NO | NO |  |  |  | 029-12870 |  | Fisher & Paykel Healthcare (USA) | MR850 |  |  | WOODLANDS - RESPIRATORY | MHHS-Woodlands |  | Humidifier, Heated |  | 029-12870 |  | Woodlands |  | WOODLANDS - RESPIRATORY | [5 empty] | HUMIDIFIERS |  | HUMIDIFIERHEATED-FisherPaykel-MR850 | HUMIDIFIERHEATED | MR850 |  |  |  | FisherPaykel | Humidifier, Heated |  | HUMIDIFIERHEATED-FisherPaykel-MR850 |  |  |  |  | Covered PM Repair - Biomedical | MHHS-Woodlands
NO | NO |  |  |  | 029-12875 |  | Fisher & Paykel Healthcare (USA) | MR850 |  |  | WOODLANDS - RESPIRATORY | MHHS-Woodlands |  | Humidifier, Heated |  | 029-12875 |  | Woodlands |  | WOODLANDS - RESPIRATORY | [5 empty] | HUMIDIFIERS |  | HUMIDIFIERHEATED-FisherPaykel-MR850 | HUMIDIFIERHEATED | MR850 |  |  |  | FisherPaykel | Humidifier, Heated |  | HUMIDIFIERHEATED-FisherPaykel-MR850 |  |  |  |  | Not Covered Vendor Only - Biomedical | MHHS-Woodlands
NO | YES | [5 empty] | Fisher & Paykel Healthcare (USA) | MR850JHU |  |  | TMC-Respiratory-Adult | MHHS-TMC |  | Humidifier, Heated |  |  |  | TMC | MHHS-TMC | TMC-Respiratory-Adult |  | 7/9/19 |  |  |  | HUMIDIFIERS |  | HUMIDIFIERHEATED-FisherPaykel-MR850JHU | HUMIDIFIERHEATED | MR850JHU |  |  |  | FisherPaykel | Humidifier, Heated |  | HUMIDIFIERHEATED-FisherPaykel-MR850JHU |  | 1/1/00 | Verified 3/30/2020 4:07pm (Central) |  | Not Covered Vendor Only - Biomedical | MHHS-TMC
NO | NO | [5 empty] | Fisher & Paykel Healthcare (USA) | MR850JHU |  |  | CY - RESPIRATORY CARE SERVICES | MHHS-Cypress |  | Humidifier, Heated |  |  |  | Northwest & Cypress |  | CY - RESPIRATORY CARE SERVICES | [5 empty] | HUMIDIFIERS |  | HUMIDIFIERHEATED-FisherPaykel-MR850JHU | HUMIDIFIERHEATED | MR850JHU |  |  |  | FisherPaykel | Humidifier, Heated |  | HUMIDIFIERHEATED-FisherPaykel-MR850JHU |  |  |  |  | Covered PM Repair - Biomedical | MHHS-Cypress
NO | NO | [5 empty] | Fisher & Paykel Healthcare (USA) | MR850JHU |  |  | CY - RESPIRATORY CARE SERVICES | MHHS-Cypress |  | Humidifier, Heated |  |  |  | Northwest & Cypress |  | CY - RESPIRATORY CARE SERVICES | [5 empty] | HUMIDIFIERS |  | HUMIDIFIERHEATED-FisherPaykel-MR850JHU | HUMIDIFIERHEATED | MR850JHU |  |  |  | FisherPaykel | Humidifier, Heated |  | HUMIDIFIERHEATED-FisherPaykel-MR850JHU |  |  |  |  | Covered PM Repair - Biomedical | MHHS-Cypress
NO | NO | [5 empty] | Fisher & Paykel Healthcare (USA) | MR850JHU |  |  | GH - RESPIRATORY | MHHS-Greater Heights |  | Humidifier, Heated |  |  |  | Central & Greater Heights |  | GH - RESPIRATORY | [5 empty] | HUMIDIFIERS |  | HUMIDIFIERHEATED-FisherPaykel-MR850JHU | HUMIDIFIERHEATED | MR850JHU |  |  |  | FisherPaykel | Humidifier, Heated |  | HUMIDIFIERHEATED-FisherPaykel-MR850JHU |  |  |  |  | Covered PM Repair - Biomedical | MHHS-Greater Heights
NO | NO | [5 empty] | Fisher & Paykel Healthcare (USA) | MR850JHU |  |  | GH - RESPIRATORY | MHHS-Greater Heights |  | Humidifier, Heated |  |  |  | Central & Greater Heights |  | GH - RESPIRATORY | [5 empty] | HUMIDIFIERS |  | HUMIDIFIERHEATED-FisherPaykel-MR850JHU | HUMIDIFIERHEATED | MR850JHU |  |  |  | FisherPaykel | Humidifier, Heated |  | HUMIDIFIERHEATED-FisherPaykel-MR850JHU |  |  |  |  | Not Covered Vendor Only - Biomedical | MHHS-Greater Heights
NO | NO | [5 empty] | Fisher & Paykel Healthcare (USA) | MR850JHU |  |  | GH - RESPIRATORY | MHHS-Greater Heights |  | Humidifier, Heated |  |  |  | Central & Greater Heights |  | GH - RESPIRATORY | [5 empty] | HUMIDIFIERS |  | HUMIDIFIERHEATED-FisherPaykel-MR850JHU | HUMIDIFIERHEATED | MR850JHU |  |  |  | FisherPaykel | Humidifier, Heated |  | HUMIDIFIERHEATED-FisherPaykel-MR850JHU |  |  |  |  | Not Covered Vendor Only - Biomedical | MHHS-Greater Heights
NO | NO | [5 empty] | Fisher & Paykel Healthcare (USA) | MR850JHU |  |  | GH - RESPIRATORY | MHHS-Greater Heights |  | Humidifier, Heated |  |  |  | Central & Greater Heights |  | GH - RESPIRATORY | [5 empty] | HUMIDIFIERS |  | HUMIDIFIERHEATED-FisherPaykel-MR850JHU | HUMIDIFIERHEATED | MR850JHU |  |  |  | FisherPaykel | Humidifier, Heated |  | HUMIDIFIERHEATED-FisherPaykel-MR850JHU |  |  |  |  | Not Covered Vendor Only - Biomedical | MHHS-Greater Heights
NO | NO | [5 empty] | Fisher & Paykel Healthcare (USA) | MR850JHU |  |  | GH - RESPIRATORY | MHHS-Greater Heights |  | Humidifier, Heated |  |  |  | Central & Greater Heights |  | GH - RESPIRATORY | [5 empty] | HUMIDIFIERS |  | HUMIDIFIERHEATED-FisherPaykel-MR850JHU | HUMIDIFIERHEATED | MR850JHU |  |  |  | FisherPaykel | Humidifier, Heated |  | HUMIDIFIERHEATED-FisherPaykel-MR850JHU |  |  |  |  | Not Covered Vendor Only - Biomedical | MHHS-Greater Heights
NO | NO | [5 empty] | Fisher & Paykel Healthcare (USA) | MR850JHU |  |  | GH - RESPIRATORY | MHHS-Greater Heights |  | Humidifier, Heated |  |  |  | Central & Greater Heights |  | GH - RESPIRATORY | [5 empty] | HUMIDIFIERS |  | HUMIDIFIERHEATED-FisherPaykel-MR850JHU | HUMIDIFIERHEATED | MR850JHU |  |  |  | FisherPaykel | Humidifier, Heated |  | HUMIDIFIERHEATED-FisherPaykel-MR850JHU |  |  |  |  | Not Covered Vendor Only - Biomedical | MHHS-Greater Heights
NO | NO | [5 empty] | Fisher & Paykel Healthcare (USA) | MR850JHU |  |  | GH - RESPIRATORY | MHHS-Greater Heights |  | Humidifier, Heated |  |  |  | Central & Greater Heights |  | GH - RESPIRATORY | [5 empty] | HUMIDIFIERS |  | HUMIDIFIERHEATED-FisherPaykel-MR850JHU | HUMIDIFIERHEATED | MR850JHU |  |  |  | FisherPaykel | Humidifier, Heated |  | HUMIDIFIERHEATED-FisherPaykel-MR850JHU |  |  |  |  | Not Covered Vendor Only - Biomedical | MHHS-Greater Heights
NO | NO | [5 empty] | Fisher & Paykel Healthcare (USA) | MR850JHU |  |  | GH - RESPIRATORY | MHHS-Greater Heights |  | Humidifier, Heated |  |  |  | Central & Greater Heights |  | GH - RESPIRATORY | [5 empty] | HUMIDIFIERS |  | HUMIDIFIERHEATED-FisherPaykel-MR850JHU | HUMIDIFIERHEATED | MR850JHU |  |  |  | FisherPaykel | Humidifier, Heated |  | HUMIDIFIERHEATED-FisherPaykel-MR850JHU |  |  |  |  | Not Covered Vendor Only - Biomedical | MHHS-Greater Heights
NO | NO | [5 empty] | Fisher & Paykel Healthcare (USA) | MR850JHU |  |  | GH - RESPIRATORY | MHHS-Greater Heights |  | Humidifier, Heated |  |  |  | Central & Greater Heights |  | GH - RESPIRATORY | [5 empty] | HUMIDIFIERS |  | HUMIDIFIERHEATED-FisherPaykel-MR850JHU | HUMIDIFIERHEATED | MR850JHU |  |  |  | FisherPaykel | Humidifier, Heated |  | HUMIDIFIERHEATED-FisherPaykel-MR850JHU |  |  |  |  | Covered PM Repair - Biomedical | MHHS-Greater Heights
NO | NO | [5 empty] | Fisher & Paykel Healthcare (USA) | MR850JHU |  |  | GH - RESPIRATORY | MHHS-Greater Heights |  | Humidifier, Heated |  |  |  | Central & Greater Heights |  | GH - RESPIRATORY | [5 empty] | HUMIDIFIERS |  | HUMIDIFIERHEATED-FisherPaykel-MR850JHU | HUMIDIFIERHEATED | MR850JHU |  |  |  | FisherPaykel | Humidifier, Heated |  | HUMIDIFIERHEATED-FisherPaykel-MR850JHU |  |  |  |  | Covered PM Repair - Radiology, Low End | MHHS-Greater Heights
NO | NO | [5 empty] | Fisher & Paykel Healthcare (USA) | MR850JHU |  |  | GH - RESPIRATORY | MHHS-Greater Heights |  | Humidifier, Heated |  |  |  | Central & Greater Heights |  | GH - RESPIRATORY | [5 empty] | HUMIDIFIERS |  | HUMIDIFIERHEATED-FisherPaykel-MR850JHU | HUMIDIFIERHEATED | MR850JHU |  |  |  | FisherPaykel | Humidifier, Heated |  | HUMIDIFIERHEATED-FisherPaykel-MR850JHU |  |  |  |  | Covered PM Repair - Biomedical | MHHS-Greater Heights
NO | NO | [5 empty] | Fisher & Paykel Healthcare (USA) | MR850JHU |  |  | GH - RESPIRATORY | MHHS-Greater Heights |  | Humidifier, Heated |  |  |  | Central & Greater Heights |  | GH - RESPIRATORY | [5 empty] | HUMIDIFIERS |  | HUMIDIFIERHEATED-FisherPaykel-MR850JHU | HUMIDIFIERHEATED | MR850JHU |  |  |  | FisherPaykel | Humidifier, Heated |  | HUMIDIFIERHEATED-FisherPaykel-MR850JHU |  |  |  |  | Covered PM Repair - Biomedical | MHHS-Greater Heights
NO | NO | [5 empty] | Fisher & Paykel Healthcare (USA) | MR850JHU |  |  | GH - RESPIRATORY | MHHS-Greater Heights |  | Humidifier, Heated |  |  |  | Central & Greater Heights |  | GH - RESPIRATORY | [5 empty] | HUMIDIFIERS |  | HUMIDIFIERHEATED-FisherPaykel-MR850JHU | HUMIDIFIERHEATED | MR850JHU |  |  |  | FisherPaykel | Humidifier, Heated |  | HUMIDIFIERHEATED-FisherPaykel-MR850JHU |  |  |  |  | Not Covered Vendor Only - Biomedical | MHHS-Greater Heights
NO | NO | [5 empty] | Fisher & Paykel Healthcare (USA) | MR850JHU |  |  | GH - RESPIRATORY | MHHS-Greater Heights |  | Humidifier, Heated |  |  |  | Central & Greater Heights |  | GH - RESPIRATORY | [5 empty] | HUMIDIFIERS |  | HUMIDIFIERHEATED-FisherPaykel-MR850JHU | HUMIDIFIERHEATED | MR850JHU |  |  |  | FisherPaykel | Humidifier, Heated |  | HUMIDIFIERHEATED-FisherPaykel-MR850JHU |  |  |  |  | Not Covered Vendor Only - Biomedical | MHHS-Greater Heights
NO | NO | [5 empty] | Fisher & Paykel Healthcare (USA) | MR850JHU |  |  | GH - RESPIRATORY | MHHS-Greater Heights |  | Humidifier, Heated |  |  |  | Central & Greater Heights |  | GH - RESPIRATORY | [5 empty] | HUMIDIFIERS |  | HUMIDIFIERHEATED-FisherPaykel-MR850JHU | HUMIDIFIERHEATED | MR850JHU |  |  |  | FisherPaykel | Humidifier, Heated |  | HUMIDIFIERHEATED-FisherPaykel-MR850JHU |  |  |  |  | Covered PM Repair - Biomedical | MHHS-Greater Heights
NO | NO | [5 empty] | Fisher & Paykel Healthcare (USA) | MR850JHU |  |  | GH - RESPIRATORY | MHHS-Greater Heights |  | Humidifier, Heated |  |  |  | Central & Greater Heights |  | GH - RESPIRATORY | [5 empty] | HUMIDIFIERS |  | HUMIDIFIERHEATED-FisherPaykel-MR850JHU | HUMIDIFIERHEATED | MR850JHU |  |  |  | FisherPaykel | Humidifier, Heated |  | HUMIDIFIERHEATED-FisherPaykel-MR850JHU |  |  |  |  | Covered PM Repair - Biomedical | MHHS-Greater Heights
NO | NO | [5 empty] | Fisher & Paykel Healthcare (USA) | MR850JHU |  |  | GH - RESPIRATORY | MHHS-Greater Heights |  | Humidifier, Heated |  |  |  | Central & Greater Heights |  | GH - RESPIRATORY | [5 empty] | HUMIDIFIERS |  | HUMIDIFIERHEATED-FisherPaykel-MR850JHU | HUMIDIFIERHEATED | MR850JHU |  |  |  | FisherPaykel | Humidifier, Heated |  | HUMIDIFIERHEATED-FisherPaykel-MR850JHU |  |  |  |  | Not Covered Vendor Only - Biomedical | MHHS-Greater Heights
NO | NO | [5 empty] | Fisher & Paykel Healthcare (USA) | MR850JHU |  |  | GH - RESPIRATORY | MHHS-Greater Heights |  | Humidifier, Heated |  |  |  | Central & Greater Heights |  | GH - RESPIRATORY | [5 empty] | HUMIDIFIERS |  | HUMIDIFIERHEATED-FisherPaykel-MR850JHU | HUMIDIFIERHEATED | MR850JHU |  |  |  | FisherPaykel | Humidifier, Heated |  | HUMIDIFIERHEATED-FisherPaykel-MR850JHU |  |  |  |  | Covered PM Repair - Biomedical | MHHS-Greater Heights
NO | NO | [5 empty] | Fisher & Paykel Healthcare (USA) | MR850JHU |  |  | GH - RESPIRATORY | MHHS-Greater Heights |  | Humidifier, Heated |  |  |  | Central & Greater Heights |  | GH - RESPIRATORY | [5 empty] | HUMIDIFIERS |  | HUMIDIFIERHEATED-FisherPaykel-MR850JHU | HUMIDIFIERHEATED | MR850JHU |  |  |  | FisherPaykel | Humidifier, Heated |  | HUMIDIFIERHEATED-FisherPaykel-MR850JHU |  |  |  |  | Not Covered Vendor Only - Biomedical | MHHS-Greater Heights
NO | NO | [5 empty] | Fisher & Paykel Healthcare (USA) | MR850JHU |  |  | GH - RESPIRATORY | MHHS-Greater Heights |  | Humidifier, Heated |  |  |  | Central & Greater Heights |  | GH - RESPIRATORY | [5 empty] | HUMIDIFIERS |  | HUMIDIFIERHEATED-FisherPaykel-MR850JHU | HUMIDIFIERHEATED | MR850JHU |  |  |  | FisherPaykel | Humidifier, Heated |  | HUMIDIFIERHEATED-FisherPaykel-MR850JHU |  |  |  |  | Covered PM Repair - Biomedical | MHHS-Greater Heights
NO | NO | [5 empty] | Fisher & Paykel Healthcare (USA) | MR850JHU |  |  | GH - RESPIRATORY | MHHS-Greater Heights |  | Humidifier, Heated |  |  |  | Central & Greater Heights |  | GH - RESPIRATORY | [5 empty] | HUMIDIFIERS |  | HUMIDIFIERHEATED-FisherPaykel-MR850JHU | HUMIDIFIERHEATED | MR850JHU |  |  |  | FisherPaykel | Humidifier, Heated |  | HUMIDIFIERHEATED-FisherPaykel-MR850JHU |  |  |  |  | Covered PM Repair - Biomedical | MHHS-Greater Heights
NO | NO | [5 empty] | Fisher & Paykel Healthcare (USA) | MR850JHU |  |  | GH - RESPIRATORY | MHHS-Greater Heights |  | Humidifier, Heated |  |  |  | Central & Greater Heights |  | GH - RESPIRATORY | [5 empty] | HUMIDIFIERS |  | HUMIDIFIERHEATED-FisherPaykel-MR850JHU | HUMIDIFIERHEATED | MR850JHU |  |  |  | FisherPaykel | Humidifier, Heated |  | HUMIDIFIERHEATED-FisherPaykel-MR850JHU |  |  |  |  | Covered PM Repair - Biomedical | MHHS-Greater Heights
NO | NO | [5 empty] | Fisher & Paykel Healthcare (USA) | MR850JHU |  |  | GH - RESPIRATORY | MHHS-Greater Heights |  | Humidifier, Heated |  |  |  | Central & Greater Heights |  | GH - RESPIRATORY | [5 empty] | HUMIDIFIERS |  | HUMIDIFIERHEATED-FisherPaykel-MR850JHU | HUMIDIFIERHEATED | MR850JHU |  |  |  | FisherPaykel | Humidifier, Heated |  | HUMIDIFIERHEATED-FisherPaykel-MR850JHU |  |  |  |  | Covered PM Repair - Biomedical | MHHS-Greater Heights
NO | NO | [5 empty] | Fisher & Paykel Healthcare (USA) | MR850JHU |  |  | GH - RESPIRATORY | MHHS-Greater Heights |  | Humidifier, Heated |  |  |  | Central & Greater Heights |  | GH - RESPIRATORY | [5 empty] | HUMIDIFIERS |  | HUMIDIFIERHEATED-FisherPaykel-MR850JHU | HUMIDIFIERHEATED | MR850JHU |  |  |  | FisherPaykel | Humidifier, Heated |  | HUMIDIFIERHEATED-FisherPaykel-MR850JHU |  |  |  |  | Covered PM Repair - Biomedical | MHHS-Greater Heights
NO | NO | [5 empty] | Fisher & Paykel Healthcare (USA) | MR850JHU |  |  | KATY - BIOMEDICAL SERVICES | MHHS-Katy |  | Humidifier, Heated |  |  |  | Katy |  | KATY - BIOMEDICAL SERVICES | [5 empty] | HUMIDIFIERS |  | HUMIDIFIERHEATED-FisherPaykel-MR850JHU | HUMIDIFIERHEATED | MR850JHU |  |  |  | FisherPaykel | Humidifier, Heated |  | HUMIDIFIERHEATED-FisherPaykel-MR850JHU |  |  |  |  | Covered PM Repair - Biomedical | MHHS-Katy
NO | NO | [5 empty] | Fisher & Paykel Healthcare (USA) | MR850JHU |  |  | KATY - NICU | MHHS-Katy |  | Humidifier, Heated |  |  |  | Katy |  | KATY - NICU | [5 empty] | HUMIDIFIERS |  | HUMIDIFIERHEATED-FisherPaykel-MR850JHU | HUMIDIFIERHEATED | MR850JHU |  |  |  | FisherPaykel | Humidifier, Heated |  | HUMIDIFIERHEATED-FisherPaykel-MR850JHU |  |  |  |  | Covered PM Repair - Biomedical | MHHS-Katy
NO | NO |  |  |  | 133-10491 |  | Fisher & Paykel Healthcare (USA) | MR850JHU |  |  | KATY - RESPIRATORY | MHHS-Katy |  | Humidifier, Heated |  | 133-10491 |  | Katy |  | KATY - RESPIRATORY | [5 empty] | HUMIDIFIERS |  | HUMIDIFIERHEATED-FisherPaykel-MR850JHU | HUMIDIFIERHEATED | MR850JHU |  |  |  | FisherPaykel | Humidifier, Heated |  | HUMIDIFIERHEATED-FisherPaykel-MR850JHU |  |  |  |  | Covered PM Repair - Biomedical | MHHS-Katy
NO | NO | [5 empty] | Fisher & Paykel Healthcare (USA) | MR850JHU |  |  | KATY - RESPIRATORY | MHHS-Katy |  | Humidifier, Heated |  |  |  | Katy |  | KATY - RESPIRATORY | [5 empty] | HUMIDIFIERS |  | HUMIDIFIERHEATED-FisherPaykel-MR850JHU | HUMIDIFIERHEATED | MR850JHU |  |  |  | FisherPaykel | Humidifier, Heated |  | HUMIDIFIERHEATED-FisherPaykel-MR850JHU |  |  |  |  | Covered PM Repair - Respiratory/Steriliz | MHHS-Katy
NO | NO | [5 empty] | Fisher & Paykel Healthcare (USA) | MR850JHU |  |  | KATY - RESPIRATORY | MHHS-Katy |  | Humidifier, Heated |  |  |  | Katy |  | KATY - RESPIRATORY | [5 empty] | HUMIDIFIERS |  | HUMIDIFIERHEATED-FisherPaykel-MR850JHU | HUMIDIFIERHEATED | MR850JHU |  |  |  | FisherPaykel | Humidifier, Heated |  | HUMIDIFIERHEATED-FisherPaykel-MR850JHU |  |  |  |  | Covered PM Repair - Biomedical | MHHS-Katy
NO | NO | [5 empty] | Fisher & Paykel Healthcare (USA) | MR850JHU |  |  | KATY - RESPIRATORY | MHHS-Katy |  | Humidifier, Heated |  |  |  | Katy |  | KATY - RESPIRATORY | [5 empty] | HUMIDIFIERS |  | HUMIDIFIERHEATED-FisherPaykel-MR850JHU | HUMIDIFIERHEATED | MR850JHU |  |  |  | FisherPaykel | Humidifier, Heated |  | HUMIDIFIERHEATED-FisherPaykel-MR850JHU |  |  |  |  | Covered PM Repair - Biomedical | MHHS-Katy
NO | NO | [5 empty] | Fisher & Paykel Healthcare (USA) | MR850JHU |  |  | KATY - RESPIRATORY | MHHS-Katy |  | Humidifier, Heated |  |  |  | Katy |  | KATY - RESPIRATORY | [5 empty] | HUMIDIFIERS |  | HUMIDIFIERHEATED-FisherPaykel-MR850JHU | HUMIDIFIERHEATED | MR850JHU |  |  |  | FisherPaykel | Humidifier, Heated |  | HUMIDIFIERHEATED-FisherPaykel-MR850JHU |  |  |  |  | Covered PM Repair - Biomedical | MHHS-Katy
NO | NO |  |  |  | 000-03435 |  | Fisher & Paykel Healthcare (USA) | MR850JHU |  |  | MEMORIAL CITY - RESPIRATORY | MHHS-Mem City |  | Humidifier, Heated |  | 000-03435 |  | West & Memorial City |  | MEMORIAL CITY - RESPIRATORY | [5 empty] | HUMIDIFIERS |  | HUMIDIFIERHEATED-FisherPaykel-MR850JHU | HUMIDIFIERHEATED | MR850JHU |  |  |  | FisherPaykel | Humidifier, Heated |  | HUMIDIFIERHEATED-FisherPaykel-MR850JHU |  |  |  |  | Covered PM Repair - Biomedical | MHHS-Mem City
NO | NO |  |  |  | 041-20648 |  | Fisher & Paykel Healthcare (USA) | MR850JHU |  |  | MEMORIAL CITY - RESPIRATORY | MHHS-Mem City |  | Humidifier, Heated |  | 041-20648 |  | West & Memorial City |  | MEMORIAL CITY - RESPIRATORY | [5 empty] | HUMIDIFIERS |  | HUMIDIFIERHEATED-FisherPaykel-MR850JHU | HUMIDIFIERHEATED | MR850JHU |  |  |  | FisherPaykel | Humidifier, Heated |  | HUMIDIFIERHEATED-FisherPaykel-MR850JHU |  |  |  |  | Covered PM Repair - Biomedical | MHHS-Mem City
NO | NO |  |  |  | 041-20650 |  | Fisher & Paykel Healthcare (USA) | MR850JHU |  |  | MEMORIAL CITY - RESPIRATORY | MHHS-Mem City |  | Humidifier, Heated |  | 041-20650 |  | West & Memorial City |  | MEMORIAL CITY - RESPIRATORY | [5 empty] | HUMIDIFIERS |  | HUMIDIFIERHEATED-FisherPaykel-MR850JHU | HUMIDIFIERHEATED | MR850JHU |  |  |  | FisherPaykel | Humidifier, Heated |  | HUMIDIFIERHEATED-FisherPaykel-MR850JHU |  |  |  |  | Covered PM Repair - Biomedical | MHHS-Mem City
NO | NO |  |  |  | 041-20812 |  | Fisher & Paykel Healthcare (USA) | MR850JHU |  |  | MEMORIAL CITY - RESPIRATORY | MHHS-Mem City |  | Humidifier, Heated |  | 041-20812 |  | West & Memorial City |  | MEMORIAL CITY - RESPIRATORY | [5 empty] | HUMIDIFIERS |  | HUMIDIFIERHEATED-FisherPaykel-MR850JHU | HUMIDIFIERHEATED | MR850JHU |  |  |  | FisherPaykel | Humidifier, Heated |  | HUMIDIFIERHEATED-FisherPaykel-MR850JHU |  |  |  |  | Covered PM Repair - Biomedical | MHHS-Mem City
NO | NO |  |  |  | 041-20815 |  | Fisher & Paykel Healthcare (USA) | MR850JHU |  |  | MEMORIAL CITY - RESPIRATORY | MHHS-Mem City |  | Humidifier, Heated |  | 041-20815 |  | West & Memorial City |  | MEMORIAL CITY - RESPIRATORY | [5 empty] | HUMIDIFIERS |  | HUMIDIFIERHEATED-FisherPaykel-MR850JHU | HUMIDIFIERHEATED | MR850JHU |  |  |  | FisherPaykel | Humidifier, Heated |  | HUMIDIFIERHEATED-FisherPaykel-MR850JHU |  |  |  |  | Covered PM Repair - Biomedical | MHHS-Mem City
NO | NO |  |  |  | 041-20817 |  | Fisher & Paykel Healthcare (USA) | MR850JHU |  |  | MEMORIAL CITY - RESPIRATORY | MHHS-Mem City |  | Humidifier, Heated |  | 041-20817 |  | West & Memorial City |  | MEMORIAL CITY - RESPIRATORY | [5 empty] | HUMIDIFIERS |  | HUMIDIFIERHEATED-FisherPaykel-MR850JHU | HUMIDIFIERHEATED | MR850JHU |  |  |  | FisherPaykel | Humidifier, Heated |  | HUMIDIFIERHEATED-FisherPaykel-MR850JHU |  |  |  |  | Covered PM Repair - Biomedical | MHHS-Mem City
NO | NO |  |  |  | 041-20821 |  | Fisher & Paykel Healthcare (USA) | MR850JHU |  |  | MEMORIAL CITY - RESPIRATORY | MHHS-Mem City |  | Humidifier, Heated |  | 041-20821 |  | West & Memorial City |  | MEMORIAL CITY - RESPIRATORY | [5 empty] | HUMIDIFIERS |  | HUMIDIFIERHEATED-FisherPaykel-MR850JHU | HUMIDIFIERHEATED | MR850JHU |  |  |  | FisherPaykel | Humidifier, Heated |  | HUMIDIFIERHEATED-FisherPaykel-MR850JHU |  |  |  |  | Covered PM Repair - Biomedical | MHHS-Mem City
NO | NO |  |  |  | 041-20824 |  | Fisher & Paykel Healthcare (USA) | MR850JHU |  |  | MEMORIAL CITY - RESPIRATORY | MHHS-Mem City |  | Humidifier, Heated |  | 041-20824 |  | West & Memorial City |  | MEMORIAL CITY - RESPIRATORY | [5 empty] | HUMIDIFIERS |  | HUMIDIFIERHEATED-FisherPaykel-MR850JHU | HUMIDIFIERHEATED | MR850JHU |  |  |  | FisherPaykel | Humidifier, Heated |  | HUMIDIFIERHEATED-FisherPaykel-MR850JHU |  |  |  |  | Covered PM Repair - Biomedical | MHHS-Mem City
NO | NO |  |  |  | 041-20907 |  | Fisher & Paykel Healthcare (USA) | MR850JHU |  |  | MEMORIAL CITY - RESPIRATORY | MHHS-Mem City |  | Humidifier, Heated |  | 041-20907 |  | West & Memorial City |  | MEMORIAL CITY - RESPIRATORY | [5 empty] | HUMIDIFIERS |  | HUMIDIFIERHEATED-FisherPaykel-MR850JHU | HUMIDIFIERHEATED | MR850JHU |  |  |  | FisherPaykel | Humidifier, Heated |  | HUMIDIFIERHEATED-FisherPaykel-MR850JHU |  |  |  |  | Not Covered Vendor Only - Biomedical | MHHS-Mem City
NO | NO |  |  |  | 041-20913 |  | Fisher & Paykel Healthcare (USA) | MR850JHU |  |  | MEMORIAL CITY - RESPIRATORY | MHHS-Mem City |  | Humidifier, Heated |  | 041-20913 |  | West & Memorial City |  | MEMORIAL CITY - RESPIRATORY | [5 empty] | HUMIDIFIERS |  | HUMIDIFIERHEATED-FisherPaykel-MR850JHU | HUMIDIFIERHEATED | MR850JHU |  |  |  | FisherPaykel | Humidifier, Heated |  | HUMIDIFIERHEATED-FisherPaykel-MR850JHU |  |  |  |  | Covered PM Repair - Biomedical | MHHS-Mem City
NO | NO |  |  |  | 041-20916 |  | Fisher & Paykel Healthcare (USA) | MR850JHU |  |  | MEMORIAL CITY - RESPIRATORY | MHHS-Mem City |  | Humidifier, Heated |  | 041-20916 |  | West & Memorial City |  | MEMORIAL CITY - RESPIRATORY | [5 empty] | HUMIDIFIERS |  | HUMIDIFIERHEATED-FisherPaykel-MR850JHU | HUMIDIFIERHEATED | MR850JHU |  |  |  | FisherPaykel | Humidifier, Heated |  | HUMIDIFIERHEATED-FisherPaykel-MR850JHU |  |  |  |  | Not Covered Vendor Only - Biomedical | MHHS-Mem City
NO | NO |  |  |  | 041-20917 |  | Fisher & Paykel Healthcare (USA) | MR850JHU |  |  | MEMORIAL CITY - RESPIRATORY | MHHS-Mem City |  | Humidifier, Heated |  | 041-20917 |  | West & Memorial City |  | MEMORIAL CITY - RESPIRATORY | [5 empty] | HUMIDIFIERS |  | HUMIDIFIERHEATED-FisherPaykel-MR850JHU | HUMIDIFIERHEATED | MR850JHU |  |  |  | FisherPaykel | Humidifier, Heated |  | HUMIDIFIERHEATED-FisherPaykel-MR850JHU |  |  |  |  | Not Covered Vendor Only - Biomedical | MHHS-Mem City
NO | NO |  |  |  | 041-20918 |  | Fisher & Paykel Healthcare (USA) | MR850JHU |  |  | MEMORIAL CITY - RESPIRATORY | MHHS-Mem City |  | Humidifier, Heated |  | 041-20918 |  | West & Memorial City |  | MEMORIAL CITY - RESPIRATORY | [5 empty] | HUMIDIFIERS |  | HUMIDIFIERHEATED-FisherPaykel-MR850JHU | HUMIDIFIERHEATED | MR850JHU |  |  |  | FisherPaykel | Humidifier, Heated |  | HUMIDIFIERHEATED-FisherPaykel-MR850JHU |  |  |  |  | Not Covered Vendor Only - Biomedical | MHHS-Mem City
NO | NO |  |  |  | 041-20920 |  | Fisher & Paykel Healthcare (USA) | MR850JHU |  |  | MEMORIAL CITY - RESPIRATORY | MHHS-Mem City |  | Humidifier, Heated |  | 041-20920 |  | West & Memorial City |  | MEMORIAL CITY - RESPIRATORY | [5 empty] | HUMIDIFIERS |  | HUMIDIFIERHEATED-FisherPaykel-MR850JHU | HUMIDIFIERHEATED | MR850JHU |  |  |  | FisherPaykel | Humidifier, Heated |  | HUMIDIFIERHEATED-FisherPaykel-MR850JHU |  |  |  |  | Covered PM Repair - Biomedical | MHHS-Mem City
NO | NO |  |  |  | 041-20921 |  | Fisher & Paykel Healthcare (USA) | MR850JHU |  |  | MEMORIAL CITY - RESPIRATORY | MHHS-Mem City |  | Humidifier, Heated |  | 041-20921 |  | West & Memorial City |  | MEMORIAL CITY - RESPIRATORY | [5 empty] | HUMIDIFIERS |  | HUMIDIFIERHEATED-FisherPaykel-MR850JHU | HUMIDIFIERHEATED | MR850JHU |  |  |  | FisherPaykel | Humidifier, Heated |  | HUMIDIFIERHEATED-FisherPaykel-MR850JHU |  |  |  |  | Covered PM Repair - Biomedical | MHHS-Mem City
NO | NO |  |  |  | 041-20922 |  | Fisher & Paykel Healthcare (USA) | MR850JHU |  |  | MEMORIAL CITY - RESPIRATORY | MHHS-Mem City |  | Humidifier, Heated |  | 041-20922 |  | West & Memorial City |  | MEMORIAL CITY - RESPIRATORY | [5 empty] | HUMIDIFIERS |  | HUMIDIFIERHEATED-FisherPaykel-MR850JHU | HUMIDIFIERHEATED | MR850JHU |  |  |  | FisherPaykel | Humidifier, Heated |  | HUMIDIFIERHEATED-FisherPaykel-MR850JHU |  |  |  |  | Not Covered Vendor Only - Biomedical | MHHS-Mem City
NO | NO |  |  |  | 041-32726 |  | Fisher & Paykel Healthcare (USA) | MR850JHU |  |  | MEMORIAL CITY - RESPIRATORY | MHHS-Mem City |  | Humidifier, Heated |  | 041-32726 |  | West & Memorial City |  | MEMORIAL CITY - RESPIRATORY | [5 empty] | HUMIDIFIERS |  | HUMIDIFIERHEATED-FisherPaykel-MR850JHU | HUMIDIFIERHEATED | MR850JHU |  |  |  | FisherPaykel | Humidifier, Heated |  | HUMIDIFIERHEATED-FisherPaykel-MR850JHU |  |  |  |  | Covered PM Repair - Biomedical | MHHS-Mem City
NO | NO |  |  |  | 041-32728 |  | Fisher & Paykel Healthcare (USA) | MR850JHU |  |  | MEMORIAL CITY - RESPIRATORY | MHHS-Mem City |  | Humidifier, Heated |  | 041-32728 |  | West & Memorial City |  | MEMORIAL CITY - RESPIRATORY | [5 empty] | HUMIDIFIERS |  | HUMIDIFIERHEATED-FisherPaykel-MR850JHU | HUMIDIFIERHEATED | MR850JHU |  |  |  | FisherPaykel | Humidifier, Heated |  | HUMIDIFIERHEATED-FisherPaykel-MR850JHU |  |  |  |  | Covered PM Repair - Biomedical | MHHS-Mem City
NO | NO |  |  |  | 041-32729 |  | Fisher & Paykel Healthcare (USA) | MR850JHU |  |  | MEMORIAL CITY - RESPIRATORY | MHHS-Mem City |  | Humidifier, Heated |  | 041-32729 |  | West & Memorial City |  | MEMORIAL CITY - RESPIRATORY | [5 empty] | HUMIDIFIERS |  | HUMIDIFIERHEATED-FisherPaykel-MR850JHU | HUMIDIFIERHEATED | MR850JHU |  |  |  | FisherPaykel | Humidifier, Heated |  | HUMIDIFIERHEATED-FisherPaykel-MR850JHU |  |  |  |  | Not Covered Vendor Only - Biomedical | MHHS-Mem City
NO | NO |  |  |  | 041-32731 |  | Fisher & Paykel Healthcare (USA) | MR850JHU |  |  | MEMORIAL CITY - RESPIRATORY | MHHS-Mem City |  | Humidifier, Heated |  | 041-32731 |  | West & Memorial City |  | MEMORIAL CITY - RESPIRATORY | [5 empty] | HUMIDIFIERS |  | HUMIDIFIERHEATED-FisherPaykel-MR850JHU | HUMIDIFIERHEATED | MR850JHU |  |  |  | FisherPaykel | Humidifier, Heated |  | HUMIDIFIERHEATED-FisherPaykel-MR850JHU |  |  |  |  | Not Covered Vendor Only - Biomedical | MHHS-Mem City
NO | NO |  |  |  | 041-32734 |  | Fisher & Paykel Healthcare (USA) | MR850JHU |  |  | MEMORIAL CITY - RESPIRATORY | MHHS-Mem City |  | Humidifier, Heated |  | 041-32734 |  | West & Memorial City |  | MEMORIAL CITY - RESPIRATORY | [5 empty] | HUMIDIFIERS |  | HUMIDIFIERHEATED-FisherPaykel-MR850JHU | HUMIDIFIERHEATED | MR850JHU |  |  |  | FisherPaykel | Humidifier, Heated |  | HUMIDIFIERHEATED-FisherPaykel-MR850JHU |  |  |  |  | Not Covered Vendor Only - Biomedical | MHHS-Mem City
NO | NO |  |  |  | 041-32871 |  | Fisher & Paykel Healthcare (USA) | MR850JHU |  |  | MEMORIAL CITY - RESPIRATORY | MHHS-Mem City |  | Humidifier, Heated |  | 041-32871 |  | West & Memorial City |  | MEMORIAL CITY - RESPIRATORY | [5 empty] | HUMIDIFIERS |  | HUMIDIFIERHEATED-FisherPaykel-MR850JHU | HUMIDIFIERHEATED | MR850JHU |  |  |  | FisherPaykel | Humidifier, Heated |  | HUMIDIFIERHEATED-FisherPaykel-MR850JHU |  |  |  |  | Not Covered Vendor Only - Biomedical | MHHS-Mem City
NO | NO |  |  |  | 041-32891 |  | Fisher & Paykel Healthcare (USA) | MR850JHU |  |  | MEMORIAL CITY - RESPIRATORY | MHHS-Mem City |  | Humidifier, Heated |  | 041-32891 |  | West & Memorial City |  | MEMORIAL CITY - RESPIRATORY | [5 empty] | HUMIDIFIERS |  | HUMIDIFIERHEATED-FisherPaykel-MR850JHU | HUMIDIFIERHEATED | MR850JHU |  |  |  | FisherPaykel | Humidifier, Heated |  | HUMIDIFIERHEATED-FisherPaykel-MR850JHU |  |  |  |  | Not Covered Vendor Only - Biomedical | MHHS-Mem City
NO | NO |  |  |  | 041-32892 |  | Fisher & Paykel Healthcare (USA) | MR850JHU |  |  | MEMORIAL CITY - RESPIRATORY | MHHS-Mem City |  | Humidifier, Heated |  | 041-32892 |  | West & Memorial City |  | MEMORIAL CITY - RESPIRATORY | [5 empty] | HUMIDIFIERS |  | HUMIDIFIERHEATED-FisherPaykel-MR850JHU | HUMIDIFIERHEATED | MR850JHU |  |  |  | FisherPaykel | Humidifier, Heated |  | HUMIDIFIERHEATED-FisherPaykel-MR850JHU |  |  |  |  | Not Covered Vendor Only - Biomedical | MHHS-Mem City
NO | NO |  |  |  | 041-32893 |  | Fisher & Paykel Healthcare (USA) | MR850JHU |  |  | MEMORIAL CITY - RESPIRATORY | MHHS-Mem City |  | Humidifier, Heated |  | 041-32893 |  | West & Memorial City |  | MEMORIAL CITY - RESPIRATORY | [5 empty] | HUMIDIFIERS |  | HUMIDIFIERHEATED-FisherPaykel-MR850JHU | HUMIDIFIERHEATED | MR850JHU |  |  |  | FisherPaykel | Humidifier, Heated |  | HUMIDIFIERHEATED-FisherPaykel-MR850JHU |  |  |  |  | Not Covered Vendor Only - Biomedical | MHHS-Mem City
NO | NO |  |  |  | 041-34093 |  | Fisher & Paykel Healthcare (USA) | MR850JHU |  |  | MEMORIAL CITY - RESPIRATORY | MHHS-Mem City |  | Humidifier, Heated |  | 041-34093 |  | West & Memorial City |  | MEMORIAL CITY - RESPIRATORY | [5 empty] | HUMIDIFIERS |  | HUMIDIFIERHEATED-FisherPaykel-MR850JHU | HUMIDIFIERHEATED | MR850JHU |  |  |  | FisherPaykel | Humidifier, Heated |  | HUMIDIFIERHEATED-FisherPaykel-MR850JHU |  |  |  |  | Not Covered Vendor Only - Biomedical | MHHS-Mem City
NO | NO |  |  |  | 041-34094 |  | Fisher & Paykel Healthcare (USA) | MR850JHU |  |  | MEMORIAL CITY - RESPIRATORY | MHHS-Mem City |  | Humidifier, Heated |  | 041-34094 |  | West & Memorial City |  | MEMORIAL CITY - RESPIRATORY | [5 empty] | HUMIDIFIERS |  | HUMIDIFIERHEATED-FisherPaykel-MR850JHU | HUMIDIFIERHEATED | MR850JHU |  |  |  | FisherPaykel | Humidifier, Heated |  | HUMIDIFIERHEATED-FisherPaykel-MR850JHU |  |  |  |  | Not Covered Vendor Only - Biomedical | MHHS-Mem City
NO | NO |  |  |  | 041-34095 |  | Fisher & Paykel Healthcare (USA) | MR850JHU |  |  | MEMORIAL CITY - RESPIRATORY | MHHS-Mem City |  | Humidifier, Heated |  | 041-34095 |  | West & Memorial City |  | MEMORIAL CITY - RESPIRATORY | [5 empty] | HUMIDIFIERS |  | HUMIDIFIERHEATED-FisherPaykel-MR850JHU | HUMIDIFIERHEATED | MR850JHU |  |  |  | FisherPaykel | Humidifier, Heated |  | HUMIDIFIERHEATED-FisherPaykel-MR850JHU |  |  |  |  | Not Covered Vendor Only - Biomedical | MHHS-Mem City
NO | NO |  |  |  | 041-34096 |  | Fisher & Paykel Healthcare (USA) | MR850JHU |  |  | MEMORIAL CITY - RESPIRATORY | MHHS-Mem City |  | Humidifier, Heated |  | 041-34096 |  | West & Memorial City |  | MEMORIAL CITY - RESPIRATORY | [5 empty] | HUMIDIFIERS |  | HUMIDIFIERHEATED-FisherPaykel-MR850JHU | HUMIDIFIERHEATED | MR850JHU |  |  |  | FisherPaykel | Humidifier, Heated |  | HUMIDIFIERHEATED-FisherPaykel-MR850JHU |  |  |  |  | Covered PM Repair - Biomedical | MHHS-Mem City
NO | NO |  |  |  | 041-34379 |  | Fisher & Paykel Healthcare (USA) | MR850JHU |  |  | MEMORIAL CITY - RESPIRATORY | MHHS-Mem City |  | Humidifier, Heated |  | 041-34379 |  | West & Memorial City |  | MEMORIAL CITY - RESPIRATORY | [5 empty] | HUMIDIFIERS |  | HUMIDIFIERHEATED-FisherPaykel-MR850JHU | HUMIDIFIERHEATED | MR850JHU |  |  |  | FisherPaykel | Humidifier, Heated |  | HUMIDIFIERHEATED-FisherPaykel-MR850JHU |  |  |  |  | Not Covered Vendor Only - Biomedical | MHHS-Mem City
NO | NO | [5 empty] | Fisher & Paykel Healthcare (USA) | MR850JHU |  |  | MEMORIAL CITY - RESPIRATORY | MHHS-Mem City |  | Humidifier, Heated |  |  |  | West & Memorial City |  | MEMORIAL CITY - RESPIRATORY | [5 empty] | HUMIDIFIERS |  | HUMIDIFIERHEATED-FisherPaykel-MR850JHU | HUMIDIFIERHEATED | MR850JHU |  |  |  | FisherPaykel | Humidifier, Heated |  | HUMIDIFIERHEATED-FisherPaykel-MR850JHU |  |  |  |  | Not Covered Vendor Only - Biomedical | MHHS-Mem City
NO | NO | [5 empty] | Fisher & Paykel Healthcare (USA) | MR850JHU |  |  | MEMORIAL CITY - RESPIRATORY | MHHS-Mem City |  | Humidifier, Heated |  |  |  | West & Memorial City |  | MEMORIAL CITY - RESPIRATORY | [5 empty] | HUMIDIFIERS |  | HUMIDIFIERHEATED-FisherPaykel-MR850JHU | HUMIDIFIERHEATED | MR850JHU |  |  |  | FisherPaykel | Humidifier, Heated |  | HUMIDIFIERHEATED-FisherPaykel-MR850JHU |  |  |  |  | Not Covered Vendor Only - Biomedical | MHHS-Mem City
NO | NO | [5 empty] | Fisher & Paykel Healthcare (USA) | MR850JHU |  |  | MEMORIAL CITY - RESPIRATORY | MHHS-Mem City |  | Humidifier, Heated |  |  |  | West & Memorial City |  | MEMORIAL CITY - RESPIRATORY | [5 empty] | HUMIDIFIERS |  | HUMIDIFIERHEATED-FisherPaykel-MR850JHU | HUMIDIFIERHEATED | MR850JHU |  |  |  | FisherPaykel | Humidifier, Heated |  | HUMIDIFIERHEATED-FisherPaykel-MR850JHU |  |  |  |  | Not Covered Vendor Only - Biomedical | MHHS-Mem City
NO | NO | [5 empty] | Fisher & Paykel Healthcare (USA) | MR850JHU |  |  | MEMORIAL CITY - RESPIRATORY | MHHS-Mem City |  | Humidifier, Heated |  |  |  | West & Memorial City |  | MEMORIAL CITY - RESPIRATORY | [5 empty] | HUMIDIFIERS |  | HUMIDIFIERHEATED-FisherPaykel-MR850JHU | HUMIDIFIERHEATED | MR850JHU |  |  |  | FisherPaykel | Humidifier, Heated |  | HUMIDIFIERHEATED-FisherPaykel-MR850JHU |  |  |  |  | Not Covered Vendor Only - Biomedical | MHHS-Mem City
NO | NO | [5 empty] | Fisher & Paykel Healthcare (USA) | MR850JHU |  |  | MEMORIAL CITY - RESPIRATORY | MHHS-Mem City |  | Humidifier, Heated |  |  |  | West & Memorial City |  | MEMORIAL CITY - RESPIRATORY | [5 empty] | HUMIDIFIERS |  | HUMIDIFIERHEATED-FisherPaykel-MR850JHU | HUMIDIFIERHEATED | MR850JHU |  |  |  | FisherPaykel | Humidifier, Heated |  | HUMIDIFIERHEATED-FisherPaykel-MR850JHU |  |  |  |  | Not Covered Vendor Only - Biomedical | MHHS-Mem City
NO | NO | [5 empty] | Fisher & Paykel Healthcare (USA) | MR850JHU |  |  | MEMORIAL CITY - RESPIRATORY | MHHS-Mem City |  | Humidifier, Heated |  |  |  | West & Memorial City |  | MEMORIAL CITY - RESPIRATORY | [5 empty] | HUMIDIFIERS |  | HUMIDIFIERHEATED-FisherPaykel-MR850JHU | HUMIDIFIERHEATED | MR850JHU |  |  |  | FisherPaykel | Humidifier, Heated |  | HUMIDIFIERHEATED-FisherPaykel-MR850JHU |  |  |  |  | Not Covered Vendor Only - Biomedical | MHHS-Mem City
NO | NO | [5 empty] | Fisher & Paykel Healthcare (USA) | MR850JHU |  |  | MEMORIAL CITY - RESPIRATORY | MHHS-Mem City |  | Humidifier, Heated |  |  |  | West & Memorial City |  | MEMORIAL CITY - RESPIRATORY | [5 empty] | HUMIDIFIERS |  | HUMIDIFIERHEATED-FisherPaykel-MR850JHU | HUMIDIFIERHEATED | MR850JHU |  |  |  | FisherPaykel | Humidifier, Heated |  | HUMIDIFIERHEATED-FisherPaykel-MR850JHU |  |  |  |  | No Coverage Specified | MHHS-Mem City
NO | NO | [5 empty] | Fisher & Paykel Healthcare (USA) | MR850JHU |  |  | MEMORIAL CITY - RESPIRATORY | MHHS-Mem City |  | Humidifier, Heated |  |  |  | West & Memorial City |  | MEMORIAL CITY - RESPIRATORY | [5 empty] | HUMIDIFIERS |  | HUMIDIFIERHEATED-FisherPaykel-MR850JHU | HUMIDIFIERHEATED | MR850JHU |  |  |  | FisherPaykel | Humidifier, Heated |  | HUMIDIFIERHEATED-FisherPaykel-MR850JHU |  |  |  |  | Not Covered Vendor Only - Biomedical | MHHS-Mem City
NO | NO | [5 empty] | Fisher & Paykel Healthcare (USA) | MR850JHU |  |  | MEMORIAL CITY - RESPIRATORY | MHHS-Mem City |  | Humidifier, Heated |  |  |  | West & Memorial City |  | MEMORIAL CITY - RESPIRATORY | [5 empty] | HUMIDIFIERS |  | HUMIDIFIERHEATED-FisherPaykel-MR850JHU | HUMIDIFIERHEATED | MR850JHU |  |  |  | FisherPaykel | Humidifier, Heated |  | HUMIDIFIERHEATED-FisherPaykel-MR850JHU |  |  |  |  | No Coverage Specified | MHHS-Mem City
NO | NO | [5 empty] | Fisher & Paykel Healthcare (USA) | MR850JHU |  |  | MEMORIAL CITY - RESPIRATORY | MHHS-Mem City |  | Humidifier, Heated |  |  |  | West & Memorial City |  | MEMORIAL CITY - RESPIRATORY | [5 empty] | HUMIDIFIERS |  | HUMIDIFIERHEATED-FisherPaykel-MR850JHU | HUMIDIFIERHEATED | MR850JHU |  |  |  | FisherPaykel | Humidifier, Heated |  | HUMIDIFIERHEATED-FisherPaykel-MR850JHU |  |  |  |  | Covered PM Repair - Biomedical | MHHS-Mem City
NO | NO | [5 empty] | Fisher & Paykel Healthcare (USA) | MR850JHU |  |  | NE - RESPIRATORY | MHHS-Northeast |  | Humidifier, Heated |  |  |  | Katy |  | NE - RESPIRATORY | [5 empty] | HUMIDIFIERS |  | HUMIDIFIERHEATED-FisherPaykel-MR850JHU | HUMIDIFIERHEATED | MR850JHU |  |  |  | FisherPaykel | Humidifier, Heated |  | HUMIDIFIERHEATED-FisherPaykel-MR850JHU |  |  |  |  | Covered PM Repair - Biomedical | MHHS-Northeast
NO | NO | [5 empty] | Fisher & Paykel Healthcare (USA) | MR850JHU |  |  | NE - RESPIRATORY | MHHS-Northeast |  | Humidifier, Heated |  |  |  | Katy |  | NE - RESPIRATORY | [5 empty] | HUMIDIFIERS |  | HUMIDIFIERHEATED-FisherPaykel-MR850JHU | HUMIDIFIERHEATED | MR850JHU |  |  |  | FisherPaykel | Humidifier, Heated |  | HUMIDIFIERHEATED-FisherPaykel-MR850JHU |  |  |  |  | Covered PM Repair - Biomedical | MHHS-Northeast
NO | NO | [5 empty] | Fisher & Paykel Healthcare (USA) | MR850JHU |  |  | NE - RESPIRATORY | MHHS-Northeast |  | Humidifier, Heated |  |  |  | Katy |  | NE - RESPIRATORY | [5 empty] | HUMIDIFIERS |  | HUMIDIFIERHEATED-FisherPaykel-MR850JHU | HUMIDIFIERHEATED | MR850JHU |  |  |  | FisherPaykel | Humidifier, Heated |  | HUMIDIFIERHEATED-FisherPaykel-MR850JHU |  |  |  |  | Covered PM Repair - Biomedical | MHHS-Northeast
NO | NO | [5 empty] | Fisher & Paykel Healthcare (USA) | MR850JHU |  |  | NE - RESPIRATORY | MHHS-Northeast |  | Humidifier, Heated |  |  |  | Katy |  | NE - RESPIRATORY | [5 empty] | HUMIDIFIERS |  | HUMIDIFIERHEATED-FisherPaykel-MR850JHU | HUMIDIFIERHEATED | MR850JHU |  |  |  | FisherPaykel | Humidifier, Heated |  | HUMIDIFIERHEATED-FisherPaykel-MR850JHU |  |  |  |  | Covered PM Repair - Biomedical | MHHS-Northeast
NO | NO | [5 empty] | Fisher & Paykel Healthcare (USA) | MR850JHU |  |  | NE - RESPIRATORY | MHHS-Northeast |  | Humidifier, Heated |  |  |  | Katy |  | NE - RESPIRATORY | [5 empty] | HUMIDIFIERS |  | HUMIDIFIERHEATED-FisherPaykel-MR850JHU | HUMIDIFIERHEATED | MR850JHU |  |  |  | FisherPaykel | Humidifier, Heated |  | HUMIDIFIERHEATED-FisherPaykel-MR850JHU |  |  |  |  | Not Covered Vendor Only - Resp/Ster | MHHS-Northeast
NO | NO | [5 empty] | Fisher & Paykel Healthcare (USA) | MR850JHU |  |  | NE - RESPIRATORY | MHHS-Northeast |  | Humidifier, Heated |  |  |  | Katy |  | NE - RESPIRATORY | [5 empty] | HUMIDIFIERS |  | HUMIDIFIERHEATED-FisherPaykel-MR850JHU | HUMIDIFIERHEATED | MR850JHU |  |  |  | FisherPaykel | Humidifier, Heated |  | HUMIDIFIERHEATED-FisherPaykel-MR850JHU |  |  |  |  | Covered PM Repair - Biomedical | MHHS-Northeast
NO | NO | [5 empty] | Fisher & Paykel Healthcare (USA) | MR850JHU |  |  | NE - RESPIRATORY | MHHS-Northeast |  | Humidifier, Heated |  |  |  | Katy |  | NE - RESPIRATORY | [5 empty] | HUMIDIFIERS |  | HUMIDIFIERHEATED-FisherPaykel-MR850JHU | HUMIDIFIERHEATED | MR850JHU |  |  |  | FisherPaykel | Humidifier, Heated |  | HUMIDIFIERHEATED-FisherPaykel-MR850JHU |  |  |  |  | Covered PM Repair - Biomedical | MHHS-Northeast
NO | NO | [5 empty] | Fisher & Paykel Healthcare (USA) | MR850JHU |  |  | PEARLAND - RESPIRATORY THERAPY | MHHS-Pearland Hospital |  | Humidifier, Heated |  |  |  | Pearland |  | PEARLAND - RESPIRATORY THERAPY | [5 empty] | HUMIDIFIERS |  | HUMIDIFIERHEATED-FisherPaykel-MR850JHU | HUMIDIFIERHEATED | MR850JHU |  |  |  | FisherPaykel | Humidifier, Heated |  | HUMIDIFIERHEATED-FisherPaykel-MR850JHU |  |  |  |  | Covered PM Repair - Biomedical | MHHS-Pearland Hospital
NO | NO | [5 empty] | Fisher & Paykel Healthcare (USA) | MR850JHU |  |  | PEARLAND - RESPIRATORY THERAPY | MHHS-Pearland Hospital |  | Humidifier, Heated |  |  |  | Pearland |  | PEARLAND - RESPIRATORY THERAPY | [5 empty] | HUMIDIFIERS |  | HUMIDIFIERHEATED-FisherPaykel-MR850JHU | HUMIDIFIERHEATED | MR850JHU |  |  |  | FisherPaykel | Humidifier, Heated |  | HUMIDIFIERHEATED-FisherPaykel-MR850JHU |  |  |  |  | Covered PM Repair - Biomedical | MHHS-Pearland Hospital
NO | NO | [5 empty] | Fisher & Paykel Healthcare (USA) | MR850JHU |  |  | PEARLAND - RESPIRATORY THERAPY | MHHS-Pearland Hospital |  | Humidifier, Heated |  |  |  | Pearland |  | PEARLAND - RESPIRATORY THERAPY | [5 empty] | HUMIDIFIERS |  | HUMIDIFIERHEATED-FisherPaykel-MR850JHU | HUMIDIFIERHEATED | MR850JHU |  |  |  | FisherPaykel | Humidifier, Heated |  | HUMIDIFIERHEATED-FisherPaykel-MR850JHU |  |  |  |  | Covered PM Repair - Biomedical | MHHS-Pearland Hospital
NO | NO | [5 empty] | Fisher & Paykel Healthcare (USA) | MR850JHU |  |  | PEARLAND - RESPIRATORY THERAPY | MHHS-Pearland Hospital |  | Humidifier, Heated |  |  |  | Pearland |  | PEARLAND - RESPIRATORY THERAPY | [5 empty] | HUMIDIFIERS |  | HUMIDIFIERHEATED-FisherPaykel-MR850JHU | HUMIDIFIERHEATED | MR850JHU |  |  |  | FisherPaykel | Humidifier, Heated |  | HUMIDIFIERHEATED-FisherPaykel-MR850JHU |  |  |  |  | Covered PM Repair - Biomedical | MHHS-Pearland Hospital
NO | NO | [5 empty] | Fisher & Paykel Healthcare (USA) | MR850JHU |  |  | PEARLAND - RESPIRATORY THERAPY | MHHS-Pearland Hospital |  | Humidifier, Heated |  |  |  | Pearland |  | PEARLAND - RESPIRATORY THERAPY | [5 empty] | HUMIDIFIERS |  | HUMIDIFIERHEATED-FisherPaykel-MR850JHU | HUMIDIFIERHEATED | MR850JHU |  |  |  | FisherPaykel | Humidifier, Heated |  | HUMIDIFIERHEATED-FisherPaykel-MR850JHU |  |  |  |  | Covered PM Repair - Biomedical | MHHS-Pearland Hospital
NO | NO | [5 empty] | Fisher & Paykel Healthcare (USA) | MR850JHU |  |  | PEARLAND - RESPIRATORY THERAPY | MHHS-Pearland Hospital |  | Humidifier, Heated |  |  |  | Pearland |  | PEARLAND - RESPIRATORY THERAPY | [5 empty] | HUMIDIFIERS |  | HUMIDIFIERHEATED-FisherPaykel-MR850JHU | HUMIDIFIERHEATED | MR850JHU |  |  |  | FisherPaykel | Humidifier, Heated |  | HUMIDIFIERHEATED-FisherPaykel-MR850JHU |  |  |  |  | Covered PM Repair - Biomedical | MHHS-Pearland Hospital
NO | NO | [5 empty] | Fisher & Paykel Healthcare (USA) | MR850JHU |  |  | PEARLAND - RESPIRATORY THERAPY | MHHS-Pearland Hospital |  | Humidifier, Heated |  |  |  | Pearland |  | PEARLAND - RESPIRATORY THERAPY | [5 empty] | HUMIDIFIERS |  | HUMIDIFIERHEATED-FisherPaykel-MR850JHU | HUMIDIFIERHEATED | MR850JHU |  |  |  | FisherPaykel | Humidifier, Heated |  | HUMIDIFIERHEATED-FisherPaykel-MR850JHU |  |  |  |  | Covered PM Repair - Biomedical | MHHS-Pearland Hospital
NO | NO | [5 empty] | Fisher & Paykel Healthcare (USA) | MR850JHU |  |  | PEARLAND - RESPIRATORY THERAPY | MHHS-Pearland Hospital |  | Humidifier, Heated |  |  |  | Pearland |  | PEARLAND - RESPIRATORY THERAPY | [5 empty] | HUMIDIFIERS |  | HUMIDIFIERHEATED-FisherPaykel-MR850JHU | HUMIDIFIERHEATED | MR850JHU |  |  |  | FisherPaykel | Humidifier, Heated |  | HUMIDIFIERHEATED-FisherPaykel-MR850JHU |  |  |  |  | Covered PM Repair - Biomedical | MHHS-Pearland Hospital
NO | NO | [5 empty] | Fisher & Paykel Healthcare (USA) | MR850JHU |  |  | PEARLAND - RESPIRATORY THERAPY | MHHS-Pearland Hospital |  | Humidifier, Heated |  |  |  | Pearland |  | PEARLAND - RESPIRATORY THERAPY | [5 empty] | HUMIDIFIERS |  | HUMIDIFIERHEATED-FisherPaykel-MR850JHU | HUMIDIFIERHEATED | MR850JHU |  |  |  | FisherPaykel | Humidifier, Heated |  | HUMIDIFIERHEATED-FisherPaykel-MR850JHU |  |  |  |  | Covered PM Repair - Biomedical | MHHS-Pearland Hospital
NO | NO | [5 empty] | Fisher & Paykel Healthcare (USA) | MR850JHU |  |  | SE - RESPIRATORY | MHHS-Southeast |  | Humidifier, Heated |  |  |  | Southeast & Bay Area |  | SE - RESPIRATORY | [5 empty] | HUMIDIFIERS |  | HUMIDIFIERHEATED-FisherPaykel-MR850JHU | HUMIDIFIERHEATED | MR850JHU |  |  |  | FisherPaykel | Humidifier, Heated |  | HUMIDIFIERHEATED-FisherPaykel-MR850JHU |  |  |  |  | Covered PM Repair - Biomedical | MHHS-Southeast
NO | NO | [5 empty] | Fisher & Paykel Healthcare (USA) | MR850JHU |  |  | SE - RESPIRATORY | MHHS-Southeast |  | Humidifier, Heated |  |  |  | Southeast & Bay Area |  | SE - RESPIRATORY | [5 empty] | HUMIDIFIERS |  | HUMIDIFIERHEATED-FisherPaykel-MR850JHU | HUMIDIFIERHEATED | MR850JHU |  |  |  | FisherPaykel | Humidifier, Heated |  | HUMIDIFIERHEATED-FisherPaykel-MR850JHU |  |  |  |  | Covered PM Repair - Biomedical | MHHS-Southeast
NO | NO | [5 empty] | Fisher & Paykel Healthcare (USA) | MR850JHU |  |  | SE - RESPIRATORY | MHHS-Southeast |  | Humidifier, Heated |  |  |  | Southeast & Bay Area |  | SE - RESPIRATORY | [5 empty] | HUMIDIFIERS |  | HUMIDIFIERHEATED-FisherPaykel-MR850JHU | HUMIDIFIERHEATED | MR850JHU |  |  |  | FisherPaykel | Humidifier, Heated |  | HUMIDIFIERHEATED-FisherPaykel-MR850JHU |  |  |  |  | Covered PM Repair - Biomedical | MHHS-Southeast
NO | NO | [5 empty] | Fisher & Paykel Healthcare (USA) | MR850JHU |  |  | SE - RESPIRATORY | MHHS-Southeast |  | Humidifier, Heated |  |  |  | Southeast & Bay Area |  | SE - RESPIRATORY | [5 empty] | HUMIDIFIERS |  | HUMIDIFIERHEATED-FisherPaykel-MR850JHU | HUMIDIFIERHEATED | MR850JHU |  |  |  | FisherPaykel | Humidifier, Heated |  | HUMIDIFIERHEATED-FisherPaykel-MR850JHU |  |  |  |  | Covered PM Repair - Biomedical | MHHS-Southeast
NO | NO | [5 empty] | Fisher & Paykel Healthcare (USA) | MR850JHU |  |  | SE - RESPIRATORY | MHHS-Southeast |  | Humidifier, Heated |  |  |  | Southeast & Bay Area |  | SE - RESPIRATORY | [5 empty] | HUMIDIFIERS |  | HUMIDIFIERHEATED-FisherPaykel-MR850JHU | HUMIDIFIERHEATED | MR850JHU |  |  |  | FisherPaykel | Humidifier, Heated |  | HUMIDIFIERHEATED-FisherPaykel-MR850JHU |  |  |  |  | Covered PM Repair - Respiratory/Steriliz | MHHS-Southeast
NO | NO | [5 empty] | Fisher & Paykel Healthcare (USA) | MR850JHU |  |  | SE - RESPIRATORY | MHHS-Southeast |  | Humidifier, Heated |  |  |  | Southeast & Bay Area |  | SE - RESPIRATORY | [5 empty] | HUMIDIFIERS |  | HUMIDIFIERHEATED-FisherPaykel-MR850JHU | HUMIDIFIERHEATED | MR850JHU |  |  |  | FisherPaykel | Humidifier, Heated |  | HUMIDIFIERHEATED-FisherPaykel-MR850JHU |  |  |  |  | Covered PM Repair - Respiratory/Steriliz | MHHS-Southeast
NO | NO | [5 empty] | Fisher & Paykel Healthcare (USA) | MR850JHU |  |  | SE - RESPIRATORY | MHHS-Southeast |  | Humidifier, Heated |  |  |  | Southeast & Bay Area |  | SE - RESPIRATORY | [5 empty] | HUMIDIFIERS |  | HUMIDIFIERHEATED-FisherPaykel-MR850JHU | HUMIDIFIERHEATED | MR850JHU |  |  |  | FisherPaykel | Humidifier, Heated |  | HUMIDIFIERHEATED-FisherPaykel-MR850JHU |  |  |  |  | Covered PM Repair - Biomedical | MHHS-Southeast
NO | NO | [5 empty] | Fisher & Paykel Healthcare (USA) | MR850JHU |  |  | SE - RESPIRATORY | MHHS-Southeast |  | Humidifier, Heated |  |  |  | Southeast & Bay Area |  | SE - RESPIRATORY | [5 empty] | HUMIDIFIERS |  | HUMIDIFIERHEATED-FisherPaykel-MR850JHU | HUMIDIFIERHEATED | MR850JHU |  |  |  | FisherPaykel | Humidifier, Heated |  | HUMIDIFIERHEATED-FisherPaykel-MR850JHU |  |  |  |  | Covered PM Repair - Biomedical | MHHS-Southeast
NO | NO | [5 empty] | Fisher & Paykel Healthcare (USA) | MR850JHU |  |  | SE - RESPIRATORY | MHHS-Southeast |  | Humidifier, Heated |  |  |  | Southeast & Bay Area |  | SE - RESPIRATORY | [5 empty] | HUMIDIFIERS |  | HUMIDIFIERHEATED-FisherPaykel-MR850JHU | HUMIDIFIERHEATED | MR850JHU |  |  |  | FisherPaykel | Humidifier, Heated |  | HUMIDIFIERHEATED-FisherPaykel-MR850JHU |  |  |  |  | Not Covered Vendor Only - Biomedical | MHHS-Southeast
NO | NO | [5 empty] | Fisher & Paykel Healthcare (USA) | MR850JHU |  |  | SE - RESPIRATORY | MHHS-Southeast |  | Humidifier, Heated |  |  |  | Southeast & Bay Area |  | SE - RESPIRATORY | [5 empty] | HUMIDIFIERS |  | HUMIDIFIERHEATED-FisherPaykel-MR850JHU | HUMIDIFIERHEATED | MR850JHU |  |  |  | FisherPaykel | Humidifier, Heated |  | HUMIDIFIERHEATED-FisherPaykel-MR850JHU |  |  |  |  | Not Covered Vendor Only - Biomedical | MHHS-Southeast
NO | NO | [5 empty] | Fisher & Paykel Healthcare (USA) | MR850JHU |  |  | SE - RESPIRATORY | MHHS-Southeast |  | Humidifier, Heated |  |  |  | Southeast & Bay Area |  | SE - RESPIRATORY | [5 empty] | HUMIDIFIERS |  | HUMIDIFIERHEATED-FisherPaykel-MR850JHU | HUMIDIFIERHEATED | MR850JHU |  |  |  | FisherPaykel | Humidifier, Heated |  | HUMIDIFIERHEATED-FisherPaykel-MR850JHU |  |  |  |  | Covered PM Repair - Biomedical | MHHS-Southeast
NO | NO | [5 empty] | Fisher & Paykel Healthcare (USA) | MR850JHU |  |  | SE - RESPIRATORY | MHHS-Southeast |  | Humidifier, Heated |  |  |  | Southeast & Bay Area |  | SE - RESPIRATORY | [5 empty] | HUMIDIFIERS |  | HUMIDIFIERHEATED-FisherPaykel-MR850JHU | HUMIDIFIERHEATED | MR850JHU |  |  |  | FisherPaykel | Humidifier, Heated |  | HUMIDIFIERHEATED-FisherPaykel-MR850JHU |  |  |  |  | Covered PM Repair - Biomedical | MHHS-Southeast
NO | NO | [5 empty] | Fisher & Paykel Healthcare (USA) | MR850JHU |  |  | SE - RESPIRATORY | MHHS-Southeast |  | Humidifier, Heated |  |  |  | Southeast & Bay Area |  | SE - RESPIRATORY | [5 empty] | HUMIDIFIERS |  | HUMIDIFIERHEATED-FisherPaykel-MR850JHU | HUMIDIFIERHEATED | MR850JHU |  |  |  | FisherPaykel | Humidifier, Heated |  | HUMIDIFIERHEATED-FisherPaykel-MR850JHU |  |  |  |  | Covered PM Repair - Biomedical | MHHS-Southeast
NO | NO | [5 empty] | Fisher & Paykel Healthcare (USA) | MR850JHU |  |  | SE - RESPIRATORY | MHHS-Southeast |  | Humidifier, Heated |  |  |  | Southeast & Bay Area |  | SE - RESPIRATORY | [5 empty] | HUMIDIFIERS |  | HUMIDIFIERHEATED-FisherPaykel-MR850JHU | HUMIDIFIERHEATED | MR850JHU |  |  |  | FisherPaykel | Humidifier, Heated |  | HUMIDIFIERHEATED-FisherPaykel-MR850JHU |  |  |  |  | Covered PM Repair - Biomedical | MHHS-Southeast
NO | NO | [5 empty] | Fisher & Paykel Healthcare (USA) | MR850JHU |  |  | SE - RESPIRATORY | MHHS-Southeast |  | Humidifier, Heated |  |  |  | Southeast & Bay Area |  | SE - RESPIRATORY | [5 empty] | HUMIDIFIERS |  | HUMIDIFIERHEATED-FisherPaykel-MR850JHU | HUMIDIFIERHEATED | MR850JHU |  |  |  | FisherPaykel | Humidifier, Heated |  | HUMIDIFIERHEATED-FisherPaykel-MR850JHU |  |  |  |  | Covered PM Repair - Biomedical | MHHS-Southeast
NO | NO | [5 empty] | Fisher & Paykel Healthcare (USA) | MR850JHU |  |  | SE - RESPIRATORY | MHHS-Southeast |  | Humidifier, Heated |  |  |  | Southeast & Bay Area |  | SE - RESPIRATORY | [5 empty] | HUMIDIFIERS |  | HUMIDIFIERHEATED-FisherPaykel-MR850JHU | HUMIDIFIERHEATED | MR850JHU |  |  |  | FisherPaykel | Humidifier, Heated |  | HUMIDIFIERHEATED-FisherPaykel-MR850JHU |  |  |  |  | Covered PM Repair - Biomedical | MHHS-Southeast
NO | NO | [5 empty] | Fisher & Paykel Healthcare (USA) | MR850JHU |  |  | SE - RESPIRATORY | MHHS-Southeast |  | Humidifier, Heated |  |  |  | Southeast & Bay Area |  | SE - RESPIRATORY | [5 empty] | HUMIDIFIERS |  | HUMIDIFIERHEATED-FisherPaykel-MR850JHU | HUMIDIFIERHEATED | MR850JHU |  |  |  | FisherPaykel | Humidifier, Heated |  | HUMIDIFIERHEATED-FisherPaykel-MR850JHU |  |  |  |  | Covered PM Repair - Biomedical | MHHS-Southeast
NO | NO | [5 empty] | Fisher & Paykel Healthcare (USA) | MR850JHU |  |  | SE - RESPIRATORY | MHHS-Southeast |  | Humidifier, Heated |  |  |  | Southeast & Bay Area |  | SE - RESPIRATORY | [5 empty] | HUMIDIFIERS |  | HUMIDIFIERHEATED-FisherPaykel-MR850JHU | HUMIDIFIERHEATED | MR850JHU |  |  |  | FisherPaykel | Humidifier, Heated |  | HUMIDIFIERHEATED-FisherPaykel-MR850JHU |  |  |  |  | Covered PM Repair - Biomedical | MHHS-Southeast
NO | NO | [5 empty] | Fisher & Paykel Healthcare (USA) | MR850JHU |  |  | SE - RESPIRATORY | MHHS-Southeast |  | Humidifier, Heated |  |  |  | Southeast & Bay Area |  | SE - RESPIRATORY | [5 empty] | HUMIDIFIERS |  | HUMIDIFIERHEATED-FisherPaykel-MR850JHU | HUMIDIFIERHEATED | MR850JHU |  |  |  | FisherPaykel | Humidifier, Heated |  | HUMIDIFIERHEATED-FisherPaykel-MR850JHU |  |  |  |  | Covered PM Repair - Biomedical | MHHS-Southeast
NO | NO | [5 empty] | Fisher & Paykel Healthcare (USA) | MR850JHU |  |  | SE - RESPIRATORY | MHHS-Southeast |  | Humidifier, Heated |  |  |  | Southeast & Bay Area |  | SE - RESPIRATORY | [5 empty] | HUMIDIFIERS |  | HUMIDIFIERHEATED-FisherPaykel-MR850JHU | HUMIDIFIERHEATED | MR850JHU |  |  |  | FisherPaykel | Humidifier, Heated |  | HUMIDIFIERHEATED-FisherPaykel-MR850JHU |  |  |  |  | Covered PM Repair - Biomedical | MHHS-Southeast
NO | NO | [5 empty] | Fisher & Paykel Healthcare (USA) | MR850JHU |  |  | SE - RESPIRATORY | MHHS-Southeast |  | Humidifier, Heated |  |  |  | Southeast & Bay Area |  | SE - RESPIRATORY | [5 empty] | HUMIDIFIERS |  | HUMIDIFIERHEATED-FisherPaykel-MR850JHU | HUMIDIFIERHEATED | MR850JHU |  |  |  | FisherPaykel | Humidifier, Heated |  | HUMIDIFIERHEATED-FisherPaykel-MR850JHU |  |  |  |  | Covered PM Repair - Biomedical | MHHS-Southeast
NO | NO | [5 empty] | Fisher & Paykel Healthcare (USA) | MR850JHU |  |  | SE - RESPIRATORY | MHHS-Southeast |  | Humidifier, Heated |  |  |  | Southeast & Bay Area |  | SE - RESPIRATORY | [5 empty] | HUMIDIFIERS |  | HUMIDIFIERHEATED-FisherPaykel-MR850JHU | HUMIDIFIERHEATED | MR850JHU |  |  |  | FisherPaykel | Humidifier, Heated |  | HUMIDIFIERHEATED-FisherPaykel-MR850JHU |  |  |  |  | Covered PM Repair - Biomedical | MHHS-Southeast
NO | NO | [5 empty] | Fisher & Paykel Healthcare (USA) | MR850JHU |  |  | SE - RESPIRATORY | MHHS-Southeast |  | Humidifier, Heated |  |  |  | Southeast & Bay Area |  | SE - RESPIRATORY | [5 empty] | HUMIDIFIERS |  | HUMIDIFIERHEATED-FisherPaykel-MR850JHU | HUMIDIFIERHEATED | MR850JHU |  |  |  | FisherPaykel | Humidifier, Heated |  | HUMIDIFIERHEATED-FisherPaykel-MR850JHU |  |  |  |  | Covered PM Repair - Biomedical | MHHS-Southeast
NO | NO | [5 empty] | Fisher & Paykel Healthcare (USA) | MR850JHU |  |  | SE - RESPIRATORY | MHHS-Southeast |  | Humidifier, Heated |  |  |  | Southeast & Bay Area |  | SE - RESPIRATORY | [5 empty] | HUMIDIFIERS |  | HUMIDIFIERHEATED-FisherPaykel-MR850JHU | HUMIDIFIERHEATED | MR850JHU |  |  |  | FisherPaykel | Humidifier, Heated |  | HUMIDIFIERHEATED-FisherPaykel-MR850JHU |  |  |  |  | Covered PM Repair - Biomedical | MHHS-Southeast
NO | NO | [5 empty] | Fisher & Paykel Healthcare (USA) | MR850JHU |  |  | SE - RESPIRATORY | MHHS-Southeast |  | Humidifier, Heated |  |  |  | Southeast & Bay Area |  | SE - RESPIRATORY | [5 empty] | HUMIDIFIERS |  | HUMIDIFIERHEATED-FisherPaykel-MR850JHU | HUMIDIFIERHEATED | MR850JHU |  |  |  | FisherPaykel | Humidifier, Heated |  | HUMIDIFIERHEATED-FisherPaykel-MR850JHU |  |  |  |  | Covered PM Repair - Biomedical | MHHS-Southeast
NO | NO | [5 empty] | Fisher & Paykel Healthcare (USA) | MR850JHU |  |  | SE - RESPIRATORY | MHHS-Southeast |  | Humidifier, Heated |  |  |  | Southeast & Bay Area |  | SE - RESPIRATORY | [5 empty] | HUMIDIFIERS |  | HUMIDIFIERHEATED-FisherPaykel-MR850JHU | HUMIDIFIERHEATED | MR850JHU |  |  |  | FisherPaykel | Humidifier, Heated |  | HUMIDIFIERHEATED-FisherPaykel-MR850JHU |  |  |  |  | Covered PM Repair - Biomedical | MHHS-Southeast
NO | NO | [5 empty] | Fisher & Paykel Healthcare (USA) | MR850JHU |  |  | SE - RESPIRATORY | MHHS-Southeast |  | Humidifier, Heated |  |  |  | Southeast & Bay Area |  | SE - RESPIRATORY | [5 empty] | HUMIDIFIERS |  | HUMIDIFIERHEATED-FisherPaykel-MR850JHU | HUMIDIFIERHEATED | MR850JHU |  |  |  | FisherPaykel | Humidifier, Heated |  | HUMIDIFIERHEATED-FisherPaykel-MR850JHU |  |  |  |  | Covered PM Repair - Biomedical | MHHS-Southeast
NO | NO | [5 empty] | Fisher & Paykel Healthcare (USA) | MR850JHU |  |  | SE - RESPIRATORY | MHHS-Southeast |  | Humidifier, Heated |  |  |  | Southeast & Bay Area |  | SE - RESPIRATORY | [5 empty] | HUMIDIFIERS |  | HUMIDIFIERHEATED-FisherPaykel-MR850JHU | HUMIDIFIERHEATED | MR850JHU |  |  |  | FisherPaykel | Humidifier, Heated |  | HUMIDIFIERHEATED-FisherPaykel-MR850JHU |  |  |  |  | Covered PM Repair - Biomedical | MHHS-Southeast
NO | NO | [5 empty] | Fisher & Paykel Healthcare (USA) | MR850JHU |  |  | SE - RESPIRATORY | MHHS-Southeast |  | Humidifier, Heated |  |  |  | Southeast & Bay Area |  | SE - RESPIRATORY | [5 empty] | HUMIDIFIERS |  | HUMIDIFIERHEATED-FisherPaykel-MR850JHU | HUMIDIFIERHEATED | MR850JHU |  |  |  | FisherPaykel | Humidifier, Heated |  | HUMIDIFIERHEATED-FisherPaykel-MR850JHU |  |  |  |  | Covered PM Repair - Biomedical | MHHS-Southeast
NO | NO | [5 empty] | Fisher & Paykel Healthcare (USA) | MR850JHU |  |  | SE - RESPIRATORY | MHHS-Southeast |  | Humidifier, Heated |  |  |  | Southeast & Bay Area |  | SE - RESPIRATORY | [5 empty] | HUMIDIFIERS |  | HUMIDIFIERHEATED-FisherPaykel-MR850JHU | HUMIDIFIERHEATED | MR850JHU |  |  |  | FisherPaykel | Humidifier, Heated |  | HUMIDIFIERHEATED-FisherPaykel-MR850JHU |  |  |  |  | Covered PM Repair - Biomedical | MHHS-Southeast
NO | NO | [5 empty] | Fisher & Paykel Healthcare (USA) | MR850JHU |  |  | SE - RESPIRATORY | MHHS-Southeast |  | Humidifier, Heated |  |  |  | Southeast & Bay Area |  | SE - RESPIRATORY | [5 empty] | HUMIDIFIERS |  | HUMIDIFIERHEATED-FisherPaykel-MR850JHU | HUMIDIFIERHEATED | MR850JHU |  |  |  | FisherPaykel | Humidifier, Heated |  | HUMIDIFIERHEATED-FisherPaykel-MR850JHU |  |  |  |  | Covered PM Repair - Biomedical | MHHS-Southeast
NO | NO | [5 empty] | Fisher & Paykel Healthcare (USA) | MR850JHU |  |  | SE - RESPIRATORY | MHHS-Southeast |  | Humidifier, Heated |  |  |  | Southeast & Bay Area |  | SE - RESPIRATORY | [5 empty] | HUMIDIFIERS |  | HUMIDIFIERHEATED-FisherPaykel-MR850JHU | HUMIDIFIERHEATED | MR850JHU |  |  |  | FisherPaykel | Humidifier, Heated |  | HUMIDIFIERHEATED-FisherPaykel-MR850JHU |  |  |  |  | Covered PM Repair - Biomedical | MHHS-Southeast
NO | NO | [5 empty] | Fisher & Paykel Healthcare (USA) | MR850JHU |  |  | SE - RESPIRATORY | MHHS-Southeast |  | Humidifier, Heated |  |  |  | Southeast & Bay Area |  | SE - RESPIRATORY | [5 empty] | HUMIDIFIERS |  | HUMIDIFIERHEATED-FisherPaykel-MR850JHU | HUMIDIFIERHEATED | MR850JHU |  |  |  | FisherPaykel | Humidifier, Heated |  | HUMIDIFIERHEATED-FisherPaykel-MR850JHU |  |  |  |  | Covered PM Repair - Biomedical | MHHS-Southeast
NO | NO | [5 empty] | Fisher & Paykel Healthcare (USA) | MR850JHU |  |  | SE - RESPIRATORY | MHHS-Southeast |  | Humidifier, Heated |  |  |  | Southeast & Bay Area |  | SE - RESPIRATORY | [5 empty] | HUMIDIFIERS |  | HUMIDIFIERHEATED-FisherPaykel-MR850JHU | HUMIDIFIERHEATED | MR850JHU |  |  |  | FisherPaykel | Humidifier, Heated |  | HUMIDIFIERHEATED-FisherPaykel-MR850JHU |  |  |  |  | Covered PM Repair - Biomedical | MHHS-Southeast
NO | NO | [5 empty] | Fisher & Paykel Healthcare (USA) | MR850JHU |  |  | SE - RESPIRATORY | MHHS-Southeast |  | Humidifier, Heated |  |  |  | Southeast & Bay Area |  | SE - RESPIRATORY | [5 empty] | HUMIDIFIERS |  | HUMIDIFIERHEATED-FisherPaykel-MR850JHU | HUMIDIFIERHEATED | MR850JHU |  |  |  | FisherPaykel | Humidifier, Heated |  | HUMIDIFIERHEATED-FisherPaykel-MR850JHU |  |  |  |  | Not Covered Vendor Only - Biomedical | MHHS-Southeast
NO | NO | [5 empty] | Fisher & Paykel Healthcare (USA) | MR850JHU |  |  | SE - RESPIRATORY | MHHS-Southeast |  | Humidifier, Heated |  |  |  | Southeast & Bay Area |  | SE - RESPIRATORY | [5 empty] | HUMIDIFIERS |  | HUMIDIFIERHEATED-FisherPaykel-MR850JHU | HUMIDIFIERHEATED | MR850JHU |  |  |  | FisherPaykel | Humidifier, Heated |  | HUMIDIFIERHEATED-FisherPaykel-MR850JHU |  |  |  |  | Not Covered Vendor Only - Biomedical | MHHS-Southeast
NO | NO | [5 empty] | Fisher & Paykel Healthcare (USA) | MR850JHU |  |  | SE - RESPIRATORY | MHHS-Southeast |  | Humidifier, Heated |  |  |  | Southeast & Bay Area |  | SE - RESPIRATORY | [5 empty] | HUMIDIFIERS |  | HUMIDIFIERHEATED-FisherPaykel-MR850JHU | HUMIDIFIERHEATED | MR850JHU |  |  |  | FisherPaykel | Humidifier, Heated |  | HUMIDIFIERHEATED-FisherPaykel-MR850JHU |  |  |  |  | Not Covered Vendor Only - Biomedical | MHHS-Southeast
NO | NO | [5 empty] | Fisher & Paykel Healthcare (USA) | MR850JHU |  |  | SE - RESPIRATORY | MHHS-Southeast |  | Humidifier, Heated |  |  |  | Southeast & Bay Area |  | SE - RESPIRATORY | [5 empty] | HUMIDIFIERS |  | HUMIDIFIERHEATED-FisherPaykel-MR850JHU | HUMIDIFIERHEATED | MR850JHU |  |  |  | FisherPaykel | Humidifier, Heated |  | HUMIDIFIERHEATED-FisherPaykel-MR850JHU |  |  |  |  | Covered PM Repair - Biomedical | MHHS-Southeast
NO | NO | [5 empty] | Fisher & Paykel Healthcare (USA) | MR850JHU |  |  | SE - RESPIRATORY | MHHS-Southeast |  | Humidifier, Heated |  |  |  | Southeast & Bay Area |  | SE - RESPIRATORY | [5 empty] | HUMIDIFIERS |  | HUMIDIFIERHEATED-FisherPaykel-MR850JHU | HUMIDIFIERHEATED | MR850JHU |  |  |  | FisherPaykel | Humidifier, Heated |  | HUMIDIFIERHEATED-FisherPaykel-MR850JHU |  |  |  |  | Covered PM Repair - Biomedical | MHHS-Southeast
NO | NO | [5 empty] | Fisher & Paykel Healthcare (USA) | MR850JHU |  |  | SE - RESPIRATORY | MHHS-Southeast |  | Humidifier, Heated |  |  |  | Southeast & Bay Area |  | SE - RESPIRATORY | [5 empty] | HUMIDIFIERS |  | HUMIDIFIERHEATED-FisherPaykel-MR850JHU | HUMIDIFIERHEATED | MR850JHU |  |  |  | FisherPaykel | Humidifier, Heated |  | HUMIDIFIERHEATED-FisherPaykel-MR850JHU |  |  |  |  | Not Covered Vendor Only - Biomedical | MHHS-Southeast
NO | NO | [5 empty] | Fisher & Paykel Healthcare (USA) | MR850JHU |  |  | SE - RESPIRATORY | MHHS-Southeast |  | Humidifier, Heated |  |  |  | Southeast & Bay Area |  | SE - RESPIRATORY | [5 empty] | HUMIDIFIERS |  | HUMIDIFIERHEATED-FisherPaykel-MR850JHU | HUMIDIFIERHEATED | MR850JHU |  |  |  | FisherPaykel | Humidifier, Heated |  | HUMIDIFIERHEATED-FisherPaykel-MR850JHU |  |  |  |  | Not Covered Vendor Only - Biomedical | MHHS-Southeast
NO | NO | [5 empty] | Fisher & Paykel Healthcare (USA) | MR850JHU |  |  | SE - RESPIRATORY | MHHS-Southeast |  | Humidifier, Heated |  |  |  | Southeast & Bay Area |  | SE - RESPIRATORY | [5 empty] | HUMIDIFIERS |  | HUMIDIFIERHEATED-FisherPaykel-MR850JHU | HUMIDIFIERHEATED | MR850JHU |  |  |  | FisherPaykel | Humidifier, Heated |  | HUMIDIFIERHEATED-FisherPaykel-MR850JHU |  |  |  |  | Not Covered Vendor Only - Biomedical | MHHS-Southeast
NO | NO | [5 empty] | Fisher & Paykel Healthcare (USA) | MR850JHU |  |  | SE - RESPIRATORY | MHHS-Southeast |  | Humidifier, Heated |  |  |  | Southeast & Bay Area |  | SE - RESPIRATORY | [5 empty] | HUMIDIFIERS |  | HUMIDIFIERHEATED-FisherPaykel-MR850JHU | HUMIDIFIERHEATED | MR850JHU |  |  |  | FisherPaykel | Humidifier, Heated |  | HUMIDIFIERHEATED-FisherPaykel-MR850JHU |  |  |  |  | Covered PM Repair - Biomedical | MHHS-Southeast
NO | NO | [5 empty] | Fisher & Paykel Healthcare (USA) | MR850JHU |  |  | SE - RESPIRATORY | MHHS-Southeast |  | Humidifier, Heated |  |  |  | Southeast & Bay Area |  | SE - RESPIRATORY | [5 empty] | HUMIDIFIERS |  | HUMIDIFIERHEATED-FisherPaykel-MR850JHU | HUMIDIFIERHEATED | MR850JHU |  |  |  | FisherPaykel | Humidifier, Heated |  | HUMIDIFIERHEATED-FisherPaykel-MR850JHU |  |  |  |  | Covered PM Repair - Biomedical | MHHS-Southeast
NO | NO | [5 empty] | Fisher & Paykel Healthcare (USA) | MR850JHU |  |  | SE - RESPIRATORY | MHHS-Southeast |  | Humidifier, Heated |  |  |  | Southeast & Bay Area |  | SE - RESPIRATORY | [5 empty] | HUMIDIFIERS |  | HUMIDIFIERHEATED-FisherPaykel-MR850JHU | HUMIDIFIERHEATED | MR850JHU |  |  |  | FisherPaykel | Humidifier, Heated |  | HUMIDIFIERHEATED-FisherPaykel-MR850JHU |  |  |  |  | Covered PM Repair - Biomedical | MHHS-Southeast
NO | NO | [5 empty] | Fisher & Paykel Healthcare (USA) | MR850JHU |  |  | SE - RESPIRATORY | MHHS-Southeast |  | Humidifier, Heated |  |  |  | Southeast & Bay Area |  | SE - RESPIRATORY | [5 empty] | HUMIDIFIERS |  | HUMIDIFIERHEATED-FisherPaykel-MR850JHU | HUMIDIFIERHEATED | MR850JHU |  |  |  | FisherPaykel | Humidifier, Heated |  | HUMIDIFIERHEATED-FisherPaykel-MR850JHU |  |  |  |  | Covered PM Repair - Biomedical | MHHS-Southeast
NO | NO | [5 empty] | Fisher & Paykel Healthcare (USA) | MR850JHU |  |  | SW - HVI - CV ICU | MHHS-Southwest |  | Humidifier, Heated |  |  |  | Southwest |  | SW - HVI - CV ICU | [5 empty] | HUMIDIFIERS |  | HUMIDIFIERHEATED-FisherPaykel-MR850JHU | HUMIDIFIERHEATED | MR850JHU |  |  |  | FisherPaykel | Humidifier, Heated |  | HUMIDIFIERHEATED-FisherPaykel-MR850JHU |  |  |  |  | Covered PM Repair - Biomedical | MHHS-Southwest
NO | NO |  |  |  | 000-03420 |  | Fisher & Paykel Healthcare (USA) | MR850JHU |  |  | SW - RESPIRATORY | MHHS-Southwest |  | Humidifier, Heated |  | 000-03420 |  | Southwest |  | SW - RESPIRATORY | [5 empty] | HUMIDIFIERS |  | HUMIDIFIERHEATED-FisherPaykel-MR850JHU | HUMIDIFIERHEATED | MR850JHU |  |  |  | FisherPaykel | Humidifier, Heated |  | HUMIDIFIERHEATED-FisherPaykel-MR850JHU |  |  |  |  | Covered PM Repair - Biomedical | MHHS-Southwest
NO | NO |  |  |  | 000-03429 |  | Fisher & Paykel Healthcare (USA) | MR850JHU |  |  | SW - RESPIRATORY | MHHS-Southwest |  | Humidifier, Heated |  | 000-03429 |  | Southwest |  | SW - RESPIRATORY | [5 empty] | HUMIDIFIERS |  | HUMIDIFIERHEATED-FisherPaykel-MR850JHU | HUMIDIFIERHEATED | MR850JHU |  |  |  | FisherPaykel | Humidifier, Heated |  | HUMIDIFIERHEATED-FisherPaykel-MR850JHU |  |  |  |  | Covered PM Repair - Biomedical | MHHS-Southwest
NO | NO |  |  |  | 000-03436 |  | Fisher & Paykel Healthcare (USA) | MR850JHU |  |  | SW - RESPIRATORY | MHHS-Southwest |  | Humidifier, Heated |  | 000-03436 |  | Southwest |  | SW - RESPIRATORY | [5 empty] | HUMIDIFIERS |  | HUMIDIFIERHEATED-FisherPaykel-MR850JHU | HUMIDIFIERHEATED | MR850JHU |  |  |  | FisherPaykel | Humidifier, Heated |  | HUMIDIFIERHEATED-FisherPaykel-MR850JHU |  |  |  |  | Not Covered Vendor Only - Biomedical | MHHS-Southwest
NO | NO |  |  |  | 000-03438 |  | Fisher & Paykel Healthcare (USA) | MR850JHU |  |  | SW - RESPIRATORY | MHHS-Southwest |  | Humidifier, Heated |  | 000-03438 |  | Southwest |  | SW - RESPIRATORY | [5 empty] | HUMIDIFIERS |  | HUMIDIFIERHEATED-FisherPaykel-MR850JHU | HUMIDIFIERHEATED | MR850JHU |  |  |  | FisherPaykel | Humidifier, Heated |  | HUMIDIFIERHEATED-FisherPaykel-MR850JHU |  |  |  |  | Covered PM Repair - Biomedical | MHHS-Southwest
NO | NO |  |  |  | 000-03440 |  | Fisher & Paykel Healthcare (USA) | MR850JHU |  |  | SW - RESPIRATORY | MHHS-Southwest |  | Humidifier, Heated |  | 000-03440 |  | Southwest |  | SW - RESPIRATORY | [5 empty] | HUMIDIFIERS |  | HUMIDIFIERHEATED-FisherPaykel-MR850JHU | HUMIDIFIERHEATED | MR850JHU |  |  |  | FisherPaykel | Humidifier, Heated |  | HUMIDIFIERHEATED-FisherPaykel-MR850JHU |  |  |  |  | Covered PM Repair - Biomedical | MHHS-Southwest
NO | NO |  |  |  | 000-03442 |  | Fisher & Paykel Healthcare (USA) | MR850JHU |  |  | SW - RESPIRATORY | MHHS-Southwest |  | Humidifier, Heated |  | 000-03442 |  | Southwest |  | SW - RESPIRATORY | [5 empty] | HUMIDIFIERS |  | HUMIDIFIERHEATED-FisherPaykel-MR850JHU | HUMIDIFIERHEATED | MR850JHU |  |  |  | FisherPaykel | Humidifier, Heated |  | HUMIDIFIERHEATED-FisherPaykel-MR850JHU |  |  |  |  | Covered PM Repair - Biomedical | MHHS-Southwest
NO | NO |  |  |  | 000-03446 |  | Fisher & Paykel Healthcare (USA) | MR850JHU |  |  | SW - RESPIRATORY | MHHS-Southwest |  | Humidifier, Heated |  | 000-03446 |  | Southwest |  | SW - RESPIRATORY | [5 empty] | HUMIDIFIERS |  | HUMIDIFIERHEATED-FisherPaykel-MR850JHU | HUMIDIFIERHEATED | MR850JHU |  |  |  | FisherPaykel | Humidifier, Heated |  | HUMIDIFIERHEATED-FisherPaykel-MR850JHU |  |  |  |  | Not Covered Vendor Only - Biomedical | MHHS-Southwest
NO | NO |  |  |  | 000-03457 |  | Fisher & Paykel Healthcare (USA) | MR850JHU |  |  | SW - RESPIRATORY | MHHS-Southwest |  | Humidifier, Heated |  | 000-03457 |  | Southwest |  | SW - RESPIRATORY | [5 empty] | HUMIDIFIERS |  | HUMIDIFIERHEATED-FisherPaykel-MR850JHU | HUMIDIFIERHEATED | MR850JHU |  |  |  | FisherPaykel | Humidifier, Heated |  | HUMIDIFIERHEATED-FisherPaykel-MR850JHU |  |  |  |  | Covered PM Repair - Biomedical | MHHS-Southwest
NO | NO |  |  |  | 000-03467 |  | Fisher & Paykel Healthcare (USA) | MR850JHU |  |  | SW - RESPIRATORY | MHHS-Southwest |  | Humidifier, Heated |  | 000-03467 |  | Southwest |  | SW - RESPIRATORY | [5 empty] | HUMIDIFIERS |  | HUMIDIFIERHEATED-FisherPaykel-MR850JHU | HUMIDIFIERHEATED | MR850JHU |  |  |  | FisherPaykel | Humidifier, Heated |  | HUMIDIFIERHEATED-FisherPaykel-MR850JHU |  |  |  |  | Covered PM Repair - Biomedical | MHHS-Southwest
NO | NO |  |  |  | 000-03469 |  | Fisher & Paykel Healthcare (USA) | MR850JHU |  |  | SW - RESPIRATORY | MHHS-Southwest |  | Humidifier, Heated |  | 000-03469 |  | Southwest |  | SW - RESPIRATORY | [5 empty] | HUMIDIFIERS |  | HUMIDIFIERHEATED-FisherPaykel-MR850JHU | HUMIDIFIERHEATED | MR850JHU |  |  |  | FisherPaykel | Humidifier, Heated |  | HUMIDIFIERHEATED-FisherPaykel-MR850JHU |  |  |  |  | Covered PM Repair - Biomedical | MHHS-Southwest
NO | NO |  |  |  | 000-03472 |  | Fisher & Paykel Healthcare (USA) | MR850JHU |  |  | SW - RESPIRATORY | MHHS-Southwest |  | Humidifier, Heated |  | 000-03472 |  | Southwest |  | SW - RESPIRATORY | [5 empty] | HUMIDIFIERS |  | HUMIDIFIERHEATED-FisherPaykel-MR850JHU | HUMIDIFIERHEATED | MR850JHU |  |  |  | FisherPaykel | Humidifier, Heated |  | HUMIDIFIERHEATED-FisherPaykel-MR850JHU |  |  |  |  | Covered PM Repair - Biomedical | MHHS-Southwest
NO | NO |  |  |  | 000-03474 |  | Fisher & Paykel Healthcare (USA) | MR850JHU |  |  | SW - RESPIRATORY | MHHS-Southwest |  | Humidifier, Heated |  | 000-03474 |  | Southwest |  | SW - RESPIRATORY | [5 empty] | HUMIDIFIERS |  | HUMIDIFIERHEATED-FisherPaykel-MR850JHU | HUMIDIFIERHEATED | MR850JHU |  |  |  | FisherPaykel | Humidifier, Heated |  | HUMIDIFIERHEATED-FisherPaykel-MR850JHU |  |  |  |  | Covered PM Repair - Biomedical | MHHS-Southwest
NO | NO |  |  |  | 000-03475 |  | Fisher & Paykel Healthcare (USA) | MR850JHU |  |  | SW - RESPIRATORY | MHHS-Southwest |  | Humidifier, Heated |  | 000-03475 |  | Southwest |  | SW - RESPIRATORY | [5 empty] | HUMIDIFIERS |  | HUMIDIFIERHEATED-FisherPaykel-MR850JHU | HUMIDIFIERHEATED | MR850JHU |  |  |  | FisherPaykel | Humidifier, Heated |  | HUMIDIFIERHEATED-FisherPaykel-MR850JHU |  |  |  |  | Not Covered Vendor Only - Biomedical | MHHS-Southwest
NO | NO |  |  |  | 000-03476 |  | Fisher & Paykel Healthcare (USA) | MR850JHU |  |  | SW - RESPIRATORY | MHHS-Southwest |  | Humidifier, Heated |  | 000-03476 |  | Southwest |  | SW - RESPIRATORY | [5 empty] | HUMIDIFIERS |  | HUMIDIFIERHEATED-FisherPaykel-MR850JHU | HUMIDIFIERHEATED | MR850JHU |  |  |  | FisherPaykel | Humidifier, Heated |  | HUMIDIFIERHEATED-FisherPaykel-MR850JHU |  |  |  |  | Not Covered Vendor Only - Biomedical | MHHS-Southwest
NO | NO |  |  |  | 000-03478 |  | Fisher & Paykel Healthcare (USA) | MR850JHU |  |  | SW - RESPIRATORY | MHHS-Southwest |  | Humidifier, Heated |  | 000-03478 |  | Southwest |  | SW - RESPIRATORY | [5 empty] | HUMIDIFIERS |  | HUMIDIFIERHEATED-FisherPaykel-MR850JHU | HUMIDIFIERHEATED | MR850JHU |  |  |  | FisherPaykel | Humidifier, Heated |  | HUMIDIFIERHEATED-FisherPaykel-MR850JHU |  |  |  |  | Covered PM Repair - Biomedical | MHHS-Southwest
NO | NO |  |  |  | 000-03479 |  | Fisher & Paykel Healthcare (USA) | MR850JHU |  |  | SW - RESPIRATORY | MHHS-Southwest |  | Humidifier, Heated |  | 000-03479 |  | Southwest |  | SW - RESPIRATORY | [5 empty] | HUMIDIFIERS |  | HUMIDIFIERHEATED-FisherPaykel-MR850JHU | HUMIDIFIERHEATED | MR850JHU |  |  |  | FisherPaykel | Humidifier, Heated |  | HUMIDIFIERHEATED-FisherPaykel-MR850JHU |  |  |  |  | Covered PM Repair - Biomedical | MHHS-Southwest
NO | NO |  |  |  | 000-03481 |  | Fisher & Paykel Healthcare (USA) | MR850JHU |  |  | SW - RESPIRATORY | MHHS-Southwest |  | Humidifier, Heated |  | 000-03481 |  | Southwest |  | SW - RESPIRATORY | [5 empty] | HUMIDIFIERS |  | HUMIDIFIERHEATED-FisherPaykel-MR850JHU | HUMIDIFIERHEATED | MR850JHU |  |  |  | FisherPaykel | Humidifier, Heated |  | HUMIDIFIERHEATED-FisherPaykel-MR850JHU |  |  |  |  | Covered PM Repair - Biomedical | MHHS-Southwest
NO | NO |  |  |  | 000-03487 |  | Fisher & Paykel Healthcare (USA) | MR850JHU |  |  | SW - RESPIRATORY | MHHS-Southwest |  | Humidifier, Heated |  | 000-03487 |  | Southwest |  | SW - RESPIRATORY | [5 empty] | HUMIDIFIERS |  | HUMIDIFIERHEATED-FisherPaykel-MR850JHU | HUMIDIFIERHEATED | MR850JHU |  |  |  | FisherPaykel | Humidifier, Heated |  | HUMIDIFIERHEATED-FisherPaykel-MR850JHU |  |  |  |  | Covered PM Repair - Biomedical | MHHS-Southwest
NO | NO |  |  |  | 000-03489 |  | Fisher & Paykel Healthcare (USA) | MR850JHU |  |  | SW - RESPIRATORY | MHHS-Southwest |  | Humidifier, Heated |  | 000-03489 |  | Southwest |  | SW - RESPIRATORY | [5 empty] | HUMIDIFIERS |  | HUMIDIFIERHEATED-FisherPaykel-MR850JHU | HUMIDIFIERHEATED | MR850JHU |  |  |  | FisherPaykel | Humidifier, Heated |  | HUMIDIFIERHEATED-FisherPaykel-MR850JHU |  |  |  |  | Covered PM Repair - Biomedical | MHHS-Southwest
NO | NO |  |  |  | 000-03490 |  | Fisher & Paykel Healthcare (USA) | MR850JHU |  |  | SW - RESPIRATORY | MHHS-Southwest |  | Humidifier, Heated |  | 000-03490 |  | Southwest |  | SW - RESPIRATORY | [5 empty] | HUMIDIFIERS |  | HUMIDIFIERHEATED-FisherPaykel-MR850JHU | HUMIDIFIERHEATED | MR850JHU |  |  |  | FisherPaykel | Humidifier, Heated |  | HUMIDIFIERHEATED-FisherPaykel-MR850JHU |  |  |  |  | Covered PM Repair - Biomedical | MHHS-Southwest
NO | NO |  |  |  | 000-03491 |  | Fisher & Paykel Healthcare (USA) | MR850JHU |  |  | SW - RESPIRATORY | MHHS-Southwest |  | Humidifier, Heated |  | 000-03491 |  | Southwest |  | SW - RESPIRATORY | [5 empty] | HUMIDIFIERS |  | HUMIDIFIERHEATED-FisherPaykel-MR850JHU | HUMIDIFIERHEATED | MR850JHU |  |  |  | FisherPaykel | Humidifier, Heated |  | HUMIDIFIERHEATED-FisherPaykel-MR850JHU |  |  |  |  | Covered PM Repair - Biomedical | MHHS-Southwest
NO | NO |  |  |  | 000-03493 |  | Fisher & Paykel Healthcare (USA) | MR850JHU |  |  | SW - RESPIRATORY | MHHS-Southwest |  | Humidifier, Heated |  | 000-03493 |  | Southwest |  | SW - RESPIRATORY | [5 empty] | HUMIDIFIERS |  | HUMIDIFIERHEATED-FisherPaykel-MR850JHU | HUMIDIFIERHEATED | MR850JHU |  |  |  | FisherPaykel | Humidifier, Heated |  | HUMIDIFIERHEATED-FisherPaykel-MR850JHU |  |  |  |  | Covered PM Repair - Biomedical | MHHS-Southwest
NO | NO |  |  |  | 000-03494 |  | Fisher & Paykel Healthcare (USA) | MR850JHU |  |  | SW - RESPIRATORY | MHHS-Southwest |  | Humidifier, Heated |  | 000-03494 |  | Southwest |  | SW - RESPIRATORY | [5 empty] | HUMIDIFIERS |  | HUMIDIFIERHEATED-FisherPaykel-MR850JHU | HUMIDIFIERHEATED | MR850JHU |  |  |  | FisherPaykel | Humidifier, Heated |  | HUMIDIFIERHEATED-FisherPaykel-MR850JHU |  |  |  |  | Covered PM Repair - Biomedical | MHHS-Southwest
NO | NO |  |  |  | 000-03496 |  | Fisher & Paykel Healthcare (USA) | MR850JHU |  |  | SW - RESPIRATORY | MHHS-Southwest |  | Humidifier, Heated |  | 000-03496 |  | Southwest |  | SW - RESPIRATORY | [5 empty] | HUMIDIFIERS |  | HUMIDIFIERHEATED-FisherPaykel-MR850JHU | HUMIDIFIERHEATED | MR850JHU |  |  |  | FisherPaykel | Humidifier, Heated |  | HUMIDIFIERHEATED-FisherPaykel-MR850JHU |  |  |  |  | Not Covered Vendor Only - Rad, High End | MHHS-Southwest
NO | NO |  |  |  | 000-03497 |  | Fisher & Paykel Healthcare (USA) | MR850JHU |  |  | SW - RESPIRATORY | MHHS-Southwest |  | Humidifier, Heated |  | 000-03497 |  | Southwest |  | SW - RESPIRATORY | [5 empty] | HUMIDIFIERS |  | HUMIDIFIERHEATED-FisherPaykel-MR850JHU | HUMIDIFIERHEATED | MR850JHU |  |  |  | FisherPaykel | Humidifier, Heated |  | HUMIDIFIERHEATED-FisherPaykel-MR850JHU |  |  |  |  | Covered PM Repair - Biomedical | MHHS-Southwest
NO | NO |  |  |  | 000-03500 |  | Fisher & Paykel Healthcare (USA) | MR850JHU |  |  | SW - RESPIRATORY | MHHS-Southwest |  | Humidifier, Heated |  | 000-03500 |  | Southwest |  | SW - RESPIRATORY | [5 empty] | HUMIDIFIERS |  | HUMIDIFIERHEATED-FisherPaykel-MR850JHU | HUMIDIFIERHEATED | MR850JHU |  |  |  | FisherPaykel | Humidifier, Heated |  | HUMIDIFIERHEATED-FisherPaykel-MR850JHU |  |  |  |  | Covered PM Repair - Biomedical | MHHS-Southwest
NO | NO |  |  |  | 000-03502 |  | Fisher & Paykel Healthcare (USA) | MR850JHU |  |  | SW - RESPIRATORY | MHHS-Southwest |  | Humidifier, Heated |  | 000-03502 |  | Southwest |  | SW - RESPIRATORY | [5 empty] | HUMIDIFIERS |  | HUMIDIFIERHEATED-FisherPaykel-MR850JHU | HUMIDIFIERHEATED | MR850JHU |  |  |  | FisherPaykel | Humidifier, Heated |  | HUMIDIFIERHEATED-FisherPaykel-MR850JHU |  |  |  |  | Covered PM Repair - Biomedical | MHHS-Southwest
NO | NO |  |  |  | 000-03503 |  | Fisher & Paykel Healthcare (USA) | MR850JHU |  |  | SW - RESPIRATORY | MHHS-Southwest |  | Humidifier, Heated |  | 000-03503 |  | Southwest |  | SW - RESPIRATORY | [5 empty] | HUMIDIFIERS |  | HUMIDIFIERHEATED-FisherPaykel-MR850JHU | HUMIDIFIERHEATED | MR850JHU |  |  |  | FisherPaykel | Humidifier, Heated |  | HUMIDIFIERHEATED-FisherPaykel-MR850JHU |  |  |  |  | Covered PM Repair - Biomedical | MHHS-Southwest
NO | NO |  |  |  | 000-03504 |  | Fisher & Paykel Healthcare (USA) | MR850JHU |  |  | SW - RESPIRATORY | MHHS-Southwest |  | Humidifier, Heated |  | 000-03504 |  | Southwest |  | SW - RESPIRATORY | [5 empty] | HUMIDIFIERS |  | HUMIDIFIERHEATED-FisherPaykel-MR850JHU | HUMIDIFIERHEATED | MR850JHU |  |  |  | FisherPaykel | Humidifier, Heated |  | HUMIDIFIERHEATED-FisherPaykel-MR850JHU |  |  |  |  | Covered PM Repair - Radiology, High End | MHHS-Southwest
NO | NO |  |  |  | 000-03507 |  | Fisher & Paykel Healthcare (USA) | MR850JHU |  |  | SW - RESPIRATORY | MHHS-Southwest |  | Humidifier, Heated |  | 000-03507 |  | Southwest |  | SW - RESPIRATORY | [5 empty] | HUMIDIFIERS |  | HUMIDIFIERHEATED-FisherPaykel-MR850JHU | HUMIDIFIERHEATED | MR850JHU |  |  |  | FisherPaykel | Humidifier, Heated |  | HUMIDIFIERHEATED-FisherPaykel-MR850JHU |  |  |  |  | Covered PM Repair - Biomedical | MHHS-Southwest
NO | NO |  |  |  | 000-03508 |  | Fisher & Paykel Healthcare (USA) | MR850JHU |  |  | SW - RESPIRATORY | MHHS-Southwest |  | Humidifier, Heated |  | 000-03508 |  | Southwest |  | SW - RESPIRATORY | [5 empty] | HUMIDIFIERS |  | HUMIDIFIERHEATED-FisherPaykel-MR850JHU | HUMIDIFIERHEATED | MR850JHU |  |  |  | FisherPaykel | Humidifier, Heated |  | HUMIDIFIERHEATED-FisherPaykel-MR850JHU |  |  |  |  | Covered PM Repair - Biomedical | MHHS-Southwest
NO | NO |  |  |  | 000-03517 |  | Fisher & Paykel Healthcare (USA) | MR850JHU |  |  | SW - RESPIRATORY | MHHS-Southwest |  | Humidifier, Heated |  | 000-03517 |  | Southwest |  | SW - RESPIRATORY | [5 empty] | HUMIDIFIERS |  | HUMIDIFIERHEATED-FisherPaykel-MR850JHU | HUMIDIFIERHEATED | MR850JHU |  |  |  | FisherPaykel | Humidifier, Heated |  | HUMIDIFIERHEATED-FisherPaykel-MR850JHU |  |  |  |  | Covered PM Repair - Biomedical | MHHS-Southwest
NO | NO |  |  |  | 000-03519 |  | Fisher & Paykel Healthcare (USA) | MR850JHU |  |  | SW - RESPIRATORY | MHHS-Southwest |  | Humidifier, Heated |  | 000-03519 |  | Southwest |  | SW - RESPIRATORY | [5 empty] | HUMIDIFIERS |  | HUMIDIFIERHEATED-FisherPaykel-MR850JHU | HUMIDIFIERHEATED | MR850JHU |  |  |  | FisherPaykel | Humidifier, Heated |  | HUMIDIFIERHEATED-FisherPaykel-MR850JHU |  |  |  |  | Covered PM Repair - Biomedical | MHHS-Southwest
NO | NO |  |  |  | 000-03521 |  | Fisher & Paykel Healthcare (USA) | MR850JHU |  |  | SW - RESPIRATORY | MHHS-Southwest |  | Humidifier, Heated |  | 000-03521 |  | Southwest |  | SW - RESPIRATORY | [5 empty] | HUMIDIFIERS |  | HUMIDIFIERHEATED-FisherPaykel-MR850JHU | HUMIDIFIERHEATED | MR850JHU |  |  |  | FisherPaykel | Humidifier, Heated |  | HUMIDIFIERHEATED-FisherPaykel-MR850JHU |  |  |  |  | Covered PM Repair - Biomedical | MHHS-Southwest
NO | NO |  |  |  | 000-03522 |  | Fisher & Paykel Healthcare (USA) | MR850JHU |  |  | SW - RESPIRATORY | MHHS-Southwest |  | Humidifier, Heated |  | 000-03522 |  | Southwest |  | SW - RESPIRATORY | [5 empty] | HUMIDIFIERS |  | HUMIDIFIERHEATED-FisherPaykel-MR850JHU | HUMIDIFIERHEATED | MR850JHU |  |  |  | FisherPaykel | Humidifier, Heated |  | HUMIDIFIERHEATED-FisherPaykel-MR850JHU |  |  |  |  | Covered PM Repair - Biomedical | MHHS-Southwest
NO | NO |  |  |  | 000-03523 |  | Fisher & Paykel Healthcare (USA) | MR850JHU |  |  | SW - RESPIRATORY | MHHS-Southwest |  | Humidifier, Heated |  | 000-03523 |  | Southwest |  | SW - RESPIRATORY | [5 empty] | HUMIDIFIERS |  | HUMIDIFIERHEATED-FisherPaykel-MR850JHU | HUMIDIFIERHEATED | MR850JHU |  |  |  | FisherPaykel | Humidifier, Heated |  | HUMIDIFIERHEATED-FisherPaykel-MR850JHU |  |  |  |  | Covered PM Repair - Biomedical | MHHS-Southwest
NO | NO |  |  |  | 000-03531 |  | Fisher & Paykel Healthcare (USA) | MR850JHU |  |  | SW - RESPIRATORY | MHHS-Southwest |  | Humidifier, Heated |  | 000-03531 |  | Southwest |  | SW - RESPIRATORY | [5 empty] | HUMIDIFIERS |  | HUMIDIFIERHEATED-FisherPaykel-MR850JHU | HUMIDIFIERHEATED | MR850JHU |  |  |  | FisherPaykel | Humidifier, Heated |  | HUMIDIFIERHEATED-FisherPaykel-MR850JHU |  |  |  |  | Covered PM Repair - Radiology, Low End | MHHS-Southwest
NO | NO |  |  |  | 000-03532 |  | Fisher & Paykel Healthcare (USA) | MR850JHU |  |  | SW - RESPIRATORY | MHHS-Southwest |  | Humidifier, Heated |  | 000-03532 |  | Southwest |  | SW - RESPIRATORY | [5 empty] | HUMIDIFIERS |  | HUMIDIFIERHEATED-FisherPaykel-MR850JHU | HUMIDIFIERHEATED | MR850JHU |  |  |  | FisherPaykel | Humidifier, Heated |  | HUMIDIFIERHEATED-FisherPaykel-MR850JHU |  |  |  |  | Not Covered Vendor Only - Biomedical | MHHS-Southwest
NO | NO |  |  |  | 000-14436 |  | Fisher & Paykel Healthcare (USA) | MR850JHU |  |  | SW - RESPIRATORY | MHHS-Southwest |  | Humidifier, Heated |  | 000-14436 |  | Southwest |  | SW - RESPIRATORY | [5 empty] | HUMIDIFIERS |  | HUMIDIFIERHEATED-FisherPaykel-MR850JHU | HUMIDIFIERHEATED | MR850JHU |  |  |  | FisherPaykel | Humidifier, Heated |  | HUMIDIFIERHEATED-FisherPaykel-MR850JHU |  |  |  |  | Not Covered Vendor Only - Biomedical | MHHS-Southwest
NO | NO |  |  |  | 013-36067 |  | Fisher & Paykel Healthcare (USA) | MR850JHU |  |  | SW - RESPIRATORY | MHHS-Southwest |  | Humidifier, Heated |  | 013-36067 |  | Southwest |  | SW - RESPIRATORY | [5 empty] | HUMIDIFIERS |  | HUMIDIFIERHEATED-FisherPaykel-MR850JHU | HUMIDIFIERHEATED | MR850JHU |  |  |  | FisherPaykel | Humidifier, Heated |  | HUMIDIFIERHEATED-FisherPaykel-MR850JHU |  |  |  |  | Covered PM Repair - Biomedical | MHHS-Southwest
NO | NO | [5 empty] | Fisher & Paykel Healthcare (USA) | MR850JHU |  |  | SW - RESPIRATORY | MHHS-Southwest |  | Humidifier, Heated |  |  |  | Southwest |  | SW - RESPIRATORY | [5 empty] | HUMIDIFIERS |  | HUMIDIFIERHEATED-FisherPaykel-MR850JHU | HUMIDIFIERHEATED | MR850JHU |  |  |  | FisherPaykel | Humidifier, Heated |  | HUMIDIFIERHEATED-FisherPaykel-MR850JHU |  |  |  |  | Covered PM Repair - Radiology, Low End | MHHS-Southwest
NO | NO |  |  |  | 129-07472 |  | Fisher & Paykel Healthcare (USA) | MR850JHU |  |  | SW - RESPIRATORY | MHHS-Southwest |  | Humidifier, Heated |  | 129-07472 |  | Southwest |  | SW - RESPIRATORY | [5 empty] | HUMIDIFIERS |  | HUMIDIFIERHEATED-FisherPaykel-MR850JHU | HUMIDIFIERHEATED | MR850JHU |  |  |  | FisherPaykel | Humidifier, Heated |  | HUMIDIFIERHEATED-FisherPaykel-MR850JHU |  |  |  |  | Covered PM Repair - Radiology, Low End | MHHS-Southwest
NO | NO | [5 empty] | Fisher & Paykel Healthcare (USA) | MR850JHU |  |  | SW - RESPIRATORY | MHHS-Southwest |  | Humidifier, Heated |  |  |  | Southwest |  | SW - RESPIRATORY | [5 empty] | HUMIDIFIERS |  | HUMIDIFIERHEATED-FisherPaykel-MR850JHU | HUMIDIFIERHEATED | MR850JHU |  |  |  | FisherPaykel | Humidifier, Heated |  | HUMIDIFIERHEATED-FisherPaykel-MR850JHU |  |  |  |  | Covered PM Repair - Radiology, Low End | MHHS-Southwest
NO | NO | [5 empty] | Fisher & Paykel Healthcare (USA) | MR850JHU |  |  | SW - RESPIRATORY | MHHS-Southwest |  | Humidifier, Heated |  |  |  | Southwest |  | SW - RESPIRATORY | [5 empty] | HUMIDIFIERS |  | HUMIDIFIERHEATED-FisherPaykel-MR850JHU | HUMIDIFIERHEATED | MR850JHU |  |  |  | FisherPaykel | Humidifier, Heated |  | HUMIDIFIERHEATED-FisherPaykel-MR850JHU |  |  |  |  | Covered PM Repair - Radiology, Low End | MHHS-Southwest
NO | NO |  |  |  | 129-06142 |  | Fisher & Paykel Healthcare (USA) | MR850JHU |  |  | SUGAR LAND - NURSERY | MHHS-Sugarland |  | Humidifier, Heated |  | 129-06142 |  | Sugar Land |  | SUGAR LAND - NURSERY | [5 empty] | HUMIDIFIERS |  | HUMIDIFIERHEATED-FisherPaykel-MR850JHU | HUMIDIFIERHEATED | MR850JHU |  |  |  | FisherPaykel | Humidifier, Heated |  | HUMIDIFIERHEATED-FisherPaykel-MR850JHU |  |  |  |  | Covered PM Repair - Biomedical | MHHS-Sugarland
NO | NO | [5 empty] | Fisher & Paykel Healthcare (USA) | MR850JHU |  |  | SUGAR LAND - RESPIRATORY | MHHS-Sugarland |  | Humidifier, Heated |  |  |  | Sugar Land |  | SUGAR LAND - RESPIRATORY | [5 empty] | HUMIDIFIERS |  | HUMIDIFIERHEATED-FisherPaykel-MR850JHU | HUMIDIFIERHEATED | MR850JHU |  |  |  | FisherPaykel | Humidifier, Heated |  | HUMIDIFIERHEATED-FisherPaykel-MR850JHU |  |  |  |  | Covered PM Repair - Respiratory/Steriliz | MHHS-Sugarland
NO | NO |  |  |  | 129-01950 |  | Fisher & Paykel Healthcare (USA) | MR850JHU |  |  | SUGAR LAND - RESPIRATORY | MHHS-Sugarland |  | Humidifier, Heated |  | 129-01950 |  | Sugar Land |  | SUGAR LAND - RESPIRATORY | [5 empty] | HUMIDIFIERS |  | HUMIDIFIERHEATED-FisherPaykel-MR850JHU | HUMIDIFIERHEATED | MR850JHU |  |  |  | FisherPaykel | Humidifier, Heated |  | HUMIDIFIERHEATED-FisherPaykel-MR850JHU |  |  |  |  | Covered PM Repair - Respiratory/Steriliz | MHHS-Sugarland
NO | NO |  |  |  | 129-01957 |  | Fisher & Paykel Healthcare (USA) | MR850JHU |  |  | SUGAR LAND - RESPIRATORY | MHHS-Sugarland |  | Humidifier, Heated |  | 129-01957 |  | Sugar Land |  | SUGAR LAND - RESPIRATORY | [5 empty] | HUMIDIFIERS |  | HUMIDIFIERHEATED-FisherPaykel-MR850JHU | HUMIDIFIERHEATED | MR850JHU |  |  |  | FisherPaykel | Humidifier, Heated |  | HUMIDIFIERHEATED-FisherPaykel-MR850JHU |  |  |  |  | Covered PM Repair - Respiratory/Steriliz | MHHS-Sugarland
NO | NO |  |  |  | 129-05502 |  | Fisher & Paykel Healthcare (USA) | MR850JHU |  |  | SUGAR LAND - RESPIRATORY | MHHS-Sugarland |  | Humidifier, Heated |  | 129-05502 |  | Sugar Land |  | SUGAR LAND - RESPIRATORY | [5 empty] | HUMIDIFIERS |  | HUMIDIFIERHEATED-FisherPaykel-MR850JHU | HUMIDIFIERHEATED | MR850JHU |  |  |  | FisherPaykel | Humidifier, Heated |  | HUMIDIFIERHEATED-FisherPaykel-MR850JHU |  |  |  |  | Covered PM Repair - Respiratory/Steriliz | MHHS-Sugarland
NO | NO |  |  |  | 129-06699 |  | Fisher & Paykel Healthcare (USA) | MR850JHU |  |  | SUGAR LAND - RESPIRATORY | MHHS-Sugarland |  | Humidifier, Heated |  | 129-06699 |  | Sugar Land |  | SUGAR LAND - RESPIRATORY | [5 empty] | HUMIDIFIERS |  | HUMIDIFIERHEATED-FisherPaykel-MR850JHU | HUMIDIFIERHEATED | MR850JHU |  |  |  | FisherPaykel | Humidifier, Heated |  | HUMIDIFIERHEATED-FisherPaykel-MR850JHU |  |  |  |  | Covered PM Repair - Biomedical | MHHS-Sugarland
NO | NO |  |  |  | 129-06701 |  | Fisher & Paykel Healthcare (USA) | MR850JHU |  |  | SUGAR LAND - RESPIRATORY | MHHS-Sugarland |  | Humidifier, Heated |  | 129-06701 |  | Sugar Land |  | SUGAR LAND - RESPIRATORY | [5 empty] | HUMIDIFIERS |  | HUMIDIFIERHEATED-FisherPaykel-MR850JHU | HUMIDIFIERHEATED | MR850JHU |  |  |  | FisherPaykel | Humidifier, Heated |  | HUMIDIFIERHEATED-FisherPaykel-MR850JHU |  |  |  |  | Covered PM Repair - Biomedical | MHHS-Sugarland
NO | NO |  |  |  | 129-06704 |  | Fisher & Paykel Healthcare (USA) | MR850JHU |  |  | SUGAR LAND - RESPIRATORY | MHHS-Sugarland |  | Humidifier, Heated |  | 129-06704 |  | Sugar Land |  | SUGAR LAND - RESPIRATORY | [5 empty] | HUMIDIFIERS |  | HUMIDIFIERHEATED-FisherPaykel-MR850JHU | HUMIDIFIERHEATED | MR850JHU |  |  |  | FisherPaykel | Humidifier, Heated |  | HUMIDIFIERHEATED-FisherPaykel-MR850JHU |  |  |  |  | Not Covered Vendor Only - Biomedical | MHHS-Sugarland
NO | NO |  |  |  | 129-06705 |  | Fisher & Paykel Healthcare (USA) | MR850JHU |  |  | SUGAR LAND - RESPIRATORY | MHHS-Sugarland |  | Humidifier, Heated |  | 129-06705 |  | Sugar Land |  | SUGAR LAND - RESPIRATORY | [5 empty] | HUMIDIFIERS |  | HUMIDIFIERHEATED-FisherPaykel-MR850JHU | HUMIDIFIERHEATED | MR850JHU |  |  |  | FisherPaykel | Humidifier, Heated |  | HUMIDIFIERHEATED-FisherPaykel-MR850JHU |  |  |  |  | Covered PM Repair - Biomedical | MHHS-Sugarland
NO | NO |  |  |  | 129-06706 |  | Fisher & Paykel Healthcare (USA) | MR850JHU |  |  | SUGAR LAND - RESPIRATORY | MHHS-Sugarland |  | Humidifier, Heated |  | 129-06706 |  | Sugar Land |  | SUGAR LAND - RESPIRATORY | [5 empty] | HUMIDIFIERS |  | HUMIDIFIERHEATED-FisherPaykel-MR850JHU | HUMIDIFIERHEATED | MR850JHU |  |  |  | FisherPaykel | Humidifier, Heated |  | HUMIDIFIERHEATED-FisherPaykel-MR850JHU |  |  |  |  | Covered PM Repair - Biomedical | MHHS-Sugarland
NO | NO |  |  |  | 129-06709 |  | Fisher & Paykel Healthcare (USA) | MR850JHU |  |  | SUGAR LAND - RESPIRATORY | MHHS-Sugarland |  | Humidifier, Heated |  | 129-06709 |  | Sugar Land |  | SUGAR LAND - RESPIRATORY | [5 empty] | HUMIDIFIERS |  | HUMIDIFIERHEATED-FisherPaykel-MR850JHU | HUMIDIFIERHEATED | MR850JHU |  |  |  | FisherPaykel | Humidifier, Heated |  | HUMIDIFIERHEATED-FisherPaykel-MR850JHU |  |  |  |  | Covered PM Repair - Biomedical | MHHS-Sugarland
NO | NO |  |  |  | 129-31213 |  | Fisher & Paykel Healthcare (USA) | MR850JHU |  |  | SUGAR LAND - RESPIRATORY | MHHS-Sugarland |  | Humidifier, Heated |  | 129-31213 |  | Sugar Land |  | SUGAR LAND - RESPIRATORY | [5 empty] | HUMIDIFIERS |  | HUMIDIFIERHEATED-FisherPaykel-MR850JHU | HUMIDIFIERHEATED | MR850JHU |  |  |  | FisherPaykel | Humidifier, Heated |  | HUMIDIFIERHEATED-FisherPaykel-MR850JHU |  |  |  |  | No Coverage Specified | MHHS-Sugarland
NO | NO |  |  |  | 241-02903 |  | Fisher & Paykel Healthcare (USA) | MR850JHU |  |  | TIRR - RESPIRATORY | MHHS-TIRR |  | Humidifier, Heated |  | 241-02903 |  | TMC |  | TIRR - RESPIRATORY | [5 empty] | HUMIDIFIERS |  | HUMIDIFIERHEATED-FisherPaykel-MR850JHU | HUMIDIFIERHEATED | MR850JHU |  |  |  | FisherPaykel | Humidifier, Heated |  | HUMIDIFIERHEATED-FisherPaykel-MR850JHU |  |  |  |  | Covered PM Repair - Biomedical | MHHS-TIRR
NO | NO |  |  |  | 241-02944 |  | Fisher & Paykel Healthcare (USA) | MR850JHU |  |  | TIRR - RESPIRATORY | MHHS-TIRR |  | Humidifier, Heated |  | 241-02944 |  | TMC |  | TIRR - RESPIRATORY | [5 empty] | HUMIDIFIERS |  | HUMIDIFIERHEATED-FisherPaykel-MR850JHU | HUMIDIFIERHEATED | MR850JHU |  |  |  | FisherPaykel | Humidifier, Heated |  | HUMIDIFIERHEATED-FisherPaykel-MR850JHU |  |  |  |  | Covered PM Repair - Biomedical | MHHS-TIRR
NO | NO |  |  |  | 241-02945 |  | Fisher & Paykel Healthcare (USA) | MR850JHU |  |  | TIRR - RESPIRATORY | MHHS-TIRR |  | Humidifier, Heated |  | 241-02945 |  | TMC |  | TIRR - RESPIRATORY | [5 empty] | HUMIDIFIERS |  | HUMIDIFIERHEATED-FisherPaykel-MR850JHU | HUMIDIFIERHEATED | MR850JHU |  |  |  | FisherPaykel | Humidifier, Heated |  | HUMIDIFIERHEATED-FisherPaykel-MR850JHU |  |  |  |  | Covered PM Repair - Biomedical | MHHS-TIRR
NO | NO |  |  |  | 241-03145 |  | Fisher & Paykel Healthcare (USA) | MR850JHU |  |  | TIRR - RESPIRATORY | MHHS-TIRR |  | Humidifier, Heated |  | 241-03145 |  | TMC |  | TIRR - RESPIRATORY | [5 empty] | HUMIDIFIERS |  | HUMIDIFIERHEATED-FisherPaykel-MR850JHU | HUMIDIFIERHEATED | MR850JHU |  |  |  | FisherPaykel | Humidifier, Heated |  | HUMIDIFIERHEATED-FisherPaykel-MR850JHU |  |  |  |  | Covered PM Repair - Radiology, Low End | MHHS-TIRR
NO | NO | [5 empty] | Fisher & Paykel Healthcare (USA) | MR850JHU |  |  | TMC - RESPIRATORY - ADULT | MHHS-TMC |  | Humidifier, Heated |  |  |  | TMC |  | TMC - RESPIRATORY - ADULT | [5 empty] | HUMIDIFIERS |  | HUMIDIFIERHEATED-FisherPaykel-MR850JHU | HUMIDIFIERHEATED | MR850JHU |  |  |  | FisherPaykel | Humidifier, Heated |  | HUMIDIFIERHEATED-FisherPaykel-MR850JHU |  |  |  |  | Covered PM Repair - Biomedical | MHHS-TMC
NO | NO | [5 empty] | Fisher & Paykel Healthcare (USA) | MR850JHU |  |  | TMC - RESPIRATORY - ADULT | MHHS-TMC |  | Humidifier, Heated |  |  |  | TMC |  | TMC - RESPIRATORY - ADULT | [5 empty] | HUMIDIFIERS |  | HUMIDIFIERHEATED-FisherPaykel-MR850JHU | HUMIDIFIERHEATED | MR850JHU |  |  |  | FisherPaykel | Humidifier, Heated |  | HUMIDIFIERHEATED-FisherPaykel-MR850JHU |  |  |  |  | Covered PM Repair - Biomedical | MHHS-TMC
NO | NO | [5 empty] | Fisher & Paykel Healthcare (USA) | MR850JHU |  |  | TMC - RESPIRATORY - ADULT | MHHS-TMC |  | Humidifier, Heated |  |  |  | TMC |  | TMC - RESPIRATORY - ADULT | [5 empty] | HUMIDIFIERS |  | HUMIDIFIERHEATED-FisherPaykel-MR850JHU | HUMIDIFIERHEATED | MR850JHU |  |  |  | FisherPaykel | Humidifier, Heated |  | HUMIDIFIERHEATED-FisherPaykel-MR850JHU |  |  |  |  | Not Covered Vendor Only - Biomedical | MHHS-TMC
NO | NO | [5 empty] | Fisher & Paykel Healthcare (USA) | MR850JHU |  |  | TMC - RESPIRATORY - ADULT | MHHS-TMC |  | Humidifier, Heated |  |  |  | TMC |  | TMC - RESPIRATORY - ADULT | [5 empty] | HUMIDIFIERS |  | HUMIDIFIERHEATED-FisherPaykel-MR850JHU | HUMIDIFIERHEATED | MR850JHU |  |  |  | FisherPaykel | Humidifier, Heated |  | HUMIDIFIERHEATED-FisherPaykel-MR850JHU |  |  |  |  | Not Covered Vendor Only - Biomedical | MHHS-TMC
NO | NO | [5 empty] | Fisher & Paykel Healthcare (USA) | MR850JHU |  |  | TMC - RESPIRATORY - ADULT | MHHS-TMC |  | Humidifier, Heated |  |  |  | TMC |  | TMC - RESPIRATORY - ADULT | [5 empty] | HUMIDIFIERS |  | HUMIDIFIERHEATED-FisherPaykel-MR850JHU | HUMIDIFIERHEATED | MR850JHU |  |  |  | FisherPaykel | Humidifier, Heated |  | HUMIDIFIERHEATED-FisherPaykel-MR850JHU |  |  |  |  | Not Covered Vendor Only - Biomedical | MHHS-TMC
NO | NO | [5 empty] | Fisher & Paykel Healthcare (USA) | MR850JHU |  |  | TMC - RESPIRATORY - ADULT | MHHS-TMC |  | Humidifier, Heated |  |  |  | TMC |  | TMC - RESPIRATORY - ADULT | [5 empty] | HUMIDIFIERS |  | HUMIDIFIERHEATED-FisherPaykel-MR850JHU | HUMIDIFIERHEATED | MR850JHU |  |  |  | FisherPaykel | Humidifier, Heated |  | HUMIDIFIERHEATED-FisherPaykel-MR850JHU |  |  |  |  | Covered PM Repair - Biomedical | MHHS-TMC
NO | NO | [5 empty] | Fisher & Paykel Healthcare (USA) | MR850JHU |  |  | TMC - RESPIRATORY - ADULT | MHHS-TMC |  | Humidifier, Heated |  |  |  | TMC |  | TMC - RESPIRATORY - ADULT | [5 empty] | HUMIDIFIERS |  | HUMIDIFIERHEATED-FisherPaykel-MR850JHU | HUMIDIFIERHEATED | MR850JHU |  |  |  | FisherPaykel | Humidifier, Heated |  | HUMIDIFIERHEATED-FisherPaykel-MR850JHU |  |  |  |  | Covered PM Repair - Biomedical | MHHS-TMC
NO | NO | [5 empty] | Fisher & Paykel Healthcare (USA) | MR850JHU |  |  | TMC - RESPIRATORY - ADULT | MHHS-TMC |  | Humidifier, Heated |  |  |  | TMC |  | TMC - RESPIRATORY - ADULT | [5 empty] | HUMIDIFIERS |  | HUMIDIFIERHEATED-FisherPaykel-MR850JHU | HUMIDIFIERHEATED | MR850JHU |  |  |  | FisherPaykel | Humidifier, Heated |  | HUMIDIFIERHEATED-FisherPaykel-MR850JHU |  |  |  |  | Covered PM Repair - Biomedical | MHHS-TMC
NO | NO | [5 empty] | Fisher & Paykel Healthcare (USA) | MR850JHU |  |  | TMC - RESPIRATORY - ADULT | MHHS-TMC |  | Humidifier, Heated |  |  |  | TMC |  | TMC - RESPIRATORY - ADULT | [5 empty] | HUMIDIFIERS |  | HUMIDIFIERHEATED-FisherPaykel-MR850JHU | HUMIDIFIERHEATED | MR850JHU |  |  |  | FisherPaykel | Humidifier, Heated |  | HUMIDIFIERHEATED-FisherPaykel-MR850JHU |  |  |  |  | Covered PM Repair - Biomedical | MHHS-TMC
NO | NO | [5 empty] | Fisher & Paykel Healthcare (USA) | MR850JHU |  |  | TMC - RESPIRATORY - ADULT | MHHS-TMC |  | Humidifier, Heated |  |  |  | TMC |  | TMC - RESPIRATORY - ADULT | [5 empty] | HUMIDIFIERS |  | HUMIDIFIERHEATED-FisherPaykel-MR850JHU | HUMIDIFIERHEATED | MR850JHU |  |  |  | FisherPaykel | Humidifier, Heated |  | HUMIDIFIERHEATED-FisherPaykel-MR850JHU |  |  |  |  | Covered PM Repair - Biomedical | MHHS-TMC
NO | NO | [5 empty] | Fisher & Paykel Healthcare (USA) | MR850JHU |  |  | TMC - RESPIRATORY - ADULT | MHHS-TMC |  | Humidifier, Heated |  |  |  | TMC |  | TMC - RESPIRATORY - ADULT | [5 empty] | HUMIDIFIERS |  | HUMIDIFIERHEATED-FisherPaykel-MR850JHU | HUMIDIFIERHEATED | MR850JHU |  |  |  | FisherPaykel | Humidifier, Heated |  | HUMIDIFIERHEATED-FisherPaykel-MR850JHU |  |  |  |  | Covered PM Repair - Biomedical | MHHS-TMC
NO | NO | [5 empty] | Fisher & Paykel Healthcare (USA) | MR850JHU |  |  | TMC - RESPIRATORY - ADULT | MHHS-TMC |  | Humidifier, Heated |  |  |  | TMC |  | TMC - RESPIRATORY - ADULT | [5 empty] | HUMIDIFIERS |  | HUMIDIFIERHEATED-FisherPaykel-MR850JHU | HUMIDIFIERHEATED | MR850JHU |  |  |  | FisherPaykel | Humidifier, Heated |  | HUMIDIFIERHEATED-FisherPaykel-MR850JHU |  |  |  |  | Covered PM Repair - Biomedical | MHHS-TMC
NO | NO | [5 empty] | Fisher & Paykel Healthcare (USA) | MR850JHU |  |  | TMC - RESPIRATORY - ADULT | MHHS-TMC |  | Humidifier, Heated |  |  |  | TMC |  | TMC - RESPIRATORY - ADULT | [5 empty] | HUMIDIFIERS |  | HUMIDIFIERHEATED-FisherPaykel-MR850JHU | HUMIDIFIERHEATED | MR850JHU |  |  |  | FisherPaykel | Humidifier, Heated |  | HUMIDIFIERHEATED-FisherPaykel-MR850JHU |  |  |  |  | Not Covered Vendor Only - Biomedical | MHHS-TMC
NO | NO | [5 empty] | Fisher & Paykel Healthcare (USA) | MR850JHU |  |  | TMC - RESPIRATORY - ADULT | MHHS-TMC |  | Humidifier, Heated |  |  |  | TMC |  | TMC - RESPIRATORY - ADULT | [5 empty] | HUMIDIFIERS |  | HUMIDIFIERHEATED-FisherPaykel-MR850JHU | HUMIDIFIERHEATED | MR850JHU |  |  |  | FisherPaykel | Humidifier, Heated |  | HUMIDIFIERHEATED-FisherPaykel-MR850JHU |  |  |  |  | Not Covered Vendor Only - Biomedical | MHHS-TMC
NO | NO | [5 empty] | Fisher & Paykel Healthcare (USA) | MR850JHU |  |  | TMC - RESPIRATORY - ADULT | MHHS-TMC |  | Humidifier, Heated |  |  |  | TMC |  | TMC - RESPIRATORY - ADULT | [5 empty] | HUMIDIFIERS |  | HUMIDIFIERHEATED-FisherPaykel-MR850JHU | HUMIDIFIERHEATED | MR850JHU |  |  |  | FisherPaykel | Humidifier, Heated |  | HUMIDIFIERHEATED-FisherPaykel-MR850JHU |  |  |  |  | Covered PM Repair - Biomedical | MHHS-TMC
NO | NO | [5 empty] | Fisher & Paykel Healthcare (USA) | MR850JHU |  |  | TMC - RESPIRATORY - ADULT | MHHS-TMC |  | Humidifier, Heated |  |  |  | TMC |  | TMC - RESPIRATORY - ADULT | [5 empty] | HUMIDIFIERS |  | HUMIDIFIERHEATED-FisherPaykel-MR850JHU | HUMIDIFIERHEATED | MR850JHU |  |  |  | FisherPaykel | Humidifier, Heated |  | HUMIDIFIERHEATED-FisherPaykel-MR850JHU |  |  |  |  | Covered PM Repair - Biomedical | MHHS-TMC
NO | NO | [5 empty] | Fisher & Paykel Healthcare (USA) | MR850JHU |  |  | TMC - RESPIRATORY - ADULT | MHHS-TMC |  | Humidifier, Heated |  |  |  | TMC |  | TMC - RESPIRATORY - ADULT | [5 empty] | HUMIDIFIERS |  | HUMIDIFIERHEATED-FisherPaykel-MR850JHU | HUMIDIFIERHEATED | MR850JHU |  |  |  | FisherPaykel | Humidifier, Heated |  | HUMIDIFIERHEATED-FisherPaykel-MR850JHU |  |  |  |  | Covered PM Repair - Biomedical | MHHS-TMC
NO | NO | [5 empty] | Fisher & Paykel Healthcare (USA) | MR850JHU |  |  | TMC - RESPIRATORY - ADULT | MHHS-TMC |  | Humidifier, Heated |  |  |  | TMC |  | TMC - RESPIRATORY - ADULT | [5 empty] | HUMIDIFIERS |  | HUMIDIFIERHEATED-FisherPaykel-MR850JHU | HUMIDIFIERHEATED | MR850JHU |  |  |  | FisherPaykel | Humidifier, Heated |  | HUMIDIFIERHEATED-FisherPaykel-MR850JHU |  |  |  |  | Covered PM Repair - Biomedical | MHHS-TMC
NO | NO | [5 empty] | Fisher & Paykel Healthcare (USA) | MR850JHU |  |  | TMC - RESPIRATORY - ADULT | MHHS-TMC |  | Humidifier, Heated |  |  |  | TMC |  | TMC - RESPIRATORY - ADULT | [5 empty] | HUMIDIFIERS |  | HUMIDIFIERHEATED-FisherPaykel-MR850JHU | HUMIDIFIERHEATED | MR850JHU |  |  |  | FisherPaykel | Humidifier, Heated |  | HUMIDIFIERHEATED-FisherPaykel-MR850JHU |  |  |  |  | Covered PM Repair - Biomedical | MHHS-TMC
NO | NO | [5 empty] | Fisher & Paykel Healthcare (USA) | MR850JHU |  |  | TMC - RESPIRATORY - ADULT | MHHS-TMC |  | Humidifier, Heated |  |  |  | TMC |  | TMC - RESPIRATORY - ADULT | [5 empty] | HUMIDIFIERS |  | HUMIDIFIERHEATED-FisherPaykel-MR850JHU | HUMIDIFIERHEATED | MR850JHU |  |  |  | FisherPaykel | Humidifier, Heated |  | HUMIDIFIERHEATED-FisherPaykel-MR850JHU |  |  |  |  | Covered PM Repair - Biomedical | MHHS-TMC
NO | NO | [5 empty] | Fisher & Paykel Healthcare (USA) | MR850JHU |  |  | TMC - RESPIRATORY - ADULT | MHHS-TMC |  | Humidifier, Heated |  |  |  | TMC |  | TMC - RESPIRATORY - ADULT | [5 empty] | HUMIDIFIERS |  | HUMIDIFIERHEATED-FisherPaykel-MR850JHU | HUMIDIFIERHEATED | MR850JHU |  |  |  | FisherPaykel | Humidifier, Heated |  | HUMIDIFIERHEATED-FisherPaykel-MR850JHU |  |  |  |  | Covered PM Repair - Biomedical | MHHS-TMC
NO | NO | [5 empty] | Fisher & Paykel Healthcare (USA) | MR850JHU |  |  | TMC - RESPIRATORY - ADULT | MHHS-TMC |  | Humidifier, Heated |  |  |  | TMC |  | TMC - RESPIRATORY - ADULT | [5 empty] | HUMIDIFIERS |  | HUMIDIFIERHEATED-FisherPaykel-MR850JHU | HUMIDIFIERHEATED | MR850JHU |  |  |  | FisherPaykel | Humidifier, Heated |  | HUMIDIFIERHEATED-FisherPaykel-MR850JHU |  |  |  |  | Not Covered Vendor Only - Biomedical | MHHS-TMC
NO | NO | [5 empty] | Fisher & Paykel Healthcare (USA) | MR850JHU |  |  | TMC - RESPIRATORY - ADULT | MHHS-TMC |  | Humidifier, Heated |  |  |  | TMC |  | TMC - RESPIRATORY - ADULT | [5 empty] | HUMIDIFIERS |  | HUMIDIFIERHEATED-FisherPaykel-MR850JHU | HUMIDIFIERHEATED | MR850JHU |  |  |  | FisherPaykel | Humidifier, Heated |  | HUMIDIFIERHEATED-FisherPaykel-MR850JHU |  |  |  |  | Covered PM Repair - Biomedical | MHHS-TMC
NO | NO | [5 empty] | Fisher & Paykel Healthcare (USA) | MR850JHU |  |  | TMC - RESPIRATORY - ADULT | MHHS-TMC |  | Humidifier, Heated |  |  |  | TMC |  | TMC - RESPIRATORY - ADULT | [5 empty] | HUMIDIFIERS |  | HUMIDIFIERHEATED-FisherPaykel-MR850JHU | HUMIDIFIERHEATED | MR850JHU |  |  |  | FisherPaykel | Humidifier, Heated |  | HUMIDIFIERHEATED-FisherPaykel-MR850JHU |  |  |  |  | Covered PM Repair - Biomedical | MHHS-TMC
NO | NO | [5 empty] | Fisher & Paykel Healthcare (USA) | MR850JHU |  |  | TMC - RESPIRATORY - ADULT | MHHS-TMC |  | Humidifier, Heated |  |  |  | TMC |  | TMC - RESPIRATORY - ADULT | [5 empty] | HUMIDIFIERS |  | HUMIDIFIERHEATED-FisherPaykel-MR850JHU | HUMIDIFIERHEATED | MR850JHU |  |  |  | FisherPaykel | Humidifier, Heated |  | HUMIDIFIERHEATED-FisherPaykel-MR850JHU |  |  |  |  | Covered PM Repair - Biomedical | MHHS-TMC
NO | NO | [5 empty] | Fisher & Paykel Healthcare (USA) | MR850JHU |  |  | TMC - RESPIRATORY - ADULT | MHHS-TMC |  | Humidifier, Heated |  |  |  | TMC |  | TMC - RESPIRATORY - ADULT | [5 empty] | HUMIDIFIERS |  | HUMIDIFIERHEATED-FisherPaykel-MR850JHU | HUMIDIFIERHEATED | MR850JHU |  |  |  | FisherPaykel | Humidifier, Heated |  | HUMIDIFIERHEATED-FisherPaykel-MR850JHU |  |  |  |  | Covered PM Repair - Biomedical | MHHS-TMC
NO | NO | [5 empty] | Fisher & Paykel Healthcare (USA) | MR850JHU |  |  | TMC - RESPIRATORY - ADULT | MHHS-TMC |  | Humidifier, Heated |  |  |  | TMC |  | TMC - RESPIRATORY - ADULT | [5 empty] | HUMIDIFIERS |  | HUMIDIFIERHEATED-FisherPaykel-MR850JHU | HUMIDIFIERHEATED | MR850JHU |  |  |  | FisherPaykel | Humidifier, Heated |  | HUMIDIFIERHEATED-FisherPaykel-MR850JHU |  |  |  |  | Covered PM Repair - Biomedical | MHHS-TMC
NO | NO | [5 empty] | Fisher & Paykel Healthcare (USA) | MR850JHU |  |  | TMC - RESPIRATORY - ADULT | MHHS-TMC |  | Humidifier, Heated |  |  |  | TMC |  | TMC - RESPIRATORY - ADULT | [5 empty] | HUMIDIFIERS |  | HUMIDIFIERHEATED-FisherPaykel-MR850JHU | HUMIDIFIERHEATED | MR850JHU |  |  |  | FisherPaykel | Humidifier, Heated |  | HUMIDIFIERHEATED-FisherPaykel-MR850JHU |  |  |  |  | Covered PM Repair - Biomedical | MHHS-TMC
NO | NO | [5 empty] | Fisher & Paykel Healthcare (USA) | MR850JHU |  |  | TMC - RESPIRATORY - ADULT | MHHS-TMC |  | Humidifier, Heated |  |  |  | TMC |  | TMC - RESPIRATORY - ADULT | [5 empty] | HUMIDIFIERS |  | HUMIDIFIERHEATED-FisherPaykel-MR850JHU | HUMIDIFIERHEATED | MR850JHU |  |  |  | FisherPaykel | Humidifier, Heated |  | HUMIDIFIERHEATED-FisherPaykel-MR850JHU |  |  |  |  | Covered PM Repair - Biomedical | MHHS-TMC
NO | NO | [5 empty] | Fisher & Paykel Healthcare (USA) | MR850JHU |  |  | TMC - RESPIRATORY - ADULT | MHHS-TMC |  | Humidifier, Heated |  |  |  | TMC |  | TMC - RESPIRATORY - ADULT | [5 empty] | HUMIDIFIERS |  | HUMIDIFIERHEATED-FisherPaykel-MR850JHU | HUMIDIFIERHEATED | MR850JHU |  |  |  | FisherPaykel | Humidifier, Heated |  | HUMIDIFIERHEATED-FisherPaykel-MR850JHU |  |  |  |  | Covered PM Repair - Biomedical | MHHS-TMC
NO | NO | [5 empty] | Fisher & Paykel Healthcare (USA) | MR850JHU |  |  | TMC - RESPIRATORY - ADULT | MHHS-TMC |  | Humidifier, Heated |  |  |  | TMC |  | TMC - RESPIRATORY - ADULT | [5 empty] | HUMIDIFIERS |  | HUMIDIFIERHEATED-FisherPaykel-MR850JHU | HUMIDIFIERHEATED | MR850JHU |  |  |  | FisherPaykel | Humidifier, Heated |  | HUMIDIFIERHEATED-FisherPaykel-MR850JHU |  |  |  |  | Covered PM Repair - Biomedical | MHHS-TMC
NO | NO | [5 empty] | Fisher & Paykel Healthcare (USA) | MR850JHU |  |  | TMC - RESPIRATORY - ADULT | MHHS-TMC |  | Humidifier, Heated |  |  |  | TMC |  | TMC - RESPIRATORY - ADULT | [5 empty] | HUMIDIFIERS |  | HUMIDIFIERHEATED-FisherPaykel-MR850JHU | HUMIDIFIERHEATED | MR850JHU |  |  |  | FisherPaykel | Humidifier, Heated |  | HUMIDIFIERHEATED-FisherPaykel-MR850JHU |  |  |  |  | Covered PM Repair - Biomedical | MHHS-TMC
NO | NO | [5 empty] | Fisher & Paykel Healthcare (USA) | MR850JHU |  |  | TMC - RESPIRATORY - ADULT | MHHS-TMC |  | Humidifier, Heated |  |  |  | TMC |  | TMC - RESPIRATORY - ADULT | [5 empty] | HUMIDIFIERS |  | HUMIDIFIERHEATED-FisherPaykel-MR850JHU | HUMIDIFIERHEATED | MR850JHU |  |  |  | FisherPaykel | Humidifier, Heated |  | HUMIDIFIERHEATED-FisherPaykel-MR850JHU |  |  |  |  | Covered PM Repair - Respiratory/Steriliz | MHHS-TMC
NO | NO | [5 empty] | Fisher & Paykel Healthcare (USA) | MR850JHU |  |  | TMC - RESPIRATORY - ADULT | MHHS-TMC |  | Humidifier, Heated |  |  |  | TMC |  | TMC - RESPIRATORY - ADULT | [5 empty] | HUMIDIFIERS |  | HUMIDIFIERHEATED-FisherPaykel-MR850JHU | HUMIDIFIERHEATED | MR850JHU |  |  |  | FisherPaykel | Humidifier, Heated |  | HUMIDIFIERHEATED-FisherPaykel-MR850JHU |  |  |  |  | Covered PM Repair - Lab Analyzers/Anesth | MHHS-TMC
NO | NO | [5 empty] | Fisher & Paykel Healthcare (USA) | MR850JHU |  |  | TMC - RESPIRATORY - ADULT | MHHS-TMC |  | Humidifier, Heated |  |  |  | TMC |  | TMC - RESPIRATORY - ADULT | [5 empty] | HUMIDIFIERS |  | HUMIDIFIERHEATED-FisherPaykel-MR850JHU | HUMIDIFIERHEATED | MR850JHU |  |  |  | FisherPaykel | Humidifier, Heated |  | HUMIDIFIERHEATED-FisherPaykel-MR850JHU |  |  |  |  | Covered PM Repair - Lab Analyzers/Anesth | MHHS-TMC
NO | NO | [5 empty] | Fisher & Paykel Healthcare (USA) | MR850JHU |  |  | TMC - RESPIRATORY - ADULT | MHHS-TMC |  | Humidifier, Heated |  |  |  | TMC |  | TMC - RESPIRATORY - ADULT | [5 empty] | HUMIDIFIERS |  | HUMIDIFIERHEATED-FisherPaykel-MR850JHU | HUMIDIFIERHEATED | MR850JHU |  |  |  | FisherPaykel | Humidifier, Heated |  | HUMIDIFIERHEATED-FisherPaykel-MR850JHU |  |  |  |  | Covered PM Repair - Biomedical | MHHS-TMC
NO | NO | [5 empty] | Fisher & Paykel Healthcare (USA) | MR850JHU |  |  | TMC - RESPIRATORY - ADULT | MHHS-TMC |  | Humidifier, Heated |  |  |  | TMC |  | TMC - RESPIRATORY - ADULT | [5 empty] | HUMIDIFIERS |  | HUMIDIFIERHEATED-FisherPaykel-MR850JHU | HUMIDIFIERHEATED | MR850JHU |  |  |  | FisherPaykel | Humidifier, Heated |  | HUMIDIFIERHEATED-FisherPaykel-MR850JHU |  |  |  |  | Covered PM Repair - Lab Analyzers/Anesth | MHHS-TMC
NO | NO | [5 empty] | Fisher & Paykel Healthcare (USA) | MR850JHU |  |  | TMC - RESPIRATORY - ADULT | MHHS-TMC |  | Humidifier, Heated |  |  |  | TMC |  | TMC - RESPIRATORY - ADULT | [5 empty] | HUMIDIFIERS |  | HUMIDIFIERHEATED-FisherPaykel-MR850JHU | HUMIDIFIERHEATED | MR850JHU |  |  |  | FisherPaykel | Humidifier, Heated |  | HUMIDIFIERHEATED-FisherPaykel-MR850JHU |  |  |  |  | Covered PM Repair - Lab Analyzers/Anesth | MHHS-TMC
NO | NO | [5 empty] | Fisher & Paykel Healthcare (USA) | MR850JHU |  |  | TMC - RESPIRATORY - ADULT | MHHS-TMC |  | Humidifier, Heated |  |  |  | TMC |  | TMC - RESPIRATORY - ADULT | [5 empty] | HUMIDIFIERS |  | HUMIDIFIERHEATED-FisherPaykel-MR850JHU | HUMIDIFIERHEATED | MR850JHU |  |  |  | FisherPaykel | Humidifier, Heated |  | HUMIDIFIERHEATED-FisherPaykel-MR850JHU |  |  |  |  | Covered PM Repair - Lab Analyzers/Anesth | MHHS-TMC
NO | NO | [5 empty] | Fisher & Paykel Healthcare (USA) | MR850JHU |  |  | TMC - RESPIRATORY - ADULT | MHHS-TMC |  | Humidifier, Heated |  |  |  | TMC |  | TMC - RESPIRATORY - ADULT | [5 empty] | HUMIDIFIERS |  | HUMIDIFIERHEATED-FisherPaykel-MR850JHU | HUMIDIFIERHEATED | MR850JHU |  |  |  | FisherPaykel | Humidifier, Heated |  | HUMIDIFIERHEATED-FisherPaykel-MR850JHU |  |  |  |  | Covered PM Repair - Lab Analyzers/Anesth | MHHS-TMC
NO | NO | [5 empty] | Fisher & Paykel Healthcare (USA) | MR850JHU |  |  | TMC - RESPIRATORY - ADULT | MHHS-TMC |  | Humidifier, Heated |  |  |  | TMC |  | TMC - RESPIRATORY - ADULT | [5 empty] | HUMIDIFIERS |  | HUMIDIFIERHEATED-FisherPaykel-MR850JHU | HUMIDIFIERHEATED | MR850JHU |  |  |  | FisherPaykel | Humidifier, Heated |  | HUMIDIFIERHEATED-FisherPaykel-MR850JHU |  |  |  |  | Not Covered Vendor Only - Lab Ana/Anes | MHHS-TMC
NO | NO | [5 empty] | Fisher & Paykel Healthcare (USA) | MR850JHU |  |  | TMC - RESPIRATORY - ADULT | MHHS-TMC |  | Humidifier, Heated |  |  |  | TMC |  | TMC - RESPIRATORY - ADULT | [5 empty] | HUMIDIFIERS |  | HUMIDIFIERHEATED-FisherPaykel-MR850JHU | HUMIDIFIERHEATED | MR850JHU |  |  |  | FisherPaykel | Humidifier, Heated |  | HUMIDIFIERHEATED-FisherPaykel-MR850JHU |  |  |  |  | Not Covered Vendor Only - Lab Ana/Anes | MHHS-TMC
NO | NO | [5 empty] | Fisher & Paykel Healthcare (USA) | MR850JHU |  |  | TMC - RESPIRATORY - ADULT | MHHS-TMC |  | Humidifier, Heated |  |  |  | TMC |  | TMC - RESPIRATORY - ADULT | [5 empty] | HUMIDIFIERS |  | HUMIDIFIERHEATED-FisherPaykel-MR850JHU | HUMIDIFIERHEATED | MR850JHU |  |  |  | FisherPaykel | Humidifier, Heated |  | HUMIDIFIERHEATED-FisherPaykel-MR850JHU |  |  |  |  | Not Covered Vendor Only - Lab Ana/Anes | MHHS-TMC
NO | NO | [5 empty] | Fisher & Paykel Healthcare (USA) | MR850JHU |  |  | TMC - RESPIRATORY - ADULT | MHHS-TMC |  | Humidifier, Heated |  |  |  | TMC |  | TMC - RESPIRATORY - ADULT | [5 empty] | HUMIDIFIERS |  | HUMIDIFIERHEATED-FisherPaykel-MR850JHU | HUMIDIFIERHEATED | MR850JHU |  |  |  | FisherPaykel | Humidifier, Heated |  | HUMIDIFIERHEATED-FisherPaykel-MR850JHU |  |  |  |  | Not Covered Vendor Only - Lab Ana/Anes | MHHS-TMC
NO | NO | [5 empty] | Fisher & Paykel Healthcare (USA) | MR850JHU |  |  | TMC - RESPIRATORY - ADULT | MHHS-TMC |  | Humidifier, Heated |  |  |  | TMC |  | TMC - RESPIRATORY - ADULT | [5 empty] | HUMIDIFIERS |  | HUMIDIFIERHEATED-FisherPaykel-MR850JHU | HUMIDIFIERHEATED | MR850JHU |  |  |  | FisherPaykel | Humidifier, Heated |  | HUMIDIFIERHEATED-FisherPaykel-MR850JHU |  |  |  |  | Not Covered Vendor Only - Lab Ana/Anes | MHHS-TMC
NO | NO | [5 empty] | Fisher & Paykel Healthcare (USA) | MR850JHU |  |  | TMC - RESPIRATORY - ADULT | MHHS-TMC |  | Humidifier, Heated |  |  |  | TMC |  | TMC - RESPIRATORY - ADULT | [5 empty] | HUMIDIFIERS |  | HUMIDIFIERHEATED-FisherPaykel-MR850JHU | HUMIDIFIERHEATED | MR850JHU |  |  |  | FisherPaykel | Humidifier, Heated |  | HUMIDIFIERHEATED-FisherPaykel-MR850JHU |  |  |  |  | Not Covered Vendor Only - Lab Ana/Anes | MHHS-TMC
NO | NO | [5 empty] | Fisher & Paykel Healthcare (USA) | MR850JHU |  |  | TMC - RESPIRATORY - ADULT | MHHS-TMC |  | Humidifier, Heated |  |  |  | TMC |  | TMC - RESPIRATORY - ADULT | [5 empty] | HUMIDIFIERS |  | HUMIDIFIERHEATED-FisherPaykel-MR850JHU | HUMIDIFIERHEATED | MR850JHU |  |  |  | FisherPaykel | Humidifier, Heated |  | HUMIDIFIERHEATED-FisherPaykel-MR850JHU |  |  |  |  | Not Covered Vendor Only - Lab Ana/Anes | MHHS-TMC
NO | NO | [5 empty] | Fisher & Paykel Healthcare (USA) | MR850JHU |  |  | TMC - RESPIRATORY - ADULT | MHHS-TMC |  | Humidifier, Heated |  |  |  | TMC |  | TMC - RESPIRATORY - ADULT | [5 empty] | HUMIDIFIERS |  | HUMIDIFIERHEATED-FisherPaykel-MR850JHU | HUMIDIFIERHEATED | MR850JHU |  |  |  | FisherPaykel | Humidifier, Heated |  | HUMIDIFIERHEATED-FisherPaykel-MR850JHU |  |  |  |  | Not Covered Vendor Only - Lab Ana/Anes | MHHS-TMC
NO | NO | [5 empty] | Fisher & Paykel Healthcare (USA) | MR850JHU |  |  | TMC - RESPIRATORY - ADULT | MHHS-TMC |  | Humidifier, Heated |  |  |  | TMC |  | TMC - RESPIRATORY - ADULT | [5 empty] | HUMIDIFIERS |  | HUMIDIFIERHEATED-FisherPaykel-MR850JHU | HUMIDIFIERHEATED | MR850JHU |  |  |  | FisherPaykel | Humidifier, Heated |  | HUMIDIFIERHEATED-FisherPaykel-MR850JHU |  |  |  |  | Not Covered Vendor Only - Lab Ana/Anes | MHHS-TMC
NO | NO | [5 empty] | Fisher & Paykel Healthcare (USA) | MR850JHU |  |  | TMC - RESPIRATORY - ADULT | MHHS-TMC |  | Humidifier, Heated |  |  |  | TMC |  | TMC - RESPIRATORY - ADULT | [5 empty] | HUMIDIFIERS |  | HUMIDIFIERHEATED-FisherPaykel-MR850JHU | HUMIDIFIERHEATED | MR850JHU |  |  |  | FisherPaykel | Humidifier, Heated |  | HUMIDIFIERHEATED-FisherPaykel-MR850JHU |  |  |  |  | Not Covered Vendor Only - Lab Ana/Anes | MHHS-TMC
NO | NO | [5 empty] | Fisher & Paykel Healthcare (USA) | MR850JHU |  |  | TMC - RESPIRATORY - ADULT | MHHS-TMC |  | Humidifier, Heated |  |  |  | TMC |  | TMC - RESPIRATORY - ADULT | [5 empty] | HUMIDIFIERS |  | HUMIDIFIERHEATED-FisherPaykel-MR850JHU | HUMIDIFIERHEATED | MR850JHU |  |  |  | FisherPaykel | Humidifier, Heated |  | HUMIDIFIERHEATED-FisherPaykel-MR850JHU |  |  |  |  | Not Covered Vendor Only - Lab Ana/Anes | MHHS-TMC
NO | NO | [5 empty] | Fisher & Paykel Healthcare (USA) | MR850JHU |  |  | TMC - RESPIRATORY - ADULT | MHHS-TMC |  | Humidifier, Heated |  |  |  | TMC |  | TMC - RESPIRATORY - ADULT | [5 empty] | HUMIDIFIERS |  | HUMIDIFIERHEATED-FisherPaykel-MR850JHU | HUMIDIFIERHEATED | MR850JHU |  |  |  | FisherPaykel | Humidifier, Heated |  | HUMIDIFIERHEATED-FisherPaykel-MR850JHU |  |  |  |  | Not Covered Vendor Only - Lab Ana/Anes | MHHS-TMC
NO | NO | [5 empty] | Fisher & Paykel Healthcare (USA) | MR850JHU |  |  | TMC - RESPIRATORY - ADULT | MHHS-TMC |  | Humidifier, Heated |  |  |  | TMC |  | TMC - RESPIRATORY - ADULT | [5 empty] | HUMIDIFIERS |  | HUMIDIFIERHEATED-FisherPaykel-MR850JHU | HUMIDIFIERHEATED | MR850JHU |  |  |  | FisherPaykel | Humidifier, Heated |  | HUMIDIFIERHEATED-FisherPaykel-MR850JHU |  |  |  |  | Not Covered Vendor Only - Lab Ana/Anes | MHHS-TMC
NO | NO | [5 empty] | Fisher & Paykel Healthcare (USA) | MR850JHU |  |  | TMC - RESPIRATORY - ADULT | MHHS-TMC |  | Humidifier, Heated |  |  |  | TMC |  | TMC - RESPIRATORY - ADULT | [5 empty] | HUMIDIFIERS |  | HUMIDIFIERHEATED-FisherPaykel-MR850JHU | HUMIDIFIERHEATED | MR850JHU |  |  |  | FisherPaykel | Humidifier, Heated |  | HUMIDIFIERHEATED-FisherPaykel-MR850JHU |  |  |  |  | Not Covered Vendor Only - Biomedical | MHHS-TMC
NO | NO | [5 empty] | Fisher & Paykel Healthcare (USA) | MR850JHU |  |  | TMC - RESPIRATORY - ADULT | MHHS-TMC |  | Humidifier, Heated |  |  |  | TMC |  | TMC - RESPIRATORY - ADULT | [5 empty] | HUMIDIFIERS |  | HUMIDIFIERHEATED-FisherPaykel-MR850JHU | HUMIDIFIERHEATED | MR850JHU |  |  |  | FisherPaykel | Humidifier, Heated |  | HUMIDIFIERHEATED-FisherPaykel-MR850JHU |  |  |  |  | Not Covered Vendor Only - Biomedical | MHHS-TMC
NO | NO | [5 empty] | Fisher & Paykel Healthcare (USA) | MR850JHU |  |  | TMC - RESPIRATORY - ADULT | MHHS-TMC |  | Humidifier, Heated |  |  |  | TMC |  | TMC - RESPIRATORY - ADULT | [5 empty] | HUMIDIFIERS |  | HUMIDIFIERHEATED-FisherPaykel-MR850JHU | HUMIDIFIERHEATED | MR850JHU |  |  |  | FisherPaykel | Humidifier, Heated |  | HUMIDIFIERHEATED-FisherPaykel-MR850JHU |  |  |  |  | Not Covered Vendor Only - Biomedical | MHHS-TMC
NO | NO | [5 empty] | Fisher & Paykel Healthcare (USA) | MR850JHU |  |  | TMC - RESPIRATORY - ADULT | MHHS-TMC |  | Humidifier, Heated |  |  |  | TMC |  | TMC - RESPIRATORY - ADULT | [5 empty] | HUMIDIFIERS |  | HUMIDIFIERHEATED-FisherPaykel-MR850JHU | HUMIDIFIERHEATED | MR850JHU |  |  |  | FisherPaykel | Humidifier, Heated |  | HUMIDIFIERHEATED-FisherPaykel-MR850JHU |  |  |  |  | Not Covered Vendor Only - Biomedical | MHHS-TMC
NO | NO | [5 empty] | Fisher & Paykel Healthcare (USA) | MR850JHU |  |  | TMC - RESPIRATORY - ADULT | MHHS-TMC |  | Humidifier, Heated |  |  |  | TMC |  | TMC - RESPIRATORY - ADULT | [5 empty] | HUMIDIFIERS |  | HUMIDIFIERHEATED-FisherPaykel-MR850JHU | HUMIDIFIERHEATED | MR850JHU |  |  |  | FisherPaykel | Humidifier, Heated |  | HUMIDIFIERHEATED-FisherPaykel-MR850JHU |  |  |  |  | Not Covered Vendor Only - Biomedical | MHHS-TMC
NO | NO | [5 empty] | Fisher & Paykel Healthcare (USA) | MR850JHU |  |  | TMC - RESPIRATORY - ADULT | MHHS-TMC |  | Humidifier, Heated |  |  |  | TMC |  | TMC - RESPIRATORY - ADULT | [5 empty] | HUMIDIFIERS |  | HUMIDIFIERHEATED-FisherPaykel-MR850JHU | HUMIDIFIERHEATED | MR850JHU |  |  |  | FisherPaykel | Humidifier, Heated |  | HUMIDIFIERHEATED-FisherPaykel-MR850JHU |  |  |  |  | Covered PM Repair - Biomedical | MHHS-TMC
NO | NO | [5 empty] | Fisher & Paykel Healthcare (USA) | MR850JHU |  |  | TMC - RESPIRATORY - ADULT | MHHS-TMC |  | Humidifier, Heated |  |  |  | TMC |  | TMC - RESPIRATORY - ADULT | [5 empty] | HUMIDIFIERS |  | HUMIDIFIERHEATED-FisherPaykel-MR850JHU | HUMIDIFIERHEATED | MR850JHU |  |  |  | FisherPaykel | Humidifier, Heated |  | HUMIDIFIERHEATED-FisherPaykel-MR850JHU |  |  |  |  | Covered PM Repair - Lab Analyzers/Anesth | MHHS-TMC
NO | NO | [5 empty] | Fisher & Paykel Healthcare (USA) | MR850JHU |  |  | TMC - RESPIRATORY - ADULT | MHHS-TMC |  | Humidifier, Heated |  |  |  | TMC |  | TMC - RESPIRATORY - ADULT | [5 empty] | HUMIDIFIERS |  | HUMIDIFIERHEATED-FisherPaykel-MR850JHU | HUMIDIFIERHEATED | MR850JHU |  |  |  | FisherPaykel | Humidifier, Heated |  | HUMIDIFIERHEATED-FisherPaykel-MR850JHU |  |  |  |  | Covered PM Repair - Biomedical | MHHS-TMC
NO | NO | [5 empty] | Fisher & Paykel Healthcare (USA) | MR850JHU |  |  | TMC - RESPIRATORY - ADULT | MHHS-TMC |  | Humidifier, Heated |  |  |  | TMC |  | TMC - RESPIRATORY - ADULT | [5 empty] | HUMIDIFIERS |  | HUMIDIFIERHEATED-FisherPaykel-MR850JHU | HUMIDIFIERHEATED | MR850JHU |  |  |  | FisherPaykel | Humidifier, Heated |  | HUMIDIFIERHEATED-FisherPaykel-MR850JHU |  |  |  |  | Covered PM Repair - Biomedical | MHHS-TMC
NO | NO | [5 empty] | Fisher & Paykel Healthcare (USA) | MR850JHU |  |  | TMC - RESPIRATORY - ADULT | MHHS-TMC |  | Humidifier, Heated |  |  |  | TMC |  | TMC - RESPIRATORY - ADULT | [5 empty] | HUMIDIFIERS |  | HUMIDIFIERHEATED-FisherPaykel-MR850JHU | HUMIDIFIERHEATED | MR850JHU |  |  |  | FisherPaykel | Humidifier, Heated |  | HUMIDIFIERHEATED-FisherPaykel-MR850JHU |  |  |  |  | Covered PM Repair - Biomedical | MHHS-TMC
NO | NO | [5 empty] | Fisher & Paykel Healthcare (USA) | MR850JHU |  |  | TMC - RESPIRATORY - ADULT | MHHS-TMC |  | Humidifier, Heated |  |  |  | TMC |  | TMC - RESPIRATORY - ADULT | [5 empty] | HUMIDIFIERS |  | HUMIDIFIERHEATED-FisherPaykel-MR850JHU | HUMIDIFIERHEATED | MR850JHU |  |  |  | FisherPaykel | Humidifier, Heated |  | HUMIDIFIERHEATED-FisherPaykel-MR850JHU |  |  |  |  | Covered PM Repair - Biomedical | MHHS-TMC
NO | NO | [5 empty] | Fisher & Paykel Healthcare (USA) | MR850JHU |  |  | TMC - RESPIRATORY - ADULT | MHHS-TMC |  | Humidifier, Heated |  |  |  | TMC |  | TMC - RESPIRATORY - ADULT | [5 empty] | HUMIDIFIERS |  | HUMIDIFIERHEATED-FisherPaykel-MR850JHU | HUMIDIFIERHEATED | MR850JHU |  |  |  | FisherPaykel | Humidifier, Heated |  | HUMIDIFIERHEATED-FisherPaykel-MR850JHU |  |  |  |  | Covered PM Repair - Biomedical | MHHS-TMC
NO | NO | [5 empty] | Fisher & Paykel Healthcare (USA) | MR850JHU |  |  | TMC - RESPIRATORY - ADULT | MHHS-TMC |  | Humidifier, Heated |  |  |  | TMC |  | TMC - RESPIRATORY - ADULT | [5 empty] | HUMIDIFIERS |  | HUMIDIFIERHEATED-FisherPaykel-MR850JHU | HUMIDIFIERHEATED | MR850JHU |  |  |  | FisherPaykel | Humidifier, Heated |  | HUMIDIFIERHEATED-FisherPaykel-MR850JHU |  |  |  |  | Covered PM Repair - Biomedical | MHHS-TMC
NO | NO | [5 empty] | Fisher & Paykel Healthcare (USA) | MR850JHU |  |  | TMC - RESPIRATORY - ADULT | MHHS-TMC |  | Humidifier, Heated |  |  |  | TMC |  | TMC - RESPIRATORY - ADULT | [5 empty] | HUMIDIFIERS |  | HUMIDIFIERHEATED-FisherPaykel-MR850JHU | HUMIDIFIERHEATED | MR850JHU |  |  |  | FisherPaykel | Humidifier, Heated |  | HUMIDIFIERHEATED-FisherPaykel-MR850JHU |  |  |  |  | Covered PM Repair - Biomedical | MHHS-TMC
NO | NO | [5 empty] | Fisher & Paykel Healthcare (USA) | MR850JHU |  |  | TMC - RESPIRATORY - ADULT | MHHS-TMC |  | Humidifier, Heated |  |  |  | TMC |  | TMC - RESPIRATORY - ADULT | [5 empty] | HUMIDIFIERS |  | HUMIDIFIERHEATED-FisherPaykel-MR850JHU | HUMIDIFIERHEATED | MR850JHU |  |  |  | FisherPaykel | Humidifier, Heated |  | HUMIDIFIERHEATED-FisherPaykel-MR850JHU |  |  |  |  | Covered PM Repair - Biomedical | MHHS-TMC
NO | NO | [5 empty] | Fisher & Paykel Healthcare (USA) | MR850JHU |  |  | TMC - RESPIRATORY - ADULT | MHHS-TMC |  | Humidifier, Heated |  |  |  | TMC |  | TMC - RESPIRATORY - ADULT | [5 empty] | HUMIDIFIERS |  | HUMIDIFIERHEATED-FisherPaykel-MR850JHU | HUMIDIFIERHEATED | MR850JHU |  |  |  | FisherPaykel | Humidifier, Heated |  | HUMIDIFIERHEATED-FisherPaykel-MR850JHU |  |  |  |  | Covered PM Repair - Biomedical | MHHS-TMC
NO | NO | [5 empty] | Fisher & Paykel Healthcare (USA) | MR850JHU |  |  | TMC - RESPIRATORY - ADULT | MHHS-TMC |  | Humidifier, Heated |  |  |  | TMC |  | TMC - RESPIRATORY - ADULT | [5 empty] | HUMIDIFIERS |  | HUMIDIFIERHEATED-FisherPaykel-MR850JHU | HUMIDIFIERHEATED | MR850JHU |  |  |  | FisherPaykel | Humidifier, Heated |  | HUMIDIFIERHEATED-FisherPaykel-MR850JHU |  |  |  |  | Covered PM Repair - Biomedical | MHHS-TMC
NO | NO | [5 empty] | Fisher & Paykel Healthcare (USA) | MR850JHU |  |  | TMC - RESPIRATORY - ADULT | MHHS-TMC |  | Humidifier, Heated |  |  |  | TMC |  | TMC - RESPIRATORY - ADULT | [5 empty] | HUMIDIFIERS |  | HUMIDIFIERHEATED-FisherPaykel-MR850JHU | HUMIDIFIERHEATED | MR850JHU |  |  |  | FisherPaykel | Humidifier, Heated |  | HUMIDIFIERHEATED-FisherPaykel-MR850JHU |  |  |  |  | Covered PM Repair - Biomedical | MHHS-TMC
NO | NO | [5 empty] | Fisher & Paykel Healthcare (USA) | MR850JHU |  |  | TMC - RESPIRATORY - ADULT | MHHS-TMC |  | Humidifier, Heated |  |  |  | TMC |  | TMC - RESPIRATORY - ADULT | [5 empty] | HUMIDIFIERS |  | HUMIDIFIERHEATED-FisherPaykel-MR850JHU | HUMIDIFIERHEATED | MR850JHU |  |  |  | FisherPaykel | Humidifier, Heated |  | HUMIDIFIERHEATED-FisherPaykel-MR850JHU |  |  |  |  | Covered PM Repair - Biomedical | MHHS-TMC
NO | NO | [5 empty] | Fisher & Paykel Healthcare (USA) | MR850JHU |  |  | TMC - RESPIRATORY - ADULT | MHHS-TMC |  | Humidifier, Heated |  |  |  | TMC |  | TMC - RESPIRATORY - ADULT | [5 empty] | HUMIDIFIERS |  | HUMIDIFIERHEATED-FisherPaykel-MR850JHU | HUMIDIFIERHEATED | MR850JHU |  |  |  | FisherPaykel | Humidifier, Heated |  | HUMIDIFIERHEATED-FisherPaykel-MR850JHU |  |  |  |  | Covered PM Repair - Biomedical | MHHS-TMC
NO | NO | [5 empty] | Fisher & Paykel Healthcare (USA) | MR850JHU |  |  | TMC - RESPIRATORY - ADULT | MHHS-TMC |  | Humidifier, Heated |  |  |  | TMC |  | TMC - RESPIRATORY - ADULT | [5 empty] | HUMIDIFIERS |  | HUMIDIFIERHEATED-FisherPaykel-MR850JHU | HUMIDIFIERHEATED | MR850JHU |  |  |  | FisherPaykel | Humidifier, Heated |  | HUMIDIFIERHEATED-FisherPaykel-MR850JHU |  |  |  |  | Covered PM Repair - Biomedical | MHHS-TMC
NO | NO | [5 empty] | Fisher & Paykel Healthcare (USA) | MR850JHU |  |  | TMC - RESPIRATORY - ADULT | MHHS-TMC |  | Humidifier, Heated |  |  |  | TMC |  | TMC - RESPIRATORY - ADULT | [5 empty] | HUMIDIFIERS |  | HUMIDIFIERHEATED-FisherPaykel-MR850JHU | HUMIDIFIERHEATED | MR850JHU |  |  |  | FisherPaykel | Humidifier, Heated |  | HUMIDIFIERHEATED-FisherPaykel-MR850JHU |  |  |  |  | Covered PM Repair - Biomedical | MHHS-TMC
NO | NO | [5 empty] | Fisher & Paykel Healthcare (USA) | MR850JHU |  |  | TMC - RESPIRATORY - ADULT | MHHS-TMC |  | Humidifier, Heated |  |  |  | TMC |  | TMC - RESPIRATORY - ADULT | [5 empty] | HUMIDIFIERS |  | HUMIDIFIERHEATED-FisherPaykel-MR850JHU | HUMIDIFIERHEATED | MR850JHU |  |  |  | FisherPaykel | Humidifier, Heated |  | HUMIDIFIERHEATED-FisherPaykel-MR850JHU |  |  |  |  | Covered PM Repair - Biomedical | MHHS-TMC
NO | NO | [5 empty] | Fisher & Paykel Healthcare (USA) | MR850JHU |  |  | TMC - RESPIRATORY - ADULT | MHHS-TMC |  | Humidifier, Heated |  |  |  | TMC |  | TMC - RESPIRATORY - ADULT | [5 empty] | HUMIDIFIERS |  | HUMIDIFIERHEATED-FisherPaykel-MR850JHU | HUMIDIFIERHEATED | MR850JHU |  |  |  | FisherPaykel | Humidifier, Heated |  | HUMIDIFIERHEATED-FisherPaykel-MR850JHU |  |  |  |  | Covered PM Repair - Biomedical | MHHS-TMC
NO | NO | [5 empty] | Fisher & Paykel Healthcare (USA) | MR850JHU |  |  | TMC - RESPIRATORY - ADULT | MHHS-TMC |  | Humidifier, Heated |  |  |  | TMC |  | TMC - RESPIRATORY - ADULT | [5 empty] | HUMIDIFIERS |  | HUMIDIFIERHEATED-FisherPaykel-MR850JHU | HUMIDIFIERHEATED | MR850JHU |  |  |  | FisherPaykel | Humidifier, Heated |  | HUMIDIFIERHEATED-FisherPaykel-MR850JHU |  |  |  |  | Not Covered Vendor Only - Biomedical | MHHS-TMC
NO | NO | [5 empty] | Fisher & Paykel Healthcare (USA) | MR850JHU |  |  | TMC - RESPIRATORY - ADULT | MHHS-TMC |  | Humidifier, Heated |  |  |  | TMC |  | TMC - RESPIRATORY - ADULT | [5 empty] | HUMIDIFIERS |  | HUMIDIFIERHEATED-FisherPaykel-MR850JHU | HUMIDIFIERHEATED | MR850JHU |  |  |  | FisherPaykel | Humidifier, Heated |  | HUMIDIFIERHEATED-FisherPaykel-MR850JHU |  |  |  |  | Covered PM Repair - Biomedical | MHHS-TMC
NO | NO | [5 empty] | Fisher & Paykel Healthcare (USA) | MR850JHU |  |  | TMC - RESPIRATORY - ADULT | MHHS-TMC |  | Humidifier, Heated |  |  |  | TMC |  | TMC - RESPIRATORY - ADULT | [5 empty] | HUMIDIFIERS |  | HUMIDIFIERHEATED-FisherPaykel-MR850JHU | HUMIDIFIERHEATED | MR850JHU |  |  |  | FisherPaykel | Humidifier, Heated |  | HUMIDIFIERHEATED-FisherPaykel-MR850JHU |  |  |  |  | Covered PM Repair - Biomedical | MHHS-TMC
NO | NO | [5 empty] | Fisher & Paykel Healthcare (USA) | MR850JHU |  |  | TMC - RESPIRATORY - ADULT | MHHS-TMC |  | Humidifier, Heated |  |  |  | TMC |  | TMC - RESPIRATORY - ADULT | [5 empty] | HUMIDIFIERS |  | HUMIDIFIERHEATED-FisherPaykel-MR850JHU | HUMIDIFIERHEATED | MR850JHU |  |  |  | FisherPaykel | Humidifier, Heated |  | HUMIDIFIERHEATED-FisherPaykel-MR850JHU |  |  |  |  | Covered PM Repair - Biomedical | MHHS-TMC
NO | NO | [5 empty] | Fisher & Paykel Healthcare (USA) | MR850JHU |  |  | TMC - RESPIRATORY - ADULT | MHHS-TMC |  | Humidifier, Heated |  |  |  | TMC |  | TMC - RESPIRATORY - ADULT | [5 empty] | HUMIDIFIERS |  | HUMIDIFIERHEATED-FisherPaykel-MR850JHU | HUMIDIFIERHEATED | MR850JHU |  |  |  | FisherPaykel | Humidifier, Heated |  | HUMIDIFIERHEATED-FisherPaykel-MR850JHU |  |  |  |  | Covered PM Repair - Biomedical | MHHS-TMC
NO | NO | [5 empty] | Fisher & Paykel Healthcare (USA) | MR850JHU |  |  | TMC - RESPIRATORY - ADULT | MHHS-TMC |  | Humidifier, Heated |  |  |  | TMC |  | TMC - RESPIRATORY - ADULT | [5 empty] | HUMIDIFIERS |  | HUMIDIFIERHEATED-FisherPaykel-MR850JHU | HUMIDIFIERHEATED | MR850JHU |  |  |  | FisherPaykel | Humidifier, Heated |  | HUMIDIFIERHEATED-FisherPaykel-MR850JHU |  |  |  |  | Covered PM Repair - Biomedical | MHHS-TMC
NO | NO | [5 empty] | Fisher & Paykel Healthcare (USA) | MR850JHU |  |  | TMC - RESPIRATORY - ADULT | MHHS-TMC |  | Humidifier, Heated |  |  |  | TMC |  | TMC - RESPIRATORY - ADULT | [5 empty] | HUMIDIFIERS |  | HUMIDIFIERHEATED-FisherPaykel-MR850JHU | HUMIDIFIERHEATED | MR850JHU |  |  |  | FisherPaykel | Humidifier, Heated |  | HUMIDIFIERHEATED-FisherPaykel-MR850JHU |  |  |  |  | Covered PM Repair - Biomedical | MHHS-TMC
NO | NO | [5 empty] | Fisher & Paykel Healthcare (USA) | MR850JHU |  |  | TMC - RESPIRATORY - ADULT | MHHS-TMC |  | Humidifier, Heated |  |  |  | TMC |  | TMC - RESPIRATORY - ADULT | [5 empty] | HUMIDIFIERS |  | HUMIDIFIERHEATED-FisherPaykel-MR850JHU | HUMIDIFIERHEATED | MR850JHU |  |  |  | FisherPaykel | Humidifier, Heated |  | HUMIDIFIERHEATED-FisherPaykel-MR850JHU |  |  |  |  | Covered PM Repair - Biomedical | MHHS-TMC
NO | NO | [5 empty] | Fisher & Paykel Healthcare (USA) | MR850JHU |  |  | TMC - RESPIRATORY - ADULT | MHHS-TMC |  | Humidifier, Heated |  |  |  | TMC |  | TMC - RESPIRATORY - ADULT | [5 empty] | HUMIDIFIERS |  | HUMIDIFIERHEATED-FisherPaykel-MR850JHU | HUMIDIFIERHEATED | MR850JHU |  |  |  | FisherPaykel | Humidifier, Heated |  | HUMIDIFIERHEATED-FisherPaykel-MR850JHU |  |  |  |  | Covered PM Repair - Biomedical | MHHS-TMC
NO | NO | [5 empty] | Fisher & Paykel Healthcare (USA) | MR850JHU |  |  | TMC - RESPIRATORY - ADULT | MHHS-TMC |  | Humidifier, Heated |  |  |  | TMC |  | TMC - RESPIRATORY - ADULT | [5 empty] | HUMIDIFIERS |  | HUMIDIFIERHEATED-FisherPaykel-MR850JHU | HUMIDIFIERHEATED | MR850JHU |  |  |  | FisherPaykel | Humidifier, Heated |  | HUMIDIFIERHEATED-FisherPaykel-MR850JHU |  |  |  |  | Covered PM Repair - Biomedical | MHHS-TMC
NO | NO | [5 empty] | Fisher & Paykel Healthcare (USA) | MR850JHU |  |  | TMC - RESPIRATORY - ADULT | MHHS-TMC |  | Humidifier, Heated |  |  |  | TMC |  | TMC - RESPIRATORY - ADULT | [5 empty] | HUMIDIFIERS |  | HUMIDIFIERHEATED-FisherPaykel-MR850JHU | HUMIDIFIERHEATED | MR850JHU |  |  |  | FisherPaykel | Humidifier, Heated |  | HUMIDIFIERHEATED-FisherPaykel-MR850JHU |  |  |  |  | Covered PM Repair - Biomedical | MHHS-TMC
NO | NO | [5 empty] | Fisher & Paykel Healthcare (USA) | MR850JHU |  |  | TMC - RESPIRATORY - ADULT | MHHS-TMC |  | Humidifier, Heated |  |  |  | TMC |  | TMC - RESPIRATORY - ADULT | [5 empty] | HUMIDIFIERS |  | HUMIDIFIERHEATED-FisherPaykel-MR850JHU | HUMIDIFIERHEATED | MR850JHU |  |  |  | FisherPaykel | Humidifier, Heated |  | HUMIDIFIERHEATED-FisherPaykel-MR850JHU |  |  |  |  | Covered PM Repair - Biomedical | MHHS-TMC
NO | NO | [5 empty] | Fisher & Paykel Healthcare (USA) | MR850JHU |  |  | TMC - RESPIRATORY - ADULT | MHHS-TMC |  | Humidifier, Heated |  |  |  | TMC |  | TMC - RESPIRATORY - ADULT | [5 empty] | HUMIDIFIERS |  | HUMIDIFIERHEATED-FisherPaykel-MR850JHU | HUMIDIFIERHEATED | MR850JHU |  |  |  | FisherPaykel | Humidifier, Heated |  | HUMIDIFIERHEATED-FisherPaykel-MR850JHU |  |  |  |  | Covered PM Repair - Biomedical | MHHS-TMC
NO | NO | [5 empty] | Fisher & Paykel Healthcare (USA) | MR850JHU |  |  | TMC - RESPIRATORY - ADULT | MHHS-TMC |  | Humidifier, Heated |  |  |  | TMC |  | TMC - RESPIRATORY - ADULT | [5 empty] | HUMIDIFIERS |  | HUMIDIFIERHEATED-FisherPaykel-MR850JHU | HUMIDIFIERHEATED | MR850JHU |  |  |  | FisherPaykel | Humidifier, Heated |  | HUMIDIFIERHEATED-FisherPaykel-MR850JHU |  |  |  |  | Covered PM Repair - Biomedical | MHHS-TMC
NO | NO | [5 empty] | Fisher & Paykel Healthcare (USA) | MR850JHU |  |  | TMC - RESPIRATORY - ADULT | MHHS-TMC |  | Humidifier, Heated |  |  |  | TMC |  | TMC - RESPIRATORY - ADULT | [5 empty] | HUMIDIFIERS |  | HUMIDIFIERHEATED-FisherPaykel-MR850JHU | HUMIDIFIERHEATED | MR850JHU |  |  |  | FisherPaykel | Humidifier, Heated |  | HUMIDIFIERHEATED-FisherPaykel-MR850JHU |  |  |  |  | Covered PM Repair - Biomedical | MHHS-TMC
NO | NO | [5 empty] | Fisher & Paykel Healthcare (USA) | MR850JHU |  |  | TMC - RESPIRATORY - ADULT | MHHS-TMC |  | Humidifier, Heated |  |  |  | TMC |  | TMC - RESPIRATORY - ADULT | [5 empty] | HUMIDIFIERS |  | HUMIDIFIERHEATED-FisherPaykel-MR850JHU | HUMIDIFIERHEATED | MR850JHU |  |  |  | FisherPaykel | Humidifier, Heated |  | HUMIDIFIERHEATED-FisherPaykel-MR850JHU |  |  |  |  | Covered PM Repair - Radiology, Low End | MHHS-TMC
NO | NO | [5 empty] | Fisher & Paykel Healthcare (USA) | MR850JHU |  |  | TMC - RESPIRATORY - ADULT | MHHS-TMC |  | Humidifier, Heated |  |  |  | TMC |  | TMC - RESPIRATORY - ADULT | [5 empty] | HUMIDIFIERS |  | HUMIDIFIERHEATED-FisherPaykel-MR850JHU | HUMIDIFIERHEATED | MR850JHU |  |  |  | FisherPaykel | Humidifier, Heated |  | HUMIDIFIERHEATED-FisherPaykel-MR850JHU |  |  |  |  | Not Covered Vendor Only - Biomedical | MHHS-TMC
NO | NO | [5 empty] | Fisher & Paykel Healthcare (USA) | MR850JHU |  |  | TMC - RESPIRATORY - ADULT | MHHS-TMC |  | Humidifier, Heated |  |  |  | TMC |  | TMC - RESPIRATORY - ADULT | [5 empty] | HUMIDIFIERS |  | HUMIDIFIERHEATED-FisherPaykel-MR850JHU | HUMIDIFIERHEATED | MR850JHU |  |  |  | FisherPaykel | Humidifier, Heated |  | HUMIDIFIERHEATED-FisherPaykel-MR850JHU |  |  |  |  | Covered PM Repair - Biomedical | MHHS-TMC
NO | NO | [5 empty] | Fisher & Paykel Healthcare (USA) | MR850JHU |  |  | TMC - RESPIRATORY - ADULT | MHHS-TMC |  | Humidifier, Heated |  |  |  | TMC |  | TMC - RESPIRATORY - ADULT | [5 empty] | HUMIDIFIERS |  | HUMIDIFIERHEATED-FisherPaykel-MR850JHU | HUMIDIFIERHEATED | MR850JHU |  |  |  | FisherPaykel | Humidifier, Heated |  | HUMIDIFIERHEATED-FisherPaykel-MR850JHU |  |  |  |  | Covered PM Repair - Biomedical | MHHS-TMC
NO | NO | [5 empty] | Fisher & Paykel Healthcare (USA) | MR850JHU |  |  | TMC - RESPIRATORY - ADULT | MHHS-TMC |  | Humidifier, Heated |  |  |  | TMC |  | TMC - RESPIRATORY - ADULT | [5 empty] | HUMIDIFIERS |  | HUMIDIFIERHEATED-FisherPaykel-MR850JHU | HUMIDIFIERHEATED | MR850JHU |  |  |  | FisherPaykel | Humidifier, Heated |  | HUMIDIFIERHEATED-FisherPaykel-MR850JHU |  |  |  |  | Covered PM Repair - Biomedical | MHHS-TMC
NO | NO | [5 empty] | Fisher & Paykel Healthcare (USA) | MR850JHU |  |  | TMC - RESPIRATORY - ADULT | MHHS-TMC |  | Humidifier, Heated |  |  |  | TMC |  | TMC - RESPIRATORY - ADULT | [5 empty] | HUMIDIFIERS |  | HUMIDIFIERHEATED-FisherPaykel-MR850JHU | HUMIDIFIERHEATED | MR850JHU |  |  |  | FisherPaykel | Humidifier, Heated |  | HUMIDIFIERHEATED-FisherPaykel-MR850JHU |  |  |  |  | Covered PM Repair - Biomedical | MHHS-TMC
NO | NO | [5 empty] | Fisher & Paykel Healthcare (USA) | MR850JHU |  |  | TMC - RESPIRATORY - ADULT | MHHS-TMC |  | Humidifier, Heated |  |  |  | TMC |  | TMC - RESPIRATORY - ADULT | [5 empty] | HUMIDIFIERS |  | HUMIDIFIERHEATED-FisherPaykel-MR850JHU | HUMIDIFIERHEATED | MR850JHU |  |  |  | FisherPaykel | Humidifier, Heated |  | HUMIDIFIERHEATED-FisherPaykel-MR850JHU |  |  |  |  | Covered PM Repair - Biomedical | MHHS-TMC
NO | NO | [5 empty] | Fisher & Paykel Healthcare (USA) | MR850JHU |  |  | TMC - RESPIRATORY - ADULT | MHHS-TMC |  | Humidifier, Heated |  |  |  | TMC |  | TMC - RESPIRATORY - ADULT | [5 empty] | HUMIDIFIERS |  | HUMIDIFIERHEATED-FisherPaykel-MR850JHU | HUMIDIFIERHEATED | MR850JHU |  |  |  | FisherPaykel | Humidifier, Heated |  | HUMIDIFIERHEATED-FisherPaykel-MR850JHU |  |  |  |  | Covered PM Repair - Biomedical | MHHS-TMC
NO | NO | [5 empty] | Fisher & Paykel Healthcare (USA) | MR850JHU |  |  | TMC - RESPIRATORY - ADULT | MHHS-TMC |  | Humidifier, Heated |  |  |  | TMC |  | TMC - RESPIRATORY - ADULT | [5 empty] | HUMIDIFIERS |  | HUMIDIFIERHEATED-FisherPaykel-MR850JHU | HUMIDIFIERHEATED | MR850JHU |  |  |  | FisherPaykel | Humidifier, Heated |  | HUMIDIFIERHEATED-FisherPaykel-MR850JHU |  |  |  |  | Covered PM Repair - Biomedical | MHHS-TMC
NO | NO | [5 empty] | Fisher & Paykel Healthcare (USA) | MR850JHU |  |  | TMC - RESPIRATORY - ADULT | MHHS-TMC |  | Humidifier, Heated |  |  |  | TMC |  | TMC - RESPIRATORY - ADULT | [5 empty] | HUMIDIFIERS |  | HUMIDIFIERHEATED-FisherPaykel-MR850JHU | HUMIDIFIERHEATED | MR850JHU |  |  |  | FisherPaykel | Humidifier, Heated |  | HUMIDIFIERHEATED-FisherPaykel-MR850JHU |  |  |  |  | Covered PM Repair - Biomedical | MHHS-TMC
NO | NO | [5 empty] | Fisher & Paykel Healthcare (USA) | MR850JHU |  |  | TMC - RESPIRATORY - ADULT | MHHS-TMC |  | Humidifier, Heated |  |  |  | TMC |  | TMC - RESPIRATORY - ADULT | [5 empty] | HUMIDIFIERS |  | HUMIDIFIERHEATED-FisherPaykel-MR850JHU | HUMIDIFIERHEATED | MR850JHU |  |  |  | FisherPaykel | Humidifier, Heated |  | HUMIDIFIERHEATED-FisherPaykel-MR850JHU |  |  |  |  | Covered PM Repair - Radiology, Low End | MHHS-TMC
NO | NO | [5 empty] | Fisher & Paykel Healthcare (USA) | MR850JHU |  |  | TMC - RESPIRATORY - ADULT | MHHS-TMC |  | Humidifier, Heated |  |  |  | TMC |  | TMC - RESPIRATORY - ADULT | [5 empty] | HUMIDIFIERS |  | HUMIDIFIERHEATED-FisherPaykel-MR850JHU | HUMIDIFIERHEATED | MR850JHU |  |  |  | FisherPaykel | Humidifier, Heated |  | HUMIDIFIERHEATED-FisherPaykel-MR850JHU |  |  |  |  | Covered PM Repair - Biomedical | MHHS-TMC
NO | NO | [5 empty] | Fisher & Paykel Healthcare (USA) | MR850JHU |  |  | TMC - RESPIRATORY - ADULT | MHHS-TMC |  | Humidifier, Heated |  |  |  | TMC |  | TMC - RESPIRATORY - ADULT | [5 empty] | HUMIDIFIERS |  | HUMIDIFIERHEATED-FisherPaykel-MR850JHU | HUMIDIFIERHEATED | MR850JHU |  |  |  | FisherPaykel | Humidifier, Heated |  | HUMIDIFIERHEATED-FisherPaykel-MR850JHU |  |  |  |  | Covered PM Repair - Biomedical | MHHS-TMC
NO | NO | [5 empty] | Fisher & Paykel Healthcare (USA) | MR850JHU |  |  | TMC - RESPIRATORY - ADULT | MHHS-TMC |  | Humidifier, Heated |  |  |  | TMC |  | TMC - RESPIRATORY - ADULT | [5 empty] | HUMIDIFIERS |  | HUMIDIFIERHEATED-FisherPaykel-MR850JHU | HUMIDIFIERHEATED | MR850JHU |  |  |  | FisherPaykel | Humidifier, Heated |  | HUMIDIFIERHEATED-FisherPaykel-MR850JHU |  |  |  |  | Covered PM Repair - Biomedical | MHHS-TMC
NO | NO | [5 empty] | Fisher & Paykel Healthcare (USA) | MR850JHU |  |  | TMC - RESPIRATORY - ADULT | MHHS-TMC |  | Humidifier, Heated |  |  |  | TMC |  | TMC - RESPIRATORY - ADULT | [5 empty] | HUMIDIFIERS |  | HUMIDIFIERHEATED-FisherPaykel-MR850JHU | HUMIDIFIERHEATED | MR850JHU |  |  |  | FisherPaykel | Humidifier, Heated |  | HUMIDIFIERHEATED-FisherPaykel-MR850JHU |  |  |  |  | Covered PM Repair - Biomedical | MHHS-TMC
NO | NO | [5 empty] | Fisher & Paykel Healthcare (USA) | MR850JHU |  |  | TMC - RESPIRATORY - ADULT | MHHS-TMC |  | Humidifier, Heated |  |  |  | TMC |  | TMC - RESPIRATORY - ADULT | [5 empty] | HUMIDIFIERS |  | HUMIDIFIERHEATED-FisherPaykel-MR850JHU | HUMIDIFIERHEATED | MR850JHU |  |  |  | FisherPaykel | Humidifier, Heated |  | HUMIDIFIERHEATED-FisherPaykel-MR850JHU |  |  |  |  | Covered PM Repair - Biomedical | MHHS-TMC
NO | NO | [5 empty] | Fisher & Paykel Healthcare (USA) | MR850JHU |  |  | TMC - RESPIRATORY - ADULT | MHHS-TMC |  | Humidifier, Heated |  |  |  | TMC |  | TMC - RESPIRATORY - ADULT | [5 empty] | HUMIDIFIERS |  | HUMIDIFIERHEATED-FisherPaykel-MR850JHU | HUMIDIFIERHEATED | MR850JHU |  |  |  | FisherPaykel | Humidifier, Heated |  | HUMIDIFIERHEATED-FisherPaykel-MR850JHU |  |  |  |  | Covered PM Repair - Biomedical | MHHS-TMC
NO | NO | [5 empty] | Fisher & Paykel Healthcare (USA) | MR850JHU |  |  | TMC - RESPIRATORY - ADULT | MHHS-TMC |  | Humidifier, Heated |  |  |  | TMC |  | TMC - RESPIRATORY - ADULT | [5 empty] | HUMIDIFIERS |  | HUMIDIFIERHEATED-FisherPaykel-MR850JHU | HUMIDIFIERHEATED | MR850JHU |  |  |  | FisherPaykel | Humidifier, Heated |  | HUMIDIFIERHEATED-FisherPaykel-MR850JHU |  |  |  |  | Covered PM Repair - Biomedical | MHHS-TMC
NO | NO | [5 empty] | Fisher & Paykel Healthcare (USA) | MR850JHU |  |  | TMC - RESPIRATORY - ADULT | MHHS-TMC |  | Humidifier, Heated |  |  |  | TMC |  | TMC - RESPIRATORY - ADULT | [5 empty] | HUMIDIFIERS |  | HUMIDIFIERHEATED-FisherPaykel-MR850JHU | HUMIDIFIERHEATED | MR850JHU |  |  |  | FisherPaykel | Humidifier, Heated |  | HUMIDIFIERHEATED-FisherPaykel-MR850JHU |  |  |  |  | Covered PM Repair - Biomedical | MHHS-TMC
NO | NO | [5 empty] | Fisher & Paykel Healthcare (USA) | MR850JHU |  |  | TMC - RESPIRATORY - ADULT | MHHS-TMC |  | Humidifier, Heated |  |  |  | TMC |  | TMC - RESPIRATORY - ADULT | [5 empty] | HUMIDIFIERS |  | HUMIDIFIERHEATED-FisherPaykel-MR850JHU | HUMIDIFIERHEATED | MR850JHU |  |  |  | FisherPaykel | Humidifier, Heated |  | HUMIDIFIERHEATED-FisherPaykel-MR850JHU |  |  |  |  | Covered PM Repair - Biomedical | MHHS-TMC
NO | NO | [5 empty] | Fisher & Paykel Healthcare (USA) | MR850JHU |  |  | TMC - RESPIRATORY - ADULT | MHHS-TMC |  | Humidifier, Heated |  |  |  | TMC |  | TMC - RESPIRATORY - ADULT | [5 empty] | HUMIDIFIERS |  | HUMIDIFIERHEATED-FisherPaykel-MR850JHU | HUMIDIFIERHEATED | MR850JHU |  |  |  | FisherPaykel | Humidifier, Heated |  | HUMIDIFIERHEATED-FisherPaykel-MR850JHU |  |  |  |  | Covered PM Repair - Biomedical | MHHS-TMC
NO | NO | [5 empty] | Fisher & Paykel Healthcare (USA) | MR850JHU |  |  | TMC - RESPIRATORY - ADULT | MHHS-TMC |  | Humidifier, Heated |  |  |  | TMC |  | TMC - RESPIRATORY - ADULT | [5 empty] | HUMIDIFIERS |  | HUMIDIFIERHEATED-FisherPaykel-MR850JHU | HUMIDIFIERHEATED | MR850JHU |  |  |  | FisherPaykel | Humidifier, Heated |  | HUMIDIFIERHEATED-FisherPaykel-MR850JHU |  |  |  |  | Covered PM Repair - Biomedical | MHHS-TMC
NO | NO | [5 empty] | Fisher & Paykel Healthcare (USA) | MR850JHU |  |  | TMC - RESPIRATORY - ADULT | MHHS-TMC |  | Humidifier, Heated |  |  |  | TMC |  | TMC - RESPIRATORY - ADULT | [5 empty] | HUMIDIFIERS |  | HUMIDIFIERHEATED-FisherPaykel-MR850JHU | HUMIDIFIERHEATED | MR850JHU |  |  |  | FisherPaykel | Humidifier, Heated |  | HUMIDIFIERHEATED-FisherPaykel-MR850JHU |  |  |  |  | Covered PM Repair - Biomedical | MHHS-TMC
NO | NO | [5 empty] | Fisher & Paykel Healthcare (USA) | MR850JHU |  |  | TMC - RESPIRATORY - ADULT | MHHS-TMC |  | Humidifier, Heated |  |  |  | TMC |  | TMC - RESPIRATORY - ADULT | [5 empty] | HUMIDIFIERS |  | HUMIDIFIERHEATED-FisherPaykel-MR850JHU | HUMIDIFIERHEATED | MR850JHU |  |  |  | FisherPaykel | Humidifier, Heated |  | HUMIDIFIERHEATED-FisherPaykel-MR850JHU |  |  |  |  | Covered PM Repair - Biomedical | MHHS-TMC
NO | NO | [5 empty] | Fisher & Paykel Healthcare (USA) | MR850JHU |  |  | TMC - RESPIRATORY - ADULT | MHHS-TMC |  | Humidifier, Heated |  |  |  | TMC |  | TMC - RESPIRATORY - ADULT | [5 empty] | HUMIDIFIERS |  | HUMIDIFIERHEATED-FisherPaykel-MR850JHU | HUMIDIFIERHEATED | MR850JHU |  |  |  | FisherPaykel | Humidifier, Heated |  | HUMIDIFIERHEATED-FisherPaykel-MR850JHU |  |  |  |  | Covered PM Repair - Biomedical | MHHS-TMC
NO | NO | [5 empty] | Fisher & Paykel Healthcare (USA) | MR850JHU |  |  | TMC - RESPIRATORY - ADULT | MHHS-TMC |  | Humidifier, Heated |  |  |  | TMC |  | TMC - RESPIRATORY - ADULT | [5 empty] | HUMIDIFIERS |  | HUMIDIFIERHEATED-FisherPaykel-MR850JHU | HUMIDIFIERHEATED | MR850JHU |  |  |  | FisherPaykel | Humidifier, Heated |  | HUMIDIFIERHEATED-FisherPaykel-MR850JHU |  |  |  |  | Covered PM Repair - Biomedical | MHHS-TMC
NO | NO | [5 empty] | Fisher & Paykel Healthcare (USA) | MR850JHU |  |  | TMC - RESPIRATORY - ADULT | MHHS-TMC |  | Humidifier, Heated |  |  |  | TMC |  | TMC - RESPIRATORY - ADULT | [5 empty] | HUMIDIFIERS |  | HUMIDIFIERHEATED-FisherPaykel-MR850JHU | HUMIDIFIERHEATED | MR850JHU |  |  |  | FisherPaykel | Humidifier, Heated |  | HUMIDIFIERHEATED-FisherPaykel-MR850JHU |  |  |  |  | Covered PM Repair - Biomedical | MHHS-TMC
NO | NO | [5 empty] | Fisher & Paykel Healthcare (USA) | MR850JHU |  |  | TMC - RESPIRATORY - ADULT | MHHS-TMC |  | Humidifier, Heated |  |  |  | TMC |  | TMC - RESPIRATORY - ADULT | [5 empty] | HUMIDIFIERS |  | HUMIDIFIERHEATED-FisherPaykel-MR850JHU | HUMIDIFIERHEATED | MR850JHU |  |  |  | FisherPaykel | Humidifier, Heated |  | HUMIDIFIERHEATED-FisherPaykel-MR850JHU |  |  |  |  | Covered PM Repair - Biomedical | MHHS-TMC
NO | NO | [5 empty] | Fisher & Paykel Healthcare (USA) | MR850JHU |  |  | TMC - RESPIRATORY - ADULT | MHHS-TMC |  | Humidifier, Heated |  |  |  | TMC |  | TMC - RESPIRATORY - ADULT | [5 empty] | HUMIDIFIERS |  | HUMIDIFIERHEATED-FisherPaykel-MR850JHU | HUMIDIFIERHEATED | MR850JHU |  |  |  | FisherPaykel | Humidifier, Heated |  | HUMIDIFIERHEATED-FisherPaykel-MR850JHU |  |  |  |  | Covered PM Repair - Biomedical | MHHS-TMC
NO | NO | [5 empty] | Fisher & Paykel Healthcare (USA) | MR850JHU |  |  | TMC - RESPIRATORY - ADULT | MHHS-TMC |  | Humidifier, Heated |  |  |  | TMC |  | TMC - RESPIRATORY - ADULT | [5 empty] | HUMIDIFIERS |  | HUMIDIFIERHEATED-FisherPaykel-MR850JHU | HUMIDIFIERHEATED | MR850JHU |  |  |  | FisherPaykel | Humidifier, Heated |  | HUMIDIFIERHEATED-FisherPaykel-MR850JHU |  |  |  |  | Covered PM Repair - Biomedical | MHHS-TMC
NO | NO | [5 empty] | Fisher & Paykel Healthcare (USA) | MR850JHU |  |  | TMC - RESPIRATORY - ADULT | MHHS-TMC |  | Humidifier, Heated |  |  |  | TMC |  | TMC - RESPIRATORY - ADULT | [5 empty] | HUMIDIFIERS |  | HUMIDIFIERHEATED-FisherPaykel-MR850JHU | HUMIDIFIERHEATED | MR850JHU |  |  |  | FisherPaykel | Humidifier, Heated |  | HUMIDIFIERHEATED-FisherPaykel-MR850JHU |  |  |  |  | Covered PM Repair - Biomedical | MHHS-TMC
NO | NO | [5 empty] | Fisher & Paykel Healthcare (USA) | MR850JHU |  |  | TMC - RESPIRATORY - ADULT | MHHS-TMC |  | Humidifier, Heated |  |  |  | TMC |  | TMC - RESPIRATORY - ADULT | [5 empty] | HUMIDIFIERS |  | HUMIDIFIERHEATED-FisherPaykel-MR850JHU | HUMIDIFIERHEATED | MR850JHU |  |  |  | FisherPaykel | Humidifier, Heated |  | HUMIDIFIERHEATED-FisherPaykel-MR850JHU |  |  |  |  | Covered PM Repair - Biomedical | MHHS-TMC
NO | NO | [5 empty] | Fisher & Paykel Healthcare (USA) | MR850JHU |  |  | TMC - RESPIRATORY - ADULT | MHHS-TMC |  | Humidifier, Heated |  |  |  | TMC |  | TMC - RESPIRATORY - ADULT | [5 empty] | HUMIDIFIERS |  | HUMIDIFIERHEATED-FisherPaykel-MR850JHU | HUMIDIFIERHEATED | MR850JHU |  |  |  | FisherPaykel | Humidifier, Heated |  | HUMIDIFIERHEATED-FisherPaykel-MR850JHU |  |  |  |  | Covered PM Repair - Biomedical | MHHS-TMC
NO | NO | [5 empty] | Fisher & Paykel Healthcare (USA) | MR850JHU |  |  | TMC - RESPIRATORY - ADULT | MHHS-TMC |  | Humidifier, Heated |  |  |  | TMC |  | TMC - RESPIRATORY - ADULT | [5 empty] | HUMIDIFIERS |  | HUMIDIFIERHEATED-FisherPaykel-MR850JHU | HUMIDIFIERHEATED | MR850JHU |  |  |  | FisherPaykel | Humidifier, Heated |  | HUMIDIFIERHEATED-FisherPaykel-MR850JHU |  |  |  |  | Covered PM Repair - Biomedical | MHHS-TMC
NO | NO | [5 empty] | Fisher & Paykel Healthcare (USA) | MR850JHU |  |  | TMC - RESPIRATORY - ADULT | MHHS-TMC |  | Humidifier, Heated |  |  |  | TMC |  | TMC - RESPIRATORY - ADULT | [5 empty] | HUMIDIFIERS |  | HUMIDIFIERHEATED-FisherPaykel-MR850JHU | HUMIDIFIERHEATED | MR850JHU |  |  |  | FisherPaykel | Humidifier, Heated |  | HUMIDIFIERHEATED-FisherPaykel-MR850JHU |  |  |  |  | Covered PM Repair - Biomedical | MHHS-TMC
NO | NO | [5 empty] | Fisher & Paykel Healthcare (USA) | MR850JHU |  |  | TMC - RESPIRATORY - ADULT | MHHS-TMC |  | Humidifier, Heated |  |  |  | TMC |  | TMC - RESPIRATORY - ADULT | [5 empty] | HUMIDIFIERS |  | HUMIDIFIERHEATED-FisherPaykel-MR850JHU | HUMIDIFIERHEATED | MR850JHU |  |  |  | FisherPaykel | Humidifier, Heated |  | HUMIDIFIERHEATED-FisherPaykel-MR850JHU |  |  |  |  | Covered PM Repair - Biomedical | MHHS-TMC
NO | NO | [5 empty] | Fisher & Paykel Healthcare (USA) | MR850JHU |  |  | TMC - RESPIRATORY - ADULT | MHHS-TMC |  | Humidifier, Heated |  |  |  | TMC |  | TMC - RESPIRATORY - ADULT | [5 empty] | HUMIDIFIERS |  | HUMIDIFIERHEATED-FisherPaykel-MR850JHU | HUMIDIFIERHEATED | MR850JHU |  |  |  | FisherPaykel | Humidifier, Heated |  | HUMIDIFIERHEATED-FisherPaykel-MR850JHU |  |  |  |  | Covered PM Repair - Biomedical | MHHS-TMC
NO | NO | [5 empty] | Fisher & Paykel Healthcare (USA) | MR850JHU |  |  | TMC - RESPIRATORY - ADULT | MHHS-TMC |  | Humidifier, Heated |  |  |  | TMC |  | TMC - RESPIRATORY - ADULT | [5 empty] | HUMIDIFIERS |  | HUMIDIFIERHEATED-FisherPaykel-MR850JHU | HUMIDIFIERHEATED | MR850JHU |  |  |  | FisherPaykel | Humidifier, Heated |  | HUMIDIFIERHEATED-FisherPaykel-MR850JHU |  |  |  |  | Covered PM Repair - Biomedical | MHHS-TMC
NO | NO | [5 empty] | Fisher & Paykel Healthcare (USA) | MR850JHU |  |  | TMC - RESPIRATORY - ADULT | MHHS-TMC |  | Humidifier, Heated |  |  |  | TMC |  | TMC - RESPIRATORY - ADULT | [5 empty] | HUMIDIFIERS |  | HUMIDIFIERHEATED-FisherPaykel-MR850JHU | HUMIDIFIERHEATED | MR850JHU |  |  |  | FisherPaykel | Humidifier, Heated |  | HUMIDIFIERHEATED-FisherPaykel-MR850JHU |  |  |  |  | Covered PM Repair - Biomedical | MHHS-TMC
NO | NO | [5 empty] | Fisher & Paykel Healthcare (USA) | MR850JHU |  |  | TMC - RESPIRATORY - ADULT | MHHS-TMC |  | Humidifier, Heated |  |  |  | TMC |  | TMC - RESPIRATORY - ADULT | [5 empty] | HUMIDIFIERS |  | HUMIDIFIERHEATED-FisherPaykel-MR850JHU | HUMIDIFIERHEATED | MR850JHU |  |  |  | FisherPaykel | Humidifier, Heated |  | HUMIDIFIERHEATED-FisherPaykel-MR850JHU |  |  |  |  | Covered PM Repair - Biomedical | MHHS-TMC
NO | NO | [5 empty] | Fisher & Paykel Healthcare (USA) | MR850JHU |  |  | TMC - RESPIRATORY - ADULT | MHHS-TMC |  | Humidifier, Heated |  |  |  | TMC |  | TMC - RESPIRATORY - ADULT | [5 empty] | HUMIDIFIERS |  | HUMIDIFIERHEATED-FisherPaykel-MR850JHU | HUMIDIFIERHEATED | MR850JHU |  |  |  | FisherPaykel | Humidifier, Heated |  | HUMIDIFIERHEATED-FisherPaykel-MR850JHU |  |  |  |  | Covered PM Repair - Biomedical | MHHS-TMC
NO | NO | [5 empty] | Fisher & Paykel Healthcare (USA) | MR850JHU |  |  | TMC - RESPIRATORY - ADULT | MHHS-TMC |  | Humidifier, Heated |  |  |  | TMC |  | TMC - RESPIRATORY - ADULT | [5 empty] | HUMIDIFIERS |  | HUMIDIFIERHEATED-FisherPaykel-MR850JHU | HUMIDIFIERHEATED | MR850JHU |  |  |  | FisherPaykel | Humidifier, Heated |  | HUMIDIFIERHEATED-FisherPaykel-MR850JHU |  |  |  |  | Covered PM Repair - Biomedical | MHHS-TMC
NO | NO | [5 empty] | Fisher & Paykel Healthcare (USA) | MR850JHU |  |  | TMC - RESPIRATORY - ADULT | MHHS-TMC |  | Humidifier, Heated |  |  |  | TMC |  | TMC - RESPIRATORY - ADULT | [5 empty] | HUMIDIFIERS |  | HUMIDIFIERHEATED-FisherPaykel-MR850JHU | HUMIDIFIERHEATED | MR850JHU |  |  |  | FisherPaykel | Humidifier, Heated |  | HUMIDIFIERHEATED-FisherPaykel-MR850JHU |  |  |  |  | Covered PM Repair - Biomedical | MHHS-TMC
NO | NO | [5 empty] | Fisher & Paykel Healthcare (USA) | MR850JHU |  |  | TMC - RESPIRATORY - ADULT | MHHS-TMC |  | Humidifier, Heated |  |  |  | TMC |  | TMC - RESPIRATORY - ADULT | [5 empty] | HUMIDIFIERS |  | HUMIDIFIERHEATED-FisherPaykel-MR850JHU | HUMIDIFIERHEATED | MR850JHU |  |  |  | FisherPaykel | Humidifier, Heated |  | HUMIDIFIERHEATED-FisherPaykel-MR850JHU |  |  |  |  | Covered PM Repair - Biomedical | MHHS-TMC
NO | NO | [5 empty] | Fisher & Paykel Healthcare (USA) | MR850JHU |  |  | TMC - RESPIRATORY - ADULT | MHHS-TMC |  | Humidifier, Heated |  |  |  | TMC |  | TMC - RESPIRATORY - ADULT | [5 empty] | HUMIDIFIERS |  | HUMIDIFIERHEATED-FisherPaykel-MR850JHU | HUMIDIFIERHEATED | MR850JHU |  |  |  | FisherPaykel | Humidifier, Heated |  | HUMIDIFIERHEATED-FisherPaykel-MR850JHU |  |  |  |  | Covered PM Repair - Biomedical | MHHS-TMC
NO | NO | [5 empty] | Fisher & Paykel Healthcare (USA) | MR850JHU |  |  | TMC - RESPIRATORY - ADULT | MHHS-TMC |  | Humidifier, Heated |  |  |  | TMC |  | TMC - RESPIRATORY - ADULT | [5 empty] | HUMIDIFIERS |  | HUMIDIFIERHEATED-FisherPaykel-MR850JHU | HUMIDIFIERHEATED | MR850JHU |  |  |  | FisherPaykel | Humidifier, Heated |  | HUMIDIFIERHEATED-FisherPaykel-MR850JHU |  |  |  |  | Covered PM Repair - Biomedical | MHHS-TMC
NO | NO | [5 empty] | Fisher & Paykel Healthcare (USA) | MR850JHU |  |  | TMC - RESPIRATORY - ADULT | MHHS-TMC |  | Humidifier, Heated |  |  |  | TMC |  | TMC - RESPIRATORY - ADULT | [5 empty] | HUMIDIFIERS |  | HUMIDIFIERHEATED-FisherPaykel-MR850JHU | HUMIDIFIERHEATED | MR850JHU |  |  |  | FisherPaykel | Humidifier, Heated |  | HUMIDIFIERHEATED-FisherPaykel-MR850JHU |  |  |  |  | No Coverage Specified | MHHS-TMC
NO | NO | [5 empty] | Fisher & Paykel Healthcare (USA) | MR850JHU |  |  | TMC - RESPIRATORY - ADULT | MHHS-TMC |  | Humidifier, Heated |  |  |  | TMC |  | TMC - RESPIRATORY - ADULT | [5 empty] | HUMIDIFIERS |  | HUMIDIFIERHEATED-FisherPaykel-MR850JHU | HUMIDIFIERHEATED | MR850JHU |  |  |  | FisherPaykel | Humidifier, Heated |  | HUMIDIFIERHEATED-FisherPaykel-MR850JHU |  |  |  |  | No Coverage Specified | MHHS-TMC
NO | NO | [5 empty] | Fisher & Paykel Healthcare (USA) | MR850JHU |  |  | TMC - RESPIRATORY - ADULT | MHHS-TMC |  | Humidifier, Heated |  |  |  | TMC |  | TMC - RESPIRATORY - ADULT | [5 empty] | HUMIDIFIERS |  | HUMIDIFIERHEATED-FisherPaykel-MR850JHU | HUMIDIFIERHEATED | MR850JHU |  |  |  | FisherPaykel | Humidifier, Heated |  | HUMIDIFIERHEATED-FisherPaykel-MR850JHU |  |  |  |  | No Coverage Specified | MHHS-TMC
NO | NO | [5 empty] | Fisher & Paykel Healthcare (USA) | MR850JHU |  |  | TMC - RESPIRATORY - ADULT | MHHS-TMC |  | Humidifier, Heated |  |  |  | TMC |  | TMC - RESPIRATORY - ADULT | [5 empty] | HUMIDIFIERS |  | HUMIDIFIERHEATED-FisherPaykel-MR850JHU | HUMIDIFIERHEATED | MR850JHU |  |  |  | FisherPaykel | Humidifier, Heated |  | HUMIDIFIERHEATED-FisherPaykel-MR850JHU |  |  |  |  | No Coverage Specified | MHHS-TMC
NO | NO | [5 empty] | Fisher & Paykel Healthcare (USA) | MR850JHU |  |  | TMC - RESPIRATORY - ADULT | MHHS-TMC |  | Humidifier, Heated |  |  |  | TMC |  | TMC - RESPIRATORY - ADULT | [5 empty] | HUMIDIFIERS |  | HUMIDIFIERHEATED-FisherPaykel-MR850JHU | HUMIDIFIERHEATED | MR850JHU |  |  |  | FisherPaykel | Humidifier, Heated |  | HUMIDIFIERHEATED-FisherPaykel-MR850JHU |  |  |  |  | No Coverage Specified | MHHS-TMC
NO | NO | [5 empty] | Fisher & Paykel Healthcare (USA) | MR850JHU |  |  | TMC - RESPIRATORY - ADULT | MHHS-TMC |  | Humidifier, Heated |  |  |  | TMC |  | TMC - RESPIRATORY - ADULT | [5 empty] | HUMIDIFIERS |  | HUMIDIFIERHEATED-FisherPaykel-MR850JHU | HUMIDIFIERHEATED | MR850JHU |  |  |  | FisherPaykel | Humidifier, Heated |  | HUMIDIFIERHEATED-FisherPaykel-MR850JHU |  |  |  |  | No Coverage Specified | MHHS-TMC
NO | NO | [5 empty] | Fisher & Paykel Healthcare (USA) | MR850JHU |  |  | TMC - RESPIRATORY - ADULT | MHHS-TMC |  | Humidifier, Heated |  |  |  | TMC |  | TMC - RESPIRATORY - ADULT | [5 empty] | HUMIDIFIERS |  | HUMIDIFIERHEATED-FisherPaykel-MR850JHU | HUMIDIFIERHEATED | MR850JHU |  |  |  | FisherPaykel | Humidifier, Heated |  | HUMIDIFIERHEATED-FisherPaykel-MR850JHU |  |  |  |  | Covered PM Repair - Biomedical | MHHS-TMC
NO | NO | [5 empty] | Fisher & Paykel Healthcare (USA) | MR850JHU |  |  | TMC - RESPIRATORY - ADULT | MHHS-TMC |  | Humidifier, Heated |  |  |  | TMC |  | TMC - RESPIRATORY - ADULT | [5 empty] | HUMIDIFIERS |  | HUMIDIFIERHEATED-FisherPaykel-MR850JHU | HUMIDIFIERHEATED | MR850JHU |  |  |  | FisherPaykel | Humidifier, Heated |  | HUMIDIFIERHEATED-FisherPaykel-MR850JHU |  |  |  |  | Covered PM Repair - Biomedical | MHHS-TMC
NO | NO | [5 empty] | Fisher & Paykel Healthcare (USA) | MR850JHU |  |  | TMC - RESPIRATORY - ADULT | MHHS-TMC |  | Humidifier, Heated |  |  |  | TMC |  | TMC - RESPIRATORY - ADULT | [5 empty] | HUMIDIFIERS |  | HUMIDIFIERHEATED-FisherPaykel-MR850JHU | HUMIDIFIERHEATED | MR850JHU |  |  |  | FisherPaykel | Humidifier, Heated |  | HUMIDIFIERHEATED-FisherPaykel-MR850JHU |  |  |  |  | Covered PM Repair - Biomedical | MHHS-TMC
NO | NO | [5 empty] | Fisher & Paykel Healthcare (USA) | MR850JHU |  |  | TMC - RESPIRATORY - ADULT | MHHS-TMC |  | Humidifier, Heated |  |  |  | TMC |  | TMC - RESPIRATORY - ADULT | [5 empty] | HUMIDIFIERS |  | HUMIDIFIERHEATED-FisherPaykel-MR850JHU | HUMIDIFIERHEATED | MR850JHU |  |  |  | FisherPaykel | Humidifier, Heated |  | HUMIDIFIERHEATED-FisherPaykel-MR850JHU |  |  |  |  | Covered PM Repair - Biomedical | MHHS-TMC
NO | NO | [5 empty] | Fisher & Paykel Healthcare (USA) | MR850JHU |  |  | TMC - RESPIRATORY - ADULT | MHHS-TMC |  | Humidifier, Heated |  |  |  | TMC |  | TMC - RESPIRATORY - ADULT | [5 empty] | HUMIDIFIERS |  | HUMIDIFIERHEATED-FisherPaykel-MR850JHU | HUMIDIFIERHEATED | MR850JHU |  |  |  | FisherPaykel | Humidifier, Heated |  | HUMIDIFIERHEATED-FisherPaykel-MR850JHU |  |  |  |  | Covered PM Repair - Biomedical | MHHS-TMC
NO | NO | [5 empty] | Fisher & Paykel Healthcare (USA) | MR850JHU |  |  | TMC - RESPIRATORY - ADULT | MHHS-TMC |  | Humidifier, Heated |  |  |  | TMC |  | TMC - RESPIRATORY - ADULT | [5 empty] | HUMIDIFIERS |  | HUMIDIFIERHEATED-FisherPaykel-MR850JHU | HUMIDIFIERHEATED | MR850JHU |  |  |  | FisherPaykel | Humidifier, Heated |  | HUMIDIFIERHEATED-FisherPaykel-MR850JHU |  |  |  |  | Covered PM Repair - Biomedical | MHHS-TMC
NO | NO | [5 empty] | Fisher & Paykel Healthcare (USA) | MR850JHU |  |  | TMC - RESPIRATORY - ADULT | MHHS-TMC |  | Humidifier, Heated |  |  |  | TMC |  | TMC - RESPIRATORY - ADULT | [5 empty] | HUMIDIFIERS |  | HUMIDIFIERHEATED-FisherPaykel-MR850JHU | HUMIDIFIERHEATED | MR850JHU |  |  |  | FisherPaykel | Humidifier, Heated |  | HUMIDIFIERHEATED-FisherPaykel-MR850JHU |  |  |  |  | Covered PM Repair - Biomedical | MHHS-TMC
NO | NO | [5 empty] | Fisher & Paykel Healthcare (USA) | MR850JHU |  |  | TMC - RESPIRATORY - ADULT | MHHS-TMC |  | Humidifier, Heated |  |  |  | TMC |  | TMC - RESPIRATORY - ADULT | [5 empty] | HUMIDIFIERS |  | HUMIDIFIERHEATED-FisherPaykel-MR850JHU | HUMIDIFIERHEATED | MR850JHU |  |  |  | FisherPaykel | Humidifier, Heated |  | HUMIDIFIERHEATED-FisherPaykel-MR850JHU |  |  |  |  | Covered PM Repair - Biomedical | MHHS-TMC
NO | NO | [5 empty] | Fisher & Paykel Healthcare (USA) | MR850JHU |  |  | TMC - RESPIRATORY - ADULT | MHHS-TMC |  | Humidifier, Heated |  |  |  | TMC |  | TMC - RESPIRATORY - ADULT | [5 empty] | HUMIDIFIERS |  | HUMIDIFIERHEATED-FisherPaykel-MR850JHU | HUMIDIFIERHEATED | MR850JHU |  |  |  | FisherPaykel | Humidifier, Heated |  | HUMIDIFIERHEATED-FisherPaykel-MR850JHU |  |  |  |  | Covered PM Repair - Biomedical | MHHS-TMC
NO | NO | [5 empty] | Fisher & Paykel Healthcare (USA) | MR850JHU |  |  | TMC - RESPIRATORY - ADULT | MHHS-TMC |  | Humidifier, Heated |  |  |  | TMC |  | TMC - RESPIRATORY - ADULT | [5 empty] | HUMIDIFIERS |  | HUMIDIFIERHEATED-FisherPaykel-MR850JHU | HUMIDIFIERHEATED | MR850JHU |  |  |  | FisherPaykel | Humidifier, Heated |  | HUMIDIFIERHEATED-FisherPaykel-MR850JHU |  |  |  |  | Covered PM Repair - Biomedical | MHHS-TMC
NO | NO | [5 empty] | Fisher & Paykel Healthcare (USA) | MR850JHU |  |  | TMC - RESPIRATORY - ADULT | MHHS-TMC |  | Humidifier, Heated |  |  |  | TMC |  | TMC - RESPIRATORY - ADULT | [5 empty] | HUMIDIFIERS |  | HUMIDIFIERHEATED-FisherPaykel-MR850JHU | HUMIDIFIERHEATED | MR850JHU |  |  |  | FisherPaykel | Humidifier, Heated |  | HUMIDIFIERHEATED-FisherPaykel-MR850JHU |  |  |  |  | Covered PM Repair - Biomedical | MHHS-TMC
NO | NO | [5 empty] | Fisher & Paykel Healthcare (USA) | MR850JHU |  |  | TMC - RESPIRATORY - ADULT | MHHS-TMC |  | Humidifier, Heated |  |  |  | TMC |  | TMC - RESPIRATORY - ADULT | [5 empty] | HUMIDIFIERS |  | HUMIDIFIERHEATED-FisherPaykel-MR850JHU | HUMIDIFIERHEATED | MR850JHU |  |  |  | FisherPaykel | Humidifier, Heated |  | HUMIDIFIERHEATED-FisherPaykel-MR850JHU |  |  |  |  | Covered PM Repair - Biomedical | MHHS-TMC
NO | NO | [5 empty] | Fisher & Paykel Healthcare (USA) | MR850JHU |  |  | TMC - RESPIRATORY - ADULT | MHHS-TMC |  | Humidifier, Heated |  |  |  | TMC |  | TMC - RESPIRATORY - ADULT | [5 empty] | HUMIDIFIERS |  | HUMIDIFIERHEATED-FisherPaykel-MR850JHU | HUMIDIFIERHEATED | MR850JHU |  |  |  | FisherPaykel | Humidifier, Heated |  | HUMIDIFIERHEATED-FisherPaykel-MR850JHU |  |  |  |  | Not Covered Vendor Only - Biomedical | MHHS-TMC
NO | NO | [5 empty] | Fisher & Paykel Healthcare (USA) | MR850JHU |  |  | TMC - RESPIRATORY - ADULT | MHHS-TMC |  | Humidifier, Heated |  |  |  | TMC |  | TMC - RESPIRATORY - ADULT | [5 empty] | HUMIDIFIERS |  | HUMIDIFIERHEATED-FisherPaykel-MR850JHU | HUMIDIFIERHEATED | MR850JHU |  |  |  | FisherPaykel | Humidifier, Heated |  | HUMIDIFIERHEATED-FisherPaykel-MR850JHU |  |  |  |  | Not Covered Vendor Only - Biomedical | MHHS-TMC
NO | NO | [5 empty] | Fisher & Paykel Healthcare (USA) | MR850JHU |  |  | TMC - RESPIRATORY - ADULT | MHHS-TMC |  | Humidifier, Heated |  |  |  | TMC |  | TMC - RESPIRATORY - ADULT | [5 empty] | HUMIDIFIERS |  | HUMIDIFIERHEATED-FisherPaykel-MR850JHU | HUMIDIFIERHEATED | MR850JHU |  |  |  | FisherPaykel | Humidifier, Heated |  | HUMIDIFIERHEATED-FisherPaykel-MR850JHU |  |  |  |  | Not Covered Vendor Only - Biomedical | MHHS-TMC
NO | NO | [5 empty] | Fisher & Paykel Healthcare (USA) | MR850JHU |  |  | TMC - RESPIRATORY - ADULT | MHHS-TMC |  | Humidifier, Heated |  |  |  | TMC |  | TMC - RESPIRATORY - ADULT | [5 empty] | HUMIDIFIERS |  | HUMIDIFIERHEATED-FisherPaykel-MR850JHU | HUMIDIFIERHEATED | MR850JHU |  |  |  | FisherPaykel | Humidifier, Heated |  | HUMIDIFIERHEATED-FisherPaykel-MR850JHU |  |  |  |  | Covered PM Repair - Biomedical | MHHS-TMC
NO | NO | [5 empty] | Fisher & Paykel Healthcare (USA) | MR850JHU |  |  | TMC - RESPIRATORY - ADULT | MHHS-TMC |  | Humidifier, Heated |  |  |  | TMC |  | TMC - RESPIRATORY - ADULT | [5 empty] | HUMIDIFIERS |  | HUMIDIFIERHEATED-FisherPaykel-MR850JHU | HUMIDIFIERHEATED | MR850JHU |  |  |  | FisherPaykel | Humidifier, Heated |  | HUMIDIFIERHEATED-FisherPaykel-MR850JHU |  |  |  |  | Covered PM Repair - Biomedical | MHHS-TMC
NO | NO | [5 empty] | Fisher & Paykel Healthcare (USA) | MR850JHU |  |  | TMC - RESPIRATORY - ADULT | MHHS-TMC |  | Humidifier, Heated |  |  |  | TMC |  | TMC - RESPIRATORY - ADULT | [5 empty] | HUMIDIFIERS |  | HUMIDIFIERHEATED-FisherPaykel-MR850JHU | HUMIDIFIERHEATED | MR850JHU |  |  |  | FisherPaykel | Humidifier, Heated |  | HUMIDIFIERHEATED-FisherPaykel-MR850JHU |  |  |  |  | Not Covered Vendor Only - Biomedical | MHHS-TMC
NO | NO | [5 empty] | Fisher & Paykel Healthcare (USA) | MR850JHU |  |  | TMC - RESPIRATORY - ADULT | MHHS-TMC |  | Humidifier, Heated |  |  |  | TMC |  | TMC - RESPIRATORY - ADULT | [5 empty] | HUMIDIFIERS |  | HUMIDIFIERHEATED-FisherPaykel-MR850JHU | HUMIDIFIERHEATED | MR850JHU |  |  |  | FisherPaykel | Humidifier, Heated |  | HUMIDIFIERHEATED-FisherPaykel-MR850JHU |  |  |  |  | Covered PM Repair - Biomedical | MHHS-TMC
NO | NO | [5 empty] | Fisher & Paykel Healthcare (USA) | MR850JHU |  |  | TMC - RESPIRATORY - ADULT | MHHS-TMC |  | Humidifier, Heated |  |  |  | TMC |  | TMC - RESPIRATORY - ADULT | [5 empty] | HUMIDIFIERS |  | HUMIDIFIERHEATED-FisherPaykel-MR850JHU | HUMIDIFIERHEATED | MR850JHU |  |  |  | FisherPaykel | Humidifier, Heated |  | HUMIDIFIERHEATED-FisherPaykel-MR850JHU |  |  |  |  | Covered PM Repair - Biomedical | MHHS-TMC
NO | NO | [5 empty] | Fisher & Paykel Healthcare (USA) | MR850JHU |  |  | TMC - RESPIRATORY - ADULT | MHHS-TMC |  | Humidifier, Heated |  |  |  | TMC |  | TMC - RESPIRATORY - ADULT | [5 empty] | HUMIDIFIERS |  | HUMIDIFIERHEATED-FisherPaykel-MR850JHU | HUMIDIFIERHEATED | MR850JHU |  |  |  | FisherPaykel | Humidifier, Heated |  | HUMIDIFIERHEATED-FisherPaykel-MR850JHU |  |  |  |  | Covered PM Repair - Biomedical | MHHS-TMC
NO | NO | [5 empty] | Fisher & Paykel Healthcare (USA) | MR850JHU |  |  | TMC - RESPIRATORY - ADULT | MHHS-TMC |  | Humidifier, Heated |  |  |  | TMC |  | TMC - RESPIRATORY - ADULT | [5 empty] | HUMIDIFIERS |  | HUMIDIFIERHEATED-FisherPaykel-MR850JHU | HUMIDIFIERHEATED | MR850JHU |  |  |  | FisherPaykel | Humidifier, Heated |  | HUMIDIFIERHEATED-FisherPaykel-MR850JHU |  |  |  |  | Covered PM Repair - Biomedical | MHHS-TMC
NO | NO | [5 empty] | Fisher & Paykel Healthcare (USA) | MR850JHU |  |  | TMC - RESPIRATORY - ADULT | MHHS-TMC |  | Humidifier, Heated |  |  |  | TMC |  | TMC - RESPIRATORY - ADULT | [5 empty] | HUMIDIFIERS |  | HUMIDIFIERHEATED-FisherPaykel-MR850JHU | HUMIDIFIERHEATED | MR850JHU |  |  |  | FisherPaykel | Humidifier, Heated |  | HUMIDIFIERHEATED-FisherPaykel-MR850JHU |  |  |  |  | Covered PM Repair - Biomedical | MHHS-TMC
NO | NO | [5 empty] | Fisher & Paykel Healthcare (USA) | MR850JHU |  |  | TMC - RESPIRATORY - ADULT | MHHS-TMC |  | Humidifier, Heated |  |  |  | TMC |  | TMC - RESPIRATORY - ADULT | [5 empty] | HUMIDIFIERS |  | HUMIDIFIERHEATED-FisherPaykel-MR850JHU | HUMIDIFIERHEATED | MR850JHU |  |  |  | FisherPaykel | Humidifier, Heated |  | HUMIDIFIERHEATED-FisherPaykel-MR850JHU |  |  |  |  | Not Covered Vendor Only - Biomedical | MHHS-TMC
NO | NO | [5 empty] | Fisher & Paykel Healthcare (USA) | MR850JHU |  |  | TMC - RESPIRATORY - ADULT | MHHS-TMC |  | Humidifier, Heated |  |  |  | TMC |  | TMC - RESPIRATORY - ADULT | [5 empty] | HUMIDIFIERS |  | HUMIDIFIERHEATED-FisherPaykel-MR850JHU | HUMIDIFIERHEATED | MR850JHU |  |  |  | FisherPaykel | Humidifier, Heated |  | HUMIDIFIERHEATED-FisherPaykel-MR850JHU |  |  |  |  | Not Covered Vendor Only - Biomedical | MHHS-TMC
NO | NO | [5 empty] | Fisher & Paykel Healthcare (USA) | MR850JHU |  |  | TMC - RESPIRATORY - ADULT | MHHS-TMC |  | Humidifier, Heated |  |  |  | TMC |  | TMC - RESPIRATORY - ADULT | [5 empty] | HUMIDIFIERS |  | HUMIDIFIERHEATED-FisherPaykel-MR850JHU | HUMIDIFIERHEATED | MR850JHU |  |  |  | FisherPaykel | Humidifier, Heated |  | HUMIDIFIERHEATED-FisherPaykel-MR850JHU |  |  |  |  | Covered PM Repair - Biomedical | MHHS-TMC
NO | NO | [5 empty] | Fisher & Paykel Healthcare (USA) | MR850JHU |  |  | TMC - RESPIRATORY - ADULT | MHHS-TMC |  | Humidifier, Heated |  |  |  | TMC |  | TMC - RESPIRATORY - ADULT | [5 empty] | HUMIDIFIERS |  | HUMIDIFIERHEATED-FisherPaykel-MR850JHU | HUMIDIFIERHEATED | MR850JHU |  |  |  | FisherPaykel | Humidifier, Heated |  | HUMIDIFIERHEATED-FisherPaykel-MR850JHU |  |  |  |  | Covered PM Repair - Biomedical | MHHS-TMC
NO | NO | [5 empty] | Fisher & Paykel Healthcare (USA) | MR850JHU |  |  | TMC - RESPIRATORY - ADULT | MHHS-TMC |  | Humidifier, Heated |  |  |  | TMC |  | TMC - RESPIRATORY - ADULT | [5 empty] | HUMIDIFIERS |  | HUMIDIFIERHEATED-FisherPaykel-MR850JHU | HUMIDIFIERHEATED | MR850JHU |  |  |  | FisherPaykel | Humidifier, Heated |  | HUMIDIFIERHEATED-FisherPaykel-MR850JHU |  |  |  |  | Covered PM Repair - Biomedical | MHHS-TMC
NO | NO | [5 empty] | Fisher & Paykel Healthcare (USA) | MR850JHU |  |  | TMC - RESPIRATORY - ADULT | MHHS-TMC |  | Humidifier, Heated |  |  |  | TMC |  | TMC - RESPIRATORY - ADULT | [5 empty] | HUMIDIFIERS |  | HUMIDIFIERHEATED-FisherPaykel-MR850JHU | HUMIDIFIERHEATED | MR850JHU |  |  |  | FisherPaykel | Humidifier, Heated |  | HUMIDIFIERHEATED-FisherPaykel-MR850JHU |  |  |  |  | Covered PM Repair - Biomedical | MHHS-TMC
NO | NO | [5 empty] | Fisher & Paykel Healthcare (USA) | MR850JHU |  |  | TMC - RESPIRATORY - ADULT | MHHS-TMC |  | Humidifier, Heated |  |  |  | TMC |  | TMC - RESPIRATORY - ADULT | [5 empty] | HUMIDIFIERS |  | HUMIDIFIERHEATED-FisherPaykel-MR850JHU | HUMIDIFIERHEATED | MR850JHU |  |  |  | FisherPaykel | Humidifier, Heated |  | HUMIDIFIERHEATED-FisherPaykel-MR850JHU |  |  |  |  | Covered PM Repair - Biomedical | MHHS-TMC
NO | NO | [5 empty] | Fisher & Paykel Healthcare (USA) | MR850JHU |  |  | TMC - RESPIRATORY - ADULT | MHHS-TMC |  | Humidifier, Heated |  |  |  | TMC |  | TMC - RESPIRATORY - ADULT | [5 empty] | HUMIDIFIERS |  | HUMIDIFIERHEATED-FisherPaykel-MR850JHU | HUMIDIFIERHEATED | MR850JHU |  |  |  | FisherPaykel | Humidifier, Heated |  | HUMIDIFIERHEATED-FisherPaykel-MR850JHU |  |  |  |  | Covered PM Repair - Biomedical | MHHS-TMC
NO | NO | [5 empty] | Fisher & Paykel Healthcare (USA) | MR850JHU |  |  | TMC - RESPIRATORY - ADULT | MHHS-TMC |  | Humidifier, Heated |  |  |  | TMC |  | TMC - RESPIRATORY - ADULT | [5 empty] | HUMIDIFIERS |  | HUMIDIFIERHEATED-FisherPaykel-MR850JHU | HUMIDIFIERHEATED | MR850JHU |  |  |  | FisherPaykel | Humidifier, Heated |  | HUMIDIFIERHEATED-FisherPaykel-MR850JHU |  |  |  |  | Covered PM Repair - Biomedical | MHHS-TMC
NO | NO |  |  |  | 029-10284 |  | Fisher & Paykel Healthcare (USA) | MR850JHU |  |  | WOODLANDS - RESPIRATORY | MHHS-Woodlands |  | Humidifier, Heated |  | 029-10284 |  | Woodlands |  | WOODLANDS - RESPIRATORY | [5 empty] | HUMIDIFIERS |  | HUMIDIFIERHEATED-FisherPaykel-MR850JHU | HUMIDIFIERHEATED | MR850JHU |  |  |  | FisherPaykel | Humidifier, Heated |  | HUMIDIFIERHEATED-FisherPaykel-MR850JHU |  |  |  |  | Covered PM Repair - Biomedical | MHHS-Woodlands
NO | NO |  |  |  | 029-10288 |  | Fisher & Paykel Healthcare (USA) | MR850JHU |  |  | WOODLANDS - RESPIRATORY | MHHS-Woodlands |  | Humidifier, Heated |  | 029-10288 |  | Woodlands |  | WOODLANDS - RESPIRATORY | [5 empty] | HUMIDIFIERS |  | HUMIDIFIERHEATED-FisherPaykel-MR850JHU | HUMIDIFIERHEATED | MR850JHU |  |  |  | FisherPaykel | Humidifier, Heated |  | HUMIDIFIERHEATED-FisherPaykel-MR850JHU |  |  |  |  | Rounds - Fixed | MHHS-Woodlands
NO | NO |  |  |  | 029-10289 |  | Fisher & Paykel Healthcare (USA) | MR850JHU |  |  | WOODLANDS - RESPIRATORY | MHHS-Woodlands |  | Humidifier, Heated |  | 029-10289 |  | Woodlands |  | WOODLANDS - RESPIRATORY | [5 empty] | HUMIDIFIERS |  | HUMIDIFIERHEATED-FisherPaykel-MR850JHU | HUMIDIFIERHEATED | MR850JHU |  |  |  | FisherPaykel | Humidifier, Heated |  | HUMIDIFIERHEATED-FisherPaykel-MR850JHU |  |  |  |  | Covered PM Repair - Biomedical | MHHS-Woodlands
NO | NO |  |  |  | 029-10290 |  | Fisher & Paykel Healthcare (USA) | MR850JHU |  |  | WOODLANDS - RESPIRATORY | MHHS-Woodlands |  | Humidifier, Heated |  | 029-10290 |  | Woodlands |  | WOODLANDS - RESPIRATORY | [5 empty] | HUMIDIFIERS |  | HUMIDIFIERHEATED-FisherPaykel-MR850JHU | HUMIDIFIERHEATED | MR850JHU |  |  |  | FisherPaykel | Humidifier, Heated |  | HUMIDIFIERHEATED-FisherPaykel-MR850JHU |  |  |  |  | Covered PM Repair - Biomedical | MHHS-Woodlands
NO | NO |  |  |  | 029-10427 |  | Fisher & Paykel Healthcare (USA) | MR850JHU |  |  | WOODLANDS - RESPIRATORY | MHHS-Woodlands |  | Humidifier, Heated |  | 029-10427 |  | Woodlands |  | WOODLANDS - RESPIRATORY | [5 empty] | HUMIDIFIERS |  | HUMIDIFIERHEATED-FisherPaykel-MR850JHU | HUMIDIFIERHEATED | MR850JHU |  |  |  | FisherPaykel | Humidifier, Heated |  | HUMIDIFIERHEATED-FisherPaykel-MR850JHU |  |  |  |  | Covered PM Repair - Biomedical | MHHS-Woodlands
NO | NO |  |  |  | 029-10428 |  | Fisher & Paykel Healthcare (USA) | MR850JHU |  |  | WOODLANDS - RESPIRATORY | MHHS-Woodlands |  | Humidifier, Heated |  | 029-10428 |  | Woodlands |  | WOODLANDS - RESPIRATORY | [5 empty] | HUMIDIFIERS |  | HUMIDIFIERHEATED-FisherPaykel-MR850JHU | HUMIDIFIERHEATED | MR850JHU |  |  |  | FisherPaykel | Humidifier, Heated |  | HUMIDIFIERHEATED-FisherPaykel-MR850JHU |  |  |  |  | Covered PM Repair - Biomedical | MHHS-Woodlands
NO | NO |  |  |  | 029-10429 |  | Fisher & Paykel Healthcare (USA) | MR850JHU |  |  | WOODLANDS - RESPIRATORY | MHHS-Woodlands |  | Humidifier, Heated |  | 029-10429 |  | Woodlands |  | WOODLANDS - RESPIRATORY | [5 empty] | HUMIDIFIERS |  | HUMIDIFIERHEATED-FisherPaykel-MR850JHU | HUMIDIFIERHEATED | MR850JHU |  |  |  | FisherPaykel | Humidifier, Heated |  | HUMIDIFIERHEATED-FisherPaykel-MR850JHU |  |  |  |  | Covered PM Repair - Biomedical | MHHS-Woodlands
NO | NO |  |  |  | 029-10433 |  | Fisher & Paykel Healthcare (USA) | MR850JHU |  |  | WOODLANDS - RESPIRATORY | MHHS-Woodlands |  | Humidifier, Heated |  | 029-10433 |  | Woodlands |  | WOODLANDS - RESPIRATORY | [5 empty] | HUMIDIFIERS |  | HUMIDIFIERHEATED-FisherPaykel-MR850JHU | HUMIDIFIERHEATED | MR850JHU |  |  |  | FisherPaykel | Humidifier, Heated |  | HUMIDIFIERHEATED-FisherPaykel-MR850JHU |  |  |  |  | Covered PM Repair - Biomedical | MHHS-Woodlands
NO | NO |  |  |  | 029-10435 |  | Fisher & Paykel Healthcare (USA) | MR850JHU |  |  | WOODLANDS - RESPIRATORY | MHHS-Woodlands |  | Humidifier, Heated |  | 029-10435 |  | Woodlands |  | WOODLANDS - RESPIRATORY | [5 empty] | HUMIDIFIERS |  | HUMIDIFIERHEATED-FisherPaykel-MR850JHU | HUMIDIFIERHEATED | MR850JHU |  |  |  | FisherPaykel | Humidifier, Heated |  | HUMIDIFIERHEATED-FisherPaykel-MR850JHU |  |  |  |  | Covered PM Repair - Biomedical | MHHS-Woodlands
NO | NO |  |  |  | 029-10440 |  | Fisher & Paykel Healthcare (USA) | MR850JHU |  |  | WOODLANDS - RESPIRATORY | MHHS-Woodlands |  | Humidifier, Heated |  | 029-10440 |  | Woodlands |  | WOODLANDS - RESPIRATORY | [5 empty] | HUMIDIFIERS |  | HUMIDIFIERHEATED-FisherPaykel-MR850JHU | HUMIDIFIERHEATED | MR850JHU |  |  |  | FisherPaykel | Humidifier, Heated |  | HUMIDIFIERHEATED-FisherPaykel-MR850JHU |  |  |  |  | Covered PM Repair - Biomedical | MHHS-Woodlands
NO | NO |  |  |  | 029-10448 |  | Fisher & Paykel Healthcare (USA) | MR850JHU |  |  | WOODLANDS - RESPIRATORY | MHHS-Woodlands |  | Humidifier, Heated |  | 029-10448 |  | Woodlands |  | WOODLANDS - RESPIRATORY | [5 empty] | HUMIDIFIERS |  | HUMIDIFIERHEATED-FisherPaykel-MR850JHU | HUMIDIFIERHEATED | MR850JHU |  |  |  | FisherPaykel | Humidifier, Heated |  | HUMIDIFIERHEATED-FisherPaykel-MR850JHU |  |  |  |  | Covered PM Repair - Biomedical | MHHS-Woodlands
NO | NO |  |  |  | 029-10451 |  | Fisher & Paykel Healthcare (USA) | MR850JHU |  |  | WOODLANDS - RESPIRATORY | MHHS-Woodlands |  | Humidifier, Heated |  | 029-10451 |  | Woodlands |  | WOODLANDS - RESPIRATORY | [5 empty] | HUMIDIFIERS |  | HUMIDIFIERHEATED-FisherPaykel-MR850JHU | HUMIDIFIERHEATED | MR850JHU |  |  |  | FisherPaykel | Humidifier, Heated |  | HUMIDIFIERHEATED-FisherPaykel-MR850JHU |  |  |  |  | Covered PM Repair - Biomedical | MHHS-Woodlands
NO | NO |  |  |  | 029-10453 |  | Fisher & Paykel Healthcare (USA) | MR850JHU |  |  | WOODLANDS - RESPIRATORY | MHHS-Woodlands |  | Humidifier, Heated |  | 029-10453 |  | Woodlands |  | WOODLANDS - RESPIRATORY | [5 empty] | HUMIDIFIERS |  | HUMIDIFIERHEATED-FisherPaykel-MR850JHU | HUMIDIFIERHEATED | MR850JHU |  |  |  | FisherPaykel | Humidifier, Heated |  | HUMIDIFIERHEATED-FisherPaykel-MR850JHU |  |  |  |  | Covered PM Repair - Biomedical | MHHS-Woodlands
NO | NO |  |  |  | 029-10459 |  | Fisher & Paykel Healthcare (USA) | MR850JHU |  |  | WOODLANDS - RESPIRATORY | MHHS-Woodlands |  | Humidifier, Heated |  | 029-10459 |  | Woodlands |  | WOODLANDS - RESPIRATORY | [5 empty] | HUMIDIFIERS |  | HUMIDIFIERHEATED-FisherPaykel-MR850JHU | HUMIDIFIERHEATED | MR850JHU |  |  |  | FisherPaykel | Humidifier, Heated |  | HUMIDIFIERHEATED-FisherPaykel-MR850JHU |  |  |  |  | Covered PM Repair - Biomedical | MHHS-Woodlands
NO | NO |  |  |  | 029-10461 |  | Fisher & Paykel Healthcare (USA) | MR850JHU |  |  | WOODLANDS - RESPIRATORY | MHHS-Woodlands |  | Humidifier, Heated |  | 029-10461 |  | Woodlands |  | WOODLANDS - RESPIRATORY | [5 empty] | HUMIDIFIERS |  | HUMIDIFIERHEATED-FisherPaykel-MR850JHU | HUMIDIFIERHEATED | MR850JHU |  |  |  | FisherPaykel | Humidifier, Heated |  | HUMIDIFIERHEATED-FisherPaykel-MR850JHU |  |  |  |  | Covered PM Repair - Biomedical | MHHS-Woodlands
NO | NO |  |  |  | 029-10463 |  | Fisher & Paykel Healthcare (USA) | MR850JHU |  |  | WOODLANDS - RESPIRATORY | MHHS-Woodlands |  | Humidifier, Heated |  | 029-10463 |  | Woodlands |  | WOODLANDS - RESPIRATORY | [5 empty] | HUMIDIFIERS |  | HUMIDIFIERHEATED-FisherPaykel-MR850JHU | HUMIDIFIERHEATED | MR850JHU |  |  |  | FisherPaykel | Humidifier, Heated |  | HUMIDIFIERHEATED-FisherPaykel-MR850JHU |  |  |  |  | Covered PM Repair - Biomedical | MHHS-Woodlands
NO | NO |  |  |  | 029-10464 |  | Fisher & Paykel Healthcare (USA) | MR850JHU |  |  | WOODLANDS - RESPIRATORY | MHHS-Woodlands |  | Humidifier, Heated |  | 029-10464 |  | Woodlands |  | WOODLANDS - RESPIRATORY | [5 empty] | HUMIDIFIERS |  | HUMIDIFIERHEATED-FisherPaykel-MR850JHU | HUMIDIFIERHEATED | MR850JHU |  |  |  | FisherPaykel | Humidifier, Heated |  | HUMIDIFIERHEATED-FisherPaykel-MR850JHU |  |  |  |  | Covered PM Repair - Biomedical | MHHS-Woodlands
NO | NO | [5 empty] | Fisher & Paykel Healthcare (USA) | MR850JHU |  |  | WOODLANDS - RESPIRATORY | MHHS-Woodlands |  | Humidifier, Heated |  |  |  | Woodlands |  | WOODLANDS - RESPIRATORY | [5 empty] | HUMIDIFIERS |  | HUMIDIFIERHEATED-FisherPaykel-MR850JHU | HUMIDIFIERHEATED | MR850JHU |  |  |  | FisherPaykel | Humidifier, Heated |  | HUMIDIFIERHEATED-FisherPaykel-MR850JHU |  |  |  |  | Covered PM Repair - Biomedical | MHHS-Woodlands
NO | YES | Asset Tag 133-09462 |  |  | 133-09462 | 133-09462 | Fisher & Paykel Healthcare (USA) | NEOPUFF |  |  | Katy-NICU | MHHS-Katy |  | Resuscitator |  | 133-09462 | 133-09462 | Katy | MHHS-Katy | Katy-NICU |  | 11/28/19 |  |  |  | RESUSCITATORS, PULMONARY | Resuscitator | RESUSCITATOR-FisherPaykel-Neopuff | RESUSCITATOR | Neopuff |  |  |  | FisherPaykel | Resuscitator |  | RESUSCITATOR-FisherPaykel-Neopuff |  |  | Finished from Script 3/27/2020 12:11:52pm (Central) |  | Covered PM Repair - Biomedical | MHHS-Katy | [8 empty] | RESUSCITATOR | Resuscitator | FisherPaykel
NO | YES |  |  |  | 077-07275 | 077-07275 | Fisher & Paykel Healthcare (USA) | NEOPUFF |  |  | TMC-Children's-L&D (5Hp) | MHHS-TMC |  | Resuscitator |  | 077-07275 | 077-07275 | TMC | MHHS-TMC | TMC-Children's-L&D (5Hp) |  | 2/7/18 |  |  |  | RESUSCITATORS, PULMONARY |  | RESUSCITATOR-FisherPaykel-Neopuff | RESUSCITATOR | Neopuff |  |  |  | FisherPaykel | Resuscitator |  | RESUSCITATOR-FisherPaykel-Neopuff |  |  | Verified 3/30/2020 4:07pm (Central) |  | Covered PM Repair - Biomedical | MHHS-TMC
NO | YES |  |  |  | 077-07278 | 077-07278 | Fisher & Paykel Healthcare (USA) | NEOPUFF |  |  | TMC-Children's-L&D (5Hp) | MHHS-TMC |  | Resuscitator |  | 077-07278 | 077-07278 | TMC | MHHS-TMC | TMC-Children's-L&D (5Hp) |  | 8/2/19 |  |  |  | RESUSCITATORS, PULMONARY |  | RESUSCITATOR-FisherPaykel-Neopuff | RESUSCITATOR | Neopuff |  |  |  | FisherPaykel | Resuscitator |  | RESUSCITATOR-FisherPaykel-Neopuff |  | 11/17/15 | Verified 3/30/2020 4:07pm (Central) |  | Covered PM Repair - Biomedical | MHHS-TMC
NO | YES |  |  |  | 077-07293 | 077-07293 | Fisher & Paykel Healthcare (USA) | NEOPUFF |  |  | TMC-Respiratory-Adult | MHHS-TMC |  | Resuscitator |  | 077-07293 | 077-07293 | TMC | MHHS-TMC | TMC-Respiratory-Adult |  | 2/15/19 |  |  |  | RESUSCITATORS, PULMONARY |  | RESUSCITATOR-FisherPaykel-Neopuff | RESUSCITATOR | Neopuff |  |  |  | FisherPaykel | Resuscitator |  | RESUSCITATOR-FisherPaykel-Neopuff |  | 11/17/14 | Verified 3/30/2020 4:07pm (Central) |  | Covered PM Repair - Biomedical | MHHS-TMC
NO | YES | Asset Tag 029-32429 |  |  | 029-32429 | 029-32429 | Fisher & Paykel Healthcare (USA) | NEOPUFF |  |  | Woodlands-NICU | MHHS-Woodlands |  | Resuscitator |  | 029-32429 | 029-32429 | Woodlands | MHHS-Woodlands | Woodlands-NICU |  | 5/13/19 |  |  |  | RESUSCITATORS, PULMONARY | Resuscitator | RESUSCITATOR-FisherPaykel-Neopuff | RESUSCITATOR | Neopuff |  |  |  | FisherPaykel | Resuscitator |  | RESUSCITATOR-FisherPaykel-Neopuff |  |  | Finished from Script 3/27/2020 12:11:52pm (Central) |  | Covered PM Repair - Biomedical | MHHS-Woodlands | [8 empty] | RESUSCITATOR | Resuscitator | FisherPaykel
NO | NO |  |  |  | 041-12659 |  | Fisher & Paykel Healthcare (USA) | NEOPUFF |  |  | MEMORIAL CITY - LABOR & DELIVERY | MHHS-Mem City |  | Resuscitator |  | 041-12659 |  | West & Memorial City |  | MEMORIAL CITY - LABOR & DELIVERY | [5 empty] | RESUSCITATORS, PULMONARY |  | RESUSCITATOR-FisherPaykel-Neopuff | RESUSCITATOR | Neopuff |  |  |  | FisherPaykel | Resuscitator |  | RESUSCITATOR-FisherPaykel-Neopuff |  |  |  |  | Covered PM Repair - Biomedical | MHHS-Mem City
NO | NO |  |  |  | 041-12661 |  | Fisher & Paykel Healthcare (USA) | NEOPUFF |  |  | MEMORIAL CITY - LABOR & DELIVERY | MHHS-Mem City |  | Resuscitator |  | 041-12661 |  | West & Memorial City |  | MEMORIAL CITY - LABOR & DELIVERY | [5 empty] | RESUSCITATORS, PULMONARY |  | RESUSCITATOR-FisherPaykel-Neopuff | RESUSCITATOR | Neopuff |  |  |  | FisherPaykel | Resuscitator |  | RESUSCITATOR-FisherPaykel-Neopuff |  |  |  |  | Covered PM Repair - Biomedical | MHHS-Mem City
NO | NO |  |  |  | 041-12669 |  | Fisher & Paykel Healthcare (USA) | NEOPUFF |  |  | MEMORIAL CITY - LABOR & DELIVERY | MHHS-Mem City |  | Resuscitator |  | 041-12669 |  | West & Memorial City |  | MEMORIAL CITY - LABOR & DELIVERY | [5 empty] | RESUSCITATORS, PULMONARY |  | RESUSCITATOR-FisherPaykel-Neopuff | RESUSCITATOR | Neopuff |  |  |  | FisherPaykel | Resuscitator |  | RESUSCITATOR-FisherPaykel-Neopuff |  |  |  |  | Covered PM Repair - Biomedical | MHHS-Mem City
NO | NO |  |  |  | 041-12676 |  | Fisher & Paykel Healthcare (USA) | NEOPUFF |  |  | MEMORIAL CITY - LABOR & DELIVERY | MHHS-Mem City |  | Resuscitator |  | 041-12676 |  | West & Memorial City |  | MEMORIAL CITY - LABOR & DELIVERY | [5 empty] | RESUSCITATORS, PULMONARY |  | RESUSCITATOR-FisherPaykel-Neopuff | RESUSCITATOR | Neopuff |  |  |  | FisherPaykel | Resuscitator |  | RESUSCITATOR-FisherPaykel-Neopuff |  |  |  |  | Not Covered Vendor Only - Biomedical | MHHS-Mem City
NO | NO | [5 empty] | Fisher & Paykel Healthcare (USA) | NEOPUFF |  |  | MEMORIAL CITY - LABOR & DELIVERY | MHHS-Mem City |  | Resuscitator |  |  |  | West & Memorial City |  | MEMORIAL CITY - LABOR & DELIVERY | [5 empty] | RESUSCITATORS, PULMONARY |  | RESUSCITATOR-FisherPaykel-Neopuff | RESUSCITATOR | Neopuff |  |  |  | FisherPaykel | Resuscitator |  | RESUSCITATOR-FisherPaykel-Neopuff |  |  |  |  | Covered PM Repair - Biomedical | MHHS-Mem City
NO | NO | [5 empty] | Fisher & Paykel Healthcare (USA) | NEOPUFF |  |  | MEMORIAL CITY - LABOR & DELIVERY | MHHS-Mem City |  | Resuscitator |  |  |  | West & Memorial City |  | MEMORIAL CITY - LABOR & DELIVERY | [5 empty] | RESUSCITATORS, PULMONARY |  | RESUSCITATOR-FisherPaykel-Neopuff | RESUSCITATOR | Neopuff |  |  |  | FisherPaykel | Resuscitator |  | RESUSCITATOR-FisherPaykel-Neopuff |  |  |  |  | Covered PM Repair - Biomedical | MHHS-Mem City
NO | NO | [5 empty] | Fisher & Paykel Healthcare (USA) | NEOPUFF |  |  | MEMORIAL CITY - LABOR & DELIVERY | MHHS-Mem City |  | Resuscitator |  |  |  | West & Memorial City |  | MEMORIAL CITY - LABOR & DELIVERY | [5 empty] | RESUSCITATORS, PULMONARY |  | RESUSCITATOR-FisherPaykel-Neopuff | RESUSCITATOR | Neopuff |  |  |  | FisherPaykel | Resuscitator |  | RESUSCITATOR-FisherPaykel-Neopuff |  |  |  |  | Covered PM Repair - Biomedical | MHHS-Mem City
NO | NO | [5 empty] | Fisher & Paykel Healthcare (USA) | NEOPUFF |  |  | MEMORIAL CITY - LABOR & DELIVERY | MHHS-Mem City |  | Resuscitator |  |  |  | West & Memorial City |  | MEMORIAL CITY - LABOR & DELIVERY | [5 empty] | RESUSCITATORS, PULMONARY |  | RESUSCITATOR-FisherPaykel-Neopuff | RESUSCITATOR | Neopuff |  |  |  | FisherPaykel | Resuscitator |  | RESUSCITATOR-FisherPaykel-Neopuff |  |  |  |  | Covered PM Repair - Biomedical | MHHS-Mem City
NO | NO | [5 empty] | Fisher & Paykel Healthcare (USA) | NEOPUFF |  |  | MEMORIAL CITY - LABOR & DELIVERY | MHHS-Mem City |  | Resuscitator |  |  |  | West & Memorial City |  | MEMORIAL CITY - LABOR & DELIVERY | [5 empty] | RESUSCITATORS, PULMONARY |  | RESUSCITATOR-FisherPaykel-Neopuff | RESUSCITATOR | Neopuff |  |  |  | FisherPaykel | Resuscitator |  | RESUSCITATOR-FisherPaykel-Neopuff |  |  |  |  | Covered PM Repair - Biomedical | MHHS-Mem City
NO | NO | [5 empty] | Fisher & Paykel Healthcare (USA) | NEOPUFF |  |  | MEMORIAL CITY - LABOR & DELIVERY | MHHS-Mem City |  | Resuscitator |  |  |  | West & Memorial City |  | MEMORIAL CITY - LABOR & DELIVERY | [5 empty] | RESUSCITATORS, PULMONARY |  | RESUSCITATOR-FisherPaykel-Neopuff | RESUSCITATOR | Neopuff |  |  |  | FisherPaykel | Resuscitator |  | RESUSCITATOR-FisherPaykel-Neopuff |  |  |  |  | Covered PM Repair - Biomedical | MHHS-Mem City
NO | NO | [5 empty] | Fisher & Paykel Healthcare (USA) | NEOPUFF |  |  | MEMORIAL CITY - LABOR & DELIVERY | MHHS-Mem City |  | Resuscitator |  |  |  | West & Memorial City |  | MEMORIAL CITY - LABOR & DELIVERY | [5 empty] | RESUSCITATORS, PULMONARY |  | RESUSCITATOR-FisherPaykel-Neopuff | RESUSCITATOR | Neopuff |  |  |  | FisherPaykel | Resuscitator |  | RESUSCITATOR-FisherPaykel-Neopuff |  |  |  |  | Covered PM Repair - Biomedical | MHHS-Mem City
NO | NO | [5 empty] | Fisher & Paykel Healthcare (USA) | NEOPUFF |  |  | MEMORIAL CITY - LABOR & DELIVERY | MHHS-Mem City |  | Resuscitator |  |  |  | West & Memorial City |  | MEMORIAL CITY - LABOR & DELIVERY | [5 empty] | RESUSCITATORS, PULMONARY |  | RESUSCITATOR-FisherPaykel-Neopuff | RESUSCITATOR | Neopuff |  |  |  | FisherPaykel | Resuscitator |  | RESUSCITATOR-FisherPaykel-Neopuff |  |  |  |  | Covered PM Repair - Biomedical | MHHS-Mem City
NO | NO |  |  |  | 041-34115 |  | Fisher & Paykel Healthcare (USA) | NEOPUFF |  |  | MEMORIAL CITY - LDR - OR | MHHS-Mem City |  | Resuscitator |  | 041-34115 |  | West & Memorial City |  | MEMORIAL CITY - LDR - OR | [5 empty] | RESUSCITATORS, PULMONARY |  | RESUSCITATOR-FisherPaykel-Neopuff | RESUSCITATOR | Neopuff |  |  |  | FisherPaykel | Resuscitator |  | RESUSCITATOR-FisherPaykel-Neopuff |  |  |  |  | Not Covered Vendor Only - Biomedical | MHHS-Mem City
NO | NO | [5 empty] | Fisher & Paykel Healthcare (USA) | NEOPUFF |  |  | MEMORIAL CITY - LDR - OR | MHHS-Mem City |  | Resuscitator |  |  |  | West & Memorial City |  | MEMORIAL CITY - LDR - OR | [5 empty] | RESUSCITATORS, PULMONARY |  | RESUSCITATOR-FisherPaykel-Neopuff | RESUSCITATOR | Neopuff |  |  |  | FisherPaykel | Resuscitator |  | RESUSCITATOR-FisherPaykel-Neopuff |  |  |  |  | Not Covered Vendor Only - Biomedical | MHHS-Mem City
NO | NO |  |  |  | 041-12673 |  | Fisher & Paykel Healthcare (USA) | NEOPUFF |  |  | MEMORIAL CITY - MHT - NICU | MHHS-Mem City |  | Resuscitator |  | 041-12673 |  | West & Memorial City |  | MEMORIAL CITY - MHT - NICU | [5 empty] | RESUSCITATORS, PULMONARY |  | RESUSCITATOR-FisherPaykel-Neopuff | RESUSCITATOR | Neopuff |  |  |  | FisherPaykel | Resuscitator |  | RESUSCITATOR-FisherPaykel-Neopuff |  |  |  |  | Covered PM Repair - Biomedical | MHHS-Mem City
NO | NO |  |  |  | 041-20447 |  | Fisher & Paykel Healthcare (USA) | NEOPUFF |  |  | MEMORIAL CITY - MHT - NICU | MHHS-Mem City |  | Resuscitator |  | 041-20447 |  | West & Memorial City |  | MEMORIAL CITY - MHT - NICU | [5 empty] | RESUSCITATORS, PULMONARY |  | RESUSCITATOR-FisherPaykel-Neopuff | RESUSCITATOR | Neopuff |  |  |  | FisherPaykel | Resuscitator |  | RESUSCITATOR-FisherPaykel-Neopuff |  |  |  |  | Covered PM Repair - Biomedical | MHHS-Mem City
NO | NO |  |  |  | 041-20448 |  | Fisher & Paykel Healthcare (USA) | NEOPUFF |  |  | MEMORIAL CITY - MHT - NICU | MHHS-Mem City |  | Resuscitator |  | 041-20448 |  | West & Memorial City |  | MEMORIAL CITY - MHT - NICU | [5 empty] | RESUSCITATORS, PULMONARY |  | RESUSCITATOR-FisherPaykel-Neopuff | RESUSCITATOR | Neopuff |  |  |  | FisherPaykel | Resuscitator |  | RESUSCITATOR-FisherPaykel-Neopuff |  |  |  |  | Covered PM Repair - Biomedical | MHHS-Mem City
NO | NO |  |  |  | 005-05780 |  | Fisher & Paykel Healthcare (USA) | NEOPUFF |  |  | SE - LABOR & DELIVERY | MHHS-Southeast |  | Resuscitator |  | 005-05780 |  | Southeast & Bay Area |  | SE - LABOR & DELIVERY | [5 empty] | RESUSCITATORS, PULMONARY |  | RESUSCITATOR-FisherPaykel-Neopuff | RESUSCITATOR | Neopuff |  |  |  | FisherPaykel | Resuscitator |  | RESUSCITATOR-FisherPaykel-Neopuff |  |  |  |  | Covered PM Repair - Biomedical | MHHS-Southeast
NO | NO |  |  |  | 013- |  | Fisher & Paykel Healthcare (USA) | NEOPUFF |  |  | SW - NICU | MHHS-Southwest |  | Resuscitator |  | 013- |  | Southwest |  | SW - NICU | [5 empty] | RESUSCITATORS, PULMONARY |  | RESUSCITATOR-FisherPaykel-Neopuff | RESUSCITATOR | Neopuff |  |  |  | FisherPaykel | Resuscitator |  | RESUSCITATOR-FisherPaykel-Neopuff |  |  |  |  | Covered PM Repair - Biomedical | MHHS-Southwest
NO | NO |  |  |  | 129-02832 |  | Fisher & Paykel Healthcare (USA) | NEOPUFF |  |  | SUGAR LAND - LABOR & DELIVERY - OR | MHHS-Sugarland |  | Resuscitator |  | 129-02832 |  | Sugar Land |  | SUGAR LAND - LABOR & DELIVERY - OR | [5 empty] | RESUSCITATORS, PULMONARY |  | RESUSCITATOR-FisherPaykel-Neopuff | RESUSCITATOR | Neopuff |  |  |  | FisherPaykel | Resuscitator |  | RESUSCITATOR-FisherPaykel-Neopuff |  |  |  |  | Covered PM Repair - Biomedical | MHHS-Sugarland
NO | NO |  |  |  | 129-05939 |  | Fisher & Paykel Healthcare (USA) | NEOPUFF |  |  | SUGAR LAND - NURSERY | MHHS-Sugarland |  | Resuscitator |  | 129-05939 |  | Sugar Land |  | SUGAR LAND - NURSERY | [5 empty] | RESUSCITATORS, PULMONARY |  | RESUSCITATOR-FisherPaykel-Neopuff | RESUSCITATOR | Neopuff |  |  |  | FisherPaykel | Resuscitator |  | RESUSCITATOR-FisherPaykel-Neopuff |  |  |  |  | Covered PM Repair - Biomedical | MHHS-Sugarland
NO | NO |  |  |  | 077- 07277 |  | Fisher & Paykel Healthcare (USA) | NEOPUFF |  |  | TMC - RESPIRATORY - PEDI | MHHS-TMC |  | Resuscitator |  | 077- 07277 |  | TMC |  | TMC - RESPIRATORY - PEDI | [5 empty] | RESUSCITATORS, PULMONARY |  | RESUSCITATOR-FisherPaykel-Neopuff | RESUSCITATOR | Neopuff |  |  |  | FisherPaykel | Resuscitator |  | RESUSCITATOR-FisherPaykel-Neopuff |  |  |  |  | Covered PM Repair - Biomedical | MHHS-TMC
NO | NO |  |  |  | 077-07276 |  | Fisher & Paykel Healthcare (USA) | NEOPUFF |  |  | TMC - RESPIRATORY - PEDI | MHHS-TMC |  | Resuscitator |  | 077-07276 |  | TMC |  | TMC - RESPIRATORY - PEDI | [5 empty] | RESUSCITATORS, PULMONARY |  | RESUSCITATOR-FisherPaykel-Neopuff | RESUSCITATOR | Neopuff |  |  |  | FisherPaykel | Resuscitator |  | RESUSCITATOR-FisherPaykel-Neopuff |  |  |  |  | Covered PM Repair - Biomedical | MHHS-TMC
NO | NO | [5 empty] | Fisher & Paykel Healthcare (USA) | NEOPUFF |  |  | WOODLANDS - BIRTH CENTER | MHHS-Woodlands |  | Resuscitator |  |  |  | Woodlands |  | WOODLANDS - BIRTH CENTER | [5 empty] | RESUSCITATORS, PULMONARY |  | RESUSCITATOR-FisherPaykel-Neopuff | RESUSCITATOR | Neopuff |  |  |  | FisherPaykel | Resuscitator |  | RESUSCITATOR-FisherPaykel-Neopuff |  |  |  |  | Covered PM Repair - Biomedical | MHHS-Woodlands
NO | NO | [5 empty] | Fisher & Paykel Healthcare (USA) | NEOPUFF |  |  | WOODLANDS - NICU | MHHS-Woodlands |  | Resuscitator |  |  |  | Woodlands |  | WOODLANDS - NICU | [5 empty] | RESUSCITATORS, PULMONARY |  | RESUSCITATOR-FisherPaykel-Neopuff | RESUSCITATOR | Neopuff |  |  |  | FisherPaykel | Resuscitator |  | RESUSCITATOR-FisherPaykel-Neopuff |  |  |  |  | Covered PM Repair - Biomedical | MHHS-Woodlands
YES | YES |  |  |  | 151-03767 | 151-03767 | Fisher Healthcare | Traceable |  |  | CY - STERILE PROCESSING |  |  |  |  | 151-03767 | 151-03767 | Northwest | Memorial Hermann Cypress Hospital | CY - STERILE PROCESSING | Spd | 9/1/19 | 9/1/20
YES | YES |  |  |  | 099-03259 | 099-03259 | Fisher Healthcare | Traceable |  |  | KATY - SPD |  |  |  |  | 099-03259 | 099-03259 | Katy | Memorial Hermann Katy Hospital | KATY - SPD | SPD | 12/1/18 | 12/1/19
NO | YES |  |  |  | AJV405 |  | FISHER PAYKEL | MR850 |  |  | Rental Equipment | MHHS-Greater Heights |  |  |  | AJV405 |  | Central & Greater Heights |  | Rental Equipment | [7 empty] | .needs class |  | MR850 HUMIDIFIER | [9 empty] | Verified as Rental |  |  | MHHS-Greater Heights
NO | YES |  |  |  | AJV933 |  | FISHER PAYKEL | MR850 |  |  | Rental Equipment | MHHS-Greater Heights |  |  |  | AJV933 |  | Central & Greater Heights |  | Rental Equipment | [7 empty] | .needs class |  | MR850 HUMIDIFIER | [9 empty] | Verified as Rental |  |  | MHHS-Greater Heights
NO | YES |  |  |  | AJV1348 |  | FISHER PAYKEL | MR850 |  |  | Rental Equipment | MHHS-Greater Heights |  |  |  | AJV1348 |  | Central & Greater Heights |  | Rental Equipment | [7 empty] | .needs class |  | MR850 HUMIDIFIER | [9 empty] | Verified as Rental |  |  | MHHS-Greater Heights
NO | YES |  |  |  | AJV1424 |  | FISHER PAYKEL | MR850 |  |  | Rental Equipment | MHHS-Greater Heights |  |  |  | AJV1424 |  | Central & Greater Heights |  | Rental Equipment | [7 empty] | .needs class |  | MR850 HUMIDIFIER | [9 empty] | Verified as Rental |  |  | MHHS-Greater Heights
NO | YES |  |  |  | AJV1462 |  | FISHER PAYKEL | MR850 |  |  | Rental Equipment | MHHS-Greater Heights |  |  |  | AJV1462 |  | Central & Greater Heights |  | Rental Equipment | [7 empty] | .needs class |  | MR850 HUMIDIFIER | [9 empty] | Verified as Rental |  |  | MHHS-Greater Heights
NO | YES |  |  |  | AJV1466 |  | FISHER PAYKEL | MR850 |  |  | Rental Equipment | MHHS-Greater Heights |  |  |  | AJV1466 |  | Central & Greater Heights |  | Rental Equipment | [7 empty] | .needs class |  | MR850 HUMIDIFIER | [9 empty] | Verified as Rental |  |  | MHHS-Greater Heights
NO | YES |  |  |  | AJV1478 |  | FISHER PAYKEL | MR850 |  |  | Rental Equipment | MHHS-Greater Heights |  |  |  | AJV1478 |  | Central & Greater Heights |  | Rental Equipment | [7 empty] | .needs class |  | MR850 HUMIDIFIER | [9 empty] | Verified as Rental |  |  | MHHS-Greater Heights
NO | YES |  |  |  | AJV1482 |  | FISHER PAYKEL | MR850 |  |  | Rental Equipment | MHHS-Greater Heights |  |  |  | AJV1482 |  | Central & Greater Heights |  | Rental Equipment | [7 empty] | .needs class |  | MR850 HUMIDIFIER | [9 empty] | Verified as Rental |  |  | MHHS-Greater Heights
NO | YES |  |  |  | AJV1526 |  | FISHER PAYKEL | MR850 |  |  | Rental Equipment | MHHS-Greater Heights |  |  |  | AJV1526 |  | Central & Greater Heights |  | Rental Equipment | [7 empty] | .needs class |  | MR850 HUMIDIFIER | [9 empty] | Verified as Rental |  |  | MHHS-Greater Heights
NO | YES |  |  |  | AJV1536 |  | FISHER PAYKEL | MR850 |  |  | Rental Equipment | MHHS-Greater Heights |  |  |  | AJV1536 |  | Central & Greater Heights |  | Rental Equipment | [7 empty] | .needs class |  | MR850 HUMIDIFIER | [9 empty] | Verified as Rental |  |  | MHHS-Greater Heights
NO | YES |  |  |  | AJV1596 |  | FISHER PAYKEL | MR850 |  |  | Rental Equipment | MHHS-Greater Heights |  |  |  | AJV1596 |  | Central & Greater Heights |  | Rental Equipment | [7 empty] | .needs class |  | MR850 HUMIDIFIER | [9 empty] | Verified as Rental |  |  | MHHS-Greater Heights
NO | YES |  |  |  | AJV1772 |  | FISHER PAYKEL | MR850 |  |  | Rental Equipment | MHHS-Greater Heights |  |  |  | AJV1772 |  | Central & Greater Heights |  | Rental Equipment | [7 empty] | .needs class |  | MR850 HUMIDIFIER | [9 empty] | Verified as Rental |  |  | MHHS-Greater Heights
NO | YES |  |  |  | AJV1786 |  | FISHER PAYKEL | MR850 |  |  | Rental Equipment | MHHS-Greater Heights |  |  |  | AJV1786 |  | Central & Greater Heights |  | Rental Equipment | [7 empty] | .needs class |  | MR850 HUMIDIFIER | [9 empty] | Verified as Rental |  |  | MHHS-Greater Heights
NO | YES |  |  |  | AJV1790 |  | FISHER PAYKEL | MR850 |  |  | Rental Equipment | MHHS-Greater Heights |  |  |  | AJV1790 |  | Central & Greater Heights |  | Rental Equipment | [7 empty] | .needs class |  | MR850 HUMIDIFIER | [9 empty] | Verified as Rental |  |  | MHHS-Greater Heights
NO | YES |  |  |  | AJV2034 |  | FISHER PAYKEL | MR850 |  |  | Rental Equipment | MHHS-Greater Heights |  |  |  | AJV2034 |  | Central & Greater Heights |  | Rental Equipment | [7 empty] | .needs class |  | MR850 HUMIDIFIER | [9 empty] | Verified as Rental |  |  | MHHS-Greater Heights
NO | YES |  |  |  | AJV2042 |  | FISHER PAYKEL | MR850 |  |  | Rental Equipment | MHHS-Greater Heights |  |  |  | AJV2042 |  | Central & Greater Heights |  | Rental Equipment | [7 empty] | .needs class |  | MR850 HUMIDIFIER | [9 empty] | Verified as Rental |  |  | MHHS-Greater Heights
NO | YES |  |  |  | AJV1562 |  | FISHER PAYKEL | MR850 |  |  | Rental Equipment | MHHS-Greater Heights CCC |  |  |  | AJV1562 |  | Central & Greater Heights |  | Rental Equipment | [7 empty] | .needs class |  | MR850 HUMIDIFIER | [9 empty] | Verified as Rental |  |  | MHHS-Greater Heights CCC
NO | YES |  |  |  | AJV333 |  | FISHER PAYKEL | MR850 |  |  | Rental | MHHS-Katy |  |  |  | AJV333 |  | Katy |  | Rental | [7 empty] | .needs class |  | MR850 HUMIDIFIER | [9 empty] | Verified as Rental |  |  | MHHS-Katy
NO | YES |  |  |  | AJV876 |  | FISHER PAYKEL | MR850 |  |  | Rental | MHHS-Katy |  |  |  | AJV876 |  | Katy |  | Rental | [7 empty] | .needs class |  | MR850 HUMIDIFIER | [9 empty] | Verified as Rental |  |  | MHHS-Katy
NO | YES |  |  |  | AJV1041 |  | FISHER PAYKEL | MR850 |  |  | Rental | MHHS-Katy |  |  |  | AJV1041 |  | Katy |  | Rental | [7 empty] | .needs class |  | MR850 HUMIDIFIER | [9 empty] | Verified as Rental |  |  | MHHS-Katy
NO | YES |  |  |  | AJV1500 |  | FISHER PAYKEL | MR850 |  |  | Rental | MHHS-Katy |  |  |  | AJV1500 |  | Katy |  | Rental | [7 empty] | .needs class |  | MR850 HUMIDIFIER | [9 empty] | Verified as Rental |  |  | MHHS-Katy
NO | YES |  |  |  | AJV1513 |  | FISHER PAYKEL | MR850 |  |  | Rental | MHHS-Katy |  |  |  | AJV1513 |  | Katy |  | Rental | [7 empty] | .needs class |  | MR850 HUMIDIFIER | [9 empty] | Verified as Rental |  |  | MHHS-Katy
NO | YES |  |  |  | AJV1522 |  | FISHER PAYKEL | MR850 |  |  | Rental | MHHS-Katy |  |  |  | AJV1522 |  | Katy |  | Rental | [7 empty] | .needs class |  | MR850 HUMIDIFIER | [9 empty] | Verified as Rental |  |  | MHHS-Katy
NO | YES |  |  |  | AJV1565 |  | FISHER PAYKEL | MR850 |  |  | Rental | MHHS-Katy |  |  |  | AJV1565 |  | Katy |  | Rental | [7 empty] | .needs class |  | MR850 HUMIDIFIER | [9 empty] | Verified as Rental |  |  | MHHS-Katy
NO | YES |  |  |  | AJV1579 |  | FISHER PAYKEL | MR850 |  |  | Rental | MHHS-Katy |  |  |  | AJV1579 |  | Katy |  | Rental | [7 empty] | .needs class |  | MR850 HUMIDIFIER | [9 empty] | Verified as Rental |  |  | MHHS-Katy
NO | YES |  |  |  | AJV1602 |  | FISHER PAYKEL | MR850 |  |  | Rental | MHHS-Katy |  |  |  | AJV1602 |  | Katy |  | Rental | [7 empty] | .needs class |  | MR850 HUMIDIFIER | [9 empty] | Verified as Rental |  |  | MHHS-Katy
NO | YES |  |  |  | AJV1622 |  | FISHER PAYKEL | MR850 |  |  | Rental | MHHS-Katy |  |  |  | AJV1622 |  | Katy |  | Rental | [7 empty] | .needs class |  | MR850 HUMIDIFIER | [9 empty] | Verified as Rental |  |  | MHHS-Katy
NO | YES |  |  |  | AJV1660 |  | FISHER PAYKEL | MR850 |  |  | Rental | MHHS-Katy |  |  |  | AJV1660 |  | Katy |  | Rental | [7 empty] | .needs class |  | MR850 HUMIDIFIER | [9 empty] | Verified as Rental |  |  | MHHS-Katy
NO | YES |  |  |  | AJV1780 |  | FISHER PAYKEL | MR850 |  |  | Rental | MHHS-Katy |  |  |  | AJV1780 |  | Katy |  | Rental | [7 empty] | .needs class |  | MR850 HUMIDIFIER | [9 empty] | Verified as Rental |  |  | MHHS-Katy
NO | YES |  |  |  | AJV2558 |  | FISHER PAYKEL | MR850 |  |  | Rental | MHHS-Katy |  |  |  | AJV2558 |  | Katy |  | Rental | [7 empty] | .needs class |  | MR850 HUMIDIFIER | [9 empty] | Verified as Rental |  |  | MHHS-Katy
NO | YES |  |  |  | AJV1302 |  | FISHER PAYKEL | MR850 |  |  | Rental | MHHS-Mem City |  |  |  | AJV1302 |  | West & Memorial City |  | Rental | [7 empty] | .needs class |  | MR850 HUMIDIFIER | [9 empty] | Verified as Rental |  |  | MHHS-Mem City
NO | YES |  |  |  | AJV2028 |  | FISHER PAYKEL | MR850 |  |  | Rental | MHHS-Mem City |  |  |  | AJV2028 |  | West & Memorial City |  | Rental | [7 empty] | .needs class |  | MR850 HUMIDIFIER | [9 empty] | Verified as Rental |  |  | MHHS-Mem City
NO | YES |  |  |  | AJV1512 |  | FISHER PAYKEL | MR850 |  |  | Rental | MHHS-Northeast |  |  |  | AJV1512 |  | Katy |  | Rental | [7 empty] | .needs class |  | MR850 HUMIDIFIER | [9 empty] | Verified as Rental |  |  | MHHS-Northeast
NO | YES |  |  |  | AJV1800 |  | FISHER PAYKEL | MR850 |  |  | Rental | MHHS-Northeast |  |  |  | AJV1800 |  | Katy |  | Rental | [7 empty] | .needs class |  | MR850 HUMIDIFIER | [9 empty] | Verified as Rental |  |  | MHHS-Northeast
NO | YES |  |  |  | AJV250 |  | FISHER PAYKEL | MR850 |  |  | Rental | MHHS-Pearland Hospital |  |  |  | AJV250 |  | Pearland |  | Rental | [7 empty] | .needs class |  | MR850 HUMIDIFIER | [9 empty] | Verified as Rental |  |  | MHHS-Pearland Hospital
NO | YES |  |  |  | AJV390 |  | FISHER PAYKEL | MR850 |  |  | Rental | MHHS-Pearland Hospital |  |  |  | AJV390 |  | Pearland |  | Rental | [7 empty] | .needs class |  | MR850 HUMIDIFIER | [9 empty] | Verified as Rental |  |  | MHHS-Pearland Hospital
NO | YES |  |  |  | AJV934 |  | FISHER PAYKEL | MR850 |  |  | Rental | MHHS-Pearland Hospital |  |  |  | AJV934 |  | Pearland |  | Rental | [7 empty] | .needs class |  | MR850 HUMIDIFIER | [9 empty] | Verified as Rental |  |  | MHHS-Pearland Hospital
NO | YES |  |  |  | AJV1407 |  | FISHER PAYKEL | MR850 |  |  | Rental | MHHS-Pearland Hospital |  |  |  | AJV1407 |  | Pearland |  | Rental | [7 empty] | .needs class |  | MR850 HUMIDIFIER | [9 empty] | Verified as Rental |  |  | MHHS-Pearland Hospital
NO | YES |  |  |  | AJV1411 |  | FISHER PAYKEL | MR850 |  |  | Rental | MHHS-Pearland Hospital |  |  |  | AJV1411 |  | Pearland |  | Rental | [7 empty] | .needs class |  | MR850 HUMIDIFIER | [9 empty] | Verified as Rental |  |  | MHHS-Pearland Hospital
NO | YES |  |  |  | AJV1433 |  | FISHER PAYKEL | MR850 |  |  | Rental | MHHS-Pearland Hospital |  |  |  | AJV1433 |  | Pearland |  | Rental | [7 empty] | .needs class |  | MR850 HUMIDIFIER | [9 empty] | Verified as Rental |  |  | MHHS-Pearland Hospital
NO | YES |  |  |  | AJV1463 |  | FISHER PAYKEL | MR850 |  |  | Rental | MHHS-Pearland Hospital |  |  |  | AJV1463 |  | Pearland |  | Rental | [7 empty] | .needs class |  | MR850 HUMIDIFIER | [9 empty] | Verified as Rental |  |  | MHHS-Pearland Hospital
NO | YES |  |  |  | AJV1481 |  | FISHER PAYKEL | MR850 |  |  | Rental | MHHS-Pearland Hospital |  |  |  | AJV1481 |  | Pearland |  | Rental | [7 empty] | .needs class |  | MR850 HUMIDIFIER | [9 empty] | Verified as Rental |  |  | MHHS-Pearland Hospital
NO | YES |  |  |  | AJV1507 |  | FISHER PAYKEL | MR850 |  |  | Rental | MHHS-Pearland Hospital |  |  |  | AJV1507 |  | Pearland |  | Rental | [7 empty] | .needs class |  | MR850 HUMIDIFIER | [9 empty] | Verified as Rental |  |  | MHHS-Pearland Hospital
NO | YES |  |  |  | AJV1561 |  | FISHER PAYKEL | MR850 |  |  | Rental | MHHS-Pearland Hospital |  |  |  | AJV1561 |  | Pearland |  | Rental | [7 empty] | .needs class |  | MR850 HUMIDIFIER | [9 empty] | Verified as Rental |  |  | MHHS-Pearland Hospital
NO | YES |  |  |  | AJV1574 |  | FISHER PAYKEL | MR850 |  |  | Rental | MHHS-Pearland Hospital |  |  |  | AJV1574 |  | Pearland |  | Rental | [7 empty] | .needs class |  | MR850 HUMIDIFIER | [9 empty] | Verified as Rental |  |  | MHHS-Pearland Hospital
NO | YES |  |  |  | AJV1621 |  | FISHER PAYKEL | MR850 |  |  | Rental | MHHS-Pearland Hospital |  |  |  | AJV1621 |  | Pearland |  | Rental | [7 empty] | .needs class |  | MR850 HUMIDIFIER | [9 empty] | Verified as Rental |  |  | MHHS-Pearland Hospital
NO | YES |  |  |  | AJV1778 |  | FISHER PAYKEL | MR850 |  |  | Rental | MHHS-Pearland Hospital |  |  |  | AJV1778 |  | Pearland |  | Rental | [7 empty] | .needs class |  | MR850 HUMIDIFIER | [9 empty] | Verified as Rental |  |  | MHHS-Pearland Hospital
NO | YES |  |  |  | AJV1783 |  | FISHER PAYKEL | MR850 |  |  | Rental | MHHS-Pearland Hospital |  |  |  | AJV1783 |  | Pearland |  | Rental | [7 empty] | .needs class |  | MR850 HUMIDIFIER | [9 empty] | Verified as Rental |  |  | MHHS-Pearland Hospital
NO | YES |  |  |  | AJV1797 |  | FISHER PAYKEL | MR850 |  |  | Rental | MHHS-Pearland Hospital |  |  |  | AJV1797 |  | Pearland |  | Rental | [7 empty] | .needs class |  | MR850 HUMIDIFIER | [9 empty] | Verified as Rental |  |  | MHHS-Pearland Hospital
NO | YES |  |  |  | AJV1918 |  | FISHER PAYKEL | MR850 |  |  | Rental | MHHS-Pearland Hospital |  |  |  | AJV1918 |  | Pearland |  | Rental | [7 empty] | .needs class |  | MR850 HUMIDIFIER | [9 empty] | Verified as Rental |  |  | MHHS-Pearland Hospital
NO | YES |  |  |  | AJV2045 |  | FISHER PAYKEL | MR850 |  |  | Rental | MHHS-Pearland Hospital |  |  |  | AJV2045 |  | Pearland |  | Rental | [7 empty] | .needs class |  | MR850 HUMIDIFIER | [9 empty] | Verified as Rental |  |  | MHHS-Pearland Hospital
NO | YES |  |  |  | AJV2554 |  | FISHER PAYKEL | MR850 |  |  | Rental | MHHS-Pearland Hospital |  |  |  | AJV2554 |  | Pearland |  | Rental | [7 empty] | .needs class |  | MR850 HUMIDIFIER | [9 empty] | Verified as Rental |  |  | MHHS-Pearland Hospital
NO | YES |  |  |  | AJV1311 |  | FISHER PAYKEL | MR850 |  |  | Rental | MHHS-Southwest |  |  |  | AJV1311 |  | Southwest |  | Rental | [7 empty] | .needs class |  | MR850 HUMIDIFIER | [9 empty] | Verified as Rental |  |  | MHHS-Southwest
NO | YES |  |  |  | AJV1430 |  | FISHER PAYKEL | MR850 |  |  | Rental | MHHS-Southwest |  |  |  | AJV1430 |  | Southwest |  | Rental | [7 empty] | .needs class |  | MR850 HUMIDIFIER | [9 empty] | Verified as Rental |  |  | MHHS-Southwest
NO | YES |  |  |  | AJV1453 |  | FISHER PAYKEL | MR850 |  |  | Rental | MHHS-Southwest |  |  |  | AJV1453 |  | Southwest |  | Rental | [7 empty] | .needs class |  | MR850 HUMIDIFIER | [9 empty] | Verified as Rental |  |  | MHHS-Southwest
NO | YES |  |  |  | AJV1468 |  | FISHER PAYKEL | MR850 |  |  | Rental | MHHS-Southwest |  |  |  | AJV1468 |  | Southwest |  | Rental | [7 empty] | .needs class |  | MR850 HUMIDIFIER | [9 empty] | Verified as Rental |  |  | MHHS-Southwest
NO | YES |  |  |  | AJV1486 |  | FISHER PAYKEL | MR850 |  |  | Rental | MHHS-Southwest |  |  |  | AJV1486 |  | Southwest |  | Rental | [7 empty] | .needs class |  | MR850 HUMIDIFIER | [9 empty] | Verified as Rental |  |  | MHHS-Southwest
NO | YES |  |  |  | AJV352 |  | FISHER PAYKEL | MR850 |  |  | Rental | MHHS-Sugarland |  |  |  | AJV352 |  | Sugar Land |  | Rental | [7 empty] | .needs class |  | MR850 HUMIDIFIER | [9 empty] | Verified as Rental |  |  | MHHS-Sugarland
NO | YES |  |  |  | AJV1117 |  | FISHER PAYKEL | MR850 |  |  | Rental | MHHS-Sugarland |  |  |  | AJV1117 |  | Sugar Land |  | Rental | [7 empty] | .needs class |  | MR850 HUMIDIFIER | [9 empty] | Verified as Rental |  |  | MHHS-Sugarland
NO | YES |  |  |  | AJV1419 |  | FISHER PAYKEL | MR850 |  |  | Rental | MHHS-Sugarland |  |  |  | AJV1419 |  | Sugar Land |  | Rental | [7 empty] | .needs class |  | MR850 HUMIDIFIER | [9 empty] | Verified as Rental |  |  | MHHS-Sugarland
NO | YES |  |  |  | AJV1527 |  | FISHER PAYKEL | MR850 |  |  | Rental | MHHS-Sugarland |  |  |  | AJV1527 |  | Sugar Land |  | Rental | [7 empty] | .needs class |  | MR850 HUMIDIFIER | [9 empty] | Verified as Rental |  |  | MHHS-Sugarland
NO | YES |  |  |  | AJV1538 |  | FISHER PAYKEL | MR850 |  |  | Rental | MHHS-Sugarland |  |  |  | AJV1538 |  | Sugar Land |  | Rental | [7 empty] | .needs class |  | MR850 HUMIDIFIER | [9 empty] | Verified as Rental |  |  | MHHS-Sugarland
NO | YES |  |  |  | AJV1616 |  | FISHER PAYKEL | MR850 |  |  | Rental | MHHS-Sugarland |  |  |  | AJV1616 |  | Sugar Land |  | Rental | [7 empty] | .needs class |  | MR850 HUMIDIFIER | [9 empty] | Verified as Rental |  |  | MHHS-Sugarland
NO | YES |  |  |  | AJV1779 |  | FISHER PAYKEL | MR850 |  |  | Rental | MHHS-Sugarland |  |  |  | AJV1779 |  | Sugar Land |  | Rental | [7 empty] | .needs class |  | MR850 HUMIDIFIER | [9 empty] | Verified as Rental |  |  | MHHS-Sugarland
NO | YES |  |  |  | AJV1785 |  | FISHER PAYKEL | MR850 |  |  | Rental | MHHS-Sugarland |  |  |  | AJV1785 |  | Sugar Land |  | Rental | [7 empty] | .needs class |  | MR850 HUMIDIFIER | [9 empty] | Verified as Rental |  |  | MHHS-Sugarland
NO | YES |  |  |  | AJV163 |  | FISHER PAYKEL | MR850 |  |  | Rental | MHHS-TMC |  |  |  | AJV163 |  | TMC |  | Rental | [7 empty] | .needs class |  | MR850 HUMIDIFIER | [9 empty] | Verified as Rental |  |  | MHHS-TMC
NO | YES |  |  |  | AJV192 |  | FISHER PAYKEL | MR850 |  |  | Rental | MHHS-TMC |  |  |  | AJV192 |  | TMC |  | Rental | [7 empty] | .needs class |  | MR850 HUMIDIFIER | [9 empty] | Verified as Rental |  |  | MHHS-TMC
NO | YES |  |  |  | AJV211 |  | FISHER PAYKEL | MR850 |  |  | Rental | MHHS-TMC |  |  |  | AJV211 |  | TMC |  | Rental | [7 empty] | .needs class |  | MR850 HUMIDIFIER | [9 empty] | Verified as Rental |  |  | MHHS-TMC
NO | YES |  |  |  | AJV254 |  | FISHER PAYKEL | MR850 |  |  | Rental | MHHS-TMC |  |  |  | AJV254 |  | TMC |  | Rental | [7 empty] | .needs class |  | MR850 HUMIDIFIER | [9 empty] | Verified as Rental |  |  | MHHS-TMC
NO | YES |  |  |  | AJV298 |  | FISHER PAYKEL | MR850 |  |  | Rental | MHHS-TMC |  |  |  | AJV298 |  | TMC |  | Rental | [7 empty] | .needs class |  | MR850 HUMIDIFIER | [9 empty] | Verified as Rental |  |  | MHHS-TMC
NO | YES |  |  |  | AJV358 |  | FISHER PAYKEL | MR850 |  |  | Rental | MHHS-TMC |  |  |  | AJV358 |  | TMC |  | Rental | [7 empty] | .needs class |  | MR850 HUMIDIFIER | [9 empty] | Verified as Rental |  |  | MHHS-TMC
NO | YES |  |  |  | AJV382 |  | FISHER PAYKEL | MR850 |  |  | Rental | MHHS-TMC |  |  |  | AJV382 |  | TMC |  | Rental | [7 empty] | .needs class |  | MR850 HUMIDIFIER | [9 empty] | Verified as Rental |  |  | MHHS-TMC
NO | YES |  |  |  | AJV387 |  | FISHER PAYKEL | MR850 |  |  | Rental | MHHS-TMC |  |  |  | AJV387 |  | TMC |  | Rental | [7 empty] | .needs class |  | MR850 HUMIDIFIER | [9 empty] | Verified as Rental |  |  | MHHS-TMC
NO | YES |  |  |  | AJV418 |  | FISHER PAYKEL | MR850 |  |  | Rental | MHHS-TMC |  |  |  | AJV418 |  | TMC |  | Rental | [7 empty] | .needs class |  | MR850 HUMIDIFIER | [9 empty] | Verified as Rental |  |  | MHHS-TMC
NO | YES |  |  |  | AJV487 |  | FISHER PAYKEL | MR850 |  |  | Rental | MHHS-TMC |  |  |  | AJV487 |  | TMC |  | Rental | [7 empty] | .needs class |  | MR850 HUMIDIFIER | [9 empty] | Verified as Rental |  |  | MHHS-TMC
NO | YES |  |  |  | AJV509 |  | FISHER PAYKEL | MR850 |  |  | Rental | MHHS-TMC |  |  |  | AJV509 |  | TMC |  | Rental | [7 empty] | .needs class |  | MR850 HUMIDIFIER | [9 empty] | Verified as Rental |  |  | MHHS-TMC
NO | YES |  |  |  | AJV525 |  | FISHER PAYKEL | MR850 |  |  | Rental | MHHS-TMC |  |  |  | AJV525 |  | TMC |  | Rental | [7 empty] | .needs class |  | MR850 HUMIDIFIER | [9 empty] | Verified as Rental |  |  | MHHS-TMC
NO | YES |  |  |  | AJV563 |  | FISHER PAYKEL | MR850 |  |  | Rental | MHHS-TMC |  |  |  | AJV563 |  | TMC |  | Rental | [7 empty] | .needs class |  | MR850 HUMIDIFIER | [9 empty] | Verified as Rental |  |  | MHHS-TMC
NO | YES |  |  |  | AJV573 |  | FISHER PAYKEL | MR850 |  |  | Rental | MHHS-TMC |  |  |  | AJV573 |  | TMC |  | Rental | [7 empty] | .needs class |  | MR850 HUMIDIFIER | [9 empty] | Verified as Rental |  |  | MHHS-TMC
NO | YES |  |  |  | AJV595 |  | FISHER PAYKEL | MR850 |  |  | Rental | MHHS-TMC |  |  |  | AJV595 |  | TMC |  | Rental | [7 empty] | .needs class |  | MR850 HUMIDIFIER | [9 empty] | Verified as Rental |  |  | MHHS-TMC
NO | YES |  |  |  | AJV667 |  | FISHER PAYKEL | MR850 |  |  | Rental | MHHS-TMC |  |  |  | AJV667 |  | TMC |  | Rental | [7 empty] | .needs class |  | MR850 HUMIDIFIER | [9 empty] | Verified as Rental |  |  | MHHS-TMC
NO | YES |  |  |  | AJV727 |  | FISHER PAYKEL | MR850 |  |  | Rental | MHHS-TMC |  |  |  | AJV727 |  | TMC |  | Rental | [7 empty] | .needs class |  | MR850 HUMIDIFIER | [9 empty] | Verified as Rental |  |  | MHHS-TMC
NO | YES |  |  |  | AJV817 |  | FISHER PAYKEL | MR850 |  |  | Rental | MHHS-TMC |  |  |  | AJV817 |  | TMC |  | Rental | [7 empty] | .needs class |  | MR850 HUMIDIFIER | [9 empty] | Verified as Rental |  |  | MHHS-TMC
NO | YES |  |  |  | AJV891 |  | FISHER PAYKEL | MR850 |  |  | Rental | MHHS-TMC |  |  |  | AJV891 |  | TMC |  | Rental | [7 empty] | .needs class |  | MR850 HUMIDIFIER | [9 empty] | Verified as Rental |  |  | MHHS-TMC
NO | YES |  |  |  | AJV925 |  | FISHER PAYKEL | MR850 |  |  | Rental | MHHS-TMC |  |  |  | AJV925 |  | TMC |  | Rental | [7 empty] | .needs class |  | MR850 HUMIDIFIER | [9 empty] | Verified as Rental |  |  | MHHS-TMC
NO | YES |  |  |  | AJV927 |  | FISHER PAYKEL | MR850 |  |  | Rental | MHHS-TMC |  |  |  | AJV927 |  | TMC |  | Rental | [7 empty] | .needs class |  | MR850 HUMIDIFIER | [9 empty] | Verified as Rental |  |  | MHHS-TMC
NO | YES |  |  |  | AJV1020 |  | FISHER PAYKEL | MR850 |  |  | Rental | MHHS-TMC |  |  |  | AJV1020 |  | TMC |  | Rental | [7 empty] | .needs class |  | MR850 HUMIDIFIER | [9 empty] | Verified as Rental |  |  | MHHS-TMC
NO | YES |  |  |  | AJV1073 |  | FISHER PAYKEL | MR850 |  |  | Rental | MHHS-TMC |  |  |  | AJV1073 |  | TMC |  | Rental | [7 empty] | .needs class |  | MR850 HUMIDIFIER | [9 empty] | Verified as Rental |  |  | MHHS-TMC
NO | YES |  |  |  | AJV1083 |  | FISHER PAYKEL | MR850 |  |  | Rental | MHHS-TMC |  |  |  | AJV1083 |  | TMC |  | Rental | [7 empty] | .needs class |  | MR850 HUMIDIFIER | [9 empty] | Verified as Rental |  |  | MHHS-TMC
NO | YES |  |  |  | AJV1340 |  | FISHER PAYKEL | MR850 |  |  | Rental | MHHS-TMC |  |  |  | AJV1340 |  | TMC |  | Rental | [7 empty] | .needs class |  | MR850 HUMIDIFIER | [9 empty] | Verified as Rental |  |  | MHHS-TMC
NO | YES |  |  |  | AJV1379 |  | FISHER PAYKEL | MR850 |  |  | Rental | MHHS-TMC |  |  |  | AJV1379 |  | TMC |  | Rental | [7 empty] | .needs class |  | MR850 HUMIDIFIER | [9 empty] | Verified as Rental |  |  | MHHS-TMC
NO | YES |  |  |  | AJV1388 |  | FISHER PAYKEL | MR850 |  |  | Rental | MHHS-TMC |  |  |  | AJV1388 |  | TMC |  | Rental | [7 empty] | .needs class |  | MR850 HUMIDIFIER | [9 empty] | Verified as Rental |  |  | MHHS-TMC
NO | YES |  |  |  | AJV1404 |  | FISHER PAYKEL | MR850 |  |  | Rental | MHHS-TMC |  |  |  | AJV1404 |  | TMC |  | Rental | [7 empty] | .needs class |  | MR850 HUMIDIFIER | [9 empty] | Verified as Rental |  |  | MHHS-TMC
NO | YES |  |  |  | AJV1405 |  | FISHER PAYKEL | MR850 |  |  | Rental | MHHS-TMC |  |  |  | AJV1405 |  | TMC |  | Rental | [7 empty] | .needs class |  | MR850 HUMIDIFIER | [9 empty] | Verified as Rental |  |  | MHHS-TMC
NO | YES |  |  |  | AJV1410 |  | FISHER PAYKEL | MR850 |  |  | Rental | MHHS-TMC |  |  |  | AJV1410 |  | TMC |  | Rental | [7 empty] | .needs class |  | MR850 HUMIDIFIER | [9 empty] | Verified as Rental |  |  | MHHS-TMC
NO | YES |  |  |  | AJV1414 |  | FISHER PAYKEL | MR850 |  |  | Rental | MHHS-TMC |  |  |  | AJV1414 |  | TMC |  | Rental | [7 empty] | .needs class |  | MR850 HUMIDIFIER | [9 empty] | Verified as Rental |  |  | MHHS-TMC
NO | YES |  |  |  | AJV1415 |  | FISHER PAYKEL | MR850 |  |  | Rental | MHHS-TMC |  |  |  | AJV1415 |  | TMC |  | Rental | [7 empty] | .needs class |  | MR850 HUMIDIFIER | [9 empty] | Verified as Rental |  |  | MHHS-TMC
NO | YES |  |  |  | AJV1418 |  | FISHER PAYKEL | MR850 |  |  | Rental | MHHS-TMC |  |  |  | AJV1418 |  | TMC |  | Rental | [7 empty] | .needs class |  | MR850 HUMIDIFIER | [9 empty] | Verified as Rental |  |  | MHHS-TMC
NO | YES |  |  |  | AJV1426 |  | FISHER PAYKEL | MR850 |  |  | Rental | MHHS-TMC |  |  |  | AJV1426 |  | TMC |  | Rental | [7 empty] | .needs class |  | MR850 HUMIDIFIER | [9 empty] | Verified as Rental |  |  | MHHS-TMC
NO | YES |  |  |  | AJV1428 |  | FISHER PAYKEL | MR850 |  |  | Rental | MHHS-TMC |  |  |  | AJV1428 |  | TMC |  | Rental | [7 empty] | .needs class |  | MR850 HUMIDIFIER | [9 empty] | Verified as Rental |  |  | MHHS-TMC
NO | YES |  |  |  | AJV1432 |  | FISHER PAYKEL | MR850 |  |  | Rental | MHHS-TMC |  |  |  | AJV1432 |  | TMC |  | Rental | [7 empty] | .needs class |  | MR850 HUMIDIFIER | [9 empty] | Verified as Rental |  |  | MHHS-TMC
NO | YES |  |  |  | AJV1446 |  | FISHER PAYKEL | MR850 |  |  | Rental | MHHS-TMC |  |  |  | AJV1446 |  | TMC |  | Rental | [7 empty] | .needs class |  | MR850 HUMIDIFIER | [9 empty] | Verified as Rental |  |  | MHHS-TMC
NO | YES |  |  |  | AJV1447 |  | FISHER PAYKEL | MR850 |  |  | Rental | MHHS-TMC |  |  |  | AJV1447 |  | TMC |  | Rental | [7 empty] | .needs class |  | MR850 HUMIDIFIER | [9 empty] | Verified as Rental |  |  | MHHS-TMC
NO | YES |  |  |  | AJV1449 |  | FISHER PAYKEL | MR850 |  |  | Rental | MHHS-TMC |  |  |  | AJV1449 |  | TMC |  | Rental | [7 empty] | .needs class |  | MR850 HUMIDIFIER | [9 empty] | Verified as Rental |  |  | MHHS-TMC
NO | YES |  |  |  | AJV1450 |  | FISHER PAYKEL | MR850 |  |  | Rental | MHHS-TMC |  |  |  | AJV1450 |  | TMC |  | Rental | [7 empty] | .needs class |  | MR850 HUMIDIFIER | [9 empty] | Verified as Rental |  |  | MHHS-TMC
NO | YES |  |  |  | AJV1454 |  | FISHER PAYKEL | MR850 |  |  | Rental | MHHS-TMC |  |  |  | AJV1454 |  | TMC |  | Rental | [7 empty] | .needs class |  | MR850 HUMIDIFIER | [9 empty] | Verified as Rental |  |  | MHHS-TMC
NO | YES |  |  |  | AJV1455 |  | FISHER PAYKEL | MR850 |  |  | Rental | MHHS-TMC |  |  |  | AJV1455 |  | TMC |  | Rental | [7 empty] | .needs class |  | MR850 HUMIDIFIER | [9 empty] | Verified as Rental |  |  | MHHS-TMC
NO | YES |  |  |  | AJV1457 |  | FISHER PAYKEL | MR850 |  |  | Rental | MHHS-TMC |  |  |  | AJV1457 |  | TMC |  | Rental | [7 empty] | .needs class |  | MR850 HUMIDIFIER | [9 empty] | Verified as Rental |  |  | MHHS-TMC
NO | YES |  |  |  | AJV1464 |  | FISHER PAYKEL | MR850 |  |  | Rental | MHHS-TMC |  |  |  | AJV1464 |  | TMC |  | Rental | [7 empty] | .needs class |  | MR850 HUMIDIFIER | [9 empty] | Verified as Rental |  |  | MHHS-TMC
NO | YES |  |  |  | AJV1465 |  | FISHER PAYKEL | MR850 |  |  | Rental | MHHS-TMC |  |  |  | AJV1465 |  | TMC |  | Rental | [7 empty] | .needs class |  | MR850 HUMIDIFIER | [9 empty] | Verified as Rental |  |  | MHHS-TMC
NO | YES |  |  |  | AJV1470 |  | FISHER PAYKEL | MR850 |  |  | Rental | MHHS-TMC |  |  |  | AJV1470 |  | TMC |  | Rental | [7 empty] | .needs class |  | MR850 HUMIDIFIER | [9 empty] | Verified as Rental |  |  | MHHS-TMC
NO | YES |  |  |  | AJV1471 |  | FISHER PAYKEL | MR850 |  |  | Rental | MHHS-TMC |  |  |  | AJV1471 |  | TMC |  | Rental | [7 empty] | .needs class |  | MR850 HUMIDIFIER | [9 empty] | Verified as Rental |  |  | MHHS-TMC
NO | YES |  |  |  | AJV1473 |  | FISHER PAYKEL | MR850 |  |  | Rental | MHHS-TMC |  |  |  | AJV1473 |  | TMC |  | Rental | [7 empty] | .needs class |  | MR850 HUMIDIFIER | [9 empty] | Verified as Rental |  |  | MHHS-TMC
NO | YES |  |  |  | AJV1484 |  | FISHER PAYKEL | MR850 |  |  | Rental | MHHS-TMC |  |  |  | AJV1484 |  | TMC |  | Rental | [7 empty] | .needs class |  | MR850 HUMIDIFIER | [9 empty] | Verified as Rental |  |  | MHHS-TMC
NO | YES |  |  |  | AJV1485 |  | FISHER PAYKEL | MR850 |  |  | Rental | MHHS-TMC |  |  |  | AJV1485 |  | TMC |  | Rental | [7 empty] | .needs class |  | MR850 HUMIDIFIER | [9 empty] | Verified as Rental |  |  | MHHS-TMC
NO | YES |  |  |  | AJV1489 |  | FISHER PAYKEL | MR850 |  |  | Rental | MHHS-TMC |  |  |  | AJV1489 |  | TMC |  | Rental | [7 empty] | .needs class |  | MR850 HUMIDIFIER | [9 empty] | Verified as Rental |  |  | MHHS-TMC
NO | YES |  |  |  | AJV1491 |  | FISHER PAYKEL | MR850 |  |  | Rental | MHHS-TMC |  |  |  | AJV1491 |  | TMC |  | Rental | [7 empty] | .needs class |  | MR850 HUMIDIFIER | [9 empty] | Verified as Rental |  |  | MHHS-TMC
NO | YES |  |  |  | AJV1492 |  | FISHER PAYKEL | MR850 |  |  | Rental | MHHS-TMC |  |  |  | AJV1492 |  | TMC |  | Rental | [7 empty] | .needs class |  | MR850 HUMIDIFIER | [9 empty] | Verified as Rental |  |  | MHHS-TMC
NO | YES |  |  |  | AJV1495 |  | FISHER PAYKEL | MR850 |  |  | Rental | MHHS-TMC |  |  |  | AJV1495 |  | TMC |  | Rental | [7 empty] | .needs class |  | MR850 HUMIDIFIER | [9 empty] | Verified as Rental |  |  | MHHS-TMC
NO | YES |  |  |  | AJV1497 |  | FISHER PAYKEL | MR850 |  |  | Rental | MHHS-TMC |  |  |  | AJV1497 |  | TMC |  | Rental | [7 empty] | .needs class |  | MR850 HUMIDIFIER | [9 empty] | Verified as Rental |  |  | MHHS-TMC
NO | YES |  |  |  | AJV1503 |  | FISHER PAYKEL | MR850 |  |  | Rental | MHHS-TMC |  |  |  | AJV1503 |  | TMC |  | Rental | [7 empty] | .needs class |  | MR850 HUMIDIFIER | [9 empty] | Verified as Rental |  |  | MHHS-TMC
NO | YES |  |  |  | AJV1504 |  | FISHER PAYKEL | MR850 |  |  | Rental | MHHS-TMC |  |  |  | AJV1504 |  | TMC |  | Rental | [7 empty] | .needs class |  | MR850 HUMIDIFIER | [9 empty] | Verified as Rental |  |  | MHHS-TMC
NO | YES |  |  |  | AJV1505 |  | FISHER PAYKEL | MR850 |  |  | Rental | MHHS-TMC |  |  |  | AJV1505 |  | TMC |  | Rental | [7 empty] | .needs class |  | MR850 HUMIDIFIER | [9 empty] | Verified as Rental |  |  | MHHS-TMC
NO | YES |  |  |  | AJV1506 |  | FISHER PAYKEL | MR850 |  |  | Rental | MHHS-TMC |  |  |  | AJV1506 |  | TMC |  | Rental | [7 empty] | .needs class |  | MR850 HUMIDIFIER | [9 empty] | Verified as Rental |  |  | MHHS-TMC
NO | YES |  |  |  | AJV1508 |  | FISHER PAYKEL | MR850 |  |  | Rental | MHHS-TMC |  |  |  | AJV1508 |  | TMC |  | Rental | [7 empty] | .needs class |  | MR850 HUMIDIFIER | [9 empty] | Verified as Rental |  |  | MHHS-TMC
NO | YES |  |  |  | AJV1509 |  | FISHER PAYKEL | MR850 |  |  | Rental | MHHS-TMC |  |  |  | AJV1509 |  | TMC |  | Rental | [7 empty] | .needs class |  | MR850 HUMIDIFIER | [9 empty] | Verified as Rental |  |  | MHHS-TMC
NO | YES |  |  |  | AJV1510 |  | FISHER PAYKEL | MR850 |  |  | Rental | MHHS-TMC |  |  |  | AJV1510 |  | TMC |  | Rental | [7 empty] | .needs class |  | MR850 HUMIDIFIER | [9 empty] | Verified as Rental |  |  | MHHS-TMC
NO | YES |  |  |  | AJV1514 |  | FISHER PAYKEL | MR850 |  |  | Rental | MHHS-TMC |  |  |  | AJV1514 |  | TMC |  | Rental | [7 empty] | .needs class |  | MR850 HUMIDIFIER | [9 empty] | Verified as Rental |  |  | MHHS-TMC
NO | YES |  |  |  | AJV1517 |  | FISHER PAYKEL | MR850 |  |  | Rental | MHHS-TMC |  |  |  | AJV1517 |  | TMC |  | Rental | [7 empty] | .needs class |  | MR850 HUMIDIFIER | [9 empty] | Verified as Rental |  |  | MHHS-TMC
NO | YES |  |  |  | AJV1519 |  | FISHER PAYKEL | MR850 |  |  | Rental | MHHS-TMC |  |  |  | AJV1519 |  | TMC |  | Rental | [7 empty] | .needs class |  | MR850 HUMIDIFIER | [9 empty] | Verified as Rental |  |  | MHHS-TMC
NO | YES |  |  |  | AJV1521 |  | FISHER PAYKEL | MR850 |  |  | Rental | MHHS-TMC |  |  |  | AJV1521 |  | TMC |  | Rental | [7 empty] | .needs class |  | MR850 HUMIDIFIER | [9 empty] | Verified as Rental |  |  | MHHS-TMC
NO | YES |  |  |  | AJV1533 |  | FISHER PAYKEL | MR850 |  |  | Rental | MHHS-TMC |  |  |  | AJV1533 |  | TMC |  | Rental | [7 empty] | .needs class |  | MR850 HUMIDIFIER | [9 empty] | Verified as Rental |  |  | MHHS-TMC
NO | YES |  |  |  | AJV1537 |  | FISHER PAYKEL | MR850 |  |  | Rental | MHHS-TMC |  |  |  | AJV1537 |  | TMC |  | Rental | [7 empty] | .needs class |  | MR850 HUMIDIFIER | [9 empty] | Verified as Rental |  |  | MHHS-TMC
NO | YES |  |  |  | AJV1539 |  | FISHER PAYKEL | MR850 |  |  | Rental | MHHS-TMC |  |  |  | AJV1539 |  | TMC |  | Rental | [7 empty] | .needs class |  | MR850 HUMIDIFIER | [9 empty] | Verified as Rental |  |  | MHHS-TMC
NO | YES |  |  |  | AJV1540 |  | FISHER PAYKEL | MR850 |  |  | Rental | MHHS-TMC |  |  |  | AJV1540 |  | TMC |  | Rental | [7 empty] | .needs class |  | MR850 HUMIDIFIER | [9 empty] | Verified as Rental |  |  | MHHS-TMC
NO | YES |  |  |  | AJV1543 |  | FISHER PAYKEL | MR850 |  |  | Rental | MHHS-TMC |  |  |  | AJV1543 |  | TMC |  | Rental | [7 empty] | .needs class |  | MR850 HUMIDIFIER | [9 empty] | Verified as Rental |  |  | MHHS-TMC
NO | YES |  |  |  | AJV1547 |  | FISHER PAYKEL | MR850 |  |  | Rental | MHHS-TMC |  |  |  | AJV1547 |  | TMC |  | Rental | [7 empty] | .needs class |  | MR850 HUMIDIFIER | [9 empty] | Verified as Rental |  |  | MHHS-TMC
NO | YES |  |  |  | AJV1550 |  | FISHER PAYKEL | MR850 |  |  | Rental | MHHS-TMC |  |  |  | AJV1550 |  | TMC |  | Rental | [7 empty] | .needs class |  | MR850 HUMIDIFIER | [9 empty] | Verified as Rental |  |  | MHHS-TMC
NO | YES |  |  |  | AJV1553 |  | FISHER PAYKEL | MR850 |  |  | Rental | MHHS-TMC |  |  |  | AJV1553 |  | TMC |  | Rental | [7 empty] | .needs class |  | MR850 HUMIDIFIER | [9 empty] | Verified as Rental |  |  | MHHS-TMC
NO | YES |  |  |  | AJV1554 |  | FISHER PAYKEL | MR850 |  |  | Rental | MHHS-TMC |  |  |  | AJV1554 |  | TMC |  | Rental | [7 empty] | .needs class |  | MR850 HUMIDIFIER | [9 empty] | Verified as Rental |  |  | MHHS-TMC
NO | YES |  |  |  | AJV1560 |  | FISHER PAYKEL | MR850 |  |  | Rental | MHHS-TMC |  |  |  | AJV1560 |  | TMC |  | Rental | [7 empty] | .needs class |  | MR850 HUMIDIFIER | [9 empty] | Verified as Rental |  |  | MHHS-TMC
NO | YES |  |  |  | AJV1564 |  | FISHER PAYKEL | MR850 |  |  | Rental | MHHS-TMC |  |  |  | AJV1564 |  | TMC |  | Rental | [7 empty] | .needs class |  | MR850 HUMIDIFIER | [9 empty] | Verified as Rental |  |  | MHHS-TMC
NO | YES |  |  |  | AJV1566 |  | FISHER PAYKEL | MR850 |  |  | Rental | MHHS-TMC |  |  |  | AJV1566 |  | TMC |  | Rental | [7 empty] | .needs class |  | MR850 HUMIDIFIER | [9 empty] | Verified as Rental |  |  | MHHS-TMC
NO | YES |  |  |  | AJV1568 |  | FISHER PAYKEL | MR850 |  |  | Rental | MHHS-TMC |  |  |  | AJV1568 |  | TMC |  | Rental | [7 empty] | .needs class |  | MR850 HUMIDIFIER | [9 empty] | Verified as Rental |  |  | MHHS-TMC
NO | YES |  |  |  | AJV1575 |  | FISHER PAYKEL | MR850 |  |  | Rental | MHHS-TMC |  |  |  | AJV1575 |  | TMC |  | Rental | [7 empty] | .needs class |  | MR850 HUMIDIFIER | [9 empty] | Verified as Rental |  |  | MHHS-TMC
NO | YES |  |  |  | AJV1578 |  | FISHER PAYKEL | MR850 |  |  | Rental | MHHS-TMC |  |  |  | AJV1578 |  | TMC |  | Rental | [7 empty] | .needs class |  | MR850 HUMIDIFIER | [9 empty] | Verified as Rental |  |  | MHHS-TMC
NO | YES |  |  |  | AJV1582 |  | FISHER PAYKEL | MR850 |  |  | Rental | MHHS-TMC |  |  |  | AJV1582 |  | TMC |  | Rental | [7 empty] | .needs class |  | MR850 HUMIDIFIER | [9 empty] | Verified as Rental |  |  | MHHS-TMC
NO | YES |  |  |  | AJV1588 |  | FISHER PAYKEL | MR850 |  |  | Rental | MHHS-TMC |  |  |  | AJV1588 |  | TMC |  | Rental | [7 empty] | .needs class |  | MR850 HUMIDIFIER | [9 empty] | Verified as Rental |  |  | MHHS-TMC
NO | YES |  |  |  | AJV1590 |  | FISHER PAYKEL | MR850 |  |  | Rental | MHHS-TMC |  |  |  | AJV1590 |  | TMC |  | Rental | [7 empty] | .needs class |  | MR850 HUMIDIFIER | [9 empty] | Verified as Rental |  |  | MHHS-TMC
NO | YES |  |  |  | AJV1597 |  | FISHER PAYKEL | MR850 |  |  | Rental | MHHS-TMC |  |  |  | AJV1597 |  | TMC |  | Rental | [7 empty] | .needs class |  | MR850 HUMIDIFIER | [9 empty] | Verified as Rental |  |  | MHHS-TMC
NO | YES |  |  |  | AJV1601 |  | FISHER PAYKEL | MR850 |  |  | Rental | MHHS-TMC |  |  |  | AJV1601 |  | TMC |  | Rental | [7 empty] | .needs class |  | MR850 HUMIDIFIER | [9 empty] | Verified as Rental |  |  | MHHS-TMC
NO | YES |  |  |  | AJV1609 |  | FISHER PAYKEL | MR850 |  |  | Rental | MHHS-TMC |  |  |  | AJV1609 |  | TMC |  | Rental | [7 empty] | .needs class |  | MR850 HUMIDIFIER | [9 empty] | Verified as Rental |  |  | MHHS-TMC
NO | YES |  |  |  | AJV1612 |  | FISHER PAYKEL | MR850 |  |  | Rental | MHHS-TMC |  |  |  | AJV1612 |  | TMC |  | Rental | [7 empty] | .needs class |  | MR850 HUMIDIFIER | [9 empty] | Verified as Rental |  |  | MHHS-TMC
NO | YES |  |  |  | AJV1615 |  | FISHER PAYKEL | MR850 |  |  | Rental | MHHS-TMC |  |  |  | AJV1615 |  | TMC |  | Rental | [7 empty] | .needs class |  | MR850 HUMIDIFIER | [9 empty] | Verified as Rental |  |  | MHHS-TMC
NO | YES |  |  |  | AJV1624 |  | FISHER PAYKEL | MR850 |  |  | Rental | MHHS-TMC |  |  |  | AJV1624 |  | TMC |  | Rental | [7 empty] | .needs class |  | MR850 HUMIDIFIER | [9 empty] | Verified as Rental |  |  | MHHS-TMC
NO | YES |  |  |  | AJV1626 |  | FISHER PAYKEL | MR850 |  |  | Rental | MHHS-TMC |  |  |  | AJV1626 |  | TMC |  | Rental | [7 empty] | .needs class |  | MR850 HUMIDIFIER | [9 empty] | Verified as Rental |  |  | MHHS-TMC
NO | YES |  |  |  | AJV1631 |  | FISHER PAYKEL | MR850 |  |  | Rental | MHHS-TMC |  |  |  | AJV1631 |  | TMC |  | Rental | [7 empty] | .needs class |  | MR850 HUMIDIFIER | [9 empty] | Verified as Rental |  |  | MHHS-TMC
NO | YES |  |  |  | AJV1634 |  | FISHER PAYKEL | MR850 |  |  | Rental | MHHS-TMC |  |  |  | AJV1634 |  | TMC |  | Rental | [7 empty] | .needs class |  | MR850 HUMIDIFIER | [9 empty] | Verified as Rental |  |  | MHHS-TMC
NO | YES |  |  |  | AJV1635 |  | FISHER PAYKEL | MR850 |  |  | Rental | MHHS-TMC |  |  |  | AJV1635 |  | TMC |  | Rental | [7 empty] | .needs class |  | MR850 HUMIDIFIER | [9 empty] | Verified as Rental |  |  | MHHS-TMC
NO | YES |  |  |  | AJV1640 |  | FISHER PAYKEL | MR850 |  |  | Rental | MHHS-TMC |  |  |  | AJV1640 |  | TMC |  | Rental | [7 empty] | .needs class |  | MR850 HUMIDIFIER | [9 empty] | Verified as Rental |  |  | MHHS-TMC
NO | YES |  |  |  | AJV1641 |  | FISHER PAYKEL | MR850 |  |  | Rental | MHHS-TMC |  |  |  | AJV1641 |  | TMC |  | Rental | [7 empty] | .needs class |  | MR850 HUMIDIFIER | [9 empty] | Verified as Rental |  |  | MHHS-TMC
NO | YES |  |  |  | AJV1782 |  | FISHER PAYKEL | MR850 |  |  | Rental | MHHS-TMC |  |  |  | AJV1782 |  | TMC |  | Rental | [7 empty] | .needs class |  | MR850 HUMIDIFIER | [9 empty] | Verified as Rental |  |  | MHHS-TMC
NO | YES |  |  |  | AJV1784 |  | FISHER PAYKEL | MR850 |  |  | Rental | MHHS-TMC |  |  |  | AJV1784 |  | TMC |  | Rental | [7 empty] | .needs class |  | MR850 HUMIDIFIER | [9 empty] | Verified as Rental |  |  | MHHS-TMC
NO | YES |  |  |  | AJV1787 |  | FISHER PAYKEL | MR850 |  |  | Rental | MHHS-TMC |  |  |  | AJV1787 |  | TMC |  | Rental | [7 empty] | .needs class |  | MR850 HUMIDIFIER | [9 empty] | Verified as Rental |  |  | MHHS-TMC
NO | YES |  |  |  | AJV1791 |  | FISHER PAYKEL | MR850 |  |  | Rental | MHHS-TMC |  |  |  | AJV1791 |  | TMC |  | Rental | [7 empty] | .needs class |  | MR850 HUMIDIFIER | [9 empty] | Verified as Rental |  |  | MHHS-TMC
NO | YES |  |  |  | AJV1792 |  | FISHER PAYKEL | MR850 |  |  | Rental | MHHS-TMC |  |  |  | AJV1792 |  | TMC |  | Rental | [7 empty] | .needs class |  | MR850 HUMIDIFIER | [9 empty] | Verified as Rental |  |  | MHHS-TMC
NO | YES |  |  |  | AJV1794 |  | FISHER PAYKEL | MR850 |  |  | Rental | MHHS-TMC |  |  |  | AJV1794 |  | TMC |  | Rental | [7 empty] | .needs class |  | MR850 HUMIDIFIER | [9 empty] | Verified as Rental |  |  | MHHS-TMC
NO | YES |  |  |  | AJV1798 |  | FISHER PAYKEL | MR850 |  |  | Rental | MHHS-TMC |  |  |  | AJV1798 |  | TMC |  | Rental | [7 empty] | .needs class |  | MR850 HUMIDIFIER | [9 empty] | Verified as Rental |  |  | MHHS-TMC
NO | YES |  |  |  | AJV1801 |  | FISHER PAYKEL | MR850 |  |  | Rental | MHHS-TMC |  |  |  | AJV1801 |  | TMC |  | Rental | [7 empty] | .needs class |  | MR850 HUMIDIFIER | [9 empty] | Verified as Rental |  |  | MHHS-TMC
NO | YES |  |  |  | AJV1807 |  | FISHER PAYKEL | MR850 |  |  | Rental | MHHS-TMC |  |  |  | AJV1807 |  | TMC |  | Rental | [7 empty] | .needs class |  | MR850 HUMIDIFIER | [9 empty] | Verified as Rental |  |  | MHHS-TMC
NO | YES |  |  |  | AJV1853 |  | FISHER PAYKEL | MR850 |  |  | Rental | MHHS-TMC |  |  |  | AJV1853 |  | TMC |  | Rental | [7 empty] | .needs class |  | MR850 HUMIDIFIER | [9 empty] | Verified as Rental |  |  | MHHS-TMC
NO | YES |  |  |  | AJV1855 |  | FISHER PAYKEL | MR850 |  |  | Rental | MHHS-TMC |  |  |  | AJV1855 |  | TMC |  | Rental | [7 empty] | .needs class |  | MR850 HUMIDIFIER | [9 empty] | Verified as Rental |  |  | MHHS-TMC
NO | YES |  |  |  | AJV1914 |  | FISHER PAYKEL | MR850 |  |  | Rental | MHHS-TMC |  |  |  | AJV1914 |  | TMC |  | Rental | [7 empty] | .needs class |  | MR850 HUMIDIFIER | [9 empty] | Verified as Rental |  |  | MHHS-TMC
NO | YES |  |  |  | AJV1925 |  | FISHER PAYKEL | MR850 |  |  | Rental | MHHS-TMC |  |  |  | AJV1925 |  | TMC |  | Rental | [7 empty] | .needs class |  | MR850 HUMIDIFIER | [9 empty] | Verified as Rental |  |  | MHHS-TMC
NO | YES |  |  |  | AJV2031 |  | FISHER PAYKEL | MR850 |  |  | Rental | MHHS-TMC |  |  |  | AJV2031 |  | TMC |  | Rental | [7 empty] | .needs class |  | MR850 HUMIDIFIER | [9 empty] | Verified as Rental |  |  | MHHS-TMC
NO | YES |  |  |  | AJV2033 |  | FISHER PAYKEL | MR850 |  |  | Rental | MHHS-TMC |  |  |  | AJV2033 |  | TMC |  | Rental | [7 empty] | .needs class |  | MR850 HUMIDIFIER | [9 empty] | Verified as Rental |  |  | MHHS-TMC
NO | YES |  |  |  | AJV2035 |  | FISHER PAYKEL | MR850 |  |  | Rental | MHHS-TMC |  |  |  | AJV2035 |  | TMC |  | Rental | [7 empty] | .needs class |  | MR850 HUMIDIFIER | [9 empty] | Verified as Rental |  |  | MHHS-TMC
NO | YES |  |  |  | AJV2038 |  | FISHER PAYKEL | MR850 |  |  | Rental | MHHS-TMC |  |  |  | AJV2038 |  | TMC |  | Rental | [7 empty] | .needs class |  | MR850 HUMIDIFIER | [9 empty] | Verified as Rental |  |  | MHHS-TMC
NO | YES |  |  |  | AJV2039 |  | FISHER PAYKEL | MR850 |  |  | Rental | MHHS-TMC |  |  |  | AJV2039 |  | TMC |  | Rental | [7 empty] | .needs class |  | MR850 HUMIDIFIER | [9 empty] | Verified as Rental |  |  | MHHS-TMC
NO | YES |  |  |  | AJV2040 |  | FISHER PAYKEL | MR850 |  |  | Rental | MHHS-TMC |  |  |  | AJV2040 |  | TMC |  | Rental | [7 empty] | .needs class |  | MR850 HUMIDIFIER | [9 empty] | Verified as Rental |  |  | MHHS-TMC
NO | YES |  |  |  | AJV2041 |  | FISHER PAYKEL | MR850 |  |  | Rental | MHHS-TMC |  |  |  | AJV2041 |  | TMC |  | Rental | [7 empty] | .needs class |  | MR850 HUMIDIFIER | [9 empty] | Verified as Rental |  |  | MHHS-TMC
NO | YES |  |  |  | AJV2044 |  | FISHER PAYKEL | MR850 |  |  | Rental | MHHS-TMC |  |  |  | AJV2044 |  | TMC |  | Rental | [7 empty] | .needs class |  | MR850 HUMIDIFIER | [9 empty] | Verified as Rental |  |  | MHHS-TMC
NO | YES |  |  |  | AJV2046 |  | FISHER PAYKEL | MR850 |  |  | Rental | MHHS-TMC |  |  |  | AJV2046 |  | TMC |  | Rental | [7 empty] | .needs class |  | MR850 HUMIDIFIER | [9 empty] | Verified as Rental |  |  | MHHS-TMC
NO | YES |  |  |  | AJV2557 |  | FISHER PAYKEL | MR850 |  |  | Rental | MHHS-TMC |  |  |  | AJV2557 |  | TMC |  | Rental | [7 empty] | .needs class |  | MR850 HUMIDIFIER | [9 empty] | Verified as Rental |  |  | MHHS-TMC
NO | YES |  |  |  | AJV2560 |  | FISHER PAYKEL | MR850 |  |  | Rental | MHHS-TMC |  |  |  | AJV2560 |  | TMC |  | Rental | [7 empty] | .needs class |  | MR850 HUMIDIFIER | [9 empty] | Verified as Rental |  |  | MHHS-TMC
NO | YES |  |  |  | AJV2562 |  | FISHER PAYKEL | MR850 |  |  | Rental | MHHS-TMC |  |  |  | AJV2562 |  | TMC |  | Rental | [7 empty] | .needs class |  | MR850 HUMIDIFIER | [9 empty] | Verified as Rental |  |  | MHHS-TMC
NO | YES |  |  |  | AJV2563 |  | FISHER PAYKEL | MR850 |  |  | Rental | MHHS-TMC |  |  |  | AJV2563 |  | TMC |  | Rental | [7 empty] | .needs class |  | MR850 HUMIDIFIER | [9 empty] | Verified as Rental |  |  | MHHS-TMC
NO | YES |  |  |  | AJV633 |  | FISHER PAYKEL | MR850 |  |  | Rental | MHHS-Woodlands |  |  |  | AJV633 |  | Woodlands |  | Rental | [7 empty] | .needs class |  | MR850 HUMIDIFIER | [9 empty] | Verified as Rental |  |  | MHHS-Woodlands
NO | YES |  |  |  | AJV811 |  | FISHER PAYKEL | MR850 |  |  | Rental | MHHS-Woodlands |  |  |  | AJV811 |  | Woodlands |  | Rental | [7 empty] | .needs class |  | MR850 HUMIDIFIER | [9 empty] | Verified as Rental |  |  | MHHS-Woodlands
NO | YES |  |  |  | AJV1472 |  | FISHER PAYKEL | MR850 |  |  | Rental | MHHS-Woodlands |  |  |  | AJV1472 |  | Woodlands |  | Rental | [7 empty] | .needs class |  | MR850 HUMIDIFIER | [9 empty] | Verified as Rental |  |  | MHHS-Woodlands
NO | YES |  |  |  | AJV1637 |  | FISHER PAYKEL | MR850 |  |  | Rental | MHHS-Woodlands |  |  |  | AJV1637 |  | Woodlands |  | Rental | [7 empty] | .needs class |  | MR850 HUMIDIFIER | [9 empty] | Verified as Rental |  |  | MHHS-Woodlands
NO | YES |  |  |  | ANU123 |  | FISHER PAYKEL | RD900AEU |  |  | Rental | MHHS-TMC |  |  |  | ANU123 |  | TMC |  | Rental | [7 empty] | .needs class |  | NEOPUFF INFANT RESUSCITATOR | [9 empty] | Verified as Rental |  |  | MHHS-TMC
NO | YES | [5 empty] | Fisher Scientific | 12-561-4B |  | l2705-0024-010 | MHOSH-Laboratory | MHHS Orthopedic & Spine | [5 empty] | Central & Greater Heights | MHHS-Orthopedic & Spine | MHOSH-Laboratory |  | 5/30/19 |  |  |  | MICROSCOPES, LIGHT, LABORATORY |  | .needs class |  |  |  |  | .needs class | FISHER |  |  |  |  | 12/11/15 | MHOSH Inventory Dec 2019 into 2020 - Copy.xls - Newly Verified |  | Covered PM Repair - Biomedical | MHHS Orthopedic & Spine
NO | NO |  |  |  | 069-41254 |  | Fisher Scientific | 13-986-132 |  |  | TMC - PHARMACY - MAIN (JG) | MHHS-TMC |  |  |  | 069-41254 |  | TMC |  | TMC - PHARMACY - MAIN (JG) | [5 empty] | REFRIGERATORS, LABORATORY |  | .needs class |  |  |  |  | .needs class | FISHER | [7 empty] | Covered PM Repair - Biomedical | MHHS-TMC
NO | YES |  |  |  | 005-10239 | 005-10239 | Fisher Scientific | 13-986-151B |  |  | CBC - (SE) - KRUSE CLINIC | MHHS-Neighborhood Clinics |  | Refrigerator, Kitchen |  | 005-10239 | 005-10239 | Southeast & Bay Area |  | CBC - (SE) - KRUSE CLINIC |  | 10/31/2019 |  |  |  | REFRIGERATORS, LABORATORY |  | REFRIGERATORKITCHEN-ThermoFisherSci-13-986-151B | REFRIGERATORKITCHEN | 13-986-151B |  |  |  | ThermoFisherSci | Refrigerator, Kitchen |  |  | REFRIGERATORKITCHEN-ThermoFisherSci-13-986-151B |  |  |  | Covered PM Repair - Biomedical | MHHS-Neighborhood Clinics
NO | YES |  |  |  | 013-36454 | 013-36454 | Fisher Scientific | 13-986-151B |  |  | CBC - (SW) - ALIEF CLINIC | MHHS-Neighborhood Clinics |  | Refrigerator, Kitchen |  | 013-36454 | 013-36454 | Southwest |  | CBC - (SW) - ALIEF CLINIC |  | 08/03/2018 |  |  |  | REFRIGERATORS, LABORATORY |  | REFRIGERATORKITCHEN-ThermoFisherSci-13-986-151B | REFRIGERATORKITCHEN | 13-986-151B |  |  |  | ThermoFisherSci | Refrigerator, Kitchen |  |  | REFRIGERATORKITCHEN-ThermoFisherSci-13-986-151B |  |  |  | Covered PM Repair - Biomedical | MHHS-Neighborhood Clinics
NO | YES |  |  |  | 142-05874 | 142-05874 | Fisher Scientific | 13-986-151B |  |  | CBC - (NE) - NIMITZ [DUNN ELEMENTARY] | MHHS-Neighborhood Clinics |  | Refrigerator, Kitchen |  | 142-05874 | 142-05874 | Katy |  | CBC - (NE) - NIMITZ [DUNN ELEMENTARY] |  | 07/16/2018 |  |  |  | REFRIGERATORS, LABORATORY |  | REFRIGERATORKITCHEN-ThermoFisherSci-13-986-151B | REFRIGERATORKITCHEN | 13-986-151B |  |  |  | ThermoFisherSci | Refrigerator, Kitchen |  |  | REFRIGERATORKITCHEN-ThermoFisherSci-13-986-151B |  |  |  | Covered PM Repair - Biomedical | MHHS-Neighborhood Clinics
NO | YES |  |  |  | 013-39023 | 013-39023 | Fisher Scientific |  |  | FWS108D0080 | SW-Laboratory-Histology | MHHS-Southwest |  | Bath, Tissue |  | 013-39023 | 013-39023 | Southwest | MHHS-Southwest | SW-Laboratory-Histology | Histology | 3/1/19 |  |  | One Time Inspection Sticker | BATHS, WATER | Bath, Tissue | BATHTISSUE-ThermoFisherSci-134 | BATHTISSUE |  |  |  |  | ThermoFisherSci | Bath, Tissue |  |  | BATHTISSUE-ThermoFisherSci-134 |  |  |  | Covered PM Repair - Biomedical | MHHS-Southwest | [8 empty] | BATHTISSUE | Bath, Tissue | ThermoFisherSci
NO | YES |  |  |  |  | 013-17095 | Fisher Scientific |  |  |  | SW-Laboratory-Histology | MHHS-Southwest |  | Bath, Water |  |  | 013-17095 | Southwest | MHHS-Southwest | SW-Laboratory-Histology | Histology | 8/1/13 |  |  |  | BATHS, WATER | Bath, Water | BATHWATER-ThermoFisherSci-135 | BATHWATER |  |  |  |  | ThermoFisherSci | Bath, Water |  |  | BATHWATER-ThermoFisherSci-135 |  |  |  | Covered PM Repair - Biomedical | MHHS-Southwest | [8 empty] | BATHWATER | Bath, Water | ThermoFisherSci
NO | NO | [5 empty] | Fisher Scientific |  |  |  | SW - LABORATORY - HISTOLOGY | MHHS-Southwest |  | Bath, Water |  |  |  | Southwest |  | SW - LABORATORY - HISTOLOGY | [5 empty] | BATHS, WATER |  | BATHWATER-ThermoFisherSci-135 | BATHWATER |  |  |  |  | ThermoFisherSci | Bath, Water |  |  | BATHWATER-ThermoFisherSci-135 |  |  |  | Covered PM Repair - Biomedical | MHHS-Southwest
NO | YES |  |  |  | 005-11154 | 005-11154 | Fisher Scientific | 15-081-124 |  |  | CBC - (SE) - MATTHYS ELEMENTARY SCHOOL | MHHS-Neighborhood Clinics |  |  |  | 005-11154 | 005-11154 | Southeast & Bay Area |  | CBC - (SE) - MATTHYS ELEMENTARY SCHOOL |  | 11/13/2019 |  |  |  | THERMOMETERS, ELECTRONIC, LABORATORY |  | THERMOMETERELECT-FISHER-15-081-103 |  |  |  |  | THERMOMETERELECT-FISHER-15-081-103 | FISHER | [7 empty] | Covered PM Repair - Biomedical | MHHS-Neighborhood Clinics
NO | NO |  |  |  | 069-27668 |  | Fisher Scientific | 202S |  |  | TMC - ROBERTSON - CLIN RESEARCH (3R) | MHHS-TMC |  |  |  | 069-27668 |  | TMC |  | TMC - ROBERTSON - CLIN RESEARCH (3R) | [5 empty] | BATHS, WATER |  | .needs class |  |  |  |  | .needs class | FISHER | [7 empty] | Covered PM Repair - Biomedical | MHHS-TMC
NO | NO |  |  |  | 029-00327 |  | Fisher Scientific | 210T |  |  | WOODLANDS - LABORATORY | MHHS-Woodlands |  | Hotplate |  | 029-00327 |  | Woodlands |  | WOODLANDS - LABORATORY | [5 empty] | HOT PLATES |  | HOTPLATE-ThermoFisherSci-210T | HOTPLATE | 210T |  |  |  | ThermoFisherSci | Hotplate |  |  | HOTPLATE-ThermoFisherSci-210T |  |  |  | Covered PM Repair - Biomedical | MHHS-Woodlands
NO | YES |  |  |  | 013-36453 | 013-36453 | Fisher Scientific | 3752-FS |  |  | CBC - (SW) - ALIEF CLINIC | MHHS-Neighborhood Clinics |  | Freezer, Kitchen |  | 013-36453 | 013-36453 | Southwest |  | CBC - (SW) - ALIEF CLINIC |  | 08/03/2018 |  |  |  | FREEZERS, LABORATORY |  | FREEZERKITCHEN-ThermoFisherSci-3752FS | FREEZERKITCHEN | 3752FS |  |  |  | ThermoFisherSci | Freezer, Kitchen |  |  | FREEZERKITCHEN-ThermoFisherSci-3752FS | 09/01/2015 |  |  | Covered PM Repair - Biomedical | MHHS-Neighborhood Clinics
NO | YES |  |  |  | 142-05893 | 142-05893 | Fisher Scientific | 3752-FS |  |  | CBC - (NE) - NIMITZ [DUNN ELEMENTARY] | MHHS-Neighborhood Clinics |  | Freezer, Kitchen |  | 142-05893 | 142-05893 | Katy |  | CBC - (NE) - NIMITZ [DUNN ELEMENTARY] |  | 07/16/2018 |  |  |  | FREEZERS, LABORATORY |  | FREEZERKITCHEN-ThermoFisherSci-3752FS | FREEZERKITCHEN | 3752FS |  |  |  | ThermoFisherSci | Freezer, Kitchen |  |  | FREEZERKITCHEN-ThermoFisherSci-3752FS | 07/24/2013 |  |  | Covered PM Repair - Biomedical | MHHS-Neighborhood Clinics
NO | NO | [5 empty] | Fisher Scientific | 625G |  |  | WOODLANDS - ENDOSCOPY | MHHS-Woodlands | [5 empty] | Woodlands |  | WOODLANDS - ENDOSCOPY | [5 empty] | INCUBATORS, LABORATORY, THERMOCYCLING |  | .needs class |  |  |  |  | .needs class | FISHER | [7 empty] | Not Covered Vendor Only - Biomedical | MHHS-Woodlands
NO | YES |  |  |  | 069-00511 | 069-00511 | Fisher Scientific |  |  | 109N0319 | TMC-Laboratory-Microbiology (1R) | MHHS-TMC |  | Warmer, Solution |  | 069-00511 | 069-00511 | TMC | MHHS-TMC | TMC-Laboratory-Microbiology (1R) | Lab | 2/1/14 |  |  |  | DRYERS |  | WARMERSOLUTION-ThermoFisherSci-77 | WARMERSOLUTION |  |  |  |  | ThermoFisherSci | Warmer, Solution |  |  | WARMERSOLUTION-ThermoFisherSci-77 | 4/1/16 |  |  | Covered PM Repair - Biomedical | MHHS-TMC
NO | YES |  |  |  | 069-15463 | 069-15463 | Fisher Scientific | 97-926-1 |  | 0701-027 | TMC-Laboratory-Blood Bank (1R) | MHHS-TMC |  | Freezer, Laboratory |  | 069-15463 | 069-15463 | TMC | MHHS-TMC | TMC-Laboratory-Blood Bank (1R) | Lab | 1/1/20 |  | 1/1/21 |  | REFRIGERATORS, LABORATORY |  | FREEZERLAB-FISHER-97-926-1 | FREEZERLAB | 97-926-1 |  |  |  | FISHER | Freezer, Laboratory |  | FREEZERLAB-FISHER-97-926-1 |  |  |  |  | Covered PM Repair - Biomedical | MHHS-TMC
NO | YES | [5 empty] | Fisher Scientific | ACCUSPIN 24C |  |  | MHOSH-Laboratory | MHHS Orthopedic & Spine |  | Centrifuge, General Purpose |  |  |  | Central & Greater Heights | MHHS-Orthopedic & Spine | MHOSH-Laboratory |  | 11/13/19 |  |  |  | CENTRIFUGES | Centrifuge, General Purpose | CENTRIFUGEGENPURP-ThermoFisherSci-Accuspin 24C | CENTRIFUGEGENPURP | Accuspin 24C |  |  |  | ThermoFisherSci | Centrifuge, General Purpose |  |  | CENTRIFUGEGENPURP-ThermoFisherSci-Accuspin 24C | 10/29/15 | MHOSH Inventory Dec 2019 into 2020 - Copy.xls - Newly Verified | CGP-A | Covered PM Repair - Biomedical | MHHS Orthopedic & Spine | [8 empty] | CENTRIFUGEGENPURP | Centrifuge, General Purpose | ThermoFisherSci
NO | YES |  |  |  | 151-01461 | 151-01461 | Fisher Scientific | ISOTEMP |  |  | CY-Laboratory | MHHS-Cypress |  | Refrigerator, Laboratory |  | 151-01461 | 151-01461 | Northwest | MHHS-Cypress | CY-Laboratory | Lab receiving | 1/1/20 | 1/1/21 |  |  | REFRIGERATORS, LABORATORY | Refrigerator, Laboratory | REFRIGERATORLAB-ThermoFisherSci-Isotemp | REFRIGERATORLAB | Isotemp |  |  |  | ThermoFisherSci | Refrigerator, Laboratory |  |  | REFRIGERATORLAB-ThermoFisherSci-Isotemp |  |  | REL-A | Covered PM Repair Labor Only - Biomedica | MHHS-Cypress | [8 empty] | REFRIGERATORLAB | Refrigerator, Laboratory | ThermoFisherSci
YES | YES |  |  |  | 000-04350 | 000-04350 | Fisher Scientific | Isotemp |  |  | ER |  |  |  |  | 000-04350 | 000-04350 | Katy | Memorial Hermann Convenient Care Center in Kingwood (Kingwood CCC) | ER | Lab | 10/1/19 | 10/1/20
NO | NO |  |  |  | 069-40071 |  | Fisher Scientific | ISOTEMP |  |  | TMC - PHARMACY - MAIN (JG) | MHHS-TMC |  | Refrigerator, Laboratory |  | 069-40071 |  | TMC |  | TMC - PHARMACY - MAIN (JG) | [5 empty] | REFRIGERATORS, LABORATORY |  | REFRIGERATORLAB-ThermoFisherSci-Isotemp | REFRIGERATORLAB | Isotemp |  |  |  | ThermoFisherSci | Refrigerator, Laboratory |  |  | REFRIGERATORLAB-ThermoFisherSci-Isotemp |  |  |  | Covered PM Repair - Biomedical | MHHS-TMC
NO | YES |  |  |  | 069-43579 | 069-43579 | Fisher Scientific | ISOTEMP 13-986-148 |  | 111N0560 | TMC-Laboratory-HLA Lab (1R) | MHHS-TMC |  | Freezer, Laboratory |  | 069-43579 | 069-43579 | TMC | MHHS-TMC | TMC-Laboratory-HLA Lab (1R) | Lab | 12/1/18 |  | 12/1/19 |  | FREEZERS, LABORATORY |  | FREEZERLAB-ThermoFisherSci-Isotemp 13-986-148 | FREEZERLAB | Isotemp 13-986-148 |  |  |  | ThermoFisherSci | Freezer, Laboratory |  |  | FREEZERLAB-ThermoFisherSci-Isotemp 13-986-148 |  |  |  | Covered PM Repair - Biomedical | MHHS-TMC
NO | NO |  |  |  | 069-34526 |  | Fisher Scientific | ISOTEMP 13-986-148 |  | aq-3425-pq | TMC - CHILDRENS - RCW (8HP) | MHHS-TMC |  | Freezer, Laboratory |  | 069-34526 |  | TMC |  | TMC - CHILDRENS - RCW (8HP) | [5 empty] | FREEZERS, LABORATORY |  | FREEZERLAB-ThermoFisherSci-Isotemp 13-986-148 | FREEZERLAB | Isotemp 13-986-148 |  |  |  | ThermoFisherSci | Freezer, Laboratory |  |  | FREEZERLAB-ThermoFisherSci-Isotemp 13-986-148 |  |  |  | Covered PM Repair - Biomedical | MHHS-TMC
NO | YES |  |  |  |  | 099-13704 | Fisher Scientific | ISOTEMP 13-986-245G |  |  | SW-Laboratory-Histology | MHHS-Southwest |  |  |  |  | 099-13704 | Southwest | MHHS-Southwest | SW-Laboratory-Histology | Histology |  |  |  |  | REFRIGERATORS, LABORATORY |  | .needs class | [5 empty] | FISHER | [7 empty] | Covered PM Repair - Biomedical | MHHS-Southwest
NO | YES |  |  |  | 069-45583 | 069-45583 | Fisher Scientific | ISOTEMP GPD 15D |  |  | TMC-Laboratory-HLA Lab (1R) | MHHS-TMC |  |  |  | 069-45583 | 069-45583 | TMC | MHHS-TMC | TMC-Laboratory-HLA Lab (1R) | Lab | 1/1/20 |  | 1/1/21 |  | BATHS, WATER |  | .needs class | [5 empty] | FISHER | [7 empty] | Covered PM Repair - Biomedical | MHHS-TMC
NO | NO |  |  |  | 069-44080 |  | Fisher Scientific | ISOTEMP PLUS |  | 212N0017 | TMC - PHARMACY - MAIN (JG) | MHHS-TMC |  | Refrigerator, Laboratory |  | 069-44080 |  | TMC |  | TMC - PHARMACY - MAIN (JG) | [5 empty] | REFRIGERATORS, LABORATORY |  | REFRIGERATORLAB-ThermoFisherSci-Isotemp Plus | REFRIGERATORLAB | Isotemp Plus |  |  |  | ThermoFisherSci | Refrigerator, Laboratory |  |  | REFRIGERATORLAB-ThermoFisherSci-Isotemp Plus |  |  |  | Covered PM Repair - Biomedical | MHHS-TMC
NO | NO |  |  |  | 069-16061 |  | Fisher Scientific | MAXIMIX PLUS |  |  | TMC - LABORATORY - EMERGENCY ROOM (1HP) | MHHS-TMC |  |  |  | 069-16061 |  | TMC |  | TMC - LABORATORY - EMERGENCY ROOM (1HP) | [5 empty] | MIXERS, CLINICAL LABORATORY |  | .needs class | [5 empty] | FISHER | [7 empty] | Covered PM Repair - Biomedical | MHHS-TMC
YES | YES |  |  |  | 009-10463 | 009-10463 | Fisher Scientific | MR45SS-Gare-F5 |  |  | CC-Lab |  |  |  |  | 009-10463 | 009-10463 | Central | Memorial Hermann Urgent Care Greater Heights (#100) | CC-Lab | Lab | 4/1/19 | 4/1/20
NO | NO | [5 empty] | Fisher Scientific | MR72PA-GARE-FS |  |  | NE - PHARMACY | MHHS-Northeast | [5 empty] | Katy |  | NE - PHARMACY | [5 empty] | REFRIGERATORS, PHARMACY |  | .needs class | [5 empty] | FISHER | [7 empty] | Not Covered Vendor Only - Biomedical | MHHS-Northeast
YES | YES |  |  |  | 069-16551 | 069-16551 | Fisher Scientific | Slide Warmer |  |  | SW-Lab |  |  |  |  | 069-16551 | 069-16551 | Southwest | Memorial Hermann Southwest Hospital Emergency Center | SW-Lab | Micro-AFB Fungus
NO | YES |  |  |  | 069-43389 | 069-43389 | Fisher Scientific | VORTEX GENIE |  |  | TMC-Laboratory-HLA Lab (1R) | MHHS-TMC |  |  |  | 069-43389 | 069-43389 | TMC | MHHS-TMC | TMC-Laboratory-HLA Lab (1R) | Pre DNA | 3/1/17 |  |  |  | MIXERS, CLINICAL LABORATORY |  | .needs class | [5 empty] | FISHER |  |  |  |  | 4/4/17 |  |  | Covered PM Repair - Biomedical | MHHS-TMC
NO | YES |  |  |  | 069-43560 | 069-43560 | Fisher Scientific | VORTEX GENIE 2 |  | 2-391647 | TMC-Laboratory-HLA Lab (1R) | MHHS-TMC |  |  |  | 069-43560 | 069-43560 | TMC | MHHS-TMC | TMC-Laboratory-HLA Lab (1R) | DNA Lab | 3/1/17 |  |  |  | MIXERS, CLINICAL LABORATORY |  | .needs class | [5 empty] | FISHER | [7 empty] | Covered PM Repair - Biomedical | MHHS-TMC
NO | YES |  |  |  | 069-43562 | 069-43562 | Fisher Scientific | VORTEX GENIE 2 |  | 2-326232 | TMC-Laboratory-HLA Lab (1R) | MHHS-TMC |  |  |  | 069-43562 | 069-43562 | TMC | MHHS-TMC | TMC-Laboratory-HLA Lab (1R) | Pre DNA | 3/1/17 |  |  |  | MIXERS, CLINICAL LABORATORY |  | .needs class | [5 empty] | FISHER | [7 empty] | Covered PM Repair - Biomedical | MHHS-TMC
NO | YES |  |  |  | 069-43574 | 069-43574 | Fisher Scientific | VORTEX GENIE 2 |  | 2-391648 | TMC-Hermann-COU (1R) | MHHS-TMC |  |  |  | 069-43574 | 069-43574 | TMC | MHHS-TMC | TMC-Hermann-COU (1R) | PRE DNA | 3/1/17 |  |  |  | MIXERS, CLINICAL LABORATORY |  | .needs class | [5 empty] | FISHER |  |  |  |  | 4/4/17 |  |  | Covered PM Repair - Biomedical | MHHS-TMC
NO | YES |  |  |  | 069-43592 | 069-43592 | Fisher Scientific | VORTEX GENIE 2 |  | 2-136820 | TMC-Laboratory-HLA Lab (1R) | MHHS-TMC |  |  |  | 069-43592 | 069-43592 | TMC | MHHS-TMC | TMC-Laboratory-HLA Lab (1R) | Lab | 3/1/17 |  |  |  | MIXERS, CLINICAL LABORATORY |  | .needs class | [5 empty] | FISHER |  |  |  |  | 4/4/17 |  |  | Covered PM Repair - Biomedical | MHHS-TMC
NO | YES |  |  |  | 069-43604 | 069-43604 | Fisher Scientific | VORTEX GENIE 2 |  | 2-232380 | TMC-Laboratory-HLA Lab (1R) | MHHS-TMC |  |  |  | 069-43604 | 069-43604 | TMC | MHHS-TMC | TMC-Laboratory-HLA Lab (1R) | Lab | 3/1/17 |  |  |  | MIXERS, CLINICAL LABORATORY |  | .needs class | [5 empty] | FISHER | [7 empty] | Covered PM Repair - Biomedical | MHHS-TMC
NO | YES | Asset Tag 069-35825 |  |  | 069-35825 | 069-35825 | Fisher Scientific | VORTEX GENIE 2 |  | 2-337391 | (null) | MHHS-TMC |  |  |  | 069-35825 | 069-35825 | (null) | MHHS-TMC | (null) | (null) |  |  |  | (null) | MIXERS, CLINICAL LABORATORY |  | .needs class | [5 empty] | FISHER | [7 empty] | Covered PM Repair - Biomedical | MHHS-TMC
NO | YES |  |  |  | 069-43607 | 069-43607 | Fisher Scientific | VORTEX GENIE 2 |  | 2-362852 | TMC-Laboratory-HLA Lab (1R) | MHHS-TMC |  |  |  | 069-43607 | 069-43607 | TMC | MHHS-TMC | TMC-Laboratory-HLA Lab (1R) | Lab | 3/1/17 |  |  |  | MIXERS, CLINICAL LABORATORY |  | .needs class | [5 empty] | FISHER |  |  |  |  | 4/3/17 |  |  | Covered PM Repair - Biomedical | MHHS-TMC
NO | NO |  |  |  | 069-43568 |  | Fisher Scientific | VORTEX GENIE 2 |  | 2-333375 | TMC - LABORATORY - HLA LAB (1R) | MHHS-TMC |  |  |  | 069-43568 |  | TMC |  | TMC - LABORATORY - HLA LAB (1R) | [5 empty] | MIXERS, CLINICAL LABORATORY |  | .needs class | [5 empty] | FISHER | [7 empty] | Covered PM Repair - Biomedical | MHHS-TMC
NO | NO |  |  |  | 069-43601 |  | Fisher Scientific | VORTEX GENIE 2 |  | 2-417630 | TMC - LABORATORY - HLA LAB (1R) | MHHS-TMC |  |  |  | 069-43601 |  | TMC |  | TMC - LABORATORY - HLA LAB (1R) | [5 empty] | MIXERS, CLINICAL LABORATORY |  | .needs class | [5 empty] | FISHER | [7 empty] | Covered PM Repair - Biomedical | MHHS-TMC
NO | NO |  |  |  | 2-441357 |  | Fisher Scientific | VORTEX GENIE 2 |  | 2-441357 | TMC - OR - HERMANN (2HP) | MHHS-TMC |  |  |  | 2-441357 |  | TMC |  | TMC - OR - HERMANN (2HP) | [5 empty] | MIXERS, CLINICAL LABORATORY |  | .needs class | [5 empty] | FISHER | [7 empty] | Covered PM Repair - Biomedical | MHHS-TMC
NO | NO |  |  |  | 2-441358 |  | Fisher Scientific | VORTEX GENIE 2 |  | 2-441358 | TMC - OR - HERMANN (2HP) | MHHS-TMC |  |  |  | 2-441358 |  | TMC |  | TMC - OR - HERMANN (2HP) | [5 empty] | MIXERS, CLINICAL LABORATORY |  | .needs class | [5 empty] | FISHER | [7 empty] | Covered PM Repair - Biomedical | MHHS-TMC
NO | NO |  |  |  | UT-2-324731 |  | Fisher Scientific | VORTEX GENIE 2 |  | 2-324731 | TMC - ROBERTSON - CLIN RESEARCH (3R) | MHHS-TMC |  |  |  | UT-2-324731 |  | TMC |  | TMC - ROBERTSON - CLIN RESEARCH (3R) | [5 empty] | MIXERS, CLINICAL LABORATORY |  | .needs class | [5 empty] | FISHER | [7 empty] | Covered PM Repair - Biomedical | MHHS-TMC
NO | YES |  |  |  |  | 041-17078 | Fiske Assoc An Advanced Instruments Inc |  |  | 12053905D | MEMORIAL CITY - LABORATORY | MHHS-Mem City |  | Osmometer |  |  | 041-17078 | West | Memorial City - Memorial Hermann Hospital | MEMORIAL CITY - LABORATORY | Lab |  |  |  | No PM sticker | OSMOMETERS |  | OSMOMETER-Fiske Assoc-210 | OSMOMETER |  |  |  |  | Fiske Assoc | Osmometer |  | OSMOMETER-Fiske Assoc-210 |  |  |  |  | Covered PM Repair - Biomedical | MHHS-Mem City
NO | YES |  |  |  |  | 142-05441 | Fiske Assoc An Advanced Instruments Inc |  |  | 12053943D | NE-Laboratory | MHHS-Northeast |  | Osmometer |  |  | 142-05441 | Katy | MHHS-Northeast | NE-Laboratory |  | 6/1/15 | 6/1/16 |  |  | OSMOMETERS | Osmometer | OSMOMETER-Fiske Assoc-210 | OSMOMETER |  |  |  |  | Fiske Assoc | Osmometer |  | OSMOMETER-Fiske Assoc-210 |  | 3/1/14 |  |  | Covered PM Repair - Biomedical | MHHS-Northeast | [8 empty] | OSMOMETER | Osmometer | Fiske Assoc
NO | YES |  |  |  | 005-09295 | 005-09295 | Fiske Assoc An Advanced Instruments Inc |  |  | 12053906D | SE-Laboratory | MHHS-Southeast |  | Osmometer |  | 005-09295 | 005-09295 | Southeast | MHHS-Southeast | SE-Laboratory | Lab | 1/1/17 |  |  |  | OSMOMETERS |  | OSMOMETER-Fiske Assoc-210 | OSMOMETER |  |  |  |  | Fiske Assoc | Osmometer |  | OSMOMETER-Fiske Assoc-210 |  | 8/18/13 |  |  | Covered PM Repair - Biomedical | MHHS-Southeast
NO | YES |  |  |  | 013-35693 | 013-35693 | Fiske Assoc An Advanced Instruments Inc |  |  | 12043875D | SW-Laboratory | MHHS-Southwest |  | Osmometer |  | 013-35693 | 013-35693 | Southwest | MHHS-Southwest | SW-Laboratory | Core Lab |  |  |  |  | OSMOMETERS | Osmometer | OSMOMETER-Fiske Assoc-210 | OSMOMETER |  |  |  |  | Fiske Assoc | Osmometer |  | OSMOMETER-Fiske Assoc-210 |  |  |  |  | Covered PM Repair - Biomedical | MHHS-Southwest | [8 empty] | OSMOMETER | Osmometer | Fiske Assoc
YES | YES |  |  |  | 013-37817 | 013-37817 | Fiske Assoc An Advanced Instruments Inc |  |  | 16090979D | SW - LABORATORY |  |  |  |  | 013-37817 | 013-37817 | Southwest | Memorial Hermann Southwest Hospital | SW - LABORATORY | Core Lab |  |  |  | New Add - One Time Inspection Sticker
NO | NO |  |  |  | 069-15243 |  | Fiske Assoc An Advanced Instruments Inc |  |  | 01060502K | TMC - LABORATORY - CHEMISTRY (1R) | MHHS-TMC |  | Osmometer |  | 069-15243 |  | TMC |  | TMC - LABORATORY - CHEMISTRY (1R) | [5 empty] | OSMOMETERS |  | OSMOMETER-Fiske Assoc-2400 | OSMOMETER |  |  |  |  | Fiske Assoc | Osmometer |  | OSMOMETER-Fiske Assoc-2400 |  |  |  |  | Covered PM Repair - Biomedical | MHHS-TMC
YES | YES |  |  |  | 099-00351 | 099-00351 | Flex | IT |  | I10091494 | SMR - (KY) - KATY (MP2) |  |  |  |  | 099-00351 | 099-00351 | Katy | Memorial Hermann Sports Medicine | SMR - (KY) - KATY (MP2) | Gym Floor
YES | YES |  |  |  | 099-00349 | 099-00349 | Flex | MT |  | D-M05101103 | SMR - (KY) - KATY (MP2) |  |  |  |  | 099-00349 | 099-00349 | Katy | Memorial Hermann Sports Medicine | SMR - (KY) - KATY (MP2) | Gym Floor
YES | YES |  |  |  | 099-00407 | 099-00407 | Flex-It | Flex-It |  | I10091560 | SMR - (TMC) - SHEPHERD SQUARE |  |  |  |  | 099-00407 | 099-00407 | Tmc |  | SMR - (TMC) - SHEPHERD SQUARE |  | 2/1/20
YES | YES |  |  |  | 099-00406 | 099-00406 | Flex-mt | Flex-Mt |  | M10090037 | SMR - (TMC) - SHEPHERD SQUARE |  |  |  |  | 099-00406 | 099-00406 | Tmc |  | SMR - (TMC) - SHEPHERD SQUARE |  | 2/1/20
NO | YES |  |  |  | 041-10604 | 041-10604 | FlowCardia Inc | CROSSER |  | C1223090390 | MEMORIAL CITY - CARDIOLOGY |  |  |  |  | 041-10604 | 041-10604 | West | Memorial Hermann - Memorial City | MEMORIAL CITY - CARDIOLOGY | Cath Lab E9 125 Storage Closet
NO | YES | Serial Number ca010148r1 |  |  |  | 099-01014 | FlowCardia Inc | FLOWMATE |  | ca010148r1 | NE-OR | MHHS-Northeast |  | Injector, Syringe |  |  | 099-01014 | Katy | MHHS-Northeast | NE-OR | OR Hybrid Room supply room | 1/1/19 | 1/1/20 |  |  | INJECTORS, CONTRAST MEDIA | Injector, Syringe | INJECTORSYRINGE-FlowCardia Inc-FlowMate | INJECTORSYRINGE | FlowMate |  |  |  | FlowCardia Inc | Injector, Syringe |  | INJECTORSYRINGE-FlowCardia Inc-FlowMate |  |  |  | IS-SA | Covered PM Repair - Biomedical | MHHS-Northeast | [7 empty] | Injector, Syringe | INJECTORSYRINGE | Injector, Syringe | FlowCardia Inc
NO | YES |  |  |  | 041-16561 | 041-16561 | FlowCardia Inc | FlowMate |  | FCVE10631 | MEMORIAL CITY - CARDIOLOGY |  |  |  |  | 041-16561 | 041-16561 | West | Memorial Hermann - Memorial City | MEMORIAL CITY - CARDIOLOGY | Cath Lab E9 125 Storage Closet
NO | YES | Serial Number ca010148r1 |  |  | 099-01014 | 099-01014 | FlowCardia Inc | FlowMate |  | CA010148R1 | NE - PACU |  |  |  |  | 099-01014 | 099-01014 | Katy | NE-Cath Lab | NE - PACU
NO | NO | [5 empty] | FlowCardia Inc | FLOWMATE |  | fcvf10672 | SW - HVI - OR | MHHS-Southwest |  | Injector, Syringe |  |  |  | Southwest |  | SW - HVI - OR | [5 empty] | INJECTORS, CONTRAST MEDIA |  | INJECTORSYRINGE-FlowCardia Inc-FlowMate | INJECTORSYRINGE | FlowMate |  |  |  | FlowCardia Inc | Injector, Syringe |  | INJECTORSYRINGE-FlowCardia Inc-FlowMate |  |  |  |  | Covered PM Repair - Biomedical | MHHS-Southwest
NO | YES |  |  |  |  | 142-01642 | FlowCardia Inc | GEN 200 |  | c0202100419 (actual) | NE-OR | MHHS-Northeast |  | Radiofrequency Therapy System |  |  | 142-01642 | Katy | MHHS-Northeast | NE-OR | OR Hybrid Room supply room | 1/1/19 | 1/1/20 |  |  | INJECTORS, CONTRAST MEDIA | Radiofrequency Therapy System | RFTHERAPY-Bard-GEN 200 | RFTHERAPY | GEN 200 |  |  |  | Bard | Radiofrequency Therapy System |  |  | RFTHERAPY-Bard-GEN 200 | 10/27/14 |  |  | Covered PM Repair - Biomedical | MHHS-Northeast | [8 empty] | RFTHERAPY | Radiofrequency Therapy System | Bard
NO | YES |  |  |  | 005-33489 | 005-33489 | FlowCardia Inc | GEN 200 |  | DYBSW2295 | SE-OR | MHHS-Southeast |  | Radiofrequency Therapy System |  | 005-33489 | 005-33489 | Southeast & Bay Area | MHHS-Southeast | SE-OR | W3:210 |  |  |  |  | INJECTORS, CONTRAST MEDIA | Radiofrequency Therapy System | RFTHERAPY-Bard-GEN 200 | RFTHERAPY | GEN 200 |  |  |  | Bard | Radiofrequency Therapy System |  |  | RFTHERAPY-Bard-GEN 200 | 9/20/17 |  |  | Covered PM Repair - Biomedical | MHHS-Southeast | [5 empty] | 5/1/17 |  |  | RFTHERAPY | Radiofrequency Therapy System | Bard
NO | NO | [5 empty] | FlowCardia Inc | GEN 200 |  | fcvg00971 | GH - CATH LAB | MHHS-Greater Heights |  | Radiofrequency Therapy System |  |  |  | Central & Greater Heights |  | GH - CATH LAB | [5 empty] | INJECTORS, CONTRAST MEDIA |  | RFTHERAPY-Bard-GEN 200 | RFTHERAPY | GEN 200 |  |  |  | Bard | Radiofrequency Therapy System |  |  | RFTHERAPY-Bard-GEN 200 |  |  |  | Covered PM Repair - Biomedical | MHHS-Greater Heights
NO | NO | [5 empty] | FlowCardia Inc | GEN 200 |  | C0114090224 | TMC - OR - CVOR (7HVI) | MHHS-TMC |  | Radiofrequency Therapy System |  |  |  | TMC |  | TMC - OR - CVOR (7HVI) | [5 empty] | INJECTORS, CONTRAST MEDIA |  | RFTHERAPY-Bard-GEN 200 | RFTHERAPY | GEN 200 |  |  |  | Bard | Radiofrequency Therapy System |  |  | RFTHERAPY-Bard-GEN 200 |  |  |  | Covered PM Repair - Biomedical | MHHS-TMC
YES | YES |  |  |  | 099-03735 | 099-03735p | FlowCardia Inc | INJ 100 |  | FCVK10882 | Sugar Land Cath Lab |  |  |  |  | 099-03735 | 099-03735p | Sugar Land | MH SL | Sugar Land Cath Lab | Cath Lab Equipment Storage W1 272.2 | 12/1/19 | 12/1/20 |  |  | Injector, Cardiac Cath | [22 empty] | 10/1/11
NO | NO | [5 empty] | FlowCardia Inc | INJ100 |  | ffcvh10741 | GH - CATH LAB | MHHS-Greater Heights |  | Injector, Syringe |  |  |  | Central & Greater Heights |  | GH - CATH LAB | [5 empty] | INJECTORS, CONTRAST MEDIA |  | CONTROLLERINJECTOR-FlowCardia Inc-INJ 100INJECTORSYRINGE-Bard-INJ100 | INJECTORSYRINGE | INJ100 |  |  |  | Bard | Injector, Syringe |  | CONTROLLERINJECTOR-FlowCardia Inc-INJ 100 | INJECTORSYRINGE-Bard-INJ100 |  |  |  | Clinical Miscellaneous | MHHS-Greater Heights
NO | NO | [5 empty] | FlowCardia Inc | INJ100 |  | CE010096 | TMC - OR - CVOR (7HVI) | MHHS-TMC |  | Injector, Syringe |  |  |  | TMC |  | TMC - OR - CVOR (7HVI) | [5 empty] | INJECTORS, CONTRAST MEDIA |  | CONTROLLERINJECTOR-FlowCardia Inc-INJ 100INJECTORSYRINGE-Bard-INJ100 | INJECTORSYRINGE | INJ100 |  |  |  | Bard | Injector, Syringe |  | CONTROLLERINJECTOR-FlowCardia Inc-INJ 100 | INJECTORSYRINGE-Bard-INJ100 |  |  |  | Clinical Miscellaneous | MHHS-TMC
YES | YES |  |  |  | 133-05730 | 133-05730 | Fluke | 87III |  |  | KATY - BIOMED |  |  |  |  | 133-05730 | 133-05730 | Katy | Memorial Hermann Katy Hospital | KATY - BIOMED | Biomed Shop | 7/1/19 | 7/1/20
NO | YES |  |  |  | 099-06436 | 099-06436 | Fluke | Dale 800B |  |  | Memorial City - Nuclear Medicine |  |  |  |  | 099-06436 | 099-06436 | West | Memorial City - Nuke Med | Memorial City - Nuclear Medicine | E8 111 |  |  |  | Past CAL date
NO | YES |  |  |  | FS2108 |  | FLUKE | PS320 |  |  | Rental | MHHS-Katy |  |  |  | FS2108 |  | Katy |  | Rental | [7 empty] | .needs class |  | FETAL SIMULATOR, COROMETRICS KIT | [9 empty] | Verified as Rental |  |  | MHHS-Katy
NO | YES | Serial Number 2451019 |  |  | FS2103 |  | FLUKE | PS320 |  |  | Rental | MHHS-Southeast |  |  |  | FS2103 |  | Southeast & Bay Area |  | Rental | [7 empty] | .needs class |  | FETAL SIMULATOR, COROMETRICS KIT | [9 empty] | Verified as Rental |  |  | MHHS-Southeast
NO | YES |  |  |  | FS2105 |  | FLUKE | PS320 |  |  | Rental | MHHS-Southwest |  |  |  | FS2105 |  | Southwest |  | Rental | [7 empty] | .needs class |  | FETAL SIMULATOR, COROMETRICS KIT | [9 empty] | Verified as Rental |  |  | MHHS-Southwest
NO | YES |  |  |  | FS2104 |  | FLUKE | PS320 |  |  | Rental | MHHS-Sugarland |  |  |  | FS2104 |  | Sugar Land |  | Rental | [7 empty] | .needs class |  | FETAL SIMULATOR, COROMETRICS KIT | [9 empty] | Verified as Rental |  |  | MHHS-Sugarland
NO | YES |  |  |  | FS2106 |  | FLUKE | PS320 |  |  | Rental | MHHS-TMC |  |  |  | FS2106 |  | TMC |  | Rental | [7 empty] | .needs class |  | FETAL SIMULATOR, COROMETRICS KIT | [9 empty] | Verified as Rental |  |  | MHHS-TMC
NO | YES |  |  |  | FS2109 |  | FLUKE | PS320 |  |  | Rental | MHHS-TMC |  |  |  | FS2109 |  | TMC |  | Rental | [7 empty] | .needs class |  | FETAL SIMULATOR, COROMETRICS KIT | [9 empty] | Verified as Rental |  |  | MHHS-TMC
NO | YES |  |  |  | FS2107 |  | FLUKE | PS320 |  |  | Rental | MHHS-Woodlands |  |  |  | FS2107 |  | Woodlands |  | Rental | [7 empty] | .needs class |  | FETAL SIMULATOR, COROMETRICS KIT | [9 empty] | Verified as Rental |  |  | MHHS-Woodlands
NO | YES |  |  |  | EP1102 |  | FLUKE | SIGMAPACE 1000 |  |  | Rental | MHHS-TMC |  |  |  | EP1102 |  | TMC |  | Rental | [7 empty] | .needs class |  | PACEMAKER ANALYZER, EXTERNAL, SIGMA PACE | [9 empty] | Verified as Rental |  |  | MHHS-TMC
YES | YES |  |  |  |  | 151-04847 | Fluke | SigmaPace 1000 |  |  | Biomed | [5 empty] | 151-04847 |  | Memorial City-Memorial Hermann Hospital | Biomed | Biomed Shop
YES | YES | Serial Number Cnf |  |  | 099-06251 | 099-06251 | Fluke Biomed |  |  | CNF | SE - NURSE CALL |  |  |  |  | 099-06251 | 099-06251 | Southeast | Memorial Hermann South East | SE - NURSE CALL | Biomed | 7/1/19 |  | 7/1/20 |  |  | Meter, Digital Multi | METERDIGITALMULTI-Fluke Biomed-115 | [12 empty] | TEST-A | [9 empty] | Meter, Digital Multi | METERDIGITALMULTI | Meter, Digital Multi | Fluke Biomed
YES | YES |  |  |  | 099-07732 | 099-07732 | Fluke Biomed |  |  |  | TMC - OR - ANESTHESIA (2HP) |  |  |  |  | 099-07732 | 099-07732 | TMC | Memorial Hermann-Texas Medical Center | TMC - OR - ANESTHESIA (2HP) | TMC - BIOMED SHOP | [5 empty] | Meter, Digital Multi | METERDIGITALMULTI-Fluke Biomed-175 | [12 empty] | TEST-A | [9 empty] | Meter, Digital Multi | METERDIGITALMULTI | Meter, Digital Multi | Fluke Biomed
YES | YES | Serial Number Cnf |  |  | 099-06203 | 099-06203 | Fluke Biomed |  |  | Cnf | Biomedical |  |  |  |  | 099-06203 | 099-06203 | Southeast | Memorial Hermann Southeast Hospital | Biomedical | Biomed shop |  |  |  | No pm |  | Meter, Digital Multi | METERDIGITALMULTI-Fluke Biomed-189 | [12 empty] | TEST-A | [9 empty] | Meter, Digital Multi | METERDIGITALMULTI | Meter, Digital Multi | Fluke Biomed
YES | YES |  |  |  | 151-04445 |  | Fluke Biomed |  |  | DM8290274 | Biomed Department |  |  |  |  | 151-04445 |  | West | Memorial Hermann - Memorial CityDMD | Biomed Department | Biomed Department
YES | YES |  |  |  | 133-02819 | 133-02819 | Fluke Biomed | 196B |  | DM9230369 | KATY - Biomed |  |  |  |  | 133-02819 | 133-02819 | Katy | Memorial Hermann Katy Hospital | KATY - Biomed | Biomed storage
YES | YES | Serial Number Cnf |  |  | 041-08297 |  | Fluke Biomed | 50 S K/J Thermometer |  | CNF | Biomed Department |  |  |  |  | 041-08297 |  | West | Memorial Hermann - Memorial City | Biomed Department | Biomed Department
YES | YES |  |  |  | 041-09116 | 041-09116 | Fluke Biomed | 5000C |  |  | KATY - OR |  |  |  |  | 041-09116 | 041-09116 | Katy | Katy | KATY - OR | Bio med shop |  |  |  | No pm
YES | YES |  |  |  | 041-08057 | 041-08057 | Fluke Biomed | 5000C |  | 008-9313 | Memorial Hermann- Southeast |  |  |  |  | 041-08057 | 041-08057 |  | Memorial Hermann- Southeast | Memorial Hermann- Southeast | Storage | 4/1/20 |  |  | No PM Sticker
YES | YES |  |  |  | E18366 | E18366 | Fluke Biomed | 5000C |  |  | Memorial Hermann- Southeast |  |  |  |  | E18366 | E18366 |  | Memorial Hermann- Southeast | Memorial Hermann- Southeast | Storage | 7/1/17 |  | 7/1/18
YES | YES |  |  |  | 099-00215 | 099-00215 | Fluke Biomed |  |  |  | KATY - BIOMEDICAL SERVICES |  |  |  |  | 099-00215 | 099-00215 | Katy | Memorial Hermann Katy Hospital | KATY - BIOMEDICAL SERVICES | Biomed Storage | 7/1/19 | 7/1/20
YES | YES | [5 empty] | Fluke Biomed | 99B |  | OM6930582 | Memorial Hermann- SE | [7 empty] | Memorial Hermann- SE | Memorial Hermann- SE | Biomed shop | 7/1/19 |  | 7/1/20
YES | YES |  |  |  | 142-00865 | 142-00865 | Fluke Biomed | Cuff-Link |  |  | NE - TELEMETRY |  |  |  |  | 142-00865 | 142-00865 | Katy | Memorial Hermann Northeast Hospital | NE - TELEMETRY | Biomed Shop | 8/1/19 | 8/1/20 |  |  |  | Analyzer, NIBP | ANALYZERNIBP-Fluke Biomed-Cuff-Link | [12 empty] | TEST-A | [9 empty] | Analyzer, NIBP | ANALYZERNIBP | Analyzer, NIBP | Fluke Biomed
YES | YES |  |  |  | 133-02763 | 133-02763 | Fluke Biomed | DPM 3 |  |  | Biomed shop |  |  |  |  | 133-02763 | 133-02763 | Katy | Memorial Hermann Katy Hospital | Biomed shop | Biomed shop | 7/1/19 | 7/1/20 |  |  |  | Simulator, Patient | SIMULATORPATIENT-Fluke Biomed-DPM 3 | [12 empty] | SPM-A | [9 empty] | Simulator, Patient | SIMULATORPATIENT | Simulator, Patient | Fluke Biomed
YES | YES |  |  |  | 099-03626 | 099-03626 | Fluke Biomed | DPM4 |  |  | KATY - BIOMED |  |  |  |  | 099-03626 | 099-03626 | Katy | Memorial Hermann Katy Hospital | KATY - BIOMED | Biomed Shop | 7/1/19 | 7/1/20
YES | YES |  |  |  | 099-06663 | SC70104 | Fluke Biomed | ESA609 |  | 293-8046 | Memorial Hermann- SE |  |  |  |  | 099-06663 | SC70104 |  | Memorial Hermann- SE | Memorial Hermann- SE | Biomed shop | 7/1/19 |  | 7/1/20 |  |  | Analyzer, Safety | ANALYZERSFTY-Fluke Biomed-ESA609 | [12 empty] | TEST-A | [9 empty] | Analyzer, Safety | ANALYZERSFTY | Analyzer, Safety | Fluke Biomed
YES | YES |  |  |  | 099-00235 | 099-00235 | Fluke Biomed | ESA612 |  |  | KATY - OR |  |  |  |  | 099-00235 | 099-00235 | Katy | Katy | KATY - OR | Bio med shop |  |  |  | No pm |  | Analyzer, Safety | ANALYZERSFTY-Fluke Biomed-ESA612 | [12 empty] | TEST-A | [9 empty] | Analyzer, Safety | ANALYZERSFTY | Analyzer, Safety | Fluke Biomed
YES | YES |  |  |  | 099-01151 | 099-01151 | Fluke Biomed | ESA612 |  |  | NE - CLINICAL ENGINEERING |  |  |  |  | 099-01151 | 099-01151 | Katy | Memorial Hermann Northeast Hospital | NE - CLINICAL ENGINEERING | Biomed Shop | 8/1/19 | 8/1/20 |  |  |  | Analyzer, Safety | ANALYZERSFTY-Fluke Biomed-ESA612 | [12 empty] | TEST-A | [9 empty] | Analyzer, Safety | ANALYZERSFTY | Analyzer, Safety | Fluke Biomed
YES | YES |  |  |  | 013-15005 |  | Fluke Biomed | IDA-4 Plus |  |  | Biomed Dept |  |  |  |  | 013-15005 |  | West | Memorial Hermann - Memorial City | Biomed Dept | Biomed Dept
YES | YES |  |  |  |  | 142-01004 | Fluke Biomed | Impulse 4000 |  |  | NE - CLINICAL ENGINEERING | [5 empty] | 142-01004 | Katy | Memorial Hermann Northeast Hospital | NE - CLINICAL ENGINEERING | Biomed Shop | [5 empty] | Analyzer, Defibrillator | ANALYZERDEFIBRILLATOR-Fluke Biomed-Impulse 4000 | [12 empty] | TEST-A | [9 empty] | Analyzer, Defibrillator | ANALYZERDEFIBRILLATOR | Analyzer, Defibrillator | Fluke Biomed
YES | YES |  |  |  | 099-06633 | 099-06633 | Fluke Biomed | Impulse 7000DP |  |  | SE - BIOMED |  |  |  |  | 099-06633 | 099-06633 | Southeast | Memorial Hermann Southeast Hospital | SE - BIOMED | Biomed |  |  |  | No pm found |  | Analyzer, Defibrillator | ANALYZERDEFIBRILLATOR-Fluke Biomed-Impulse 7000DP | [12 empty] | TEST-A | [9 empty] | Analyzer, Defibrillator | ANALYZERDEFIBRILLATOR | Analyzer, Defibrillator | Fluke Biomed
YES | YES |  |  |  | 099-06211 | 099-06211 | Fluke Biomed | Impulse 7000DP |  | 414-5050 | Biomedical |  |  |  |  | 099-06211 | 099-06211 | Southeast | Memorial Hermann Southeast Hospital | Biomedical | Biomed shop | 7/1/19 |  | 7/1/20 |  |  | Analyzer, Defibrillator | ANALYZERDEFIBRILLATOR-Fluke Biomed-Impulse 7000DP | [12 empty] | TEST-A | [9 empty] | Analyzer, Defibrillator | ANALYZERDEFIBRILLATOR | Analyzer, Defibrillator | Fluke Biomed
YES | YES |  |  |  | 151-03954 |  | Fluke Biomed | INCU |  |  | Biomed Dept |  |  |  |  | 151-03954 |  | West | Memorial Hermann - Memorial City | Biomed Dept | Biomed Dept
YES | YES |  |  |  | 142-00859 | 142-00859 | Fluke Biomed | Med Tester 5000 |  |  | Biomed |  |  |  |  | 142-00859 | 142-00859 | Katy | Memorial Hermann Northeast Hospital | Biomed | Biomed shop | [5 empty] | Analyzer, Safety | ANALYZERSFTY-Fluke Biomed-Med Tester 5000 | [12 empty] | TEST-A | [9 empty] | Analyzer, Safety | ANALYZERSFTY | Analyzer, Safety | Fluke Biomed
YES | YES |  |  |  | 133-02765 | 133-02765 | Fluke Biomed | MedSlim 300B |  |  | KATY - OR |  |  |  |  | 133-02765 | 133-02765 | Katy | Katy | KATY - OR | Bio med shop |  |  |  | No pm
YES | YES |  |  |  | 133-06101 | 133-06101 | Fluke Biomed | MedTester 5000C |  |  | KATY - BIOMED |  |  |  |  | 133-06101 | 133-06101 | Katy | Memorial Hermann Katy Hospital | KATY - BIOMED | Biomed Office | 7/1/17 | 7/1/18
YES | YES |  |  |  | 099-06417 | 099-06417 | Fluke Biomed | MFH-1 |  |  | Biomed |  |  |  |  | 099-06417 | 099-06417 | Southeast | Memorial Hermann Southeast Hospital | Biomed | Biomed | [5 empty] | Simulator, Patient | SIMULATORPATIENT-Fluke Biomed-MFH-1 | [12 empty] | SPM-A | [9 empty] | Simulator, Patient | SIMULATORPATIENT | Simulator, Patient | Fluke Biomed
YES | YES |  |  |  | 142-00648 | 142-00648 | Fluke Biomed | PS320 |  |  | NE - CLINICAL ENGINEERING |  |  |  |  | 142-00648 | 142-00648 | Katy | Memorial Hermann Northeast Hospital | NE - CLINICAL ENGINEERING | Biomed Shop | 8/1/19 | 8/1/20 |  |  |  | Simulator, Patient | SIMULATORPATIENT-Fluke Biomed-PS320 | [12 empty] | SPM-A | [9 empty] | Simulator, Patient | SIMULATORPATIENT | Simulator, Patient | Fluke Biomed
NO | YES | Serial Number 2451019 |  |  | 099-06416 | 099-06416 | Fluke Biomed | PS320 |  |  | SE-Unit 2B (Oncology) |  |  |  |  | 099-06416 | 099-06416 | Southeast | MHHS-Southeast | SE-Unit 2B (Oncology) | Biomed | 7/1/19 |  | 7/1/20 |  |  | Simulator, Patient | SIMULATORPATIENT-Fluke Biomed-PS320 | [12 empty] | SPM-A | [9 empty] | Simulator, Patient | SIMULATORPATIENT | Simulator, Patient | Fluke Biomed
YES | YES |  |  |  | 099-00214 | 099-00214 | Fluke Biomed | RF303 |  |  | KATY - BIOMEDICAL SERVICES |  |  |  |  | 099-00214 | 099-00214 | Katy | Memorial Hermann Katy Hospital | KATY - BIOMEDICAL SERVICES | Biomed Storage | [5 empty] | Analyzer, ESU | ANALYZERESU-Fluke Biomed-RF303 | [12 empty] | TEST-A | [9 empty] | Analyzer, ESU | ANALYZERESU | Analyzer, ESU | Fluke Biomed
YES | YES |  |  |  | 099-06662 | 099-06662 | Fluke Biomed | SigmaPace 1000 |  |  | Memorial Hermann- SE |  |  |  |  | 099-06662 | 099-06662 |  | Memorial Hermann- SE | Memorial Hermann- SE | Biomed shop | 7/1/19 |  | 7/1/20
YES | YES |  |  |  |  | 099-04809 | Fluke Biomed | ULT800 |  |  | Cath lab | [5 empty] | 099-04809 | Pearland | Memorial Hermann Pearland Hospital | Cath lab | Room 215 storage | [5 empty] | Analyzer, ESU | ANALYZERESU-Fluke Biomed-ULT800 | [12 empty] | TEST-A | [9 empty] | Analyzer, ESU | ANALYZERESU | Analyzer, ESU | Fluke Biomed
YES | YES |  |  |  |  | 142-00711 | Fluke Biomed | Ultrasound wattmeter |  |  | Biomed | [5 empty] | 142-00711 | Katy | Memorial Hermann Northeast Hospital | Biomed | Biomed shop | 8/1/19 | 8/1/20
YES | YES |  |  |  | 133-02234 | 133-02234 | Fluke Biomed | UW 4 |  |  | KATY - BIOMEDICAL SERVICES |  |  |  |  | 133-02234 | 133-02234 | Katy | Memorial Hermann Katy Hospital | KATY - BIOMEDICAL SERVICES | Biomed Storage | [5 empty] | Meter, Digital Multi | METERDIGITALMULTI-Fluke Biomed-UW 4 | [12 empty] | TEST-A | [9 empty] | Meter, Digital Multi | METERDIGITALMULTI | Meter, Digital Multi | Fluke Biomed
YES | YES |  |  |  | 041-11608 |  | Fluke Biomed | VT MOBILE |  |  | Biomed Department |  |  |  |  | 041-11608 |  | West | Memorial Hermann - Memorial City | Biomed Department | Biomed Department
NO | NO |  |  |  | 069-15547 |  | FLUKE BIOMEDICAL | 07-443 |  |  | OPID - (TMC) - BREAST CARE CENTER [MHMP-STE1600] - 453 | MHHS-OPID |  | Densitometer |  | 069-15547 |  | TMC |  | OPID - (TMC) - BREAST CARE CENTER [MHMP-STE1600] - 453 | [5 empty] | DENSITOMETERS, X-RAY FILM |  | DENSITOMETER-Fluke Biomed-07-443 | DENSITOMETER | 07-443 |  |  |  | Fluke Biomed | Densitometer |  |  | DENSITOMETER-Fluke Biomed-07-443 |  |  |  | Covered PM Repair - Biomedical | MHHS-OPID
YES | YES |  |  |  | 133-02766 | 133-02766 | Fluke Corp | 199B |  | DM9110287 | KATY - BIOMED |  |  |  |  | 133-02766 | 133-02766 | Katy | Memorial Hermann Katy Hospital | KATY - BIOMED | Biomed Office
YES | YES | Serial Number Cnf |  |  | 133-01455 | 133-01455 | Fluke Corp |  |  | Cnf | Biomed |  |  |  |  | 133-01455 | 133-01455 | Katy | Memorial Hermann Katy Hospital | Biomed | Biomed Shop | 7/1/19 | 7/1/20 |  |  |  | Thermometer, Electronic | THERMOMETERELECT-Fluke Biomed-51 | [23 empty] | THERMOMETERELECT | Thermometer, Electronic | Fluke Biomed
YES | YES |  |  |  | 000-01360 | 000-01360 | Fluke Corp | Impulse 4000 |  |  | KATY - LABORATORY - BLOOD BANK |  |  |  |  | 000-01360 | 000-01360 | Katy | Memorial Hermann Katy Hospital | KATY - LABORATORY - BLOOD BANK | Biomed Shop | 7/1/19 | 7/1/20
YES | YES |  |  |  | 041-11510 | 041-11510 | Fluke Mfg | 672LAN |  |  | Biomed |  |  |  |  | 041-11510 | 041-11510 | West | Memorial Hermann Memorial City Medical Center | Biomed | Biomed shop
NO | NO |  |  |  | 133-10421 |  | FOBI MEDICAL |  |  | ML0676 | KATY - ER | MHHS-Katy |  |  |  | 133-10421 |  | Katy |  | KATY - ER | [5 empty] | LIGHTS, SURGICAL |  | .needs class | [13 empty] | Covered PM Repair - Biomedical | MHHS-Katy
NO | NO |  |  |  | 133-10469 |  | FOBI MEDICAL |  |  | ML0855 | KATY - OR | MHHS-Katy |  |  |  | 133-10469 |  | Katy |  | KATY - OR | [5 empty] | LIGHTS, SURGICAL |  | .needs class | [13 empty] | Covered PM Repair - Biomedical | MHHS-Katy
NO | YES |  |  |  | 129-06357 | 129-06357 | Follett Corporation | FZR4P |  | E99502-27115 | Neighborhood Clinic-(GH)-Northwest Cc | MHHS-Neighborhood Clinics |  |  |  | 129-06357 | 129-06357 | Central | MHHS-Others | Neighborhood Clinic-(GH)-Northwest Cc | Lab | 4/1/19 | 4/1/20 |  |  | FREEZERS, LABORATORY |  | .needs class | [5 empty] | Follett Corp |  |  |  |  | 4/24/19 |  |  | Covered PM Repair - Biomedical | MHHS-Neighborhood Clinics
NO | YES |  |  |  | 129-06359 | 129-06359 | Follett Corporation | FZR4P |  | E93860-22515 | Neighborhood Clinic-(NE)-Northeast | MHHS-Neighborhood Clinics |  |  |  | 129-06359 | 129-06359 | Katy | MHHS-Others | Neighborhood Clinic-(NE)-Northeast | Lab | 9/1/19 | 9/1/20 |  |  | FREEZERS, LABORATORY |  | .needs class | [5 empty] | Follett Corp |  |  |  |  | 8/1/16 |  |  | Covered PM Repair - Biomedical | MHHS-Neighborhood Clinics
NO | YES |  |  |  | 583-01243 | 583-01243 | Follett Corporation | FZR4P |  | E79714-09215 | KT CCC-(KY)-Emergency Room | MHHS-South Katy CCC |  |  |  | 583-01243 | 583-01243 | Katy | MHHS-Others | KT CCC-(KY)-Emergency Room | Lab | 3/1/19 | 3/1/20 |  |  | FREEZERS, LABORATORY |  | .needs class | [5 empty] | Follett Corp | [7 empty] | Not Covered Vendor Only - Biomedical | MHHS-South Katy CCC
NO | NO |  |  |  | 129-06358 |  | Follett Corporation | FZR4P |  | F00273-27815 | MH MG - (SL) - PHYSICIANS AT SUGAR CREEK | MHHS-MG |  |  |  | 129-06358 |  | Sugar Land |  | MH MG - (SL) - PHYSICIANS AT SUGAR CREEK | [5 empty] | FREEZERS, LABORATORY |  | .needs class | [5 empty] | Follett Corp | [7 empty] | Covered PM Repair - Biomedical | MHHS-MG
NO | YES |  |  |  | 925-00899 | 925-00899 | Follett Corporation | FZR5P-00-00 |  | E29939-0314 | MHOSH-3rd Floor | MHHS Orthopedic & Spine |  |  |  | 925-00899 | 925-00899 | Central & Greater Heights | MHHS-Orthopedic & Spine | MHOSH-3rd Floor |  | 1/21/19 |  |  |  | FREEZERS, LABORATORY |  | .needs class | [5 empty] | Follett Corp | [5 empty] | MHOSH Inventory Dec 2019 into 2020 - Copy.xls - Newly Verified |  | Not Covered Vendor Only - Biomedical | MHHS Orthopedic & Spine
NO | YES |  |  |  | 929-00904 | 929-00904 | Follett Corporation | FZR5P-00-00 |  | E29940 | MHOSH-OR | MHHS Orthopedic & Spine |  |  |  | 929-00904 | 929-00904 | Central & Greater Heights | MHHS-Orthopedic & Spine | MHOSH-OR |  | 8/15/19 |  |  |  | FREEZERS, LABORATORY |  | .needs class | [5 empty] | Follett Corp | [5 empty] | MHOSH Inventory Dec 2019 into 2020 - Copy.xls - Newly Verified |  | Not Covered Vendor Only - Biomedical | MHHS Orthopedic & Spine
NO | YES |  |  |  | 005-33944 | 005-33944 | Follett Corporation | REF2 |  | K69962-33218 | SE-OR | MHHS-Southeast |  | Refrigerator, Laboratory |  | 005-33944 | 005-33944 | Southeast | MHHS-Southeast | SE-OR | Storage | 4/1/19 |  | 4/1/20 |  | REFRIGERATORS, LABORATORY |  | REFRIGERATORLAB-Follett Corp-REF2 | REFRIGERATORLAB | REF2 |  |  |  | Follett Corp | Refrigerator, Laboratory |  | REFRIGERATORLAB-Follett Corp-REF2 |  | 5/1/17 |  |  | Covered PM Repair - Biomedical | MHHS-Southeast
NO | YES | [5 empty] | Follett Corporation | REF4 |  | C89122 | Sugar Land-Cath Lab | MHHS-Sugarland | [5 empty] | Sugar Land | MHHS-Sugarland | Sugar Land-Cath Lab |  | 12/1/18 |  |  |  | REFRIGERATORS, LABORATORY |  | .needs class | [5 empty] | Follett Corp | [7 empty] | Covered PM Repair - Biomedical | MHHS-Sugarland
NO | YES |  |  |  | 005-11734 | 005-11734 | Follett Corporation | REF4 |  | C89118-050-10 | SUGAR LAND - PHARMACY | MHHS-Sugarland |  |  |  | 005-11734 | 005-11734 | Sugar Land | Memorial Hermann Sugar Land Hospital | SUGAR LAND - PHARMACY | CATH LAB | 8/1/19 |  | 8/1/20 |  | REFRIGERATORS, LABORATORY |  | .needs class | [5 empty] | Follett Corp | [7 empty] | Covered PM Repair - Biomedical | MHHS-Sugarland
NO | NO |  |  |  | 129-04197 |  | Follett Corporation | REF4 |  | C89124-050 10 | SUGAR LAND - CATH LAB | MHHS-Sugarland |  |  |  | 129-04197 |  | Sugar Land |  | SUGAR LAND - CATH LAB | [5 empty] | REFRIGERATORS, LABORATORY |  | .needs class | [5 empty] | Follett Corp | [7 empty] | Covered PM Repair - Biomedical | MHHS-Sugarland
NO | YES |  |  |  | 133-07939 | 133-07939 | Follett Corporation | REF4-ADA |  | B89207-35605 | Katy-Labor & Delivery OR | MHHS-Katy |  | Freezer, Laboratory |  | 133-07939 | 133-07939 | Katy | MHHS-Katy | Katy-Labor & Delivery OR | L and d | 10/1/19 | 10/1/20 |  |  | REFRIGERATORS, LABORATORY | Freezer, Laboratory | FREEZERLAB-Follett Corp-REF4-ADA | FREEZERLAB | REF4-ADA |  |  |  | Follett Corp | Freezer, Laboratory |  | FREEZERLAB-Follett Corp-REF4-ADA |  |  |  | FL-A | Covered PM Repair - Biomedical | MHHS-Katy | [8 empty] | FREEZERLAB | Freezer, Laboratory | Follett Corp
YES | YES |  |  |  | 145-01537 | 145-01537 | FORESEESON | FS-L2601D |  | D55013440022 | SUGAR LAND - OR |  |  |  |  | 145-01537 | 145-01537 | Sugar Land | Memorial Hermann Sugar Land Hospital | SUGAR LAND - OR | OR 1 | [5 empty] | Monitor, Video | MONITORVIDEO-Foreseeson-FS-L2601D | [22 empty] | Monitor, Video | MONITORVIDEO | Monitor, Video | Foreseeson
YES | YES |  |  |  | 013-39347 | 013-39347 | FORESEESON | FS-L2601D |  | D26216400015 | SW - OR |  |  |  |  | 013-39347 | 013-39347 | Southwest | Memorial Hermann Southwest Hospital | SW - OR | Or 24 | 11/1/19 |  | 11/1/20 |  |  | Monitor, Video | MONITORVIDEO-Foreseeson-FS-L2601D | [22 empty] | Monitor, Video | MONITORVIDEO | Monitor, Video | Foreseeson
YES | YES |  |  |  | 069-44633 | 069-44633 | FORESEESON | FS-L3202D |  |  | TMC - Jones - GI lab |  |  |  |  | 069-44633 | 069-44633 | TMC | Memorial Hermann-Texas Medical Center | TMC - Jones - GI lab | GI Lab
YES | YES |  |  |  | 005-33141 | 005-33141 | FORESEESON | FS-L5501D |  | D55013460010 | Operating Room |  |  |  |  | 005-33141 | 005-33141 | Sugar Land | Memorial Hermann Sugar Land Hospital | Operating Room | OR 4
YES | YES |  |  |  | 005-33153 | 005-33153 | FORESEESON | FS-L5501D |  | D55013350004 | Sugar Land OR |  |  |  |  | 005-33153 | 005-33153 | Sugar Land | Memorial Hermann Sugar Land Hospital | Sugar Land OR | OR 7
NO | YES |  |  |  | 133-08564 | 133-08564 | Foreseeson Custom Displays | FS-L2401D |  | D24009080105 | Katy-PACU | MHHS-Katy |  |  |  | 133-08564 | 133-08564 | Katy | MHHS-Katy | Katy-PACU | OR Hallway |  |  |  |  | MONITORS, VIDEO |  | .needs class | [5 empty] | Foreseeson |  |  |  |  | 7/25/19 |  |  | Covered PM Repair - Biomedical | MHHS-Katy
NO | NO |  |  |  | 129-04172 |  | Foreseeson Custom Displays | FS-L2401D |  | d24009080099 | SUGAR LAND - ENDOSCOPY | MHHS-Sugarland |  |  |  | 129-04172 |  | Sugar Land |  | SUGAR LAND - ENDOSCOPY | [5 empty] | MONITORS, VIDEO |  | .needs class | [5 empty] | Foreseeson | [7 empty] | Covered PM Repair - Biomedical | MHHS-Sugarland
NO | YES |  |  |  | 142-03597 | 142-03597 | Foreseeson Custom Displays | FS-L3202D LED MEDICAL DISPLAY |  | D32215080031 | NE-Endoscopy | MHHS-Northeast |  |  |  | 142-03597 | 142-03597 | Katy | MHHS-Northeast | NE-Endoscopy | Procedure room 2 | 10/1/19 | 10/1/20 |  |  | MONITORS, VIDEO |  | .needs class | [5 empty] | Foreseeson |  |  |  |  | 7/25/19 |  |  | Covered PM Repair - Biomedical | MHHS-Northeast
NO | NO |  |  |  | 142-03598 |  | Foreseeson Custom Displays | FS-L3202D LED MEDICAL DISPLAY |  | D32215080030 | NE - ENDOSCOPY | MHHS-Northeast |  |  |  | 142-03598 |  | Katy |  | NE - ENDOSCOPY | [5 empty] | MONITORS, VIDEO |  | .needs class | [5 empty] | Foreseeson | [7 empty] | Covered PM Repair - Biomedical | MHHS-Northeast
YES | YES | Serial Number Cnf |  |  | 009-33158 | 009-33158 | Foresight Imaging | TIMS |  | CNF | KATY - RADIOLOGY |  |  |  |  | 009-33158 | 009-33158 | Katy | MHHS-Katy | KATY - RADIOLOGY | Rad Rm 1
NO | YES |  |  |  | 151-02327 | 151-02327 | Foresight Imaging | TIMS 2000 |  |  | CY - IMAGING | MHHS-Cypress |  | Computer, Digital Radiograph |  | 151-02327 | 151-02327 | Northwest & Cypress | Memorial Hermann Cypress Hospital | CY - IMAGING | Radiology | 12/1/19 | 12/1/20 |  |  | IMAGE STORAGE DEVICES, WORKSTATION | Computer, Digital Radiograph | COMPUTERDIGRADIOGRAPH-FORESIGHTIMAGING-TIMS 2000 | COMPUTERDIGRADIOGRAPH | TIMS 2000 |  |  |  | FORESIGHTIMAGING | Computer, Digital Radiograph |  | COMPUTERDIGRADIOGRAPH-FORESIGHTIMAGING-TIMS 2000 |  | 1/3/20 |  |  | Not Covered Vendor Only - Biomedical | MHHS-Cypress | [5 empty] | 12/1/16 |  |  | COMPUTERDIGRADIOGRAPH | Computer, Digital Radiograph | FORESIGHTIMAGING
NO | YES |  |  |  | 013-38136 | 013-38136 | Foresight Imaging | TIMS 2000 |  |  | SW-Radiology | MHHS-Southwest |  | Computer, Digital Radiograph |  | 013-38136 | 013-38136 | Southwest | MHHS-Southwest | SW-Radiology | Rad RM 2 | 5/1/19 |  | 5/1/20 |  | IMAGE STORAGE DEVICES, WORKSTATION | Computer, Digital Radiograph | COMPUTERDIGRADIOGRAPH-FORESIGHTIMAGING-TIMS 2000 | COMPUTERDIGRADIOGRAPH | TIMS 2000 |  |  |  | FORESIGHTIMAGING | Computer, Digital Radiograph |  | COMPUTERDIGRADIOGRAPH-FORESIGHTIMAGING-TIMS 2000 |  | 12/2/19 |  |  | Covered PM Repair - Biomedical | MHHS-Southwest | [8 empty] | COMPUTERDIGRADIOGRAPH | Computer, Digital Radiograph | FORESIGHTIMAGING
NO | YES |  |  |  | 241-03100 | 241-03100 | Foresight Imaging | TIMS 2000 |  |  | TIRR-Speech Department | MHHS-TIRR |  | Computer, Digital Radiograph |  | 241-03100 | 241-03100 | TMC | MHHS-Others | TIRR-Speech Department |  | 3/1/19 |  |  |  | IMAGE STORAGE DEVICES, WORKSTATION |  | COMPUTERDIGRADIOGRAPH-FORESIGHTIMAGING-TIMS 2000 | COMPUTERDIGRADIOGRAPH | TIMS 2000 |  |  |  | FORESIGHTIMAGING | Computer, Digital Radiograph |  | COMPUTERDIGRADIOGRAPH-FORESIGHTIMAGING-TIMS 2000 |  | 12/2/19 |  |  | Covered PM Repair - Biomedical | MHHS-TIRR
NO | YES |  |  |  | 029-32006 | 029-32006 | Foresight Imaging | TIMS 2000 |  |  | WOODLANDS - RADIOLOGY | MHHS-Woodlands |  | Computer, Digital Radiograph |  | 029-32006 | 029-32006 | Woodlands | MHHS-WOODLANDS | WOODLANDS - RADIOLOGY | E1:203 |  |  |  |  | IMAGE STORAGE DEVICES, WORKSTATION |  | COMPUTERDIGRADIOGRAPH-FORESIGHTIMAGING-TIMS 2000 | COMPUTERDIGRADIOGRAPH | TIMS 2000 |  |  |  | FORESIGHTIMAGING | Computer, Digital Radiograph |  | COMPUTERDIGRADIOGRAPH-FORESIGHTIMAGING-TIMS 2000 |  |  |  |  | Covered PM Repair - Biomedical | MHHS-Woodlands
NO | NO |  |  |  | 009-09234 |  | Foresight Imaging | TIMS 2000 |  |  | GH - RADIOLOGY | MHHS-Greater Heights |  | Computer, Digital Radiograph |  | 009-09234 |  | Central & Greater Heights |  | GH - RADIOLOGY | [5 empty] | IMAGE STORAGE DEVICES, WORKSTATION |  | COMPUTERDIGRADIOGRAPH-FORESIGHTIMAGING-TIMS 2000 | COMPUTERDIGRADIOGRAPH | TIMS 2000 |  |  |  | FORESIGHTIMAGING | Computer, Digital Radiograph |  | COMPUTERDIGRADIOGRAPH-FORESIGHTIMAGING-TIMS 2000 |  |  |  |  | Covered PM Repair - Biomedical | MHHS-Greater Heights
NO | NO | [5 empty] | Foresight Imaging | TIMS 2000 |  |  | KATY - RADIOLOGY | MHHS-Katy |  | Computer, Digital Radiograph |  |  |  | Katy |  | KATY - RADIOLOGY | [5 empty] | IMAGE STORAGE DEVICES, WORKSTATION |  | COMPUTERDIGRADIOGRAPH-FORESIGHTIMAGING-TIMS 2000 | COMPUTERDIGRADIOGRAPH | TIMS 2000 |  |  |  | FORESIGHTIMAGING | Computer, Digital Radiograph |  | COMPUTERDIGRADIOGRAPH-FORESIGHTIMAGING-TIMS 2000 |  |  |  |  | Covered PM Repair - Biomedical | MHHS-Katy
NO | NO |  |  |  | 041-17450 |  | Foresight Imaging | TIMS 2000 |  |  | MEMORIAL CITY - RADIOLOGY - OUTPATIENT | MHHS-Mem City |  | Computer, Digital Radiograph |  | 041-17450 |  | West & Memorial City |  | MEMORIAL CITY - RADIOLOGY - OUTPATIENT | [5 empty] | IMAGE STORAGE DEVICES, WORKSTATION |  | COMPUTERDIGRADIOGRAPH-FORESIGHTIMAGING-TIMS 2000 | COMPUTERDIGRADIOGRAPH | TIMS 2000 |  |  |  | FORESIGHTIMAGING | Computer, Digital Radiograph |  | COMPUTERDIGRADIOGRAPH-FORESIGHTIMAGING-TIMS 2000 |  |  |  |  | Covered PM Repair - Biomedical | MHHS-Mem City
NO | NO |  |  |  | R-583-01209 |  | Foresight Imaging | TIMS 2000 |  |  | OPID - (KY) - KATY REHAB - 585 | MHHS-OPID |  | Computer, Digital Radiograph |  | R-583-01209 |  | Katy |  | OPID - (KY) - KATY REHAB - 585 | [5 empty] | IMAGE STORAGE DEVICES, WORKSTATION |  | COMPUTERDIGRADIOGRAPH-FORESIGHTIMAGING-TIMS 2000 | COMPUTERDIGRADIOGRAPH | TIMS 2000 |  |  |  | FORESIGHTIMAGING | Computer, Digital Radiograph |  | COMPUTERDIGRADIOGRAPH-FORESIGHTIMAGING-TIMS 2000 |  |  |  |  | Covered PM Repair - Biomedical | MHHS-OPID
NO | NO |  |  |  | 041-18403 |  | Foresight Imaging | TIMS 2000 |  |  | OPID - (MC) - MEMORIAL CITY - 422 (MP4) | MHHS-OPID |  | Computer, Digital Radiograph |  | 041-18403 |  | West & Memorial City |  | OPID - (MC) - MEMORIAL CITY - 422 (MP4) | [5 empty] | IMAGE STORAGE DEVICES, WORKSTATION |  | COMPUTERDIGRADIOGRAPH-FORESIGHTIMAGING-TIMS 2000 | COMPUTERDIGRADIOGRAPH | TIMS 2000 |  |  |  | FORESIGHTIMAGING | Computer, Digital Radiograph |  | COMPUTERDIGRADIOGRAPH-FORESIGHTIMAGING-TIMS 2000 |  |  |  |  | Not Covered Vendor Only - Biomedical | MHHS-OPID
NO | NO |  |  |  | R-005-TIMS |  | Foresight Imaging | TIMS 2000 |  |  | SE - RADIOLOGY | MHHS-Southeast |  | Computer, Digital Radiograph |  | R-005-TIMS |  | Southeast & Bay Area |  | SE - RADIOLOGY | [5 empty] | IMAGE STORAGE DEVICES, WORKSTATION |  | COMPUTERDIGRADIOGRAPH-FORESIGHTIMAGING-TIMS 2000 | COMPUTERDIGRADIOGRAPH | TIMS 2000 |  |  |  | FORESIGHTIMAGING | Computer, Digital Radiograph |  | COMPUTERDIGRADIOGRAPH-FORESIGHTIMAGING-TIMS 2000 |  |  |  |  | Covered PM Repair - Biomedical | MHHS-Southeast
NO | NO |  |  |  | 013-36800 |  | Foresight Imaging | TIMS 2000 |  |  | SW - RADIOLOGY | MHHS-Southwest |  | Computer, Digital Radiograph |  | 013-36800 |  | Southwest |  | SW - RADIOLOGY | [5 empty] | IMAGE STORAGE DEVICES, WORKSTATION |  | COMPUTERDIGRADIOGRAPH-FORESIGHTIMAGING-TIMS 2000 | COMPUTERDIGRADIOGRAPH | TIMS 2000 |  |  |  | FORESIGHTIMAGING | Computer, Digital Radiograph |  | COMPUTERDIGRADIOGRAPH-FORESIGHTIMAGING-TIMS 2000 |  |  |  |  | Covered PM Repair - Biomedical | MHHS-Southwest
NO | NO |  |  |  | R-069-PEDITIMS2 |  | Foresight Imaging | TIMS 2000 |  | PEDITIMS2 | TMC - RADIOLOGY - CHILDRENS HOSPITAL | MHHS-TMC |  | Computer, Digital Radiograph |  | R-069-PEDITIMS2 |  | TMC |  | TMC - RADIOLOGY - CHILDRENS HOSPITAL | [5 empty] | IMAGE STORAGE DEVICES, WORKSTATION |  | COMPUTERDIGRADIOGRAPH-FORESIGHTIMAGING-TIMS 2000 | COMPUTERDIGRADIOGRAPH | TIMS 2000 |  |  |  | FORESIGHTIMAGING | Computer, Digital Radiograph |  | COMPUTERDIGRADIOGRAPH-FORESIGHTIMAGING-TIMS 2000 |  |  |  |  | Covered PM Repair - Biomedical | MHHS-TMC
NO | NO |  |  |  | R-069-TIMS |  | Foresight Imaging | TIMS 2000 |  |  | TMC - RADIOLOGY - CHILDRENS HOSPITAL | MHHS-TMC |  | Computer, Digital Radiograph |  | R-069-TIMS |  | TMC |  | TMC - RADIOLOGY - CHILDRENS HOSPITAL | [5 empty] | IMAGE STORAGE DEVICES, WORKSTATION |  | COMPUTERDIGRADIOGRAPH-FORESIGHTIMAGING-TIMS 2000 | COMPUTERDIGRADIOGRAPH | TIMS 2000 |  |  |  | FORESIGHTIMAGING | Computer, Digital Radiograph |  | COMPUTERDIGRADIOGRAPH-FORESIGHTIMAGING-TIMS 2000 |  |  |  |  | Covered PM Repair - Biomedical | MHHS-TMC
NO | NO |  |  |  | R-069-ER2TIMS |  | Foresight Imaging | TIMS 2000 |  |  | TMC - RADIOLOGY - HERMANN PAVILION | MHHS-TMC |  | Computer, Digital Radiograph |  | R-069-ER2TIMS |  | TMC |  | TMC - RADIOLOGY - HERMANN PAVILION | [5 empty] | IMAGE STORAGE DEVICES, WORKSTATION |  | COMPUTERDIGRADIOGRAPH-FORESIGHTIMAGING-TIMS 2000 | COMPUTERDIGRADIOGRAPH | TIMS 2000 |  |  |  | FORESIGHTIMAGING | Computer, Digital Radiograph |  | COMPUTERDIGRADIOGRAPH-FORESIGHTIMAGING-TIMS 2000 |  |  |  |  | Covered PM Repair - Biomedical | MHHS-TMC
YES | YES |  |  |  | 005-11049 | 005-11049 | Foresight Imaging | Tims Dicom system |  | U612609 | Outpatient radiology |  |  |  |  | 005-11049 | 005-11049 | Southeast | Memorial Hermann Southeast Hospital - Outpatient Services | Outpatient radiology | Room 3?
NO | NO |  |  |  | ASG1-0032 |  | FOREST DEVICES | ALPHASTROKE |  | ASG1-0032 | TMC - MHTMC - NON HOSPITAL-OWNED | MHHS-TMC |  |  |  | ASG1-0032 |  | TMC |  | TMC - MHTMC - NON HOSPITAL-OWNED | [5 empty] | ELECTROCARDIOGRAPHS |  | .needs class |  |  |  |  | .needs class | [8 empty] | Not Covered Vendor Only - Biomedical | MHHS-TMC
NO | NO |  |  |  | ASG10021 |  | FOREST DEVICES | ALPHASTROKE |  | ASG10021 | TMC - MHTMC - NON HOSPITAL-OWNED | MHHS-TMC |  |  |  | ASG10021 |  | TMC |  | TMC - MHTMC - NON HOSPITAL-OWNED | [5 empty] | ELECTROCARDIOGRAPHS |  | .needs class |  |  |  |  | .needs class | [8 empty] | Not Covered Vendor Only - Biomedical | MHHS-TMC
NO | NO |  |  |  | ASG1-0007 |  | FOREST MEDICAL PRODUCTS | Unknown |  | ASG1-0007 | TMC - MHTMC - NON HOSPITAL-OWNED | MHHS-TMC |  |  |  | ASG1-0007 |  | TMC |  | TMC - MHTMC - NON HOSPITAL-OWNED | [5 empty] | DENTAL DELIVERY UNITS |  | .needs class |  |  |  |  | .needs class | Forest Med Prod | [7 empty] | Covered PM Repair - Biomedical | MHHS-TMC
YES | YES |  |  |  | 069-15382 | 069-15382 | Forma Scientific |  |  | 10628-8 | TMC - RADIOLOGY - NUC MED |  |  |  |  | 069-15382 | 069-15382 | TMC | Memorial Hermann-Texas Medical Center | TMC - RADIOLOGY - NUC MED | Nuc pharm
YES | YES |  |  |  | 069-15383 | 069-15383 | Forma Scientific | Bio freezer |  | Nsn | TMC - RADIOLOGY - NUC MED |  |  |  |  | 069-15383 | 069-15383 | TMC | Memorial Hermann-Texas Medical Center | TMC - RADIOLOGY - NUC MED | Nuc pharm
NO | NO | [5 empty] | Forma Scientific Inc |  |  | 85252-482 | NE - PHARMACY | MHHS-Northeast |  | Refrigerator, Kitchen |  |  |  | Katy |  | NE - PHARMACY | [5 empty] | REFRIGERATORS, LABORATORY |  | REFRIGERATORKITCHEN-ThermoSci-3656 | REFRIGERATORKITCHEN |  |  |  |  | ThermoSci | Refrigerator, Kitchen |  |  | REFRIGERATORKITCHEN-ThermoSci-3656 |  |  |  | Covered PM Repair - Biomedical | MHHS-Northeast
NO | NO |  |  |  | 069-27394 |  | Forma Scientific Inc |  |  | 49098-109 | TMC - PHARMACY - MAIN (JG) | MHHS-TMC |  |  |  | 069-27394 |  | TMC |  | TMC - PHARMACY - MAIN (JG) | [5 empty] | REFRIGERATORS, LABORATORY |  | .needs class |  |  |  |  | .needs class | FORMA | [7 empty] | Covered PM Repair - Biomedical | MHHS-TMC
NO | NO |  |  |  | 069-39682 |  | Forma Scientific Inc |  |  | 49098-99 | TMC - PHARMACY - MAIN (JG) | MHHS-TMC |  |  |  | 069-39682 |  | TMC |  | TMC - PHARMACY - MAIN (JG) | [5 empty] | REFRIGERATORS, LABORATORY |  | .needs class |  |  |  |  | .needs class | FORMA | [7 empty] | Covered PM Repair - Biomedical | MHHS-TMC
NO | NO |  |  |  | 069-39683 |  | Forma Scientific Inc |  |  | 49098-114 | TMC - PHARMACY - MAIN (JG) | MHHS-TMC |  |  |  | 069-39683 |  | TMC |  | TMC - PHARMACY - MAIN (JG) | [5 empty] | REFRIGERATORS, LABORATORY |  | .needs class |  |  |  |  | .needs class | FORMA | [7 empty] | Covered PM Repair - Respiratory/Steriliz | MHHS-TMC
NO | YES |  |  |  | 241-03162 | 241-03162 | Forma Scientific Inc |  |  |  | TIRR - Pharmacy | MHHS-TIRR |  | Freezer, Laboratory |  | 241-03162 | 241-03162 | TMC | TIRR Memorial Hermann | TIRR - Pharmacy | TIRR -Pharmacy | 11/1/19 |  | 10/1/20 |  | FREEZERS, LABORATORY | Freezer, Laboratory | FREEZERLAB-ThermoSci-8417 | FREEZERLAB |  |  |  |  | ThermoSci | Freezer, Laboratory |  |  | FREEZERLAB-ThermoSci-8417 |  |  | FL-A | Not Covered Vendor Only - Lab Ana/Anes | MHHS-TIRR | [8 empty] | FREEZERLAB | Freezer, Laboratory | ThermoSci
NO | YES |  |  |  | 069-43511 | 069-43511 | Forma Scientific Inc |  |  | 21374-1057 | TMC-Laboratory-HLA Lab (1R) | MHHS-TMC |  | Freezer, Laboratory |  | 069-43511 | 069-43511 | TMC | MHHS-TMC | TMC-Laboratory-HLA Lab (1R) | Freezer Room | 1/1/20 |  | 1/1/21 |  | FREEZERS, LABORATORY, CRYOGENIC |  | FREEZERLAB-ThermoFisherSci-916 | FREEZERLAB |  |  |  |  | ThermoFisherSci | Freezer, Laboratory |  |  | FREEZERLAB-ThermoFisherSci-916 | 12/12/17 |  |  | Covered PM Repair - Biomedical | MHHS-TMC
NO | YES |  |  |  | 009-33334 | 009-33334 | Forma Scientific Inc | SP-1502 |  |  | Dialysis 1 | MHHS-Greater Heights |  | Bath, Water |  | 009-33334 | 009-33334 | Central | Memorial Hermann Hospital greater heights | Dialysis 1 | Theapy | 5/1/19 |  | 5/1/20 |  | BATHS, WATER | Bath, Water | BATHWATER-Wright Medical Tech-SP-1502 | BATHWATER | SP-1502 |  |  |  | WRIGHTMEDICAL | Bath, Water |  |  | BATHWATER-Wright Medical Tech-SP-1502 |  |  |  | Covered PM Repair - Radiology, Low End | MHHS-Greater Heights | [8 empty] | BATHWATER | Bath, Water | WRIGHTMEDICAL
NO | YES |  |  |  | 133-08468 | 133-08468 | Forma Scientific Inc | SP-1502 |  |  | MH MG-(KY)-OCC Health Center (Mp1) | MHHS-SMR |  | Bath, Water |  | 133-08468 | 133-08468 | Katy | MHHS-MG | MH MG-(KY)-OCC Health Center (Mp1) | Gym occupational | 1/1/19 | 1/1/20 |  |  | BATHS, WATER | Bath, Water | BATHWATER-Wright Medical Tech-SP-1502 | BATHWATER | SP-1502 |  |  |  | WRIGHTMEDICAL | Bath, Water |  |  | BATHWATER-Wright Medical Tech-SP-1502 |  |  |  | Covered PM Repair - Radiology, Low End | MHHS-SMR | [8 empty] | BATHWATER | Bath, Water | WRIGHTMEDICAL
NO | YES | [5 empty] | Forma Scientific Inc | SP-1502 |  |  | SW-Rehab | MHHS-Southwest |  | Bath, Water |  |  |  | Southwest | MHHS-Southwest | SW-Rehab | E Wing Rehab | 10/1/19 |  | 10/1/20 |  | BATHS, WATER | Bath, Water | BATHWATER-Wright Medical Tech-SP-1502 | BATHWATER | SP-1502 |  |  |  | WRIGHTMEDICAL | Bath, Water |  |  | BATHWATER-Wright Medical Tech-SP-1502 |  |  |  | Covered PM Repair - Radiology, Low End | MHHS-Southwest | [8 empty] | BATHWATER | Bath, Water | WRIGHTMEDICAL
NO | YES |  |  |  | 069-42423 | 069-42423 | Forma Scientific Inc | SP-1502 |  |  | J6 | MHHS-TMC |  | Bath, Water |  | 069-42423 | 069-42423 | TMC | Memorial Hermann-Texas Medical Center | J6 | J6/485 |  |  |  |  | BATHS, WATER | Bath, Water | BATHWATER-Wright Medical Tech-SP-1502 | BATHWATER | SP-1502 |  |  |  | WRIGHTMEDICAL | Bath, Water |  |  | BATHWATER-Wright Medical Tech-SP-1502 |  |  |  | Covered PM Repair - Biomedical | MHHS-TMC | [8 empty] | BATHWATER | Bath, Water | WRIGHTMEDICAL
NO | YES |  |  |  | 069-33217 | 069-33217 | Forma Scientific Inc | SP-1502 |  |  | TMC-Rehab-Ot/Pt Clinic (4J) | MHHS-TMC |  | Bath, Water |  | 069-33217 | 069-33217 | TMC | MHHS-TMC | TMC-Rehab-Ot/Pt Clinic (4J) | Rehab | 4/1/19 |  |  |  | BATHS, WATER | Bath, Water | BATHWATER-Wright Medical Tech-SP-1502 | BATHWATER | SP-1502 |  |  |  | WRIGHTMEDICAL | Bath, Water |  |  | BATHWATER-Wright Medical Tech-SP-1502 | 7/11/18 |  |  | Covered PM Repair - Radiology, High End | MHHS-TMC | [8 empty] | BATHWATER | Bath, Water | WRIGHTMEDICAL
NO | YES |  |  |  | 069-34763 |  | Forma Scientific Inc | SP-1502 |  |  | TMC-Jones-Hyperbaric/Wound Care (Jg) | MHHS-TMC |  | Bath, Water |  | 069-34763 |  | TMC | MHHS-TMC | TMC-Jones-Hyperbaric/Wound Care (Jg) | Splinting |  |  |  |  | BATHS, WATER |  | BATHWATER-Wright Medical Tech-SP-1502 | BATHWATER | SP-1502 |  |  |  | WRIGHTMEDICAL | Bath, Water |  |  | BATHWATER-Wright Medical Tech-SP-1502 | 5/15/15 |  |  | Covered PM Repair - Radiology, Low End | MHHS-TMC
NO | NO | [5 empty] | Forma Scientific Inc | SP-1502 |  |  | SMR - (MC) - MC IRONMAN [GARAGE5-STE101] | MHHS-SMR |  | Bath, Water |  |  |  | West & Memorial City |  | SMR - (MC) - MC IRONMAN [GARAGE5-STE101] | [5 empty] | BATHS, WATER |  | BATHWATER-Wright Medical Tech-SP-1502 | BATHWATER | SP-1502 |  |  |  | WRIGHTMEDICAL | Bath, Water |  |  | BATHWATER-Wright Medical Tech-SP-1502 |  |  |  | Covered PM Repair - Biomedical | MHHS-SMR
NO | NO |  |  |  | 000-03329 |  | Forma Scientific Inc | SP-1502 |  |  | TIRR - SUGAR LAND | MHHS-TIRR |  | Bath, Water |  | 000-03329 |  | Sugar Land |  | TIRR - SUGAR LAND | [5 empty] | BATHS, WATER |  | BATHWATER-Wright Medical Tech-SP-1502 | BATHWATER | SP-1502 |  |  |  | WRIGHTMEDICAL | Bath, Water |  |  | BATHWATER-Wright Medical Tech-SP-1502 |  |  |  | Covered PM Repair - Radiology, Low End | MHHS-TIRR
NO | NO |  |  |  | 069-34764 |  | Forma Scientific Inc | SP-1502 |  |  | TMC - REHAB - OT/PT CLINIC (4J) | MHHS-TMC |  | Bath, Water |  | 069-34764 |  | TMC |  | TMC - REHAB - OT/PT CLINIC (4J) | [5 empty] | BATHS, WATER |  | BATHWATER-Wright Medical Tech-SP-1502 | BATHWATER | SP-1502 |  |  |  | WRIGHTMEDICAL | Bath, Water |  |  | BATHWATER-Wright Medical Tech-SP-1502 |  |  |  | Covered PM Repair - Radiology, Low End | MHHS-TMC
NO | NO |  |  |  | 069-38717 |  | Forma Scientific Inc | SP-1502 |  |  | TMC - REHAB - OT/PT CLINIC (4J) | MHHS-TMC |  | Bath, Water |  | 069-38717 |  | TMC |  | TMC - REHAB - OT/PT CLINIC (4J) | [5 empty] | BATHS, WATER |  | BATHWATER-Wright Medical Tech-SP-1502 | BATHWATER | SP-1502 |  |  |  | WRIGHTMEDICAL | Bath, Water |  |  | BATHWATER-Wright Medical Tech-SP-1502 |  |  |  | Covered PM Repair - Radiology, Low End | MHHS-TMC
YES | YES |  |  |  | 029-09685 | 029-09685 | Freemotion Fitness | Dual Cable Cross |  |  | MED PLAZA 4 |  |  |  |  | 029-09685 | 029-09685 | Woodlands | Memorial Hermann The Woodlands Medical Center | MED PLAZA 4 | MED PLAZA 4
NO | YES |  |  |  | 000-03692 | 000-03692 | FreeMotion Fitness | FREEMOTION DUAL CABLE CROSS |  | HH51028000035 | Rehabilitation Center | MHHS-SMR |  |  |  | 000-03692 | 000-03692 | Katy | SMR NE Kingwood | Rehabilitation Center | Gym |  |  |  | No p.m. | EXERCISERS |  | .needs class | [5 empty] | FREEMOTION FITNESS | [7 empty] | Covered PM Repair - Biomedical | MHHS-SMR
NO | YES |  |  |  | 009-10366 | 009-10366 | FreeMotion Fitness | FREEMOTION DUAL CABLE CROSS |  | HH13028000051 | GH-Cardiac Rehab | MHHS-TIRR |  |  |  | 009-10366 | 009-10366 | Central | MHHS-Greater Heights | GH-Cardiac Rehab | Gym | 9/1/19 |  | 9/1/20 |  | EXERCISERS |  | .needs class | [5 empty] | FREEMOTION FITNESS |  |  |  |  | 7/25/19 |  |  | Covered PM Repair - Biomedical | MHHS-TIRR
NO | YES |  |  |  | 029-09128 | 029-09128 | FreeMotion Fitness | FREEMOTION DUAL CABLE CROSS |  | EE210290138 | TIRR-Op-Woodlands (Mp2, Ste 200) | MHHS-TIRR |  |  |  | 029-09128 | 029-09128 | Woodlands | MHHS-Others | TIRR-Op-Woodlands (Mp2, Ste 200) | Gym / Rehab | 9/1/19 |  | 9/1/20 |  | EXERCISERS |  | .needs class | [5 empty] | FREEMOTION FITNESS |  |  |  |  | 7/25/19 |  |  | Covered PM Repair - Biomedical | MHHS-TIRR
NO | YES |  |  |  | 009-10683 | 009-10683 | FreeMotion Fitness | FREEMOTION DUAL CABLE CROSS |  | 009-10683 | TIRR-Sugar Land | MHHS-TIRR |  |  |  | 009-10683 | 009-10683 | Sugar Land | MHHS-Others | TIRR-Sugar Land |  | 3/1/19 |  |  |  | EXERCISERS |  | .needs class | [5 empty] | FREEMOTION FITNESS |  |  |  |  | 7/25/19 |  |  | Covered PM Repair - Biomedical | MHHS-TIRR
NO | NO |  |  |  | 029-05311 |  | FreeMotion Fitness | FREEMOTION DUAL CABLE CROSS |  | W73289886 | SMR - (WDLS) - STERLING RIDGE | MHHS-SMR |  |  |  | 029-05311 |  | Woodlands |  | SMR - (WDLS) - STERLING RIDGE | [5 empty] | EXERCISERS |  | .needs class | [5 empty] | FREEMOTION FITNESS | [7 empty] | Covered PM Repair - Biomedical | MHHS-SMR
YES | YES |  |  |  | 029-13535 | 029-13535 | Freemotion Fitness | G624 |  | MM13028000030 | TIRR - WOODLANDS INPATIENT |  |  |  |  | 029-13535 | 029-13535 | Woodlands | Memorial Hermann The Woodlands Medical Center | TIRR - WOODLANDS INPATIENT | TIRR
YES | YES |  |  |  | 099-01013 | 099-01013 | Fresenius Kabi | C.A.T.S. |  | 9CAT3735 | NE - OR |  |  |  |  | 099-01013 | 099-01013 | Katy | Memorial Hermann Northeast Hospital | NE - OR | OR Hybrid Room supply room | [5 empty] | Autotransfusion Unit | AUTOTRANSFUSIONUNIT-Fresenius Kabi-C.A.T.S. | [12 empty] | AUU-SA | [9 empty] | Autotransfusion Unit | AUTOTRANSFUSIONUNIT | Autotransfusion Unit | Fresenius Kabi
YES | YES | Serial Number Cnf |  |  | 005-13176 | 005-13176 | Fresenius Medical Care | 2008K2 |  | CNF | MEMORIAL CITY - Dialysis |  |  |  |  | 005-13176 | 005-13176 | West | Memorial Hermann - Memorial City | MEMORIAL CITY - Dialysis | East Tower Patient Assessment
YES | YES |  |  |  | 041-33733 | 041-33733 | Fresenius Medical Care | 2008K2 |  | 3K0S-185569 | MEMORIAL CITY - Dialysis |  |  |  |  | 041-33733 | 041-33733 | West | Memorial Hermann Memorial City Medical Center | MEMORIAL CITY - Dialysis | MEMORIAL CITY - Dialysis
YES | YES |  |  |  | 041-33734 | 041-33734 | Fresenius Medical Care | 2008K2 |  | 9K0S-145227 | MEMORIAL CITY - Dialysis |  |  |  |  | 041-33734 | 041-33734 | West | Memorial Hermann Memorial City Medical Center | MEMORIAL CITY - Dialysis | MEMORIAL CITY - Dialysis
YES | YES |  |  |  | 041-33768 | 041-33768 | Fresenius Medical Care | 2008K2 |  | 9K0S-143647 | Memorial City -Dialysis |  |  |  |  | 041-33768 | 041-33768 | West | Memorial Hermann Memorial City Medical Center | Memorial City -Dialysis | Memorial City - Dialysis |  |  |  | No serial number from manufactor
NO | YES |  |  |  | 041-33736 | 041-33736 | Fresenius Medical Care | 2008K2 |  | 2K0S-177950 | MEMORIAL CITY - Dialysis |  |  |  |  | 041-33736 | 041-33736 | West | Memorial Hermann Memorial City Medical Center | MEMORIAL CITY - Dialysis | MEMORIAL CITY - Dialysis
YES | YES |  |  |  | 099-01703 | 099-01703 | Fresenius Medical Care | Liberty Cycler |  | LC024938 | Dialysis |  |  |  |  | 099-01703 | 099-01703 | Katy | Memorial Hermann Northeast Hospital | Dialysis | Clean room
NO | YES |  |  |  | 069-38802 | 069-38802 | Fresenius Medical Care North America | 2008K |  | 3KOS-D946 | Dialsys | MHHS-TMC |  | Dialysis Unit |  | 069-38802 | 069-38802 | TMC | Memorial Hermann-Texas Medical Center | Dialsys | Bay 4 | 11/1/19 |  | 9/1/20 |  | HEMODIALYSIS UNITS | Dialysis Unit | DIALYSISUNIT-Fresenius-2008K | DIALYSISUNIT | 2008K |  |  |  | Fresenius Med | Dialysis Unit |  | DIALYSISUNIT-Fresenius-2008K |  | 12/12/15 |  | DU-SA | Covered PM Repair - Biomedical | MHHS-TMC | [8 empty] | DIALYSISUNIT | Dialysis Unit | Fresenius Med
NO | YES |  |  |  | 069-38803 | 069-38803 | Fresenius Medical Care North America | 2008K |  | 8K0S116204 | TMC-Dialysis-Adult (9J) | MHHS-TMC |  | Dialysis Unit |  | 069-38803 | 069-38803 | TMC | MHHS-TMC | TMC-Dialysis-Adult (9J) |  | 10/1/19 |  | 7/1/20 |  | HEMODIALYSIS UNITS | Dialysis Unit | DIALYSISUNIT-Fresenius-2008K | DIALYSISUNIT | 2008K |  |  |  | Fresenius Med | Dialysis Unit |  | DIALYSISUNIT-Fresenius-2008K |  | 12/12/15 |  | DU-SA | Covered PM Repair - Biomedical | MHHS-TMC | [8 empty] | DIALYSISUNIT | Dialysis Unit | Fresenius Med
NO | YES |  |  |  | 069-38806 | 069-38806 | Fresenius Medical Care North America | 2008K |  | 8KOS-129791 | TWC | MHHS-TMC |  | Dialysis Unit |  | 069-38806 | 069-38806 | TMC | Memorial Hermann-Texas Medical Center | TWC | Dialysis Storage-J9/474B | 11/1/19 |  | 3/1/20 |  | HEMODIALYSIS UNITS | Dialysis Unit | DIALYSISUNIT-Fresenius-2008K | DIALYSISUNIT | 2008K |  |  |  | Fresenius Med | Dialysis Unit |  | DIALYSISUNIT-Fresenius-2008K |  | 4/28/15 |  | DU-SA | Covered PM Repair - Biomedical | MHHS-TMC | [8 empty] | DIALYSISUNIT | Dialysis Unit | Fresenius Med
NO | YES |  |  |  | 069-38823 | 069-38823 | Fresenius Medical Care North America | 2008K |  | 3KOS-D427 | TMC-Dialysis-Adult (9J) | MHHS-TMC |  | Dialysis Unit |  | 069-38823 | 069-38823 | TMC | MHHS-TMC | TMC-Dialysis-Adult (9J) |  | 12/1/19 |  |  |  | HEMODIALYSIS UNITS | Dialysis Unit | DIALYSISUNIT-Fresenius-2008K | DIALYSISUNIT | 2008K |  |  |  | Fresenius Med | Dialysis Unit |  | DIALYSISUNIT-Fresenius-2008K |  | 4/28/15 |  | DU-SA | Covered PM Repair - Biomedical | MHHS-TMC | [8 empty] | DIALYSISUNIT | Dialysis Unit | Fresenius Med
NO | YES |  |  |  | 069-38824 | 069-38824 | Fresenius Medical Care North America | 2008K |  | 3K0S-D661 | TMC-Dialysis-Adult (9J) | MHHS-TMC |  | Dialysis Unit |  | 069-38824 | 069-38824 | TMC | MHHS-TMC | TMC-Dialysis-Adult (9J) | Hallway | 1/1/20 |  | 7/1/20 |  | HEMODIALYSIS UNITS | Dialysis Unit | DIALYSISUNIT-Fresenius-2008K | DIALYSISUNIT | 2008K |  |  |  | Fresenius Med | Dialysis Unit |  | DIALYSISUNIT-Fresenius-2008K |  | 4/28/15 |  | DU-SA | Covered PM Repair - Biomedical | MHHS-TMC | [8 empty] | DIALYSISUNIT | Dialysis Unit | Fresenius Med
NO | YES |  |  |  | 077-03432 | 077-03432 | Fresenius Medical Care North America | 2008K |  | 2KOS-8522 | TMC-Dialysis-Children's (9Hp) | MHHS-TMC |  | Dialysis Unit |  | 077-03432 | 077-03432 | TMC | MHHS-TMC | TMC-Dialysis-Children's (9Hp) |  | 12/16/19 |  |  |  | HEMODIALYSIS UNITS |  | DIALYSISUNIT-Fresenius-2008K | DIALYSISUNIT | 2008K |  |  |  | Fresenius Med | Dialysis Unit |  | DIALYSISUNIT-Fresenius-2008K |  | 4/28/15 | Verified 3/30/2020 4:07pm (Central) |  | Covered PM Repair - Biomedical | MHHS-TMC
NO | YES |  |  |  | 077-03433 | 077-03433 | Fresenius Medical Care North America | 2008K |  | 2KOS-8630 | TMC-Dialysis-Children's (9Hp) | MHHS-TMC |  | Dialysis Unit |  | 077-03433 | 077-03433 | TMC | MHHS-TMC | TMC-Dialysis-Children's (9Hp) |  | 10/24/19 |  |  |  | HEMODIALYSIS UNITS |  | DIALYSISUNIT-Fresenius-2008K | DIALYSISUNIT | 2008K |  |  |  | Fresenius Med | Dialysis Unit |  | DIALYSISUNIT-Fresenius-2008K |  | 4/28/15 | Verified 3/30/2020 4:07pm (Central) |  | Covered PM Repair - Biomedical | MHHS-TMC
NO | YES |  |  |  | 077-03500 | 077-03500 | Fresenius Medical Care North America | 2008K |  | 3KOS-G269 | TMC-Dialysis-Children's (9Hp) | MHHS-TMC |  | Dialysis Unit |  | 077-03500 | 077-03500 | TMC | MHHS-TMC | TMC-Dialysis-Children's (9Hp) |  | 11/26/19 |  |  |  | HEMODIALYSIS UNITS |  | DIALYSISUNIT-Fresenius-2008K | DIALYSISUNIT | 2008K |  |  |  | Fresenius Med | Dialysis Unit |  | DIALYSISUNIT-Fresenius-2008K |  | 4/28/15 | Verified 3/30/2020 4:07pm (Central) |  | Covered PM Repair - Biomedical | MHHS-TMC
NO | YES |  |  |  | 077-04756 | 077-04756 | Fresenius Medical Care North America | 2008K |  | 5KOS-Y268 | TMC-Dialysis-Children's (9Hp) | MHHS-TMC |  | Dialysis Unit |  | 077-04756 | 077-04756 | TMC | MHHS-TMC | TMC-Dialysis-Children's (9Hp) |  | 12/4/19 |  |  |  | HEMODIALYSIS UNITS |  | DIALYSISUNIT-Fresenius-2008K | DIALYSISUNIT | 2008K |  |  |  | Fresenius Med | Dialysis Unit |  | DIALYSISUNIT-Fresenius-2008K |  |  | Verified 3/30/2020 4:07pm (Central) |  | Covered PM Repair - Biomedical | MHHS-TMC
NO | YES |  |  |  | 029-11776 | 029-11776 | Fresenius Medical Care North America | 2008K |  | 6TOS165122 | Woodlands-Hemodialysis | MHHS-Woodlands |  | Dialysis Unit |  | 029-11776 | 029-11776 | Woodlands | MHHS-Woodlands | Woodlands-Hemodialysis | DIALYSIS | 4/1/19 |  | 10/1/19 |  | HEMODIALYSIS UNITS | Dialysis Unit | DIALYSISUNIT-Fresenius-2008K | DIALYSISUNIT | 2008K |  |  |  | Fresenius Med | Dialysis Unit |  | DIALYSISUNIT-Fresenius-2008K |  | 11/18/16 |  | DU-SA | Covered PM Repair - Biomedical | MHHS-Woodlands | [8 empty] | DIALYSISUNIT | Dialysis Unit | Fresenius Med
NO | NO | [5 empty] | Fresenius Medical Care North America | 2008K |  | 5k0s-242d | SW - DIALYSIS | MHHS-Southwest |  | Dialysis Unit |  |  |  | Southwest |  | SW - DIALYSIS | [5 empty] | HEMODIALYSIS UNITS |  | DIALYSISUNIT-Fresenius-2008K | DIALYSISUNIT | 2008K |  |  |  | Fresenius Med | Dialysis Unit |  | DIALYSISUNIT-Fresenius-2008K |  |  |  |  | Covered PM Repair - Biomedical | MHHS-Southwest
NO | NO | [5 empty] | Fresenius Medical Care North America | 2008K |  | 8K0S121282 | SW - DIALYSIS | MHHS-Southwest |  | Dialysis Unit |  |  |  | Southwest |  | SW - DIALYSIS | [5 empty] | HEMODIALYSIS UNITS |  | DIALYSISUNIT-Fresenius-2008K | DIALYSISUNIT | 2008K |  |  |  | Fresenius Med | Dialysis Unit |  | DIALYSISUNIT-Fresenius-2008K |  |  |  |  | Covered PM Repair - Biomedical | MHHS-Southwest
NO | NO | [5 empty] | Fresenius Medical Care North America | 2008K |  | 6kos-198p | SW - DIALYSIS | MHHS-Southwest |  | Dialysis Unit |  |  |  | Southwest |  | SW - DIALYSIS | [5 empty] | HEMODIALYSIS UNITS |  | DIALYSISUNIT-Fresenius-2008K | DIALYSISUNIT | 2008K |  |  |  | Fresenius Med | Dialysis Unit |  | DIALYSISUNIT-Fresenius-2008K |  |  |  |  | Covered PM Repair - Biomedical | MHHS-Southwest
NO | NO | [5 empty] | Fresenius Medical Care North America | 2008K |  | 6kos-213p | SW - DIALYSIS | MHHS-Southwest |  | Dialysis Unit |  |  |  | Southwest |  | SW - DIALYSIS | [5 empty] | HEMODIALYSIS UNITS |  | DIALYSISUNIT-Fresenius-2008K | DIALYSISUNIT | 2008K |  |  |  | Fresenius Med | Dialysis Unit |  | DIALYSISUNIT-Fresenius-2008K |  |  |  |  | Covered PM Repair - Biomedical | MHHS-Southwest
NO | NO | [5 empty] | Fresenius Medical Care North America | 2008K |  | 7K0S-114653 | SW - DIALYSIS | MHHS-Southwest |  | Dialysis Unit |  |  |  | Southwest |  | SW - DIALYSIS | [5 empty] | HEMODIALYSIS UNITS |  | DIALYSISUNIT-Fresenius-2008K | DIALYSISUNIT | 2008K |  |  |  | Fresenius Med | Dialysis Unit |  | DIALYSISUNIT-Fresenius-2008K |  |  |  |  | Covered PM Repair - Biomedical | MHHS-Southwest
NO | NO |  |  |  | 029-11778 |  | Fresenius Medical Care North America | 2008K |  | 6TOS165140 | WOODLANDS - DIALYSIS | MHHS-Woodlands |  | Dialysis Unit |  | 029-11778 |  | Woodlands |  | WOODLANDS - DIALYSIS | [5 empty] | HEMODIALYSIS UNITS |  | DIALYSISUNIT-Fresenius-2008K | DIALYSISUNIT | 2008K |  |  |  | Fresenius Med | Dialysis Unit |  | DIALYSISUNIT-Fresenius-2008K |  |  |  |  | Covered PM Repair - Biomedical | MHHS-Woodlands
NO | NO |  |  |  | 029-11783 |  | Fresenius Medical Care North America | 2008K |  | 6TOS165150 | WOODLANDS - DIALYSIS | MHHS-Woodlands |  | Dialysis Unit |  | 029-11783 |  | Woodlands |  | WOODLANDS - DIALYSIS | [5 empty] | HEMODIALYSIS UNITS |  | DIALYSISUNIT-Fresenius-2008K | DIALYSISUNIT | 2008K |  |  |  | Fresenius Med | Dialysis Unit |  | DIALYSISUNIT-Fresenius-2008K |  |  |  |  | Covered PM Repair - Biomedical | MHHS-Woodlands
NO | YES |  |  |  | 069-38804 | 069-38804 | Fresenius Medical Care North America | 2008K2 |  | 8KOS-116205 | TMC-Dialysis-Adult (9J) | MHHS-TMC |  | Dialysis Unit |  | 069-38804 | 069-38804 | TMC | MHHS-TMC | TMC-Dialysis-Adult (9J) |  | 1/1/20 |  | 7/1/20 |  | HEMODIALYSIS UNITS | Dialysis Unit | DIALYSISUNIT-Fresenius-2008K2 | DIALYSISUNIT | 2008K2 |  |  |  | Fresenius Med | Dialysis Unit |  | DIALYSISUNIT-Fresenius-2008K2 |  | 11/18/16 |  | DU-SA | Covered PM Repair - Biomedical | MHHS-TMC | [8 empty] | DIALYSISUNIT | Dialysis Unit | Fresenius Med
NO | YES |  |  |  | 069-38805 | 069-38805 | Fresenius Medical Care North America | 2008K2 |  | 8KOS116076 | TWC | MHHS-TMC |  | Dialysis Unit |  | 069-38805 | 069-38805 | TMC | Memorial Hermann-Texas Medical Center | TWC | Adult Dialysis | 11/1/19 |  | 5/1/20 |  | HEMODIALYSIS UNITS | Dialysis Unit | DIALYSISUNIT-Fresenius-2008K2 | DIALYSISUNIT | 2008K2 |  |  |  | Fresenius Med | Dialysis Unit |  | DIALYSISUNIT-Fresenius-2008K2 |  | 11/18/16 |  | DU-SA | Covered PM Repair - Biomedical | MHHS-TMC | [8 empty] | DIALYSISUNIT | Dialysis Unit | Fresenius Med
NO | YES |  |  |  | 069-38807 | 069-38807 | Fresenius Medical Care North America | 2008K2 |  | 8KOS-130647 | TWC | MHHS-TMC |  | Dialysis Unit |  | 069-38807 | 069-38807 | TMC | Memorial Hermann-Texas Medical Center | TWC | Adult Dialysis | 11/1/19 |  | 5/1/20 |  | HEMODIALYSIS UNITS | Dialysis Unit | DIALYSISUNIT-Fresenius-2008K2 | DIALYSISUNIT | 2008K2 |  |  |  | Fresenius Med | Dialysis Unit |  | DIALYSISUNIT-Fresenius-2008K2 |  | 11/18/16 |  | DU-SA | Covered PM Repair - Biomedical | MHHS-TMC | [8 empty] | DIALYSISUNIT | Dialysis Unit | Fresenius Med
NO | YES |  |  |  | 069-38808 | 069-38808 | Fresenius Medical Care North America | 2008K2 |  | 3KOS-185249 | TMC-Dialysis-Adult (9J) | MHHS-TMC |  | Dialysis Unit |  | 069-38808 | 069-38808 | TMC | MHHS-TMC | TMC-Dialysis-Adult (9J) | RM J9486 | 11/1/19 |  |  |  | HEMODIALYSIS UNITS | Dialysis Unit | DIALYSISUNIT-Fresenius-2008K2 | DIALYSISUNIT | 2008K2 |  |  |  | Fresenius Med | Dialysis Unit |  | DIALYSISUNIT-Fresenius-2008K2 |  | 11/18/16 |  | DU-SA | Covered PM Repair - Biomedical | MHHS-TMC | [8 empty] | DIALYSISUNIT | Dialysis Unit | Fresenius Med
NO | YES |  |  |  | 069-38809 | 069-38809 | Fresenius Medical Care North America | 2008K2 |  | 3KOS-185253 | TMC-Dialysis-Adult (9J) | MHHS-TMC |  | Dialysis Unit |  | 069-38809 | 069-38809 | TMC | MHHS-TMC | TMC-Dialysis-Adult (9J) | Bay 1 | 11/1/19 |  | 5/1/20 |  | HEMODIALYSIS UNITS | Dialysis Unit | DIALYSISUNIT-Fresenius-2008K2 | DIALYSISUNIT | 2008K2 |  |  |  | Fresenius Med | Dialysis Unit |  | DIALYSISUNIT-Fresenius-2008K2 |  | 11/18/16 |  | DU-SA | Covered PM Repair - Biomedical | MHHS-TMC | [8 empty] | DIALYSISUNIT | Dialysis Unit | Fresenius Med
NO | YES |  |  |  | 069-38810 | 069-38810 | Fresenius Medical Care North America | 2008K2 |  | 3KOS-188325 | TMC-Dialysis-Adult (9J) | MHHS-TMC |  | Dialysis Unit |  | 069-38810 | 069-38810 | TMC | MHHS-TMC | TMC-Dialysis-Adult (9J) | J9 486 | 1/1/20 |  | 7/1/20 |  | HEMODIALYSIS UNITS | Dialysis Unit | DIALYSISUNIT-Fresenius-2008K2 | DIALYSISUNIT | 2008K2 |  |  |  | Fresenius Med | Dialysis Unit |  | DIALYSISUNIT-Fresenius-2008K2 |  | 11/18/16 |  | DU-SA | Covered PM Repair - Biomedical | MHHS-TMC | [8 empty] | DIALYSISUNIT | Dialysis Unit | Fresenius Med
NO | YES |  |  |  | 069-38826 | 069-38826 | Fresenius Medical Care North America | 2008K2 |  | 4KOS-190488 | TMC-Dialysis-Adult (9J) | MHHS-TMC |  | Dialysis Unit |  | 069-38826 | 069-38826 | TMC | MHHS-TMC | TMC-Dialysis-Adult (9J) |  | 12/1/19 |  | 4/1/20 |  | HEMODIALYSIS UNITS | Dialysis Unit | DIALYSISUNIT-Fresenius-2008K2 | DIALYSISUNIT | 2008K2 |  |  |  | Fresenius Med | Dialysis Unit |  | DIALYSISUNIT-Fresenius-2008K2 |  | 1/15/20 |  | DU-SA | Not Covered Vendor Only - Biomedical | MHHS-TMC | [8 empty] | DIALYSISUNIT | Dialysis Unit | Fresenius Med
NO | YES |  |  |  | 069-38827 | 069-38827 | Fresenius Medical Care North America | 2008K2 |  | 4KOS-190418 | TMC-Dialysis-Adult (9J) | MHHS-TMC |  | Dialysis Unit |  | 069-38827 | 069-38827 | TMC | MHHS-TMC | TMC-Dialysis-Adult (9J) | Bay 6 | 12/1/19 |  | 6/1/20 |  | HEMODIALYSIS UNITS | Dialysis Unit | DIALYSISUNIT-Fresenius-2008K2 | DIALYSISUNIT | 2008K2 |  |  |  | Fresenius Med | Dialysis Unit |  | DIALYSISUNIT-Fresenius-2008K2 |  | 1/2/14 |  | DU-SA | Covered PM Repair - Biomedical | MHHS-TMC | [8 empty] | DIALYSISUNIT | Dialysis Unit | Fresenius Med
NO | YES |  |  |  | 077-07716 | 077-07716 | Fresenius Medical Care North America | 2008K2 |  | 4KOS-190489 | TMC-Dialysis-Children's (9Hp) | MHHS-TMC |  | Dialysis Unit |  | 077-07716 | 077-07716 | TMC | MHHS-TMC | TMC-Dialysis-Children's (9Hp) |  | 7/31/19 |  |  |  | HEMODIALYSIS UNITS |  | DIALYSISUNIT-Fresenius-2008K2 | DIALYSISUNIT | 2008K2 |  |  |  | Fresenius Med | Dialysis Unit |  | DIALYSISUNIT-Fresenius-2008K2 |  |  | Verified 3/30/2020 4:07pm (Central) |  | Covered PM Repair - Biomedical | MHHS-TMC
NO | YES |  |  |  | 077-07732 | 077-07732 | Fresenius Medical Care North America | 2008K2 |  | 3KOS-187652 | TMC-Dialysis-Children's (9Hp) | MHHS-TMC |  | Dialysis Unit |  | 077-07732 | 077-07732 | TMC | MHHS-TMC | TMC-Dialysis-Children's (9Hp) |  | 12/3/19 |  |  |  | HEMODIALYSIS UNITS |  | DIALYSISUNIT-Fresenius-2008K2 | DIALYSISUNIT | 2008K2 |  |  |  | Fresenius Med | Dialysis Unit |  | DIALYSISUNIT-Fresenius-2008K2 |  |  | Verified 3/30/2020 4:07pm (Central) |  | Covered PM Repair - Biomedical | MHHS-TMC
NO | NO |  |  |  | FRES100 |  | Fresenius Medical Care North America | 2008K2 |  | 3KOS-183962 | KATY - DIALYSIS | MHHS-Katy |  | Dialysis Unit |  | FRES100 |  | Katy |  | KATY - DIALYSIS | [5 empty] | HEMODIALYSIS UNITS |  | DIALYSISUNIT-Fresenius-2008K2 | DIALYSISUNIT | 2008K2 |  |  |  | Fresenius Med | Dialysis Unit |  | DIALYSISUNIT-Fresenius-2008K2 |  |  |  |  | Covered PM Repair - Biomedical | MHHS-Katy
NO | NO |  |  |  | FRES133 |  | Fresenius Medical Care North America | 2008K2 |  | 4KOS-192465 | KATY - DIALYSIS | MHHS-Katy |  | Dialysis Unit |  | FRES133 |  | Katy |  | KATY - DIALYSIS | [5 empty] | HEMODIALYSIS UNITS |  | DIALYSISUNIT-Fresenius-2008K2 | DIALYSISUNIT | 2008K2 |  |  |  | Fresenius Med | Dialysis Unit |  | DIALYSISUNIT-Fresenius-2008K2 |  |  |  |  | Covered PM Repair - Biomedical | MHHS-Katy
NO | NO |  |  |  | FRES120 |  | Fresenius Medical Care North America | 2008K2 |  | 4KOS-192164 | KATY REHAB - NURSING | MHHS-Katy Rehab |  | Dialysis Unit |  | FRES120 |  | Katy |  | KATY REHAB - NURSING | [5 empty] | HEMODIALYSIS UNITS |  | DIALYSISUNIT-Fresenius-2008K2 | DIALYSISUNIT | 2008K2 |  |  |  | Fresenius Med | Dialysis Unit |  | DIALYSISUNIT-Fresenius-2008K2 |  |  |  |  | Covered PM Repair - Biomedical | MHHS-Katy Rehab
NO | NO |  |  |  | 0kos-154664 |  | Fresenius Medical Care North America | 2008K2 |  | 0kos-154664 | MEMORIAL CITY - DIALYSIS | MHHS-Mem City |  | Dialysis Unit |  | 0kos-154664 |  | West & Memorial City |  | MEMORIAL CITY - DIALYSIS | [5 empty] | HEMODIALYSIS UNITS |  | DIALYSISUNIT-Fresenius-2008K2 | DIALYSISUNIT | 2008K2 |  |  |  | Fresenius Med | Dialysis Unit |  | DIALYSISUNIT-Fresenius-2008K2 |  |  |  |  | Covered PM Repair - Biomedical | MHHS-Mem City
NO | NO |  |  |  | 1kos-170785 |  | Fresenius Medical Care North America | 2008K2 |  | 1kos-170785 | MEMORIAL CITY - DIALYSIS | MHHS-Mem City |  | Dialysis Unit |  | 1kos-170785 |  | West & Memorial City |  | MEMORIAL CITY - DIALYSIS | [5 empty] | HEMODIALYSIS UNITS |  | DIALYSISUNIT-Fresenius-2008K2 | DIALYSISUNIT | 2008K2 |  |  |  | Fresenius Med | Dialysis Unit |  | DIALYSISUNIT-Fresenius-2008K2 |  |  |  |  | Covered PM Repair - Biomedical | MHHS-Mem City
NO | NO |  |  |  | 3kos-185218 |  | Fresenius Medical Care North America | 2008K2 |  | 3kos-185218 | MEMORIAL CITY - DIALYSIS | MHHS-Mem City |  | Dialysis Unit |  | 3kos-185218 |  | West & Memorial City |  | MEMORIAL CITY - DIALYSIS | [5 empty] | HEMODIALYSIS UNITS |  | DIALYSISUNIT-Fresenius-2008K2 | DIALYSISUNIT | 2008K2 |  |  |  | Fresenius Med | Dialysis Unit |  | DIALYSISUNIT-Fresenius-2008K2 |  |  |  |  | Not Covered Vendor Only - Biomedical | MHHS-Mem City
NO | NO |  |  |  | 3kos-185569 |  | Fresenius Medical Care North America | 2008K2 |  | 3kos-185569 | MEMORIAL CITY - DIALYSIS | MHHS-Mem City |  | Dialysis Unit |  | 3kos-185569 |  | West & Memorial City |  | MEMORIAL CITY - DIALYSIS | [5 empty] | HEMODIALYSIS UNITS |  | DIALYSISUNIT-Fresenius-2008K2 | DIALYSISUNIT | 2008K2 |  |  |  | Fresenius Med | Dialysis Unit |  | DIALYSISUNIT-Fresenius-2008K2 |  |  |  |  | Not Covered Vendor Only - Biomedical | MHHS-Mem City
NO | NO |  |  |  | 3KOS-186162 |  | Fresenius Medical Care North America | 2008K2 |  | 3KOS-186162 | MEMORIAL CITY - DIALYSIS | MHHS-Mem City |  | Dialysis Unit |  | 3KOS-186162 |  | West & Memorial City |  | MEMORIAL CITY - DIALYSIS | [5 empty] | HEMODIALYSIS UNITS |  | DIALYSISUNIT-Fresenius-2008K2 | DIALYSISUNIT | 2008K2 |  |  |  | Fresenius Med | Dialysis Unit |  | DIALYSISUNIT-Fresenius-2008K2 |  |  |  |  | Not Covered Vendor Only - Biomedical | MHHS-Mem City
NO | NO |  |  |  | 9kos-134372 |  | Fresenius Medical Care North America | 2008K2 |  | 9kos-134372 | MEMORIAL CITY - DIALYSIS | MHHS-Mem City |  | Dialysis Unit |  | 9kos-134372 |  | West & Memorial City |  | MEMORIAL CITY - DIALYSIS | [5 empty] | HEMODIALYSIS UNITS |  | DIALYSISUNIT-Fresenius-2008K2 | DIALYSISUNIT | 2008K2 |  |  |  | Fresenius Med | Dialysis Unit |  | DIALYSISUNIT-Fresenius-2008K2 |  |  |  |  | Not Covered Vendor Only - Biomedical | MHHS-Mem City
NO | NO |  |  |  | 9KOS-143647 |  | Fresenius Medical Care North America | 2008K2 |  | 9KOS-143647 | MEMORIAL CITY - DIALYSIS | MHHS-Mem City |  | Dialysis Unit |  | 9KOS-143647 |  | West & Memorial City |  | MEMORIAL CITY - DIALYSIS | [5 empty] | HEMODIALYSIS UNITS |  | DIALYSISUNIT-Fresenius-2008K2 | DIALYSISUNIT | 2008K2 |  |  |  | Fresenius Med | Dialysis Unit |  | DIALYSISUNIT-Fresenius-2008K2 |  |  |  |  | Not Covered Vendor Only - Biomedical | MHHS-Mem City
NO | NO |  |  |  | 9KOS-145227 |  | Fresenius Medical Care North America | 2008K2 |  | 9KOS-145227 | MEMORIAL CITY - DIALYSIS | MHHS-Mem City |  | Dialysis Unit |  | 9KOS-145227 |  | West & Memorial City |  | MEMORIAL CITY - DIALYSIS | [5 empty] | HEMODIALYSIS UNITS |  | DIALYSISUNIT-Fresenius-2008K2 | DIALYSISUNIT | 2008K2 |  |  |  | Fresenius Med | Dialysis Unit |  | DIALYSISUNIT-Fresenius-2008K2 |  |  |  |  | Not Covered Vendor Only - Biomedical | MHHS-Mem City
NO | NO |  |  |  | 9kos-145425 |  | Fresenius Medical Care North America | 2008K2 |  | 9kos-145425 | MEMORIAL CITY - DIALYSIS | MHHS-Mem City |  | Dialysis Unit |  | 9kos-145425 |  | West & Memorial City |  | MEMORIAL CITY - DIALYSIS | [5 empty] | HEMODIALYSIS UNITS |  | DIALYSISUNIT-Fresenius-2008K2 | DIALYSISUNIT | 2008K2 |  |  |  | Fresenius Med | Dialysis Unit |  | DIALYSISUNIT-Fresenius-2008K2 |  |  |  |  | Not Covered Vendor Only - Biomedical | MHHS-Mem City
NO | NO | [5 empty] | Fresenius Medical Care North America | 2008K2 |  | 9KOS146224 | SW - DIALYSIS | MHHS-Southwest |  | Dialysis Unit |  |  |  | Southwest |  | SW - DIALYSIS | [5 empty] | HEMODIALYSIS UNITS |  | DIALYSISUNIT-Fresenius-2008K2 | DIALYSISUNIT | 2008K2 |  |  |  | Fresenius Med | Dialysis Unit |  | DIALYSISUNIT-Fresenius-2008K2 |  |  |  |  | Not Covered Vendor Only - Biomedical | MHHS-Southwest
NO | NO | [5 empty] | Fresenius Medical Care North America | 2008K2 |  | 9K0S-135Z | SW - DIALYSIS | MHHS-Southwest |  | Dialysis Unit |  |  |  | Southwest |  | SW - DIALYSIS | [5 empty] | HEMODIALYSIS UNITS |  | DIALYSISUNIT-Fresenius-2008K2 | DIALYSISUNIT | 2008K2 |  |  |  | Fresenius Med | Dialysis Unit |  | DIALYSISUNIT-Fresenius-2008K2 |  |  |  |  | Covered PM Repair - Biomedical | MHHS-Southwest
NO | NO |  |  |  | 069-38811 |  | Fresenius Medical Care North America | 2008K2 |  | 4KOS-189328 | TMC - DIALYSIS - ADULT (9J) | MHHS-TMC |  | Dialysis Unit |  | 069-38811 |  | TMC |  | TMC - DIALYSIS - ADULT (9J) | [5 empty] | HEMODIALYSIS UNITS |  | DIALYSISUNIT-Fresenius-2008K2 | DIALYSISUNIT | 2008K2 |  |  |  | Fresenius Med | Dialysis Unit |  | DIALYSISUNIT-Fresenius-2008K2 |  |  |  |  | Not Covered Vendor Only - Biomedical | MHHS-TMC
NO | YES |  |  |  |  | 099-01497 | Fresenius Medical Care North America | 2008T |  | 6T0S-169782 | NE-Hemodialysis | MHHS-Northeast |  | Dialysis Unit |  |  | 099-01497 | Katy | MHHS-Northeast | NE-Hemodialysis |  | 8/1/19 | 8/1/20 |  |  | HEMODIALYSIS UNITS | Dialysis Unit | DIALYSISUNIT-Fresenius-2008T | DIALYSISUNIT | 2008T |  |  |  | Fresenius Med | Dialysis Unit |  | DIALYSISUNIT-Fresenius-2008T |  | 12/1/18 |  | DU-SA | Covered PM Repair - Biomedical | MHHS-Northeast | [8 empty] | DIALYSISUNIT | Dialysis Unit | Fresenius Med
NO | YES |  |  |  |  | 099-02852 | Fresenius Medical Care North America | 2008T |  | 6T0S-169778 | NE-Med/Surg | MHHS-Northeast |  | Dialysis Unit |  |  | 099-02852 | Katy | MHHS-Northeast | NE-Med/Surg | Room 2 | 8/1/19 |  |  |  | HEMODIALYSIS UNITS | Dialysis Unit | DIALYSISUNIT-Fresenius-2008T | DIALYSISUNIT | 2008T |  |  |  | Fresenius Med | Dialysis Unit |  | DIALYSISUNIT-Fresenius-2008T |  | 12/1/18 |  | DU-SA | Covered PM Repair - Biomedical | MHHS-Northeast | [8 empty] | DIALYSISUNIT | Dialysis Unit | Fresenius Med
NO | YES |  |  |  |  | 099-01694 | Fresenius Medical Care North America | 2008T |  | 4T0S-136065 | NE-Hemodialysis | MHHS-Northeast |  | Dialysis Unit |  |  | 099-01694 | Katy | MHHS-Northeast | NE-Hemodialysis | Room 3 | 8/1/19 | 8/1/20 |  |  | HEMODIALYSIS UNITS | Dialysis Unit | DIALYSISUNIT-Fresenius-2008T | DIALYSISUNIT | 2008T |  |  |  | Fresenius Med | Dialysis Unit |  | DIALYSISUNIT-Fresenius-2008T |  | 12/1/18 |  | DU-SA | Covered PM Repair - Biomedical | MHHS-Northeast | [8 empty] | DIALYSISUNIT | Dialysis Unit | Fresenius Med
NO | YES |  |  |  |  | 099-01812 | Fresenius Medical Care North America | 2008T |  | 6T0s-165231 | NE-Hemodialysis | MHHS-Northeast |  | Dialysis Unit |  |  | 099-01812 | Katy | MHHS-Northeast | NE-Hemodialysis |  | 6/1/19 | 6/1/20 |  |  | HEMODIALYSIS UNITS | Dialysis Unit | DIALYSISUNIT-Fresenius-2008T | DIALYSISUNIT | 2008T |  |  |  | Fresenius Med | Dialysis Unit |  | DIALYSISUNIT-Fresenius-2008T |  | 12/1/18 |  | DU-SA | Covered PM Repair - Biomedical | MHHS-Northeast | [8 empty] | DIALYSISUNIT | Dialysis Unit | Fresenius Med
NO | YES |  |  |  |  | 099-02364 | Fresenius Medical Care North America | 2008T |  | 5TOS-136655 | NE-Hemodialysis | MHHS-Northeast |  | Dialysis Unit |  |  | 099-02364 | Katy | MHHS-Northeast | NE-Hemodialysis | HEMODIALYSIS storage | 3/1/19 | 9/1/19 |  |  | HEMODIALYSIS UNITS | Dialysis Unit | DIALYSISUNIT-Fresenius-2008T | DIALYSISUNIT | 2008T |  |  |  | Fresenius Med | Dialysis Unit |  | DIALYSISUNIT-Fresenius-2008T |  | 9/21/14 |  | DU-SA | Covered PM Repair - Biomedical | MHHS-Northeast | [8 empty] | DIALYSISUNIT | Dialysis Unit | Fresenius Med
NO | YES |  |  |  |  | 099-02366 | Fresenius Medical Care North America | 2008T |  | 5TOS-138173 | NE-Hemodialysis | MHHS-Northeast |  | Dialysis Unit |  |  | 099-02366 | Katy | MHHS-Northeast | NE-Hemodialysis | ICU storage | 5/1/19 | 11/1/19 |  |  | HEMODIALYSIS UNITS | Dialysis Unit | DIALYSISUNIT-Fresenius-2008T | DIALYSISUNIT | 2008T |  |  |  | Fresenius Med | Dialysis Unit |  | DIALYSISUNIT-Fresenius-2008T |  | 5/14/14 |  | DU-SA | Covered PM Repair - Biomedical | MHHS-Northeast | [8 empty] | DIALYSISUNIT | Dialysis Unit | Fresenius Med
NO | YES |  |  |  |  | 099-01775o | Fresenius Medical Care North America | 2008T |  | 5T0S-138089 | NE-Hemodialysis | MHHS-Northeast |  | Dialysis Unit |  |  | 099-01775o | Katy | MHHS-Northeast | NE-Hemodialysis |  | 7/1/19 |  |  |  | HEMODIALYSIS UNITS | Dialysis Unit | DIALYSISUNIT-Fresenius-2008T | DIALYSISUNIT | 2008T |  |  |  | Fresenius Med | Dialysis Unit |  | DIALYSISUNIT-Fresenius-2008T |  |  |  | DU-SA | Covered PM Repair - Biomedical | MHHS-Northeast | [8 empty] | DIALYSISUNIT | Dialysis Unit | Fresenius Med
NO | YES |  |  |  | 145-01300 | 145-01300 | Fresenius Medical Care North America | 2008T |  | 7TOS214143 | Pearland-Dialysis | MHHS-Pearland Hospital |  | Dialysis Unit |  | 145-01300 | 145-01300 | Pearland | MHHS-Pearland Hospital | Pearland-Dialysis | N3 142 | 10/1/19 | 4/1/20 |  |  | HEMODIALYSIS UNITS | Dialysis Unit | DIALYSISUNIT-Fresenius-2008T | DIALYSISUNIT | 2008T |  |  |  | Fresenius Med | Dialysis Unit |  | DIALYSISUNIT-Fresenius-2008T |  | 6/15/13 |  | DU-SA | Covered PM Repair - Biomedical | MHHS-Pearland Hospital | [8 empty] | DIALYSISUNIT | Dialysis Unit | Fresenius Med
NO | YES |  |  |  | 145-01328 | 145-01328 | Fresenius Medical Care North America | 2008T |  | 8TOS223079 | Pearland-Dialysis | MHHS-Pearland Hospital |  | Dialysis Unit |  | 145-01328 | 145-01328 | Pearland | MHHS-Pearland Hospital | Pearland-Dialysis | Clean linen N3 142 | 2/1/20 | 10/1/20 |  |  | HEMODIALYSIS UNITS | Dialysis Unit | DIALYSISUNIT-Fresenius-2008T | DIALYSISUNIT | 2008T |  |  |  | Fresenius Med | Dialysis Unit |  | DIALYSISUNIT-Fresenius-2008T |  |  |  | DU-SA | Covered PM Repair - Biomedical | MHHS-Pearland Hospital | [8 empty] | DIALYSISUNIT | Dialysis Unit | Fresenius Med
NO | YES |  |  |  | 145-01331 | 145-01331 | Fresenius Medical Care North America | 2008T |  | 8TOS223139 | Pearland-Dialysis | MHHS-Pearland Hospital |  | Dialysis Unit |  | 145-01331 | 145-01331 | Pearland | MHHS-Pearland Hospital | Pearland-Dialysis | Clean linen | 10/1/19 | 4/1/20 |  |  | HEMODIALYSIS UNITS | Dialysis Unit | DIALYSISUNIT-Fresenius-2008T | DIALYSISUNIT | 2008T |  |  |  | Fresenius Med | Dialysis Unit |  | DIALYSISUNIT-Fresenius-2008T |  |  |  | DU-SA | Covered PM Repair - Biomedical | MHHS-Pearland Hospital | [8 empty] | DIALYSISUNIT | Dialysis Unit | Fresenius Med
NO | YES |  |  |  | 145-01386 | 145-01386 | Fresenius Medical Care North America | 2008T |  | 7TOS214791 | Pearland-Dialysis | MHHS-Pearland Hospital |  | Dialysis Unit |  | 145-01386 | 145-01386 | Pearland | MHHS-Pearland Hospital | Pearland-Dialysis | Clean supply | 10/1/19 | 4/1/20 |  |  | HEMODIALYSIS UNITS | Dialysis Unit | DIALYSISUNIT-Fresenius-2008T | DIALYSISUNIT | 2008T |  |  |  | Fresenius Med | Dialysis Unit |  | DIALYSISUNIT-Fresenius-2008T |  | 6/15/13 |  | DU-SA | Covered PM Repair - Biomedical | MHHS-Pearland Hospital | [8 empty] | DIALYSISUNIT | Dialysis Unit | Fresenius Med
NO | YES |  |  |  | 005-11766 | 005-11766 | Fresenius Medical Care North America | 2008T |  | 7T0S214821 | SE-Dialysis | MHHS-Southeast |  | Dialysis Unit |  | 005-11766 | 005-11766 | Southeast | MHHS-Southeast | SE-Dialysis | Dialysis | 12/1/19 |  |  |  | HEMODIALYSIS UNITS |  | DIALYSISUNIT-Fresenius-2008T | DIALYSISUNIT | 2008T |  |  |  | Fresenius Med | Dialysis Unit |  | DIALYSISUNIT-Fresenius-2008T |  |  |  |  | Covered PM Repair - Biomedical | MHHS-Southeast
NO | YES |  |  |  | 005-11768 | 005-11768 | Fresenius Medical Care North America | 2008T |  | 7TOS214782 | SE-Unit 2B (Oncology) | MHHS-Southeast |  | Dialysis Unit |  | 005-11768 | 005-11768 | Southeast | MHHS-Southeast | SE-Unit 2B (Oncology) | Dialysis | 3/1/20 |  | 9/1/20 |  | HEMODIALYSIS UNITS |  | DIALYSISUNIT-Fresenius-2008T | DIALYSISUNIT | 2008T |  |  |  | Fresenius Med | Dialysis Unit |  | DIALYSISUNIT-Fresenius-2008T |  |  |  |  | Covered PM Repair - Biomedical | MHHS-Southeast
NO | YES |  |  |  | 005-11770 | 005-11770 | Fresenius Medical Care North America | 2008T |  | 7TOS214138 | SE-Dialysis | MHHS-Southeast |  | Dialysis Unit |  | 005-11770 | 005-11770 | Southeast | MHHS-Southeast | SE-Dialysis | Dialysis | 12/1/19 |  |  |  | HEMODIALYSIS UNITS |  | DIALYSISUNIT-Fresenius-2008T | DIALYSISUNIT | 2008T |  |  |  | Fresenius Med | Dialysis Unit |  | DIALYSISUNIT-Fresenius-2008T |  |  |  |  | Covered PM Repair - Biomedical | MHHS-Southeast
NO | YES |  |  |  | 005-11772 | 005-11772 | Fresenius Medical Care North America | 2008T |  | 7TOS214239 | SE-Unit 2B (Oncology) | MHHS-Southeast |  | Dialysis Unit |  | 005-11772 | 005-11772 | Southeast | MHHS-Southeast | SE-Unit 2B (Oncology) | Dialysis | 2/1/20 |  | 8/1/20 |  | HEMODIALYSIS UNITS |  | DIALYSISUNIT-Fresenius-2008T | DIALYSISUNIT | 2008T |  |  |  | Fresenius Med | Dialysis Unit |  | DIALYSISUNIT-Fresenius-2008T |  |  |  |  | Covered PM Repair - Biomedical | MHHS-Southeast
NO | YES |  |  |  | 005-12173 | 005-12173 | Fresenius Medical Care North America | 2008T |  | 7TOS214246 | SE-Dialysis | MHHS-Southeast |  | Dialysis Unit |  | 005-12173 | 005-12173 | Southeast | MHHS-Southeast | SE-Dialysis |  | 12/1/19 |  |  |  | HEMODIALYSIS UNITS |  | DIALYSISUNIT-Fresenius-2008T | DIALYSISUNIT | 2008T |  |  |  | Fresenius Med | Dialysis Unit |  | DIALYSISUNIT-Fresenius-2008T |  |  |  |  | Covered PM Repair - Biomedical | MHHS-Southeast
NO | YES |  |  |  | 005-12174 | 005-12174 | Fresenius Medical Care North America | 2008T |  | 7TOS214689 | SE-Dialysis | MHHS-Southeast |  | Dialysis Unit |  | 005-12174 | 005-12174 | Southeast | MHHS-Southeast | SE-Dialysis |  | 12/1/19 |  |  |  | HEMODIALYSIS UNITS |  | DIALYSISUNIT-Fresenius-2008T | DIALYSISUNIT | 2008T |  |  |  | Fresenius Med | Dialysis Unit |  | DIALYSISUNIT-Fresenius-2008T |  |  |  |  | Covered PM Repair - Biomedical | MHHS-Southeast
NO | YES |  |  |  | 005-12176 | 005-12176 | Fresenius Medical Care North America | 2008T |  | 7TOS214235 | SE-Dialysis | MHHS-Southeast |  | Dialysis Unit |  | 005-12176 | 005-12176 | Southeast | MHHS-Southeast | SE-Dialysis | W3 209 | 12/1/19 |  |  |  | HEMODIALYSIS UNITS |  | DIALYSISUNIT-Fresenius-2008T | DIALYSISUNIT | 2008T |  |  |  | Fresenius Med | Dialysis Unit |  | DIALYSISUNIT-Fresenius-2008T |  |  |  |  | Covered PM Repair - Biomedical | MHHS-Southeast
NO | YES |  |  |  | 005-33360 | 005-33360 | Fresenius Medical Care North America | 2008T |  | 7TOS214678 | SE-Dialysis | MHHS-Southeast |  | Dialysis Unit |  | 005-33360 | 005-33360 | Southeast | MHHS-Southeast | SE-Dialysis |  | 12/1/19 |  |  |  | HEMODIALYSIS UNITS |  | DIALYSISUNIT-Fresenius-2008T | DIALYSISUNIT | 2008T |  |  |  | Fresenius Med | Dialysis Unit |  | DIALYSISUNIT-Fresenius-2008T |  |  |  |  | Covered PM Repair - Biomedical | MHHS-Southeast
NO | YES |  |  |  | 005-33700 | 005-33700 | Fresenius Medical Care North America | 2008T |  | 8TOS223043 | SE-Dialysis | MHHS-Southeast |  | Dialysis Unit |  | 005-33700 | 005-33700 | Southeast & Bay Area | MHHS-Southeast | SE-Dialysis | Diaelisys nurse station | 10/1/19 |  | 8/1/20 |  | HEMODIALYSIS UNITS |  | DIALYSISUNIT-Fresenius-2008T | DIALYSISUNIT | 2008T |  |  |  | Fresenius Med | Dialysis Unit |  | DIALYSISUNIT-Fresenius-2008T |  |  |  |  | Covered PM Repair - Biomedical | MHHS-Southeast
NO | YES |  |  |  | 005-33702 | 005-33702 | Fresenius Medical Care North America | 2008T |  | 8TOS223095 | SE-Dialysis | MHHS-Southeast |  | Dialysis Unit |  | 005-33702 | 005-33702 | Southeast | MHHS-Southeast | SE-Dialysis | Dialysis | 10/1/19 |  |  |  | HEMODIALYSIS UNITS |  | DIALYSISUNIT-Fresenius-2008T | DIALYSISUNIT | 2008T |  |  |  | Fresenius Med | Dialysis Unit |  | DIALYSISUNIT-Fresenius-2008T |  |  |  |  | Covered PM Repair - Biomedical | MHHS-Southeast
NO | YES |  |  |  | 005-33359 | 005-33359 | Fresenius Medical Care North America | 2008T |  | 7T0S214814 | SE-Dialysis | MHHS-Southeast |  | Water System, Dialysis Unit |  | 005-33359 | 005-33359 | Southeast | MHHS-Southeast | SE-Dialysis | Dialysis |  |  |  |  | WATER PURIFICATION SYSTEMS |  | WATERSYSDIALYSISUNT-Gambro Renal-WRO 300 | WATERSYSDIALYSISUNT | WRO 300 |  |  |  | GAMBRO | Water System, Dialysis Unit |  |  | WATERSYSDIALYSISUNT-Gambro Renal-WRO 300 | 4/3/17 |  |  | Covered PM Repair - Biomedical | MHHS-Southeast
NO | YES |  |  |  | 013-36293 | 013-36293 | Fresenius Medical Care North America | 2008T |  | 5T0S-138369 | SW-Neuorology | MHHS-Southwest |  | Dialysis Unit |  | 013-36293 | 013-36293 | Southwest | MHHS-Southwest | SW-Neuorology |  | 12/1/19 | 6/1/20 |  |  | HEMODIALYSIS UNITS | Dialysis Unit | DIALYSISUNIT-Fresenius-2008T | DIALYSISUNIT | 2008T |  |  |  | Fresenius Med | Dialysis Unit |  | DIALYSISUNIT-Fresenius-2008T |  |  |  | DU-SA | Covered PM Repair - Biomedical | MHHS-Southwest | [8 empty] | DIALYSISUNIT | Dialysis Unit | Fresenius Med
NO | YES |  |  |  | 069-46002 | 069-46002 | Fresenius Medical Care North America | 2008T |  | 8TOS225973 | TMC-Dialysis-Adult (9J) | MHHS-TMC |  | Dialysis Unit |  | 069-46002 | 069-46002 | TMC | MHHS-TMC | TMC-Dialysis-Adult (9J) | Hallway | 10/1/19 |  | 4/1/20 |  | HEMODIALYSIS UNITS | Dialysis Unit | DIALYSISUNIT-Fresenius-2008T | DIALYSISUNIT | 2008T |  |  |  | Fresenius Med | Dialysis Unit |  | DIALYSISUNIT-Fresenius-2008T |  |  |  | DU-SA | Covered PM Repair - Biomedical | MHHS-TMC | [8 empty] | DIALYSISUNIT | Dialysis Unit | Fresenius Med
NO | YES |  |  |  | 069-46008 | 069-46008 | Fresenius Medical Care North America | 2008T |  | 8TOS225369 | TMC-Dialysis-Adult (9J) | MHHS-TMC |  | Dialysis Unit |  | 069-46008 | 069-46008 | TMC | MHHS-TMC | TMC-Dialysis-Adult (9J) |  | 2/1/20 |  | 8/1/20 |  | HEMODIALYSIS UNITS | Dialysis Unit | DIALYSISUNIT-Fresenius-2008T | DIALYSISUNIT | 2008T |  |  |  | Fresenius Med | Dialysis Unit |  | DIALYSISUNIT-Fresenius-2008T |  |  |  | DU-SA | Covered PM Repair - Biomedical | MHHS-TMC | [8 empty] | DIALYSISUNIT | Dialysis Unit | Fresenius Med
NO | YES |  |  |  | 069-46009 | 069-46009 | Fresenius Medical Care North America | 2008T |  | 8TOS226051 | TMC-Dialysis-Adult (9J) | MHHS-TMC |  | Dialysis Unit |  | 069-46009 | 069-46009 | TMC | MHHS-TMC | TMC-Dialysis-Adult (9J) | Bay 7 | 2/1/20 |  | 8/1/20 |  | HEMODIALYSIS UNITS | Dialysis Unit | DIALYSISUNIT-Fresenius-2008T | DIALYSISUNIT | 2008T |  |  |  | Fresenius Med | Dialysis Unit |  | DIALYSISUNIT-Fresenius-2008T |  |  |  | DU-SA | Covered PM Repair - Biomedical | MHHS-TMC | [8 empty] | DIALYSISUNIT | Dialysis Unit | Fresenius Med
NO | YES |  |  |  | 069-46012 | 069-46012 | Fresenius Medical Care North America | 2008T |  | 8TOS224435 | Dialsys | MHHS-TMC |  | Dialysis Unit |  | 069-46012 | 069-46012 | TMC | Memorial Hermann-Texas Medical Center | Dialsys | Bay 3 | 2/1/20 |  | 7/1/20 |  | HEMODIALYSIS UNITS | Dialysis Unit | DIALYSISUNIT-Fresenius-2008T | DIALYSISUNIT | 2008T |  |  |  | Fresenius Med | Dialysis Unit |  | DIALYSISUNIT-Fresenius-2008T |  |  |  | DU-SA | Covered PM Repair - Biomedical | MHHS-TMC | [8 empty] | DIALYSISUNIT | Dialysis Unit | Fresenius Med
NO | YES |  |  |  | 069-46013 | 069-46013 | Fresenius Medical Care North America | 2008T |  | 8TOS226091 | TMC-Dialysis-Adult (9J) | MHHS-TMC |  | Dialysis Unit |  | 069-46013 | 069-46013 | TMC | MHHS-TMC | TMC-Dialysis-Adult (9J) | Hallway | 2/1/20 |  | 7/1/20 |  | HEMODIALYSIS UNITS | Dialysis Unit | DIALYSISUNIT-Fresenius-2008T | DIALYSISUNIT | 2008T |  |  |  | Fresenius Med | Dialysis Unit |  | DIALYSISUNIT-Fresenius-2008T |  |  |  | DU-SA | Covered PM Repair - Biomedical | MHHS-TMC | [8 empty] | DIALYSISUNIT | Dialysis Unit | Fresenius Med
NO | NO |  |  |  | FRES136 |  | Fresenius Medical Care North America | 2008T |  | 4TOS-136016 | KATY - DIALYSIS | MHHS-Katy |  | Dialysis Unit |  | FRES136 |  | Katy |  | KATY - DIALYSIS | [5 empty] | HEMODIALYSIS UNITS |  | DIALYSISUNIT-Fresenius-2008T | DIALYSISUNIT | 2008T |  |  |  | Fresenius Med | Dialysis Unit |  | DIALYSISUNIT-Fresenius-2008T |  |  |  |  | Covered PM Repair - Biomedical | MHHS-Katy
NO | NO |  |  |  | FRES146 |  | Fresenius Medical Care North America | 2008T |  | 4TOS-136064 | KATY - DIALYSIS | MHHS-Katy |  | Dialysis Unit |  | FRES146 |  | Katy |  | KATY - DIALYSIS | [5 empty] | HEMODIALYSIS UNITS |  | DIALYSISUNIT-Fresenius-2008T | DIALYSISUNIT | 2008T |  |  |  | Fresenius Med | Dialysis Unit |  | DIALYSISUNIT-Fresenius-2008T |  |  |  |  | Covered PM Repair - Biomedical | MHHS-Katy
NO | NO |  |  |  | FRES52 |  | Fresenius Medical Care North America | 2008T |  | 5TOS138244 | KATY - DIALYSIS | MHHS-Katy |  | Dialysis Unit |  | FRES52 |  | Katy |  | KATY - DIALYSIS | [5 empty] | HEMODIALYSIS UNITS |  | DIALYSISUNIT-Fresenius-2008T | DIALYSISUNIT | 2008T |  |  |  | Fresenius Med | Dialysis Unit |  | DIALYSISUNIT-Fresenius-2008T |  |  |  |  | Covered PM Repair - Biomedical | MHHS-Katy
NO | NO |  |  |  | 6T0S-155181 |  | Fresenius Medical Care North America | 2008T |  | 6T0S-155181 | KATY REHAB - NURSING | MHHS-Katy Rehab |  | Dialysis Unit |  | 6T0S-155181 |  | Katy |  | KATY REHAB - NURSING | [5 empty] | HEMODIALYSIS UNITS |  | DIALYSISUNIT-Fresenius-2008T | DIALYSISUNIT | 2008T |  |  |  | Fresenius Med | Dialysis Unit |  | DIALYSISUNIT-Fresenius-2008T |  |  |  |  | Covered PM Repair - Biomedical | MHHS-Katy Rehab
NO | NO |  |  |  | 6T0S-155239 |  | Fresenius Medical Care North America | 2008T |  | 6T0S-155239 | KATY REHAB - NURSING | MHHS-Katy Rehab |  | Dialysis Unit |  | 6T0S-155239 |  | Katy |  | KATY REHAB - NURSING | [5 empty] | HEMODIALYSIS UNITS |  | DIALYSISUNIT-Fresenius-2008T | DIALYSISUNIT | 2008T |  |  |  | Fresenius Med | Dialysis Unit |  | DIALYSISUNIT-Fresenius-2008T |  |  |  |  | Covered PM Repair - Biomedical | MHHS-Katy Rehab
NO | NO | [5 empty] | Fresenius Medical Care North America | 2008T |  | 5TOS-138193 | NE - HEMODIALYSIS | MHHS-Northeast |  | Dialysis Unit |  |  |  | Katy |  | NE - HEMODIALYSIS | [5 empty] | HEMODIALYSIS UNITS |  | DIALYSISUNIT-Fresenius-2008T | DIALYSISUNIT | 2008T |  |  |  | Fresenius Med | Dialysis Unit |  | DIALYSISUNIT-Fresenius-2008T |  |  |  |  | Covered PM Repair - Biomedical | MHHS-Northeast
NO | NO |  |  |  | 145-01301 |  | Fresenius Medical Care North America | 2008T |  | 7TOS213762 | PEARLAND - DIALYSIS | MHHS-Pearland Hospital |  | Dialysis Unit |  | 145-01301 |  | Pearland |  | PEARLAND - DIALYSIS | [5 empty] | HEMODIALYSIS UNITS |  | DIALYSISUNIT-Fresenius-2008T | DIALYSISUNIT | 2008T |  |  |  | Fresenius Med | Dialysis Unit |  | DIALYSISUNIT-Fresenius-2008T |  |  |  |  | Covered PM Repair - Biomedical | MHHS-Pearland Hospital
NO | NO |  |  |  | 145-01307 |  | Fresenius Medical Care North America | 2008T |  | 7TOS213672 | PEARLAND - DIALYSIS | MHHS-Pearland Hospital |  | Dialysis Unit |  | 145-01307 |  | Pearland |  | PEARLAND - DIALYSIS | [5 empty] | HEMODIALYSIS UNITS |  | DIALYSISUNIT-Fresenius-2008T | DIALYSISUNIT | 2008T |  |  |  | Fresenius Med | Dialysis Unit |  | DIALYSISUNIT-Fresenius-2008T |  |  |  |  | Covered PM Repair - Biomedical | MHHS-Pearland Hospital
NO | NO |  |  |  | 013-36289 |  | Fresenius Medical Care North America | 2008T |  | 5T0S-138419 | SW - DIALYSIS | MHHS-Southwest |  | Dialysis Unit |  | 013-36289 |  | Southwest |  | SW - DIALYSIS | [5 empty] | HEMODIALYSIS UNITS |  | DIALYSISUNIT-Fresenius-2008T | DIALYSISUNIT | 2008T |  |  |  | Fresenius Med | Dialysis Unit |  | DIALYSISUNIT-Fresenius-2008T |  |  |  |  | Covered PM Repair - Biomedical | MHHS-Southwest
NO | NO |  |  |  | 013-36290 |  | Fresenius Medical Care North America | 2008T |  | 5T0S-138340 | SW - DIALYSIS | MHHS-Southwest |  | Dialysis Unit |  | 013-36290 |  | Southwest |  | SW - DIALYSIS | [5 empty] | HEMODIALYSIS UNITS |  | DIALYSISUNIT-Fresenius-2008T | DIALYSISUNIT | 2008T |  |  |  | Fresenius Med | Dialysis Unit |  | DIALYSISUNIT-Fresenius-2008T |  |  |  |  | Covered PM Repair - Biomedical | MHHS-Southwest
NO | NO |  |  |  | 013-36291 |  | Fresenius Medical Care North America | 2008T |  | 5T0S-138357 | SW - DIALYSIS | MHHS-Southwest |  | Dialysis Unit |  | 013-36291 |  | Southwest |  | SW - DIALYSIS | [5 empty] | HEMODIALYSIS UNITS |  | DIALYSISUNIT-Fresenius-2008T | DIALYSISUNIT | 2008T |  |  |  | Fresenius Med | Dialysis Unit |  | DIALYSISUNIT-Fresenius-2008T |  |  |  |  | Covered PM Repair - Biomedical | MHHS-Southwest
NO | NO |  |  |  | 013-36292 |  | Fresenius Medical Care North America | 2008T |  | 5T0S-138344 | SW - DIALYSIS | MHHS-Southwest |  | Dialysis Unit |  | 013-36292 |  | Southwest |  | SW - DIALYSIS | [5 empty] | HEMODIALYSIS UNITS |  | DIALYSISUNIT-Fresenius-2008T | DIALYSISUNIT | 2008T |  |  |  | Fresenius Med | Dialysis Unit |  | DIALYSISUNIT-Fresenius-2008T |  |  |  |  | Covered PM Repair - Biomedical | MHHS-Southwest
NO | NO |  |  |  | 013-36294 |  | Fresenius Medical Care North America | 2008T |  | 5T0S-138376 | SW - DIALYSIS | MHHS-Southwest |  | Dialysis Unit |  | 013-36294 |  | Southwest |  | SW - DIALYSIS | [5 empty] | HEMODIALYSIS UNITS |  | DIALYSISUNIT-Fresenius-2008T | DIALYSISUNIT | 2008T |  |  |  | Fresenius Med | Dialysis Unit |  | DIALYSISUNIT-Fresenius-2008T |  |  |  |  | Covered PM Repair - Biomedical | MHHS-Southwest
NO | NO |  |  |  | 013-36295 |  | Fresenius Medical Care North America | 2008T |  | 5T0S-138387 | SW - DIALYSIS | MHHS-Southwest |  | Dialysis Unit |  | 013-36295 |  | Southwest |  | SW - DIALYSIS | [5 empty] | HEMODIALYSIS UNITS |  | DIALYSISUNIT-Fresenius-2008T | DIALYSISUNIT | 2008T |  |  |  | Fresenius Med | Dialysis Unit |  | DIALYSISUNIT-Fresenius-2008T |  |  |  |  | Covered PM Repair - Biomedical | MHHS-Southwest
NO | NO |  |  |  | 013-36296 |  | Fresenius Medical Care North America | 2008T |  | 5T0S-138375 | SW - DIALYSIS | MHHS-Southwest |  | Dialysis Unit |  | 013-36296 |  | Southwest |  | SW - DIALYSIS | [5 empty] | HEMODIALYSIS UNITS |  | DIALYSISUNIT-Fresenius-2008T | DIALYSISUNIT | 2008T |  |  |  | Fresenius Med | Dialysis Unit |  | DIALYSISUNIT-Fresenius-2008T |  |  |  |  | Covered PM Repair - Biomedical | MHHS-Southwest
NO | NO |  |  |  | 069-46000 |  | Fresenius Medical Care North America | 2008T |  | 8TOS223465 | TMC - DIALYSIS - ADULT (9J) | MHHS-TMC |  | Dialysis Unit |  | 069-46000 |  | TMC |  | TMC - DIALYSIS - ADULT (9J) | [5 empty] | HEMODIALYSIS UNITS |  | DIALYSISUNIT-Fresenius-2008T | DIALYSISUNIT | 2008T |  |  |  | Fresenius Med | Dialysis Unit |  | DIALYSISUNIT-Fresenius-2008T |  |  |  |  | Covered PM Repair - Biomedical | MHHS-TMC
NO | NO |  |  |  | 069-46001 |  | Fresenius Medical Care North America | 2008T |  | 8TOS226059 | TMC - DIALYSIS - ADULT (9J) | MHHS-TMC |  | Dialysis Unit |  | 069-46001 |  | TMC |  | TMC - DIALYSIS - ADULT (9J) | [5 empty] | HEMODIALYSIS UNITS |  | DIALYSISUNIT-Fresenius-2008T | DIALYSISUNIT | 2008T |  |  |  | Fresenius Med | Dialysis Unit |  | DIALYSISUNIT-Fresenius-2008T |  |  |  |  | Covered PM Repair - Biomedical | MHHS-TMC
NO | NO |  |  |  | 069-46003 |  | Fresenius Medical Care North America | 2008T |  | 8TOS225999 | TMC - DIALYSIS - ADULT (9J) | MHHS-TMC |  | Dialysis Unit |  | 069-46003 |  | TMC |  | TMC - DIALYSIS - ADULT (9J) | [5 empty] | HEMODIALYSIS UNITS |  | DIALYSISUNIT-Fresenius-2008T | DIALYSISUNIT | 2008T |  |  |  | Fresenius Med | Dialysis Unit |  | DIALYSISUNIT-Fresenius-2008T |  |  |  |  | Covered PM Repair - Biomedical | MHHS-TMC
NO | NO |  |  |  | 069-46006 |  | Fresenius Medical Care North America | 2008T |  | 8TOS226025 | TMC - DIALYSIS - ADULT (9J) | MHHS-TMC |  | Dialysis Unit |  | 069-46006 |  | TMC |  | TMC - DIALYSIS - ADULT (9J) | [5 empty] | HEMODIALYSIS UNITS |  | DIALYSISUNIT-Fresenius-2008T | DIALYSISUNIT | 2008T |  |  |  | Fresenius Med | Dialysis Unit |  | DIALYSISUNIT-Fresenius-2008T |  |  |  |  | Covered PM Repair - Biomedical | MHHS-TMC
NO | NO |  |  |  | 069-46014 |  | Fresenius Medical Care North America | 2008T |  | 8TOS225853 | TMC - DIALYSIS - ADULT (9J) | MHHS-TMC |  | Dialysis Unit |  | 069-46014 |  | TMC |  | TMC - DIALYSIS - ADULT (9J) | [5 empty] | HEMODIALYSIS UNITS |  | DIALYSISUNIT-Fresenius-2008T | DIALYSISUNIT | 2008T |  |  |  | Fresenius Med | Dialysis Unit |  | DIALYSISUNIT-Fresenius-2008T |  |  |  |  | Covered PM Repair - Biomedical | MHHS-TMC
NO | NO |  |  |  | 6T0S-155227 |  | Fresenius Medical Care North America | 2008T |  | 6T0S-155227 | WOODLANDS - DIALYSIS | MHHS-Woodlands |  | Dialysis Unit |  | 6T0S-155227 |  | Woodlands |  | WOODLANDS - DIALYSIS | [5 empty] | HEMODIALYSIS UNITS |  | DIALYSISUNIT-Fresenius-2008T | DIALYSISUNIT | 2008T |  |  |  | Fresenius Med | Dialysis Unit |  | DIALYSISUNIT-Fresenius-2008T |  |  |  |  | Covered PM Repair - Biomedical | MHHS-Woodlands
NO | YES |  |  |  | 077-09085 | 077-09085 | Fresenius Medical Care North America | CRIT-LINE IV |  | SA17701728 | TMC-Dialysis-Children's (9Hp) | MHHS-TMC |  |  |  | 077-09085 | 077-09085 | TMC | MHHS-TMC | TMC-Dialysis-Children's (9Hp) |  | 12/18/18 |  |  |  | ANALYZERS, POINT-OF-CARE, WHOLE BLOOD, GLUCOSE |  | .needs class | [5 empty] | Fresenius Med |  |  |  |  | 4/19/17 | Verified 3/30/2020 4:07pm (Central) |  | Covered PM Repair - Biomedical | MHHS-TMC
NO | YES |  |  |  | 077-09088 | 077-09088 | Fresenius Medical Care North America | CRIT-LINE IV |  | SA1760676 | TMC-Dialysis-Children's (9Hp) | MHHS-TMC |  |  |  | 077-09088 | 077-09088 | TMC | MHHS-TMC | TMC-Dialysis-Children's (9Hp) |  | 12/6/17 |  |  |  | ANALYZERS, POINT-OF-CARE, WHOLE BLOOD, GLUCOSE |  | .needs class | [5 empty] | Fresenius Med |  |  |  |  | 4/19/17 | Verified 3/30/2020 4:07pm (Central) |  | Covered PM Repair - Biomedical | MHHS-TMC
NO | YES |  |  |  | 077-09089 | 077-09089 | Fresenius Medical Care North America | CRIT-LINE IV |  | SA17606083 | TMC-Dialysis-Children's (9Hp) | MHHS-TMC |  |  |  | 077-09089 | 077-09089 | TMC | MHHS-TMC | TMC-Dialysis-Children's (9Hp) |  | 12/6/17 |  |  |  | ANALYZERS, POINT-OF-CARE, WHOLE BLOOD, GLUCOSE |  | .needs class | [5 empty] | Fresenius Med |  |  |  |  | 4/19/17 | Verified 3/30/2020 4:07pm (Central) |  | Covered PM Repair - Biomedical | MHHS-TMC
NO | YES |  |  |  | 077-09091 | 077-09091 | Fresenius Medical Care North America | CRIT-LINE IV |  | SA17606081 | TMC-Dialysis-Children's (9Hp) | MHHS-TMC |  |  |  | 077-09091 | 077-09091 | TMC | MHHS-TMC | TMC-Dialysis-Children's (9Hp) |  | 12/6/17 |  |  |  | ANALYZERS, POINT-OF-CARE, WHOLE BLOOD, GLUCOSE |  | .needs class | [5 empty] | Fresenius Med |  |  |  |  | 4/20/17 | Verified 3/30/2020 4:07pm (Central) |  | Covered PM Repair - Biomedical | MHHS-TMC
NO | YES |  |  |  | 077-09092 | 077-09092 | Fresenius Medical Care North America | CRIT-LINE IV |  | SA15631003 | TMC-Dialysis-Children's (9Hp) | MHHS-TMC |  |  |  | 077-09092 | 077-09092 | TMC | MHHS-TMC | TMC-Dialysis-Children's (9Hp) |  | 12/6/17 |  |  |  | ANALYZERS, POINT-OF-CARE, WHOLE BLOOD, GLUCOSE |  | .needs class | [5 empty] | Fresenius Med |  |  |  |  | 4/20/17 | Verified 3/30/2020 4:07pm (Central) |  | Covered PM Repair - Biomedical | MHHS-TMC
NO | YES |  |  |  | 077-09093 | 077-09093 | Fresenius Medical Care North America | CRIT-LINE IV |  | SA17701717 | TMC-Dialysis-Children's (9Hp) | MHHS-TMC |  |  |  | 077-09093 | 077-09093 | TMC | MHHS-TMC | TMC-Dialysis-Children's (9Hp) |  | 12/6/17 |  |  |  | ANALYZERS, POINT-OF-CARE, WHOLE BLOOD, GLUCOSE |  | .needs class | [5 empty] | Fresenius Med |  |  |  |  | 4/19/17 | Verified 3/30/2020 4:07pm (Central) |  | Covered PM Repair - Biomedical | MHHS-TMC
NO | YES |  |  |  | 077-09802 | 077-09802 | Fresenius Medical Care North America | CRIT-LINE IV |  | SA16A13477 | TMC-Dialysis-Children's (9Hp) | MHHS-TMC |  |  |  | 077-09802 | 077-09802 | TMC | MHHS-TMC | TMC-Dialysis-Children's (9Hp) |  | 12/6/17 |  |  |  | ANALYZERS, POINT-OF-CARE, WHOLE BLOOD, GLUCOSE |  | .needs class | [5 empty] | Fresenius Med |  |  |  |  | 4/19/17 | Verified 3/30/2020 4:07pm (Central) |  | Covered PM Repair - Biomedical | MHHS-TMC
NO | NO |  |  |  | 077-09806 |  | Fresenius Medical Care North America | CRIT-LINE IV |  | SA15630842 | TMC - CHILDRENS - PICU (9HP) | MHHS-TMC |  |  |  | 077-09806 |  | TMC |  | TMC - CHILDRENS - PICU (9HP) | [5 empty] | ANALYZERS, POINT-OF-CARE, WHOLE BLOOD, GLUCOSE |  | .needs class | [5 empty] | Fresenius Med | [7 empty] | Covered PM Repair - Biomedical | MHHS-TMC
NO | NO |  |  |  | 077-09807 |  | Fresenius Medical Care North America | CRIT-LINE IV |  | SA15727463 | TMC - CHILDRENS - PICU (9HP) | MHHS-TMC |  |  |  | 077-09807 |  | TMC |  | TMC - CHILDRENS - PICU (9HP) | [5 empty] | ANALYZERS, POINT-OF-CARE, WHOLE BLOOD, GLUCOSE |  | .needs class | [5 empty] | Fresenius Med | [7 empty] | Covered PM Repair - Biomedical | MHHS-TMC
NO | NO |  |  |  | 077-09090 |  | Fresenius Medical Care North America | CRIT-LINE IV |  | SA17701604 | TMC - DIALYSIS - CHILDRENS (9HP) | MHHS-TMC |  |  |  | 077-09090 |  | TMC |  | TMC - DIALYSIS - CHILDRENS (9HP) | [5 empty] | ANALYZERS, POINT-OF-CARE, WHOLE BLOOD, GLUCOSE |  | .needs class | [5 empty] | Fresenius Med | [7 empty] | Covered PM Repair - Biomedical | MHHS-TMC
NO | YES |  |  |  | 145-01350 | 145-01350 | Fresenius Medical Care North America | LIBERTY CYCLER |  | LC 101969 | Pearland-Respiratory Therapy | MHHS-Pearland Hospital |  | Dialysis Unit |  | 145-01350 | 145-01350 | Pearland | MHHS-Pearland Hospital | Pearland-Respiratory Therapy | Clean scannables N4 176 | 5/1/19 | 5/1/20 |  |  | HEMODIALYSIS UNITS | Dialysis Unit | DIALYSISUNIT-FRESENIUS-Liberty Cycler | DIALYSISUNIT | Liberty Cycler |  |  |  | Fresenius Med | Dialysis Unit |  | DIALYSISUNIT-FRESENIUS-Liberty Cycler |  | 3/2/16 |  | DU-SA | Covered PM Repair - Biomedical | MHHS-Pearland Hospital | [8 empty] | DIALYSISUNIT | Dialysis Unit | Fresenius Med
NO | YES |  |  |  | 145-01387 | 145-01387 | Fresenius Medical Care North America | LIBERTY CYCLER |  | LC100780 | Pearland-Respiratory Therapy | MHHS-Pearland Hospital |  | Dialysis Unit |  | 145-01387 | 145-01387 | Pearland | MHHS-Pearland Hospital | Pearland-Respiratory Therapy | Clean scannables N4 176 | 8/1/19 | 8/1/20 |  |  | HEMODIALYSIS UNITS | Dialysis Unit | DIALYSISUNIT-FRESENIUS-Liberty Cycler | DIALYSISUNIT | Liberty Cycler |  |  |  | Fresenius Med | Dialysis Unit |  | DIALYSISUNIT-FRESENIUS-Liberty Cycler |  |  |  | DU-SA | Covered PM Repair - Biomedical | MHHS-Pearland Hospital | [8 empty] | DIALYSISUNIT | Dialysis Unit | Fresenius Med
NO | YES |  |  |  | 005-13108 | 005-13108 | Fresenius Medical Care North America | LIBERTY CYCLER |  | LC110669 | SE-Unit 2B (Oncology) | MHHS-Southeast |  | Dialysis Unit |  | 005-13108 | 005-13108 | Southeast | MHHS-Southeast | SE-Unit 2B (Oncology) | Dialysis | 10/1/19 |  | 10/1/20 |  | HEMODIALYSIS UNITS |  | DIALYSISUNIT-FRESENIUS-Liberty Cycler | DIALYSISUNIT | Liberty Cycler |  |  |  | Fresenius Med | Dialysis Unit |  | DIALYSISUNIT-FRESENIUS-Liberty Cycler |  |  |  |  | Covered PM Repair - Biomedical | MHHS-Southeast
NO | NO |  |  |  | LC 001059 |  | Fresenius Medical Care North America | LIBERTY CYCLER |  | LC 001059 | KATY - DIALYSIS | MHHS-Katy |  | Dialysis Unit |  | LC 001059 |  | Katy |  | KATY - DIALYSIS | [5 empty] | HEMODIALYSIS UNITS |  | DIALYSISUNIT-FRESENIUS-Liberty Cycler | DIALYSISUNIT | Liberty Cycler |  |  |  | Fresenius Med | Dialysis Unit |  | DIALYSISUNIT-FRESENIUS-Liberty Cycler |  |  |  |  | Covered PM Repair - Biomedical | MHHS-Katy
NO | NO |  |  |  | LC 021776 |  | Fresenius Medical Care North America | LIBERTY CYCLER |  | LC 021776 | KATY - DIALYSIS | MHHS-Katy |  | Dialysis Unit |  | LC 021776 |  | Katy |  | KATY - DIALYSIS | [5 empty] | HEMODIALYSIS UNITS |  | DIALYSISUNIT-FRESENIUS-Liberty Cycler | DIALYSISUNIT | Liberty Cycler |  |  |  | Fresenius Med | Dialysis Unit |  | DIALYSISUNIT-FRESENIUS-Liberty Cycler |  |  |  |  | Covered PM Repair - Biomedical | MHHS-Katy
NO | NO |  |  |  | 142-07074 |  | Fresenius Medical Care North America | LIBERTY CYCLER |  | LC 005552 | NE - HEMODIALYSIS | MHHS-Northeast |  | Dialysis Unit |  | 142-07074 |  | Katy |  | NE - HEMODIALYSIS | [5 empty] | HEMODIALYSIS UNITS |  | DIALYSISUNIT-FRESENIUS-Liberty Cycler | DIALYSISUNIT | Liberty Cycler |  |  |  | Fresenius Med | Dialysis Unit |  | DIALYSISUNIT-FRESENIUS-Liberty Cycler |  |  |  |  | Covered PM Repair - Biomedical | MHHS-Northeast
NO | NO |  |  |  | 005-33870 |  | Fresenius Medical Care North America | LIBERTY CYCLER |  | LC011374 | SE - DIALYSIS | MHHS-Southeast |  | Dialysis Unit |  | 005-33870 |  | Southeast & Bay Area |  | SE - DIALYSIS | [5 empty] | HEMODIALYSIS UNITS |  | DIALYSISUNIT-FRESENIUS-Liberty Cycler | DIALYSISUNIT | Liberty Cycler |  |  |  | Fresenius Med | Dialysis Unit |  | DIALYSISUNIT-FRESENIUS-Liberty Cycler |  |  |  |  | Covered PM Repair - Radiology, High End | MHHS-Southeast
NO | NO |  |  |  | 005-33871 |  | Fresenius Medical Care North America | LIBERTY CYCLER |  | LC006615 | SE - DIALYSIS | MHHS-Southeast |  | Dialysis Unit |  | 005-33871 |  | Southeast & Bay Area |  | SE - DIALYSIS | [5 empty] | HEMODIALYSIS UNITS |  | DIALYSISUNIT-FRESENIUS-Liberty Cycler | DIALYSISUNIT | Liberty Cycler |  |  |  | Fresenius Med | Dialysis Unit |  | DIALYSISUNIT-FRESENIUS-Liberty Cycler |  |  |  |  | Covered PM Repair - Biomedical | MHHS-Southeast
NO | NO |  |  |  | 005-34217 |  | Fresenius Medical Care North America | LIBERTY CYCLER |  | LC023095 | SE - DIALYSIS | MHHS-Southeast |  | Dialysis Unit |  | 005-34217 |  | Southeast & Bay Area |  | SE - DIALYSIS | [5 empty] | HEMODIALYSIS UNITS |  | DIALYSISUNIT-FRESENIUS-Liberty Cycler | DIALYSISUNIT | Liberty Cycler |  |  |  | Fresenius Med | Dialysis Unit |  | DIALYSISUNIT-FRESENIUS-Liberty Cycler |  |  |  |  | Covered PM Repair - Biomedical | MHHS-Southeast
YES | YES |  |  |  | 151-03001 |  | Fridgidaire | FFRU1B2QWD |  | WA60501686 | MH-Atascocita |  |  |  |  | 151-03001 |  | Katy | Memorial herman northeast | MH-Atascocita | Lab |  |  |  | No p.m.
YES | YES |  |  |  | 099-03948 | 099-03948 | Frigidaire | FFPE54L2QM |  | Ka63063343 | NE - CANCER CENTER |  |  |  |  | 099-03948 | 099-03948 | Katy | Memorial Hermann Cancer Center - Northeast | NE - CANCER CENTER | Patient holding | 2/1/20 |  |  |  |  | Refrigerator, Kitchen | REFRIGERATORKITCHEN-FRIGIDAIRE-FFPE54L2QM | [22 empty] | Refrigerator, Kitchen | REFRIGERATORKITCHEN | Refrigerator, Kitchen | FRIGIDAIRE
NO | YES |  |  |  | 013-37784 | 013-37784 | Frigidaire | FFRU17B2QWD |  | WA62302879 | CBC - (SW) - SHARPSTOWN HIGH SCHOOL CLINIC | MHHS-Neighborhood Clinics |  | Refrigerator, Laboratory |  | 013-37784 | 013-37784 | Southwest |  | CBC - (SW) - SHARPSTOWN HIGH SCHOOL CLINIC |  | 08/02/2018 |  |  |  | REFRIGERATORS, LABORATORY |  | REFRIGERATORLAB-FRIGIDAIRE-FFRU17B2QWD | REFRIGERATORLAB | FFRU17B2QWD |  |  |  | FRIGIDAIRE | Refrigerator, Laboratory |  | REFRIGERATORLAB-FRIGIDAIRE-FFRU17B2QWD |  | 11/03/2016 |  |  | Covered PM Repair - Biomedical | MHHS-Neighborhood Clinics
NO | YES |  |  |  | 000-04382 | 000-04382 | Frigidaire | FFRU17B2QWD |  | WA44302480 | MH MG-(CY)-Fairfield [Mp1-Ste100] | MHHS-MG |  | Refrigerator, Laboratory |  | 000-04382 | 000-04382 | Northwest | MHHS-MG | MH MG-(CY)-Fairfield [Mp1-Ste100] | Work room |  |  |  | No pm required | REFRIGERATORS, LABORATORY | Refrigerator, Laboratory | REFRIGERATORLAB-FRIGIDAIRE-FFRU17B2QWD | REFRIGERATORLAB | FFRU17B2QWD |  |  |  | FRIGIDAIRE | Refrigerator, Laboratory |  | REFRIGERATORLAB-FRIGIDAIRE-FFRU17B2QWD |  | 9/19/19 |  | REL-A | Covered PM Repair - Biomedical | MHHS-MG | [7 empty] | Refrigerator, Laboratory | REFRIGERATORLAB | Refrigerator, Laboratory | FRIGIDAIRE
NO | YES |  |  |  | 583-00859 | 583-00859 | Frigidaire | FFRU17B2QWD |  | WA61101336 | MH MG-(KY)-Katy [Mp2-Ste400] | MHHS-MG |  | Refrigerator, Laboratory |  | 583-00859 | 583-00859 | Katy | MHHS-MG | MH MG-(KY)-Katy [Mp2-Ste400] |  | 1/1/18 |  |  |  | REFRIGERATORS, LABORATORY | Refrigerator, Laboratory | REFRIGERATORLAB-FRIGIDAIRE-FFRU17B2QWD | REFRIGERATORLAB | FFRU17B2QWD |  |  |  | FRIGIDAIRE | Refrigerator, Laboratory |  | REFRIGERATORLAB-FRIGIDAIRE-FFRU17B2QWD |  | 11/17/16 |  | REL-A | Covered PM Repair - Biomedical | MHHS-MG | [7 empty] | Refrigerator, Laboratory | REFRIGERATORLAB | Refrigerator, Laboratory | FRIGIDAIRE
NO | YES |  |  |  | 583-01323 | 583-01323 | Frigidaire | FFRU17B2QWD |  | WA54603623 | MH MG-(KY)-Katy Peds (Mp2) | MHHS-MG |  | Refrigerator, Laboratory |  | 583-01323 | 583-01323 | Katy | MHHS-MG | MH MG-(KY)-Katy Peds (Mp2) | Storage | 1/1/19 |  |  |  | REFRIGERATORS, LABORATORY | Refrigerator, Laboratory | REFRIGERATORLAB-FRIGIDAIRE-FFRU17B2QWD | REFRIGERATORLAB | FFRU17B2QWD |  |  |  | FRIGIDAIRE | Refrigerator, Laboratory |  | REFRIGERATORLAB-FRIGIDAIRE-FFRU17B2QWD |  |  |  | REL-A | Covered PM Repair - Biomedical | MHHS-MG | [7 empty] | Refrigerator, Laboratory | REFRIGERATORLAB | Refrigerator, Laboratory | FRIGIDAIRE
NO | YES |  |  |  | 000-03830 | 000-03830 | Frigidaire | FFRU17B2QWD |  | WA52602382 | MH MG-(NE)-Summer Creek CCC | MHHS-MG |  | Refrigerator, Laboratory |  | 000-03830 | 000-03830 | Katy | MHHS-MG | MH MG-(NE)-Summer Creek CCC | Storage room | 11/1/18 |  |  | No pm required | REFRIGERATORS, LABORATORY | Refrigerator, Laboratory | REFRIGERATORLAB-FRIGIDAIRE-FFRU17B2QWD | REFRIGERATORLAB | FFRU17B2QWD |  |  |  | FRIGIDAIRE | Refrigerator, Laboratory |  | REFRIGERATORLAB-FRIGIDAIRE-FFRU17B2QWD |  | 5/20/19 |  | REL-A | Covered PM Repair - Biomedical | MHHS-MG | [7 empty] | Refrigerator, Laboratory | REFRIGERATORLAB | Refrigerator, Laboratory | FRIGIDAIRE
NO | YES |  |  |  | 000-03831 | 000-03831 | Frigidaire | FFRU17B2QWD |  | E#4316083420251 | MH MG-(NE)-Summer Creek CCC | MHHS-MG |  | Refrigerator, Laboratory |  | 000-03831 | 000-03831 | Katy | MHHS-MG | MH MG-(NE)-Summer Creek CCC | Storage room | 11/1/18 | 11/1/19 |  |  | REFRIGERATORS, LABORATORY | Refrigerator, Laboratory | REFRIGERATORLAB-FRIGIDAIRE-FFRU17B2QWD | REFRIGERATORLAB | FFRU17B2QWD |  |  |  | FRIGIDAIRE | Refrigerator, Laboratory |  | REFRIGERATORLAB-FRIGIDAIRE-FFRU17B2QWD |  | 7/8/14 |  | REL-A | Covered PM Repair - Biomedical | MHHS-MG | [7 empty] | Refrigerator, Laboratory | REFRIGERATORLAB | Refrigerator, Laboratory | FRIGIDAIRE
NO | YES |  |  |  | 929-01098 | 929-01098 | Frigidaire | FFRU17B2QWD |  | WA52501691 | MH MG - (SL) - SWEETWATER | MHHS-MG |  | Refrigerator, Laboratory |  | 929-01098 | 929-01098 | Sugar Land | Memorial Hermann Medical Group Sweetwater (#B) | MH MG - (SL) - SWEETWATER | Exam 5 |  |  |  |  | REFRIGERATORS, LABORATORY | Refrigerator, Laboratory | REFRIGERATORLAB-FRIGIDAIRE-FFRU17B2QWD | REFRIGERATORLAB | FFRU17B2QWD |  |  |  | FRIGIDAIRE | Refrigerator, Laboratory |  | REFRIGERATORLAB-FRIGIDAIRE-FFRU17B2QWD |  | 3/15/18 |  | REL-A | Covered PM Repair - Biomedical | MHHS-MG | [7 empty] | Refrigerator, Laboratory | REFRIGERATORLAB | Refrigerator, Laboratory | FRIGIDAIRE
NO | YES |  |  |  | 129-07534 | 129-07534 | Frigidaire | FFRU17B2QWD |  | WA61802191 | MH MG-(STX)-South Texas-Needville | MHHS-MG |  | Refrigerator, Laboratory |  | 129-07534 | 129-07534 | South | MHHS-MG | MH MG-(STX)-South Texas-Needville | Nursing |  |  |  |  | REFRIGERATORS, LABORATORY | Refrigerator, Laboratory | REFRIGERATORLAB-FRIGIDAIRE-FFRU17B2QWD | REFRIGERATORLAB | FFRU17B2QWD |  |  |  | FRIGIDAIRE | Refrigerator, Laboratory |  | REFRIGERATORLAB-FRIGIDAIRE-FFRU17B2QWD |  |  |  | REL-A | Covered PM Repair - Biomedical | MHHS-MG | [7 empty] | Refrigerator, Laboratory | REFRIGERATORLAB | Refrigerator, Laboratory | FRIGIDAIRE
NO | YES |  |  |  | 929-01108 | 929-01108 | Frigidaire | FFRU17B2QWD |  | WA63602218 | MH MG-(STX)-South Texas-Rosenberg | MHHS-MG |  | Refrigerator, Laboratory |  | 929-01108 | 929-01108 | South | MHHS-MG | MH MG-(STX)-South Texas-Rosenberg | Storage |  |  |  | ?AuNo PM Required?Au Sticker | REFRIGERATORS, LABORATORY | Refrigerator, Laboratory | REFRIGERATORLAB-FRIGIDAIRE-FFRU17B2QWD | REFRIGERATORLAB | FFRU17B2QWD |  |  |  | FRIGIDAIRE | Refrigerator, Laboratory |  | REFRIGERATORLAB-FRIGIDAIRE-FFRU17B2QWD |  | 11/3/15 |  | REL-A | Covered PM Repair - Biomedical | MHHS-MG | [7 empty] | Refrigerator, Laboratory | REFRIGERATORLAB | Refrigerator, Laboratory | FRIGIDAIRE
NO | YES |  |  |  | 069-42721 | 069-42721 | Frigidaire | FFRU17B2QWD |  | WA62502402 | MH MG - (TMC) - INT MED/ENDOCRINOLOGY (STE 2015) | MHHS-MG |  | Refrigerator, Laboratory |  | 069-42721 | 069-42721 | TMC | Memorial Hermann- | MH MG - (TMC) - INT MED/ENDOCRINOLOGY (STE 2015) |  | 5/1/18 |  |  | No PM Sticker | REFRIGERATORS, LABORATORY | Refrigerator, Laboratory | REFRIGERATORLAB-FRIGIDAIRE-FFRU17B2QWD | REFRIGERATORLAB | FFRU17B2QWD |  |  |  | FRIGIDAIRE | Refrigerator, Laboratory |  | REFRIGERATORLAB-FRIGIDAIRE-FFRU17B2QWD |  | 11/3/16 |  | REL-A | Covered PM Repair - Biomedical | MHHS-MG | [7 empty] | Refrigerator, Laboratory | REFRIGERATORLAB | Refrigerator, Laboratory | FRIGIDAIRE
NO | YES |  |  |  | 069-43491 | 069-43491 | Frigidaire | FFRU17B2QWD |  | WA52403216 | MH MG- (TMC) PEDIACTRICS | MHHS-MG |  | Refrigerator, Laboratory |  | 069-43491 | 069-43491 | TMC | Memorial Hermann-Texas Medical Center | MH MG- (TMC) PEDIACTRICS | Nurses Station | 3/1/18 |  | 3/1/19 |  | REFRIGERATORS, LABORATORY | Refrigerator, Laboratory | REFRIGERATORLAB-FRIGIDAIRE-FFRU17B2QWD | REFRIGERATORLAB | FFRU17B2QWD |  |  |  | FRIGIDAIRE | Refrigerator, Laboratory |  | REFRIGERATORLAB-FRIGIDAIRE-FFRU17B2QWD |  | 11/3/16 |  | REL-A | Covered PM Repair - Biomedical | MHHS-MG | [7 empty] | Refrigerator, Laboratory | REFRIGERATORLAB | Refrigerator, Laboratory | FRIGIDAIRE
YES | YES |  |  |  | 005-33574 | 005-33574 | Frigidaire | FFRU17B2QWD |  | WA60101789 | Peds |  |  |  |  | 005-33574 | 005-33574 | South | Memorial Hermann Medical Group Wharton | Peds | Lab | 2/1/20 | 2/1/20 |  |  |  | Refrigerator, Laboratory | REFRIGERATORLAB-FRIGIDAIRE-FFRU17B2QWD | [12 empty] | REL-A | [9 empty] | Refrigerator, Laboratory | REFRIGERATORLAB | Refrigerator, Laboratory | FRIGIDAIRE
YES | YES |  |  |  | 099-02278 | 099-02278 | Frigidaire | FFRU17B2QWD |  |  | MH MG - (NE) - KINGWOOD CCC |  |  |  |  | 099-02278 | 099-02278 | Katy | Memorial Hermann Medical Group Kingwood (located in the CCC) - Level 2 (#500) | MH MG - (NE) - KINGWOOD CCC | Lab | [5 empty] | Refrigerator, Laboratory | REFRIGERATORLAB-FRIGIDAIRE-FFRU17B2QWD | [12 empty] | REL-A | [9 empty] | Refrigerator, Laboratory | REFRIGERATORLAB | Refrigerator, Laboratory | FRIGIDAIRE
YES | YES |  |  |  | 151-03000 | 151-03000 | Frigidaire | FFRU17B2QWD |  | WA71803093 | MH MG - (NE) - ATASCOCITA PEDIATRICS |  |  |  |  | 151-03000 | 151-03000 | Katy | Memorial north east | MH MG - (NE) - ATASCOCITA PEDIATRICS | MH MG - ( NE) ATASCOCITA PED
NO | NO |  |  |  | 005-11694 |  | Frigidaire | FFRU17B2QWD |  | WA53002703 | MH MG - (SE) - ALVIN | MHHS-MG |  | Refrigerator, Laboratory |  | 005-11694 |  | Southeast & Bay Area |  | MH MG - (SE) - ALVIN | [5 empty] | REFRIGERATORS, LABORATORY |  | REFRIGERATORLAB-FRIGIDAIRE-FFRU17B2QWD | REFRIGERATORLAB | FFRU17B2QWD |  |  |  | FRIGIDAIRE | Refrigerator, Laboratory |  | REFRIGERATORLAB-FRIGIDAIRE-FFRU17B2QWD |  |  |  |  | Covered PM Repair - Biomedical | MHHS-MG
NO | NO |  |  |  | 129-06761 |  | Frigidaire | FFRU17B2QWD |  | WA61101289 | MH MG - (SL) - SUGAR LAND MULTI-SPECIALTY (MP1) | MHHS-MG |  | Refrigerator, Laboratory |  | 129-06761 |  | Sugar Land |  | MH MG - (SL) - SUGAR LAND MULTI-SPECIALTY (MP1) | [5 empty] | REFRIGERATORS, LABORATORY |  | REFRIGERATORLAB-FRIGIDAIRE-FFRU17B2QWD | REFRIGERATORLAB | FFRU17B2QWD |  |  |  | FRIGIDAIRE | Refrigerator, Laboratory |  | REFRIGERATORLAB-FRIGIDAIRE-FFRU17B2QWD |  |  |  |  | Covered PM Repair - Biomedical | MHHS-MG
NO | NO |  |  |  | 129-06823 |  | Frigidaire | FFRU17B2QWD |  | WAG1601338 | MH MG - (SL) - SUGAR LAND PEDIATRICS | MHHS-MG |  | Refrigerator, Laboratory |  | 129-06823 |  | Sugar Land |  | MH MG - (SL) - SUGAR LAND PEDIATRICS | [5 empty] | REFRIGERATORS, LABORATORY |  | REFRIGERATORLAB-FRIGIDAIRE-FFRU17B2QWD | REFRIGERATORLAB | FFRU17B2QWD |  |  |  | FRIGIDAIRE | Refrigerator, Laboratory |  | REFRIGERATORLAB-FRIGIDAIRE-FFRU17B2QWD |  |  |  |  | Covered PM Repair - Biomedical | MHHS-MG
NO | NO |  |  |  | 069-43615 |  | Frigidaire | FFRU17B2QWD |  | WA52102447 | MH MG - (TMC) - DOWNTOWN | MHHS-MG |  | Refrigerator, Laboratory |  | 069-43615 |  | TMC |  | MH MG - (TMC) - DOWNTOWN | [5 empty] | REFRIGERATORS, LABORATORY |  | REFRIGERATORLAB-FRIGIDAIRE-FFRU17B2QWD | REFRIGERATORLAB | FFRU17B2QWD |  |  |  | FRIGIDAIRE | Refrigerator, Laboratory |  | REFRIGERATORLAB-FRIGIDAIRE-FFRU17B2QWD |  |  |  |  | Covered PM Repair - Biomedical | MHHS-MG
NO | YES |  |  |  | 133-08188 | 133-08188 | Frigidaire | FFRU17G8QWA |  | WA43902412 | Katy-Laboratory | MHHS-Katy |  |  |  | 133-08188 | 133-08188 | Katy | MHHS-Katy | Katy-Laboratory | Pathology holding room | 1/1/20 | 1/1/21 |  |  | REFRIGERATORS, LABORATORY |  | .needs class | [5 empty] | FRIGIDAIRE |  |  |  |  | 11/3/16 |  |  | Covered PM Repair - Biomedical | MHHS-Katy
NO | YES |  |  |  | 133-08190 | 133-08190 | Frigidaire | FFRU17G8QWA |  | WA43601052 | Katy-Laboratory | MHHS-Katy |  |  |  | 133-08190 | 133-08190 | Katy | MHHS-Katy | Katy-Laboratory | Microbiology | 1/1/20 | 1/1/21 |  |  | REFRIGERATORS, LABORATORY |  | .needs class | [5 empty] | FRIGIDAIRE |  |  |  |  | 11/3/16 |  |  | Covered PM Repair - Biomedical | MHHS-Katy
NO | YES |  |  |  | 000-03829 | 000-03829 | Frigidaire | FFTR1514TW0 |  | 4A83615153 | MH MG-(NE)-Summer Creek CCC | MHHS-MG |  |  |  | 000-03829 | 000-03829 | Katy | MHHS-MG | MH MG-(NE)-Summer Creek CCC | Exam 15 | 11/1/18 |  |  |  | REFRIGERATORS, PHARMACY |  | .needs class | [5 empty] | FRIGIDAIRE |  |  |  |  | 11/3/16 |  |  | Covered PM Repair - Biomedical | MHHS-MG
NO | YES |  |  |  | 009-10054 | 009-10054 | Frigidaire | FFTR1814LW |  | BA34428062 | CBC - (GH) - HOGG MIDDLE SCHOOL CLINIC | MHHS-Neighborhood Clinics |  |  |  | 009-10054 | 009-10054 | Central & Greater Heights |  | CBC - (GH) - HOGG MIDDLE SCHOOL CLINIC |  | 04/03/2018 |  |  |  | REFRIGERATORS, LABORATORY |  | .needs class | [5 empty] | FRIGIDAIRE |  |  |  |  | 01/02/2017 |  |  | Covered PM Repair - Biomedical | MHHS-Neighborhood Clinics
NO | YES |  |  |  | 069-42114 | 069-42114 | Frigidaire | FFTR1814LW |  | BA43250735 | MH MG - (TMC) - INT MED/ENDOCRINOLOGY (STE 2015) | MHHS-MG |  |  |  | 069-42114 | 069-42114 | TMC | Memorial Hermann- | MH MG - (TMC) - INT MED/ENDOCRINOLOGY (STE 2015) | 2015 nurse station | 5/1/18 |  |  | No PM Sticker | REFRIGERATORS, LABORATORY |  | .needs class | [5 empty] | FRIGIDAIRE |  |  |  |  | 11/3/16 |  |  | Covered PM Repair - Biomedical | MHHS-MG
YES | YES |  |  |  | 151-03002 | 151-03002 | Frigidaire | FFTR1814LWM |  | BA43250792 | MH MG-(WDLS)-Imperial Oaks |  |  |  |  | 151-03002 | 151-03002 | Woodlands | Memorial herman Imperial Oaks suite 100 | MH MG-(WDLS)-Imperial Oaks | Lab |  |  |  | No pm
YES | YES |  |  |  | 099-00718 | 099-00718 | Frigidaire | FFTR1814QW0 |  | BA44329575 | MH MG - (SL) - PHYSICIANS AT SUGAR CREEK |  |  |  |  | 099-00718 | 099-00718 | Sugar Land | Physicians at Sugar Creek | MH MG - (SL) - PHYSICIANS AT SUGAR CREEK | Hall
NO | NO |  |  |  | 000-03722 |  | Frigidaire | FFU14F5HWN |  | WB40758163 | SMR - (NE) - FALL CREEK | MHHS-SMR |  |  |  | 000-03722 |  | Katy |  | SMR - (NE) - FALL CREEK | [5 empty] | FREEZERS, LABORATORY |  | .needs class | [5 empty] | FRIGIDAIRE | [7 empty] | Covered PM Repair - Biomedical | MHHS-SMR
YES | YES |  |  |  | 005-08563 | 005-08563 | Frigidaire | FKFH217HWB |  | WB02729054 | SE - UNIT 4B (WOMENS SERVICES) |  |  |  |  | 005-08563 | 005-08563 | Southeast | Memorial Hermann Southeast Hospital | SE - UNIT 4B (WOMENS SERVICES) | Breast Feeding Room
NO | YES |  |  |  | 241-00916 | 241-00916 | Frigidaire | FRU17B2JW10 |  | WA93801679 | TIRR-Laboratory | MHHS-TIRR |  |  |  | 241-00916 | 241-00916 | TMC | MHHS-Others | TIRR-Laboratory | TIRR - LABORATORY | 10/1/19 |  | 10/1/20 |  | REFRIGERATORS, LABORATORY |  | .needs class | [5 empty] | FRIGIDAIRE |  |  |  |  | 7/25/19 |  |  | Covered PM Repair - Biomedical | MHHS-TIRR
NO | YES |  |  |  | 583-00765 | 583-00765 | Frigidaire | FRU17B2JW23 |  | WA34701492 | MH MG-(KY)-Urgent Care-Fulshear | MHHS-MG |  |  |  | 583-00765 | 583-00765 | Katy | MHHS-MG | MH MG-(KY)-Urgent Care-Fulshear | Exam room 4 |  |  |  |  | REFRIGERATORS, LABORATORY |  | .needs class | [5 empty] | FRIGIDAIRE |  |  |  |  | 7/25/19 |  |  | Covered PM Repair - Biomedical | MHHS-MG
NO | YES |  |  |  | 129-07722 | 129-07722 | Frigidaire | FRU17B2JW23 |  | WA33601802 | MH MG-(STX)-South Texas-Wharton | MHHS-MG |  |  |  | 129-07722 | 129-07722 | South | MHHS-MG | MH MG-(STX)-South Texas-Wharton | Injection Room | 10/1/18 |  |  |  | REFRIGERATORS, LABORATORY |  | .needs class | [5 empty] | FRIGIDAIRE |  |  |  |  | 7/25/19 |  |  | Covered PM Repair - Biomedical | MHHS-MG
NO | YES |  |  |  | 925-01209 | 925-01209 | Frigidaire | FRU17B2JW24 |  | WA42302134 | MH MG-(SW)-Bellaire Center | MHHS-MG |  | Freezer, Kitchen |  | 925-01209 | 925-01209 | Southwest | MHHS-MG | MH MG-(SW)-Bellaire Center |  | 4/1/18 |  |  |  | REFRIGERATORS, LABORATORY | Freezer, Kitchen | FREEZERKITCHEN-ELECTROLUX-FRU17B2JW24 | FREEZERKITCHEN | FRU17B2JW24 |  |  |  | ELECTROLUX | Freezer, Kitchen |  |  | FREEZERKITCHEN-ELECTROLUX-FRU17B2JW24 | 7/25/19 |  |  | Covered PM Repair - Biomedical | MHHS-MG | [8 empty] | FREEZERKITCHEN | Freezer, Kitchen | ELECTROLUX
YES | YES |  |  |  | 000-03610 | 000-03610 | Frigidaire | FRU17B2JW24 |  | WA42302078 | MH MG - (PL) - CENTRAL PEARLAND |  |  |  |  | 000-03610 | 000-03610 | Pearland | Memorial Hermann Sports Medicine | MH MG - (PL) - CENTRAL PEARLAND | Lab
NO | NO |  |  |  | 069-41393 |  | Frigidaire | FRU17B2JW24 |  | WA43001737 | MH MG - (TMC) - UPPER KIRBY | MHHS-MG |  | Freezer, Kitchen |  | 069-41393 |  | TMC |  | MH MG - (TMC) - UPPER KIRBY | [5 empty] | REFRIGERATORS, LABORATORY |  | FREEZERKITCHEN-ELECTROLUX-FRU17B2JW24 | FREEZERKITCHEN | FRU17B2JW24 |  |  |  | ELECTROLUX | Freezer, Kitchen |  |  | FREEZERKITCHEN-ELECTROLUX-FRU17B2JW24 |  |  |  | Covered PM Repair - Biomedical | MHHS-MG
NO | NO |  |  |  | 029-11972 |  | Frigidaire | FRU17G4JW6 |  |  | MH MG - (WDLS) - BENDERS LANDING | MHHS-MG |  |  |  | 029-11972 |  | Woodlands |  | MH MG - (WDLS) - BENDERS LANDING | [5 empty] | REFRIGERATORS, LABORATORY |  | .needs class | [5 empty] | FRIGIDAIRE | [7 empty] | Covered PM Repair - Biomedical | MHHS-MG
NO | YES |  |  |  | 133-10049 | 133-10049 | Frigidaire | LFFH21F7HWJ |  | WB20970157 | Katy-Postpartum-2W | MHHS-Katy |  |  |  | 133-10049 | 133-10049 | Katy | MHHS-Katy | Katy-Postpartum-2W | Hallway | 8/1/19 | 8/1/20 |  |  | FREEZERS, LABORATORY |  | .needs class | [5 empty] | FRIGIDAIRE | [7 empty] | Covered PM Repair - Biomedical | MHHS-Katy
NO | NO | [5 empty] | Frigidaire | LFPH44M4LM |  | KA21767637 | NE - PHARMACY | MHHS-Northeast |  | Refrigerator, Medical |  |  |  | Katy |  | NE - PHARMACY | [5 empty] | REFRIGERATORS, LABORATORY |  | REFRIGERATORMEDICAL-FRIGIDAIRE-LFPH44M4LM | REFRIGERATORMEDICAL | LFPH44M4LM |  |  |  | FRIGIDAIRE | Refrigerator, Medical |  | REFRIGERATORMEDICAL-FRIGIDAIRE-LFPH44M4LM |  |  |  |  | Covered PM Repair - Biomedical | MHHS-Northeast
YES | YES | Serial Number CNL |  |  | 013-19332 | 013-19332 | Frigidaire | N/A |  | CNL | SW - LABORATORY - CHEMISTRY |  |  |  |  | 013-19332 | 013-19332 | Southwest | Memorial Hermann Diagnostic Laboratory - Southwest Medical Plaza 1 (#756) | SW - LABORATORY - CHEMISTRY | Lab
NO | YES | [5 empty] | FRIGITRONICS | CCS-200 |  |  | GH-OR | MHHS-Greater Heights |  | Cryosurgical Unit |  |  |  | Central & Greater Heights | MHHS-Greater Heights | GH-OR | Storage room | 6/1/19 |  | 11/1/19 |  | CRYOSURGICAL UNITS | Cryosurgical Unit | CRYOSURGICALUNIT-CooperSurgical-CCS-200 | CRYOSURGICALUNIT | CCS-200 |  |  |  | CooperSurgical | Cryosurgical Unit |  |  | CRYOSURGICALUNIT-CooperSurgical-CCS-200 | 5/25/18 |  |  | Covered PM Repair - Biomedical | MHHS-Greater Heights | [8 empty] | CRYOSURGICALUNIT | Cryosurgical Unit | CooperSurgical
NO | YES |  |  |  | 013-01403 | 013-01403 | FRIGITRONICS | CE-2000 |  |  | SW-OR | MHHS-Southwest |  | Cryosurgical Unit |  | 013-01403 | 013-01403 | Southwest | MHHS-Southwest | SW-OR | OR7 | 1/1/20 |  | 1/1/21 |  | CRYOSURGICAL UNITS | Cryosurgical Unit | CRYOSURGICALUNIT-CooperSurgical-CE-2000 | CRYOSURGICALUNIT | CE-2000 |  |  |  | CooperSurgical | Cryosurgical Unit |  |  | CRYOSURGICALUNIT-CooperSurgical-CE-2000 | 1/1/12 |  |  | Covered PM Repair - Biomedical | MHHS-Southwest | [8 empty] | CRYOSURGICALUNIT | Cryosurgical Unit | CooperSurgical
NO | NO | [5 empty] | FRIGITRONICS | CE-2000 |  | 068704R | TMC - OR - PEDI OR (2R) | MHHS-TMC |  | Cryosurgical Unit |  |  |  | TMC |  | TMC - OR - PEDI OR (2R) | [5 empty] | CRYOSURGICAL UNITS |  | CRYOSURGICALUNIT-CooperSurgical-CE-2000 | CRYOSURGICALUNIT | CE-2000 |  |  |  | CooperSurgical | Cryosurgical Unit |  |  | CRYOSURGICALUNIT-CooperSurgical-CE-2000 |  |  |  | Covered PM Repair - Biomedical | MHHS-TMC
NO | NO |  |  |  | 069-41911 |  | FRIGITRONICS | CE-2000 |  |  | TMC - OR - ROBERTSON (2R) | MHHS-TMC |  | Cryosurgical Unit |  | 069-41911 |  | TMC |  | TMC - OR - ROBERTSON (2R) | [5 empty] | CRYOSURGICAL UNITS |  | CRYOSURGICALUNIT-CooperSurgical-CE-2000 | CRYOSURGICALUNIT | CE-2000 |  |  |  | CooperSurgical | Cryosurgical Unit |  |  | CRYOSURGICALUNIT-CooperSurgical-CE-2000 |  |  |  | Covered PM Repair - Biomedical | MHHS-TMC
YES | YES | Serial Number Cnf |  |  | 069-49194 | 069-49194 | Fsn | Cnf |  | Cnf | TMC - OR - ANESTHESIA (CONTRACT EQUIP) |  |  |  |  | 069-49194 | 069-49194 | TMC | Memorial Hermann-Texas Medical Center | TMC - OR - ANESTHESIA (CONTRACT EQUIP) | OR 9 |  |  |  | Panel covering info |  |  | .needs class
YES | YES | Serial Number Cnf |  |  | 069-49245 | 069-49245 | Fsn | Cnf |  | Cnf | TMC - OR - ANESTHESIA (CONTRACT EQUIP) |  |  |  |  | 069-49245 | 069-49245 | TMC | Memorial Hermann-Texas Medical Center | TMC - OR - ANESTHESIA (CONTRACT EQUIP) | OR 7 | [6 empty] | .needs class
YES | YES | Serial Number Cnf |  |  | 069-49246 | 069-49246 | Fsn | Cnf |  | Cnf | TMC - OR - ANESTHESIA (CONTRACT EQUIP) |  |  |  |  | 069-49246 | 069-49246 | TMC | Memorial Hermann-Texas Medical Center | TMC - OR - ANESTHESIA (CONTRACT EQUIP) | OR 7 | [6 empty] | .needs class
YES | YES |  |  |  | 099-09702 | 099-09702 | Fsn | Fs-l3202d |  | D32218480021 | Gi lab |  |  |  |  | 099-09702 | 099-09702 | TMC | Memorial Hermann-Texas Medical Center | Gi lab | Storage area
YES | YES |  |  |  | 129-31343 | 129-31343 | FSN | FS-P2404D |  | D24518280019 | SUGAR LAND - OR |  |  |  |  | 129-31343 | 129-31343 | Sugar Land | Memorial Hermann Sugar Land Hospital | SUGAR LAND - OR | OR 6 | 2/1/20 |  | 2/1/21
NO | YES |  |  |  | 129-06533 | 129-06533 | FTS SYSTEMS | HISTOCHILL |  | 320194-W | Sugar Land-Laboratory | MHHS-Sugarland |  |  |  | 129-06533 | 129-06533 | Sugar Land | MHHS-Sugarland | Sugar Land-Laboratory | Pathology | 12/1/20 |  | 12/1/21 |  | BATHS, WATER |  | .needs class | [5 empty] | FTS Systems |  |  |  |  | 3/4/20 |  |  | Not Covered Vendor Only - Rad, High End | MHHS-Sugarland
NO | YES |  |  |  | 069-41458 | 069-41458 | FTS SYSTEMS | HISTOCHILL |  | 320470-W | TMC-Laboratory-Anatomic Pathology (2R) | MHHS-TMC |  |  |  | 069-41458 | 069-41458 | TMC | MHHS-TMC | TMC-Laboratory-Anatomic Pathology (2R) | Frozen Lab | 12/1/16 |  |  |  | BATHS, WATER |  | .needs class | [5 empty] | FTS Systems |  |  |  |  | 8/31/16 |  |  | Covered PM Repair - Radiology, Low End | MHHS-TMC
YES | YES |  |  |  | 133-08298 | 133-08298 | FTS Systems | Histochill |  | 320654-W | KATY - LABORATORY |  |  |  |  | 133-08298 | 133-08298 | Katy | Memorial Hermann Katy Hospital | KATY - LABORATORY | Lab Pathology
YES | YES |  |  |  | 041-34357 | 041-34357 | FTS Systems | Histochill |  | 324545-W | Memorial City - Lab |  |  |  |  | 041-34357 | 041-34357 | West | Memorial Hermann Memorial City Medical Center | Memorial City - Lab | Memorial City - Lab
NO | NO | [5 empty] | Fuji Medical Systems USA Inc | VP-4440HD |  | 1V594A087 | TMC - PLAZA - ERTAN DDC (STE 1400) | MHHS-TMC |  | Processor, Video |  |  |  | TMC |  | TMC - PLAZA - ERTAN DDC (STE 1400) | [5 empty] | ENDOSCOPIC EQUIPMENT, VIDEO PROCESSOR |  | PROCVID-Fujinon-VP-4440HD | PROCVID | VP-4440HD |  |  |  | Fujinon | Processor, Video |  |  | PROCVID-Fujinon-VP-4440HD |  |  |  | Covered PM Repair - Biomedical | MHHS-TMC
YES | YES |  |  |  | 03YPVX | 03YPVX | FujiFilm | C60xp/5-2 |  | 03YPVX | OR |  |  |  |  | 03YPVX | 03YPVX | West | Memorial Hermann - Memorial City | OR | Back Hallway
YES | YES |  |  |  | 151-04355 | 151-04355 | FujiFilm | C60xp/5-2 MHz Transducer |  | 04ML09 | Memorial City Day Surgery |  |  |  |  | 151-04355 | 151-04355 | West | Memorial Hermann - Memorial City | Memorial City Day Surgery | West Tower Recovery 5
YES | YES | [5 empty] | FujiFilm | HFL38xp/13-6 |  |  | OR | [6 empty] | West | Memorial Hermann - Memorial City | OR | Back Hallway
YES | YES |  |  |  | 099-11437 | 099-11437 | FujiFilm | L25xp/13-6 MHz |  |  | TWC |  |  |  |  | 099-11437 | 099-11437 | TMC | Memorial Hermann-Texas Medical Center | TWC | MICU C2/21
YES | YES |  |  |  | 099-07865 | 099-07865 | FujiFilm | L25xp/13-6 MHz |  | 043GPT | TMC - OR - ROBERTSON (2R) |  |  |  |  | 099-07865 | 099-07865 | TMC | Memorial Hermann-Texas Medical Center | TMC - OR - ROBERTSON (2R) | Storage
YES | YES |  |  |  | 099-09053 | 099-09053 | FujiFilm | P1920-29 |  | 041DYP | TMC - SAROFIM 3 - OR |  |  |  |  | 099-09053 | 099-09053 | TMC | Memorial Hermann-Texas Medical Center | TMC - SAROFIM 3 - OR | SAROFIM 3 - OR | 4/1/20
YES | YES |  |  |  | 099-11438 | 099-11438 | FujiFilm | P19Xp/5-1 MHz |  | 04DW7Z | TWC |  |  |  |  | 099-11438 | 099-11438 | TMC | Memorial Hermann-Texas Medical Center | TWC | MICU C2/21
YES | YES |  |  |  | 069-44634 | 069-44634 | FujiFilm | PB-30 |  | G088 | TMC - Jones - GI lab |  |  |  |  | 069-44634 | 069-44634 | TMC | Memorial Hermann-Texas Medical Center | TMC - Jones - GI lab | GI Lab | [5 empty] | Controller, Balloon Enteroscopy | [23 empty] | Controller, Balloon Enteroscopy | CONTROLBALLOONENTEROSCOPY | Controller, Balloon Enteroscopy | FujiFilm
YES | YES |  |  |  | 099-11436 | 099-11436 | FujiFilm | Sonosite |  |  | TWC |  |  |  |  | 099-11436 | 099-11436 | TMC | Memorial Hermann-Texas Medical Center | TWC | MICU C2/21
YES | YES |  |  |  | 069-44635 | 069-44635 | FujiFilm | Vp-4440hd |  | 2v594g063 | Gi lab |  |  |  |  | 069-44635 | 069-44635 | TMC | Memorial Hermann-Texas Medical Center | Gi lab | Storage area
YES | YES |  |  |  | 069-44636 | 069-44636 | FujiFilm | Xp-4455 |  | 2s095g901 | Gi lab |  |  |  |  | 069-44636 | 069-44636 | TMC | Memorial Hermann-Texas Medical Center | Gi lab | Storage area
YES | YES |  |  |  | 099-01950 | 099-01950 | FUJIFILM SonoSite | 10-5MHz |  | 04972Q | Emergency Center |  |  |  |  | 099-01950 | 099-01950 | Central | Memorial Hermann Urgent Care Greater Heights (#100) | Emergency Center | Nurses Station
YES | YES |  |  |  | 099-00037 | 099-00037 | FUJIFILM SonoSite | 13-6 |  | 041YY0 | [5 empty] | 099-00037 | 099-00037 | Katy | Memorial Hermann Northeast Hospital |  | Hallway
YES | YES |  |  |  | 099-01949 | 099-01949 | FUJIFILM SonoSite | 5-1MHz |  | 0496J | Emergency Center |  |  |  |  | 099-01949 | 099-01949 | Central | Memorial Hermann Urgent Care Greater Heights (#100) | Emergency Center | Nurses Station
YES | YES |  |  |  | 133-10254 | 133-10254 | FUJIFILM SonoSite | C35 |  | 04G8H9 | KATY - OR |  |  |  |  | 133-10254 | 133-10254 | Katy | Memorial Hermann Katy Hospital | KATY - OR | OR 7 Hallway
YES | YES |  |  |  | 133-10255 | 133-10255 | FUJIFILM SonoSite | C35x |  | 04FC24 | KATY - OR |  |  |  |  | 133-10255 | 133-10255 | Katy | Memorial Hermann Katy Hospital | KATY - OR | OR 7 Hallway
YES | YES |  |  |  | 009-33295 | 099-33295 | FUJIFILM SonoSite | C60hp/5-2MHz |  | 04Q5LT | ER |  |  |  |  | 009-33295 | 099-33295 | Katy | Memorial Hermann Northeast Hospital | ER | Hallway |  |  |  | No p.m.
YES | YES |  |  |  | 005-33559 | 005-33559 | FUJIFILM SonoSite | Edge II |  | Q538W9 | OR Dept |  |  |  |  | 005-33559 | 005-33559 | Southeast | Memorial Hermann Southeast Hospital | OR Dept | Bio Med Imagimg Shop |  |  |  | Ultrasound system / in Bio Med Imaging shop for repair
YES | YES |  |  |  | 099-07851 | 099-07851 | FUJIFILM SonoSite | HFL30x/13-6 MHz |  | 03W57M | TMC - OR - ROBERTSON (2R) |  |  |  |  | 099-07851 | 099-07851 | TMC | Memorial Hermann-Texas Medical Center | TMC - OR - ROBERTSON (2R) | Storage
YES | YES |  |  |  | 099-07866 | 099-07866 | FUJIFILM SonoSite | HFL38xp/13-6 MHz |  |  | TMC - OR - ROBERTSON (2R) |  |  |  |  | 099-07866 | 099-07866 | TMC | Memorial Hermann-Texas Medical Center | TMC - OR - ROBERTSON (2R) | Storage
YES | YES |  |  |  | 151-04356 | 151-04356 | FUJIFILM SonoSite | HFL38xp/13-6 MHz Transducer |  | 049M7H | Memorial City Day Surgery |  |  |  |  | 151-04356 | 151-04356 | West | Memorial Hermann - Memorial City | Memorial City Day Surgery | West Tower Recovery 5
YES | YES |  |  |  | 069-44844 | 069-44844 | FUJIFILM SonoSite | HFL50X |  | 04KHKD | TMC - SAROFIM 3 - OR |  |  |  |  | 069-44844 | 069-44844 | TMC | Memorial Hermann Texas Medical Center | TMC - SAROFIM 3 - OR | Sarofim OR 3 | [5 empty] | Transducer, Ultrasound | TRANSDUCERULTRASOUND-FUJIFILM SonoSite-HFL50X | [12 empty] | TU-A | [9 empty] | Transducer, Ultrasound | TRANSDUCERULTRASOUND | Transducer, Ultrasound | FUJIFILM SonoSite
YES | YES |  |  |  | 099-06120 | 099-06120 | FUJIFILM SonoSite | HFL50X |  | 04PMBZ | SE - OR |  |  |  |  | 099-06120 | 099-06120 | Southeast | Memorial Hermman South East | SE - OR | OR corridor | [5 empty] | Transducer, Ultrasound | TRANSDUCERULTRASOUND-FUJIFILM SonoSite-HFL50X | [12 empty] | TU-A | [9 empty] | Transducer, Ultrasound | TRANSDUCERULTRASOUND | Transducer, Ultrasound | FUJIFILM SonoSite
NO | YES |  |  |  | 099-06131 | 099-06131 | FUJIFILM SonoSite | HFL50X |  | 04L2T3 | SE-OR |  |  |  |  | 099-06131 | 099-06131 | Southeast | MHHS-Southeast | SE-OR | OR corridor | [5 empty] | Transducer, Ultrasound | TRANSDUCERULTRASOUND-FUJIFILM SonoSite-HFL50X | [12 empty] | TU-A | [9 empty] | Transducer, Ultrasound | TRANSDUCERULTRASOUND | Transducer, Ultrasound | FUJIFILM SonoSite
YES | YES |  |  |  | 069-44845 | 069-44845 | FUJIFILM SonoSite | HSL25xp |  | 04KKCV | TMC - SAROFIM 3 - OR |  |  |  |  | 069-44845 | 069-44845 | TMC | Memorial Hermann Texas Medical Center | TMC - SAROFIM 3 - OR | Sarofim OR 3
YES | YES |  |  |  | 069-45015 | 069-45015 | FUJIFILM SonoSite | HSL25xp |  | 04KY9H | TMC - SAROFIM 3 - OR |  |  |  |  | 069-45015 | 069-45015 | TMC | Memorial Hermann-Texas Medical Center | TMC - SAROFIM 3 - OR | OR 40 |  |  |  | No pm found
YES | YES |  |  |  | 069-45024 | 069-45024 | FUJIFILM SonoSite | HSL25xp |  | 04KHKTT | TMC - SAROFIM 3 - OR |  |  |  |  | 069-45024 | 069-45024 | TMC | Memorial Hermann-Texas Medical Center | TMC - SAROFIM 3 - OR | OR 42
YES | YES |  |  |  | 069-45016 | 069-45016 | FUJIFILM SonoSite | HSL50xp |  | 04KYH0 | TMC - SAROFIM 3 - OR |  |  |  |  | 069-45016 | 069-45016 | TMC | Memorial Hermann-Texas Medical Center | TMC - SAROFIM 3 - OR | OR 40 |  |  |  | No pm found
YES | YES |  |  |  | 069-45025 | 069-45025 | FUJIFILM SonoSite | HSL50xp |  | 04KY8M | TMC - SAROFIM 3 - OR |  |  |  |  | 069-45025 | 069-45025 | TMC | Memorial Hermann-Texas Medical Center | TMC - SAROFIM 3 - OR | OR 42
YES | YES |  |  |  | 069-36103 | 069-36103 | FUJIFILM SonoSite | ICTx/8-5 |  | 03TJBW | TMC - HERMANN - ADULT ER (1HP) |  |  |  |  | 069-36103 | 069-36103 | TMC | Memorial Hermann-Texas Medical Center | TMC - HERMANN - ADULT ER (1HP) | Trauma 14
YES | YES |  |  |  | 099-04808 | 099-04808 | FUJIFILM SonoSite | L25x |  | 04PLR2 | PEARLAND - CARDIAC CATH LAB |  |  |  |  | 099-04808 | 099-04808 | Pearland | Memorial Hermann Pearland Hospital | PEARLAND - CARDIAC CATH LAB | Procedure Room S2 225 | [6 empty] | TRANSDUCERULTRASOUND-SonoSite-L25X
YES | YES |  |  |  | 099-01956 | 099-01956 | FUJIFILM SonoSite | L25x |  | 03ZN35 | NE - OR HOLDING |  |  |  |  | 099-01956 | 099-01956 | Katy | Memorial Hermann Northeast Hospital | NE - OR HOLDING | Nurses Station | [6 empty] | TRANSDUCERULTRASOUND-SonoSite-L25X
YES | YES |  |  |  | 099-13371 | 099-13371 | FUJIFILM SonoSite | L25x |  | 04C5QR | ER |  |  |  |  | 099-13371 | 099-13371 | Southeast | Memorial Hermann Convenient Care Center in League City (League City CCC) | ER | Storage | [6 empty] | TRANSDUCERULTRASOUND-SonoSite-L25X
YES | YES |  |  |  | 099-13563 | 099-13563 | FUJIFILM SonoSite | L25x |  | 04K0VZ | TMC - HVI - HEART FAILURE ICU (5HVI) |  |  |  |  | 099-13563 | 099-13563 | TMC | Memorial Hermann-Texas Medical Center | TMC - HVI - HEART FAILURE ICU (5HVI) | [7 empty] | TRANSDUCERULTRASOUND-SonoSite-L25X
YES | YES |  |  |  | 04146X | 04146X | FUJIFILM SonoSite | L25x/13-6 |  | 04146X | SP CCC - (SL) - EMERGENCY ROOM |  |  |  |  | 04146X | 04146X | Sugar Land | Memorial Hermann Convenient Care Center at Sienna Plantation (Sienna CCC) (#B) | SP CCC - (SL) - EMERGENCY ROOM | Exam room 7 |  |  |  | No asset tags, serial is asset. Reference: P07691-70 |  |  | TRANSDUCERULTRASOUND-SonoSite-L25X
YES | YES |  |  |  | 009-33298 |  | FUJIFILM SonoSite | L25x/13-6MHz |  | 04Q705 | ER |  |  |  |  | 009-33298 |  | Katy | Memorial Hermann Northeast Hospital | ER | Hallway |  |  |  | No p.m.Ooo
YES | YES |  |  |  | 099-00063 | 099-00063 | FUJIFILM SonoSite | L38xi |  | 041DGC | ER |  |  |  |  | 099-00063 | 099-00063 | Katy | Memorial Hermann Northeast Hospital | ER | Room 1 | 2/1/20 | 2/1/20
YES | YES |  |  |  | 099-13370 | 099-13370 | FUJIFILM SonoSite | L38xp |  | 04BZVD | ER |  |  |  |  | 099-13370 | 099-13370 | Southeast | Memorial Hermann Convenient Care Center in League City (League City CCC) | ER | Storage
YES | YES |  |  |  | 009-33248 | 009-33248 | FUJIFILM SonoSite | L38xp/10-5 MHz |  | 04FL5G | SW - ER |  |  |  |  | 009-33248 | 009-33248 | Southwest | Memorial Hermann Southwest Hospital | SW - ER
YES | YES |  |  |  | 009-33296 | 009-33296 | FUJIFILM SonoSite | L38xp/10-5MHz |  | 04NL1G | ER |  |  |  |  | 009-33296 | 009-33296 | Katy | Memorial Hermann Northeast Hospital | ER | Hallway |  |  |  | No p.m.
YES | YES |  |  |  | 142-02005 | 142-02005 | FUJIFILM SonoSite | P05482-26 |  | 03NKXQ | NE - ANESTHESIA |  |  |  |  | 142-02005 | 142-02005 | Katy | Memorial Hermann Northeast Hospital | NE - ANESTHESIA | Storage room 5
YES | YES |  |  |  | 142-03424 | 142-03424 | FUJIFILM SonoSite | P06481-05 |  | 038X7Q | NE - ANESTHESIA |  |  |  |  | 142-03424 | 142-03424 | Katy | Memorial Hermann Northeast Hospital | NE - ANESTHESIA | Storage room 5 | [5 empty] | Transducer, Ultrasound | TRANSDUCERULTRASOUND-FUJIFILM SonoSite-P06481-05 | [12 empty] | TU-A | [9 empty] | Transducer, Ultrasound | TRANSDUCERULTRASOUND | Transducer, Ultrasound | FUJIFILM SonoSite
YES | YES |  |  |  | WK350M | 925-01891 | FUJIFILM SonoSite | P07576 |  | P07760-06 | MHOSH - 3RD FLOOR |  |  |  |  | WK350M | 925-01891 | Central | Memorial Hermann orthopedic and spine | MHOSH - 3RD FLOOR | MHOSH - 3RD FLOOR
YES | YES |  |  |  | P07760-60 | P07760-60 | FUJIFILM SonoSite | P07576 |  | P07760-60 | MHOSH - 3RD FLOOR |  |  |  |  | P07760-60 | P07760-60 | Central | Memorial Hermann orthopedic and spine | MHOSH - 3RD FLOOR | MHOSH - 3RD FLOOR
NO | YES | Serial Number WK346Q |  |  | 925-01894 | 925-01894 | FUJIFILM SonoSite | P07576 |  | WK346Q | MHOSH-3rd Floor |  |  |  |  | 925-01894 | 925-01894 | Central | MHHS-Orthopedic & Spine | MHOSH-3rd Floor | MHOSH - 3RD FLOOR
NO | YES | Serial Number WK351G |  |  | 925-01900 | 925-01900 | FUJIFILM SonoSite | P07576 |  | WK351G | MHOSH-3rd Floor |  |  |  |  | 925-01900 | 925-01900 | Central | MHHS-Orthopedic & Spine | MHOSH-3rd Floor | MHOSH - 3RD FLOOR
NO | YES | Serial Number WK3677 |  |  | 099-08156 | 099-08156 | FUJIFILM SonoSite | P07576 |  | WK3677 | GH-OR |  |  |  |  | 099-08156 | 099-08156 | Central | MHHS-Greater Heights | GH-OR | MHOSH
YES | YES |  |  |  | 0414BQ | 0414BQ | FUJIFILM SonoSite | P07682-70 |  | 0414BQ | MHOSH - 3RD FLOOR |  |  |  |  | 0414BQ | 0414BQ | Central | Memorial Hermann orthopedic and spine | MHOSH - 3RD FLOOR | MHOSH - 3RD FLOOR
YES | YES |  |  |  | 040WFJ | 040WFJ | FUJIFILM SonoSite | P07682-70 |  | 040WFJ | MHOSH - 3RD FLOOR |  |  |  |  | 040WFJ | 040WFJ | Central | Memorial Hermann orthopedic and spine | MHOSH - 3RD FLOOR | MHOSH - 3RD FLOOR
YES | YES |  |  |  | 040W4T | 040W4T | FUJIFILM SonoSite | P07682-70 |  | 040W4T | MHOSH - 3RD FLOOR |  |  |  |  | 040W4T | 040W4T | Central | Memorial Hermann orthopedic and spine | MHOSH - 3RD FLOOR | MHOSH - 3RD FLOOR
YES | YES |  |  |  | 040W9H | 040W9H | FUJIFILM SonoSite | P07682-70 |  | 040W9H | MHOSH - 3RD FLOOR |  |  |  |  | 040W9H | 040W9H | Central | Memorial Hermann orthopedic and spine | MHOSH - 3RD FLOOR | MHOSH - 3RD FLOOR
YES | YES |  |  |  | 0414CR | 0414CR | FUJIFILM SonoSite | P07682-70 |  | 0414CR | OR |  |  |  |  | 0414CR | 0414CR | Central | MHOSH | OR | MHOSH
YES | YES |  |  |  | 099-01858 | 099-01858 | FUJIFILM SonoSite | P07689-21 |  | 03T2DR | Summer creek er |  |  |  |  | 099-01858 | 099-01858 | Katy | Memorial Hermann Convenient Care Center in Summer Creek (Summer Creek CCC) | Summer creek er | Treatment room 8
YES | YES |  |  |  | 099-01859 | 099-01859 | FUJIFILM SonoSite | P07689-21 |  | 03RR2T | Summer creek er |  |  |  |  | 099-01859 | 099-01859 | Katy | Memorial Hermann Convenient Care Center in Summer Creek (Summer Creek CCC) | Summer creek er | Treatment room 8
YES | YES |  |  |  | 142-03577 | 142-03577 | FUJIFILM SonoSite | P07691-20 |  | 03GQzV | NE - IMU1 |  |  |  |  | 142-03577 | 142-03577 | Katy | Memorial Hermann Northeast Hospital | NE - IMU1 | Cath lab room 1
YES | YES |  |  |  | 142-08276 | 142-08276 | FUJIFILM SonoSite | P14644-61 |  | Q57JJT | ER |  |  |  |  | 142-08276 | 142-08276 | Katy | Memorial Hermann Northeast Hospital | ER | Hallway
YES | YES |  |  |  | 005-09489 | 005-09489 | FUJIFILM SonoSite | p15800-21 |  | WKQ3CG | [5 empty] | 005-09489 | 005-09489 | Soth east | Herman Memorial 11800 Astoria |  | OR Hallway | 1/1/20 | 1/1/21
YES | YES |  |  |  | 099-00064 | 099-00064 | FUJIFILM SonoSite | P21x |  | 04L2G5 | ER |  |  |  |  | 099-00064 | 099-00064 | Katy | Memorial Hermann Northeast Hospital | ER | Room 1 | 2/1/20
YES | YES |  |  |  | 0428DT | 0428DT | FUJIFILM SonoSite | P21x/5-1 |  | 0428DT | SP CCC - (SL) - EMERGENCY ROOM |  |  |  |  | 0428DT | 0428DT | Sugar Land | Memorial Hermann Convenient Care Center at Sienna Plantation (Sienna CCC) (#B) | SP CCC - (SL) - EMERGENCY ROOM | Exam room 7 |  |  |  | No asset tags. Serial is asset. Reference: p07698-70
YES | YES |  |  |  | 099-07050 | 099-07050 | FUJIFILM SonoSite | P21xp |  | 03WP9X | SE - EMERGENCY CENTER |  |  |  |  | 099-07050 | 099-07050 | Southeast | Memorial Hermann Southeast Hospital | SE - EMERGENCY CENTER | Nurses Station |  |  |  | No pm found
YES | YES |  |  |  | 099-13369 | 099-13369 | FUJIFILM SonoSite | rP19xp |  | 04C02T | ER |  |  |  |  | 099-13369 | 099-13369 | Southeast | Memorial Hermann Convenient Care Center in League City (League City CCC) | ER | Storage
YES | YES |  |  |  | 069-45023 | 069-45023 | FUJIFILM SonoSite | rP19xp |  | 04KHJQ | TMC - SAROFIM 3 - OR |  |  |  |  | 069-45023 | 069-45023 | TMC | Memorial Hermann-Texas Medical Center | TMC - SAROFIM 3 - OR | OR 42
YES | YES |  |  |  | 009-33249 | 009-33249 | FUJIFILM SonoSite | rP19xp/5-1 MHz |  | 04FL1J | SW - ER |  |  |  |  | 009-33249 | 009-33249 | Southwest | Memorial Hermann Southwest Hospital | SW - ER
YES | YES |  |  |  | 009-33297 | 009-33 | FUJIFILM SonoSite | rP19xp/5-1MHz |  | 04Q7TC | ER |  |  |  |  | 009-33297 | 009-33 | Katy | Memorial Hermann Northeast Hospital | ER | Hallway |  |  |  | No p.m.
YES | YES |  |  |  | 129-06097 | 129-06097 | FUJIFILM SonoSite | S-cath |  | P07798-06 | SP CCC - (SL) - EMERGENCY ROOM |  |  |  |  | 129-06097 | 129-06097 | Sugar Land | Memorial Hermann Convenient Care Center at Sienna Plantation (Sienna CCC) (#B) | SP CCC - (SL) - EMERGENCY ROOM | Exam room 7 |  |  |  | No pm sticker. Reference number P08792/P09823
NO | YES |  |  |  | 069-45961 | 069-45961 | FUJIFILM SonoSite | SII |  | 04DV9R | TMC-HVI-Heart Failure ICU (5Hvi) |  |  |  |  | 069-45961 | 069-45961 | TMC | MHHS-TMC | TMC-HVI-Heart Failure ICU (5Hvi)
YES | YES | Serial Number 04C1VC |  |  | 099-13368 | 099-13368 | FUJIFILM SonoSite | X Porte |  | 04C1VC | ER |  |  |  |  | 099-13368 | 099-13368 | Southeast | Memorial Hermann Convenient Care Center in League City (League City CCC) | ER | Storage
YES | YES |  |  |  | 041-33778 | 041-33778 | FUJIFILM SonoSite | X-porte system and stand |  | 0455X4 | MEMORIAL CITY - Surgery |  |  |  |  | 041-33778 | 041-33778 | West | Memorial Hermann Memorial City Medical Center | MEMORIAL CITY - Surgery | Surgery Hallway |  |  |  | No pm sticker
NO | YES |  |  |  | 069-28009 | 069-28009 | Fujinon Inc Medical Div | PB-20 |  | 2W511A164 | TMC-Gi/Endo-Adult (1J) | MHHS-TMC |  | Controller |  | 069-28009 | 069-28009 | TMC | MHHS-TMC | TMC-Gi/Endo-Adult (1J) | Storage | 11/1/17 |  | 11/1/18 |  | ENDOSCOPIC EQUIPMENT |  | CONTROLLER-Fujinon-PB-20 | CONTROLLER | PB-20 |  |  |  | Fujinon | Controller |  | CONTROLLER-Fujinon-PB-20 |  | 8/15/20 |  |  | Not Covered Vendor Only - Biomedical | MHHS-TMC
NO | NO | [5 empty] | Fujinon Inc Medical Div | PB-20 |  | 2W511A258 | TMC - PLAZA - ERTAN DDC (STE 1400) | MHHS-TMC |  | Controller |  |  |  | TMC |  | TMC - PLAZA - ERTAN DDC (STE 1400) | [5 empty] | ENDOSCOPIC EQUIPMENT |  | CONTROLLER-Fujinon-PB-20 | CONTROLLER | PB-20 |  |  |  | Fujinon | Controller |  | CONTROLLER-Fujinon-PB-20 |  |  |  |  | Not Covered Vendor Only - Biomedical | MHHS-TMC
NO | YES |  |  |  | 069-28011 | 069-28011 | Fujinon Inc Medical Div | VP-4400 |  | 4V395A743 | Gi lab | MHHS-TMC |  | Processor, Video |  | 069-28011 | 069-28011 | TMC | Memorial Hermann-Texas Medical Center | Gi lab | Storage | 11/1/17 |  | 11/1/18 |  | ENDOSCOPIC EQUIPMENT |  | PROCVID-Fujinon-VP-4400 | PROCVID | VP-4400 |  |  |  | Fujinon | Processor, Video |  | PROCVID-Fujinon-VP-4400 |  | 2/18/16 |  |  | Covered PM Repair - Biomedical | MHHS-TMC
NO | YES |  |  |  | 069-28010 | 069-28010 | Fujinon Inc Medical Div | XL-4400 |  | 4S081A743 | TMC-Gi/Endo-Adult (1J) | MHHS-TMC |  | Light Source, Fiberoptic |  | 069-28010 | 069-28010 | TMC | MHHS-TMC | TMC-Gi/Endo-Adult (1J) | Storage | 4/1/19 |  | 4/1/20 |  | LIGHT SOURCES, FIBEROPTIC |  | LIGHTSOURCEFIBEROPT-Fujinon-XL-4400 | LIGHTSOURCEFIBEROPT | XL-4400 |  |  |  | Fujinon | Light Source, Fiberoptic |  | LIGHTSOURCEFIBEROPT-Fujinon-XL-4400 |  | 4/2/17 |  |  | Covered PM Repair - Biomedical | MHHS-TMC
NO | NO | [5 empty] | Fujinon Inc Medical Div | XL-4450 |  | IS095A328 | TMC - PLAZA - ERTAN DDC (STE 1400) | MHHS-TMC |  | Light Source, Fiberoptic |  |  |  | TMC |  | TMC - PLAZA - ERTAN DDC (STE 1400) | [5 empty] | LIGHT SOURCES, FIBEROPTIC |  | LIGHTSOURCEFIBEROPT-Fujinon-XL-4450 | LIGHTSOURCEFIBEROPT | XL-4450 |  |  |  | Fujinon | Light Source, Fiberoptic |  | LIGHTSOURCEFIBEROPT-Fujinon-XL-4450 |  |  |  |  | Covered PM Repair - Biomedical | MHHS-TMC
NO | NO |  |  |  | 074-00936 |  | FUJITSU | 5102C |  |  | TMC - CATH LAB - PEDI (GHP) | MHHS-TMC |  |  |  | 074-00936 |  | TMC |  | TMC - CATH LAB - PEDI (GHP) | [5 empty] | PRINTERS |  | .needs class |  |  |  |  | .needs class | FUJITSU | [7 empty] | Covered PM Repair - Biomedical | MHHS-TMC
YES | YES |  |  |  | 069-45978 | 069-45978 | Fujitsu | Celsius |  | YM8U008252 | Radiology |  |  |  |  | 069-45978 | 069-45978 | Central | Joint Center - Orthopedic and Spine Hospital | Radiology | CT Scan
NO | NO |  |  |  | 074-00936 |  | FUJITSU | DX2300 |  | YKLT040896 | TMC - CATH LAB - ADULT (2HVI) | MHHS-TMC |  |  |  | 074-00936 |  | TMC |  | TMC - CATH LAB - ADULT (2HVI) | [5 empty] | PRINTERS |  | .needs class | [5 empty] | FUJITSU | [7 empty] | Covered PM Repair - Biomedical | MHHS-TMC
YES | YES |  |  |  | 099-06434 | 099-06434 | Fujitsu | ETNA-S-03128 |  | YLFQ022786 | MEMORIAL CITY - CATH LAB |  |  |  |  | 099-06434 | 099-06434 | West | Heart | MEMORIAL CITY - CATH LAB | Vascular Procedure Rm 2 cabinet |  |  |  | No PM sticker
NO | NO |  |  |  | 074-00936 |  | FUJITSU | FI4340C |  | YKLT040896 | TMC - CATH LAB - PEDI (GHP) | MHHS-TMC |  |  |  | 074-00936 |  | TMC |  | TMC - CATH LAB - PEDI (GHP) | [5 empty] | PRINTERS |  | .needs class | [5 empty] | FUJITSU | [7 empty] | Covered PM Repair - Biomedical | MHHS-TMC
NO | NO | [5 empty] | FUJITSU | LIFEBOOK E8020D |  |  | MH MG - (SW) - SW MEDICAL PLAZA 4 (MP4) | MHHS-MG | [5 empty] | Southwest |  | MH MG - (SW) - SW MEDICAL PLAZA 4 (MP4) | [5 empty] | COMPUTERS |  | .needs class | [5 empty] | FUJITSU | [7 empty] | Covered PM Repair - Biomedical | MHHS-MG
NO | NO |  |  |  | 074-00936 |  | FUJITSU | M3358ADL3600 |  | YKLT040896 | TMC - CATH LAB - PEDI (GHP) | MHHS-TMC |  |  |  | 074-00936 |  | TMC |  | TMC - CATH LAB - PEDI (GHP) | [5 empty] | PRINTERS |  | .needs class | [5 empty] | FUJITSU | [7 empty] | Covered PM Repair - Biomedical | MHHS-TMC
NO | YES | Serial Number 400-418320 |  |  | 069-35424 | 069-35424 | Fujitsu | Syngo work station |  | 400-418320 | Tmc-or-cvor |  |  |  |  | 069-35424 | 069-35424 | TMC | Memorial Hermann-Texas Medical Center | Tmc-or-cvor | Or 5
NO | YES |  |  |  | 069-23477 | 069-23477 | Full Vision | TMX 425 |  | FV-5193 | HVI Cardiovascular Imaging |  |  |  |  | 069-23477 | 069-23477 | TMC | Memorial Hermann-Texas Medical Center | HVI Cardiovascular Imaging | Echo 2 | 1/1/19 |  | 1/1/20 |  |  | Treadmill | TREADMILL-Full Vision-TMX 425 | [12 empty] | TREAD-A | [9 empty] | Treadmill | TREADMILL | Treadmill | Full Vision
NO | YES |  |  |  | 069-34119 | 069-34119 | Full Vision | TMX425CP |  |  | TMC-Jones-Hyperbaric/Wound Care (Jg) |  |  |  |  | 069-34119 | 069-34119 | TMC | MHHS-TMC | TMC-Jones-Hyperbaric/Wound Care (Jg) | Exam 16 | 4/1/19 |  | 4/1/20 |  |  | Treadmill | TREADMILL-Full Vision-TMX425CP | [12 empty] | TREAD-A | [9 empty] | Treadmill | TREADMILL | Treadmill | Full Vision
NO | YES |  |  |  | 000-05056 | 000-05056 | Full Vision Inc | TMX425 |  | FV-6731 | MH MG - (MC) - COMPREHENSIVE HEART CARE | MHHS-MG |  | Treadmill |  | 000-05056 | 000-05056 | West | Memorial Hermann Medical Group Memorial City Cardiology (#400) | MH MG - (MC) - COMPREHENSIVE HEART CARE | MP 4 Stress Lab |  |  |  |  | TREADMILLS |  | TREADMILL-Full Vision-TMX 425 | TREADMILL | TMX 425 |  |  |  | Full Vision | Treadmill |  |  | TREADMILL-Full Vision-TMX 425 |  |  |  | Covered PM Repair - Biomedical | MHHS-MG
NO | YES |  |  |  | 069-39329 | 069-39329 | Full Vision Inc | TMX425 |  | FV-11096 | Medical Plaza 4 Heart Clinic 6th Floor Suite 630 | MHHS-MG |  | Treadmill |  | 069-39329 | 069-39329 | West | Memorial Hermann Memorial City Medical Center | Medical Plaza 4 Heart Clinic 6th Floor Suite 630 | Room 6 Stress Test Room |  |  |  |  | TREADMILLS |  | TREADMILL-Full Vision-TMX 425 | TREADMILL | TMX 425 |  |  |  | Full Vision | Treadmill |  |  | TREADMILL-Full Vision-TMX 425 |  |  |  | Covered PM Repair - Biomedical | MHHS-MG
NO | YES | [5 empty] | Full Vision Inc | TMX425 |  | fv-8062 | SW-HVI-Noninvasive Cardiology | MHHS-Southwest |  | Treadmill |  |  |  | Southwest | MHHS-Southwest | SW-HVI-Noninvasive Cardiology | Room 3 exam treadmill | 11/1/19 |  | 11/1/20 |  | TREADMILLS | Treadmill | TREADMILL-Full Vision-TMX 425 | TREADMILL | TMX 425 |  |  |  | Full Vision | Treadmill |  |  | TREADMILL-Full Vision-TMX 425 | 4/1/18 |  | TREAD-A | Covered PM Repair - Biomedical | MHHS-Southwest | [8 empty] | TREADMILL | Treadmill | Full Vision
NO | NO |  |  |  | 069-38769 |  | Full Vision Inc | TMX425 |  | FV12075 | CAHF - (TMC) - TMC MEDICAL PLAZA [MHMP-STE2500] | MHHS - Heart Failure Clinics |  | Treadmill |  | 069-38769 |  | TMC |  | CAHF - (TMC) - TMC MEDICAL PLAZA [MHMP-STE2500] | [5 empty] | TREADMILLS |  | TREADMILL-Full Vision-TMX 425 | TREADMILL | TMX 425 |  |  |  | Full Vision | Treadmill |  |  | TREADMILL-Full Vision-TMX 425 |  |  |  | Covered PM Repair - Biomedical | MHHS - Heart Failure Clinics
NO | NO |  |  |  | FV-6730 |  | Full Vision Inc | TMX425 |  | FV-6730 | MH MG - (MC) - COMPREHENSIVE HEART CARE | MHHS-MG |  | Treadmill |  | FV-6730 |  | West & Memorial City |  | MH MG - (MC) - COMPREHENSIVE HEART CARE | [5 empty] | TREADMILLS |  | TREADMILL-Full Vision-TMX 425 | TREADMILL | TMX 425 |  |  |  | Full Vision | Treadmill |  |  | TREADMILL-Full Vision-TMX 425 |  |  |  | Covered PM Repair - Biomedical | MHHS-MG
NO | NO |  |  |  | 013-35515 |  | Full Vision Inc | TMX425 |  | fv-8895 | MH MG - (STX) - SOUTH TEXAS - ROSENBERG | MHHS-MG |  | Treadmill |  | 013-35515 |  | South |  | MH MG - (STX) - SOUTH TEXAS - ROSENBERG | [5 empty] | TREADMILLS |  | TREADMILL-Full Vision-TMX 425 | TREADMILL | TMX 425 |  |  |  | Full Vision | Treadmill |  |  | TREADMILL-Full Vision-TMX 425 |  |  |  | Covered PM Repair - Biomedical | MHHS-MG
NO | NO |  |  |  | 129-07541 |  | Full Vision Inc | TMX425 |  | fv-10056 | MH MG - (STX) - SOUTH TEXAS - WHARTON | MHHS-MG |  | Treadmill |  | 129-07541 |  | South |  | MH MG - (STX) - SOUTH TEXAS - WHARTON | [5 empty] | TREADMILLS |  | TREADMILL-Full Vision-TMX 425 | TREADMILL | TMX 425 |  |  |  | Full Vision | Treadmill |  |  | TREADMILL-Full Vision-TMX 425 |  |  |  | Covered PM Repair - Biomedical | MHHS-MG
YES | YES | Serial Number Cnf |  |  | 099-06218 | 099-06218 | Future Health Concepts | Cnf |  | Cnf | Occupational therapy |  |  |  |  | 099-06218 | 099-06218 | Southeast | Memorial Hermann Southeast Hospital | Occupational therapy | E2.001 |  |  |  | No pm |  |  | .needs class
NO | YES |  |  |  | 925-01100 | 925-01100 | Future Health Concepts | SWC36 |  | 122805-711 | MHOSH-3rd Floor | MHHS Orthopedic & Spine |  |  |  | 925-01100 | 925-01100 | Central & Greater Heights | MHHS-Orthopedic & Spine | MHOSH-3rd Floor |  | 10/15/19 |  |  |  | WARMING UNITS, MULTIPURPOSE |  | .needs class | [5 empty] | Future Health Con |  |  |  |  | 12/2/15 | MHOSH Inventory Dec 2019 into 2020 - Copy.xls - Newly Verified |  | Covered PM Repair - Biomedical | MHHS Orthopedic & Spine
NO | YES |  |  |  | 041-17167 | 041-17167 | Future Health Concepts | SWC36 |  | 051305-01 | Pet CT | MHHS-OPID |  |  |  | 041-17167 | 041-17167 | TMC | Memorial Hermann-Medical Plaza 3 | Pet CT | Room | 10/1/19 |  | 10/1/20 |  | WARMING UNITS, MULTIPURPOSE |  | .needs class | [5 empty] | Future Health Con | [7 empty] | Covered PM Repair - Biomedical | MHHS-OPID
NO | YES |  |  |  | 013-20070 | 013-20070 | Future Medical Systems Inc | FMS SOLO |  | C24AT0065 | SW-OR | MHHS-Southwest |  | Irrigation/Aspiration Unit |  | 013-20070 | 013-20070 | Southwest | MHHS-Southwest | SW-OR | Room 9 | 1/1/20 |  | 7/1/20 |  | IRRIGATION/DISTENTION SYSTEMS | Irrigation/Aspiration Unit | IRRIGATIONASPNUNIT-DePuy Mitek-FMS Solo | IRRIGATIONASPNUNIT | FMS Solo |  |  |  | DePuy | Irrigation/Aspiration Unit |  |  | IRRIGATIONASPNUNIT-DePuy Mitek-FMS Solo | 7/3/20 |  | IAU-SA | Not Covered Vendor Only - Biomedical | MHHS-Southwest | [8 empty] | IRRIGATIONASPNUNIT | Irrigation/Aspiration Unit | DePuy
YES | YES |  |  |  | 099-01156 | 099-01156 | G | Life Lines |  | T24/0B-110304-0 | Cardio Pulmonary |  |  |  |  | 099-01156 | 099-01156 | Katy | Memorial Hermann Northeast Hospital | Cardio Pulmonary | EEG Office
YES | YES |  |  |  | 129-31039 | 129-31039 | G E | TMX428110 |  | GEDC-1860 | Nuclear medicine |  |  |  |  | 129-31039 | 129-31039 | Sugar Land | Memorial Hermann Sugar Land Hospital | Nuclear medicine | Nuclear medicine | 3/1/19 |  | 3/1/20
NO | YES | Asset Tag 000-04300 |  |  | 000-04300 | 000-04300 | GaitKeeper | GKS20 |  | GKS20A1804000017 | Katy - Outpatient Rehab |  |  |  |  | 000-04300 | 000-04300 | Katy | Memorial Hermann Katy Hospital | Katy - Outpatient Rehab | Katy Outpatient Rehab
YES | YES |  |  |  | 029-12962 | 029-12962 | Gaitsens 2000 | Gk S21 |  | GKS22B2002000048 | TIRR - OP - WOODLANDS (MP2, STE 200) |  |  |  |  | 029-12962 | 029-12962 | Woodlands | MHHS-others | TIRR - OP - WOODLANDS (MP2, STE 200) | MP2 suite 280 Tech.
YES | YES |  |  |  | 151-05184 | 151-05184 | Galanz | GL17BK |  | 1517 70442 | Lab |  |  |  |  | 151-05184 | 151-05184 | Northwest | Memorial Hermann Diagnostic Laboratory - Cypress (#160) | Lab | Lab |  | 2/1/20
NO | YES | Serial Number No Serial |  |  | 151-04863 | 151-04863 | Galanz | GL17BK |  | No serial | Biomed |  |  |  |  | 151-04863 | 151-04863 | West | Memorial Hermann Memorial City Medical Center | Biomed | Biomed lab |  |  |  | No pm
YES | YES | Serial Number Cnf |  |  | 142-07024 | 142-07024 | Galanz | Refrigerator |  | Cnf | MH MG - (NE) - SUMMER CREEK CCC |  |  |  |  | 142-07024 | 142-07024 | NorthEast |  | MH MG - (NE) - SUMMER CREEK CCC |  |  |  |  | No pm
NO | NO | [5 empty] | Gamatronic | 10KVA |  | 0505 500456 | MEMORIAL CITY - NUCLEAR MEDICINE | MHHS-Mem City | [5 empty] | West & Memorial City |  | MEMORIAL CITY - NUCLEAR MEDICINE | [5 empty] | POWER SYSTEMS, UNINTERRUPTIBLE |  | POWERSUPPLYUPS-GAMATRONIC-3/3 10kVA |  |  |  |  | POWERSUPPLYUPS-GAMATRONIC-3/3 10kVA | GAMATRONIC | [7 empty] | Covered PM Repair - Biomedical | MHHS-Mem City
NO | NO |  |  |  | R-041-18126 |  | Gamatronic | 10KVA |  | 0551 530243 | OPID - (MC) - MEMORIAL CITY - 422 (MP4) | MHHS-OPID |  |  |  | R-041-18126 |  | West & Memorial City |  | OPID - (MC) - MEMORIAL CITY - 422 (MP4) | [5 empty] | POWER SYSTEMS, UNINTERRUPTIBLE |  | POWERSUPPLYUPS-GAMATRONIC-3/3 10kVA |  |  |  |  | POWERSUPPLYUPS-GAMATRONIC-3/3 10kVA | GAMATRONIC | [7 empty] | Covered PM Repair - Biomedical | MHHS-OPID
NO | NO |  |  |  | R-041-18130 |  | Gamatronic | 10KVA |  | 0551 530244 | OPID - (MC) - MEMORIAL CITY - 422 (MP4) | MHHS-OPID |  |  |  | R-041-18130 |  | West & Memorial City |  | OPID - (MC) - MEMORIAL CITY - 422 (MP4) | [5 empty] | POWER SYSTEMS, UNINTERRUPTIBLE |  | POWERSUPPLYUPS-GAMATRONIC-3/3 10kVA |  |  |  |  | POWERSUPPLYUPS-GAMATRONIC-3/3 10kVA | GAMATRONIC | [7 empty] | Covered PM Repair - Biomedical | MHHS-OPID
NO | NO |  |  |  | 069-18369 |  | Gamatronic | 10KVA |  |  | OPID - (TMC) - MH IMAGING CENTER - 417 | MHHS-OPID |  |  |  | 069-18369 |  | TMC |  | OPID - (TMC) - MH IMAGING CENTER - 417 | [5 empty] | POWER SYSTEMS, UNINTERRUPTIBLE |  | POWERSUPPLYUPS-GAMATRONIC-3/3 10kVA |  |  |  |  | POWERSUPPLYUPS-GAMATRONIC-3/3 10kVA | GAMATRONIC | [7 empty] | Covered PM Repair - Biomedical | MHHS-OPID
NO | NO |  |  |  | 013-36346 |  | Gamatronic | 10KVA |  | 928-660275 | SW - FACILITIES ENGINEERING | MHHS-Southwest |  |  |  | 013-36346 |  | Southwest |  | SW - FACILITIES ENGINEERING | [5 empty] | POWER SYSTEMS, UNINTERRUPTIBLE |  | POWERSUPPLYUPS-GAMATRONIC-3/3 10kVA |  |  |  |  | POWERSUPPLYUPS-GAMATRONIC-3/3 10kVA | GAMATRONIC | [7 empty] | Covered PM Repair - Biomedical | MHHS-Southwest
YES | YES |  |  |  | 041-18126 | 041-18126 | GAMATRONIC ELECTRONIC INDUSTRIES LTD. | Power Plus SA |  |  | OPID - (MC) - MEMORIAL CITY - 422 (MP4) |  |  |  |  | 041-18126 | 041-18126 |  | OPID - (MC) - MEMORIAL CITY - 422 (MP4) | OPID - (MC) - MEMORIAL CITY - 422 (MP4) | Nucler medicine 1 | 4/1/20 |  |  | No PM Sticker
YES | YES |  |  |  | 041-18130 | 041-18130 | GAMATRONIC ELECTRONIC INDUSTRIES LTD. | Power Plus SA |  |  | OPID - (MC) - MEMORIAL CITY - 422 (MP4) |  |  |  |  | 041-18130 | 041-18130 |  | OPID - (MC) - MEMORIAL CITY - 422 (MP4) | OPID - (MC) - MEMORIAL CITY - 422 (MP4) | Nucler medicine 1 | 4/1/20 |  |  | No PM Sticker
YES | YES |  |  |  | 041-10346 | 041-10346 | GAMATRONIC ELECTRONIC INDUSTRIES LTD. | Power Plus SA |  |  | Memeoial City - Nuclear Medicine |  |  |  |  | 041-10346 | 041-10346 | West | Memorial Hermann Memorial City Medical Center | Memeoial City - Nuclear Medicine | E8 114
NO | YES |  |  |  | DNB105 |  | GAMBRO |  |  | PA3568 | Rental | MHHS-Southwest |  |  |  | DNB105 |  | Southwest |  | Rental | [7 empty] | DIALYSISUNIT-Gambro Renal-Prismaflex |  | PRISMA FLEX SYSTEM |  |  | DIALYSISUNIT-Gambro Renal-Prismaflex | [6 empty] | Verified as Rental |  |  | MHHS-Southwest
NO | YES |  |  |  | DNB112 |  | GAMBRO |  |  | PA4024 | Rental | MHHS-Southwest |  |  |  | DNB112 |  | Southwest |  | Rental | [7 empty] | DIALYSISUNIT-Gambro Renal-Prismaflex |  | PRISMA FLEX SYSTEM |  |  | DIALYSISUNIT-Gambro Renal-Prismaflex | [6 empty] | Verified as Rental |  |  | MHHS-Southwest
NO | YES |  |  |  | DNB127 |  | GAMBRO |  |  |  | Rental | MHHS-Southwest |  |  |  | DNB127 |  | Southwest |  | Rental | [7 empty] | DIALYSISUNIT-Gambro Renal-Prismaflex |  | PRISMA FLEX SYSTEM |  |  | DIALYSISUNIT-Gambro Renal-Prismaflex | [6 empty] | Verified as Rental |  |  | MHHS-Southwest
NO | YES |  |  |  | DNB128 |  | GAMBRO |  |  |  | Rental | MHHS-Southwest |  |  |  | DNB128 |  | Southwest |  | Rental | [7 empty] | DIALYSISUNIT-Gambro Renal-Prismaflex |  | PRISMA FLEX SYSTEM |  |  | DIALYSISUNIT-Gambro Renal-Prismaflex | [6 empty] | Verified as Rental |  |  | MHHS-Southwest
NO | YES |  |  |  | DNB129 |  | GAMBRO |  |  |  | Rental | MHHS-Southwest |  |  |  | DNB129 |  | Southwest |  | Rental | [7 empty] | DIALYSISUNIT-Gambro Renal-Prismaflex |  | PRISMA FLEX SYSTEM |  |  | DIALYSISUNIT-Gambro Renal-Prismaflex | [6 empty] | Verified as Rental |  |  | MHHS-Southwest
NO | YES |  |  |  | DNB130 |  | GAMBRO |  |  | PA0582 | Rental | MHHS-Southwest |  |  |  | DNB130 |  | Southwest |  | Rental | [7 empty] | DIALYSISUNIT-Gambro Renal-Prismaflex |  | PRISMA FLEX SYSTEM |  |  | DIALYSISUNIT-Gambro Renal-Prismaflex | [6 empty] | Verified as Rental |  |  | MHHS-Southwest
NO | YES |  |  |  | DNB131 |  | GAMBRO |  |  | PA0569 | Rental | MHHS-Southwest |  |  |  | DNB131 |  | Southwest |  | Rental | [7 empty] | DIALYSISUNIT-Gambro Renal-Prismaflex |  | PRISMA FLEX SYSTEM |  |  | DIALYSISUNIT-Gambro Renal-Prismaflex | [6 empty] | Verified as Rental |  |  | MHHS-Southwest
NO | YES |  |  |  | DNB133 |  | GAMBRO |  |  | PA10822 | Rental | MHHS-Woodlands |  |  |  | DNB133 |  | Woodlands |  | Rental | [7 empty] | DIALYSISUNIT-Gambro Renal-Prismaflex |  | PRISMA FLEX SYSTEM |  |  | DIALYSISUNIT-Gambro Renal-Prismaflex | [6 empty] | Verified as Rental |  |  | MHHS-Woodlands
NO | YES |  |  |  | DNB134 |  | GAMBRO |  |  | PA10823 | Rental | MHHS-Woodlands |  |  |  | DNB134 |  | Woodlands |  | Rental | [7 empty] | DIALYSISUNIT-Gambro Renal-Prismaflex |  | PRISMA FLEX SYSTEM |  |  | DIALYSISUNIT-Gambro Renal-Prismaflex | [6 empty] | Verified as Rental |  |  | MHHS-Woodlands
NO | NO | [5 empty] | Gambro | A1100 AQUADEX FLEXFLOW |  |  | TMC - HVI - HEART FAILURE ICU (5HVI) | MHHS-TMC | [5 empty] | TMC |  | TMC - HVI - HEART FAILURE ICU (5HVI) | [5 empty] | HEMODIALYSIS UNITS |  | MISCELLANEOUS-CHF Solutions Inc-Aquadex FlexFlow |  |  |  |  | MISCELLANEOUS-CHF Solutions Inc-Aquadex FlexFlow | GAMBRO | [7 empty] | Covered PM Repair - Biomedical | MHHS-TMC
NO | NO | [5 empty] | Gambro | A1100 AQUADEX FLEXFLOW |  |  | TMC - HVI - HEART FAILURE ICU (5HVI) | MHHS-TMC | [5 empty] | TMC |  | TMC - HVI - HEART FAILURE ICU (5HVI) | [5 empty] | HEMODIALYSIS UNITS |  | MISCELLANEOUS-CHF Solutions Inc-Aquadex FlexFlow |  |  |  |  | MISCELLANEOUS-CHF Solutions Inc-Aquadex FlexFlow | GAMBRO | [7 empty] | Covered PM Repair - Biomedical | MHHS-TMC
NO | NO | [5 empty] | Gambro | A1100 AQUADEX FLEXFLOW |  |  | TMC - HVI - HEART FAILURE ICU (5HVI) | MHHS-TMC | [5 empty] | TMC |  | TMC - HVI - HEART FAILURE ICU (5HVI) | [5 empty] | HEMODIALYSIS UNITS |  | MISCELLANEOUS-CHF Solutions Inc-Aquadex FlexFlow |  |  |  |  | MISCELLANEOUS-CHF Solutions Inc-Aquadex FlexFlow | GAMBRO | [7 empty] | Covered PM Repair - Biomedical | MHHS-TMC
NO | NO | [5 empty] | Gambro | A1100 AQUADEX FLEXFLOW |  |  | TMC - HVI - HEART FAILURE ICU (5HVI) | MHHS-TMC | [5 empty] | TMC |  | TMC - HVI - HEART FAILURE ICU (5HVI) | [5 empty] | HEMODIALYSIS UNITS |  | MISCELLANEOUS-CHF Solutions Inc-Aquadex FlexFlow |  |  |  |  | MISCELLANEOUS-CHF Solutions Inc-Aquadex FlexFlow | GAMBRO | [7 empty] | Covered PM Repair - Biomedical | MHHS-TMC
NO | YES |  |  |  | 145-01329 | 145-01329 | Gambro | WRO 300 |  |  | Pearland-Dialysis | MHHS-Pearland Hospital |  | Water System, Dialysis Unit |  | 145-01329 | 145-01329 | Pearland | MHHS-Pearland Hospital | Pearland-Dialysis | Clean linen N3 142 | 12/1/19 | 9/1/20 |  |  | WATER PURIFICATION SYSTEMS | Water System, Dialysis Unit | WATERSYSDIALYSISUNT-Gambro Renal-WRO 300 | WATERSYSDIALYSISUNT | WRO 300 |  |  |  | GAMBRO | Water System, Dialysis Unit |  | WATERSYSDIALYSISUNT-Gambro Renal-WRO 300 |  |  |  | WSDU-SA | Covered PM Repair - Biomedical | MHHS-Pearland Hospital | [7 empty] | Water System, Dialysis Unit | WATERSYSDIALYSISUNT | Water System, Dialysis Unit | GAMBRO
YES | YES |  |  |  | 099-01777 | 099-01777 | Gambro, Inc. | WRO 300H |  |  | NE - Dialysis |  |  |  |  | 099-01777 | 099-01777 | Katy | Memorial Hermann Northeast Hospital | NE - Dialysis |  | 2/1/20 | 2/1/20
YES | YES | Serial Number Cnf |  |  | 005-04457 | 005-04457 | Garner Industries | Healthy Back system |  | Cnf | SE - REHAB SERVICES |  |  |  |  | 005-04457 | 005-04457 | Southeast | Memorial Hermann Southeast Hospital | SE - REHAB SERVICES |  | 4/1/20 |  | 4/1/20
NO | YES |  |  |  | 041-34928 | 041-34928 | GAUSS SURGICAL | TRITON OR |  | dlxwx1jhj264 | Memorial City-Labor & Delivery | MHHS-Mem City |  |  |  | 041-34928 | 041-34928 | West | MHHS-Mem City | Memorial City-Labor & Delivery | OR 1 | 2/1/19 |  |  |  | SCALES, CLINICAL, LABORATORY |  | .needs class | [10 empty] | 2/22/17 |  |  | Covered PM Repair - Biomedical | MHHS-Mem City
NO | YES |  |  |  | 041-34929 | 041-34929 | GAUSS SURGICAL | TRITON OR |  | dlxxd0h3j264 | Memorial City-Labor & Delivery | MHHS-Mem City |  |  |  | 041-34929 | 041-34929 | West | MHHS-Mem City | Memorial City-Labor & Delivery | Clean Utility | 2/1/19 |  |  |  | SCALES, CLINICAL, LABORATORY |  | .needs class | [10 empty] | 2/22/17 |  |  | Covered PM Repair - Biomedical | MHHS-Mem City
NO | YES |  |  |  | 041-34932 | 041-34932 | GAUSS SURGICAL | TRITON OR |  | DLXWX4N8J262 | Memorial City-Labor & Delivery | MHHS-Mem City |  |  |  | 041-34932 | 041-34932 | West | MHHS-Mem City | Memorial City-Labor & Delivery | Clean Utility | 2/1/19 |  |  |  | SCALES, CLINICAL, LABORATORY |  | .needs class | [10 empty] | 2/2/17 |  |  | Covered PM Repair - Biomedical | MHHS-Mem City
NO | YES |  |  |  | 041-34933 | 041-34933 | GAUSS SURGICAL | TRITON OR |  | DLXXD062J264 | MEMORIAL CITY - LABOR | MHHS-Mem City |  |  |  | 041-34933 | 041-34933 | West | Memorial city - memorial herman hospital | MEMORIAL CITY - LABOR | Biomed shop |  |  |  | No pm sticker found | SCALES, CLINICAL, LABORATORY |  | .needs class | [13 empty] | Covered PM Repair - Biomedical | MHHS-Mem City
NO | NO |  |  |  | 041-34927 |  | GAUSS SURGICAL | TRITON OR |  | dlxx6115j264 | MEMORIAL CITY - LABOR & DELIVERY | MHHS-Mem City |  |  |  | 041-34927 |  | West & Memorial City |  | MEMORIAL CITY - LABOR & DELIVERY | [5 empty] | SCALES, CLINICAL, LABORATORY |  | .needs class | [13 empty] | Covered PM Repair - Biomedical | MHHS-Mem City
NO | NO |  |  |  | 041-34930 |  | GAUSS SURGICAL | TRITON OR |  | DLXXC2DMJ262 | MEMORIAL CITY - LABOR & DELIVERY | MHHS-Mem City |  |  |  | 041-34930 |  | West & Memorial City |  | MEMORIAL CITY - LABOR & DELIVERY | [5 empty] | SCALES, CLINICAL, LABORATORY |  | .needs class | [13 empty] | Covered PM Repair - Biomedical | MHHS-Mem City
NO | NO |  |  |  | 041-34931 |  | GAUSS SURGICAL | TRITON OR |  | DLXX11YQJ262 | MEMORIAL CITY - LABOR & DELIVERY | MHHS-Mem City |  |  |  | 041-34931 |  | West & Memorial City |  | MEMORIAL CITY - LABOR & DELIVERY | [5 empty] | SCALES, CLINICAL, LABORATORY |  | .needs class | [13 empty] | Covered PM Repair - Biomedical | MHHS-Mem City
NO | NO |  |  |  | 041-34934 |  | GAUSS SURGICAL | TRITON OR |  | DLXX81KWJ263 | MEMORIAL CITY - LABOR & DELIVERY | MHHS-Mem City |  |  |  | 041-34934 |  | West & Memorial City |  | MEMORIAL CITY - LABOR & DELIVERY | [5 empty] | SCALES, CLINICAL, LABORATORY |  | .needs class | [13 empty] | Covered PM Repair - Biomedical | MHHS-Mem City
YES | YES |  |  |  | 041-00680 | 041-00680 | Gaymar | Medi-Therm II |  | MTA5942 F99010 | Central Supply |  |  |  |  | 041-00680 | 041-00680 | West | Memorial City - Memorial Hermann Hospital | Central Supply | Central Supply
NO | YES |  |  |  | FMG626 |  | GAYMAR | MTA6900 |  | K70067 | Rental Equipment | MHHS-Cypress |  |  |  | FMG626 |  | Northwest & Cypress |  | Rental Equipment | [7 empty] | .needs class |  | MEDI-THERM CIRCULATING FLUID HYPO/HYPER | [9 empty] | Verified as Rental |  |  | MHHS-Cypress
NO | YES |  |  |  | FMG924 |  | GAYMAR | MTA6900 |  | 11117ST2 | Rental Equipment | MHHS-Cypress |  |  |  | FMG924 |  | Northwest & Cypress |  | Rental Equipment | [7 empty] | .needs class |  | MEDI-THERM CIRCULATING FLUID HYPO/HYPER | [9 empty] | Verified as Rental |  |  | MHHS-Cypress
NO | YES |  |  |  | FMG384 |  | GAYMAR | MTA6900 |  | E60022 | Rental Equipment | MHHS-Greater Heights |  |  |  | FMG384 |  | Central & Greater Heights |  | Rental Equipment | [7 empty] | .needs class |  | MEDI-THERM CIRCULATING FLUID HYPO/HYPER | [9 empty] | Verified as Rental |  |  | MHHS-Greater Heights
NO | YES |  |  |  | FMG698 |  | GAYMAR | MTA6900 |  | J90054 | Rental Equipment | MHHS-Greater Heights |  |  |  | FMG698 |  | Central & Greater Heights |  | Rental Equipment | [7 empty] | .needs class |  | MEDI-THERM CIRCULATING FLUID HYPO/HYPER | [9 empty] | Verified as Rental |  |  | MHHS-Greater Heights
NO | YES |  |  |  | FMG758 |  | GAYMAR | MTA6900 |  | K01042 | Rental Equipment | MHHS-Greater Heights |  |  |  | FMG758 |  | Central & Greater Heights |  | Rental Equipment | [7 empty] | .needs class |  | MEDI-THERM CIRCULATING FLUID HYPO/HYPER | [9 empty] | Verified as Rental |  |  | MHHS-Greater Heights
NO | YES |  |  |  | FMG759 |  | GAYMAR | MTA6900 |  | K01038 | Rental Equipment | MHHS-Greater Heights |  |  |  | FMG759 |  | Central & Greater Heights |  | Rental Equipment | [7 empty] | .needs class |  | MEDI-THERM CIRCULATING FLUID HYPO/HYPER | [9 empty] | Verified as Rental |  |  | MHHS-Greater Heights
NO | YES |  |  |  | FMG1150 |  | GAYMAR | MTA6900 |  | E70036 | Rental Equipment | MHHS-Greater Heights |  |  |  | FMG1150 |  | Central & Greater Heights |  | Rental Equipment | [7 empty] | .needs class |  | MEDI-THERM CIRCULATING FLUID HYPO/HYPER | [9 empty] | Verified as Rental |  |  | MHHS-Greater Heights
NO | YES |  |  |  | FMG1201 |  | GAYMAR | MTA6900 |  | F80002 | Rental Equipment | MHHS-Greater Heights |  |  |  | FMG1201 |  | Central & Greater Heights |  | Rental Equipment | [7 empty] | .needs class |  | MEDI-THERM CIRCULATING FLUID HYPO/HYPER | [9 empty] | Verified as Rental |  |  | MHHS-Greater Heights
NO | YES |  |  |  | FMG1192 |  | GAYMAR | MTA6900 |  | K10071 | Rental | MHHS-Northeast |  |  |  | FMG1192 |  | Katy |  | Rental | [7 empty] | .needs class |  | MEDI-THERM CIRCULATING FLUID HYPO/HYPER | [9 empty] | Verified as Rental |  |  | MHHS-Northeast
NO | YES |  |  |  | FMG468 |  | GAYMAR | MTA6900 |  | H60006 | Rental | MHHS-Pearland Hospital |  |  |  | FMG468 |  | Pearland |  | Rental | [7 empty] | .needs class |  | MEDI-THERM CIRCULATING FLUID HYPO/HYPER | [9 empty] | Verified as Rental |  |  | MHHS-Pearland Hospital
NO | YES |  |  |  | FMG921 |  | GAYMAR | MTA6900 |  | J11022 | Rental | MHHS-Pearland Hospital |  |  |  | FMG921 |  | Pearland |  | Rental | [7 empty] | .needs class |  | MEDI-THERM CIRCULATING FLUID HYPO/HYPER | [9 empty] | Verified as Rental |  |  | MHHS-Pearland Hospital
NO | YES |  |  |  | FMG438 |  | GAYMAR | MTA6900 |  | G60072 | Rental | MHHS-TIRR |  |  |  | FMG438 |  | TMC |  | Rental | [7 empty] | .needs class |  | MEDI-THERM CIRCULATING FLUID HYPO/HYPER | [9 empty] | Verified as Rental |  |  | MHHS-TIRR
NO | YES |  |  |  | FMG713 |  | GAYMAR | MTA6900 |  | J90064 | Rental | MHHS-TIRR |  |  |  | FMG713 |  | TMC |  | Rental | [7 empty] | .needs class |  | MEDI-THERM CIRCULATING FLUID HYPO/HYPER | [9 empty] | Verified as Rental |  |  | MHHS-TIRR
NO | YES |  |  |  | FMG1184 |  | GAYMAR | MTA6900 |  | 61919ST1 | Rental | MHHS-TIRR |  |  |  | FMG1184 |  | TMC |  | Rental | [7 empty] | .needs class |  | MEDI-THERM CIRCULATING FLUID HYPO/HYPER | [9 empty] | Verified as Rental |  |  | MHHS-TIRR
NO | YES |  |  |  | FMG376 |  | GAYMAR | MTA6900 |  | E60014 | Rental | MHHS-Southeast |  |  |  | FMG376 |  | Southeast & Bay Area |  | Rental | [7 empty] | .needs class |  | MEDI-THERM CIRCULATING FLUID HYPO/HYPER | [9 empty] | Verified as Rental |  |  | MHHS-Southeast
NO | YES |  |  |  | FMG420 |  | GAYMAR | MTA6900 |  | G60031 | Rental | MHHS-Southeast |  |  |  | FMG420 |  | Southeast & Bay Area |  | Rental | [7 empty] | .needs class |  | MEDI-THERM CIRCULATING FLUID HYPO/HYPER | [9 empty] | Verified as Rental |  |  | MHHS-Southeast
NO | YES |  |  |  | FMG485 |  | GAYMAR | MTA6900 |  | I60007 | Rental | MHHS-Southeast |  |  |  | FMG485 |  | Southeast & Bay Area |  | Rental | [7 empty] | .needs class |  | MEDI-THERM CIRCULATING FLUID HYPO/HYPER | [9 empty] | Verified as Rental |  |  | MHHS-Southeast
NO | YES |  |  |  | FMG578 |  | GAYMAR | MTA6900 |  | D70019 | Rental | MHHS-Southeast |  |  |  | FMG578 |  | Southeast & Bay Area |  | Rental | [7 empty] | .needs class |  | MEDI-THERM CIRCULATING FLUID HYPO/HYPER | [9 empty] | Verified as Rental |  |  | MHHS-Southeast
NO | YES |  |  |  | FMG618 |  | GAYMAR | MTA6900 |  | K70048 | Rental | MHHS-Southeast |  |  |  | FMG618 |  | Southeast & Bay Area |  | Rental | [7 empty] | .needs class |  | MEDI-THERM CIRCULATING FLUID HYPO/HYPER | [9 empty] | Verified as Rental |  |  | MHHS-Southeast
NO | YES |  |  |  | FMG631 |  | GAYMAR | MTA6900 |  | K70066 | Rental | MHHS-Southeast |  |  |  | FMG631 |  | Southeast & Bay Area |  | Rental | [7 empty] | .needs class |  | MEDI-THERM CIRCULATING FLUID HYPO/HYPER | [9 empty] | Verified as Rental |  |  | MHHS-Southeast
NO | YES |  |  |  | FMG660 |  | GAYMAR | MTA6900 |  | C80004 | Rental | MHHS-Southeast |  |  |  | FMG660 |  | Southeast & Bay Area |  | Rental | [7 empty] | .needs class |  | MEDI-THERM CIRCULATING FLUID HYPO/HYPER | [9 empty] | Verified as Rental |  |  | MHHS-Southeast
NO | YES |  |  |  | FMG1175 |  | GAYMAR | MTA6900 |  | I69022 | Rental | MHHS-Southeast |  |  |  | FMG1175 |  | Southeast & Bay Area |  | Rental | [7 empty] | .needs class |  | MEDI-THERM CIRCULATING FLUID HYPO/HYPER | [9 empty] | Verified as Rental |  |  | MHHS-Southeast
NO | YES |  |  |  | FMG1202 |  | GAYMAR | MTA6900 |  | I20077 | Rental | MHHS-Southeast |  |  |  | FMG1202 |  | Southeast & Bay Area |  | Rental | [7 empty] | .needs class |  | MEDI-THERM CIRCULATING FLUID HYPO/HYPER | [9 empty] | Verified as Rental |  |  | MHHS-Southeast
NO | YES |  |  |  | FMG200 |  | GAYMAR | MTA6900 |  | K20021 | Rental | MHHS-TMC |  |  |  | FMG200 |  | TMC |  | Rental | [7 empty] | .needs class |  | MEDI-THERM CIRCULATING FLUID HYPO/HYPER | [9 empty] | Verified as Rental |  |  | MHHS-TMC
NO | YES |  |  |  | FMG662 |  | GAYMAR | MTA6900 |  | C80003 | Rental | MHHS-TMC |  |  |  | FMG662 |  | TMC |  | Rental | [7 empty] | .needs class |  | MEDI-THERM CIRCULATING FLUID HYPO/HYPER | [9 empty] | Verified as Rental |  |  | MHHS-TMC
NO | YES |  |  |  | FMG915 |  | GAYMAR | MTA6900 |  | H90011 | Rental | MHHS-TMC |  |  |  | FMG915 |  | TMC |  | Rental | [7 empty] | .needs class |  | MEDI-THERM CIRCULATING FLUID HYPO/HYPER | [9 empty] | Verified as Rental |  |  | MHHS-TMC
NO | YES |  |  |  | FMG916 |  | GAYMAR | MTA6900 |  | L20070 | Rental | MHHS-TMC |  |  |  | FMG916 |  | TMC |  | Rental | [7 empty] | .needs class |  | MEDI-THERM CIRCULATING FLUID HYPO/HYPER | [9 empty] | Verified as Rental |  |  | MHHS-TMC
NO | YES |  |  |  | FMG917 |  | GAYMAR | MTA6900 |  | D50035 | Rental | MHHS-TMC |  |  |  | FMG917 |  | TMC |  | Rental | [7 empty] | .needs class |  | MEDI-THERM CIRCULATING FLUID HYPO/HYPER | [9 empty] | Verified as Rental |  |  | MHHS-TMC
NO | YES |  |  |  | FMG927 |  | GAYMAR | MTA6900 |  | G90011 | Rental | MHHS-TMC |  |  |  | FMG927 |  | TMC |  | Rental | [7 empty] | .needs class |  | MEDI-THERM CIRCULATING FLUID HYPO/HYPER | [9 empty] | Verified as Rental |  |  | MHHS-TMC
NO | YES |  |  |  | FMG419 |  | GAYMAR | MTA6900 |  | G60029 | Rental | MHHS-Woodlands |  |  |  | FMG419 |  | Woodlands |  | Rental | [7 empty] | .needs class |  | MEDI-THERM CIRCULATING FLUID HYPO/HYPER | [9 empty] | Verified as Rental |  |  | MHHS-Woodlands
NO | YES |  |  |  | FMG564 |  | GAYMAR | MTA6900 |  | B70015 | Rental | MHHS-Woodlands |  |  |  | FMG564 |  | Woodlands |  | Rental | [7 empty] | .needs class |  | MEDI-THERM CIRCULATING FLUID HYPO/HYPER | [9 empty] | Verified as Rental |  |  | MHHS-Woodlands
NO | YES |  |  |  | FMG727 |  | GAYMAR | MTA6900 |  | K90026 | Rental | MHHS-Woodlands |  |  |  | FMG727 |  | Woodlands |  | Rental | [7 empty] | .needs class |  | MEDI-THERM CIRCULATING FLUID HYPO/HYPER | [9 empty] | Verified as Rental |  |  | MHHS-Woodlands
NO | YES |  |  |  | FMG879 |  | GAYMAR | MTA6900 |  | G21015 | Rental | MHHS-Woodlands |  |  |  | FMG879 |  | Woodlands |  | Rental | [7 empty] | .needs class |  | MEDI-THERM CIRCULATING FLUID HYPO/HYPER | [9 empty] | Verified as Rental |  |  | MHHS-Woodlands
YES | YES |  |  |  |  | 041-16936 | Gaymar | T Pump |  | TP650 K11097 | MEMORIAL CITY - PEDIATRICS | [5 empty] | 041-16936 | West | Memorial City-Memorial Hermann Hospital | MEMORIAL CITY - PEDIATRICS | Repair/Tv room |  |  |  | No PM sticker
NO | YES |  |  |  | FDO282 |  | GAYMAR | TP-650 |  | FO1211 | Rental Equipment | MHHS-Cypress |  |  |  | FDO282 |  | Northwest & Cypress |  | Rental Equipment | [7 empty] | .needs class |  | T-PUMP CLASSIC | [9 empty] | Verified as Rental |  |  | MHHS-Cypress
NO | YES |  |  |  | FDO516 |  | GAYMAR | TP-650 |  | E11237 | Rental Equipment | MHHS-Greater Heights |  |  |  | FDO516 |  | Central & Greater Heights |  | Rental Equipment | [7 empty] | .needs class |  | T-PUMP CLASSIC | [9 empty] | Verified as Rental |  |  | MHHS-Greater Heights
NO | YES |  |  |  | FDO432 |  | GAYMAR | TP-650 |  | C11392 | Rental | MHHS-Southeast |  |  |  | FDO432 |  | Southeast & Bay Area |  | Rental | [7 empty] | .needs class |  | T-PUMP CLASSIC | [9 empty] | Verified as Rental |  |  | MHHS-Southeast
NO | YES |  |  |  | FDL1374 |  | GAYMAR | TP-700 |  | TP700C51461 | Rental Equipment | MHHS-Cypress |  |  |  | FDL1374 |  | Northwest & Cypress |  | Rental Equipment | [7 empty] | THERMIAUNITHYPOHYPER-Gaymar Ind-TP700 |  | T-PUMP PROFESSIONAL |  |  | THERMIAUNITHYPOHYPER-Gaymar Ind-TP700 | [6 empty] | Verified as Rental |  |  | MHHS-Cypress
NO | YES |  |  |  | FDL2484 |  | GAYMAR | TP-700 |  |  | Rental Equipment | MHHS-Cypress |  |  |  | FDL2484 |  | Northwest & Cypress |  | Rental Equipment | [7 empty] | THERMIAUNITHYPOHYPER-Gaymar Ind-TP700 |  | T-PUMP PROFESSIONAL |  |  | THERMIAUNITHYPOHYPER-Gaymar Ind-TP700 | [6 empty] | Verified as Rental |  |  | MHHS-Cypress
NO | YES |  |  |  | FDL2891 |  | GAYMAR | TP-700 |  |  | Rental Equipment | MHHS-Cypress |  |  |  | FDL2891 |  | Northwest & Cypress |  | Rental Equipment | [7 empty] | THERMIAUNITHYPOHYPER-Gaymar Ind-TP700 |  | T-PUMP PROFESSIONAL |  |  | THERMIAUNITHYPOHYPER-Gaymar Ind-TP700 | [6 empty] | Verified as Rental |  |  | MHHS-Cypress
NO | YES |  |  |  | FDL3150 |  | GAYMAR | TP-700 |  |  | Rental Equipment | MHHS-Cypress |  |  |  | FDL3150 |  | Northwest & Cypress |  | Rental Equipment | [7 empty] | THERMIAUNITHYPOHYPER-Gaymar Ind-TP700 |  | T-PUMP PROFESSIONAL |  |  | THERMIAUNITHYPOHYPER-Gaymar Ind-TP700 | [6 empty] | Verified as Rental |  |  | MHHS-Cypress
NO | YES |  |  |  | FDL1737 |  | GAYMAR | TP-700 |  | A61132 | Rental Equipment | MHHS-Greater Heights |  |  |  | FDL1737 |  | Central & Greater Heights |  | Rental Equipment | [7 empty] | THERMIAUNITHYPOHYPER-Gaymar Ind-TP700 |  | T-PUMP PROFESSIONAL |  |  | THERMIAUNITHYPOHYPER-Gaymar Ind-TP700 | [6 empty] | Verified as Rental |  |  | MHHS-Greater Heights
NO | YES |  |  |  | FDL1896 |  | GAYMAR | TP-700 |  |  | Rental Equipment | MHHS-Greater Heights |  |  |  | FDL1896 |  | Central & Greater Heights |  | Rental Equipment | [7 empty] | THERMIAUNITHYPOHYPER-Gaymar Ind-TP700 |  | T-PUMP PROFESSIONAL |  |  | THERMIAUNITHYPOHYPER-Gaymar Ind-TP700 | [6 empty] | Verified as Rental |  |  | MHHS-Greater Heights
NO | YES |  |  |  | FDL2613 |  | GAYMAR | TP-700 |  |  | Rental Equipment | MHHS-Greater Heights |  |  |  | FDL2613 |  | Central & Greater Heights |  | Rental Equipment | [7 empty] | THERMIAUNITHYPOHYPER-Gaymar Ind-TP700 |  | T-PUMP PROFESSIONAL |  |  | THERMIAUNITHYPOHYPER-Gaymar Ind-TP700 | [6 empty] | Verified as Rental |  |  | MHHS-Greater Heights
NO | YES |  |  |  | FDL2688 |  | GAYMAR | TP-700 |  |  | Rental Equipment | MHHS-Greater Heights |  |  |  | FDL2688 |  | Central & Greater Heights |  | Rental Equipment | [7 empty] | THERMIAUNITHYPOHYPER-Gaymar Ind-TP700 |  | T-PUMP PROFESSIONAL |  |  | THERMIAUNITHYPOHYPER-Gaymar Ind-TP700 | [6 empty] | Verified as Rental |  |  | MHHS-Greater Heights
NO | YES |  |  |  | FDL2807 |  | GAYMAR | TP-700 |  | TP700F41590 | Rental Equipment | MHHS-Greater Heights |  |  |  | FDL2807 |  | Central & Greater Heights |  | Rental Equipment | [7 empty] | THERMIAUNITHYPOHYPER-Gaymar Ind-TP700 |  | T-PUMP PROFESSIONAL |  |  | THERMIAUNITHYPOHYPER-Gaymar Ind-TP700 | [6 empty] | Verified as Rental |  |  | MHHS-Greater Heights
NO | YES |  |  |  | FDL2893 |  | GAYMAR | TP-700 |  |  | Rental Equipment | MHHS-Greater Heights |  |  |  | FDL2893 |  | Central & Greater Heights |  | Rental Equipment | [7 empty] | THERMIAUNITHYPOHYPER-Gaymar Ind-TP700 |  | T-PUMP PROFESSIONAL |  |  | THERMIAUNITHYPOHYPER-Gaymar Ind-TP700 | [6 empty] | Verified as Rental |  |  | MHHS-Greater Heights
NO | YES |  |  |  | FDL3142 |  | GAYMAR | TP-700 |  |  | Rental | MHHS-Katy |  |  |  | FDL3142 |  | Katy |  | Rental | [7 empty] | THERMIAUNITHYPOHYPER-Gaymar Ind-TP700 |  | T-PUMP PROFESSIONAL |  |  | THERMIAUNITHYPOHYPER-Gaymar Ind-TP700 | [6 empty] | Verified as Rental |  |  | MHHS-Katy
NO | YES |  |  |  | FDL279 |  | GAYMAR | TP-700 |  | B21044 | Rental | MHHS-Katy Rehab |  |  |  | FDL279 |  | Katy |  | Rental | [7 empty] | THERMIAUNITHYPOHYPER-Gaymar Ind-TP700 |  | T-PUMP PROFESSIONAL |  |  | THERMIAUNITHYPOHYPER-Gaymar Ind-TP700 | [6 empty] | Verified as Rental |  |  | MHHS-Katy Rehab
NO | YES |  |  |  | FDL2191 |  | GAYMAR | TP-700 |  |  | Rental | MHHS-Katy Rehab |  |  |  | FDL2191 |  | Katy |  | Rental | [7 empty] | THERMIAUNITHYPOHYPER-Gaymar Ind-TP700 |  | T-PUMP PROFESSIONAL |  |  | THERMIAUNITHYPOHYPER-Gaymar Ind-TP700 | [6 empty] | Verified as Rental |  |  | MHHS-Katy Rehab
NO | YES |  |  |  | FDL2482 |  | GAYMAR | TP-700 |  |  | Rental | MHHS-Katy Rehab |  |  |  | FDL2482 |  | Katy |  | Rental | [7 empty] | THERMIAUNITHYPOHYPER-Gaymar Ind-TP700 |  | T-PUMP PROFESSIONAL |  |  | THERMIAUNITHYPOHYPER-Gaymar Ind-TP700 | [6 empty] | Verified as Rental |  |  | MHHS-Katy Rehab
NO | YES |  |  |  | FDL1224 |  | GAYMAR | TP-700 |  | TP700L41081 | Rental | MHHS-Northeast |  |  |  | FDL1224 |  | Katy |  | Rental | [7 empty] | THERMIAUNITHYPOHYPER-Gaymar Ind-TP700 |  | T-PUMP PROFESSIONAL |  |  | THERMIAUNITHYPOHYPER-Gaymar Ind-TP700 | [6 empty] | Verified as Rental |  |  | MHHS-Northeast
NO | YES |  |  |  | FDL1570 |  | GAYMAR | TP-700 |  | TP700G51276 | Rental | MHHS-Northeast |  |  |  | FDL1570 |  | Katy |  | Rental | [7 empty] | THERMIAUNITHYPOHYPER-Gaymar Ind-TP700 |  | T-PUMP PROFESSIONAL |  |  | THERMIAUNITHYPOHYPER-Gaymar Ind-TP700 | [6 empty] | Verified as Rental |  |  | MHHS-Northeast
NO | YES |  |  |  | FDL1766 |  | GAYMAR | TP-700 |  | TP700A61307 | Rental | MHHS-Northeast |  |  |  | FDL1766 |  | Katy |  | Rental | [7 empty] | THERMIAUNITHYPOHYPER-Gaymar Ind-TP700 |  | T-PUMP PROFESSIONAL |  |  | THERMIAUNITHYPOHYPER-Gaymar Ind-TP700 | [6 empty] | Verified as Rental |  |  | MHHS-Northeast
NO | YES |  |  |  | FDL1954 |  | GAYMAR | TP-700 |  |  | Rental | MHHS-Northeast |  |  |  | FDL1954 |  | Katy |  | Rental | [7 empty] | THERMIAUNITHYPOHYPER-Gaymar Ind-TP700 |  | T-PUMP PROFESSIONAL |  |  | THERMIAUNITHYPOHYPER-Gaymar Ind-TP700 | [6 empty] | Verified as Rental |  |  | MHHS-Northeast
NO | YES |  |  |  | FDL2199 |  | GAYMAR | TP-700 |  |  | Rental | MHHS-Northeast |  |  |  | FDL2199 |  | Katy |  | Rental | [7 empty] | THERMIAUNITHYPOHYPER-Gaymar Ind-TP700 |  | T-PUMP PROFESSIONAL |  |  | THERMIAUNITHYPOHYPER-Gaymar Ind-TP700 | [6 empty] | Verified as Rental |  |  | MHHS-Northeast
NO | YES |  |  |  | FDL2801 |  | GAYMAR | TP-700 |  | TP700J21F61 | Rental | MHHS-Northeast |  |  |  | FDL2801 |  | Katy |  | Rental | [7 empty] | THERMIAUNITHYPOHYPER-Gaymar Ind-TP700 |  | T-PUMP PROFESSIONAL |  |  | THERMIAUNITHYPOHYPER-Gaymar Ind-TP700 | [6 empty] | Verified as Rental |  |  | MHHS-Northeast
NO | YES |  |  |  | FDL2896 |  | GAYMAR | TP-700 |  |  | Rental | MHHS-Northeast |  |  |  | FDL2896 |  | Katy |  | Rental | [7 empty] | THERMIAUNITHYPOHYPER-Gaymar Ind-TP700 |  | T-PUMP PROFESSIONAL |  |  | THERMIAUNITHYPOHYPER-Gaymar Ind-TP700 | [6 empty] | Verified as Rental |  |  | MHHS-Northeast
NO | YES |  |  |  | FDL3144 |  | GAYMAR | TP-700 |  |  | Rental | MHHS-Northeast |  |  |  | FDL3144 |  | Katy |  | Rental | [7 empty] | THERMIAUNITHYPOHYPER-Gaymar Ind-TP700 |  | T-PUMP PROFESSIONAL |  |  | THERMIAUNITHYPOHYPER-Gaymar Ind-TP700 | [6 empty] | Verified as Rental |  |  | MHHS-Northeast
NO | YES |  |  |  | FDL3148 |  | GAYMAR | TP-700 |  |  | Rental | MHHS-Northeast |  |  |  | FDL3148 |  | Katy |  | Rental | [7 empty] | THERMIAUNITHYPOHYPER-Gaymar Ind-TP700 |  | T-PUMP PROFESSIONAL |  |  | THERMIAUNITHYPOHYPER-Gaymar Ind-TP700 | [6 empty] | Verified as Rental |  |  | MHHS-Northeast
NO | YES |  |  |  | FDL3149 |  | GAYMAR | TP-700 |  |  | Rental | MHHS-Northeast |  |  |  | FDL3149 |  | Katy |  | Rental | [7 empty] | THERMIAUNITHYPOHYPER-Gaymar Ind-TP700 |  | T-PUMP PROFESSIONAL |  |  | THERMIAUNITHYPOHYPER-Gaymar Ind-TP700 | [6 empty] | Verified as Rental |  |  | MHHS-Northeast
NO | YES |  |  |  | FDL3440 |  | GAYMAR | TP-700 |  |  | Rental | MHHS-Northeast |  |  |  | FDL3440 |  | Katy |  | Rental | [7 empty] | THERMIAUNITHYPOHYPER-Gaymar Ind-TP700 |  | T-PUMP PROFESSIONAL |  |  | THERMIAUNITHYPOHYPER-Gaymar Ind-TP700 | [6 empty] | Verified as Rental |  |  | MHHS-Northeast
NO | YES |  |  |  | FDL3447 |  | GAYMAR | TP-700 |  |  | Rental | MHHS-Northeast |  |  |  | FDL3447 |  | Katy |  | Rental | [7 empty] | THERMIAUNITHYPOHYPER-Gaymar Ind-TP700 |  | T-PUMP PROFESSIONAL |  |  | THERMIAUNITHYPOHYPER-Gaymar Ind-TP700 | [6 empty] | Verified as Rental |  |  | MHHS-Northeast
NO | YES |  |  |  | FDL773 |  | GAYMAR | TP-700 |  | J31839 | Rental | MHHS-Pearland Hospital |  |  |  | FDL773 |  | Pearland |  | Rental | [7 empty] | THERMIAUNITHYPOHYPER-Gaymar Ind-TP700 |  | T-PUMP PROFESSIONAL |  |  | THERMIAUNITHYPOHYPER-Gaymar Ind-TP700 | [6 empty] | Verified as Rental |  |  | MHHS-Pearland Hospital
NO | YES |  |  |  | FDL1568 |  | GAYMAR | TP-700 |  | TP700H51389 | Rental | MHHS-Pearland Hospital |  |  |  | FDL1568 |  | Pearland |  | Rental | [7 empty] | THERMIAUNITHYPOHYPER-Gaymar Ind-TP700 |  | T-PUMP PROFESSIONAL |  |  | THERMIAUNITHYPOHYPER-Gaymar Ind-TP700 | [6 empty] | Verified as Rental |  |  | MHHS-Pearland Hospital
NO | YES |  |  |  | FDL2480 |  | GAYMAR | TP-700 |  |  | Rental | MHHS-Pearland Hospital |  |  |  | FDL2480 |  | Pearland |  | Rental | [7 empty] | THERMIAUNITHYPOHYPER-Gaymar Ind-TP700 |  | T-PUMP PROFESSIONAL |  |  | THERMIAUNITHYPOHYPER-Gaymar Ind-TP700 | [6 empty] | Verified as Rental |  |  | MHHS-Pearland Hospital
NO | YES |  |  |  | FDL2609 |  | GAYMAR | TP-700 |  |  | Rental | MHHS-Pearland Hospital |  |  |  | FDL2609 |  | Pearland |  | Rental | [7 empty] | THERMIAUNITHYPOHYPER-Gaymar Ind-TP700 |  | T-PUMP PROFESSIONAL |  |  | THERMIAUNITHYPOHYPER-Gaymar Ind-TP700 | [6 empty] | Verified as Rental |  |  | MHHS-Pearland Hospital
NO | YES |  |  |  | FDL2805 |  | GAYMAR | TP-700 |  | TP700J21E85 | Rental | MHHS-Pearland Hospital |  |  |  | FDL2805 |  | Pearland |  | Rental | [7 empty] | THERMIAUNITHYPOHYPER-Gaymar Ind-TP700 |  | T-PUMP PROFESSIONAL |  |  | THERMIAUNITHYPOHYPER-Gaymar Ind-TP700 | [6 empty] | Verified as Rental |  |  | MHHS-Pearland Hospital
NO | YES |  |  |  | FDL2499 |  | GAYMAR | TP-700 |  |  | Rental | MHHS-TIRR |  |  |  | FDL2499 |  | TMC |  | Rental | [7 empty] | THERMIAUNITHYPOHYPER-Gaymar Ind-TP700 |  | T-PUMP PROFESSIONAL |  |  | THERMIAUNITHYPOHYPER-Gaymar Ind-TP700 | [6 empty] | Verified as Rental |  |  | MHHS-TIRR
NO | YES |  |  |  | FDL1554 |  | GAYMAR | TP-700 |  | TP700G51101 | Rental | MHHS-Southeast |  |  |  | FDL1554 |  | Southeast & Bay Area |  | Rental | [7 empty] | THERMIAUNITHYPOHYPER-Gaymar Ind-TP700 |  | T-PUMP PROFESSIONAL |  |  | THERMIAUNITHYPOHYPER-Gaymar Ind-TP700 | [6 empty] | Verified as Rental |  |  | MHHS-Southeast
NO | YES |  |  |  | FDL1932 |  | GAYMAR | TP-700 |  |  | Rental | MHHS-Southeast |  |  |  | FDL1932 |  | Southeast & Bay Area |  | Rental | [7 empty] | THERMIAUNITHYPOHYPER-Gaymar Ind-TP700 |  | T-PUMP PROFESSIONAL |  |  | THERMIAUNITHYPOHYPER-Gaymar Ind-TP700 | [6 empty] | Verified as Rental |  |  | MHHS-Southeast
NO | YES |  |  |  | FDL2246 |  | GAYMAR | TP-700 |  |  | Rental | MHHS-Southeast |  |  |  | FDL2246 |  | Southeast & Bay Area |  | Rental | [7 empty] | THERMIAUNITHYPOHYPER-Gaymar Ind-TP700 |  | T-PUMP PROFESSIONAL |  |  | THERMIAUNITHYPOHYPER-Gaymar Ind-TP700 | [6 empty] | Verified as Rental |  |  | MHHS-Southeast
NO | YES |  |  |  | FDL2473 |  | GAYMAR | TP-700 |  |  | Rental | MHHS-Southeast |  |  |  | FDL2473 |  | Southeast & Bay Area |  | Rental | [7 empty] | THERMIAUNITHYPOHYPER-Gaymar Ind-TP700 |  | T-PUMP PROFESSIONAL |  |  | THERMIAUNITHYPOHYPER-Gaymar Ind-TP700 | [6 empty] | Verified as Rental |  |  | MHHS-Southeast
NO | YES |  |  |  | FDL2475 |  | GAYMAR | TP-700 |  |  | Rental | MHHS-Southeast |  |  |  | FDL2475 |  | Southeast & Bay Area |  | Rental | [7 empty] | THERMIAUNITHYPOHYPER-Gaymar Ind-TP700 |  | T-PUMP PROFESSIONAL |  |  | THERMIAUNITHYPOHYPER-Gaymar Ind-TP700 | [6 empty] | Verified as Rental |  |  | MHHS-Southeast
NO | YES |  |  |  | FDL2795 |  | GAYMAR | TP-700 |  | TP700F41627 | Rental | MHHS-Southeast |  |  |  | FDL2795 |  | Southeast & Bay Area |  | Rental | [7 empty] | THERMIAUNITHYPOHYPER-Gaymar Ind-TP700 |  | T-PUMP PROFESSIONAL |  |  | THERMIAUNITHYPOHYPER-Gaymar Ind-TP700 | [6 empty] | Verified as Rental |  |  | MHHS-Southeast
NO | YES |  |  |  | FDL2809 |  | GAYMAR | TP-700 |  | TP700H41273 | Rental | MHHS-Southeast |  |  |  | FDL2809 |  | Southeast & Bay Area |  | Rental | [7 empty] | THERMIAUNITHYPOHYPER-Gaymar Ind-TP700 |  | T-PUMP PROFESSIONAL |  |  | THERMIAUNITHYPOHYPER-Gaymar Ind-TP700 | [6 empty] | Verified as Rental |  |  | MHHS-Southeast
NO | YES |  |  |  | FDL2812 |  | GAYMAR | TP-700 |  | TP700I21652 | Rental | MHHS-Southeast |  |  |  | FDL2812 |  | Southeast & Bay Area |  | Rental | [7 empty] | THERMIAUNITHYPOHYPER-Gaymar Ind-TP700 |  | T-PUMP PROFESSIONAL |  |  | THERMIAUNITHYPOHYPER-Gaymar Ind-TP700 | [6 empty] | Verified as Rental |  |  | MHHS-Southeast
NO | YES |  |  |  | FDL3145 |  | GAYMAR | TP-700 |  |  | Rental | MHHS-Southeast |  |  |  | FDL3145 |  | Southeast & Bay Area |  | Rental | [7 empty] | THERMIAUNITHYPOHYPER-Gaymar Ind-TP700 |  | T-PUMP PROFESSIONAL |  |  | THERMIAUNITHYPOHYPER-Gaymar Ind-TP700 | [6 empty] | Verified as Rental |  |  | MHHS-Southeast
NO | YES |  |  |  | FDL3312 |  | GAYMAR | TP-700 |  |  | Rental | MHHS-Southeast |  |  |  | FDL3312 |  | Southeast & Bay Area |  | Rental | [7 empty] | THERMIAUNITHYPOHYPER-Gaymar Ind-TP700 |  | T-PUMP PROFESSIONAL |  |  | THERMIAUNITHYPOHYPER-Gaymar Ind-TP700 | [6 empty] | Verified as Rental |  |  | MHHS-Southeast
NO | YES |  |  |  | FDL1381 |  | GAYMAR | TP-700 |  | TP700C51487 | Rental | MHHS-Sugarland |  |  |  | FDL1381 |  | Sugar Land |  | Rental | [7 empty] | THERMIAUNITHYPOHYPER-Gaymar Ind-TP700 |  | T-PUMP PROFESSIONAL |  |  | THERMIAUNITHYPOHYPER-Gaymar Ind-TP700 | [6 empty] | Verified as Rental |  |  | MHHS-Sugarland
NO | YES |  |  |  | FDL1670 |  | GAYMAR | TP-700 |  | TP700J51468 | Rental | MHHS-Sugarland |  |  |  | FDL1670 |  | Sugar Land |  | Rental | [7 empty] | THERMIAUNITHYPOHYPER-Gaymar Ind-TP700 |  | T-PUMP PROFESSIONAL |  |  | THERMIAUNITHYPOHYPER-Gaymar Ind-TP700 | [6 empty] | Verified as Rental |  |  | MHHS-Sugarland
NO | YES |  |  |  | FDL2187 |  | GAYMAR | TP-700 |  |  | Rental | MHHS-Sugarland |  |  |  | FDL2187 |  | Sugar Land |  | Rental | [7 empty] | THERMIAUNITHYPOHYPER-Gaymar Ind-TP700 |  | T-PUMP PROFESSIONAL |  |  | THERMIAUNITHYPOHYPER-Gaymar Ind-TP700 | [6 empty] | Verified as Rental |  |  | MHHS-Sugarland
NO | YES |  |  |  | FDL2705 |  | GAYMAR | TP-700 |  | H21457 | Rental | MHHS-Sugarland |  |  |  | FDL2705 |  | Sugar Land |  | Rental | [7 empty] | THERMIAUNITHYPOHYPER-Gaymar Ind-TP700 |  | T-PUMP PROFESSIONAL |  |  | THERMIAUNITHYPOHYPER-Gaymar Ind-TP700 | [6 empty] | Verified as Rental |  |  | MHHS-Sugarland
NO | YES |  |  |  | FDL2804 |  | GAYMAR | TP-700 |  | TP700E41203 | Rental | MHHS-Sugarland |  |  |  | FDL2804 |  | Sugar Land |  | Rental | [7 empty] | THERMIAUNITHYPOHYPER-Gaymar Ind-TP700 |  | T-PUMP PROFESSIONAL |  |  | THERMIAUNITHYPOHYPER-Gaymar Ind-TP700 | [6 empty] | Verified as Rental |  |  | MHHS-Sugarland
NO | YES |  |  |  | FDL3310 |  | GAYMAR | TP-700 |  |  | Rental | MHHS-Sugarland |  |  |  | FDL3310 |  | Sugar Land |  | Rental | [7 empty] | THERMIAUNITHYPOHYPER-Gaymar Ind-TP700 |  | T-PUMP PROFESSIONAL |  |  | THERMIAUNITHYPOHYPER-Gaymar Ind-TP700 | [6 empty] | Verified as Rental |  |  | MHHS-Sugarland
NO | YES |  |  |  | FDL3311 |  | GAYMAR | TP-700 |  |  | Rental | MHHS-Sugarland |  |  |  | FDL3311 |  | Sugar Land |  | Rental | [7 empty] | THERMIAUNITHYPOHYPER-Gaymar Ind-TP700 |  | T-PUMP PROFESSIONAL |  |  | THERMIAUNITHYPOHYPER-Gaymar Ind-TP700 | [6 empty] | Verified as Rental |  |  | MHHS-Sugarland
NO | YES |  |  |  | FDL3319 |  | GAYMAR | TP-700 |  |  | Rental | MHHS-Sugarland |  |  |  | FDL3319 |  | Sugar Land |  | Rental | [7 empty] | THERMIAUNITHYPOHYPER-Gaymar Ind-TP700 |  | T-PUMP PROFESSIONAL |  |  | THERMIAUNITHYPOHYPER-Gaymar Ind-TP700 | [6 empty] | Verified as Rental |  |  | MHHS-Sugarland
NO | YES |  |  |  | FDL3443 |  | GAYMAR | TP-700 |  |  | Rental | MHHS-Sugarland |  |  |  | FDL3443 |  | Sugar Land |  | Rental | [7 empty] | THERMIAUNITHYPOHYPER-Gaymar Ind-TP700 |  | T-PUMP PROFESSIONAL |  |  | THERMIAUNITHYPOHYPER-Gaymar Ind-TP700 | [6 empty] | Verified as Rental |  |  | MHHS-Sugarland
NO | YES |  |  |  | FDL705 |  | GAYMAR | TP-700 |  | G31C02 | Rental | MHHS-TMC |  |  |  | FDL705 |  | TMC |  | Rental | [7 empty] | THERMIAUNITHYPOHYPER-Gaymar Ind-TP700 |  | T-PUMP PROFESSIONAL |  |  | THERMIAUNITHYPOHYPER-Gaymar Ind-TP700 | [6 empty] | Verified as Rental |  |  | MHHS-TMC
NO | YES |  |  |  | FDL1285 |  | GAYMAR | TP-700 |  | TP700L41592 | Rental | MHHS-TMC |  |  |  | FDL1285 |  | TMC |  | Rental | [7 empty] | THERMIAUNITHYPOHYPER-Gaymar Ind-TP700 |  | T-PUMP PROFESSIONAL |  |  | THERMIAUNITHYPOHYPER-Gaymar Ind-TP700 | [6 empty] | Verified as Rental |  |  | MHHS-TMC
NO | YES |  |  |  | FDL1387 |  | GAYMAR | TP-700 |  | TP700E5154O | Rental | MHHS-TMC |  |  |  | FDL1387 |  | TMC |  | Rental | [7 empty] | THERMIAUNITHYPOHYPER-Gaymar Ind-TP700 |  | T-PUMP PROFESSIONAL |  |  | THERMIAUNITHYPOHYPER-Gaymar Ind-TP700 | [6 empty] | Verified as Rental |  |  | MHHS-TMC
NO | YES |  |  |  | FDL1502 |  | GAYMAR | TP-700 |  | TP700H51345 | Rental | MHHS-TMC |  |  |  | FDL1502 |  | TMC |  | Rental | [7 empty] | THERMIAUNITHYPOHYPER-Gaymar Ind-TP700 |  | T-PUMP PROFESSIONAL |  |  | THERMIAUNITHYPOHYPER-Gaymar Ind-TP700 | [6 empty] | Verified as Rental |  |  | MHHS-TMC
NO | YES |  |  |  | FDL1673 |  | GAYMAR | TP-700 |  | TP700J51440 | Rental | MHHS-TMC |  |  |  | FDL1673 |  | TMC |  | Rental | [7 empty] | THERMIAUNITHYPOHYPER-Gaymar Ind-TP700 |  | T-PUMP PROFESSIONAL |  |  | THERMIAUNITHYPOHYPER-Gaymar Ind-TP700 | [6 empty] | Verified as Rental |  |  | MHHS-TMC
NO | YES |  |  |  | FDL1744 |  | GAYMAR | TP-700 |  | TP700A61138 | Rental | MHHS-TMC |  |  |  | FDL1744 |  | TMC |  | Rental | [7 empty] | THERMIAUNITHYPOHYPER-Gaymar Ind-TP700 |  | T-PUMP PROFESSIONAL |  |  | THERMIAUNITHYPOHYPER-Gaymar Ind-TP700 | [6 empty] | Verified as Rental |  |  | MHHS-TMC
NO | YES |  |  |  | FDL1778 |  | GAYMAR | TP-700 |  | TP700A61735 | Rental | MHHS-TMC |  |  |  | FDL1778 |  | TMC |  | Rental | [7 empty] | THERMIAUNITHYPOHYPER-Gaymar Ind-TP700 |  | T-PUMP PROFESSIONAL |  |  | THERMIAUNITHYPOHYPER-Gaymar Ind-TP700 | [6 empty] | Verified as Rental |  |  | MHHS-TMC
NO | YES |  |  |  | FDL1847 |  | GAYMAR | TP-700 |  |  | Rental | MHHS-TMC |  |  |  | FDL1847 |  | TMC |  | Rental | [7 empty] | THERMIAUNITHYPOHYPER-Gaymar Ind-TP700 |  | T-PUMP PROFESSIONAL |  |  | THERMIAUNITHYPOHYPER-Gaymar Ind-TP700 | [6 empty] | Verified as Rental |  |  | MHHS-TMC
NO | YES |  |  |  | FDL2485 |  | GAYMAR | TP-700 |  |  | Rental | MHHS-TMC |  |  |  | FDL2485 |  | TMC |  | Rental | [7 empty] | THERMIAUNITHYPOHYPER-Gaymar Ind-TP700 |  | T-PUMP PROFESSIONAL |  |  | THERMIAUNITHYPOHYPER-Gaymar Ind-TP700 | [6 empty] | Verified as Rental |  |  | MHHS-TMC
NO | YES |  |  |  | FDL2614 |  | GAYMAR | TP-700 |  |  | Rental | MHHS-TMC |  |  |  | FDL2614 |  | TMC |  | Rental | [7 empty] | THERMIAUNITHYPOHYPER-Gaymar Ind-TP700 |  | T-PUMP PROFESSIONAL |  |  | THERMIAUNITHYPOHYPER-Gaymar Ind-TP700 | [6 empty] | Verified as Rental |  |  | MHHS-TMC
NO | YES |  |  |  | FDL2888 |  | GAYMAR | TP-700 |  |  | Rental | MHHS-TMC |  |  |  | FDL2888 |  | TMC |  | Rental | [7 empty] | THERMIAUNITHYPOHYPER-Gaymar Ind-TP700 |  | T-PUMP PROFESSIONAL |  |  | THERMIAUNITHYPOHYPER-Gaymar Ind-TP700 | [6 empty] | Verified as Rental |  |  | MHHS-TMC
NO | YES |  |  |  | FDL2890 |  | GAYMAR | TP-700 |  |  | Rental | MHHS-TMC |  |  |  | FDL2890 |  | TMC |  | Rental | [7 empty] | THERMIAUNITHYPOHYPER-Gaymar Ind-TP700 |  | T-PUMP PROFESSIONAL |  |  | THERMIAUNITHYPOHYPER-Gaymar Ind-TP700 | [6 empty] | Verified as Rental |  |  | MHHS-TMC
NO | YES |  |  |  | FDL110 |  | GAYMAR | TP-700 |  | L90280 | Rental | MHHS-Woodlands |  |  |  | FDL110 |  | Woodlands |  | Rental | [7 empty] | THERMIAUNITHYPOHYPER-Gaymar Ind-TP700 |  | T-PUMP PROFESSIONAL |  |  | THERMIAUNITHYPOHYPER-Gaymar Ind-TP700 | [6 empty] | Verified as Rental |  |  | MHHS-Woodlands
NO | YES |  |  |  | FDL797 |  | GAYMAR | TP-700 |  | TP700J31817 | Rental | MHHS-Woodlands |  |  |  | FDL797 |  | Woodlands |  | Rental | [7 empty] | THERMIAUNITHYPOHYPER-Gaymar Ind-TP700 |  | T-PUMP PROFESSIONAL |  |  | THERMIAUNITHYPOHYPER-Gaymar Ind-TP700 | [6 empty] | Verified as Rental |  |  | MHHS-Woodlands
NO | YES |  |  |  | FDL1000 |  | GAYMAR | TP-700 |  | TP700F41010 | Rental | MHHS-Woodlands |  |  |  | FDL1000 |  | Woodlands |  | Rental | [7 empty] | THERMIAUNITHYPOHYPER-Gaymar Ind-TP700 |  | T-PUMP PROFESSIONAL |  |  | THERMIAUNITHYPOHYPER-Gaymar Ind-TP700 | [6 empty] | Verified as Rental |  |  | MHHS-Woodlands
NO | YES |  |  |  | FDL1068 |  | GAYMAR | TP-700 |  | TP700F41A20 | Rental | MHHS-Woodlands |  |  |  | FDL1068 |  | Woodlands |  | Rental | [7 empty] | THERMIAUNITHYPOHYPER-Gaymar Ind-TP700 |  | T-PUMP PROFESSIONAL |  |  | THERMIAUNITHYPOHYPER-Gaymar Ind-TP700 | [6 empty] | Verified as Rental |  |  | MHHS-Woodlands
NO | YES |  |  |  | FDL1116 |  | GAYMAR | TP-700 |  | TP700D41172 | Rental | MHHS-Woodlands |  |  |  | FDL1116 |  | Woodlands |  | Rental | [7 empty] | THERMIAUNITHYPOHYPER-Gaymar Ind-TP700 |  | T-PUMP PROFESSIONAL |  |  | THERMIAUNITHYPOHYPER-Gaymar Ind-TP700 | [6 empty] | Verified as Rental |  |  | MHHS-Woodlands
NO | YES |  |  |  | FDL1119 |  | GAYMAR | TP-700 |  | TP700D41179 | Rental | MHHS-Woodlands |  |  |  | FDL1119 |  | Woodlands |  | Rental | [7 empty] | THERMIAUNITHYPOHYPER-Gaymar Ind-TP700 |  | T-PUMP PROFESSIONAL |  |  | THERMIAUNITHYPOHYPER-Gaymar Ind-TP700 | [6 empty] | Verified as Rental |  |  | MHHS-Woodlands
NO | YES |  |  |  | FDL1776 |  | GAYMAR | TP-700 |  | TP700A61714 | Rental | MHHS-Woodlands |  |  |  | FDL1776 |  | Woodlands |  | Rental | [7 empty] | THERMIAUNITHYPOHYPER-Gaymar Ind-TP700 |  | T-PUMP PROFESSIONAL |  |  | THERMIAUNITHYPOHYPER-Gaymar Ind-TP700 | [6 empty] | Verified as Rental |  |  | MHHS-Woodlands
NO | YES |  |  |  | FDL1958 |  | GAYMAR | TP-700 |  |  | Rental | MHHS-Woodlands |  |  |  | FDL1958 |  | Woodlands |  | Rental | [7 empty] | THERMIAUNITHYPOHYPER-Gaymar Ind-TP700 |  | T-PUMP PROFESSIONAL |  |  | THERMIAUNITHYPOHYPER-Gaymar Ind-TP700 | [6 empty] | Verified as Rental |  |  | MHHS-Woodlands
NO | YES |  |  |  | FDL2055 |  | GAYMAR | TP-700 |  |  | Rental | MHHS-Woodlands |  |  |  | FDL2055 |  | Woodlands |  | Rental | [7 empty] | THERMIAUNITHYPOHYPER-Gaymar Ind-TP700 |  | T-PUMP PROFESSIONAL |  |  | THERMIAUNITHYPOHYPER-Gaymar Ind-TP700 | [6 empty] | Verified as Rental |  |  | MHHS-Woodlands
NO | YES |  |  |  | FDL2143 |  | GAYMAR | TP-700 |  |  | Rental | MHHS-Woodlands |  |  |  | FDL2143 |  | Woodlands |  | Rental | [7 empty] | THERMIAUNITHYPOHYPER-Gaymar Ind-TP700 |  | T-PUMP PROFESSIONAL |  |  | THERMIAUNITHYPOHYPER-Gaymar Ind-TP700 | [6 empty] | Verified as Rental |  |  | MHHS-Woodlands
NO | YES |  |  |  | FDL2249 |  | GAYMAR | TP-700 |  |  | Rental | MHHS-Woodlands |  |  |  | FDL2249 |  | Woodlands |  | Rental | [7 empty] | THERMIAUNITHYPOHYPER-Gaymar Ind-TP700 |  | T-PUMP PROFESSIONAL |  |  | THERMIAUNITHYPOHYPER-Gaymar Ind-TP700 | [6 empty] | Verified as Rental |  |  | MHHS-Woodlands
NO | YES |  |  |  | FDL2483 |  | GAYMAR | TP-700 |  |  | Rental | MHHS-Woodlands |  |  |  | FDL2483 |  | Woodlands |  | Rental | [7 empty] | THERMIAUNITHYPOHYPER-Gaymar Ind-TP700 |  | T-PUMP PROFESSIONAL |  |  | THERMIAUNITHYPOHYPER-Gaymar Ind-TP700 | [6 empty] | Verified as Rental |  |  | MHHS-Woodlands
NO | YES |  |  |  | FDL2565 |  | GAYMAR | TP-700 |  | TP700B61299 | Rental | MHHS-Woodlands |  |  |  | FDL2565 |  | Woodlands |  | Rental | [7 empty] | THERMIAUNITHYPOHYPER-Gaymar Ind-TP700 |  | T-PUMP PROFESSIONAL |  |  | THERMIAUNITHYPOHYPER-Gaymar Ind-TP700 | [6 empty] | Verified as Rental |  |  | MHHS-Woodlands
NO | YES |  |  |  | FDL2587 |  | GAYMAR | TP-700 |  | TP700A61838 | Rental | MHHS-Woodlands |  |  |  | FDL2587 |  | Woodlands |  | Rental | [7 empty] | THERMIAUNITHYPOHYPER-Gaymar Ind-TP700 |  | T-PUMP PROFESSIONAL |  |  | THERMIAUNITHYPOHYPER-Gaymar Ind-TP700 | [6 empty] | Verified as Rental |  |  | MHHS-Woodlands
NO | YES |  |  |  | FDL2653 |  | GAYMAR | TP-700 |  |  | Rental | MHHS-Woodlands |  |  |  | FDL2653 |  | Woodlands |  | Rental | [7 empty] | THERMIAUNITHYPOHYPER-Gaymar Ind-TP700 |  | T-PUMP PROFESSIONAL |  |  | THERMIAUNITHYPOHYPER-Gaymar Ind-TP700 | [6 empty] | Verified as Rental |  |  | MHHS-Woodlands
NO | YES |  |  |  | FDL2690 |  | GAYMAR | TP-700 |  |  | Rental | MHHS-Woodlands |  |  |  | FDL2690 |  | Woodlands |  | Rental | [7 empty] | THERMIAUNITHYPOHYPER-Gaymar Ind-TP700 |  | T-PUMP PROFESSIONAL |  |  | THERMIAUNITHYPOHYPER-Gaymar Ind-TP700 | [6 empty] | Verified as Rental |  |  | MHHS-Woodlands
NO | YES |  |  |  | FDL2894 |  | GAYMAR | TP-700 |  |  | Rental | MHHS-Woodlands |  |  |  | FDL2894 |  | Woodlands |  | Rental | [7 empty] | THERMIAUNITHYPOHYPER-Gaymar Ind-TP700 |  | T-PUMP PROFESSIONAL |  |  | THERMIAUNITHYPOHYPER-Gaymar Ind-TP700 | [6 empty] | Verified as Rental |  |  | MHHS-Woodlands
NO | YES |  |  |  | FDL2897 |  | GAYMAR | TP-700 |  |  | Rental | MHHS-Woodlands |  |  |  | FDL2897 |  | Woodlands |  | Rental | [7 empty] | THERMIAUNITHYPOHYPER-Gaymar Ind-TP700 |  | T-PUMP PROFESSIONAL |  |  | THERMIAUNITHYPOHYPER-Gaymar Ind-TP700 | [6 empty] | Verified as Rental |  |  | MHHS-Woodlands
NO | YES |  |  |  | FDL3141 |  | GAYMAR | TP-700 |  |  | Rental | MHHS-Woodlands |  |  |  | FDL3141 |  | Woodlands |  | Rental | [7 empty] | THERMIAUNITHYPOHYPER-Gaymar Ind-TP700 |  | T-PUMP PROFESSIONAL |  |  | THERMIAUNITHYPOHYPER-Gaymar Ind-TP700 | [6 empty] | Verified as Rental |  |  | MHHS-Woodlands
NO | YES |  |  |  | FDL3143 |  | GAYMAR | TP-700 |  |  | Rental | MHHS-Woodlands |  |  |  | FDL3143 |  | Woodlands |  | Rental | [7 empty] | THERMIAUNITHYPOHYPER-Gaymar Ind-TP700 |  | T-PUMP PROFESSIONAL |  |  | THERMIAUNITHYPOHYPER-Gaymar Ind-TP700 | [6 empty] | Verified as Rental |  |  | MHHS-Woodlands
NO | YES |  |  |  | FDL3146 |  | GAYMAR | TP-700 |  |  | Rental | MHHS-Woodlands |  |  |  | FDL3146 |  | Woodlands |  | Rental | [7 empty] | THERMIAUNITHYPOHYPER-Gaymar Ind-TP700 |  | T-PUMP PROFESSIONAL |  |  | THERMIAUNITHYPOHYPER-Gaymar Ind-TP700 | [6 empty] | Verified as Rental |  |  | MHHS-Woodlands
NO | YES |  |  |  | FDL3304 |  | GAYMAR | TP-700 |  |  | Rental | MHHS-Woodlands |  |  |  | FDL3304 |  | Woodlands |  | Rental | [7 empty] | THERMIAUNITHYPOHYPER-Gaymar Ind-TP700 |  | T-PUMP PROFESSIONAL |  |  | THERMIAUNITHYPOHYPER-Gaymar Ind-TP700 | [6 empty] | Verified as Rental |  |  | MHHS-Woodlands
NO | YES |  |  |  | FDL3305 |  | GAYMAR | TP-700 |  |  | Rental | MHHS-Woodlands |  |  |  | FDL3305 |  | Woodlands |  | Rental | [7 empty] | THERMIAUNITHYPOHYPER-Gaymar Ind-TP700 |  | T-PUMP PROFESSIONAL |  |  | THERMIAUNITHYPOHYPER-Gaymar Ind-TP700 | [6 empty] | Verified as Rental |  |  | MHHS-Woodlands
NO | YES |  |  |  | FDL3307 |  | GAYMAR | TP-700 |  |  | Rental | MHHS-Woodlands |  |  |  | FDL3307 |  | Woodlands |  | Rental | [7 empty] | THERMIAUNITHYPOHYPER-Gaymar Ind-TP700 |  | T-PUMP PROFESSIONAL |  |  | THERMIAUNITHYPOHYPER-Gaymar Ind-TP700 | [6 empty] | Verified as Rental |  |  | MHHS-Woodlands
NO | YES |  |  |  | FDL3309 |  | GAYMAR | TP-700 |  |  | Rental | MHHS-Woodlands |  |  |  | FDL3309 |  | Woodlands |  | Rental | [7 empty] | THERMIAUNITHYPOHYPER-Gaymar Ind-TP700 |  | T-PUMP PROFESSIONAL |  |  | THERMIAUNITHYPOHYPER-Gaymar Ind-TP700 | [6 empty] | Verified as Rental |  |  | MHHS-Woodlands
NO | YES |  |  |  | FDL3444 |  | GAYMAR | TP-700 |  |  | Rental | MHHS-Woodlands |  |  |  | FDL3444 |  | Woodlands |  | Rental | [7 empty] | THERMIAUNITHYPOHYPER-Gaymar Ind-TP700 |  | T-PUMP PROFESSIONAL |  |  | THERMIAUNITHYPOHYPER-Gaymar Ind-TP700 | [6 empty] | Verified as Rental |  |  | MHHS-Woodlands
NO | YES |  |  |  | FDL3450 |  | GAYMAR | TP-700 |  |  | Rental | MHHS-Woodlands |  |  |  | FDL3450 |  | Woodlands |  | Rental | [7 empty] | THERMIAUNITHYPOHYPER-Gaymar Ind-TP700 |  | T-PUMP PROFESSIONAL |  |  | THERMIAUNITHYPOHYPER-Gaymar Ind-TP700 | [6 empty] | Verified as Rental |  |  | MHHS-Woodlands
NO | YES |  |  |  | FDL3452 |  | GAYMAR | TP-700 |  |  | Rental | MHHS-Woodlands |  |  |  | FDL3452 |  | Woodlands |  | Rental | [7 empty] | THERMIAUNITHYPOHYPER-Gaymar Ind-TP700 |  | T-PUMP PROFESSIONAL |  |  | THERMIAUNITHYPOHYPER-Gaymar Ind-TP700 | [6 empty] | Verified as Rental |  |  | MHHS-Woodlands
YES | YES |  |  |  | 069-17521 | 069-17521 | Gaymar Industries Inc | Medi-Therm III |  | MTA6980 | TMC JONES ICU 7 |  |  |  |  | 069-17521 | 069-17521 | TMC | Memorial Hermann-Texas Medical Center | TMC JONES ICU 7 | TMC JONES ICU 7 | 6/1/19 |  | 6/1/20
YES | YES |  |  |  | 069-28505 | 069-28505 | Gaymar Industries Inc | Medi-Therm III |  |  | TMC - neuroscience |  |  |  |  | 069-28505 | 069-28505 | TMC | Memorial Hermann-Texas Medical Center | TMC - neuroscience | neuroscience
NO | YES | Serial Number MTA6900 |  |  | 069-23391 | 069-23391 | Gaymar Industries Inc | Medi-Therm III |  | MTA6900 | TMC-Jones-Neuro ICU (7J) |  |  |  |  | 069-23391 | 069-23391 | TMC | MHHS-TMC | TMC-Jones-Neuro ICU (7J) | TMC - JONES - NEURO ICU (7J) | 6/1/19 |  | 6/1/20
YES | YES | Serial Number Cnf |  |  |  |  | Gaymar Industries Inc | Medi-Therm III |  | Cnf | TMC - OR - ANESTHESIA (CONTRACT EQUIP) | [6 empty] | TMC | Memorial Hermann-Texas Medical Center | TMC - OR - ANESTHESIA (CONTRACT EQUIP) | OR 9
YES | YES |  |  |  | 133-01537 | 133-01537 | Gaymar Industries Inc | MT-590 |  | MT590 I10001 | KATY - BIOMED |  |  |  |  | 133-01537 | 133-01537 | Katy | Memorial Hermann Katy Hospital | KATY - BIOMED | Biomed Office | 7/1/19 | 7/1/20
YES | YES |  |  |  | 099-03777 | 099-03777 | Gaymar Industries Inc | T PT-9 |  | 04453-000 | 1st floor |  |  |  |  | 099-03777 | 099-03777 | Katy | Katy | 1st floor | Bio Med Shop | 2/1/20 |  |  | No pm
YES | YES | [5 empty] | Gaymar Industries Inc | Tpt-9 |  |  | Biomed | [6 empty] | Mem city | Memorial city - memorial herman hospital | Biomed | Biomed shop
YES | YES |  |  |  | 151-04444 |  | Gaymar Industries Inc | TPT-9 |  |  | Biomed Dept |  |  |  |  | 151-04444 |  | West | Memorial Hermann - Memorial City | Biomed Dept | Biomed Dept
NO | YES |  |  |  |  | 241-01215 | Gaymar Industries, Inc | MEDITHERM II |  | MTA5942 | TIRR-Central Supply | MHHS-TIRR |  | Pump, Thermia, Heating |  |  | 241-01215 | TMC | MHHS-Others | TIRR-Central Supply | TIRR - CENTRAL SUPPLY | 7/1/19 |  | 4/1/20 |  | WARMING/COOLING UNITS, PATIENT | Pump, Thermia, Heating | PUMPTHERMIAHEATING-Gaymar Ind-Medi-Therm II | PUMPTHERMIAHEATING | Medi-Therm II |  |  |  | Gaymar Ind | Pump, Thermia, Heating |  |  | PUMPTHERMIAHEATING-Gaymar Ind-Medi-Therm II |  |  | PTH-SA | Covered PM Repair - Biomedical | MHHS-TIRR | [8 empty] | PUMPTHERMIAHEATING | Pump, Thermia, Heating | Gaymar Ind
NO | NO | [5 empty] | Gaymar Industries, Inc | MEDITHERM III |  | MTA6900-G60052 | NE - ICU | MHHS-Northeast |  | Pump, Thermia, Heating |  |  |  | Katy |  | NE - ICU | [5 empty] | WARMING/COOLING UNITS, PATIENT |  | PUMPTHERMIAHEATING-Gaymar Ind-Medi-Therm III | PUMPTHERMIAHEATING | Medi-Therm III |  |  |  | Gaymar Ind | Pump, Thermia, Heating |  |  | PUMPTHERMIAHEATING-Gaymar Ind-Medi-Therm III |  |  |  | Covered PM Repair - Biomedical | MHHS-Northeast
NO | NO |  |  |  | 069-10816 |  | Gaymar Industries, Inc | MEDITHERM III |  | K20056 | TMC - MHTMC - CENTRAL SUPPLY (OLD) | MHHS-TMC |  | Pump, Thermia, Heating |  | 069-10816 |  | TMC |  | TMC - MHTMC - CENTRAL SUPPLY (OLD) | [5 empty] | WARMING/COOLING UNITS, PATIENT |  | PUMPTHERMIAHEATING-Gaymar Ind-Medi-Therm III | PUMPTHERMIAHEATING | Medi-Therm III |  |  |  | Gaymar Ind | Pump, Thermia, Heating |  |  | PUMPTHERMIAHEATING-Gaymar Ind-Medi-Therm III |  |  |  | Covered PM Repair - Biomedical | MHHS-TMC
NO | NO | [5 empty] | Gaymar Industries, Inc | MEDITHERM III |  | MTA6900 J50013 | TMC - MHTMC - CENTRAL SUPPLY (OLD) | MHHS-TMC |  | Pump, Thermia, Heating |  |  |  | TMC |  | TMC - MHTMC - CENTRAL SUPPLY (OLD) | [5 empty] | WARMING/COOLING UNITS, PATIENT |  | PUMPTHERMIAHEATING-Gaymar Ind-Medi-Therm III | PUMPTHERMIAHEATING | Medi-Therm III |  |  |  | Gaymar Ind | Pump, Thermia, Heating |  |  | PUMPTHERMIAHEATING-Gaymar Ind-Medi-Therm III |  |  |  | Covered PM Repair - Biomedical | MHHS-TMC
NO | YES |  |  |  |  | 041-00680 | Gaymar Industries, Inc | MTA-5900 |  | MTA5942-F99010 | MEMORIAL CITY - CENTRAL SUPPLY | MHHS-Mem City |  | Controller |  |  | 041-00680 | West | Memorial Hermann Memorial City Medical Center | MEMORIAL CITY - CENTRAL SUPPLY | Biomed |  |  |  |  | WARMING/COOLING UNITS, PATIENT |  | CONTROLLER-Gaymar Ind-MTA-5900 | CONTROLLER | MTA-5900 |  |  |  | Gaymar Ind | Controller |  | CONTROLLER-Gaymar Ind-MTA-5900 |  |  |  |  | No Coverage Specified | MHHS-Mem City
NO | NO | [5 empty] | Gaymar Industries, Inc | MTA-5900 |  | C39037 | GH - CENTRAL SUPPLY | MHHS-Greater Heights |  | Controller |  |  |  | Central & Greater Heights |  | GH - CENTRAL SUPPLY | [5 empty] | WARMING/COOLING UNITS, PATIENT |  | CONTROLLER-Gaymar Ind-MTA-5900 | CONTROLLER | MTA-5900 |  |  |  | Gaymar Ind | Controller |  | CONTROLLER-Gaymar Ind-MTA-5900 |  |  |  |  | No Coverage Specified | MHHS-Greater Heights
NO | NO | [5 empty] | Gaymar Industries, Inc | MTA-5900 |  | MTA6900L10018 | WOODLANDS - OR | MHHS-Woodlands |  | Controller |  |  |  | Woodlands |  | WOODLANDS - OR | [5 empty] | WARMING/COOLING UNITS, PATIENT |  | CONTROLLER-Gaymar Ind-MTA-5900 | CONTROLLER | MTA-5900 |  |  |  | Gaymar Ind | Controller |  | CONTROLLER-Gaymar Ind-MTA-5900 |  |  |  |  | No Coverage Specified | MHHS-Woodlands
NO | YES | [5 empty] | Gaymar Industries, Inc | MTA-6900 |  | E90007 | GH-OR Anesthesia | MHHS-Greater Heights |  | Thermia Unit, Hypo-Hyper |  |  |  | Central & Greater Heights | MHHS-Greater Heights | GH-OR Anesthesia | Room 8 | 6/1/19 |  | 6/1/20 |  | WARMING/COOLING UNITS, PATIENT | Thermia Unit, Hypo-Hyper | THERMIAUNITHYPOHYPER-Gaymar Ind-MTA6900 | THERMIAUNITHYPOHYPER | MTA6900 |  |  |  | Gaymar Ind | Thermia Unit, Hypo-Hyper |  |  | THERMIAUNITHYPOHYPER-Gaymar Ind-MTA6900 | 8/1/15 |  | TUHH-A | Covered PM Repair - Biomedical | MHHS-Greater Heights | [8 empty] | THERMIAUNITHYPOHYPER | Thermia Unit, Hypo-Hyper | Gaymar Ind
NO | YES | [5 empty] | Gaymar Industries, Inc | MTA-6900 |  | E90005 | GH-OR | MHHS-Greater Heights |  | Thermia Unit, Hypo-Hyper |  |  |  | Central Greater Heights | MHHS-Greater Heights | GH-OR | Room 6 | 9/1/19 |  | 6/1/20 |  | WARMING/COOLING UNITS, PATIENT | Thermia Unit, Hypo-Hyper | THERMIAUNITHYPOHYPER-Gaymar Ind-MTA6900 | THERMIAUNITHYPOHYPER | MTA6900 |  |  |  | Gaymar Ind | Thermia Unit, Hypo-Hyper |  |  | THERMIAUNITHYPOHYPER-Gaymar Ind-MTA6900 | 1/31/13 |  | TUHH-A | Covered PM Repair - Biomedical | MHHS-Greater Heights | [8 empty] | THERMIAUNITHYPOHYPER | Thermia Unit, Hypo-Hyper | Gaymar Ind
NO | YES | Serial Number MTA6900 |  |  | 133-01473 | 133-01473 | Gaymar Industries, Inc | MTA-6900 |  | MTA6900 | Katy-ICU | MHHS-Katy |  | Thermia Unit, Hypo-Hyper |  | 133-01473 | 133-01473 | Katy | MHHS-Katy | Katy-ICU | ICU Clean Utility | 7/1/19 | 7/1/20 |  |  | WARMING/COOLING UNITS, PATIENT | Thermia Unit, Hypo-Hyper | THERMIAUNITHYPOHYPER-Gaymar Ind-MTA6900 | THERMIAUNITHYPOHYPER | MTA6900 |  |  |  | Gaymar Ind | Thermia Unit, Hypo-Hyper |  |  | THERMIAUNITHYPOHYPER-Gaymar Ind-MTA6900 | 8/4/18 |  | TUHH-A | Not Covered Vendor Only - Biomedical | MHHS-Katy | [8 empty] | THERMIAUNITHYPOHYPER | Thermia Unit, Hypo-Hyper | Gaymar Ind
NO | YES |  |  |  | 133-02209 | 133-02209 | Gaymar Industries, Inc | MTA-6900 |  | K20077 | Katy-OR | MHHS-Katy |  | Thermia Unit, Hypo-Hyper |  | 133-02209 | 133-02209 | Katy | MHHS-Katy | Katy-OR | OR - Equipment | 7/1/19 | 7/1/20 |  |  | WARMING/COOLING UNITS, PATIENT | Thermia Unit, Hypo-Hyper | THERMIAUNITHYPOHYPER-Gaymar Ind-MTA6900 | THERMIAUNITHYPOHYPER | MTA6900 |  |  |  | Gaymar Ind | Thermia Unit, Hypo-Hyper |  |  | THERMIAUNITHYPOHYPER-Gaymar Ind-MTA6900 | 8/4/18 |  | TUHH-A | Not Covered Vendor Only - Biomedical | MHHS-Katy | [8 empty] | THERMIAUNITHYPOHYPER | Thermia Unit, Hypo-Hyper | Gaymar Ind
NO | YES |  |  |  |  | 142-00612 | Gaymar Industries, Inc | MTA-6900 |  | D40057 | NE-ICU | MHHS-Northeast |  | Thermia Unit, Hypo-Hyper |  |  | 142-00612 | Katy | MHHS-Northeast | NE-ICU |  | 11/1/18 | 11/1/19 |  |  | WARMING/COOLING UNITS, PATIENT | Thermia Unit, Hypo-Hyper | THERMIAUNITHYPOHYPER-Gaymar Ind-MTA6900 | THERMIAUNITHYPOHYPER | MTA6900 |  |  |  | Gaymar Ind | Thermia Unit, Hypo-Hyper |  |  | THERMIAUNITHYPOHYPER-Gaymar Ind-MTA6900 | 7/22/17 |  | TUHH-A | Covered PM Repair - Biomedical | MHHS-Northeast | [8 empty] | THERMIAUNITHYPOHYPER | Thermia Unit, Hypo-Hyper | Gaymar Ind
NO | YES |  |  |  |  | 142-04911 | Gaymar Industries, Inc | MTA-6900 |  | g60056 | NE-OR | MHHS-Northeast |  | Thermia Unit, Hypo-Hyper |  |  | 142-04911 | Katy | MHHS-Northeast | NE-OR |  | 8/1/19 | 8/1/20 |  |  | WARMING/COOLING UNITS, PATIENT | Thermia Unit, Hypo-Hyper | THERMIAUNITHYPOHYPER-Gaymar Ind-MTA6900 | THERMIAUNITHYPOHYPER | MTA6900 |  |  |  | Gaymar Ind | Thermia Unit, Hypo-Hyper |  |  | THERMIAUNITHYPOHYPER-Gaymar Ind-MTA6900 | 7/13/19 |  | TUHH-A | Covered PM Repair - Biomedical | MHHS-Northeast | [8 empty] | THERMIAUNITHYPOHYPER | Thermia Unit, Hypo-Hyper | Gaymar Ind
NO | YES |  |  |  | 129-01979 | 129-01979 | Gaymar Industries, Inc | MTA-6900 |  | J500094 | SUGAR LAND - CENTRAL SUPPLY | MHHS-Sugarland |  | Thermia Unit, Hypo-Hyper |  | 129-01979 | 129-01979 | Sugar Land | Memorial Hermann Sugar Land Hospital | SUGAR LAND - CENTRAL SUPPLY | ICU | 6/1/19 |  | 6/1/20 |  | WARMING/COOLING UNITS, PATIENT | Thermia Unit, Hypo-Hyper | THERMIAUNITHYPOHYPER-Gaymar Ind-MTA6900 | THERMIAUNITHYPOHYPER | MTA6900 |  |  |  | Gaymar Ind | Thermia Unit, Hypo-Hyper |  |  | THERMIAUNITHYPOHYPER-Gaymar Ind-MTA6900 | 8/4/18 |  | TUHH-A | Not Covered Vendor Only - Biomedical | MHHS-Sugarland | [8 empty] | THERMIAUNITHYPOHYPER | Thermia Unit, Hypo-Hyper | Gaymar Ind
NO | YES |  |  |  | 129-01843 | 129-01843 | Gaymar Industries, Inc | MTA-6900 |  | J40098 | Sugar Land-Telemetry | MHHS-Sugarland |  | Thermia Unit, Hypo-Hyper |  | 129-01843 | 129-01843 | Sugar Land | MHHS-Sugarland | Sugar Land-Telemetry |  | 6/1/19 | 6/1/20 |  |  | WARMING/COOLING UNITS, PATIENT | Thermia Unit, Hypo-Hyper | THERMIAUNITHYPOHYPER-Gaymar Ind-MTA6900 | THERMIAUNITHYPOHYPER | MTA6900 |  |  |  | Gaymar Ind | Thermia Unit, Hypo-Hyper |  |  | THERMIAUNITHYPOHYPER-Gaymar Ind-MTA6900 | 7/17/18 |  | TUHH-A | Not Covered Vendor Only - Biomedical | MHHS-Sugarland | [8 empty] | THERMIAUNITHYPOHYPER | Thermia Unit, Hypo-Hyper | Gaymar Ind
NO | YES |  |  |  | 029-03839 | 029-03839 | Gaymar Industries, Inc | MTA-6900 |  | H50001 | Woodlands-Central Supply | MHHS-Woodlands |  | Thermia Unit, Hypo-Hyper |  | 029-03839 | 029-03839 | Woodlands | MHHS-Woodlands | Woodlands-Central Supply | Hall | 12/1/17 |  | 12/1/18 |  | WARMING/COOLING UNITS, PATIENT | Thermia Unit, Hypo-Hyper | THERMIAUNITHYPOHYPER-Gaymar Ind-MTA6900 | THERMIAUNITHYPOHYPER | MTA6900 |  |  |  | Gaymar Ind | Thermia Unit, Hypo-Hyper |  |  | THERMIAUNITHYPOHYPER-Gaymar Ind-MTA6900 | 7/17/18 |  | TUHH-A | Not Covered Vendor Only - Biomedical | MHHS-Woodlands | [8 empty] | THERMIAUNITHYPOHYPER | Thermia Unit, Hypo-Hyper | Gaymar Ind
NO | YES |  |  |  |  | 029-03072 | Gaymar Industries, Inc | MTA-6900 |  | K30032 | Woodlands-Central Supply | MHHS-Woodlands |  | Thermia Unit, Hypo-Hyper |  |  | 029-03072 | Woodlands | MHHS-Woodlands | Woodlands-Central Supply | OR 9 | 10/1/19 |  | 10/1/20 |  | WARMING/COOLING UNITS, PATIENT | Thermia Unit, Hypo-Hyper | THERMIAUNITHYPOHYPER-Gaymar Ind-MTA6900 | THERMIAUNITHYPOHYPER | MTA6900 |  |  |  | Gaymar Ind | Thermia Unit, Hypo-Hyper |  |  | THERMIAUNITHYPOHYPER-Gaymar Ind-MTA6900 | 6/24/17 |  | TUHH-A | Covered PM Repair - Biomedical | MHHS-Woodlands | [8 empty] | THERMIAUNITHYPOHYPER | Thermia Unit, Hypo-Hyper | Gaymar Ind
NO | YES |  |  |  |  | 029-03840 | Gaymar Industries, Inc | MTA-6900 |  | G50075 | Woodlands-OR | MHHS-Woodlands |  | Thermia Unit, Hypo-Hyper |  |  | 029-03840 | Woodlands | MHHS-Woodlands | Woodlands-OR | OR Room 18 | 12/1/18 |  | 12/1/19 |  | WARMING/COOLING UNITS, PATIENT | Thermia Unit, Hypo-Hyper | THERMIAUNITHYPOHYPER-Gaymar Ind-MTA6900 | THERMIAUNITHYPOHYPER | MTA6900 |  |  |  | Gaymar Ind | Thermia Unit, Hypo-Hyper |  |  | THERMIAUNITHYPOHYPER-Gaymar Ind-MTA6900 | 6/24/17 |  | TUHH-A | Covered PM Repair - Biomedical | MHHS-Woodlands | [8 empty] | THERMIAUNITHYPOHYPER | Thermia Unit, Hypo-Hyper | Gaymar Ind
NO | NO |  |  |  | 013-07803 |  | Gaymar Industries, Inc | MTA-6900 |  | k20065 | SW - CENTRAL SUPPLY | MHHS-Southwest |  | Thermia Unit, Hypo-Hyper |  | 013-07803 |  | Southwest |  | SW - CENTRAL SUPPLY | [5 empty] | WARMING/COOLING UNITS, PATIENT |  | THERMIAUNITHYPOHYPER-Gaymar Ind-MTA6900 | THERMIAUNITHYPOHYPER | MTA6900 |  |  |  | Gaymar Ind | Thermia Unit, Hypo-Hyper |  |  | THERMIAUNITHYPOHYPER-Gaymar Ind-MTA6900 |  |  |  | Covered PM Repair - Biomedical | MHHS-Southwest
NO | NO |  |  |  | 013-07805 |  | Gaymar Industries, Inc | MTA-6900 |  | k20067 | SW - CENTRAL SUPPLY | MHHS-Southwest |  | Thermia Unit, Hypo-Hyper |  | 013-07805 |  | Southwest |  | SW - CENTRAL SUPPLY | [5 empty] | WARMING/COOLING UNITS, PATIENT |  | THERMIAUNITHYPOHYPER-Gaymar Ind-MTA6900 | THERMIAUNITHYPOHYPER | MTA6900 |  |  |  | Gaymar Ind | Thermia Unit, Hypo-Hyper |  |  | THERMIAUNITHYPOHYPER-Gaymar Ind-MTA6900 |  |  |  | Covered PM Repair - Biomedical | MHHS-Southwest
NO | NO |  |  |  | 013-07806 |  | Gaymar Industries, Inc | MTA-6900 |  | K20072 | SW - CENTRAL SUPPLY | MHHS-Southwest |  | Thermia Unit, Hypo-Hyper |  | 013-07806 |  | Southwest |  | SW - CENTRAL SUPPLY | [5 empty] | WARMING/COOLING UNITS, PATIENT |  | THERMIAUNITHYPOHYPER-Gaymar Ind-MTA6900 | THERMIAUNITHYPOHYPER | MTA6900 |  |  |  | Gaymar Ind | Thermia Unit, Hypo-Hyper |  |  | THERMIAUNITHYPOHYPER-Gaymar Ind-MTA6900 |  |  |  | Covered PM Repair - Biomedical | MHHS-Southwest
NO | NO |  |  |  | 013-07808 |  | Gaymar Industries, Inc | MTA-6900 |  | K20074 | SW - CENTRAL SUPPLY | MHHS-Southwest |  | Thermia Unit, Hypo-Hyper |  | 013-07808 |  | Southwest |  | SW - CENTRAL SUPPLY | [5 empty] | WARMING/COOLING UNITS, PATIENT |  | THERMIAUNITHYPOHYPER-Gaymar Ind-MTA6900 | THERMIAUNITHYPOHYPER | MTA6900 |  |  |  | Gaymar Ind | Thermia Unit, Hypo-Hyper |  |  | THERMIAUNITHYPOHYPER-Gaymar Ind-MTA6900 |  |  |  | Covered PM Repair - Biomedical | MHHS-Southwest
NO | NO | [5 empty] | Gaymar Industries, Inc | MTA-6900 |  | K20064 | SW - CENTRAL SUPPLY | MHHS-Southwest |  | Thermia Unit, Hypo-Hyper |  |  |  | Southwest |  | SW - CENTRAL SUPPLY | [5 empty] | WARMING/COOLING UNITS, PATIENT |  | THERMIAUNITHYPOHYPER-Gaymar Ind-MTA6900 | THERMIAUNITHYPOHYPER | MTA6900 |  |  |  | Gaymar Ind | Thermia Unit, Hypo-Hyper |  |  | THERMIAUNITHYPOHYPER-Gaymar Ind-MTA6900 |  |  |  | Covered PM Repair - Biomedical | MHHS-Southwest
NO | NO | [5 empty] | Gaymar Industries, Inc | MTA-6900 |  | K20071 | SW - CENTRAL SUPPLY | MHHS-Southwest |  | Thermia Unit, Hypo-Hyper |  |  |  | Southwest |  | SW - CENTRAL SUPPLY | [5 empty] | WARMING/COOLING UNITS, PATIENT |  | THERMIAUNITHYPOHYPER-Gaymar Ind-MTA6900 | THERMIAUNITHYPOHYPER | MTA6900 |  |  |  | Gaymar Ind | Thermia Unit, Hypo-Hyper |  |  | THERMIAUNITHYPOHYPER-Gaymar Ind-MTA6900 |  |  |  | Clinical Miscellaneous | MHHS-Southwest
NO | NO |  |  |  | 069-17522 |  | Gaymar Industries, Inc | MTA-6900 |  | E30123 | TMC - MHTMC - CENTRAL SUPPLY (OLD) | MHHS-TMC |  | Thermia Unit, Hypo-Hyper |  | 069-17522 |  | TMC |  | TMC - MHTMC - CENTRAL SUPPLY (OLD) | [5 empty] | WARMING/COOLING UNITS, PATIENT |  | THERMIAUNITHYPOHYPER-Gaymar Ind-MTA6900 | THERMIAUNITHYPOHYPER | MTA6900 |  |  |  | Gaymar Ind | Thermia Unit, Hypo-Hyper |  |  | THERMIAUNITHYPOHYPER-Gaymar Ind-MTA6900 |  |  |  | No Coverage Specified | MHHS-TMC
NO | NO |  |  |  | 069-17524 |  | Gaymar Industries, Inc | MTA-6900 |  | E30121 | TMC - MHTMC - CENTRAL SUPPLY (OLD) | MHHS-TMC |  | Thermia Unit, Hypo-Hyper |  | 069-17524 |  | TMC |  | TMC - MHTMC - CENTRAL SUPPLY (OLD) | [5 empty] | WARMING/COOLING UNITS, PATIENT |  | THERMIAUNITHYPOHYPER-Gaymar Ind-MTA6900 | THERMIAUNITHYPOHYPER | MTA6900 |  |  |  | Gaymar Ind | Thermia Unit, Hypo-Hyper |  |  | THERMIAUNITHYPOHYPER-Gaymar Ind-MTA6900 |  |  |  | No Coverage Specified | MHHS-TMC
NO | NO |  |  |  | 069-18728 |  | Gaymar Industries, Inc | MTA-6900 |  | I30097 | TMC - MHTMC - CENTRAL SUPPLY (OLD) | MHHS-TMC |  | Thermia Unit, Hypo-Hyper |  | 069-18728 |  | TMC |  | TMC - MHTMC - CENTRAL SUPPLY (OLD) | [5 empty] | WARMING/COOLING UNITS, PATIENT |  | THERMIAUNITHYPOHYPER-Gaymar Ind-MTA6900 | THERMIAUNITHYPOHYPER | MTA6900 |  |  |  | Gaymar Ind | Thermia Unit, Hypo-Hyper |  |  | THERMIAUNITHYPOHYPER-Gaymar Ind-MTA6900 |  |  |  | No Coverage Specified | MHHS-TMC
NO | NO |  |  |  | 069-18731 |  | Gaymar Industries, Inc | MTA-6900 |  | I30096 | TMC - MHTMC - CENTRAL SUPPLY (OLD) | MHHS-TMC |  | Thermia Unit, Hypo-Hyper |  | 069-18731 |  | TMC |  | TMC - MHTMC - CENTRAL SUPPLY (OLD) | [5 empty] | WARMING/COOLING UNITS, PATIENT |  | THERMIAUNITHYPOHYPER-Gaymar Ind-MTA6900 | THERMIAUNITHYPOHYPER | MTA6900 |  |  |  | Gaymar Ind | Thermia Unit, Hypo-Hyper |  |  | THERMIAUNITHYPOHYPER-Gaymar Ind-MTA6900 |  |  |  | No Coverage Specified | MHHS-TMC
NO | NO |  |  |  | 069-23390 |  | Gaymar Industries, Inc | MTA-6900 |  | D70014 | TMC - MHTMC - CENTRAL SUPPLY (OLD) | MHHS-TMC |  | Thermia Unit, Hypo-Hyper |  | 069-23390 |  | TMC |  | TMC - MHTMC - CENTRAL SUPPLY (OLD) | [5 empty] | WARMING/COOLING UNITS, PATIENT |  | THERMIAUNITHYPOHYPER-Gaymar Ind-MTA6900 | THERMIAUNITHYPOHYPER | MTA6900 |  |  |  | Gaymar Ind | Thermia Unit, Hypo-Hyper |  |  | THERMIAUNITHYPOHYPER-Gaymar Ind-MTA6900 |  |  |  | No Coverage Specified | MHHS-TMC
NO | NO |  |  |  | 069-23393 |  | Gaymar Industries, Inc | MTA-6900 |  | D70030 | TMC - MHTMC - CENTRAL SUPPLY (OLD) | MHHS-TMC |  | Thermia Unit, Hypo-Hyper |  | 069-23393 |  | TMC |  | TMC - MHTMC - CENTRAL SUPPLY (OLD) | [5 empty] | WARMING/COOLING UNITS, PATIENT |  | THERMIAUNITHYPOHYPER-Gaymar Ind-MTA6900 | THERMIAUNITHYPOHYPER | MTA6900 |  |  |  | Gaymar Ind | Thermia Unit, Hypo-Hyper |  |  | THERMIAUNITHYPOHYPER-Gaymar Ind-MTA6900 |  |  |  | No Coverage Specified | MHHS-TMC
NO | NO | [5 empty] | Gaymar Industries, Inc | MTA-6900 |  | E60024 | TMC - MHTMC - CENTRAL SUPPLY (OLD) | MHHS-TMC |  | Thermia Unit, Hypo-Hyper |  |  |  | TMC |  | TMC - MHTMC - CENTRAL SUPPLY (OLD) | [5 empty] | WARMING/COOLING UNITS, PATIENT |  | THERMIAUNITHYPOHYPER-Gaymar Ind-MTA6900 | THERMIAUNITHYPOHYPER | MTA6900 |  |  |  | Gaymar Ind | Thermia Unit, Hypo-Hyper |  |  | THERMIAUNITHYPOHYPER-Gaymar Ind-MTA6900 |  |  |  | No Coverage Specified | MHHS-TMC
NO | NO | [5 empty] | Gaymar Industries, Inc | MTA-6900 |  | E30126 | TMC - MHTMC - CENTRAL SUPPLY (OLD) | MHHS-TMC |  | Thermia Unit, Hypo-Hyper |  |  |  | TMC |  | TMC - MHTMC - CENTRAL SUPPLY (OLD) | [5 empty] | WARMING/COOLING UNITS, PATIENT |  | THERMIAUNITHYPOHYPER-Gaymar Ind-MTA6900 | THERMIAUNITHYPOHYPER | MTA6900 |  |  |  | Gaymar Ind | Thermia Unit, Hypo-Hyper |  |  | THERMIAUNITHYPOHYPER-Gaymar Ind-MTA6900 |  |  |  | Covered PM Repair - Biomedical | MHHS-TMC
NO | NO | [5 empty] | Gaymar Industries, Inc | MTA-6900 |  | E30118 | TMC - MHTMC - CENTRAL SUPPLY (OLD) | MHHS-TMC |  | Thermia Unit, Hypo-Hyper |  |  |  | TMC |  | TMC - MHTMC - CENTRAL SUPPLY (OLD) | [5 empty] | WARMING/COOLING UNITS, PATIENT |  | THERMIAUNITHYPOHYPER-Gaymar Ind-MTA6900 | THERMIAUNITHYPOHYPER | MTA6900 |  |  |  | Gaymar Ind | Thermia Unit, Hypo-Hyper |  |  | THERMIAUNITHYPOHYPER-Gaymar Ind-MTA6900 |  |  |  | Covered PM Repair - Biomedical | MHHS-TMC
NO | NO | [5 empty] | Gaymar Industries, Inc | MTA-6900 |  | D70028 | TMC - MHTMC - CENTRAL SUPPLY (OLD) | MHHS-TMC |  | Thermia Unit, Hypo-Hyper |  |  |  | TMC |  | TMC - MHTMC - CENTRAL SUPPLY (OLD) | [5 empty] | WARMING/COOLING UNITS, PATIENT |  | THERMIAUNITHYPOHYPER-Gaymar Ind-MTA6900 | THERMIAUNITHYPOHYPER | MTA6900 |  |  |  | Gaymar Ind | Thermia Unit, Hypo-Hyper |  |  | THERMIAUNITHYPOHYPER-Gaymar Ind-MTA6900 |  |  |  | Covered PM Repair - Biomedical | MHHS-TMC
NO | NO | [5 empty] | Gaymar Industries, Inc | MTA-6900 |  | E30127 | TMC - MHTMC - CENTRAL SUPPLY (OLD) | MHHS-TMC |  | Thermia Unit, Hypo-Hyper |  |  |  | TMC |  | TMC - MHTMC - CENTRAL SUPPLY (OLD) | [5 empty] | WARMING/COOLING UNITS, PATIENT |  | THERMIAUNITHYPOHYPER-Gaymar Ind-MTA6900 | THERMIAUNITHYPOHYPER | MTA6900 |  |  |  | Gaymar Ind | Thermia Unit, Hypo-Hyper |  |  | THERMIAUNITHYPOHYPER-Gaymar Ind-MTA6900 |  |  |  | Covered PM Repair - Biomedical | MHHS-TMC
NO | NO | [5 empty] | Gaymar Industries, Inc | MTA-6900 |  | MTA6900 B01011 | TMC - MHTMC - CENTRAL SUPPLY (OLD) | MHHS-TMC |  | Thermia Unit, Hypo-Hyper |  |  |  | TMC |  | TMC - MHTMC - CENTRAL SUPPLY (OLD) | [5 empty] | WARMING/COOLING UNITS, PATIENT |  | THERMIAUNITHYPOHYPER-Gaymar Ind-MTA6900 | THERMIAUNITHYPOHYPER | MTA6900 |  |  |  | Gaymar Ind | Thermia Unit, Hypo-Hyper |  |  | THERMIAUNITHYPOHYPER-Gaymar Ind-MTA6900 |  |  |  | Covered PM Repair - Biomedical | MHHS-TMC
NO | NO | [5 empty] | Gaymar Industries, Inc | MTA-6900 |  | K20036 | TMC - MHTMC - CENTRAL SUPPLY (OLD) | MHHS-TMC |  | Thermia Unit, Hypo-Hyper |  |  |  | TMC |  | TMC - MHTMC - CENTRAL SUPPLY (OLD) | [5 empty] | WARMING/COOLING UNITS, PATIENT |  | THERMIAUNITHYPOHYPER-Gaymar Ind-MTA6900 | THERMIAUNITHYPOHYPER | MTA6900 |  |  |  | Gaymar Ind | Thermia Unit, Hypo-Hyper |  |  | THERMIAUNITHYPOHYPER-Gaymar Ind-MTA6900 |  |  |  | Covered PM Repair - Biomedical | MHHS-TMC
NO | NO | [5 empty] | Gaymar Industries, Inc | MTA-6900 |  | D70026 | TMC - MHTMC - CENTRAL SUPPLY (OLD) | MHHS-TMC |  | Thermia Unit, Hypo-Hyper |  |  |  | TMC |  | TMC - MHTMC - CENTRAL SUPPLY (OLD) | [5 empty] | WARMING/COOLING UNITS, PATIENT |  | THERMIAUNITHYPOHYPER-Gaymar Ind-MTA6900 | THERMIAUNITHYPOHYPER | MTA6900 |  |  |  | Gaymar Ind | Thermia Unit, Hypo-Hyper |  |  | THERMIAUNITHYPOHYPER-Gaymar Ind-MTA6900 |  |  |  | Covered PM Repair - Biomedical | MHHS-TMC
NO | NO | [5 empty] | Gaymar Industries, Inc | MTA-6900 |  | mta6900e60025 | TMC - MHTMC - CENTRAL SUPPLY (OLD) | MHHS-TMC |  | Thermia Unit, Hypo-Hyper |  |  |  | TMC |  | TMC - MHTMC - CENTRAL SUPPLY (OLD) | [5 empty] | WARMING/COOLING UNITS, PATIENT |  | THERMIAUNITHYPOHYPER-Gaymar Ind-MTA6900 | THERMIAUNITHYPOHYPER | MTA6900 |  |  |  | Gaymar Ind | Thermia Unit, Hypo-Hyper |  |  | THERMIAUNITHYPOHYPER-Gaymar Ind-MTA6900 |  |  |  | Covered PM Repair - Biomedical | MHHS-TMC
NO | NO | [5 empty] | Gaymar Industries, Inc | MTA-6900 |  | MTA6900 C01002 | TMC - MHTMC - CENTRAL SUPPLY (OLD) | MHHS-TMC |  | Thermia Unit, Hypo-Hyper |  |  |  | TMC |  | TMC - MHTMC - CENTRAL SUPPLY (OLD) | [5 empty] | WARMING/COOLING UNITS, PATIENT |  | THERMIAUNITHYPOHYPER-Gaymar Ind-MTA6900 | THERMIAUNITHYPOHYPER | MTA6900 |  |  |  | Gaymar Ind | Thermia Unit, Hypo-Hyper |  |  | THERMIAUNITHYPOHYPER-Gaymar Ind-MTA6900 |  |  |  | Covered PM Repair - Biomedical | MHHS-TMC
NO | NO | [5 empty] | Gaymar Industries, Inc | MTA-6900 |  | E30117 | TMC - MHTMC - CENTRAL SUPPLY (OLD) | MHHS-TMC |  | Thermia Unit, Hypo-Hyper |  |  |  | TMC |  | TMC - MHTMC - CENTRAL SUPPLY (OLD) | [5 empty] | WARMING/COOLING UNITS, PATIENT |  | THERMIAUNITHYPOHYPER-Gaymar Ind-MTA6900 | THERMIAUNITHYPOHYPER | MTA6900 |  |  |  | Gaymar Ind | Thermia Unit, Hypo-Hyper |  |  | THERMIAUNITHYPOHYPER-Gaymar Ind-MTA6900 |  |  |  | Covered PM Repair - Biomedical | MHHS-TMC
NO | NO | [5 empty] | Gaymar Industries, Inc | MTA-6900 |  | I30094 | TMC - MHTMC - CENTRAL SUPPLY (OLD) | MHHS-TMC |  | Thermia Unit, Hypo-Hyper |  |  |  | TMC |  | TMC - MHTMC - CENTRAL SUPPLY (OLD) | [5 empty] | WARMING/COOLING UNITS, PATIENT |  | THERMIAUNITHYPOHYPER-Gaymar Ind-MTA6900 | THERMIAUNITHYPOHYPER | MTA6900 |  |  |  | Gaymar Ind | Thermia Unit, Hypo-Hyper |  |  | THERMIAUNITHYPOHYPER-Gaymar Ind-MTA6900 |  |  |  | Covered PM Repair - Biomedical | MHHS-TMC
NO | NO | [5 empty] | Gaymar Industries, Inc | MTA-6900 |  | K20059 | TMC - MHTMC - CENTRAL SUPPLY (OLD) | MHHS-TMC |  | Thermia Unit, Hypo-Hyper |  |  |  | TMC |  | TMC - MHTMC - CENTRAL SUPPLY (OLD) | [5 empty] | WARMING/COOLING UNITS, PATIENT |  | THERMIAUNITHYPOHYPER-Gaymar Ind-MTA6900 | THERMIAUNITHYPOHYPER | MTA6900 |  |  |  | Gaymar Ind | Thermia Unit, Hypo-Hyper |  |  | THERMIAUNITHYPOHYPER-Gaymar Ind-MTA6900 |  |  |  | Covered PM Repair - Biomedical | MHHS-TMC
NO | NO | [5 empty] | Gaymar Industries, Inc | MTA-6900 |  | C01005 | TMC - MHTMC - CENTRAL SUPPLY (OLD) | MHHS-TMC |  | Thermia Unit, Hypo-Hyper |  |  |  | TMC |  | TMC - MHTMC - CENTRAL SUPPLY (OLD) | [5 empty] | WARMING/COOLING UNITS, PATIENT |  | THERMIAUNITHYPOHYPER-Gaymar Ind-MTA6900 | THERMIAUNITHYPOHYPER | MTA6900 |  |  |  | Gaymar Ind | Thermia Unit, Hypo-Hyper |  |  | THERMIAUNITHYPOHYPER-Gaymar Ind-MTA6900 |  |  |  | Covered PM Repair - Biomedical | MHHS-TMC
NO | YES | Asset Tag 005-06766 |  |  | 005-06766 | 005-06766 | Gaymar Industries, Inc | MTA-7900 |  | MTA7900 E90023 | SE-Clinical Engineering | MHHS-Southeast |  | Thermia Unit, Hypo-Hyper |  | 005-06766 | 005-06766 | Southeast | MHHS-Southeast | SE-Clinical Engineering | Biomed Lab |  |  | 4/1/20 |  | WARMING/COOLING UNITS, PATIENT |  | THERMIAUNITHYPOHYPER-Gaymar Ind-MTA7900 | THERMIAUNITHYPOHYPER | MTA7900 |  |  |  | Gaymar Ind | Thermia Unit, Hypo-Hyper |  |  | THERMIAUNITHYPOHYPER-Gaymar Ind-MTA7900 | 6/24/17 |  |  | Covered PM Repair - Biomedical | MHHS-Southeast
NO | NO |  |  |  | 029-08091 |  | Gaymar Industries, Inc | MTA-7900 |  | B21042 | WOODLANDS - OR | MHHS-Woodlands |  | Thermia Unit, Hypo-Hyper |  | 029-08091 |  | Woodlands |  | WOODLANDS - OR | [5 empty] | WARMING/COOLING UNITS, PATIENT |  | THERMIAUNITHYPOHYPER-Gaymar Ind-MTA7900 | THERMIAUNITHYPOHYPER | MTA7900 |  |  |  | Gaymar Ind | Thermia Unit, Hypo-Hyper |  |  | THERMIAUNITHYPOHYPER-Gaymar Ind-MTA7900 |  |  |  | Covered PM Repair - Biomedical | MHHS-Woodlands
NO | YES |  |  |  | 041-34041 | 041-34041 | Gaymar Industries, Inc | T PUMP |  |  | Central Supply | MHHS-Mem City |  | Thermia Unit, Hypo-Hyper |  | 041-34041 | 041-34041 | West | Memorial City - Memorial Hermann Hospital | Central Supply | Central Supply |  |  |  |  | WARMING/COOLING UNITS, PATIENT |  | THERMIAUNITHYPOHYPER-Gaymar Ind-T Pump | THERMIAUNITHYPOHYPER | T/Pump |  |  |  | Gaymar Ind | Thermia Unit, Hypo-Hyper |  |  | THERMIAUNITHYPOHYPER-Gaymar Ind-T Pump |  |  |  | Covered PM Repair - Biomedical | MHHS-Mem City
NO | NO |  |  |  | 041-34038 |  | Gaymar Industries, Inc | T PUMP |  |  | MEMORIAL CITY - CENTRAL SUPPLY | MHHS-Mem City |  | Thermia Unit, Hypo-Hyper |  | 041-34038 |  | West & Memorial City |  | MEMORIAL CITY - CENTRAL SUPPLY | [5 empty] | WARMING/COOLING UNITS, PATIENT |  | THERMIAUNITHYPOHYPER-Gaymar Ind-T Pump | THERMIAUNITHYPOHYPER | T/Pump |  |  |  | Gaymar Ind | Thermia Unit, Hypo-Hyper |  |  | THERMIAUNITHYPOHYPER-Gaymar Ind-T Pump |  |  |  | Covered PM Repair - Biomedical | MHHS-Mem City
NO | NO |  |  |  | 041-34039 |  | Gaymar Industries, Inc | T PUMP |  |  | MEMORIAL CITY - CENTRAL SUPPLY | MHHS-Mem City |  | Thermia Unit, Hypo-Hyper |  | 041-34039 |  | West & Memorial City |  | MEMORIAL CITY - CENTRAL SUPPLY | [5 empty] | WARMING/COOLING UNITS, PATIENT |  | THERMIAUNITHYPOHYPER-Gaymar Ind-T Pump | THERMIAUNITHYPOHYPER | T/Pump |  |  |  | Gaymar Ind | Thermia Unit, Hypo-Hyper |  |  | THERMIAUNITHYPOHYPER-Gaymar Ind-T Pump |  |  |  | Covered PM Repair - Biomedical | MHHS-Mem City
NO | NO |  |  |  | 041-34040 |  | Gaymar Industries, Inc | T PUMP |  |  | MEMORIAL CITY - CENTRAL SUPPLY | MHHS-Mem City |  | Thermia Unit, Hypo-Hyper |  | 041-34040 |  | West & Memorial City |  | MEMORIAL CITY - CENTRAL SUPPLY | [5 empty] | WARMING/COOLING UNITS, PATIENT |  | THERMIAUNITHYPOHYPER-Gaymar Ind-T Pump | THERMIAUNITHYPOHYPER | T/Pump |  |  |  | Gaymar Ind | Thermia Unit, Hypo-Hyper |  |  | THERMIAUNITHYPOHYPER-Gaymar Ind-T Pump |  |  |  | Covered PM Repair - Biomedical | MHHS-Mem City
NO | NO |  |  |  | 041-34042 |  | Gaymar Industries, Inc | T PUMP |  |  | MEMORIAL CITY - CENTRAL SUPPLY | MHHS-Mem City |  | Thermia Unit, Hypo-Hyper |  | 041-34042 |  | West & Memorial City |  | MEMORIAL CITY - CENTRAL SUPPLY | [5 empty] | WARMING/COOLING UNITS, PATIENT |  | THERMIAUNITHYPOHYPER-Gaymar Ind-T Pump | THERMIAUNITHYPOHYPER | T/Pump |  |  |  | Gaymar Ind | Thermia Unit, Hypo-Hyper |  |  | THERMIAUNITHYPOHYPER-Gaymar Ind-T Pump |  |  |  | Covered PM Repair - Biomedical | MHHS-Mem City
NO | YES |  |  |  |  | 142-09310 | Gaymar Industries, Inc | TP500 |  | D40J96 | NE-Central Supply | MHHS-Northeast |  | Pump, Thermia, Heating |  |  | 142-09310 | Katy | MHHS-Northeast | NE-Central Supply |  | 4/1/19 | 4/1/20 |  |  | WARMING/COOLING UNITS, PATIENT | Pump, Thermia, Heating | PUMPTHERMIAHEATING-Gaymar Ind-TP500 | PUMPTHERMIAHEATING | TP500 |  |  |  | Gaymar Ind | Pump, Thermia, Heating |  | PUMPTHERMIAHEATING-Gaymar Ind-TP500 |  | 4/1/18 |  | PTH-SA | Covered PM Repair - Biomedical | MHHS-Northeast | [8 empty] | PUMPTHERMIAHEATING | Pump, Thermia, Heating | Gaymar Ind
NO | NO | [5 empty] | Gaymar Industries, Inc | TP500 |  | g10h9h | NE - CENTRAL SUPPLY | MHHS-Northeast |  | Pump, Thermia, Heating |  |  |  | Katy |  | NE - CENTRAL SUPPLY | [5 empty] | WARMING/COOLING UNITS, PATIENT |  | PUMPTHERMIAHEATING-Gaymar Ind-TP500 | PUMPTHERMIAHEATING | TP500 |  |  |  | Gaymar Ind | Pump, Thermia, Heating |  | PUMPTHERMIAHEATING-Gaymar Ind-TP500 |  |  |  |  | Covered PM Repair - Biomedical | MHHS-Northeast
NO | YES | [5 empty] | Gaymar Industries, Inc | TP650 |  | L90110 | MHOSH-3rd Floor | MHHS Orthopedic & Spine | [5 empty] | Central & Greater Heights | MHHS-Orthopedic & Spine | MHOSH-3rd Floor |  | 9/11/19 |  |  |  | WARMING/COOLING UNITS, PATIENT |  | .needs class | [5 empty] | Gaymar Ind |  |  |  |  | 4/1/18 | MHOSH Inventory Dec 2019 into 2020 - Copy.xls - Newly Verified |  | Covered PM Repair - Biomedical | MHHS Orthopedic & Spine
NO | YES | [5 empty] | Gaymar Industries, Inc | TP650C |  | k11099 | Biomed | MHHS-Mem City |  | Pump, Thermia, Heating |  |  |  | Mem city | Memorial city - Memorial herman hospital | Biomed | Biomed shop |  |  |  |  | WARMING/COOLING UNITS, PATIENT |  | PUMPTHERMIAHEATING-Gaymar Ind-TP650C | PUMPTHERMIAHEATING | TP650C |  |  |  | Gaymar Ind | Pump, Thermia, Heating |  | PUMPTHERMIAHEATING-Gaymar Ind-TP650C |  |  |  |  | Covered PM Repair - Biomedical | MHHS-Mem City
NO | NO |  |  |  | 041-16930 |  | Gaymar Industries, Inc | TP650C |  | K11104 | MEMORIAL CITY - CENTRAL SUPPLY | MHHS-Mem City |  | Pump, Thermia, Heating |  | 041-16930 |  | West & Memorial City |  | MEMORIAL CITY - CENTRAL SUPPLY | [5 empty] | WARMING/COOLING UNITS, PATIENT |  | PUMPTHERMIAHEATING-Gaymar Ind-TP650C | PUMPTHERMIAHEATING | TP650C |  |  |  | Gaymar Ind | Pump, Thermia, Heating |  | PUMPTHERMIAHEATING-Gaymar Ind-TP650C |  |  |  |  | Covered PM Repair - Biomedical | MHHS-Mem City
NO | NO | [5 empty] | Gaymar Industries, Inc | TP650C |  | k11100 | MEMORIAL CITY - CENTRAL SUPPLY | MHHS-Mem City |  | Pump, Thermia, Heating |  |  |  | West & Memorial City |  | MEMORIAL CITY - CENTRAL SUPPLY | [5 empty] | WARMING/COOLING UNITS, PATIENT |  | PUMPTHERMIAHEATING-Gaymar Ind-TP650C | PUMPTHERMIAHEATING | TP650C |  |  |  | Gaymar Ind | Pump, Thermia, Heating |  | PUMPTHERMIAHEATING-Gaymar Ind-TP650C |  |  |  |  | Covered PM Repair - Biomedical | MHHS-Mem City
NO | NO |  |  |  | 029-05433 |  | Gaymar Industries, Inc | TP700 |  | D90021 | WOODLANDS - TERRAMONT ER (CLINIC) | MHHS-Woodlands |  | Thermia Unit, Hypo-Hyper |  | 029-05433 |  | Woodlands |  | WOODLANDS - TERRAMONT ER (CLINIC) | [5 empty] | WARMING/COOLING UNITS, PATIENT |  | THERMIAUNITHYPOHYPER-Gaymar Ind-TP700 | THERMIAUNITHYPOHYPER | TP700 |  |  |  | Gaymar Ind | Thermia Unit, Hypo-Hyper |  | THERMIAUNITHYPOHYPER-Gaymar Ind-TP700 |  |  |  |  | Covered PM Repair - Biomedical | MHHS-Woodlands
NO | YES |  |  |  | 029-12569 | 029-12569 | GE |  |  | SJC19110042HA | Woodlands-Neurology | MHHS-Woodlands |  |  |  | 029-12569 | 029-12569 | Woodlands | MHHS-Woodlands | Woodlands-Neurology | E446 | 6/1/19 |  | 3/1/20 |  | PHYSIOLOGIC MONITOR MODULE HOUSINGS |  | .needs class | [5 empty] | GE |  |  |  |  | 4/25/17 |  |  | Not Covered Vendor Only - Lab Ana/Anes | MHHS-Woodlands
NO | YES | Asset Tag 029-12555 |  |  | 029-12555 | 029-12555 | GE |  |  | Spm19130042SA | Woodlands-Neurology |  |  |  |  | 029-12555 | 029-12555 | Woodlands | MHHS-Woodlands | Woodlands-Neurology | E446 | 6/1/19 |  | 6/1/20
YES | YES |  |  |  | 074-06427 | 074-06427 | GE |  |  | DTT1201 1623 | Neuroscience |  |  |  |  | 074-06427 | 074-06427 | Woodlands | MEMORIAL HERMAN HOSPITAL Woodland | Neuroscience | E446 | 3/1/20
YES | YES |  |  |  | 099-13040 | 099-13040 | GE |  |  |  | TMC - HVI - CVIMU (8HVI) |  |  |  |  | 099-13040 | 099-13040 | TMC | Memorial Hermann Heart | TMC - HVI - CVIMU (8HVI) | CVIMU Suite 811
YES | YES |  |  |  | 069-47905 | 069-47905 | Ge |  |  |  | TMC - HERMANN - COU (1R) |  |  |  |  | 069-47905 | 069-47905 | TMC | Memorial Hermann-Texas Medical Center | TMC - HERMANN - COU (1R) | clinical observation unit |  |  | 3/1/20
YES | YES |  |  |  | 099-03449 | 099-03449 | GE | 12S-D |  | 174291PD5 | [5 empty] | 099-03449 | 099-03449 | Woodlands | HM Woodlands |  | Clean utility RM | 12/1/19 | 12/1/20 |  |  |  | Transducer, Ultrasound | TRANSDUCERULTRASOUND-GE-12S-D | [12 empty] | TU-A | [9 empty] | Transducer, Ultrasound | TRANSDUCERULTRASOUND | Transducer, Ultrasound | GE
YES | YES |  |  |  | 099-03448 | 099-03448 | GE | 12S-D |  | 181441PD7 | [5 empty] | 099-03448 | 099-03448 | Woodlands | HM Woodlands |  | Clean utility RM | 12/1/19 | 12/1/20 |  |  |  | Transducer, Ultrasound | TRANSDUCERULTRASOUND-GE-12S-D | [12 empty] | TU-A | [9 empty] | Transducer, Ultrasound | TRANSDUCERULTRASOUND | Transducer, Ultrasound | GE
YES | YES |  |  |  | 000-04463 | 000-04463 | Ge | 2016793-003 |  | SA318380325SA | ER |  |  |  |  | 000-04463 | 000-04463 | Katy | Memorial Hermann Convenient Care Center in Kingwood (Kingwood CCC) | ER | Ex 8 | 10/1/19 | 10/1/20 |  |  |  | Module, Multi-Parameter | MODULEMULTIPARAMETER-GE-2016793-003 | [12 empty] | MMP-A | [9 empty] | Module, Multi-Parameter | MODULEMULTIPARAMETER | Module, Multi-Parameter | GE
YES | YES |  |  |  | 000-04469 | 000-04469 | Ge | 2016793-003 |  |  | ER |  |  |  |  | 000-04469 | 000-04469 | Katy | Memorial Hermann Convenient Care Center in Kingwood (Kingwood CCC) | ER | Ex 8 | 10/1/19 | 10/1/20 |  |  |  | Module, Multi-Parameter | MODULEMULTIPARAMETER-GE-2016793-003 | [12 empty] | MMP-A | [9 empty] | Module, Multi-Parameter | MODULEMULTIPARAMETER | Module, Multi-Parameter | GE
YES | YES |  |  |  | 000-04472 | 000-04471 | Ge | 2016793-003 |  |  | ER |  |  |  |  | 000-04472 | 000-04471 | Katy | Memorial Hermann Convenient Care Center in Kingwood (Kingwood CCC) | ER | Ex 7 | 10/1/19 | 10/1/20 |  |  |  | Module, Multi-Parameter | MODULEMULTIPARAMETER-GE-2016793-003 | [12 empty] | MMP-A | [9 empty] | Module, Multi-Parameter | MODULEMULTIPARAMETER | Module, Multi-Parameter | GE
YES | YES |  |  |  | 000-04466 | 000-04466 | Ge | 2016793-003 |  |  | ER |  |  |  |  | 000-04466 | 000-04466 | Katy | Memorial Hermann Convenient Care Center in Kingwood (Kingwood CCC) | ER | Ex 5 | 10/1/19 | 10/1/20 |  |  |  | Module, Multi-Parameter | MODULEMULTIPARAMETER-GE-2016793-003 | [12 empty] | MMP-A | [9 empty] | Module, Multi-Parameter | MODULEMULTIPARAMETER | Module, Multi-Parameter | GE
YES | YES |  |  |  | 000-04456 | 000-04456 | Ge | 2016793-003 |  |  | ER |  |  |  |  | 000-04456 | 000-04456 | Katy | Memorial Hermann Convenient Care Center in Kingwood (Kingwood CCC) | ER | Truma 1 | [5 empty] | Module, Multi-Parameter | MODULEMULTIPARAMETER-GE-2016793-003 | [12 empty] | MMP-A | [9 empty] | Module, Multi-Parameter | MODULEMULTIPARAMETER | Module, Multi-Parameter | GE
YES | YES |  |  |  | 000-04441 | 000-04441 | Ge | 2016793-003 |  |  | ER |  |  |  |  | 000-04441 | 000-04441 | Katy | Memorial Hermann Convenient Care Center in Kingwood (Kingwood CCC) | ER | Truma 1 | 10/1/19 | 10/1/20 |  |  |  | Module, Multi-Parameter | MODULEMULTIPARAMETER-GE-2016793-003 | [12 empty] | MMP-A | [9 empty] | Module, Multi-Parameter | MODULEMULTIPARAMETER | Module, Multi-Parameter | GE
YES | YES |  |  |  | 000-04475 | 000-04475 | Ge | 2016793-003 |  |  | ER |  |  |  |  | 000-04475 | 000-04475 | Katy | Memorial Hermann Convenient Care Center in Kingwood (Kingwood CCC) | ER | Ex 9 | 10/1/19 | 10/1/20 |  |  |  | Module, Multi-Parameter | MODULEMULTIPARAMETER-GE-2016793-003 | [12 empty] | MMP-A | [9 empty] | Module, Multi-Parameter | MODULEMULTIPARAMETER | Module, Multi-Parameter | GE
YES | YES |  |  |  | 129-02563 | 129-02563 | GE | 250 Series |  | SBE06292832pa | L |  |  |  |  | 129-02563 | 129-02563 | Sugar Land | MH SugarLand Hospital | L | Biomed shop |  |  |  | No PM Sticker
YES | YES |  |  |  | 129-02562 | 129-02562 | GE | 250 Series |  | SBE06292842pa | L |  |  |  |  | 129-02562 | 129-02562 | Sugar Land | MH SugarLand Hospital | L | Biomed shop | 6/1/16 |  | 12/1/16
YES | YES |  |  |  | UA45717-7 | UA45717-7 | GE | 5340000-5 Detector |  | UA45717-7 | TIRR-RADIOLOGY |  |  |  |  | UA45717-7 | UA45717-7 | TIRR | MHHS-TIRR | TIRR-RADIOLOGY | Hallway
YES | YES |  |  |  | 099-03447 | 099-03447 | GE | 6S-D |  | 174339PD2 | [5 empty] | 099-03447 | 099-03447 | Woodlands | HM Woodlands |  | Clean utility RM | 12/1/19 | 12/1/20 |  |  |  | Transducer, Ultrasound | TRANSDUCERULTRASOUND-GE-6S-D | [12 empty] | TU-A | [9 empty] | Transducer, Ultrasound | TRANSDUCERULTRASOUND | Transducer, Ultrasound | GE
YES | YES |  |  |  | 029-12839 | 029-12839 | GE | 6S-D | [7 empty] | 029-12839 | 029-12839 | Woodlands | HM Woodlanda |  | Clean utility RM | 12/1/19 | 12/1/20 |  |  |  | Transducer, Ultrasound | TRANSDUCERULTRASOUND-GE-6S-D | [12 empty] | TU-A | [9 empty] | Transducer, Ultrasound | TRANSDUCERULTRASOUND | Transducer, Ultrasound | GE
YES | YES | [5 empty] | GE | 6TC |  |  | or | [6 empty] | Woodlands | MH WOODLANDS | or | OR | 2/1/20 |  |  | TEE PROBE SECURITY STORAGE |  | Transducer, Ultrasound | TRANSDUCERULTRASOUND-GE-6Tc | [12 empty] | TU-A | [9 empty] | Transducer, Ultrasound | TRANSDUCERULTRASOUND | Transducer, Ultrasound | GE
YES | YES | [5 empty] | GE | 6vt-d |  | Unknown | OR |  |  |  | 8/1/18 |  |  | woodlands | MH WOODLANDS | OR | OR MH WOODLANDS |  |  |  | TEE PROBE SECURITY STORAGE |  | Transducer, Ultrasound | TRANSDUCERULTRASOUND-GE-6VT-D |  |  | 8/1/18 | [9 empty] | TU-A | [9 empty] | Transducer, Ultrasound | TRANSDUCERULTRASOUND | Transducer, Ultrasound | GE
NO | YES | Serial Number E2-4806 |  |  | 013-36789 | 013-36789 | GE | 9900 Elite |  | E2-4806 | [5 empty] | 013-36789 | 013-36789 |  | Memorial Herman SW 7600 Beechnut |  | Cath Lab Hallway | 5/1/19 |  | 5/1/20 |  |  | C-Arm, Portable | CARMPORTABLE-GE-OEC 9900 Elite | [12 empty] | CAP-A | [10 empty] | CARMPORTABLE | C-Arm, Portable | GE
NO | YES |  |  |  | 142-06798 | 142-06798 | Ge | 9900 ELITE-GSP |  | E2-5311 | NE-OR |  |  |  |  | 142-06798 | 142-06798 | NorthEast | MHHS-Northeast | NE-OR | OR | 1/1/19 | 2/1/20 |  | Data base shows 142-06797. Last digit IS 8 |  | C-Arm, Portable | CARMPORTABLE-GE-OEC 9900 Elite | [12 empty] | CAP-A | [10 empty] | CARMPORTABLE | C-Arm, Portable | GE
YES | YES |  |  |  | 074-06006 | 074-06006 | GE | 9L-D |  | 186420WP6 | Cardiac |  |  |  |  | 074-06006 | 074-06006 |  |  | Cardiac | [6 empty] | Transducer, Ultrasound | TRANSDUCERULTRASOUND-GE-9L-D | [12 empty] | TU-A | [9 empty] | Transducer, Ultrasound | TRANSDUCERULTRASOUND | Transducer, Ultrasound | GE
YES | YES |  |  |  | 123808WP8 | 123808WP8 | GE | 9L-D |  | 123808WP8 | Radiology |  |  |  |  | 123808WP8 | 123808WP8 | West | Memorial City - Memorial Hermann Hospital | Radiology | XRay Ultrasound 3 |  |  |  | Parent ID: 041-16692
YES | YES |  |  |  | 041-16698 | 041-16698 | GE | 9L-D |  | 107266WP9 | Memorial City- Radiology |  |  |  |  | 041-16698 | 041-16698 | West | Memorial City - Memorial Hermann Hospital | Memorial City- Radiology | Ultrasound
NO | YES |  |  |  | 929-00606 | 929-00606 | GE | ANX220 |  | 1028338Wk0 | [5 empty] | 929-00606 | 929-00606 |  | MH Summer Creek |  | XRAY | 3/1/19 | 2/1/20
YES | YES |  |  |  |  | 142-09211 | GE | Apex Pro CH |  | RT912405059GA | Woodlands | [5 empty] | 142-09211 | Woodlands | Memorial Hermann The Woodlands Medical Center | Woodlands | Biomed shop | 10/1/18 |  | 10/1/20 | Needs PMBiomed Shop |  | Transmitter, Telemetry | TRANSMITTERTELEMETRY-GE-Apex Pro CH | [22 empty] | Transmitter, Telemetry | TRANSMITTERTELEMETRY | Transmitter, Telemetry | GE
YES | YES |  |  |  | 142-09212 | 142-09212 | GE | Apex Pro CH |  | RT910461647GA | Woodlands Hospital |  |  |  |  | 142-09212 | 142-09212 | Woodlands | Memorial Hermann The Woodlands Medical Center | Woodlands Hospital | Biomed shop | 10/1/19 |  | 10/1/20 |  |  | Transmitter, Telemetry | TRANSMITTERTELEMETRY-GE-Apex Pro CH | [22 empty] | Transmitter, Telemetry | TRANSMITTERTELEMETRY | Transmitter, Telemetry | GE
YES | YES |  |  |  | 142-09213 | 142-09213 | GE | Apex Pro CH |  | RT920020048SA | Woodlands hospital |  |  |  |  | 142-09213 | 142-09213 | Woodlands | Memorial Hermann The Woodlands Medical Center | Woodlands hospital | Biomed shop |  |  |  | No PM sticker |  | Transmitter, Telemetry | TRANSMITTERTELEMETRY-GE-Apex Pro CH | [22 empty] | Transmitter, Telemetry | TRANSMITTERTELEMETRY | Transmitter, Telemetry | GE
YES | YES | Serial Number Cnf |  |  | 041-32468 | 041-32468 | GE | Avance CS2 |  | CNF | MEMORIAL CITY - MEMORIAL CITY 10TH FLOOR STORAGE |  |  |  |  | 041-32468 | 041-32468 | West | MEMORIAL CITY - MEMORIAL HERMANN HOSPITAL | MEMORIAL CITY - MEMORIAL CITY 10TH FLOOR STORAGE | 10th floor storage
YES | YES |  |  |  | 000-04442 | 000-04442 | GE | B450 |  | SNE18382206SA | ER |  |  |  |  | 000-04442 | 000-04442 | Katy | Memorial Hermann Convenient Care Center in Kingwood (Kingwood CCC) | ER | Truma 1 | 10/1/19 | 10/1/20
YES | YES |  |  |  | 000-04477 | 000-04477 | Ge | B650 |  | SQC18362045SA | ER |  |  |  |  | 000-04477 | 000-04477 | Katy | Memorial Hermann Convenient Care Center in Kingwood (Kingwood CCC) | ER | Ex 8 | 10/1/19 | 10/1/20
YES | YES |  |  |  | 000-04471 | 000-04471 | GE | B650 |  | SQC18382076SA | ER |  |  |  |  | 000-04471 | 000-04471 | Katy | Memorial Hermann Convenient Care Center in Kingwood (Kingwood CCC) | ER | Ex 7 | 10/1/19 | 10/1/20
YES | YES |  |  |  | 000-04465 | 000-04465 | GE | B650 |  | SQC18382001SA | ER |  |  |  |  | 000-04465 | 000-04465 | Katy | Memorial Hermann Convenient Care Center in Kingwood (Kingwood CCC) | ER | Ex 5 | 10/1/19 | 10/1/20
YES | YES |  |  |  | 000-04440 | 000-04440 | GE | B650 |  | SQC18382088SA | ER |  |  |  |  | 000-04440 | 000-04440 | Katy | Memorial Hermann Convenient Care Center in Kingwood (Kingwood CCC) | ER | Truma 1 | 10/1/19 | 10/1/20
YES | YES |  |  |  | 000-04474 | 000-04474 | GE | B650 |  | SQC18382089SA | ER |  |  |  |  | 000-04474 | 000-04474 | Katy | Memorial Hermann Convenient Care Center in Kingwood (Kingwood CCC) | ER | Ex 9 | 10/1/19 | 10/1/20
NO | YES |  |  |  | 142-03519 | 142-03519 | GE | B650 |  | SK415431003HA | NE-OR Holding |  |  |  |  | 142-03519 | 142-03519 | Katy | MHHS-Northeast | NE-OR Holding | OR Holding Bay 2 | 8/1/19 | 8/1/20
NO | YES |  |  |  | 142-03521 | 142-03521 | GE | B650 |  | SK415431006HA | NE-OR Holding |  |  |  |  | 142-03521 | 142-03521 | Katy | MHHS-Northeast | NE-OR Holding | OR Holding Bay 2 | 2/1/19 | 8/1/20
YES | YES |  |  |  | 074-06395 | 074-06395 | GE | B8450 |  | 2042925-026 | Neuroscience |  |  |  |  | 074-06395 | 074-06395 | Woodlands | MEMORIAL HERMAN HOSPITAL Woodland | Neuroscience | E446 | 3/1/20
YES | YES |  |  |  | 142-09004 | 142-09004 | GE | BE9CS |  | 210213YP5 | MH MG - (SL) - SUGAR LAND MULTI-SPECIALTY (MP1) |  |  |  |  | 142-09004 | 142-09004 | Sugar Land | Memorial Hermann Medical Group Sugar Land Multi-Specialty (#350) | MH MG - (SL) - SUGAR LAND MULTI-SPECIALTY (MP1) | Procedure room
NO | YES |  |  |  | 041-11686 | 041-11686 | GE | Bilisoft |  | HFAM50161 | Memorial City - Pediatrics |  |  |  |  | 041-11686 | 041-11686 | West | Memorial City - Memorial Hermann Hospital | Memorial City - Pediatrics | MH4:201 Rm 4M01 |  |  |  |  | Phototherapy System
NO | YES |  |  |  | 041-11685 | 041-11685 | GE | Bilisoft |  | HFAM50159 | Memorial City - Pediatrics |  |  |  |  | 041-11685 | 041-11685 | West | Memorial City - Memorial Hermann Hospital | Memorial City - Pediatrics | MH4:201 Rm 4M01
NO | YES |  |  |  | 041-11681 | 041-11681 | GE | Bilisoft |  | HFAM50180 | Memorial City - NICU |  |  |  |  | 041-11681 | 041-11681 | West | Memorial City - Memorial Hermann Hospital | Memorial City - NICU | MH4:304
YES | YES |  |  |  | 929-00792 | 929-00792 | GE | Bright Speed | [7 empty] | 929-00792 | 929-00792 |  | HM summercreek CCC |  | Ct conteol | 12/1/19 | 12/1/20 |  | GE ID 281540NECC
YES | YES |  |  |  | 142-03436 | 142-03436 | GE | Brightspeed | [7 empty] | 142-03436 | 142-03436 | Humble | HMHumble |  |  |  | 12/1/19
YES | YES |  |  |  | 75431YP7 | 75431YP7 | GE | C1-5 |  | 75431YP7 | Radiology |  |  |  |  | 75431YP7 | 75431YP7 | West | Memorial City - Memorial Hermann Hospital | Radiology | XRay Ultrasound 3 |  |  |  | Parent ID: 041-16692
YES | YES |  |  |  | 099-03490 | 099-03490 | GE | C1-5-D | [7 empty] | 099-03490 | 099-03490 |  | HM OBGYN Kingwood |  |  |  | 2/1/19 |  |  |  | Transducer, Ultrasound | TRANSDUCERULTRASOUND-GE-C1-5-D | [12 empty] | TU-A | [9 empty] | Transducer, Ultrasound | TRANSDUCERULTRASOUND | Transducer, Ultrasound | GE
YES | YES |  |  |  | 009-33166 | 009-33166 | GE | C1-5-D |  | 45784YP6 | Memorial City- Radiology |  |  |  |  | 009-33166 | 009-33166 | West | Memorial City - Memorial Hermann Hospital | Memorial City- Radiology | Ultrasound
YES | YES |  |  |  | 768987WX0 | 768987WX0 | GE | C1-5-RS |  | 768987WX0 | Memorial Hermann - Radiology |  |  |  |  | 768987WX0 | 768987WX0 | Central | Memorial Hermann Greater Heights Hospital | Memorial Hermann - Radiology | Radiology Hallway
YES | YES |  |  |  | 099-00389 | 099-00389 | GE | CAM HD |  | RNC17380005PA | MEMORIAL CITY - ER |  |  |  |  | 099-00389 | 099-00389 | West | Memorial Hermann Memorial City ER | MEMORIAL CITY - ER | Nurse Station |  |  |  | Part of 041-20971
YES | YES |  |  |  | 029-13450 | 029-13450 | GE | Carescape B450 |  | SNE19242190SA | Neouroscience |  |  |  |  | 029-13450 | 029-13450 | Woodlands | MEMORIAl HERMAN HOSPITAl WOODLAND | Neouroscience | E456 | 3/1/20 |  |  |  |  | Monitor, Vital Signs | MONITORVITALSIGNS-GE-Carescape B450 | [12 empty] | MVS-A | [9 empty] | Monitor, Vital Signs | MONITORVITALSIGNS | Monitor, Vital Signs | GE
YES | YES |  |  |  | 029-13487 | 029-13487 | GE | Carescape D19k |  | DDTT1601294 | L |  |  |  |  | 029-13487 | 029-13487 | Woodlands | Memorial Hermann Hospital Woodlands | L | L
YES | YES |  |  |  | 029-13491 | 029-13491 | GE | Carescape D19k |  | DTT160217 | L |  |  |  |  | 029-13491 | 029-13491 | Woodlands | Memorial Hermann Hospital Woodlands | L | L
YES | YES |  |  |  | 029-13078 | 029-13078 | GE | Carescape D19kT |  | DTT27014002 | Surgery |  |  |  |  | 029-13078 | 029-13078 | Woodlands | Memorial Hermann Hospital Woodlands | Surgery | Surgery room 18
YES | YES |  |  |  | 029-10013 | 029-10013 | GE | Carescape D19kT |  | DTP101k0866 | WOODLANDS - OR |  |  |  |  | 029-10013 | 029-10013 | Woodlands | Memorial Hermann Hospital Woodlands | WOODLANDS - OR | OR 6
YES | YES |  |  |  | 029-13437 | 029-13437 | GE | CARESCAPE Monitor B450 |  | SNE19242166SA | Neuroscience |  |  |  |  | 029-13437 | 029-13437 | Woodlands | Memorial Hermann Hospital Woodlands | Neuroscience | Neuroscience E455 | 6/1/19 |  | 6/1/20
YES | YES |  |  |  | 133-31157 | 133-31157 | GE | Case |  | STE20110061SA | KATY - NONINVASIVE CARDIOLOGY |  |  |  |  | 133-31157 | 133-31157 | Katy | MHHS - KATY | KATY - NONINVASIVE CARDIOLOGY | W1:335.2 EEG/Stress 2
NO | YES |  |  |  | 142-04957 | 142-04957 | GE | CDA18T |  | L224001427 | NE-PACU |  |  |  |  | 142-04957 | 142-04957 | Katy | MHHS-Northeast | NE-PACU | PACU | [5 empty] | Monitor, Central Station | MONITORCENTRALSTATION-GE-CDA 18T | [12 empty] | MCS-A | [10 empty] | MONITORCENTRALSTATION | Monitor, Central Station | GE
YES | YES |  |  |  | 029-13492 | 029-13492 | GE | CPU |  | SPM19190053SP | L |  |  |  |  | 029-13492 | 029-13492 | Woodlands | Memorial Hermann Hospital Woodlands | L | L
YES | YES |  |  |  | 029-13094 | 029-13094 | GE | D19kt |  | DTO521k7978 | Surgery |  |  |  |  | 029-13094 | 029-13094 | Woodlands | Memorial Hermann Hospital Woodlands | Surgery | Surgery room six | [5 empty] | Monitor, Video | MONITORVIDEO-GE-D19KT | [22 empty] | Monitor, Video | MONITORVIDEO | Monitor, Video | GE
YES | YES |  |  |  | 069-39123 | 069-39123 | GE | D19KT | [7 empty] | 069-39123 | 069-39123 | TMC | Memorial Hermann Heart |  | CVIMU 810 | [5 empty] | Monitor, Video | MONITORVIDEO-GE-D19KT | [22 empty] | Monitor, Video | MONITORVIDEO | Monitor, Video | GE
YES | YES |  |  |  | 069-40848 | 069-40848 | GE | D19KT |  | DTO521K8322 | TMC - JONES - STROKE (4J) |  |  |  |  | 069-40848 | 069-40848 | TMC | Memorial Hermann TMC | TMC - JONES - STROKE (4J) | Rm J7 33 | [5 empty] | Monitor, Video | MONITORVIDEO-GE-D19KT | [22 empty] | Monitor, Video | MONITORVIDEO | Monitor, Video | GE
YES | YES |  |  |  | 069-37009 | 069-37009 | GE | D19KT Display |  |  | TMC - HVI - CVIMU (8HVI) |  |  |  |  | 069-37009 | 069-37009 | TMC | Memorial Hermann Heart | TMC - HVI - CVIMU (8HVI) | CVIMU Suite 811 | [6 empty] | MONITORVIDEO-GE-D19KT
YES | YES |  |  |  | 074-04140 | 074-04140 | Ge | D19KT DISPLAY | [7 empty] | 074-04140 | 074-04140 | [10 empty] | MONITORVIDEO-GE-D19KT
YES | YES |  |  |  | 041-00720 | 041-00720 | GE | Dash 3000 |  | M9DJ1098G | Biomed shop |  |  |  |  | 041-00720 | 041-00720 | Mem city | Memorial city-memorial herman hospital | Biomed shop | Biomed
NO | YES |  |  |  | 029-02947 | 029-02947 | GE | Dash 4000 |  | K2DJ9708G | Woodlands-Cardiopulmonary |  |  |  |  | 029-02947 | 029-02947 | Woodlands | MHHS-Woodlands | Woodlands-Cardiopulmonary | Stresslab 2 | [5 empty] | Monitor, Cardiac, Fixed | MONITORCARDIACFIXED-GE-Dash 4000 | [12 empty] | MCH-A | [9 empty] | Monitor, Cardiac, Fixed | MONITORCARDIACFIXED | Monitor, Cardiac, Fixed | GE
YES | YES |  |  |  |  | 041-18053 | GE | Dash 4000 |  | SHQ13352125SA | MEMORIAL CITY - TELEMETRY | [5 empty] | 041-18053 | West | Memorial City- Memorial Hermann Hospital | MEMORIAL CITY - TELEMETRY | Biomed Shop |  |  |  | PM date past due.
YES | YES |  |  |  | 133-08613 | 133-08613 | GE | Dash 4000 |  | SHQ13505186SA | MEMORIAL CITY - TELEMETRY |  |  |  |  | 133-08613 | 133-08613 | West | Memorial City- Memorial Hermann Hospital | MEMORIAL CITY - TELEMETRY | Biomed Shop |  |  |  | PM date past due
NO | YES |  |  |  |  | 041-17905 | GE | Dash 4000 |  | SHQ13352167SA | Cath Lab | [5 empty] | 041-17905 | West | Memorial City - Memorial Hermann Hospital East Tower | Cath Lab | OBS 25
NO | YES |  |  |  | 029-11970 | 029-11970 | GE | Definium 5000 |  | GEHC0666 | MH MG - (WDLS) - URGENT CARE - BENDERS LANDING |  |  |  |  | 029-11970 | 029-11970 |  | MHHS-MG | MH MG - (WDLS) - URGENT CARE - BENDERS LANDING | Xray RM 149 | 10/1/19 | 10/1/20 |  |  |  | Radiographic Unit, Digital | RADIOGRAPHICUNITDIGITAL-GE-Definium 5000 | [12 empty] | RUD-A | [9 empty] | Radiographic Unit, Digital | RADIOGRAPHICUNITDIGITAL | Radiographic Unit, Digital | GE
YES | YES |  |  |  | 009-06309 | 009-06309 | GE | Dinamap Pro Care |  |  | Tower 3. Suite 30 |  |  |  |  | 009-06309 | 009-06309 | Greater heights | Memorial Hermann Hospital | Tower 3. Suite 30 | Room 12
YES | YES |  |  |  | 009-06436 | 009-06436 | GE | Dinamap Pro Care |  |  | Tower 3. Suite 30 |  |  |  |  | 009-06436 | 009-06436 | Greater heights | Memorial Hermann Hospital | Tower 3. Suite 30 | Room 12
NO | YES |  |  |  | 099-03669 | 099-03669 | GE | Discovery NM 630 |  | 63GX50039 | Woodlands-Radiology |  |  |  |  | 099-03669 | 099-03669 | woodlands | MHHS-Woodlands | Woodlands-Radiology | NM N1 200 rm 3 | 2/1/20 |  |  |  |  | Camera, Spect | CAMERASPECT-GE-Discovery NM 630 | [12 empty] | CAG-SA | [9 empty] | Camera, Spect | CAMERASPECT | Camera, Spect | GE
NO | YES |  |  |  | 005-33548 | 005-33548 | GE | Discovery NM 630 |  | 630X22878 | Nucmed |  |  |  |  | 005-33548 | 005-33548 | South East | Memorial Herman Southeast 11800 ASTORIA | Nucmed | RM 2 |  |  |  | Sys id. 713448D630RM 2 |  | Camera, Spect | CAMERASPECT-GE-Discovery NM 630 | [12 empty] | CAG-SA | [9 empty] | Camera, Spect | CAMERASPECT | Camera, Spect | GE
YES | YES |  |  |  | 929-00791 | 929-00791 | GE | Discovery XR 656 |  | 1029548WK3 | [5 empty] | 929-00791 | 929-00791 |  | HM summercreek CCC |  |  | 3/1/19 | 3/1/20
NO | YES |  |  |  |  | 142-05463 | GE | Discovery XR656 |  | 102744W | NE-Radiology | [5 empty] | 142-05463 | Humble | MHHS-Northeast | NE-Radiology | Room 5 |  |  |  | 142-05463. Change to. |  | Radiographic Unit | RADIOGRAPHICUNIT-GE-Discovery XR656 | [12 empty] | RU-A | [9 empty] | Radiographic Unit | RADIOGRAPHICUNIT | Radiographic Unit | GE
YES | YES |  |  |  | 029-13080 | 029-13080 | GE | E-Bis-01 |  | Sgs19240018ha | Surgery |  |  |  |  | 029-13080 | 029-13080 | Woodlands | Memorial Hermann Hospital Woodlands | Surgery | Surgery route 18 | [5 empty] | Module, Bispectral Index | MODULEBISPECTRALINDEX-GE-E-BIS-01 | [22 empty] | Module, Bispectral Index | MODULEBISPECTRALINDEX | Module, Bispectral Index | GE
NO | YES |  |  |  | 041-32583 | 041-32583 | GE | E-sCAiO-00 |  | SGV18210099HA | Surgery |  |  |  |  | 041-32583 | 041-32583 | West | Memorial City - Memorial Hermann Hospital | Surgery | E2 321 Surgery Rm 6
YES | YES |  |  |  | 041-05782 | 041-05782 | GE | Excite 9x |  | 713932MR1 | Memorial City/West-MRI Inpatient |  |  |  |  | 041-05782 | 041-05782 | West | Memorial Hermann Memorial City Medical Center | Memorial City/West-MRI Inpatient | MH West MRI Inpatient GE | 4/1/20 |  | 4/1/20
YES | YES |  |  |  | 099-03673 | 099-03673 | GE | Flashpad | [7 empty] | 099-03673 | 099-03673 | [7 empty] | Detector with GE OPTIMA 240 radiology |  | Image Acquisition Unit | IMAGEACQ-GE-FlashPad | [22 empty] | Image Acquisition Unit | IMAGEACQ | Image Acquisition Unit | GE
YES | YES |  |  |  | 099-03481 | 099-03481 | GE | Flashpad HD 3543 | [7 empty] | 099-03481 | 099-03481 | Humble | HM Humble |  | Radiology 2nd floor |  | 6/1/20 |  |  |  | Image Acquisition Unit | IMAGEACQ-GE-FlashPad HD 3543 | [22 empty] | Image Acquisition Unit | IMAGEACQ | Image Acquisition Unit | GE
YES | YES | Serial Number M1115512 |  |  |  | 029-12545 | GE | Frame -F5-01 |  | M1115512 | Neuroscience | [5 empty] | 029-12545 | Woodlands | MEMORIAL HERMAN HOSPITAL Woodland | Neuroscience | E446 | 3/1/20 |  | 3/1/20
NO | YES | Asset Tag 029-12599 |  |  | 029-12599 | 029-12599 | GE | Frame -F5-01 |  | SEG19080030HX | Woodlands-Neurology |  |  |  |  | 029-12599 | 029-12599 | Woodlands | MHHS-Woodlands | Woodlands-Neurology | E446 | 6/1/19 |  | 6/1/20
YES | YES |  |  |  | 074-06399 | 074-06399 | GE | Frame -F5-01 |  | DTT12011644 | Neuroscience |  |  |  |  | 074-06399 | 074-06399 | Woodlands | MEMORIAL HERMAN HOSPITAL Woodland | Neuroscience | E446
NO | YES |  |  |  | 000-02349 | 000-02349 | GE | FUF 14SVGRWW |  | AA138999 | SMR - (SL) - SL IRONMAN [MP2-STE100] |  |  |  |  | 000-02349 | 000-02349 | Sugar Land | MHHS-Others | SMR - (SL) - SL IRONMAN [MP2-STE100] | Main area
YES | YES |  |  |  | 142-09376 | 142-09376 | GE | GMR04HASACS |  | GT 006148 | Emergency Department |  |  |  |  | 142-09376 | 142-09376 | Sugar Land | Memorial Hermann Convenient Care Center at Sienna Plantation (Sienna CCC) (#B) | Emergency Department | Imaging Hall
YES | YES |  |  |  | 129-06640 | 129-06640 | GE | GTH18GBDGRWW |  | FD843406 | MH MG - (SL) - PHYSICIANS AT SUGAR CREEK |  |  |  |  | 129-06640 | 129-06640 | Sugar Land | Physicians at Sugar Creek | MH MG - (SL) - PHYSICIANS AT SUGAR CREEK | Room SIlver Pod
YES | YES |  |  |  | 142-09359 | 142-09359 | GE | GTS18IBRWRWW |  | MM522987 | MH MG - (SL) - PHYSICIANS AT SUGAR CREEK |  |  |  |  | 142-09359 | 142-09359 | Sugar Land | Physicians at Sugar Creek | MH MG - (SL) - PHYSICIANS AT SUGAR CREEK | Room SE.3
YES | YES |  |  |  | 929-00736 | 929-00736 | GE | Infinia |  |  | MH West Memorial City Imaging Center |  |  |  |  | 929-00736 | 929-00736 | West | Memorial Hermann Imaging Center - Memorial City (#200) | MH West Memorial City Imaging Center | Nuclear Medicine 1 |  |  | 4/1/20 |  |  | Camera, Gamma | CAMERAGAMMA-GE-Infinia | [12 empty] | CAG-SA | [9 empty] | Camera, Gamma | CAMERAGAMMA | Camera, Gamma | GE
YES | YES |  |  |  | 041-09378 | 041-09378 | GE | Infinia |  |  | MH West Memorial City Imaging Center |  |  |  |  | 041-09378 | 041-09378 | West | Memorial Hermann Imaging Center - Memorial City (#200) | MH West Memorial City Imaging Center | Nuclear Medicine 2 | [5 empty] | Camera, Gamma | CAMERAGAMMA-GE-Infinia | [12 empty] | CAG-SA | [9 empty] | Camera, Gamma | CAMERAGAMMA | Camera, Gamma | GE
NO | YES |  |  |  | 013-17966 | 013-17966 | GE | Infinia Hawkeye | [7 empty] | 013-17966 | 013-17966 |  | Memorial Herman |  | Nuc Med rm1 | 2/1/20 |  | 2/1/21 |  |  | Camera, SPECT CT | CAMERASPECTCT-GE-Infinia Hawkeye | [12 empty] | CAG-SA | [9 empty] | Camera, SPECT CT | CAMERASPECTCT | Camera, SPECT CT | GE
YES | YES |  |  |  | 831644WX0 | 831644WX0 | GE | L4-12T-RS |  | 831644WX0 | Memorial Hermann - Radiology |  |  |  |  | 831644WX0 | 831644WX0 | Central | Memorial Hermann Greater Heights Hospital | Memorial Hermann - Radiology | Radiology Hallway
YES | YES |  |  |  | 099-14290 | 099-14290 | GE | Lightspeed 16 |  | 713932MCT3 | Memorial City-H |  |  |  |  | 099-14290 | 099-14290 | West | Memorial Hermann Heart | Memorial City-H | Carh Lab 4 used for CT | 4/1/20 |  | 4/1/20 |  |  | Scanner, Computed Tomography | SCANCOMPUTTOMOGRAPHY-GE-LightSpeed 16 | [12 empty] | SCT-SA | [9 empty] | Scanner, Computed Tomography | SCANCOMPUTTOMOGRAPHY | Scanner, Computed Tomography | GE
YES | YES |  |  |  | 029-04440 | 029-04440 | GE | Lightspeed16 |  | See pics | [5 empty] | 029-04440 | 029-04440 | Woodlands | HM Woodlands |  | CT conteol RM 100.18 | 1/1/17 | 1/1/18 |  |  |  |  | SCANCOMPUTTOMOGRAPHY-GE-LightSpeed 16
YES | YES | Asset Tag 005-04828 |  |  | 005-04828 | 005-04828 | GE | Logiq E9 |  | LE9140645 | [5 empty] | 005-04828 | 005-04828 | South East | Herman Memorial Southeast Hospital 1800 Astoria Blvd |  | Ultrasound | 7/1/19 | 7/1/20 |  |  |  | Ultrasound, Diagnostic | ULTRASOUNDDIAGNOSTIC-GE-LOGIQ E9 | [12 empty] | UD-A | [9 empty] | Ultrasound, Diagnostic | ULTRASOUNDDIAGNOSTIC | Ultrasound, Diagnostic | GE
NO | YES |  |  |  | PHW100 |  | GE | M1091160 |  | HFAP51365 | Rental Equipment | MHHS-Cypress |  |  |  | PHW100 |  | Northwest & Cypress |  | Rental Equipment | [7 empty] | .needs class |  | BILISOFT LED PHOTOTHERAPY SYSTEM | [9 empty] | Verified as Rental |  |  | MHHS-Cypress
NO | YES |  |  |  | PHW152 |  | GE | M1091160 |  | HFAW60924 | Rental | MHHS-Northeast |  |  |  | PHW152 |  | Katy |  | Rental | [7 empty] | .needs class |  | BILISOFT LED PHOTOTHERAPY SYSTEM | [9 empty] | Verified as Rental |  |  | MHHS-Northeast
NO | YES |  |  |  | PHW125 |  | GE | M1091160 |  | HFAR50176 | Rental | MHHS-TMC |  |  |  | PHW125 |  | TMC |  | Rental | [7 empty] | .needs class |  | BILISOFT LED PHOTOTHERAPY SYSTEM | [9 empty] | Verified as Rental |  |  | MHHS-TMC
NO | YES |  |  |  | PHW149 |  | GE | M1091160 |  | HFAV61750 | Rental | MHHS-TMC |  |  |  | PHW149 |  | TMC |  | Rental | [7 empty] | .needs class |  | BILISOFT LED PHOTOTHERAPY SYSTEM | [9 empty] | Verified as Rental |  |  | MHHS-TMC
NO | YES |  |  |  | BNW146 |  | GE | M1112198 |  | HDJQ51505 | Rental | MHHS-Northeast |  |  |  | BNW146 |  | Katy |  | Rental | [7 empty] | .needs class |  | PANDA IRES L&D WARMER W/SPO2 & RESUSCITA | [9 empty] | Verified as Rental |  |  | MHHS-Northeast
YES | YES |  |  |  | 029-13486 | 029-13486 | GE | M1115509 |  | SEF19210014HX | L |  |  |  |  | 029-13486 | 029-13486 | Woodlands | Memorial Hermann Hospital Woodlands | L | L
YES | YES | Serial Number Bf-180029 |  |  | 009-33169 | 009-33169 | GE | M5S-D |  | BF-180029 | Memorial City- Radiology |  |  |  |  | 009-33169 | 009-33169 | West | Memorial City - Memorial Hermann Hospital | Memorial City- Radiology | Ultrasound
YES | YES |  |  |  | 009-33165 | 009-33165 | GE | ML6-15-D |  | 74395YP5 | Memorial City- Radiology |  |  |  |  | 009-33165 | 009-33165 | West | Memorial City - Memorial Hermann Hospital | Memorial City- Radiology | Ultrasound
YES | YES |  |  |  | 241-02606 | 241-02606 | GE | OEC 9800 Plus |  |  | TIRR - Radiology |  |  |  |  | 241-02606 | 241-02606 | TMC | TMC-TIRR-Urology | TIRR - Radiology | CT Room | 4/1/20 |  | 4/1/20 |  |  | C-Arm, Portable | CARMPORTABLE-GE-OEC 9800 Plus | [12 empty] | CAP-A | [9 empty] | C-Arm, Portable | CARMPORTABLE | C-Arm, Portable | GE
NO | YES |  |  |  | 099-03537 | 099-03537 | GE | Optima XR220 |  | 1038020WK2 | [5 empty] | 099-03537 | 099-03537 |  | Memorial Hermann 7600 Beechnut St |  | Radiology Portable | 6/1/19 |  | 6/1/20
YES | YES |  |  |  | 099-03536 | 099-03536 | GE | Optima XR220AMX |  | 5K0894 | [5 empty] | 099-03536 | 099-03536 | South East | Memorial Herman 11800 Astoria |  | OR Darkroom W3 223 | 7/1/19 | 7/1/20 |  |  |  | Radiographic Unit, Portable | RADIOGRAPHICUNITPORTABLE-GE-Optima XR220amx | [12 empty] | RUP-A | [9 empty] | Radiographic Unit, Portable | RADIOGRAPHICUNITPORTABLE | Radiographic Unit, Portable | GE
NO | YES |  |  |  | 099-03480 | 099-03480 | GE | Optima XR240 |  | DF2401800212WK | NE-Radiology |  |  |  |  | 099-03480 | 099-03480 | Humble | MHHS-Northeast | NE-Radiology |  | 2/1/20 | 6/1/20 |  | GE site 281MHNEXR240
YES | YES |  |  |  | 099-03538 | 099-03538 | GE | Optima XR240amx |  | 01008406821223511118070021DF2401800297WK | [5 empty] | 099-03538 | 099-03538 |  | Herman Memorial 7600 Beechnut |  | ER POD C | 10/1/19 |  | 10/1/20 |  |  | Radiographic Unit, Portable | RADIOGRAPHICUNITPORTABLE-GE-Optima XR240amx | [12 empty] | RUP-A | [9 empty] | Radiographic Unit, Portable | RADIOGRAPHICUNITPORTABLE | Radiographic Unit, Portable | GE
NO | YES |  |  |  | 013-36670 | 013-36670 | GE | P500D |  | 1037953wK5 | Radiology |  |  |  |  | 013-36670 | 013-36670 | Southwest | Herman Memorial 7600 Beechnut | Radiology | Rad Rm 3
NO | YES |  |  |  | BWN148 |  | GE | PANDA |  | HDJU60545 | Rental | MHHS-Northeast |  |  |  | BWN148 |  | Katy |  | Rental | [7 empty] | .needs class |  | OHMEDA PANDA WARMER | [9 empty] | Verified as Rental |  |  | MHHS-Northeast
NO | YES |  |  |  | BWN162 |  | GE | PANDA |  | HDJU60282 | Rental | MHHS-Northeast |  |  |  | BWN162 |  | Katy |  | Rental | [7 empty] | .needs class |  | OHMEDA PANDA WARMER | [9 empty] | Verified as Rental |  |  | MHHS-Northeast
NO | YES |  |  |  | BWN112 |  | GE | PANDA |  | HDJS51836 | Rental | MHHS-TMC |  |  |  | BWN112 |  | TMC |  | Rental | [7 empty] | .needs class |  | OHMEDA PANDA WARMER | [9 empty] | Verified as Rental |  |  | MHHS-TMC
YES | YES |  |  |  | 029-13085 | 029-13085 | GE | PRN 50 m |  | A2188849 | Surgery |  |  |  |  | 029-13085 | 029-13085 | Woodlands | Memorial Hermann Hospital Woodlands | Surgery | Surgery room 18
NO | YES |  |  |  | 142-04377 | 142-04377 | GE | PRN 50-M |  | RPV04451556GA | NE-PACU |  |  |  |  | 142-04377 | 142-04377 | Katy | MHHS-Northeast | NE-PACU | PACU | 2/1/20 |  |  |  |  | Recorder, Chart | RECORDERCHART-GE-Prn 50-M | [22 empty] | Recorder, Chart | RECORDERCHART | Recorder, Chart | GE
YES | YES |  |  |  | 099-03491 | 099-03491 | GE | RAB6-D | [7 empty] | 099-03491 | 099-03491 |  | HM OBGYN Kingwood |  |  |  | 2/1/19 |  |  |  | Transducer, Ultrasound | TRANSDUCERULTRASOUND-GE-RAB6-D | [12 empty] | TU-A | [9 empty] | Transducer, Ultrasound | TRANSDUCERULTRASOUND | Transducer, Ultrasound | GE
YES | YES |  |  |  | 074-04423 | 074-04423 | GE | Remote Alarm | [7 empty] | 074-04423 | 074-04423 | TMC | Memorial Hermann Heart |  | CVIMU 812
YES | YES |  |  |  | 099-03489 | 099-03489 | GE | RIC5-9-D | [7 empty] | 099-03489 | 099-03489 |  | HM OBGYN Kingwood |  |  | 2/1/19 | 2/1/20 |  |  |  | Transducer, Ultrasound | TRANSDUCERULTRASOUND-GE-RIC5-9-D | [12 empty] | TU-A | [9 empty] | Transducer, Ultrasound | TRANSDUCERULTRASOUND | Transducer, Ultrasound | GE
YES | YES |  |  |  | 009-33167 | 009-33167 | GE | S4-10 |  |  | Memorial City- Radiology |  |  |  |  | 009-33167 | 009-33167 | West | Memorial City - Memorial Hermann Hospital | Memorial City- Radiology | Ultrasound
YES | YES |  |  |  | 029-13081 | 029-13081 | GE | Sync |  | Sef19260084hx | Surgery |  |  |  |  | 029-13081 | 029-13081 | Woodlands | Memorial Hermann Hospital Woodlands | Surgery | Surgery room 18
YES | YES | Serial Number Cnf |  |  | 142-09519 | 142-09519 | Ge | T2100-ST1 |  | Cnf | Memorial Hermann - Humble - Radiology |  |  |  |  | 142-09519 | 142-09519 | Katy | Memorial Hermann Northeast Hospital | Memorial Hermann - Humble - Radiology | Stress Lab |  |  |  | No pm sticker
YES | YES |  |  |  | 142-09452 | 142-09452 | GE | T2100-ST2 |  | GEDC-3065 | Cardio pulmonary |  |  |  |  | 142-09452 | 142-09452 | Woodlands | Memorial Hermann The Woodlands Medical Center | Cardio pulmonary | Stress Lab 2 |  |  |  | No p.m. sticker
YES | YES |  |  |  | 013-14991 | 013-14991 | GE | Tram |  | RST06448068GA | Cath lab |  |  |  |  | 013-14991 | 013-14991 |  |  | Cath lab | Room 2 | [5 empty] | Module, Multi-Parameter | MODULEMULTIPARAMETER-GE-450SL | [12 empty] | MMP-A | [10 empty] | MODULEMULTIPARAMETER | Module, Multi-Parameter | GE
YES | YES |  |  |  | 029-05509 | 029-05509 | GE | Tram |  | H2TW3362G | Cath lab |  |  |  |  | 029-05509 | 029-05509 |  |  | Cath lab | Room 2 | [5 empty] | Module, Multi-Parameter | MODULEMULTIPARAMETER-GE-450SL | [12 empty] | MMP-A | [10 empty] | MODULEMULTIPARAMETER | Module, Multi-Parameter | GE
YES | YES |  |  |  | 069-36888 | 069-36888 | GE | Unity Network ID |  |  | TMC - HVI - CVIMU (8HVI) |  |  |  |  | 069-36888 | 069-36888 | TMC | Memorial Hermann Heart | TMC - HVI - CVIMU (8HVI) | CVIMU Suite 811 | [5 empty] | System, Interface | SYSTEMINTERFACE-GE-Unity Network ID | [22 empty] | System, Interface | SYSTEMINTERFACE | System, Interface | GE
YES | YES |  |  |  | 099-13050 | 099-13050 | GE | Unity Network ID | [7 empty] | 099-13050 | 099-13050 | TMC | Memorial Hermann Heart |  | CVIMU 810 | [5 empty] | System, Interface | SYSTEMINTERFACE-GE-Unity Network ID | [22 empty] | System, Interface | SYSTEMINTERFACE | System, Interface | GE
YES | YES |  |  |  | 099-13037 | 099-13037 | GE | Unity Network ID | [7 empty] | 099-13037 | 099-13037 | TMC | Memorial Hermann Heart |  | CVIMU 812 | [5 empty] | System, Interface | SYSTEMINTERFACE-GE-Unity Network ID | [22 empty] | System, Interface | SYSTEMINTERFACE | System, Interface | GE
YES | YES |  |  |  | 099-03677 | 099-03677 | GE | URP Rad |  | UA47520-5 | [5 empty] | 099-03677 | 099-03677 | Humble | HM Humble |  |  | 2/1/20 | 6/1/20
YES | YES |  |  |  | 099-03676 | 099-03676 | Ge | URP RAD |  | UA46841-C | [5 empty] | 099-03676 | 099-03676 | Humble | Mh humbol |  | Rad |  | 1/1/11 |  | Detector
YES | YES |  |  |  | 029-05772 | 029-05772 | GE | URP RAD Portable detector |  | UA47967-7 | WOODLANDS - RADIOLOGY |  |  |  |  | 029-05772 | 029-05772 | Woodlands | MHHS-WOODLANDS | WOODLANDS - RADIOLOGY | Hallway
YES | YES |  |  |  | 029-08944 | 029-08944 | GE | V100 |  | SH612110331SA | MMHG cardiac |  |  |  |  | 029-08944 | 029-08944 |  |  | MMHG cardiac |  |  |  | 1/1/21
YES | YES |  |  |  | 009-34367 | 009-34367 | GE | Venue |  | VEB003202 | Memorial Hermann - Radiology |  |  |  |  | 009-34367 | 009-34367 | Central | Memorial Hermann Greater Heights Hospital | Memorial Hermann - Radiology | Radiology Hallway
NO | YES |  |  |  | 005-33526 | 005-33526 | GE | Vivid |  | AU70239 | [5 empty] | 005-33526 | 005-33526 | Southeast | Memorial Herman Southeast 11800 ASTORIA |  | W2 408 |  | 10/1/20 | 10/1/20
YES | YES |  |  |  | 029-07599 | 029-07599 | GE | Vivid S6 | [7 empty] | 029-07599 | 029-07599 | Woodlands | HM Woodlands |  |  | 2/1/19 | 2/1/20 |  |  |  | Ultrasound, Diagnostic | ULTRASOUNDDIAGNOSTIC-GE-Vivid S6 | [12 empty] | UD-A | [9 empty] | Ultrasound, Diagnostic | ULTRASOUNDDIAGNOSTIC | Ultrasound, Diagnostic | GE
NO | YES |  |  |  | 005-33543 | 005-33543 | GE | Vivid S70N |  | 210466S70N | [5 empty] | 005-33543 | 005-33543 | South East | Memorial Herman Southeast 11800 ASTORIA |  | Echo Room 1 | 10/1/19 | 10/1/20
YES | YES | Asset Tag 099-03541 |  |  | 099-03541 | 099-03541 | GE | Vivid S70N | [7 empty] | 099-03541 | 099-03541 | Cypress | Memorial Herman 27700 Northwest and Cypress |  | Echo room Suite 600 6th Floor | 2/1/20 |  | 2/1/18
YES | YES |  |  |  | 151-03632 | 151-03632 | GE | Voluson E8 |  | E45257 | [5 empty] | 151-03632 | 151-03632 |  | 27800 NW Freeway, ER |  | OB/GYN | 11/1/19 | 11/1/20 |  |  |  | Ultrasound, Diagnostic | ULTRASOUNDDIAGNOSTIC-GE-Voluson E8 | [12 empty] | UD-A | [9 empty] | Ultrasound, Diagnostic | ULTRASOUNDDIAGNOSTIC | Ultrasound, Diagnostic | GE
YES | YES |  |  |  | 009-33149 | 009-33149 | GE | Xeleris |  | 281MHSLXEL | SUGARLAND-NUC MED |  |  |  |  | 009-33149 | 009-33149 | Woodlands | MHHS-SUGARLAND | SUGARLAND-NUC MED | Nuc Med Control Room
YES | YES |  |  |  |  | 041-09192 | GE | Xray phantom |  | NA | Biomed | [5 empty] | 041-09192 | West | Memorial Hermann Memorial City Medical Center | Biomed | Biomed lab |  |  |  | No pn or sn found on item or case | Xray phantom
YES | YES |  |  |  | 005-07476 | 005-07476 | GE Appliance |  |  | SHXT7000014 | CT Control |  |  |  |  | 005-07476 | 005-07476 | Pearland | Memorial Hermann Imaging Center - Pearland (#104) | CT Control |  | 2/1/20
YES | YES |  |  |  | 005-07475 | 005-07475 | GE Appliance |  |  | 1SHXT7000016 | CT Control |  |  |  |  | 005-07475 | 005-07475 | Pearland | Memorial Hermann Imaging Center - Pearland (#104) | CT Control
YES | YES |  |  |  | 000-03616 | 000-03616 | GE Appliance | GTH18ECB2RWW |  | AV739809 | MH MG - (PL) - CENTRAL PEARLAND |  |  |  |  | 000-03616 | 000-03616 | Pearland | Memorial Hermann Sports Medicine | MH MG - (PL) - CENTRAL PEARLAND | Lab 1
YES | YES |  |  |  | 099-01778 | 099-01778 | GE Appliance | Gts18ecthrww |  |  | NEIGHBORHOOD CLINIC - (NE) - NORTHEAST |  |  |  |  | 099-01778 | 099-01778 | Katy | Memorial Hermann Neighborhood Health Center - Northeast (#280) | NEIGHBORHOOD CLINIC - (NE) - NORTHEAST | Lab
NO | NO |  |  |  | 029-09279 |  | GE Appliances | 100KVA SG SERIES |  | P0020-1013-B0050 | WOODLANDS - FACILITY ENGINEERING | MHHS-Woodlands |  |  |  | 029-09279 |  | Woodlands |  | WOODLANDS - FACILITY ENGINEERING | [5 empty] | POWER SYSTEMS, UNINTERRUPTIBLE |  | POWERSUPPLYUPS-GE-SG Series 100KvA |  |  |  |  | POWERSUPPLYUPS-GE-SG Series 100KvA | GE Appliance | [7 empty] | Covered PM Repair - Biomedical | MHHS-Woodlands
NO | NO |  |  |  | 029-10248 |  | GE Appliances | 20 KVA SG SERIES |  | UPS00203315B9210 | WOODLANDS - CATH LAB | MHHS-Woodlands |  |  |  | 029-10248 |  | Woodlands |  | WOODLANDS - CATH LAB | [5 empty] | POWER SYSTEMS, UNINTERRUPTIBLE |  | .needs class |  |  |  |  | .needs class | GE Appliance | [7 empty] | Covered PM Repair - Biomedical | MHHS-Woodlands
NO | NO |  |  |  | P0020-3315-B9210 |  | GE Appliances | 20 KVA SG SERIES |  | P0020-3315-B9210 | WOODLANDS - FACILITY ENGINEERING | MHHS-Woodlands |  |  |  | P0020-3315-B9210 |  | Woodlands |  | WOODLANDS - FACILITY ENGINEERING | [5 empty] | POWER SYSTEMS, UNINTERRUPTIBLE |  | .needs class |  |  |  |  | .needs class | GE Appliance | [7 empty] | Covered PM Repair - Respiratory/Steriliz | MHHS-Woodlands
NO | NO |  |  |  | 069-35003 |  | GE Appliances | DASH 2500 |  | SD011184456SA | TMC - ROBERTSON - CLIN RESEARCH (3R) | MHHS-TMC |  | Monitor, Cardiac, Fixed |  | 069-35003 |  | TMC |  | TMC - ROBERTSON - CLIN RESEARCH (3R) | [5 empty] | MONITORS, PHYSIOLOGIC, VITAL SIGNS |  | MONITORCARDIACFIXED-GE-DASH 2500 | MONITORCARDIACFIXED | DASH 2500 |  |  |  | GE | Monitor, Cardiac, Fixed |  |  | MONITORCARDIACFIXED-GE-DASH 2500 |  |  |  | Covered PM Repair - Biomedical | MHHS-TMC
NO | YES |  |  |  | 029-09348 | 029-09348 | GE Appliances | FCM5SUWW |  | FZ097874 | TIRR-Op-Woodlands (Mp2, Ste 200) | MHHS-TIRR |  |  |  | 029-09348 | 029-09348 | Woodlands | MHHS-Others | TIRR-Op-Woodlands (Mp2, Ste 200) | MP2 suite 270 | 6/1/18 |  |  |  | REFRIGERATORS, LABORATORY |  | .needs class | [5 empty] | GE Appliance | [7 empty] | Covered PM Repair - Biomedical | MHHS-TIRR
NO | YES |  |  |  | 142-05837 | 142-05837 | GE Appliances | FCM7SUFWW |  | LA113201 | SMR-(NE)-Summer Creek CCC | MHHS-SMR |  |  |  | 142-05837 | 142-05837 | Katy | MHHS-Others | SMR-(NE)-Summer Creek CCC |  | 2/1/18 | 3/1/19 |  |  | FREEZERS, LABORATORY |  | .needs class | [5 empty] | GE Appliance | [7 empty] | Covered PM Repair - Biomedical | MHHS-SMR
NO | NO |  |  |  | 013-38977 |  | GE Appliances | FUF20DHBRWW |  | AF135528 | SW - NICU | MHHS-Southwest |  |  |  | 013-38977 |  | Southwest |  | SW - NICU | [5 empty] | FREEZERS, LABORATORY |  | .needs class | [5 empty] | GE Appliance | [7 empty] | Covered PM Repair - Biomedical | MHHS-Southwest
NO | YES |  |  |  | 069-39356 | 069-39356 | GE Appliances | FUM21SVRWW |  | RS137301 | TMC-Laboratory-Microbiology (1R) | MHHS-TMC |  |  |  | 069-39356 | 069-39356 | TMC | MHHS-TMC | TMC-Laboratory-Microbiology (1R) | Microbiology |  |  |  |  | FREEZERS, LABORATORY |  | .needs class | [5 empty] | GE Appliance |  |  |  |  | 7/25/19 |  |  | Covered PM Repair - Biomedical | MHHS-TMC
NO | YES | [5 empty] | GE Appliances | GME04GGHWW COMPACT REFRIGERATOR |  | NAMR146188910236 | NE-Laboratory | MHHS-Northeast | [5 empty] | Katy | MHHS-Northeast | NE-Laboratory | Speciman sampling | 1/1/20 | 1/1/21 |  |  | REFRIGERATORS, LABORATORY |  | .needs class | [5 empty] | GE Appliance |  |  |  |  | 6/4/20 |  |  | Not Covered Vendor Only - Biomedical | MHHS-Northeast
NO | NO |  |  |  | 041-20894 |  | GE Appliances | GMR02BANCWW |  | GR014712 | OPID - (CY) - CY-FAIR MED PLAZA - 426 | MHHS-OPID |  | Refrigerator, Kitchen |  | 041-20894 |  | Northwest & Cypress |  | OPID - (CY) - CY-FAIR MED PLAZA - 426 | [5 empty] | REFRIGERATORS, LABORATORY |  | REFRIGERATORKITCHEN-GE-GMR02BANCWW | REFRIGERATORKITCHEN | GMR02BANCWW |  |  |  | GE | Refrigerator, Kitchen |  |  | REFRIGERATORKITCHEN-GE-GMR02BANCWW |  |  |  | Not Covered Vendor Only - Biomedical | MHHS-OPID
NO | YES |  |  |  | 129-07987 | 129-07987 | GE Appliances | GMR04AAMB |  | ZL300585 | Sugar Land-Laboratory-Blood Bank | MHHS-Sugarland |  |  |  | 129-07987 | 129-07987 | Sugar Land | MHHS-Sugarland | Sugar Land-Laboratory-Blood Bank |  | 12/1/19 | 12/1/20 |  |  | REFRIGERATORS, LABORATORY |  | .needs class | [5 empty] | GE Appliance | [7 empty] | Covered PM Repair - Biomedical | MHHS-Sugarland
NO | NO | [5 empty] | GE Appliances | GMR04AAMB |  | LL301506 | MH MG - (MC) - MEMORIAL CITY (MP3) | MHHS-MG | [5 empty] | West & Memorial City |  | MH MG - (MC) - MEMORIAL CITY (MP3) | [5 empty] | REFRIGERATORS, LABORATORY |  | .needs class | [5 empty] | GE Appliance | [7 empty] | Covered PM Repair - Biomedical | MHHS-MG
NO | YES |  |  |  |  | 005-33239 | GE Appliances | GMR04AAMWW |  | 03544ACLC00436 | Sugar Land-Laboratory | MHHS-Sugarland |  | Refrigerator, Kitchen |  |  | 005-33239 | Sugar Land | MHHS-Sugarland | Sugar Land-Laboratory |  | 12/1/19 | 12/1/20 |  |  | REFRIGERATORS, LABORATORY | Refrigerator, Kitchen | REFRIGERATORKITCHEN-GE Appliance-GMR04AAMWW | REFRIGERATORKITCHEN | GMR04AAMWW |  |  |  | GE Appliance | Refrigerator, Kitchen |  | REFRIGERATORKITCHEN-GE Appliance-GMR04AAMWW |  | 4/8/20 |  |  | Not Covered Vendor Only - Biomedical | MHHS-Sugarland | [8 empty] | REFRIGERATORKITCHEN | Refrigerator, Kitchen | GE Appliance
NO | NO |  |  |  | 142-06125 |  | GE Appliances | GMR06AAPBB |  | ZT005462 | OPID - (NE) - NORTHEAST - 437 (MP1) | MHHS-OPID |  |  |  | 142-06125 |  | Katy |  | OPID - (NE) - NORTHEAST - 437 (MP1) | [5 empty] | REFRIGERATORS, LABORATORY |  | .needs class | [5 empty] | GE Appliance | [7 empty] | Covered PM Repair - Biomedical | MHHS-OPID
NO | NO |  |  |  | 041-08011 |  | GE Appliances | GMR06AAPWW |  | VG300029 | MEMORIAL CITY - PHARMACY | MHHS-Mem City |  | Refrigerator, Kitchen |  | 041-08011 |  | West & Memorial City |  | MEMORIAL CITY - PHARMACY | [5 empty] | REFRIGERATORS, LABORATORY |  | REFRIGERATORKITCHEN-GE Appliance-GMR06AAPWW | REFRIGERATORKITCHEN | GMR06AAPWW |  |  |  | GE Appliance | Refrigerator, Kitchen |  | REFRIGERATORKITCHEN-GE Appliance-GMR06AAPWW |  |  |  |  | Not Covered Vendor Only - Biomedical | MHHS-Mem City
NO | YES |  |  |  |  | 151-03877 | GE Appliances | GTH18GBDGRWW |  | RA734627 | MH MG-(CY)-Copperfield | MHHS-MG |  |  |  |  | 151-03877 | Northwest | MHHS-MG | MH MG-(CY)-Copperfield | Lab | 3/1/18 |  |  | One time inspection only sticker | REFRIGERATORS, LABORATORY |  | .needs class | [5 empty] | GE Appliance |  |  |  |  | 1/23/19 |  |  | Covered PM Repair - Biomedical | MHHS-MG
NO | YES |  |  |  | 041-20735 | 041-20735 | GE Appliances | GTS18ABSARWW |  | MH846406 | MEMORIAL CITY - LABORATORY - HEMATOLOGY | MHHS-Mem City |  | Refrigerator, Kitchen |  | 041-20735 | 041-20735 | West | Memorial Hermann Cancer Center - Memorial City (#100) | MEMORIAL CITY - LABORATORY - HEMATOLOGY | Lab |  |  |  |  | REFRIGERATORS, LABORATORY |  | REFRIGERATORKITCHEN-GE Appliance-GTS18ABSARWW | REFRIGERATORKITCHEN | GTS18ABSARWW |  |  |  | GE Appliance | Refrigerator, Kitchen |  | REFRIGERATORKITCHEN-GE Appliance-GTS18ABSARWW |  |  |  |  | Covered PM Repair - Biomedical | MHHS-Mem City
NO | NO |  |  |  | 041-17007 |  | GE Appliances | GTS18ABSARWW |  | RH780655 | MEMORIAL CITY - LABORATORY - PATHOLOGY | MHHS-Mem City |  | Refrigerator, Kitchen |  | 041-17007 |  | West & Memorial City |  | MEMORIAL CITY - LABORATORY - PATHOLOGY | [5 empty] | REFRIGERATORS, LABORATORY |  | REFRIGERATORKITCHEN-GE Appliance-GTS18ABSARWW | REFRIGERATORKITCHEN | GTS18ABSARWW |  |  |  | GE Appliance | Refrigerator, Kitchen |  | REFRIGERATORKITCHEN-GE Appliance-GTS18ABSARWW |  |  |  |  | Covered PM Repair - Biomedical | MHHS-Mem City
NO | NO |  |  |  | 005-10754 |  | GE Appliances | GTS18ABSARWW |  | LM057553 | MH MG - (SE) - FRIENDSWOOD | MHHS-MG |  | Refrigerator, Kitchen |  | 005-10754 |  | Southeast & Bay Area |  | MH MG - (SE) - FRIENDSWOOD | [5 empty] | REFRIGERATORS, LABORATORY |  | REFRIGERATORKITCHEN-GE Appliance-GTS18ABSARWW | REFRIGERATORKITCHEN | GTS18ABSARWW |  |  |  | GE Appliance | Refrigerator, Kitchen |  | REFRIGERATORKITCHEN-GE Appliance-GTS18ABSARWW |  |  |  |  | Covered PM Repair - Biomedical | MHHS-MG
NO | NO |  |  |  | 142-06739 |  | GE Appliances | GTS18ABSARWW |  | AV787235 | NEIGHBORHOOD CLINIC - (NE) - NORTHEAST | MHHS-Neighborhood Clinics |  | Refrigerator, Kitchen |  | 142-06739 |  | Katy |  | NEIGHBORHOOD CLINIC - (NE) - NORTHEAST | [5 empty] | REFRIGERATORS, LABORATORY |  | REFRIGERATORKITCHEN-GE Appliance-GTS18ABSARWW | REFRIGERATORKITCHEN | GTS18ABSARWW |  |  |  | GE Appliance | Refrigerator, Kitchen |  | REFRIGERATORKITCHEN-GE Appliance-GTS18ABSARWW |  |  |  |  | Covered PM Repair - Biomedical | MHHS-Neighborhood Clinics
NO | YES |  |  |  | 133-10475 | 133-10475 | GE Appliances | GTS18FBSARWW |  | ll821415 | Katy-Laboratory | MHHS-Katy |  |  |  | 133-10475 | 133-10475 | Katy | MHHS-Katy | Katy-Laboratory | Lab | 1/1/20 | 1/1/21 |  |  | REFRIGERATORS, LABORATORY |  | .needs class | [5 empty] | GE Appliance | [7 empty] | Covered PM Repair - Biomedical | MHHS-Katy
NO | YES |  |  |  | 069-44408 | 069-44408 | GE Appliances | GTS22JBPDRWW |  |  | Memorial Hermann- Texas Medical Center Ribinson | MHHS-TMC |  |  |  | 069-44408 | 069-44408 | TMC | TMC | Memorial Hermann- Texas Medical Center Ribinson | Lab storage | 1/1/19 |  | 1/1/20 |  | REFRIGERATORS, LABORATORY |  | .needs class | [5 empty] | GE Appliance | [7 empty] | Covered PM Repair - Biomedical | MHHS-TMC
NO | NO |  |  |  | 129-07393 |  | GE Appliances | GTS22KBPWW |  | AM304333 | MH MG - (SL) - PHYSICIANS AT SUGAR CREEK | MHHS-MG |  |  |  | 129-07393 |  | Sugar Land |  | MH MG - (SL) - PHYSICIANS AT SUGAR CREEK | [5 empty] | REFRIGERATORS, LABORATORY |  | .needs class | [5 empty] | GE Appliance | [7 empty] | Covered PM Repair - Biomedical | MHHS-MG
NO | YES |  |  |  |  | 099-01414 | GE Appliances | WMR04GAZABB |  | MV678156 | NE-Laboratory | MHHS-Northeast |  |  |  |  | 099-01414 | Katy | MHHS-Northeast | NE-Laboratory | Speciman sampling | 1/1/20 | 1/1/21 |  |  | REFRIGERATORS, LABORATORY |  | .needs class | [5 empty] | GE Appliance |  |  |  |  | 4/3/17 |  |  | Not Covered Vendor Only - Lab Ana/Anes | MHHS-Northeast
YES | YES |  |  |  | 029-13079 | 029-13079 | GE Datex-Ohmeda | E-scaio |  | Sgv19310061ha | Surgery |  |  |  |  | 029-13079 | 029-13079 | Woodlands | Memorial Hermann Hospital Woodland | Surgery | Surgery room 18 | [5 empty] | Module, Medical Gas | MODULEMEDICALGAS-Datex-Ohmeda-E-sCAiO | [12 empty] | MDRG-A | [10 empty] | MODULEMEDICALGAS | Module, Medical Gas | Datex-Ohmeda
YES | YES |  |  |  |  | 029-06547 | GE Healthcare |  |  |  | Labor / Delivery OR | [5 empty] | 029-06547 | Woodlands | Memorial Hermann Hospital Woodlands | Labor / Delivery OR | OR 2 | 6/1/19 |  | 6/1/20
YES | YES |  |  |  | 069-40540 | 069-40540 | GE Healthcare |  |  | DTO521K8423 | TWC |  |  |  |  | 069-40540 | 069-40540 | TMC | Memorial Hermann-Texas Medical Center | TWC | Trauma RM 10 |  |  |  | No PM required
YES | YES |  |  |  | 069-48666 | 069-48666 | GE Healthcare |  |  |  | TWC |  |  |  |  | 069-48666 | 069-48666 | TMC | Memorial Hermann-Texas Medical Center | TWC | Trauma RM 18 | 1/1/20 |  | 1/1/21
NO | YES | Asset Tag 074-04094 |  |  | 074-04094 | 074-04094 | GE Healthcare |  |  |  | TMC-Hermann-Adult ER (1Hp) |  |  |  |  | 074-04094 | 074-04094 | TMC | MHHS-TMC | TMC-Hermann-Adult ER (1Hp) | TMC - HERMANN - ADULT ER (1HP)
YES | YES |  |  |  | 069-35724 | 069-35724 | GE Healthcare |  |  |  | TMC - CULLEN - GENERAL MEDICINE (3C) |  |  |  |  | 069-35724 | 069-35724 | TM | Memorial Hermann-Texas Medical Center | TMC - CULLEN - GENERAL MEDICINE (3C) | TMC - CULLEN - GENERAL MED | 11/1/19 |  | 11/1/20
NO | YES |  |  |  | 069-48029 | 069-48029 | GE Healthcare |  |  |  | TMC-Hermann-Adult ER (1Hp) |  |  |  |  | 069-48029 | 069-48029 | TMC | MHHS-TMC | TMC-Hermann-Adult ER (1Hp) | TMC - HERMANN - ADULT ER (1HP) | 12/1/19 |  | 12/1/20
NO | YES |  |  |  | 069-22733 | 069-22733 | GE Healthcare |  |  | SBM06251050GA | TMC-OR-Pedi OR (2R) |  |  |  |  | 069-22733 | 069-22733 | TMC | MHHS-TMC | TMC-OR-Pedi OR (2R) | S2 OR 55 | 12/1/19 |  | 12/1/20
YES | YES |  |  |  | 099-06880 | 099-06880 | GE Healthcare |  |  | SEC15149524GA | SE-L |  |  |  |  | 099-06880 | 099-06880 |  | Memorial Hermann- SE- L | SE-L | NICU | 4/1/20 |  |  | No PM Sticker
YES | YES |  |  |  | F473D | F473D | GE Healthcare | 12ch Bodt coil |  | F473D | Radiology |  |  |  |  | F473D | F473D | Woodlands | Memorial Hermann The Woodlands Medical Center | Radiology | GE MRI
YES | YES |  |  |  | 069-18494 | 069-18494 | GE Healthcare | 12L-RS |  | 59146yp1 | TMC - JONES - TRANSPLANT CLINIC (1J) |  |  |  |  | 069-18494 | 069-18494 | TMC | Memorial Hermann-Texas Medical Center | TMC - JONES - TRANSPLANT CLINIC (1J) | J1. Hallway
YES | YES |  |  |  | 182608PD0 | 182608PD0 | GE Healthcare | 12S-D |  | 182608PD0 | SE - NONINVASIVE CARDIOLOGY |  |  |  |  | 182608PD0 | 182608PD0 | Southeast | Memorial Hermann Southeast Hospital | SE - NONINVASIVE CARDIOLOGY | [7 empty] | TRANSDUCERULTRASOUND-GE-12S-D
YES | YES | Serial Number Cnf |  |  | 009-10534 | 009-10534 | GE Healthcare | 12SL Marquette |  | Cnf | 1st floor |  |  |  |  | 009-10534 | 009-10534 | Katy | Katy | 1st floor | ER | 2/1/20 |  |  | No pm
YES | YES |  |  |  | 133-02233 | 133-02233 | GE Healthcare | 14203A |  | D3UF0099P | KATY - BIOMED |  |  |  |  | 133-02233 | 133-02233 | Katy | Memorial Hermann Katy Hospital | KATY - BIOMED | Biomed Office
NO | YES |  |  |  |  | 069-18366 | GE Healthcare | 16887 INFINIA HAWKEYE 4 |  |  | TMC-Outpatient-Imaging | MHHS-OPID |  |  |  |  | 069-18366 | TMC | Memorial Hermann-Texas Medical Center Outpatient | TMC-Outpatient-Imaging | Outpatient MH Imaging Center-Nuc Med Infinia |  |  |  |  | CAMERAS, GAMMA |  | CAMERASPECTCT-GE-Infinia Hawkeye |  |  |  |  | CAMERASPECTCT-GE-Infinia Hawkeye | GE |  |  |  |  | 5/1/16 |  |  | Covered PM Repair - Biomedical | MHHS-OPID
YES | YES | Serial Number Cnf |  |  | 099-01975 | 099-01975 | GE Healthcare | 2011432-002 |  | Cnf | NE - OR |  |  |  |  | 099-01975 | 099-01975 | Katy | Memorial Hermann Northeast Hospital | NE - OR | Anesthesia Work Room | 5/1/19 | 5/1/20
YES | YES |  |  |  | 151-05171 | 151-05171 | GE Healthcare | 2016793-002 |  | SA317040505SA | [5 empty] | 151-05171 | 151-05171 | Northwest | Memorial Hermann Cypress Hospital |  | M2 506 | [5 empty] | Module, Multi-Parameter | MODULEMULTIPARAMETER-GE-2016793-003 | [12 empty] | MMP-A | [10 empty] | MODULEMULTIPARAMETER | Module, Multi-Parameter | GE
YES | YES |  |  |  | 151-05172 | 151-05172 | GE Healthcare | 2016793-002 |  | SA317040493SA | [5 empty] | 151-05172 | 151-05172 | Northwest | Memorial Hermann Cypress Hospital |  | M2 506 | [5 empty] | Module, Multi-Parameter | MODULEMULTIPARAMETER-GE-2016793-003 | [12 empty] | MMP-A | [10 empty] | MODULEMULTIPARAMETER | Module, Multi-Parameter | GE
YES | YES |  |  |  | 151-05173 | 151-05173 | GE Healthcare | 2016793-002 |  | SA317040491SA | [5 empty] | 151-05173 | 151-05173 | Northwest | Memorial Hermann Cypress Hospital |  | M2 506 | [5 empty] | Module, Multi-Parameter | MODULEMULTIPARAMETER-GE-2016793-003 | [12 empty] | MMP-A | [10 empty] | MODULEMULTIPARAMETER | Module, Multi-Parameter | GE
YES | YES |  |  |  | 151-04945 | 151-04945 | GE Healthcare | 2016793-002 |  | SA317040487SA | Biomed |  |  |  |  | 151-04945 | 151-04945 | Northwest | Memorial Hermann Cypress Hospital | Biomed | M2506 | [5 empty] | Module, Multi-Parameter | MODULEMULTIPARAMETER-GE-2016793-003 | [12 empty] | MMP-A | [10 empty] | MODULEMULTIPARAMETER | Module, Multi-Parameter | GE
YES | YES |  |  |  | 000-04478 | 000-04478 | GE Healthcare | 2016793-003 |  | SA318380305SA | ER |  |  |  |  | 000-04478 | 000-04478 | Katy | Memorial Hermann Convenient Care Center in Kingwood (Kingwood CCC) | ER | Exam 4 | 10/1/19 | 10/1/20 |  |  |  | Module, Multi-Parameter | MODULEMULTIPARAMETER-GE-2016793-003 | [12 empty] | MMP-A | [10 empty] | MODULEMULTIPARAMETER | Module, Multi-Parameter | GE
YES | YES |  |  |  | 000-04460 | 000-04460 | GE Healthcare | 2016793-003 |  | SA318380103SA | ER |  |  |  |  | 000-04460 | 000-04460 | Katy | Memorial Hermann Convenient Care Center in Kingwood (Kingwood CCC) | ER | Exam 3 | 2/1/20 |  |  |  |  | Module, Multi-Parameter | MODULEMULTIPARAMETER-GE-2016793-003 | [12 empty] | MMP-A | [10 empty] | MODULEMULTIPARAMETER | Module, Multi-Parameter | GE
YES | YES |  |  |  | 000-04443 | 000-04443 | GE Healthcare | 2016793-003 |  | SA318380326SA | ER |  |  |  |  | 000-04443 | 000-04443 | Katy | Memorial Hermann Convenient Care Center in Kingwood (Kingwood CCC) | ER | Exam 2 | 10/1/19 | 10/1/20 |  |  |  | Module, Multi-Parameter | MODULEMULTIPARAMETER-GE-2016793-003 | [12 empty] | MMP-A | [10 empty] | MODULEMULTIPARAMETER | Module, Multi-Parameter | GE
NO | YES |  |  |  | 142-06296 | 142-06296 | GE Healthcare | 2016793-003 |  | SA315133814GA | NE-OR Holding |  |  |  |  | 142-06296 | 142-06296 | Katy | MHHS-Northeast | NE-OR Holding | Bay 1 | 1/1/19 | 1/1/20 |  |  |  | Module, Multi-Parameter | MODULEMULTIPARAMETER-GE-2016793-003 | [12 empty] | MMP-A | [10 empty] | MODULEMULTIPARAMETER | Module, Multi-Parameter | GE
NO | YES |  |  |  |  | 142-03514 | GE Healthcare | 2016793-003 |  | SA315420321SA | NE-OR Holding | [5 empty] | 142-03514 | Katy | MHHS-Northeast | NE-OR Holding | OR Holding Bay 3 | 8/1/19 | 8/1/20 |  |  |  | Module, Multi-Parameter | MODULEMULTIPARAMETER-GE-2016793-003 | [12 empty] | MMP-A | [10 empty] | MODULEMULTIPARAMETER | Module, Multi-Parameter | GE
YES | YES |  |  |  | 099-01193 | 099-01193 | GE Healthcare | 2016793-003 |  | SPX19430306SA | OR |  |  |  |  | 099-01193 | 099-01193 | Katy | Memorial Hermann Northeast Hospital | OR |  | 2/1/20 |  |  | New |  | Module, Multi-Parameter | MODULEMULTIPARAMETER-GE-2016793-003 | [12 empty] | MMP-A | [10 empty] | MODULEMULTIPARAMETER | Module, Multi-Parameter | GE
YES | YES |  |  |  | 099-01845 | 099-01845 | GE Healthcare | 2016793-003 |  | SPX19230376SA | SC CCC - (NE) - EMERGENCY ROOM |  |  |  |  | 099-01845 | 099-01845 | Katy | Memorial Hermann Convenient Care Center in Summer Creek (Summer Creek CCC) | SC CCC - (NE) - EMERGENCY ROOM | Nurses station | [5 empty] | Module, Multi-Parameter | MODULEMULTIPARAMETER-GE-2016793-003 | [12 empty] | MMP-A | [10 empty] | MODULEMULTIPARAMETER | Module, Multi-Parameter | GE
YES | YES |  |  |  | 099-01850 | 099-01850 | GE Healthcare | 2016793-003 |  | SPX19230336SA | SC CCC - (NE) - EMERGENCY ROOM |  |  |  |  | 099-01850 | 099-01850 | Katy | Memorial Hermann Convenient Care Center in Summer Creek (Summer Creek CCC) | SC CCC - (NE) - EMERGENCY ROOM | Nurses station | [5 empty] | Module, Multi-Parameter | MODULEMULTIPARAMETER-GE-2016793-003 | [12 empty] | MMP-A | [10 empty] | MODULEMULTIPARAMETER | Module, Multi-Parameter | GE
YES | YES |  |  |  | 029-13272 | 029-13272 | GE Healthcare | 2016793-003 |  | spx19190239sa | OR |  |  |  |  | 029-13272 | 029-13272 | Woodlands | Memorial Hermann The Woodlands Medical Center | OR | Or 19 | [5 empty] | Module, Multi-Parameter | MODULEMULTIPARAMETER-GE-2016793-003 | [12 empty] | MMP-A | [10 empty] | MODULEMULTIPARAMETER | Module, Multi-Parameter | GE
YES | YES |  |  |  | 029-13276 | 029-13276 | GE Healthcare | 2016793-003 |  | Spx192305395a | OR |  |  |  |  | 029-13276 | 029-13276 | Woodlands | Memorial Hermann The Woodlands Medical Center | OR | Or 19 | [5 empty] | Module, Multi-Parameter | MODULEMULTIPARAMETER-GE-2016793-003 | [12 empty] | MMP-A | [10 empty] | MODULEMULTIPARAMETER | Module, Multi-Parameter | GE
YES | YES |  |  |  | 069-48094 | 069-48094 | GE Healthcare | 2016793-003 |  | SPX19350037SA | TMC - SAROFIM 1 - ADULT ER |  |  |  |  | 069-48094 | 069-48094 | TMC | Memorial Hermann-Texas Medical Center | TMC - SAROFIM 1 - ADULT ER | 9A | 1/1/20 |  | 1/1/21 |  |  |  | MODULEMULTIPARAMETER-GE-2016793-003
YES | YES |  |  |  | 069-49048 | 069-49048 | GE Healthcare | 2016793-003 |  | SPX19420614SA | TMC - SAROFIM 1 - PEDI ER |  |  |  |  | 069-49048 | 069-49048 | TMC | Memorial Hermann-Texas Medical Center | TMC - SAROFIM 1 - PEDI ER | Pedi 17 | 1/1/20 |  | 1/1/21 |  |  |  | MODULEMULTIPARAMETER-GE-2016793-003
YES | YES |  |  |  | 069-49050 | 069-49050 | GE Healthcare | 2016793-003 |  | SPX19420559SA | TMC - HERMANN - Ped ER |  |  |  |  | 069-49050 | 069-49050 | TMC | Memorial Hermann-Texas Medical Center | TMC - HERMANN - Ped ER | Nursing | 1/1/20 |  | 1/1/21 |  |  |  | MODULEMULTIPARAMETER-GE-2016793-003
YES | YES |  |  |  | 069-49051 | 069-49051 | GE Healthcare | 2016793-003 |  | SPX19420627SA | TMC - HERMANN - PEDI ER (1HP) |  |  |  |  | 069-49051 | 069-49051 | TMC | Memorial Hermann-Texas Medical Center | TMC - HERMANN - PEDI ER (1HP) | Pedi 30 | 1/1/20 |  | 1/1/21 |  |  |  | MODULEMULTIPARAMETER-GE-2016793-003
YES | YES |  |  |  | 069-48674 | 069-48674 | GE Healthcare | 2016793-003 |  | SPX19350091SA | TMC - SAROFIM 1 - ADULT ER |  |  |  |  | 069-48674 | 069-48674 | TMC | Memorial Hermann-Texas Medical Center | TMC - SAROFIM 1 - ADULT ER | TMC - SAROFIM 1 - ADULT T16 | 10/1/20 |  | 11/1/20 |  |  |  | MODULEMULTIPARAMETER-GE-2016793-003
YES | YES |  |  |  | 069-48676 | 069-48676 | GE Healthcare | 2016793-003 |  | SPX19350087SA20 | TMC - SAROFIM 1 - ADULT ER |  |  |  |  | 069-48676 | 069-48676 | TMC | Memorial Hermann-Texas Medical Center | TMC - SAROFIM 1 - ADULT ER | TMC - SAROFIM 1 - ADULT T16 | [6 empty] | MODULEMULTIPARAMETER-GE-2016793-003
YES | YES |  |  |  | 069-48954 | 069-48954 | GE Healthcare | 2016793-003 |  | SPX19420569SA | Sarafim |  |  |  |  | 069-48954 | 069-48954 | TMC | Memorial Hermann-Texas Medical Center | Sarafim | S8-33 | 3/1/20 |  | 1/1/21 |  |  |  | MODULEMULTIPARAMETER-GE-2016793-003
YES | YES |  |  |  | 069-49132 | 069-49132 | GE Healthcare | 2016793-003 |  | SPX19420589SA | TMC - HERMANN - ADULT ER (1HP) |  |  |  |  | 069-49132 | 069-49132 | TMC | Memorial Hermann-Texas Medical Center | TMC - HERMANN - ADULT ER (1HP) | TMC - HERMANN - ADULT ER (1HP) | 1/1/20 |  | 1/1/21 |  |  |  | MODULEMULTIPARAMETER-GE-2016793-003
YES | YES |  |  |  | 069-49058 | 069-49058 | GE Healthcare | 2016793-003 |  | SPX19420453SA | TMC - HERMANN - ADULT ER (1HP) |  |  |  |  | 069-49058 | 069-49058 | TMC | Memorial Hermann-Texas Medical Center | TMC - HERMANN - ADULT ER (1HP) | TMC - HERMANN - ADULT ER (1HP) | 1/1/20 |  | 1/1/21 |  |  |  | MODULEMULTIPARAMETER-GE-2016793-003
YES | YES |  |  |  | 069-48988 | 069-48988 | GE Healthcare | 2016793-003 |  | SPX19350022SA | TMC - SAROFIM 2 - ADULT PRE OP |  |  |  |  | 069-48988 | 069-48988 | TM | Memorial Hermann-Texas Medical Center | TMC - SAROFIM 2 - ADULT PRE OP | TMC - SAROFIM2 -ADULT PRE OP | 1/1/20 |  | 1/1/21 |  |  |  | MODULEMULTIPARAMETER-GE-2016793-003
YES | YES |  |  |  | 069-49001 | 069-49001 | GE Healthcare | 2016793-003 |  | SPX19350481SA | TMC - SAROFIM 2 - ADULT PRE OP |  |  |  |  | 069-49001 | 069-49001 | TMC | Memorial Hermann-Texas Medical Center | TMC - SAROFIM 2 - ADULT PRE OP | ADULT PRE OP | 4/1/20 |  | 1/1/21 |  |  |  | MODULEMULTIPARAMETER-GE-2016793-003
YES | YES |  |  |  | 069-48985 | 069-48985 | GE Healthcare | 2016793-003 |  | SPX19350484SA | TMC - SAROFIM 2 - ADULT PRE OP |  |  |  |  | 069-48985 | 069-48985 | TM | Memorial Hermann-Texas Medical Center | TMC - SAROFIM 2 - ADULT PRE OP | TMC - SAROFIM2 -ADULT PRE OP | 1/1/20 |  | 1/1/21 |  |  |  | MODULEMULTIPARAMETER-GE-2016793-003
YES | YES |  |  |  | 069-49005 | 069-49005 | GE Healthcare | 2016793-003 |  | SPX19350081SA | TMC - OR - DAY SURGERY (2R) |  |  |  |  | 069-49005 | 069-49005 | TMC | Memorial Hermann Texas Medical Center | TMC - OR - DAY SURGERY (2R) | Pre Op 37 | 1/1/20 |  | 1/1/21 |  |  |  | MODULEMULTIPARAMETER-GE-2016793-003
YES | YES |  |  |  | 069-48994 | 069-48994 | GE Healthcare | 2016793-003 |  | SPX193500110SA | TMC - SAROFIM 2 - ADULT PRE OP |  |  |  |  | 069-48994 | 069-48994 | TM | Memorial Hermann-Texas Medical Center | TMC - SAROFIM 2 - ADULT PRE OP | TMC - SAROFIM2 -ADULT PRE OP | 1/1/20 |  | 1/1/21 |  |  |  | MODULEMULTIPARAMETER-GE-2016793-003
YES | YES |  |  |  | 069-48984 | 069-48984 | GE Healthcare | 2016793-003 |  |  | TMC - SAROFIM 2 - ADULT PRE OP |  |  |  |  | 069-48984 | 069-48984 | TMC | Memorial Hermann-Texas Medical Center | TMC - SAROFIM 2 - ADULT PRE OP | ADULT PRE OP | 1/1/20 |  | 1/1/21 |  |  |  | MODULEMULTIPARAMETER-GE-2016793-003
YES | YES |  |  |  | 069-48982 | 069-48982 | GE Healthcare | 2016793-003 |  | SPX19350033SA | TMC - OR - DAY SURGERY (2R) |  |  |  |  | 069-48982 | 069-48982 | TMC | Memorial Hermann Texas Medical Center | TMC - OR - DAY SURGERY (2R) | Pre Op 43 | 1/1/20 |  | 1/1/21 |  |  |  | MODULEMULTIPARAMETER-GE-2016793-003
YES | YES |  |  |  | 069-48987 | 069-48987 | GE Healthcare | 2016793-003 |  | SPX19350488SA | TMC - OR - DAY SURGERY (2R) |  |  |  |  | 069-48987 | 069-48987 | TMC | Memorial Hermann Texas Medical Center | TMC - OR - DAY SURGERY (2R) | Pre Op 33 | 1/1/20 |  | 1/1/21 |  |  |  | MODULEMULTIPARAMETER-GE-2016793-003
YES | YES |  |  |  | 069-48992 | 069-48992 | GE Healthcare | 2016793-003 |  | 19350088SA | TMC - SAROFIM 2 - ADULT PRE OP |  |  |  |  | 069-48992 | 069-48992 | TMC | Memorial Hermann-Texas Medical Center | TMC - SAROFIM 2 - ADULT PRE OP | ADULT PRE OP | 4/1/20 |  | 1/1/21 |  |  |  | MODULEMULTIPARAMETER-GE-2016793-003
YES | YES |  |  |  | 069-49009 | 069-49009 | GE Healthcare | 2016793-003 |  | SPX19350233SA | TMC - SAROFIM 2 - ADULT PACU |  |  |  |  | 069-49009 | 069-49009 | TM | Memorial Hermann-Texas Medical Center | TMC - SAROFIM 2 - ADULT PACU | TMC - SAROFIM2 -ADULT PACU | 1/1/20 |  | 1/1/21 |  |  |  | MODULEMULTIPARAMETER-GE-2016793-003
NO | YES |  |  |  | 069-41010 | 069-41010 | GE Healthcare | 2016793-003 |  |  | TMC-Sarofim 2-Adult PACU |  |  |  |  | 069-41010 | 069-41010 | TMC | MHHS-TMC | TMC-Sarofim 2-Adult PACU | ADULT PACU | 10/1/19 |  | 10/1/20
NO | YES |  |  |  | 069-41026 | 069-41026 | GE Healthcare | 2016793-003 |  | SA314452546GA | TMC-PACU |  |  |  |  | 069-41026 | 069-41026 | TMC | Memorial Hermann Texas Medical Center | TMC-PACU | PACU 24 | 10/1/19 |  | 10/1/20
YES | YES |  |  |  | 069-49151 | 069-49151 | GE Healthcare | 2016793-003 |  | SPX19350213SA | TMC - SAROFIM 3 - PACU |  |  |  |  | 069-49151 | 069-49151 | TMC | Memorial Hermann-Texas Medical Center | TMC - SAROFIM 3 - PACU | PACU | [6 empty] | MODULEMULTIPARAMETER-GE-2016793-003
YES | YES |  |  |  | 069-49156 | 069-49156 | GE Healthcare | 2016793-003 |  | 19350252SA | TMC - SAROFIM 3 - PACU |  |  |  |  | 069-49156 | 069-49156 | TMC | Memorial Hermann-Texas Medical Center | TMC - SAROFIM 3 - PACU | PACU | 1/1/20 |  | 1/1/21 |  |  |  | MODULEMULTIPARAMETER-GE-2016793-003
YES | YES |  |  |  | 069-49042 | 069-49042 | GE Healthcare | 2016793-003 |  | SPX19430118SA | TMC - SAROFIM 3 - PACU |  |  |  |  | 069-49042 | 069-49042 | TMC | Memorial Hermann-Texas Medical Center | TMC - SAROFIM 3 - PACU | PACU | 1/1/20 |  | 1/1/21 |  |  |  | MODULEMULTIPARAMETER-GE-2016793-003
YES | YES |  |  |  | 041-33570 | 041-33570 | GE Healthcare | 2016793-003 |  | SPX19420539SA | Biomed Shop S3 |  |  |  |  | 041-33570 | 041-33570 | TMC | Memorial Hermann Texas Medical Center | Biomed Shop S3 | Biomed Shop S3 | [6 empty] | MODULEMULTIPARAMETER-GE-2016793-003
YES | YES |  |  |  | 041-33572 | 041-33572 | GE Healthcare | 2016793-003 |  | SPX19420543SA | Biomed Shop S3 |  |  |  |  | 041-33572 | 041-33572 | TMC | Memorial Hermann Texas Medical Center | Biomed Shop S3 | Biomed Shop S3 | [6 empty] | MODULEMULTIPARAMETER-GE-2016793-003
YES | YES |  |  |  | 041-33574 | 041-33574 | GE Healthcare | 2016793-003 |  | SPX19420527SA | Biomed Shop S3 |  |  |  |  | 041-33574 | 041-33574 | TMC | Memorial Hermann Texas Medical Center | Biomed Shop S3 | Biomed Shop S3 | [6 empty] | MODULEMULTIPARAMETER-GE-2016793-003
YES | YES |  |  |  | 151-05170 | 151-05170 | GE Healthcare | 2016793-022 |  | SA317040496SA | [5 empty] | 151-05170 | 151-05170 | Northwest | Memorial Hermann Cypress Hospital |  |  |  | 2/1/20 |  | The room next to biomed shop |  |  | MODULEMULTIPARAMETER-GE-2016793-003
YES | YES |  |  |  | 099-03223 | 099-03223 | GE Healthcare | 2016989-003 |  | 092816-16876 | 4th floor |  |  |  |  | 099-03223 | 099-03223 | Katy | Katy | 4th floor | IMU | 2/1/20 |  |  | No pm |  | Module, Multi-Parameter | MODULEMULTIPARAMETER-GE-2016793-003 | [12 empty] | MMP-A | [10 empty] | MODULEMULTIPARAMETER | Module, Multi-Parameter | GE
NO | YES |  |  |  | 029-82481 | 029-12996 | GE Healthcare | 2039143-001 |  | DTO521K7873 | Woodlands-OR |  |  |  |  | 029-82481 | 029-12996 | Woodlands | MHHS-Woodlands | Woodlands-OR | PACU
YES | YES |  |  |  | 099-00999 | 099-00999 | GE Healthcare | 2041332-001 |  | SEC15129194GA | [5 empty] | 099-00999 | 099-00999 | [7 empty] | No pm
YES | YES |  |  |  | 099-11910 | 099-11910 | GE Healthcare | 2041332-001 |  | SEC14397829GA | H7 - nicu |  |  |  |  | 099-11910 | 099-11910 | TMC | Childrens Memorial Hermann Hospital | H7 - nicu | Blue pod 15
YES | YES |  |  |  | 099-06961 | 099-06961 | GE Healthcare | 2041332-001 |  | SEC15522825SA | SE - NEONATAL ICU |  |  |  |  | 099-06961 | 099-06961 | Southeast | Memorial Hermann Southeast Hospital | SE - NEONATAL ICU |  |  |  | 4/1/20
YES | YES |  |  |  | 099-06425 | 099-06425 | GE Healthcare | 2041333-001 |  | SEC15169617GA | Nicu |  |  |  |  | 099-06425 | 099-06425 | TMC | Memorial Hermann-Texas Medical Center | Nicu | E4005
YES | YES |  |  |  | 099-05080 | 099-05080 | GE Healthcare | 20413332-001 |  | SEC14407925GA | TMC - RESPIRATORY - ADULT |  |  |  |  | 099-05080 | 099-05080 |  | TMC | TMC - RESPIRATORY - ADULT | Memorial Hermann- Texas Medical Center NICU | 3/1/20 |  |  | Nnn
YES | YES |  |  |  | 099-05091 | 099-05091 | GE Healthcare | 20413332-001 |  | SEC14407924GA | TMC - RESPIRATORY - ADULT |  |  |  |  | 099-05091 | 099-05091 |  | TMC | TMC - RESPIRATORY - ADULT | Memorial Hermann- Texas Medical Center NICU | 3/1/20 |  |  | No PM Sticker
YES | YES |  |  |  | 099-05084 | 099-05084 | GE Healthcare | 20413332-001 |  | SC14397782GA | TMC - RESPIRATORY - ADULT |  |  |  |  | 099-05084 | 099-05084 |  | TMC | TMC - RESPIRATORY - ADULT | Memorial Hermann- Texas Medical Center NICU | 3/1/20 |  |  | No PM Sticker
YES | YES |  |  |  | 099-05086 | 099-05085 | GE Healthcare | 20413332-001 |  | SEC148268 GA | [5 empty] | 099-05086 | 099-05085 |  |  |  |  | 3/1/20 |  |  | No PM Sticker
YES | YES |  |  |  | 099-06744 | 099-06744 | GE Healthcare | 2052204-001 |  | SEC15149559GA | SE - NEONATAL ICU |  |  |  |  | 099-06744 | 099-06744 | Southeast | Memorial Hermann Southeast Hospital | SE - NEONATAL ICU
YES | YES |  |  |  | 099-06743 | 099-06743 | GE Healthcare | 2052204-001 |  | SEC15169646GA | SE - NEONATAL ICU |  |  |  |  | 099-06743 | 099-06743 | Southeast | Memorial Hermann Southeast Hospital | SE - NEONATAL ICU
YES | YES |  |  |  | 013-36618 | 013-36618 | GE Healthcare | 2065946-004 |  | DTO471G1203 | SW-OR |  |  |  |  | 013-36618 | 013-36618 | Southwest | Memorial Hermann Southwest Hospital | SW-OR | OR5
NO | YES |  |  |  | 041-10453 | 041-10453 | GE Healthcare | 250 Series |  | SBE07114712PA | Memorial City-L |  |  |  |  | 041-10453 | 041-10453 | West | Memorial Hermann Medical Group Memorial City (#100) | Memorial City-L | L | 4/1/20 |  | 4/1/20
YES | YES |  |  |  | 013-39233 | 013-39233 | GE Healthcare | 250CX |  |  | SW - NURSERY |  |  |  |  | 013-39233 | 013-39233 | Southwest | Memorial Hermann Southwest Hospital | SW - NURSERY | Rm 561 | 11/1/19 |  | 11/1/20
YES | YES |  |  |  | 013-39231 | 013-39231 | GE Healthcare | 250CX |  |  | SW - NURSERY |  |  |  |  | 013-39231 | 013-39231 | Southwest | Memorial Hermann Southwest Hospital | SW - NURSERY | Rm 562 | 11/1/19 |  | 11/1/20
YES | YES |  |  |  | 013-39234 | 013-39234 | GE Healthcare | 250CX |  |  | SW - NURSERY |  |  |  |  | 013-39234 | 013-39234 | Southwest | Memorial Hermann Southwest Hospital | SW - NURSERY | Rm 565
YES | YES |  |  |  |  | 151-01727 | GE Healthcare | 250cx Series | [8 empty] | 151-01727
NO | YES |  |  |  |  | 142-04700 | GE Healthcare | 259A |  | SBE06443698PA | NE-Labor & Delivery-Recovery | [5 empty] | 142-04700 | Katy | MHHS-Northeast | NE-Labor & Delivery-Recovery | Recovery Room | 4/1/19 | 4/1/20 |  | Slight damage around front case |  | Monitor, Cardiac, Fetal | MONITORCARDIACFETAL-GE-259A | [12 empty] | MCF-A | [10 empty] | MONITORCARDIACFETAL | Monitor, Cardiac, Fetal | GE
YES | YES |  |  |  | 129-02567 | 129-02567 | GE Healthcare | 259A |  | SBE06292858PA | SUGAR LAND - CATH LAB |  |  |  |  | 129-02567 | 129-02567 | Sugar Land |  | SUGAR LAND - CATH LAB | BioMed Shop |  |  |  | No pm |  | Monitor, Cardiac, Fetal | MONITORCARDIACFETAL-GE-259A | [12 empty] | MCF-A | [10 empty] | MONITORCARDIACFETAL | Monitor, Cardiac, Fetal | GE
YES | YES |  |  |  | 129-02568 | 129-02568 | GE Healthcare | 259A |  | SBE06292860PA | SUGAR LAND - CATH LAB |  |  |  |  | 129-02568 | 129-02568 | Sugar Land |  | SUGAR LAND - CATH LAB | BioMed Shop |  |  |  | No pm |  | Monitor, Cardiac, Fetal | MONITORCARDIACFETAL-GE-259A | [12 empty] | MCF-A | [10 empty] | MONITORCARDIACFETAL | Monitor, Cardiac, Fetal | GE
YES | YES |  |  |  | 129-02570 | 129-02570 | GE Healthcare | 259A |  | SBE06302872PA | SUGAR LAND - CATH LAB |  |  |  |  | 129-02570 | 129-02570 | Sugar Land |  | SUGAR LAND - CATH LAB | BioMed Shop |  |  |  | No pm |  | Monitor, Cardiac, Fetal | MONITORCARDIACFETAL-GE-259A | [12 empty] | MCF-A | [10 empty] | MONITORCARDIACFETAL | Monitor, Cardiac, Fetal | GE
NO | YES |  |  |  | 041-10451 | 041-10451 | GE Healthcare | 259A |  | SBE07134831PA | MEMORIAL CITY - OUTPATIENT SURGERY |  |  |  |  | 041-10451 | 041-10451 | West | Memorial City | MEMORIAL CITY - OUTPATIENT SURGERY | O.R1 |  |  | 4/1/20
NO | YES |  |  |  | 041-10454 | 041-10454 | GE Healthcare | 259A |  | SBE07124792PA | Emergency OB |  |  |  |  | 041-10454 | 041-10454 | West | Womens Memorial Hermann Memorial City Hospital | Emergency OB | Room 5
NO | YES |  |  |  | 041-12432 | 041-12432 | GE Healthcare | 259CX-A |  | SDJ08301830PA | Memorial City-Labor |  |  |  |  | 041-12432 | 041-12432 | West | Women?s Memorial Hermann Memorial City Hospital | Memorial City-Labor | 3M01
NO | YES |  |  |  | 041-12437 | 041-12437 | GE Healthcare | 259CX-A |  | SDJ08281738PA | Memorial City-Labor |  |  |  |  | 041-12437 | 041-12437 | West | Women?s Memorial Hermann Memorial City Hospital | Memorial City-Labor | 3M04
NO | YES |  |  |  | 041-12436 | 041-12436 | GE Healthcare | 259CX-A |  | SDJ08291772PA | Memorial City-Labor |  |  |  |  | 041-12436 | 041-12436 | West | Women?s Memorial Hermann Memorial City Hospital | Memorial City-Labor | 3M07
NO | YES |  |  |  | 041-12445 | 041-12445 | GE Healthcare | 259CX-A |  | SDJ08281751PA | Memorial City-Labor & Delivery |  |  |  |  | 041-12445 | 041-12445 | West | MHHS-Mem City | Memorial City-Labor & Delivery | Room 3M10 | 12/1/19
YES | YES |  |  |  | 041-11091 | 041-11091 | GE Healthcare | 259CX-A |  | STJ 08301836 PA | Post Pardam |  |  |  |  | 041-11091 | 041-11091 | West | Women?s Memorial Hermann Memorial City Hospital | Post Pardam | 3M22 | 12/1/19 |  | 12/1/20
NO | YES |  |  |  | 041-12424 | 041-12424 | GE Healthcare | 259CX-A |  | SDJ08301820PA | Ante-partum |  |  |  |  | 041-12424 | 041-12424 | West | Womens Memorial Hermann Memorial City Hospital | Ante-partum | Nurse station | 7/1/19
YES | YES |  |  |  | 041-10452 | 041-10452 | GE Healthcare | 259CX-A |  | SBE017124805PA | Ante-partum |  |  |  |  | 041-10452 | 041-10452 | West | Womens Memorial Hermann Memorial City Hospital | Ante-partum | Nurse station | 3/1/20 |  | 3/1/21
NO | YES |  |  |  | 013-36570 | 013-36570 | GE Healthcare | 259CX-C |  | SDL13410557SA | LDR |  |  |  |  | 013-36570 | 013-36570 | Southwest | Memorial Hermann Southwest Hospital | LDR | LDR 1
YES | YES |  |  |  | 208729MR4 | 208729MR4 | GE Healthcare | 3 inch round coil |  | 208729MR4 | Radiology |  |  |  |  | 208729MR4 | 208729MR4 | West | Memorial Hermann Memorial City Medical Center | Radiology | MRI
YES | YES |  |  |  | 208731MR0 | 208731MR0 | GE Healthcare | 3 inch round coil |  | 208731MR0 | Radiology |  |  |  |  | 208731MR0 | 208731MR0 | West | Memorial Hermann Memorial City Medical Center | Radiology | MRI
YES | YES |  |  |  | 099-14974 | 099-14974 | GE Healthcare | 3Sc-RS |  | 702804Wx6 | TMC - HERMANN - ADULT ER (1HP) |  |  |  |  | 099-14974 | 099-14974 | TMC | Memorial Hermann-Texas Medical Center | TMC - HERMANN - ADULT ER (1HP) | TMC HERMANN ADULT ER POP
YES | YES |  |  |  | 099-14873 | 099-14873 | GE Healthcare | 3Sc-RS |  | 836082wx8 | TMC - HERMANN - Ped ER |  |  |  |  | 099-14873 | 099-14873 | TMC | Memorial Hermann-Texas Medical Center | TMC - HERMANN - Ped ER | Nursing
YES | YES |  |  |  | 099-14866 | 099-14866 | GE Healthcare | 3Sc-RS |  | 833893wx1 | TMC - HERMANN - Ped ER |  |  |  |  | 099-14866 | 099-14866 | TMC | Memorial Hermann-Texas Medical Center | TMC - HERMANN - Ped ER | Nursing
YES | YES |  |  |  | 099-12760 | 099-12760 | GE Healthcare | 3Sc-RS |  |  | TMC - SAROFIM 1 - ADULT ER |  |  |  |  | 099-12760 | 099-12760 | TMC | Memorial Hermann-Texas Medical Center | TMC - SAROFIM 1 - ADULT ER | TMC - SAROFIM 1 - ADULT ER
YES | YES |  |  |  | 099-12514 | 099-12514 | GE Healthcare | 3Sc-RS |  | 854375WX3 | TMC - SAROFIM 1 - ADULT ER |  |  |  |  | 099-12514 | 099-12514 | TMC | Memorial Hermann-Texas Medical Center | TMC - SAROFIM 1 - ADULT ER | Trauma 7
YES | YES |  |  |  | 099-12788 | 099-12788 | GE Healthcare | 3Sc-RS |  |  | TMC - SAROFIM 1 - ADULT ER |  |  |  |  | 099-12788 | 099-12788 | TMC | Memorial Hermann-Texas Medical Center | TMC - SAROFIM 1 - ADULT ER | TMC - SAROFIM 1 - ADULT T16
YES | YES |  |  |  | 099-07950 | 099-07950 | GE Healthcare | 3Sc-RS |  | 702794WX9 | Memorial Hermann- Texas Medical Center- Radiology- OR |  |  |  |  | 099-07950 | 099-07950 |  | TMC | Memorial Hermann- Texas Medical Center- Radiology- OR | Serafin OR Storage room | 4/1/20 |  |  | No PM Sticker
YES | YES |  |  |  | 099-06545 | 099-06545 | GE Healthcare | 3Sc-RS |  | 793077WX9 | TMC - JONES - TX TRAUMA (6J) |  |  |  |  | 099-06545 | 099-06545 | TMC | Memorial Hermann-Texas Medical Center | TMC - JONES - TX TRAUMA (6J) | S7 216
YES | YES |  |  |  | 099-06414 | 099-06414 | GE Healthcare | 3Sc-RS |  | 786652WX8 | TMC - SAROFIM 5 - SILVER |  |  |  |  | 099-06414 | 099-06414 | TMC | Memorial Hermann-Texas Medical Center | TMC - SAROFIM 5 - SILVER | Equipment room
YES | YES |  |  |  | 099-06547 | 099-06547 | GE Healthcare | 3Sc-RS |  | 793104WX1 | TMC - JONES - TX TRAUMA (6J) |  |  |  |  | 099-06547 | 099-06547 | TMC | Memorial Hermann-Texas Medical Center | TMC - JONES - TX TRAUMA (6J) | S7 216
YES | YES |  |  |  | 099-08202 | 099-08202 | GE Healthcare | 3Sp |  | P15-070299 | Radiology |  |  |  |  | 099-08202 | 099-08202 | Central | Joint Center - Orthopedic and Spine Hospital | Radiology | Storage room
YES | YES |  |  |  | 013-13867 | 013-13867 | GE Healthcare | 451n5 |  | SBB06402326GA | CATH LAB |  |  |  |  | 013-13867 | 013-13867 | Sugar Land | Memorial Hermann Sugar Land Hospital | CATH LAB | CATH LAB | 3/1/20 |  | 12/1/16
YES | YES |  |  |  | 069-36880 | 069-36880 | GE Healthcare |  |  | Nsn | HVI CVIM |  |  |  |  | 069-36880 | 069-36880 | TMC | Memorial Hermann- Texas Medical Center | HVI CVIM | Room 102 |  |  |  | No PM Sticker
YES | YES |  |  |  | 142-09003 | 142-09003 | GE Healthcare | 4C |  | 311498WX0 | MH MG - (SL) - SUGAR LAND MULTI-SPECIALTY (MP1) |  |  |  |  | 142-09003 | 142-09003 | Sugar Land | Memorial Hermann Medical Group Sugar Land Multi-Specialty (#350) | MH MG - (SL) - SUGAR LAND MULTI-SPECIALTY (MP1) | Procedure room
YES | YES |  |  |  | 4C | 143928WXO | GE Healthcare | 4C |  | 143928WXO | MHOSH - Radiology |  |  |  |  | 4C | 143928WXO | Central | Memorial Hermann Greater Heights Hospital | MHOSH - Radiology | MHOSH - Radiology
YES | YES |  |  |  | 069-18495 | 069-18495 | GE Healthcare | 4c-rs |  | 161230wx8 | TMC - JONES - TRANSPLANT CLINIC (1J) |  |  |  |  | 069-18495 | 069-18495 | TMC | Memorial Hermann-Texas Medical Center | TMC - JONES - TRANSPLANT CLINIC (1J) | J1. Hallway
YES | YES |  |  |  | 005-13190 | 005-13190 | GE Healthcare | 4C-RS |  | 608380WX2 | Emergency OB |  |  |  |  | 005-13190 | 005-13190 | West | Womens Memorial Hermann Memorial City Hospital | Emergency OB | Room 5
YES | YES |  |  |  | 635241WX3 | 635241WX3 | GE Healthcare | 4C-RS |  | 635241WX3 | GH - LABOR |  |  |  |  | 635241WX3 | 635241WX3 | Central | GH-Labor | GH - LABOR | OBS 14
YES | YES |  |  |  | 365140WX3 | 365140WX3 | GE Healthcare | 4CRS |  | 365140WX3 | MH MG - (STX) - SOUTH TEXAS - WHARTon |  |  |  |  | 365140WX3 | 365140WX3 | South | OB/GYN | MH MG - (STX) - SOUTH TEXAS - WHARTon | Room 2
YES | YES |  |  |  | 142-08948 | 142-08948 | GE Healthcare | 4CRS |  | 189088wx8 | MH MG - (SL) - SUGAR LAND CARDIOLOGY |  |  |  |  | 142-08948 | 142-08948 | Sugar Land | Memorial Hermann Medical Group Sugar Land Cardiology (#210) | MH MG - (SL) - SUGAR LAND CARDIOLOGY | Exho room
YES | YES |  |  |  | 041-33444 | 041-33444 | GE Healthcare | 4CRS |  | 278174WX8 | MEMORIAL CITY - LABOR |  |  |  |  | 041-33444 | 041-33444 | West | Women?s Memorial Hermann Memorial City Hospital | MEMORIAL CITY - LABOR | Hall
YES | YES |  |  |  | 635242WX3 | 635241WX4 | GE Healthcare | 4CRS |  | 635242WX3 | GH - LABOR |  |  |  |  | 635242WX3 | 635241WX4 | Central | Greater heights | GH - LABOR | GH - LABOR
YES | YES |  |  |  | 029-13071 | 029-13071 | GE Healthcare | 4Vc |  | 331288YP1 | [5 empty] | 029-13071 | 029-13071 | Woodlands | Memorial Hermann The Woodlands Medical Center |  | ECHO 1
YES | YES |  |  |  | 099-06351 | 099-06351 | GE Healthcare | 4Vc |  | 325541YP1 | Cardiac Rehab |  |  |  |  | 099-06351 | 099-06351 | Southeast | Memorial Hermann Southeast Hospital | Cardiac Rehab | Assessment 8 |  |  | 4/1/20
YES | YES |  |  |  | 029-13070 | 029-13070 | GE Healthcare | 4Vc-D |  | 339402YP0 | Cardio pulmonary |  |  |  |  | 029-13070 | 029-13070 | Woodlands | Memorial Hermann The Woodlands Medical Center | Cardio pulmonary | ECCHO 1
YES | YES |  |  |  | 142-09455 | 142-09455 | GE Healthcare | 4Vc-D |  | 342588YP1 | Cardio pulmonary |  |  |  |  | 142-09455 | 142-09455 | Woodlands | Memorial Hermann The Woodlands Medical Center | Cardio pulmonary | ECCHO 1
YES | YES |  |  |  | 099-02341 | 099-02341 | GE Healthcare | 4Vc-D |  | 268900YP8 | WOODLANDS - CARDIC REHAB |  |  |  |  | 099-02341 | 099-02341 | Woodlands |  | WOODLANDS - CARDIC REHAB | MH woodlands 1st floor
YES | YES |  |  |  | 583-01529 | 583-01529 | GE Healthcare |  |  | 105226PDS | [5 empty] | 583-01529 | 583-01529 | Suite 630
YES | YES |  |  |  | 583-01528 | 583-01528 | GE Healthcare |  |  | 1057029YM9 | [5 empty] | 583-01528 | 583-01528 | Suite 630
YES | YES |  |  |  | 583-01527 | 583-01527 | GE Healthcare |  |  | 110634PD3 | [5 empty] | 583-01527 | 583-01527 | Suite 630
YES | YES |  |  |  | 925-01845 | 925-01845 | GE Healthcare |  |  | 9406WP5 | Rad Fluro |  |  |  |  | 925-01845 | 925-01845 | Central | Joint Center - Orthopedic and Spine Hospital | Rad Fluro
YES | YES |  |  |  | 133-08300 | 133-08300 | GE Healthcare |  |  | 40264YP4 | MH MG - (KY) - KATY UROLOGY (MP2) |  |  |  |  | 133-08300 | 133-08300 | Katy | Memorial Hermann Medical Group Katy Urology (#401) | MH MG - (KY) - KATY UROLOGY (MP2) | Room 1 | 2/1/20 | 2/1/20
YES | YES |  |  |  | 142-05736 | 142-05736 | GE Healthcare |  |  | HL0084AB | NE - RADIOLOGY |  |  |  |  | 142-05736 | 142-05736 | Katy | Memorial Hermann Northeast Hospital | NE - RADIOLOGY | X-Ray Storage | 1/1/19 | 2/1/20
NO | YES | Serial Number CZC7238WK1 |  |  | 005-33550 | 005-33550 | GE Healthcare | 5370540-27 |  | CZC7238WK1 | Nuc med |  |  |  |  | 005-33550 | 005-33550 | Southeast | Memorial Hermann Southeast Hospital | Nuc med | Room 3 |  |  |  | Sys id. 713488XEMRM 3
YES | YES |  |  |  | 099-07229 | 099-07229 | GE Healthcare | 5455288-05 |  | E002905 | TMC - SAROFIM 3 - OR |  |  |  |  | 099-07229 | 099-07229 | TMC | Memorial Hermann-Texas Medical Center | TMC - SAROFIM 3 - OR | SAROFIM
YES | YES |  |  |  | 099-07228 | 099-07228 | GE Healthcare | 5455288-05 |  | E002747 | TMC - SAROFIM 3 - OR |  |  |  |  | 099-07228 | 099-07228 | TMC | Memorial Hermann-Texas Medical Center | TMC - SAROFIM 3 - OR | SAROFIM
NO | YES | Serial Number B053381 |  |  | 142-03821 | 142-03821 | GE Healthcare |  |  | B053381 | NE-Labor & Delivery |  |  |  |  | 142-03821 | 142-03821 | Katy | MHHS-Northeast | NE-Labor & Delivery | OR 2 | 8/1/19 | 8/1/20
YES | YES |  |  |  | 099-06470 | 099-06470 | GE Healthcare | 6S-D |  | 184472PD9 | SE - NONINVASIVE CARDIOLOGY |  |  |  |  | 099-06470 | 099-06470 | Southeast | Memorial Hermann Southeast Hospital | SE - NONINVASIVE CARDIOLOGY | Nuclear Medicine Holding Room
YES | YES |  |  |  | 099-02342 | 099-02342 | GE Healthcare | 6T |  |  | WOODLANDS - CARDIC REHAB |  |  |  |  | 099-02342 | 099-02342 | Woodlands |  | WOODLANDS - CARDIC REHAB | 1st floor clean utility
YES | YES | [5 empty] | GE Healthcare | 6vt-d |  |  | OR | [6 empty] | Woodlands | MH WOOD | OR | OR | 2/1/20 |  |  | TEE PRIVE SECURITY STORAGE |  |  | TRANSDUCERULTRASOUND-GE-6VT-D
YES | YES |  |  |  | 029-12840 | 029-12840 | GE Healthcare | 6VT-D |  |  | WOODLANDS - CARDIC REHAB |  |  |  |  | 029-12840 | 029-12840 | Woodlands |  | WOODLANDS - CARDIC REHAB | 1st floor clean utility | [6 empty] | TRANSDUCERULTRASOUND-GE-6VT-D
YES | YES |  |  |  | 029-12841 | 029-12841 | GE Healthcare | 6VT-D |  |  | WOODLANDS - CARDIC REHAB |  |  |  |  | 029-12841 | 029-12841 | Woodlands |  | WOODLANDS - CARDIC REHAB | 1st floor clean utility | [6 empty] | TRANSDUCERULTRASOUND-GE-6VT-D
YES | YES |  |  |  | 099-02343 | 099-02343 | GE Healthcare | 6VT-D |  |  | WOODLANDS - CARDIC REHAB |  |  |  |  | 099-02343 | 099-02343 | Woodlands |  | WOODLANDS - CARDIC REHAB | 1st floor clean utility | [6 empty] | TRANSDUCERULTRASOUND-GE-6VT-D
NO | NO |  |  |  | 029-08705 |  | GE Healthcare | 6VT-D |  |  | WOODLANDS - OR | MHHS-Woodlands |  | Transducer, Ultrasound |  | 029-08705 |  | Woodlands |  | WOODLANDS - OR | [5 empty] | PROBES, ULTRASONIC |  | TRANSDUCERULTRASOUND-GE-6VT-D | TRANSDUCERULTRASOUND | 6VT-D |  |  |  | GE | Transducer, Ultrasound |  | TRANSDUCERULTRASOUND-GE-6VT-D |  |  |  |  | Covered PM Repair - Biomedical | MHHS-Woodlands
NO | NO |  |  |  | 029-32306 |  | GE Healthcare | 6VT-D |  |  | WOODLANDS - OR | MHHS-Woodlands |  | Transducer, Ultrasound |  | 029-32306 |  | Woodlands |  | WOODLANDS - OR | [5 empty] | PROBES, ULTRASONIC |  | TRANSDUCERULTRASOUND-GE-6VT-D | TRANSDUCERULTRASOUND | 6VT-D |  |  |  | GE | Transducer, Ultrasound |  | TRANSDUCERULTRASOUND-GE-6VT-D |  |  |  |  | Covered PM Repair - Biomedical | MHHS-Woodlands
YES | YES |  |  |  |  | 151-04337 | GE Healthcare |  |  |  | Suite 104 imaging | [5 empty] | 151-04337 | Pearland | Memorial Hermann Medical Group Central Pearland | Suite 104 imaging | Ct control 104.12 | 2/1/20 |  |  | No pm. Note says going out of service
YES | YES |  |  |  | 008-5- 0431 | 008-5- 0431 | GE Healthcare | 8 ch rec shoulder coil |  | 008-5- 0431 | Radiology |  |  |  |  | 008-5- 0431 | 008-5- 0431 | Woodlands | Memorial Hermann The Woodlands Medical Center | Radiology | GE MRI
NO | YES |  |  |  | 151-04644 | 151-04644 | GE Healthcare |  |  | DE61419183 | CY-Labor & Delivery |  |  |  |  | 151-04644 | 151-04644 | Northwest | MHHS-Cypress | CY-Labor & Delivery | LDR 9 | 6/1/19 | 6/1/20
YES | YES |  |  |  | 069-48910 | 069-48910 | GE Healthcare |  |  |  | TMC - RADIOLOGY - IR/ANGIO |  |  |  |  | 069-48910 | 069-48910 | TMC | Memorial Hermann-Texas Medical Center | TMC - RADIOLOGY - IR/ANGIO | OR-08
YES | YES |  |  |  | 041-34406 | 041-34406 | GE Healthcare | 955 10957H |  | 957-H-A-G40?Ai0037 GB | MEMORIAL CITY - Radiology - Inpatient |  |  |  |  | 041-34406 | 041-34406 | West | Memorial Hermann Memorial City Medical Center | MEMORIAL CITY - Radiology - Inpatient | Technologist Workroom
YES | YES |  |  |  | 069-40748 | 069-40748 | GE Healthcare | 9900 elite |  | SID E2-5358 | Radiology OR |  |  |  |  | 069-40748 | 069-40748 |  | Hermann Memorial TMC | Radiology OR | OR | 3/1/20 |  | 3/1/21
YES | YES |  |  |  | 142-09001 | 142-09001 | GE Healthcare | 9L |  | 140091WPO | MH MG - (SL) - SUGAR LAND MULTI-SPECIALTY (MP1) |  |  |  |  | 142-09001 | 142-09001 | Sugar Land | Memorial Hermann Medical Group Sugar Land Multi-Specialty (#350) | MH MG - (SL) - SUGAR LAND MULTI-SPECIALTY (MP1) | Procedure room
YES | YES |  |  |  | 099-03391 | 099-03391 | GE Healthcare | 9L-D |  | 002111WP6 | Pearland Imaging |  |  |  |  | 099-03391 | 099-03391 | Pearland | MH Pearland | Pearland Imaging | C1 310 |  |  |  |  | US probe for LOGIC E9 |  | TRANSDUCERULTRASOUND-GE-9L-D | [20 empty] | 1/1/16
YES | YES |  |  |  | 099-03440 | 099-03440 | GE Healthcare | 9L-D |  | 145598WP9 | Pearland Imaging |  |  |  |  | 099-03440 | 099-03440 | Pearland | MH Pearland | Pearland Imaging | C1 313 |  |  |  |  | US probe for LOGIC E9 |  | TRANSDUCERULTRASOUND-GE-9L-D | [20 empty] | 12/1/13
YES | YES |  |  |  | 099-03442 | 099-03442 | GE Healthcare | 9L-D |  | 004630WP6 | Pearland Imaging |  |  |  |  | 099-03442 | 099-03442 | Pearland | MH Pearland | Pearland Imaging | C1 313 |  |  |  |  | US probe for LOGIC E9 |  | TRANSDUCERULTRASOUND-GE-9L-D | [20 empty] | 6/1/16
YES | YES |  |  |  | 099-14494 | 099-14494 | GE Healthcare | 9L-D |  | 157572WP8 | MH MG - (TMC) - OB-GYN/NEUROLOGY (STE 2440) |  |  |  |  | 099-14494 | 099-14494 | TMC | Memorial Hermann-Texas Medical Center | MH MG - (TMC) - OB-GYN/NEUROLOGY (STE 2440) | Ultrasound room | [6 empty] | TRANSDUCERULTRASOUND-GE-9L-D
YES | YES |  |  |  | 099-12074 | 099-12074 | GE Healthcare | 9L-D |  | 162977WP3 | Ultrasound |  |  |  |  | 099-12074 | 099-12074 | Southeast | Memorial Hermann Imaging Center - Pasadena | Ultrasound | Ultrasound | [6 empty] | TRANSDUCERULTRASOUND-GE-9L-D
YES | YES |  |  |  | 099-09992 | 099-09992 | GE Healthcare | 9L-D |  | 171105WP0 | SE-Ultrasound |  |  |  |  | 099-09992 | 099-09992 | Southeast | Memorial Hermann Southeast Hospital | SE-Ultrasound | Ultrasound room | [6 empty] | TRANSDUCERULTRASOUND-GE-9L-D
YES | YES |  |  |  | 099-07295 | 099-07295 | GE Healthcare | 9L-D |  | 171097WP9 | Radiology |  |  |  |  | 099-07295 | 099-07295 | Southeast | Memorial Hermann Southeast Hospital | Radiology | Hall |  |  |  | No pm found |  |  | TRANSDUCERULTRASOUND-GE-9L-D
YES | YES |  |  |  | 142-08949 | 142-08949 | GE Healthcare | 9L-RS |  | 115845ypo | MH MG - (SL) - SUGAR LAND CARDIOLOGY |  |  |  |  | 142-08949 | 142-08949 | Sugar Land | Memorial Hermann Medical Group Sugar Land Cardiology (#210) | MH MG - (SL) - SUGAR LAND CARDIOLOGY | Exho room
YES | YES |  |  |  | 142-08978 | 142-08978 | GE Healthcare | 9L-RS |  | 199811YP1 | MH MG - (SL) - SUGAR LAND MULTI-SPECIALTY (MP1) |  |  |  |  | 142-08978 | 142-08978 | Sugar Land | Memorial Hermann Medical Group Sugar Land Multi-Specialty (#350) | MH MG - (SL) - SUGAR LAND MULTI-SPECIALTY (MP1) | Cardio 2
YES | YES |  |  |  | 099-09024 | 099-09024 | GE Healthcare | 9L-RS |  |  | Cardio Vascular |  |  |  |  | 099-09024 | 099-09024 | Southwest | Memorial Hermann Heart | Cardio Vascular | Exam Echo
YES | YES |  |  |  | 099-06504 | 099-06504 | GE Healthcare | 9L-RS |  | 183054WP6 | Radiology |  |  |  |  | 099-06504 | 099-06504 | South East | Memorial Hermann South East | Radiology | Patient holding
YES | YES |  |  |  | 583-01681 | 583-01681 | GE Healthcare | 9L-RS |  | 13619YP1 | MH MG - (MC) - COMPREHENSIVE HEART CARE |  |  |  |  | 583-01681 | 583-01681 | West | Maura Herman Memorial city | MH MG - (MC) - COMPREHENSIVE HEART CARE | MH MG MC Comprehension heart care
YES | YES |  |  |  | 099-03639 | 099-03639 | GE Healthcare | AB2-7 |  | 120525KR1 | [5 empty] | 099-03639 | 099-03639 | Katy | Memorial Hermann Medical Group Katy OBGYN (#510) |  | Exam 1
YES | YES |  |  |  | 074-00674 | 074-00674 | GE Healthcare | ACP-2000 |  | OB0007604623 | Biomed Shop |  |  |  |  | 074-00674 | 074-00674 | TMC | Memorial Hermann-Texas Medical Center | Biomed Shop | Biomed Shop |  |  |  | No PM Sticker
YES | YES |  |  |  | 005-02825 | 005-02825 | GE Healthcare | Advantx |  | 81755MA1 | Outpatient Imaging |  |  |  |  | 005-02825 | 005-02825 | Southeast | Memorial Hermann Houston | Outpatient Imaging | Room2 |  |  |  | Sys id 281929XRD1 | [23 empty] | 9/1/04
NO | YES |  |  |  | 142-07404 | 142-07404 | GE Healthcare | AIRBORNE 750I |  | A231M | NE-NICU | MHHS-Northeast |  | Incubator, Infant Transport |  | 142-07404 | 142-07404 | Katy | MHHS-Northeast | NE-NICU | Hall | 1/1/19 | 1/1/20 |  |  | INCUBATORS, INFANT | Incubator, Infant Transport | INCUBINFANTTRANS-InternationalBio-AIRBORNE 750i | INCUBINFANTTRANS | AIRBORNE 750i |  |  |  | InternationalBio | Incubator, Infant Transport |  |  | INCUBINFANTTRANS-InternationalBio-AIRBORNE 750i |  |  | IIT-SA | Covered PM Repair - Biomedical | MHHS-Northeast | [8 empty] | INCUBINFANTTRANS | Incubator, Infant Transport | InternationalBio
NO | YES | Asset Tag 142-06951 |  |  | 142-06951 | 142-06951 | GE Healthcare | Aisys CS2 |  | APWU02587 | NE-OR |  |  |  |  | 142-06951 | 142-06951 | Katy | MHHS-Northeast | NE-OR | OR 2 | 7/1/19 | 7/1/20 |  |  |  | Anesthesia Machine | ANESTHESIAMACHINE-GE-Aisys CS2 | [12 empty] | AM-SA | [10 empty] | ANESTHESIAMACHINE | Anesthesia Machine | GE
YES | YES |  |  |  | 099-01233 | 099-01233 | GE Healthcare | Aisys CS2 |  | 1011-9050-000 | [5 empty] | 099-01233 | 099-01233 | Katy | Memorial Hermann Northeast Hospital |  | Biomed Shop | 2/1/20 |  |  | New |  | Anesthesia Machine | ANESTHESIAMACHINE-GE-Aisys CS2 | [12 empty] | AM-SA | [10 empty] | ANESTHESIAMACHINE | Anesthesia Machine | GE
YES | YES |  |  |  | 099-01251 | 099-01251 | GE Healthcare | Aisys CS2 |  | APWZ00205 | [5 empty] | 099-01251 | 099-01251 | Katy | Memorial Hermann Northeast Hospital |  | Biomed Shop | 2/1/20 |  |  | New |  | Anesthesia Machine | ANESTHESIAMACHINE-GE-Aisys CS2 | [12 empty] | AM-SA | [10 empty] | ANESTHESIAMACHINE | Anesthesia Machine | GE
YES | YES | Serial Number Cnf |  |  | 099-12087 | 099-12087 | GE Healthcare | Apex Pro |  | Cnf | TMC - HERMANN - SIMU (3HP) |  |  |  |  | 099-12087 | 099-12087 | TMC | Memorial Hermann-Texas Medical Center | TMC - HERMANN - SIMU (3HP) | Room 524
YES | YES |  |  |  | 029-13969 | 029-13969 | GE Healthcare | Apex Pro CH |  | RT919130206SA | Telemetry |  |  |  |  | 029-13969 | 029-13969 | Woodlands | Memorial Hermann The Woodlands Medical Center | Telemetry | Telemetry | [6 empty] | TRANSMITTERTELEMETRY-GE-Apex Pro CH
NO | YES |  |  |  | 029-10118 | 029-10118 | GE Healthcare | Apex Pro CH |  | RT915316710GA | Woodlands-Telemetry |  |  |  |  | 029-10118 | 029-10118 | Woodlands | MHHS-Woodlands | Woodlands-Telemetry | Telemetry
YES | YES |  |  |  | 029-13970 | 029-13970 | GE Healthcare | Apex Pro CH |  | RT905407544GA | [5 empty] | 029-13970 | 029-13970 | [10 empty] | TRANSMITTERTELEMETRY-GE-Apex Pro CH
YES | YES |  |  |  | 029-13971 | 029-13971 | GE Healthcare | Apex Pro CH |  | RT919130219SA | Telemetry |  |  |  |  | 029-13971 | 029-13971 | Woodlands | Memorial Hermann The Woodlands Medical Center | Telemetry | Telemetry | [6 empty] | TRANSMITTERTELEMETRY-GE-Apex Pro CH
YES | YES |  |  |  | 029-13972 | 029-13972 | GE Healthcare | Apex Pro CH |  | RT919130213SA | Telemetry |  |  |  |  | 029-13972 | 029-13972 | Woodlands | Memorial Hermann The Woodlands Medical Center | Telemetry | Telemetry | [6 empty] | TRANSMITTERTELEMETRY-GE-Apex Pro CH
NO | YES |  |  |  | 029-13973 | 029-13973 | GE Healthcare | Apex Pro CH |  | RT909410880GA | Woodlands-Telemetry |  |  |  |  | 029-13973 | 029-13973 | Woodlands | MHHS-Woodlands | Woodlands-Telemetry | Telemetry | 11/1/19 |  | 11/1/20
NO | YES |  |  |  | 029-13974 | 029-13974 | GE Healthcare | Apex Pro CH |  | RT918100428SA | Woodlands-Telemetry |  |  |  |  | 029-13974 | 029-13974 | Woodlands | MHHS-Woodlands | Woodlands-Telemetry | Telemetry | 1/1/19 |  | 1/1/20
YES | YES |  |  |  | 142-06405 | 142-06405 | GE Healthcare | Apex Pro CH |  | RT915195069GA | Telemetry |  |  |  |  | 142-06405 | 142-06405 | Woodlands | Memorial Hermann The Woodlands Medical Center | Telemetry | Telemetry | 4/1/17 |  | 4/1/18 |  |  |  | TRANSMITTERTELEMETRY-GE-Apex Pro CH
YES | YES |  |  |  | 029-13975 | 029-13975 | GE Healthcare | Apex Pro CH |  | RT919130257SA | Telemetry |  |  |  |  | 029-13975 | 029-13975 | Woodlands | Memorial Hermann The Woodlands Medical Center | Telemetry | Telemetry | [6 empty] | TRANSMITTERTELEMETRY-GE-Apex Pro CH
YES | YES |  |  |  | 029-13976 | 029-13976 | GE Healthcare | Apex Pro CH |  | RT916203393SA | Telemetry |  |  |  |  | 029-13976 | 029-13976 | Woodlands | Memorial Hermann The Woodlands Medical Center | Telemetry | Telemetry | [6 empty] | TRANSMITTERTELEMETRY-GE-Apex Pro CH
NO | YES |  |  |  | 142-06456 | 142-06456 | GE Healthcare | Apex Pro CH |  | RT915337001GA | Woodlands-Telemetry |  |  |  |  | 142-06456 | 142-06456 | Woodlands | MHHS-Woodlands | Woodlands-Telemetry | Telemetry | 12/1/18 |  | 12/1/19
YES | YES |  |  |  | 029-13977 | 029-13977 | GE Healthcare | Apex Pro CH |  | RT919130216SA | Telemetry |  |  |  |  | 029-13977 | 029-13977 | Woodlands | Memorial Hermann The Woodlands Medical Center | Telemetry | Telemetry | [6 empty] | TRANSMITTERTELEMETRY-GE-Apex Pro CH
YES | YES |  |  |  | 029-13978 | 029-13978 | GE Healthcare | Apex Pro CH |  | RT919110009SA | Telemetry |  |  |  |  | 029-13978 | 029-13978 | Woodlands | Memorial Hermann The Woodlands Medical Center | Telemetry | Telemetry | [6 empty] | TRANSMITTERTELEMETRY-GE-Apex Pro CH
NO | YES |  |  |  | 029-13979 | 029-13979 | GE Healthcare | Apex Pro CH |  | RT918080132SA | Woodlands-Telemetry |  |  |  |  | 029-13979 | 029-13979 | Woodlands | MHHS-Woodlands | Woodlands-Telemetry | Telemetry | 3/1/18 |  | 3/1/19
NO | YES |  |  |  | 029-13980 | 029-13980 | GE Healthcare | Apex Pro CH |  | RT918080062SA | Woodlands-Telemetry |  |  |  |  | 029-13980 | 029-13980 | Woodlands | MHHS-Woodlands | Woodlands-Telemetry | Telemetry | 3/1/18 |  | 3/1/19
NO | YES |  |  |  | 029-13981 | 029-13981 | GE Healthcare | Apex Pro CH |  | RT905407585GA | Woodlands-Telemetry |  |  |  |  | 029-13981 | 029-13981 | Woodlands | MHHS-Woodlands | Woodlands-Telemetry | Telemetry
NO | YES |  |  |  | 029-13982 | 029-13982 | GE Healthcare | Apex Pro CH |  | RT914065506GA | Woodlands-Telemetry |  |  |  |  | 029-13982 | 029-13982 | Woodlands | MHHS-Woodlands | Woodlands-Telemetry | Telemetry | 1/1/19 |  | 1/1/20
YES | YES |  |  |  | 029-13983 | 029-13983 | GE Healthcare | Apex Pro CH |  | RT919510557SA | Telemetry |  |  |  |  | 029-13983 | 029-13983 | Woodlands | Memorial Hermann The Woodlands Medical Center | Telemetry | Telemetry | [6 empty] | TRANSMITTERTELEMETRY-GE-Apex Pro CH
NO | YES |  |  |  | 029-13984 | 029-13984 | GE Healthcare | Apex Pro CH |  | RT914065504GA | Woodlands-Telemetry |  |  |  |  | 029-13984 | 029-13984 | Woodlands | MHHS-Woodlands | Woodlands-Telemetry | Telemetry
NO | YES |  |  |  | 029-09325 | 029-09325 | GE Healthcare | Apex Pro CH |  | RT914065495GA | Woodlands-Telemetry |  |  |  |  | 029-09325 | 029-09325 | Woodlands | MHHS-Woodlands | Woodlands-Telemetry | Telemetry | 12/1/17 |  | 12/1/18
NO | YES |  |  |  | 029-13985 | 029-13985 | GE Healthcare | Apex Pro CH |  | RT909410884GA | Woodlands-Telemetry |  |  |  |  | 029-13985 | 029-13985 | Woodlands | MHHS-Woodlands | Woodlands-Telemetry | Telemetry
NO | YES |  |  |  | 029-13986 | 029-13986 | GE Healthcare | Apex Pro CH |  | RT918460237SA | Woodlands-Telemetry |  |  |  |  | 029-13986 | 029-13986 | Woodlands | MHHS-Woodlands | Woodlands-Telemetry | Telemetry | 1/1/19 |  | 1/1/20
NO | YES |  |  |  | 029-13987 | 029-13987 | GE Healthcare | Apex Pro CH |  | RT915195063GA | Woodlands-Telemetry |  |  |  |  | 029-13987 | 029-13987 | Woodlands | MHHS-Woodlands | Woodlands-Telemetry | Telemetry | 11/1/18 |  | 11/1/19
YES | YES |  |  |  | 029-13988 | 029-13988 | GE Healthcare | Apex Pro CH |  | RT919130173SA | Telemetry |  |  |  |  | 029-13988 | 029-13988 | Woodlands | Memorial Hermann The Woodlands Medical Center | Telemetry | Telemetry | [6 empty] | TRANSMITTERTELEMETRY-GE-Apex Pro CH
NO | YES |  |  |  | 029-13989 | 029-13989 | GE Healthcare | Apex Pro CH |  | RT916203427SA | Woodlands-Telemetry |  |  |  |  | 029-13989 | 029-13989 | Woodlands | MHHS-Woodlands | Woodlands-Telemetry | Telemetry
NO | YES |  |  |  | 029-13990 | 029-13990 | GE Healthcare | Apex Pro CH |  | RT909410870GA | Woodlands-Telemetry |  |  |  |  | 029-13990 | 029-13990 | Woodlands | MHHS-Woodlands | Woodlands-Telemetry | Telemetry | 12/1/17 |  | 12/1/18
YES | YES |  |  |  | 029-13991 | 029-13991 | GE Healthcare | Apex Pro CH |  | RT919230247SA | Telemetry |  |  |  |  | 029-13991 | 029-13991 | Woodlands | Memorial Hermann The Woodlands Medical Center | Telemetry | Telemetry | [6 empty] | TRANSMITTERTELEMETRY-GE-Apex Pro CH
NO | YES |  |  |  | 029-11862 | 029-11862 | GE Healthcare | Apex Pro CH |  | RT917380294SA | Woodlands-Telemetry |  |  |  |  | 029-11862 | 029-11862 | Woodlands | MHHS-Woodlands | Woodlands-Telemetry | Telemetry
NO | YES |  |  |  | 029-13992 | 029-13992 | GE Healthcare | Apex Pro CH |  | RT916203433SA | Woodlands-Telemetry |  |  |  |  | 029-13992 | 029-13992 | Woodlands | MHHS-Woodlands | Woodlands-Telemetry | Telemetry
YES | YES |  |  |  | 029-13993 | 029-13993p | GE Healthcare | Apex Pro CH |  | RT919130227SA | Telemetry |  |  |  |  | 029-13993 | 029-13993p | Woodlands | Memorial Hermann The Woodlands Medical Center | Telemetry | Telemetry | [6 empty] | TRANSMITTERTELEMETRY-GE-Apex Pro CH
YES | YES |  |  |  | 029-13994 | 029-13994 | GE Healthcare | Apex Pro CH |  | RT918100480SA | Telemetry |  |  |  |  | 029-13994 | 029-13994 | Woodlands | Memorial Hermann The Woodlands Medical Center | Telemetry | Telemetry | 3/1/18 |  | 3/1/19 |  |  |  | TRANSMITTERTELEMETRY-GE-Apex Pro CH
NO | YES |  |  |  | 029-13995 | 029-13995 | GE Healthcare | Apex Pro CH |  | RT905407586GA | Woodlands-Telemetry |  |  |  |  | 029-13995 | 029-13995 | Woodlands | MHHS-Woodlands | Woodlands-Telemetry | Telemetry
YES | YES |  |  |  | 029-13996 | 029-13996 | GE Healthcare | Apex Pro CH |  | RT919510599SA | Telemetry |  |  |  |  | 029-13996 | 029-13996 | Woodlands | Memorial Hermann The Woodlands Medical Center | Telemetry | Telemetry | [6 empty] | TRANSMITTERTELEMETRY-GE-Apex Pro CH
NO | YES |  |  |  | 029-13997 | 029-13997 | GE Healthcare | Apex Pro CH |  | RT904391062GA | Woodlands-Telemetry |  |  |  |  | 029-13997 | 029-13997 | Woodlands | MHHS-Woodlands | Woodlands-Telemetry | Telemetry
NO | YES |  |  |  | 029-13998 | 029-13998 | GE Healthcare | Apex Pro CH |  | RT904492365GA | Woodlands-Telemetry |  |  |  |  | 029-13998 | 029-13998 | Woodlands | MHHS-Woodlands | Woodlands-Telemetry | Telemetry
YES | YES |  |  |  | 029-13999 | 029-13999 | GE Healthcare | Apex Pro CH |  | RT919130195SA | Telemetry |  |  |  |  | 029-13999 | 029-13999 | Woodlands | Memorial Hermann The Woodlands Medical Center | Telemetry | Telemetry | [6 empty] | TRANSMITTERTELEMETRY-GE-Apex Pro CH
NO | YES |  |  |  | RT918200378SA | RT918200378SA | GE Healthcare | Apex Pro CH |  | RT918200378SA | Woodlands-Telemetry |  |  |  |  | RT918200378SA | RT918200378SA | Woodlands | MHHS-Woodlands | Woodlands-Telemetry | Telemetry
NO | YES |  |  |  | RT916193231SA | RT916193231SA | GE Healthcare | Apex Pro CH |  | RT916193231SA | Woodlands-Telemetry |  |  |  |  | RT916193231SA | RT916193231SA | Woodlands | MHHS-Woodlands | Woodlands-Telemetry | Telemetry
NO | YES |  |  |  | 029-09943 | 029-09943 | GE Healthcare | Apex Pro CH |  | RT905407587GA | Woodlands-Telemetry |  |  |  |  | 029-09943 | 029-09943 | Woodlands | MHHS-Woodlands | Woodlands-Telemetry | Telemetry
NO | YES |  |  |  | RT916193316SA | RT916193316SA | GE Healthcare | Apex Pro CH |  | RT916193316SA | Woodlands-Telemetry |  |  |  |  | RT916193316SA | RT916193316SA | Woodlands | MHHS-Woodlands | Woodlands-Telemetry | Telemetry
NO | YES |  |  |  | RT916203356SA | RT916203356SA | GE Healthcare | Apex Pro CH |  | RT916203356SA | Woodlands-Telemetry |  |  |  |  | RT916203356SA | RT916203356SA | Woodlands | MHHS-Woodlands | Woodlands-Telemetry | Telemetry
NO | YES |  |  |  | RT905407583GA | RT905407583GA | GE Healthcare | Apex Pro CH |  | RT905407583GA | Woodlands-Telemetry |  |  |  |  | RT905407583GA | RT905407583GA | Woodlands | MHHS-Woodlands | Woodlands-Telemetry | Telemetry
NO | YES |  |  |  | RT918090106SA | RT918090106SA | GE Healthcare | Apex Pro CH |  | RT918090106SA | Woodlands-Telemetry |  |  |  |  | RT918090106SA | RT918090106SA | Woodlands | MHHS-Woodlands | Woodlands-Telemetry | Telemetry | 3/1/18 |  | 3/1/19
NO | YES |  |  |  | RT918080035SA | RT918080035SA | GE Healthcare | Apex Pro CH |  | RT918080035SA | Woodlands-Telemetry |  |  |  |  | RT918080035SA | RT918080035SA | Woodlands | MHHS-Woodlands | Woodlands-Telemetry | Telemetry
NO | YES |  |  |  | K2TT3899G | K2TT3899G | GE Healthcare | Apex Pro CH |  | K2TT3899G | Woodlands-Telemetry |  |  |  |  | K2TT3899G | K2TT3899G | Woodlands | MHHS-Woodlands | Woodlands-Telemetry | Telemetry
NO | YES |  |  |  | RT916193286SA | RT916193286SA | GE Healthcare | Apex Pro CH |  | RT916193286SA | Woodlands-Telemetry |  |  |  |  | RT916193286SA | RT916193286SA | Woodlands | MHHS-Woodlands | Woodlands-Telemetry | Telemetry
NO | YES |  |  |  | RT918500169SA | RT918500169SA | GE Healthcare | Apex Pro CH |  | RT918500169SA | Woodlands-Telemetry |  |  |  |  | RT918500169SA | RT918500169SA | Woodlands | MHHS-Woodlands | Woodlands-Telemetry | Telemetry
NO | YES |  |  |  | RT916193226SA | RT916193226SA | GE Healthcare | Apex Pro CH |  | RT916193226SA | Woodlands-Telemetry |  |  |  |  | RT916193226SA | RT916193226SA | Woodlands | MHHS-Woodlands | Woodlands-Telemetry | Telemetry
YES | YES |  |  |  | RT915164591GA | RT915164591GA | GE Healthcare | Apex Pro CH |  | RT915164591GA | Telemetry |  |  |  |  | RT915164591GA | RT915164591GA | Woodlands | Memorial Hermann The Woodlands Medical Center | Telemetry | Telemetry |  |  |  | Broken |  |  | TRANSMITTERTELEMETRY-GE-Apex Pro CH
NO | YES |  |  |  | RT915195064GA | RT915195064GA | GE Healthcare | Apex Pro CH |  | RT915195064GA | Woodlands-Telemetry |  |  |  |  | RT915195064GA | RT915195064GA | Woodlands | MHHS-Woodlands | Woodlands-Telemetry | Telemetry |  |  |  | Broken
NO | YES |  |  |  | RT918080163SA | RT918080163SA | GE Healthcare | Apex Pro CH |  | RT918080163SA | Woodlands-Telemetry |  |  |  |  | RT918080163SA | RT918080163SA | Woodlands | MHHS-Woodlands | Woodlands-Telemetry | Telemetry |  |  |  | Broken
YES | YES |  |  |  | 074-06269 | 074-06269 | GE Healthcare | ApexPro CH |  | RT919130188SA | Telemetry |  |  |  |  | 074-06269 | 074-06269 | Woodlands | Memorial Hermann The Woodlands Medical Center | Telemetry | LTelemetry | [6 empty] | TRANSMITTERTELEMETRY-GE-Apex Pro CH
NO | YES |  |  |  | 029-10673 | 029-10673 | GE Healthcare | ApexPro CH |  | RT915448666GA | Woodlands-Telemetry |  |  |  |  | 029-10673 | 029-10673 | Woodlands | MHHS-Woodlands | Woodlands-Telemetry | Telemetry
NO | YES |  |  |  | 074-06270 | 074-06270 | GE Healthcare | ApexPro CH |  | RT916203434SA | Woodlands-Telemetry |  |  |  |  | 074-06270 | 074-06270 | Woodlands | MHHS-Woodlands | Woodlands-Telemetry | Telemetry
YES | YES |  |  |  | RT919130148SA | 074-06271 | GE Healthcare | ApexPro CH |  | RT919130148SA | Telemetry |  |  |  |  | RT919130148SA | 074-06271 | Woodlands | Memorial Hermann The Woodlands Medical Center | Telemetry | Telemetry | [6 empty] | TRANSMITTERTELEMETRY-GE-Apex Pro CH
NO | YES |  |  |  | 099-13332 | 099-13332 | Ge Healthcare | ApexPro CH |  | RT911063741GA | Central Monitor |  |  |  |  | 099-13332 | 099-13332 | TMC |  | Central Monitor | Central Monitor
YES | YES |  |  |  | 099-13333 | 099-13333 | Ge Healthcare | ApexPro CH |  | SEZ19490148SA | Central Monitor |  |  |  |  | 099-13333 | 099-13333 | TMC |  | Central Monitor | Central Monitor | [6 empty] | TRANSMITTERTELEMETRY-GE-Apex Pro CH
NO | YES |  |  |  | 099-13334 | 099-13334 | Ge Healthcare | ApexPro CH |  | SEZ19450130SA | Central Monitor |  |  |  |  | 099-13334 | 099-13334 | TMC |  | Central Monitor | Central Monitor
NO | YES |  |  |  | 099-13335 | 099-13335 | Ge Healthcare | ApexPro CH |  | SEZ19450129SA | Central Monitor |  |  |  |  | 099-13335 | 099-13335 | TMC |  | Central Monitor | Central Monitor
NO | YES |  |  |  | 099-12958 | 099-12958 | Ge Healthcare | ApexPro CH |  | SEZ19450124SA | Central Monitor |  |  |  |  | 099-12958 | 099-12958 | TMC |  | Central Monitor | Central Monitor
NO | YES |  |  |  | 142-03535 | 142-03535 | Ge Healthcare | ApexPro CH |  | RT915326821GA | Central Monitor |  |  |  |  | 142-03535 | 142-03535 | TMC |  | Central Monitor | Central Monitor
NO | YES |  |  |  | sez19430028sa | 099-12888 | GE Healthcare | APEXPRO FH |  | SEZ19430028SA | TMC-Central Monitoring-Robertson (1R) | MHHS-TMC |  | Transmitter, Telemetry |  | sez19430028sa | 099-12888 | TMC | MHHS-TMC | TMC-Central Monitoring-Robertson (1R) | Cmu |  |  |  | Tyx 0397 | MONITORS, PHYSIOLOGIC, VITAL SIGNS | Transmitter, Telemetry | TRANSMITTERTELEMETRY-GE-ApexPro FH | TRANSMITTERTELEMETRY | ApexPro FH |  |  |  | GE | Transmitter, Telemetry |  | TRANSMITTERTELEMETRY-GE-ApexPro FH |  | 5/1/21 |  |  | Covered PM Repair - Respiratory/Steriliz | MHHS-TMC | [8 empty] | TRANSMITTERTELEMETRY | Transmitter, Telemetry | GE
NO | YES |  |  |  | sez19430031sa | 099-12902 | GE Healthcare | APEXPRO FH |  | SEZ19430031SA | TMC-Central Monitoring-Robertson (1R) | MHHS-TMC |  | Transmitter, Telemetry |  | sez19430031sa | 099-12902 | TMC | MHHS-TMC | TMC-Central Monitoring-Robertson (1R) | Cmu war room |  |  |  | Tyc 0381 | MONITORS, PHYSIOLOGIC, VITAL SIGNS | Transmitter, Telemetry | TRANSMITTERTELEMETRY-GE-ApexPro FH | TRANSMITTERTELEMETRY | ApexPro FH |  |  |  | GE | Transmitter, Telemetry |  | TRANSMITTERTELEMETRY-GE-ApexPro FH |  | 5/1/21 |  |  | Covered PM Repair - Respiratory/Steriliz | MHHS-TMC | [8 empty] | TRANSMITTERTELEMETRY | Transmitter, Telemetry | GE
NO | YES |  |  |  | sez19430036sa | 099-12886 | GE Healthcare | APEXPRO FH |  | SEZ19430036SA | TMC-Central Monitoring-Robertson (1R) | MHHS-TMC |  | Transmitter, Telemetry |  | sez19430036sa | 099-12886 | TMC | MHHS-TMC | TMC-Central Monitoring-Robertson (1R) | Cmu war room |  |  |  | Ttx 0382 | MONITORS, PHYSIOLOGIC, VITAL SIGNS | Transmitter, Telemetry | TRANSMITTERTELEMETRY-GE-ApexPro FH | TRANSMITTERTELEMETRY | ApexPro FH |  |  |  | GE | Transmitter, Telemetry |  | TRANSMITTERTELEMETRY-GE-ApexPro FH |  | 5/1/21 |  |  | Covered PM Repair - Respiratory/Steriliz | MHHS-TMC | [8 empty] | TRANSMITTERTELEMETRY | Transmitter, Telemetry | GE
NO | YES |  |  |  | sez19430038sa | 099-12894 | GE Healthcare | APEXPRO FH |  | SEZ19430038SA | TMC-Central Monitoring-Robertson (1R) | MHHS-TMC |  | Transmitter, Telemetry |  | sez19430038sa | 099-12894 | TMC | MHHS-TMC | TMC-Central Monitoring-Robertson (1R) | Cmu war room |  |  |  | Ttc 0378 | MONITORS, PHYSIOLOGIC, VITAL SIGNS | Transmitter, Telemetry | TRANSMITTERTELEMETRY-GE-ApexPro FH | TRANSMITTERTELEMETRY | ApexPro FH |  |  |  | GE | Transmitter, Telemetry |  | TRANSMITTERTELEMETRY-GE-ApexPro FH |  | 5/1/21 |  |  | Covered PM Repair - Respiratory/Steriliz | MHHS-TMC | [8 empty] | TRANSMITTERTELEMETRY | Transmitter, Telemetry | GE
NO | YES |  |  |  | sez19430039sa | 099-12887 | GE Healthcare | APEXPRO FH |  | SEZ19430039SA | TMC-Central Monitoring-Robertson (1R) | MHHS-TMC |  | Transmitter, Telemetry |  | sez19430039sa | 099-12887 | TMC | MHHS-TMC | TMC-Central Monitoring-Robertson (1R) |  |  |  |  | Ttc 0383 | MONITORS, PHYSIOLOGIC, VITAL SIGNS | Transmitter, Telemetry | TRANSMITTERTELEMETRY-GE-ApexPro FH | TRANSMITTERTELEMETRY | ApexPro FH |  |  |  | GE | Transmitter, Telemetry |  | TRANSMITTERTELEMETRY-GE-ApexPro FH |  | 5/1/21 |  |  | Covered PM Repair - Respiratory/Steriliz | MHHS-TMC | [8 empty] | TRANSMITTERTELEMETRY | Transmitter, Telemetry | GE
NO | YES |  |  |  | 099-12922 | 099-12922 | GE Healthcare | APEXPRO FH |  | SEZ19430042SA | TMC-Central Monitoring-Robertson (1R) | MHHS-TMC |  | Transmitter, Telemetry |  | 099-12922 | 099-12922 | TMC | MHHS-TMC | TMC-Central Monitoring-Robertson (1R) | TMC - CENTRAL MONITORING |  |  |  | Ttx 0031 | MONITORS, PHYSIOLOGIC, VITAL SIGNS | Transmitter, Telemetry | TRANSMITTERTELEMETRY-GE-ApexPro FH | TRANSMITTERTELEMETRY | ApexPro FH |  |  |  | GE | Transmitter, Telemetry |  | TRANSMITTERTELEMETRY-GE-ApexPro FH |  | 5/1/21 |  |  | Covered PM Repair - Respiratory/Steriliz | MHHS-TMC | [8 empty] | TRANSMITTERTELEMETRY | Transmitter, Telemetry | GE
NO | YES |  |  |  | SEZ19430044SA | 099-13623 | GE Healthcare | APEXPRO FH |  | SEZ19430044SA | TMC-Central Monitoring-Robertson (1R) | MHHS-TMC |  | Transmitter, Telemetry |  | SEZ19430044SA | 099-13623 | TMC | MHHS-TMC | TMC-Central Monitoring-Robertson (1R) | Central Monitorin |  |  |  |  | MONITORS, PHYSIOLOGIC, VITAL SIGNS | Transmitter, Telemetry | TRANSMITTERTELEMETRY-GE-ApexPro FH | TRANSMITTERTELEMETRY | ApexPro FH |  |  |  | GE | Transmitter, Telemetry |  | TRANSMITTERTELEMETRY-GE-ApexPro FH |  | 5/1/21 |  |  | Covered PM Repair - Respiratory/Steriliz | MHHS-TMC | [8 empty] | TRANSMITTERTELEMETRY | Transmitter, Telemetry | GE
NO | YES |  |  |  | SEZ19430054SA | 099-12997 | GE Healthcare | APEXPRO FH |  | SEZ19430054SA | TMC-Central Monitoring-Robertson (1R) | MHHS-TMC |  | Transmitter, Telemetry |  | SEZ19430054SA | 099-12997 | TMC | MHHS-TMC | TMC-Central Monitoring-Robertson (1R) | Central Monitoring |  |  |  |  | MONITORS, PHYSIOLOGIC, VITAL SIGNS | Transmitter, Telemetry | TRANSMITTERTELEMETRY-GE-ApexPro FH | TRANSMITTERTELEMETRY | ApexPro FH |  |  |  | GE | Transmitter, Telemetry |  | TRANSMITTERTELEMETRY-GE-ApexPro FH |  | 5/1/21 |  |  | Covered PM Repair - Respiratory/Steriliz | MHHS-TMC | [8 empty] | TRANSMITTERTELEMETRY | Transmitter, Telemetry | GE
NO | YES |  |  |  | SEZ19430073SA | 099-12983 | GE Healthcare | APEXPRO FH |  | SEZ19430073SA | TMC-Central Monitoring-Robertson (1R) | MHHS-TMC |  | Transmitter, Telemetry |  | SEZ19430073SA | 099-12983 | TMC | MHHS-TMC | TMC-Central Monitoring-Robertson (1R) | Central Monitoring |  |  |  |  | MONITORS, PHYSIOLOGIC, VITAL SIGNS | Transmitter, Telemetry | TRANSMITTERTELEMETRY-GE-ApexPro FH | TRANSMITTERTELEMETRY | ApexPro FH |  |  |  | GE | Transmitter, Telemetry |  | TRANSMITTERTELEMETRY-GE-ApexPro FH |  | 5/1/21 |  |  | Covered PM Repair - Respiratory/Steriliz | MHHS-TMC | [8 empty] | TRANSMITTERTELEMETRY | Transmitter, Telemetry | GE
NO | YES |  |  |  | SEZ19430074SA | 099-12989 | GE Healthcare | APEXPRO FH |  | SEZ19430074SA | TMC-Central Monitoring-Robertson (1R) | MHHS-TMC |  | Transmitter, Telemetry |  | SEZ19430074SA | 099-12989 | TMC | MHHS-TMC | TMC-Central Monitoring-Robertson (1R) | Central Monitoring |  |  |  |  | MONITORS, PHYSIOLOGIC, VITAL SIGNS | Transmitter, Telemetry | TRANSMITTERTELEMETRY-GE-ApexPro FH | TRANSMITTERTELEMETRY | ApexPro FH |  |  |  | GE | Transmitter, Telemetry |  | TRANSMITTERTELEMETRY-GE-ApexPro FH |  | 5/1/21 |  |  | Covered PM Repair - Respiratory/Steriliz | MHHS-TMC | [8 empty] | TRANSMITTERTELEMETRY | Transmitter, Telemetry | GE
NO | YES |  |  |  | SEZ19430075SA | 099-13622 | GE Healthcare | APEXPRO FH |  | SEZ19430075SA | TMC-Central Monitoring-Robertson (1R) | MHHS-TMC |  | Transmitter, Telemetry |  | SEZ19430075SA | 099-13622 | TMC | MHHS-TMC | TMC-Central Monitoring-Robertson (1R) | Central Monitorin |  |  |  |  | MONITORS, PHYSIOLOGIC, VITAL SIGNS | Transmitter, Telemetry | TRANSMITTERTELEMETRY-GE-ApexPro FH | TRANSMITTERTELEMETRY | ApexPro FH |  |  |  | GE | Transmitter, Telemetry |  | TRANSMITTERTELEMETRY-GE-ApexPro FH |  | 5/1/21 |  |  | Covered PM Repair - Respiratory/Steriliz | MHHS-TMC | [8 empty] | TRANSMITTERTELEMETRY | Transmitter, Telemetry | GE
NO | YES |  |  |  | SEZ19430093SA | 099-12981 | GE Healthcare | APEXPRO FH |  | SEZ19430093SA | TMC-Central Monitoring-Robertson (1R) | MHHS-TMC |  | Transmitter, Telemetry |  | SEZ19430093SA | 099-12981 | TMC | MHHS-TMC | TMC-Central Monitoring-Robertson (1R) | Central Monitorin |  |  |  |  | MONITORS, PHYSIOLOGIC, VITAL SIGNS | Transmitter, Telemetry | TRANSMITTERTELEMETRY-GE-ApexPro FH | TRANSMITTERTELEMETRY | ApexPro FH |  |  |  | GE | Transmitter, Telemetry |  | TRANSMITTERTELEMETRY-GE-ApexPro FH |  | 5/1/21 |  |  | Covered PM Repair - Respiratory/Steriliz | MHHS-TMC | [8 empty] | TRANSMITTERTELEMETRY | Transmitter, Telemetry | GE
NO | YES |  |  |  | SEZ19430095SA | 099-12986 | GE Healthcare | APEXPRO FH |  | SEZ19430095SA | TMC-Central Monitoring-Robertson (1R) | MHHS-TMC |  | Transmitter, Telemetry |  | SEZ19430095SA | 099-12986 | TMC | MHHS-TMC | TMC-Central Monitoring-Robertson (1R) | Central Monitoring |  |  |  |  | MONITORS, PHYSIOLOGIC, VITAL SIGNS | Transmitter, Telemetry | TRANSMITTERTELEMETRY-GE-ApexPro FH | TRANSMITTERTELEMETRY | ApexPro FH |  |  |  | GE | Transmitter, Telemetry |  | TRANSMITTERTELEMETRY-GE-ApexPro FH |  | 5/1/21 |  |  | Covered PM Repair - Respiratory/Steriliz | MHHS-TMC | [8 empty] | TRANSMITTERTELEMETRY | Transmitter, Telemetry | GE
NO | YES |  |  |  | sez19440004sa | 099-12900 | GE Healthcare | APEXPRO FH |  | SEZ19440004SA | TMC-Central Monitoring-Robertson (1R) | MHHS-TMC |  | Transmitter, Telemetry |  | sez19440004sa | 099-12900 | TMC | MHHS-TMC | TMC-Central Monitoring-Robertson (1R) | Cmu |  |  |  | Ttx 0395 | MONITORS, PHYSIOLOGIC, VITAL SIGNS | Transmitter, Telemetry | TRANSMITTERTELEMETRY-GE-ApexPro FH | TRANSMITTERTELEMETRY | ApexPro FH |  |  |  | GE | Transmitter, Telemetry |  | TRANSMITTERTELEMETRY-GE-ApexPro FH |  | 5/1/21 |  |  | Covered PM Repair - Respiratory/Steriliz | MHHS-TMC | [8 empty] | TRANSMITTERTELEMETRY | Transmitter, Telemetry | GE
NO | YES |  |  |  | sez19440028sa | sez19440028sa | GE Healthcare | APEXPRO FH |  | SEZ19440028SA | TMC-Central Monitoring-Robertson (1R) | MHHS-TMC |  | Transmitter, Telemetry |  | sez19440028sa | sez19440028sa | TMC | MHHS-TMC | TMC-Central Monitoring-Robertson (1R) | Cmu war room |  |  |  | Ttx 0361 | MONITORS, PHYSIOLOGIC, VITAL SIGNS | Transmitter, Telemetry | TRANSMITTERTELEMETRY-GE-ApexPro FH | TRANSMITTERTELEMETRY | ApexPro FH |  |  |  | GE | Transmitter, Telemetry |  | TRANSMITTERTELEMETRY-GE-ApexPro FH |  | 5/1/21 |  |  | Covered PM Repair - Respiratory/Steriliz | MHHS-TMC | [8 empty] | TRANSMITTERTELEMETRY | Transmitter, Telemetry | GE
NO | YES |  |  |  | sez19440030sa | 099-12901 | GE Healthcare | APEXPRO FH |  | SEZ19440030SA | TMC-Central Monitoring-Robertson (1R) | MHHS-TMC |  | Transmitter, Telemetry |  | sez19440030sa | 099-12901 | TMC | MHHS-TMC | TMC-Central Monitoring-Robertson (1R) |  |  |  |  | Ttx 0371 | MONITORS, PHYSIOLOGIC, VITAL SIGNS | Transmitter, Telemetry | TRANSMITTERTELEMETRY-GE-ApexPro FH | TRANSMITTERTELEMETRY | ApexPro FH |  |  |  | GE | Transmitter, Telemetry |  | TRANSMITTERTELEMETRY-GE-ApexPro FH |  | 5/1/21 |  |  | Covered PM Repair - Respiratory/Steriliz | MHHS-TMC | [8 empty] | TRANSMITTERTELEMETRY | Transmitter, Telemetry | GE
NO | YES |  |  |  | sez19440031sa | 099-12892 | GE Healthcare | APEXPRO FH |  | SEZ19440031SA | TMC-Central Monitoring-Robertson (1R) | MHHS-TMC |  | Transmitter, Telemetry |  | sez19440031sa | 099-12892 | TMC | MHHS-TMC | TMC-Central Monitoring-Robertson (1R) | Cmu |  |  |  | Tyx 0370 | MONITORS, PHYSIOLOGIC, VITAL SIGNS | Transmitter, Telemetry | TRANSMITTERTELEMETRY-GE-ApexPro FH | TRANSMITTERTELEMETRY | ApexPro FH |  |  |  | GE | Transmitter, Telemetry |  | TRANSMITTERTELEMETRY-GE-ApexPro FH |  | 5/1/21 |  |  | Covered PM Repair - Respiratory/Steriliz | MHHS-TMC | [8 empty] | TRANSMITTERTELEMETRY | Transmitter, Telemetry | GE
NO | YES |  |  |  | sez19440032sa | 099-12890 | GE Healthcare | APEXPRO FH |  | SEZ19440032SA | TMC-Central Monitoring-Robertson (1R) | MHHS-TMC |  | Transmitter, Telemetry |  | sez19440032sa | 099-12890 | TMC | MHHS-TMC | TMC-Central Monitoring-Robertson (1R) | Cmu | 3/1/20 |  |  | Ttx 0366 | MONITORS, PHYSIOLOGIC, VITAL SIGNS | Transmitter, Telemetry | TRANSMITTERTELEMETRY-GE-ApexPro FH | TRANSMITTERTELEMETRY | ApexPro FH |  |  |  | GE | Transmitter, Telemetry |  | TRANSMITTERTELEMETRY-GE-ApexPro FH |  | 5/1/21 |  |  | Covered PM Repair - Respiratory/Steriliz | MHHS-TMC | [8 empty] | TRANSMITTERTELEMETRY | Transmitter, Telemetry | GE
NO | YES |  |  |  | sez19440033sa | 099-12899 | GE Healthcare | APEXPRO FH |  | SEZ19440033SA | TMC-Central Monitoring-Robertson (1R) | MHHS-TMC |  | Transmitter, Telemetry |  | sez19440033sa | 099-12899 | TMC | MHHS-TMC | TMC-Central Monitoring-Robertson (1R) | Cmu |  |  |  | Ttx 0369 | MONITORS, PHYSIOLOGIC, VITAL SIGNS | Transmitter, Telemetry | TRANSMITTERTELEMETRY-GE-ApexPro FH | TRANSMITTERTELEMETRY | ApexPro FH |  |  |  | GE | Transmitter, Telemetry |  | TRANSMITTERTELEMETRY-GE-ApexPro FH |  | 5/1/21 |  |  | Covered PM Repair - Respiratory/Steriliz | MHHS-TMC | [8 empty] | TRANSMITTERTELEMETRY | Transmitter, Telemetry | GE
NO | YES |  |  |  | sez19440049sa | sez19440049sa | GE Healthcare | APEXPRO FH |  | SEZ19440049SA | TMC-Central Monitoring-Robertson (1R) | MHHS-TMC |  | Transmitter, Telemetry |  | sez19440049sa | sez19440049sa | TMC | MHHS-TMC | TMC-Central Monitoring-Robertson (1R) | Cmu |  |  |  | Tyx 0349 | MONITORS, PHYSIOLOGIC, VITAL SIGNS | Transmitter, Telemetry | TRANSMITTERTELEMETRY-GE-ApexPro FH | TRANSMITTERTELEMETRY | ApexPro FH |  |  |  | GE | Transmitter, Telemetry |  | TRANSMITTERTELEMETRY-GE-ApexPro FH |  | 5/1/21 |  |  | Covered PM Repair - Respiratory/Steriliz | MHHS-TMC | [8 empty] | TRANSMITTERTELEMETRY | Transmitter, Telemetry | GE
NO | YES |  |  |  | sez19440051sa | 099-12891 | GE Healthcare | APEXPRO FH |  | SEZ19440051SA | TMC-Central Monitoring-Robertson (1R) | MHHS-TMC |  | Transmitter, Telemetry |  | sez19440051sa | 099-12891 | TMC | MHHS-TMC | TMC-Central Monitoring-Robertson (1R) | Cmu |  |  |  | Tyx 0351 | MONITORS, PHYSIOLOGIC, VITAL SIGNS | Transmitter, Telemetry | TRANSMITTERTELEMETRY-GE-ApexPro FH | TRANSMITTERTELEMETRY | ApexPro FH |  |  |  | GE | Transmitter, Telemetry |  | TRANSMITTERTELEMETRY-GE-ApexPro FH |  | 5/1/21 |  |  | Covered PM Repair - Respiratory/Steriliz | MHHS-TMC | [8 empty] | TRANSMITTERTELEMETRY | Transmitter, Telemetry | GE
NO | YES |  |  |  | sez19450002sa | 099-12881 | GE Healthcare | APEXPRO FH |  | SEZ19450002SA | TMC-Central Monitoring-Robertson (1R) | MHHS-TMC |  | Transmitter, Telemetry |  | sez19450002sa | 099-12881 | TMC | MHHS-TMC | TMC-Central Monitoring-Robertson (1R) | Cmu war room |  |  |  | Ttx 0030 | MONITORS, PHYSIOLOGIC, VITAL SIGNS | Transmitter, Telemetry | TRANSMITTERTELEMETRY-GE-ApexPro FH | TRANSMITTERTELEMETRY | ApexPro FH |  |  |  | GE | Transmitter, Telemetry |  | TRANSMITTERTELEMETRY-GE-ApexPro FH |  | 5/1/21 |  |  | Covered PM Repair - Respiratory/Steriliz | MHHS-TMC | [8 empty] | TRANSMITTERTELEMETRY | Transmitter, Telemetry | GE
NO | YES |  |  |  | sez19450003sa | 099-12898 | GE Healthcare | APEXPRO FH |  | SEZ19450003SA | TMC-Central Monitoring-Robertson (1R) | MHHS-TMC |  | Transmitter, Telemetry |  | sez19450003sa | 099-12898 | TMC | MHHS-TMC | TMC-Central Monitoring-Robertson (1R) | Cmu |  |  |  | Tyx 0352 | MONITORS, PHYSIOLOGIC, VITAL SIGNS | Transmitter, Telemetry | TRANSMITTERTELEMETRY-GE-ApexPro FH | TRANSMITTERTELEMETRY | ApexPro FH |  |  |  | GE | Transmitter, Telemetry |  | TRANSMITTERTELEMETRY-GE-ApexPro FH |  | 5/1/21 |  |  | Covered PM Repair - Respiratory/Steriliz | MHHS-TMC | [8 empty] | TRANSMITTERTELEMETRY | Transmitter, Telemetry | GE
NO | YES |  |  |  | SEZ19450013SA | 099-12712 | GE Healthcare | APEXPRO FH |  | SEZ19450013SA | TMC-Central Monitoring-Robertson (1R) | MHHS-TMC |  | Transmitter, Telemetry |  | SEZ19450013SA | 099-12712 | TMC | MHHS-TMC | TMC-Central Monitoring-Robertson (1R) | [5 empty] | MONITORS, PHYSIOLOGIC, VITAL SIGNS | Transmitter, Telemetry | TRANSMITTERTELEMETRY-GE-ApexPro FH | TRANSMITTERTELEMETRY | ApexPro FH |  |  |  | GE | Transmitter, Telemetry |  | TRANSMITTERTELEMETRY-GE-ApexPro FH |  | 5/1/21 |  |  | Covered PM Repair - Respiratory/Steriliz | MHHS-TMC | [8 empty] | TRANSMITTERTELEMETRY | Transmitter, Telemetry | GE
NO | YES |  |  |  | SEZ19450014SA | SEZ19450014SA | GE Healthcare | APEXPRO FH |  | SEZ19450014SA | TMC-Central Monitoring-Robertson (1R) | MHHS-TMC |  | Transmitter, Telemetry |  | SEZ19450014SA | SEZ19450014SA | TMC | MHHS-TMC | TMC-Central Monitoring-Robertson (1R) | Central Monitoring |  |  |  |  | MONITORS, PHYSIOLOGIC, VITAL SIGNS | Transmitter, Telemetry | TRANSMITTERTELEMETRY-GE-ApexPro FH | TRANSMITTERTELEMETRY | ApexPro FH |  |  |  | GE | Transmitter, Telemetry |  | TRANSMITTERTELEMETRY-GE-ApexPro FH |  | 5/1/21 |  |  | Covered PM Repair - Respiratory/Steriliz | MHHS-TMC | [8 empty] | TRANSMITTERTELEMETRY | Transmitter, Telemetry | GE
NO | YES |  |  |  | SEZ19450020SA | 099-12991 | GE Healthcare | APEXPRO FH |  | SEZ19450020SA | TMC-Central Monitoring-Robertson (1R) | MHHS-TMC |  | Transmitter, Telemetry |  | SEZ19450020SA | 099-12991 | TMC | MHHS-TMC | TMC-Central Monitoring-Robertson (1R) | [5 empty] | MONITORS, PHYSIOLOGIC, VITAL SIGNS | Transmitter, Telemetry | TRANSMITTERTELEMETRY-GE-ApexPro FH | TRANSMITTERTELEMETRY | ApexPro FH |  |  |  | GE | Transmitter, Telemetry |  | TRANSMITTERTELEMETRY-GE-ApexPro FH |  | 5/1/21 |  |  | Covered PM Repair - Respiratory/Steriliz | MHHS-TMC | [8 empty] | TRANSMITTERTELEMETRY | Transmitter, Telemetry | GE
NO | YES |  |  |  | SEZ19450106SA | 099-12976 | GE Healthcare | APEXPRO FH |  | SEZ19450106SA | TMC-Central Monitoring-Robertson (1R) | MHHS-TMC |  | Transmitter, Telemetry |  | SEZ19450106SA | 099-12976 | TMC | MHHS-TMC | TMC-Central Monitoring-Robertson (1R) | Central Monitoring |  |  | 3/1/20 | No PM Sticker, ttx 0873 | MONITORS, PHYSIOLOGIC, VITAL SIGNS | Transmitter, Telemetry | TRANSMITTERTELEMETRY-GE-ApexPro FH | TRANSMITTERTELEMETRY | ApexPro FH |  |  |  | GE | Transmitter, Telemetry |  | TRANSMITTERTELEMETRY-GE-ApexPro FH |  | 5/1/21 |  |  | Covered PM Repair - Respiratory/Steriliz | MHHS-TMC | [8 empty] | TRANSMITTERTELEMETRY | Transmitter, Telemetry | GE
NO | YES |  |  |  | SEZ19450108SA | 099-12563 | GE Healthcare | APEXPRO FH |  | SEZ19450108SA | TMC-Central Monitoring-Robertson (1R) | MHHS-TMC |  | Transmitter, Telemetry |  | SEZ19450108SA | 099-12563 | TMC | MHHS-TMC | TMC-Central Monitoring-Robertson (1R) | Central Monitoring |  |  |  | TTX 0882 | MONITORS, PHYSIOLOGIC, VITAL SIGNS | Transmitter, Telemetry | TRANSMITTERTELEMETRY-GE-ApexPro FH | TRANSMITTERTELEMETRY | ApexPro FH |  |  |  | GE | Transmitter, Telemetry |  | TRANSMITTERTELEMETRY-GE-ApexPro FH |  | 5/1/21 |  |  | Covered PM Repair - Respiratory/Steriliz | MHHS-TMC | [8 empty] | TRANSMITTERTELEMETRY | Transmitter, Telemetry | GE
NO | YES |  |  |  | SEZ19450115SA | 099-12980 | GE Healthcare | APEXPRO FH |  | SEZ19450115SA | TMC-Central Monitoring-Robertson (1R) | MHHS-TMC |  | Transmitter, Telemetry |  | SEZ19450115SA | 099-12980 | TMC | MHHS-TMC | TMC-Central Monitoring-Robertson (1R) | Central Monitoring |  |  |  | Ttx 0881 | MONITORS, PHYSIOLOGIC, VITAL SIGNS | Transmitter, Telemetry | TRANSMITTERTELEMETRY-GE-ApexPro FH | TRANSMITTERTELEMETRY | ApexPro FH |  |  |  | GE | Transmitter, Telemetry |  | TRANSMITTERTELEMETRY-GE-ApexPro FH |  | 5/1/21 |  |  | Covered PM Repair - Respiratory/Steriliz | MHHS-TMC | [8 empty] | TRANSMITTERTELEMETRY | Transmitter, Telemetry | GE
NO | YES |  |  |  | SEZ19450117SA | 099-12977 | GE Healthcare | APEXPRO FH |  | SEZ19450117SA | TMC-Central Monitoring-Robertson (1R) | MHHS-TMC |  | Transmitter, Telemetry |  | SEZ19450117SA | 099-12977 | TMC | MHHS-TMC | TMC-Central Monitoring-Robertson (1R) | Central Monitoring |  |  |  | Ttx 0876 | MONITORS, PHYSIOLOGIC, VITAL SIGNS | Transmitter, Telemetry | TRANSMITTERTELEMETRY-GE-ApexPro FH | TRANSMITTERTELEMETRY | ApexPro FH |  |  |  | GE | Transmitter, Telemetry |  | TRANSMITTERTELEMETRY-GE-ApexPro FH |  | 5/1/21 |  |  | Covered PM Repair - Respiratory/Steriliz | MHHS-TMC | [8 empty] | TRANSMITTERTELEMETRY | Transmitter, Telemetry | GE
NO | YES |  |  |  | SEZ19450118SA | 099-12979 | GE Healthcare | APEXPRO FH |  | SEZ19450118SA | TMC-Central Monitoring-Robertson (1R) | MHHS-TMC |  | Transmitter, Telemetry |  | SEZ19450118SA | 099-12979 | TMC | MHHS-TMC | TMC-Central Monitoring-Robertson (1R) | Central Monitoring |  |  |  | TTX 0879 | MONITORS, PHYSIOLOGIC, VITAL SIGNS | Transmitter, Telemetry | TRANSMITTERTELEMETRY-GE-ApexPro FH | TRANSMITTERTELEMETRY | ApexPro FH |  |  |  | GE | Transmitter, Telemetry |  | TRANSMITTERTELEMETRY-GE-ApexPro FH |  | 5/1/21 |  |  | Covered PM Repair - Respiratory/Steriliz | MHHS-TMC | [8 empty] | TRANSMITTERTELEMETRY | Transmitter, Telemetry | GE
NO | YES |  |  |  | SEZ19450120SA | 099-12978 | GE Healthcare | APEXPRO FH |  | SEZ19450120SA | TMC-Central Monitoring-Robertson (1R) | MHHS-TMC |  | Transmitter, Telemetry |  | SEZ19450120SA | 099-12978 | TMC | MHHS-TMC | TMC-Central Monitoring-Robertson (1R) | Central Monitoring |  |  |  | TTX 0878 | MONITORS, PHYSIOLOGIC, VITAL SIGNS | Transmitter, Telemetry | TRANSMITTERTELEMETRY-GE-ApexPro FH | TRANSMITTERTELEMETRY | ApexPro FH |  |  |  | GE | Transmitter, Telemetry |  | TRANSMITTERTELEMETRY-GE-ApexPro FH |  | 5/1/21 |  |  | Covered PM Repair - Respiratory/Steriliz | MHHS-TMC | [8 empty] | TRANSMITTERTELEMETRY | Transmitter, Telemetry | GE
NO | YES |  |  |  | SEZ19450122SA | SEZ19450122SA | GE Healthcare | APEXPRO FH |  | SEZ19450122SA | TMC-Central Monitoring-Robertson (1R) | MHHS-TMC |  | Transmitter, Telemetry |  | SEZ19450122SA | SEZ19450122SA | TMC | MHHS-TMC | TMC-Central Monitoring-Robertson (1R) | Central Monitorin |  |  |  |  | MONITORS, PHYSIOLOGIC, VITAL SIGNS | Transmitter, Telemetry | TRANSMITTERTELEMETRY-GE-ApexPro FH | TRANSMITTERTELEMETRY | ApexPro FH |  |  |  | GE | Transmitter, Telemetry |  | TRANSMITTERTELEMETRY-GE-ApexPro FH |  | 5/1/21 |  |  | Covered PM Repair - Respiratory/Steriliz | MHHS-TMC | [8 empty] | TRANSMITTERTELEMETRY | Transmitter, Telemetry | GE
NO | YES |  |  |  | SEZ19450131SA | 099-12985 | GE Healthcare | APEXPRO FH |  | SEZ19450131SA | TMC-Central Monitoring-Robertson (1R) | MHHS-TMC |  | Transmitter, Telemetry |  | SEZ19450131SA | 099-12985 | TMC | MHHS-TMC | TMC-Central Monitoring-Robertson (1R) | Central Monitoring |  |  |  |  | MONITORS, PHYSIOLOGIC, VITAL SIGNS | Transmitter, Telemetry | TRANSMITTERTELEMETRY-GE-ApexPro FH | TRANSMITTERTELEMETRY | ApexPro FH |  |  |  | GE | Transmitter, Telemetry |  | TRANSMITTERTELEMETRY-GE-ApexPro FH |  | 5/1/21 |  |  | Covered PM Repair - Respiratory/Steriliz | MHHS-TMC | [8 empty] | TRANSMITTERTELEMETRY | Transmitter, Telemetry | GE
NO | YES |  |  |  | SEZ19460003SA | 099-12998 | GE Healthcare | APEXPRO FH |  | SEZ19460003SA | TMC-Central Monitoring-Robertson (1R) | MHHS-TMC |  | Transmitter, Telemetry |  | SEZ19460003SA | 099-12998 | TMC | MHHS-TMC | TMC-Central Monitoring-Robertson (1R) | Central Monitoring |  |  |  |  | MONITORS, PHYSIOLOGIC, VITAL SIGNS | Transmitter, Telemetry | TRANSMITTERTELEMETRY-GE-ApexPro FH | TRANSMITTERTELEMETRY | ApexPro FH |  |  |  | GE | Transmitter, Telemetry |  | TRANSMITTERTELEMETRY-GE-ApexPro FH |  | 5/1/21 |  |  | Covered PM Repair - Respiratory/Steriliz | MHHS-TMC | [8 empty] | TRANSMITTERTELEMETRY | Transmitter, Telemetry | GE
NO | YES |  |  |  | SEZ19460008SA | 099-12982 | GE Healthcare | APEXPRO FH |  | SEZ19460008SA | TMC-Central Monitoring-Robertson (1R) | MHHS-TMC |  | Transmitter, Telemetry |  | SEZ19460008SA | 099-12982 | TMC | MHHS-TMC | TMC-Central Monitoring-Robertson (1R) | Central Monitorin |  |  |  |  | MONITORS, PHYSIOLOGIC, VITAL SIGNS | Transmitter, Telemetry | TRANSMITTERTELEMETRY-GE-ApexPro FH | TRANSMITTERTELEMETRY | ApexPro FH |  |  |  | GE | Transmitter, Telemetry |  | TRANSMITTERTELEMETRY-GE-ApexPro FH |  | 5/1/21 |  |  | Covered PM Repair - Respiratory/Steriliz | MHHS-TMC | [8 empty] | TRANSMITTERTELEMETRY | Transmitter, Telemetry | GE
NO | YES |  |  |  | sez19460015sa | 099-12896 | GE Healthcare | APEXPRO FH |  | SEZ19460015SA | TMC-Central Monitoring-Robertson (1R) | MHHS-TMC |  | Transmitter, Telemetry |  | sez19460015sa | 099-12896 | TMC | MHHS-TMC | TMC-Central Monitoring-Robertson (1R) | Cmu |  |  |  | Ttx0499 | MONITORS, PHYSIOLOGIC, VITAL SIGNS | Transmitter, Telemetry | TRANSMITTERTELEMETRY-GE-ApexPro FH | TRANSMITTERTELEMETRY | ApexPro FH |  |  |  | GE | Transmitter, Telemetry |  | TRANSMITTERTELEMETRY-GE-ApexPro FH |  | 5/1/21 |  |  | Covered PM Repair - Respiratory/Steriliz | MHHS-TMC | [8 empty] | TRANSMITTERTELEMETRY | Transmitter, Telemetry | GE
NO | YES |  |  |  | 099-12850 | 099-12850 | GE Healthcare | APEXPRO FH |  | SEZ19460016SA | TMC-Central Monitoring-Robertson (1R) | MHHS-TMC |  | Transmitter, Telemetry |  | 099-12850 | 099-12850 | TMC | MHHS-TMC | TMC-Central Monitoring-Robertson (1R) | Central Monitoring |  |  |  | TTX 60168 | MONITORS, PHYSIOLOGIC, VITAL SIGNS | Transmitter, Telemetry | TRANSMITTERTELEMETRY-GE-ApexPro FH | TRANSMITTERTELEMETRY | ApexPro FH |  |  |  | GE | Transmitter, Telemetry |  | TRANSMITTERTELEMETRY-GE-ApexPro FH |  | 5/1/21 |  |  | Covered PM Repair - Respiratory/Steriliz | MHHS-TMC | [8 empty] | TRANSMITTERTELEMETRY | Transmitter, Telemetry | GE
NO | YES |  |  |  | 099-12923 | 099-12923 | GE Healthcare | APEXPRO FH |  | SEZ19460022SA | TMC-Central Monitoring-Robertson (1R) | MHHS-TMC |  | Transmitter, Telemetry |  | 099-12923 | 099-12923 | TMC | MHHS-TMC | TMC-Central Monitoring-Robertson (1R) | TMC - CENTRAL MONITORING |  |  |  | Ttx 0108 | MONITORS, PHYSIOLOGIC, VITAL SIGNS | Transmitter, Telemetry | TRANSMITTERTELEMETRY-GE-ApexPro FH | TRANSMITTERTELEMETRY | ApexPro FH |  |  |  | GE | Transmitter, Telemetry |  | TRANSMITTERTELEMETRY-GE-ApexPro FH |  | 5/1/21 |  |  | Covered PM Repair - Respiratory/Steriliz | MHHS-TMC | [8 empty] | TRANSMITTERTELEMETRY | Transmitter, Telemetry | GE
NO | YES |  |  |  | 099-12862 | 099-12862 | GE Healthcare | APEXPRO FH |  | SEZ19460023SA | TMC-Central Monitoring-Robertson (1R) | MHHS-TMC |  | Transmitter, Telemetry |  | 099-12862 | 099-12862 | TMC | MHHS-TMC | TMC-Central Monitoring-Robertson (1R) | TMC - CENTRAL MONITORING |  |  |  | Xmtr #60100 | MONITORS, PHYSIOLOGIC, VITAL SIGNS | Transmitter, Telemetry | TRANSMITTERTELEMETRY-GE-ApexPro FH | TRANSMITTERTELEMETRY | ApexPro FH |  |  |  | GE | Transmitter, Telemetry |  | TRANSMITTERTELEMETRY-GE-ApexPro FH |  | 5/1/21 |  |  | Covered PM Repair - Biomedical | MHHS-TMC | [8 empty] | TRANSMITTERTELEMETRY | Transmitter, Telemetry | GE
NO | YES |  |  |  | SEZ19460024SA | 099-12885 | GE Healthcare | APEXPRO FH |  | SEZ19460024SA | TMC-Central Monitoring-Robertson (1R) | MHHS-TMC |  | Transmitter, Telemetry |  | SEZ19460024SA | 099-12885 | TMC | MHHS-TMC | TMC-Central Monitoring-Robertson (1R) | TMC - CENTRAL MONITORING |  |  |  | Ttx 0109 | MONITORS, PHYSIOLOGIC, VITAL SIGNS | Transmitter, Telemetry | TRANSMITTERTELEMETRY-GE-ApexPro FH | TRANSMITTERTELEMETRY | ApexPro FH |  |  |  | GE | Transmitter, Telemetry |  | TRANSMITTERTELEMETRY-GE-ApexPro FH |  | 5/1/21 |  |  | Covered PM Repair - Respiratory/Steriliz | MHHS-TMC | [8 empty] | TRANSMITTERTELEMETRY | Transmitter, Telemetry | GE
NO | YES |  |  |  | SEZ19460029SA | 099-12882 | GE Healthcare | APEXPRO FH |  | SEZ19460029SA | TMC-Central Monitoring-Robertson (1R) | MHHS-TMC |  | Transmitter, Telemetry |  | SEZ19460029SA | 099-12882 | TMC | MHHS-TMC | TMC-Central Monitoring-Robertson (1R) | TMC - CENTRAL MONITORING |  |  |  | Ttx 0101 | MONITORS, PHYSIOLOGIC, VITAL SIGNS | Transmitter, Telemetry | TRANSMITTERTELEMETRY-GE-ApexPro FH | TRANSMITTERTELEMETRY | ApexPro FH |  |  |  | GE | Transmitter, Telemetry |  | TRANSMITTERTELEMETRY-GE-ApexPro FH |  | 5/1/21 |  |  | Covered PM Repair - Respiratory/Steriliz | MHHS-TMC | [8 empty] | TRANSMITTERTELEMETRY | Transmitter, Telemetry | GE
NO | YES |  |  |  | SEZ19460032SA | SEZ19460032SA | GE Healthcare | APEXPRO FH |  | SEZ19460032SA | TMC-Central Monitoring-Robertson (1R) | MHHS-TMC |  | Transmitter, Telemetry |  | SEZ19460032SA | SEZ19460032SA | TMC | MHHS-TMC | TMC-Central Monitoring-Robertson (1R) | TMC - CENTRAL MONITORING |  |  |  |  | MONITORS, PHYSIOLOGIC, VITAL SIGNS | Transmitter, Telemetry | TRANSMITTERTELEMETRY-GE-ApexPro FH | TRANSMITTERTELEMETRY | ApexPro FH |  |  |  | GE | Transmitter, Telemetry |  | TRANSMITTERTELEMETRY-GE-ApexPro FH |  | 5/1/21 |  |  | Covered PM Repair - Respiratory/Steriliz | MHHS-TMC | [8 empty] | TRANSMITTERTELEMETRY | Transmitter, Telemetry | GE
NO | YES |  |  |  | SEZ19460034SA | 099-12884 | GE Healthcare | APEXPRO FH |  | SEZ19460034SA | TMC-Central Monitoring-Robertson (1R) | MHHS-TMC |  | Transmitter, Telemetry |  | SEZ19460034SA | 099-12884 | TMC | MHHS-TMC | TMC-Central Monitoring-Robertson (1R) | TMC - CENTRAL MONITORING |  |  |  | Ttx 0113 | MONITORS, PHYSIOLOGIC, VITAL SIGNS | Transmitter, Telemetry | TRANSMITTERTELEMETRY-GE-ApexPro FH | TRANSMITTERTELEMETRY | ApexPro FH |  |  |  | GE | Transmitter, Telemetry |  | TRANSMITTERTELEMETRY-GE-ApexPro FH |  | 5/1/21 |  |  | Covered PM Repair - Respiratory/Steriliz | MHHS-TMC | [8 empty] | TRANSMITTERTELEMETRY | Transmitter, Telemetry | GE
NO | YES |  |  |  | 099-12921 | 099-12921 | GE Healthcare | APEXPRO FH |  | SEZ19460039SA | TMC-Central Monitoring-Robertson (1R) | MHHS-TMC |  | Transmitter, Telemetry |  | 099-12921 | 099-12921 | TMC | MHHS-TMC | TMC-Central Monitoring-Robertson (1R) | TMC - CENTRAL MONITORING |  |  |  |  | MONITORS, PHYSIOLOGIC, VITAL SIGNS | Transmitter, Telemetry | TRANSMITTERTELEMETRY-GE-ApexPro FH | TRANSMITTERTELEMETRY | ApexPro FH |  |  |  | GE | Transmitter, Telemetry |  | TRANSMITTERTELEMETRY-GE-ApexPro FH |  | 5/1/21 |  |  | Covered PM Repair - Respiratory/Steriliz | MHHS-TMC | [8 empty] | TRANSMITTERTELEMETRY | Transmitter, Telemetry | GE
NO | YES |  |  |  | SEZ19460040SA | 099-12813 | GE Healthcare | APEXPRO FH |  | SEZ19460040SA | TMC-Central Monitoring-Robertson (1R) | MHHS-TMC |  | Transmitter, Telemetry |  | SEZ19460040SA | 099-12813 | TMC | MHHS-TMC | TMC-Central Monitoring-Robertson (1R) | CMU |  |  |  |  | MONITORS, PHYSIOLOGIC, VITAL SIGNS | Transmitter, Telemetry | TRANSMITTERTELEMETRY-GE-ApexPro FH | TRANSMITTERTELEMETRY | ApexPro FH |  |  |  | GE | Transmitter, Telemetry |  | TRANSMITTERTELEMETRY-GE-ApexPro FH |  | 5/1/21 |  |  | Covered PM Repair - Respiratory/Steriliz | MHHS-TMC | [8 empty] | TRANSMITTERTELEMETRY | Transmitter, Telemetry | GE
NO | YES |  |  |  | SEZ19460041SA | 099-12883 | GE Healthcare | APEXPRO FH |  | SEZ19460041SA | TMC-Central Monitoring-Robertson (1R) | MHHS-TMC |  | Transmitter, Telemetry |  | SEZ19460041SA | 099-12883 | TMC | MHHS-TMC | TMC-Central Monitoring-Robertson (1R) | TMC - CENTRAL MONITORING |  |  |  | Ttx 0107 | MONITORS, PHYSIOLOGIC, VITAL SIGNS | Transmitter, Telemetry | TRANSMITTERTELEMETRY-GE-ApexPro FH | TRANSMITTERTELEMETRY | ApexPro FH |  |  |  | GE | Transmitter, Telemetry |  | TRANSMITTERTELEMETRY-GE-ApexPro FH |  | 5/1/21 |  |  | Covered PM Repair - Respiratory/Steriliz | MHHS-TMC | [8 empty] | TRANSMITTERTELEMETRY | Transmitter, Telemetry | GE
NO | YES |  |  |  | sez19460044sa | 099-12960 | GE Healthcare | APEXPRO FH |  | SEZ19460044SA | TMC-Central Monitoring-Robertson (1R) | MHHS-TMC |  | Transmitter, Telemetry |  | sez19460044sa | 099-12960 | TMC | MHHS-TMC | TMC-Central Monitoring-Robertson (1R) | Central monitoring room |  |  |  |  | MONITORS, PHYSIOLOGIC, VITAL SIGNS | Transmitter, Telemetry | TRANSMITTERTELEMETRY-GE-ApexPro FH | TRANSMITTERTELEMETRY | ApexPro FH |  |  |  | GE | Transmitter, Telemetry |  | TRANSMITTERTELEMETRY-GE-ApexPro FH |  | 5/1/21 |  |  | Covered PM Repair - Respiratory/Steriliz | MHHS-TMC | [8 empty] | TRANSMITTERTELEMETRY | Transmitter, Telemetry | GE
NO | YES |  |  |  | SEZ19460046SA | 099-12861 | GE Healthcare | APEXPRO FH |  | SEZ19460046SA | TMC-Central Monitoring-Robertson (1R) | MHHS-TMC |  | Transmitter, Telemetry |  | SEZ19460046SA | 099-12861 | TMC | MHHS-TMC | TMC-Central Monitoring-Robertson (1R) | TMC - CENTRAL MONITORING |  |  |  | Ttx 0110 | MONITORS, PHYSIOLOGIC, VITAL SIGNS | Transmitter, Telemetry | TRANSMITTERTELEMETRY-GE-ApexPro FH | TRANSMITTERTELEMETRY | ApexPro FH |  |  |  | GE | Transmitter, Telemetry |  | TRANSMITTERTELEMETRY-GE-ApexPro FH |  | 5/1/21 |  |  | Covered PM Repair - Respiratory/Steriliz | MHHS-TMC | [8 empty] | TRANSMITTERTELEMETRY | Transmitter, Telemetry | GE
NO | YES | Serial Number SEZ19460048SA |  |  | SEZ19460048SA |  | GE Healthcare | APEXPRO FH |  | SEZ19460048SA | TMC-Central Monitoring-Robertson (1R) | MHHS-TMC |  | Transmitter, Telemetry |  | SEZ19460048SA |  | TMC | MHHS-TMC | TMC-Central Monitoring-Robertson (1R) | [5 empty] | MONITORS, PHYSIOLOGIC, VITAL SIGNS | Transmitter, Telemetry | TRANSMITTERTELEMETRY-GE-ApexPro FH | TRANSMITTERTELEMETRY | ApexPro FH |  |  |  | GE | Transmitter, Telemetry |  | TRANSMITTERTELEMETRY-GE-ApexPro FH |  | 5/1/21 | Finished from Script 3/27/2020 12:11:52pm (Central) |  | Covered PM Repair - Respiratory/Steriliz | MHHS-TMC | [8 empty] | TRANSMITTERTELEMETRY | Transmitter, Telemetry | GE
NO | YES |  |  |  | SEZ19460049SA | SEZ19460049SA | GE Healthcare | APEXPRO FH |  | SEZ19460049SA | TMC-Central Monitoring-Robertson (1R) | MHHS-TMC |  | Transmitter, Telemetry |  | SEZ19460049SA | SEZ19460049SA | TMC | MHHS-TMC | TMC-Central Monitoring-Robertson (1R) | TMC - CENTRAL MONITORING |  |  |  |  | MONITORS, PHYSIOLOGIC, VITAL SIGNS | Transmitter, Telemetry | TRANSMITTERTELEMETRY-GE-ApexPro FH | TRANSMITTERTELEMETRY | ApexPro FH |  |  |  | GE | Transmitter, Telemetry |  | TRANSMITTERTELEMETRY-GE-ApexPro FH |  | 5/1/21 |  |  | Covered PM Repair - Respiratory/Steriliz | MHHS-TMC | [8 empty] | TRANSMITTERTELEMETRY | Transmitter, Telemetry | GE
NO | YES |  |  |  | 099-12852 | 099-12852 | GE Healthcare | APEXPRO FH |  | SEZ19460050SA | TMC-Central Monitoring-Robertson (1R) | MHHS-TMC |  | Transmitter, Telemetry |  | 099-12852 | 099-12852 | TMC | MHHS-TMC | TMC-Central Monitoring-Robertson (1R) | Central Monitoring |  |  |  | TTX 60200 | MONITORS, PHYSIOLOGIC, VITAL SIGNS | Transmitter, Telemetry | TRANSMITTERTELEMETRY-GE-ApexPro FH | TRANSMITTERTELEMETRY | ApexPro FH |  |  |  | GE | Transmitter, Telemetry |  | TRANSMITTERTELEMETRY-GE-ApexPro FH |  | 5/1/21 |  |  | Covered PM Repair - Respiratory/Steriliz | MHHS-TMC | [8 empty] | TRANSMITTERTELEMETRY | Transmitter, Telemetry | GE
NO | YES |  |  |  | 099-12864 | 099-12864 | GE Healthcare | APEXPRO FH |  | SEZ19460052SA | TMC-Central Monitoring-Robertson (1R) | MHHS-TMC |  | Transmitter, Telemetry |  | 099-12864 | 099-12864 | TMC | MHHS-TMC | TMC-Central Monitoring-Robertson (1R) | Central Monitoring |  |  |  | Xmtr # 60005 | MONITORS, PHYSIOLOGIC, VITAL SIGNS | Transmitter, Telemetry | TRANSMITTERTELEMETRY-GE-ApexPro FH | TRANSMITTERTELEMETRY | ApexPro FH |  |  |  | GE | Transmitter, Telemetry |  | TRANSMITTERTELEMETRY-GE-ApexPro FH |  | 5/1/21 |  |  | Covered PM Repair - Respiratory/Steriliz | MHHS-TMC | [8 empty] | TRANSMITTERTELEMETRY | Transmitter, Telemetry | GE
NO | YES |  |  |  | 099-12811 | 099-12811 | GE Healthcare | APEXPRO FH |  | SEZ19460053SA | TMC-Central Monitoring-Robertson (1R) | MHHS-TMC |  | Transmitter, Telemetry |  | 099-12811 | 099-12811 | TMC | MHHS-TMC | TMC-Central Monitoring-Robertson (1R) | Central Monitoring |  |  |  | Xmtr # 60002 | MONITORS, PHYSIOLOGIC, VITAL SIGNS | Transmitter, Telemetry | TRANSMITTERTELEMETRY-GE-ApexPro FH | TRANSMITTERTELEMETRY | ApexPro FH |  |  |  | GE | Transmitter, Telemetry |  | TRANSMITTERTELEMETRY-GE-ApexPro FH |  | 5/1/21 |  |  | Covered PM Repair - Respiratory/Steriliz | MHHS-TMC | [8 empty] | TRANSMITTERTELEMETRY | Transmitter, Telemetry | GE
NO | YES |  |  |  | sez19460054sa | 099-12878 | GE Healthcare | APEXPRO FH |  | SEZ19460054SA | TMC-Central Monitoring-Robertson (1R) | MHHS-TMC |  | Transmitter, Telemetry |  | sez19460054sa | 099-12878 | TMC | MHHS-TMC | TMC-Central Monitoring-Robertson (1R) | Cmu war room |  |  |  | Ttx 0004 | MONITORS, PHYSIOLOGIC, VITAL SIGNS | Transmitter, Telemetry | TRANSMITTERTELEMETRY-GE-ApexPro FH | TRANSMITTERTELEMETRY | ApexPro FH |  |  |  | GE | Transmitter, Telemetry |  | TRANSMITTERTELEMETRY-GE-ApexPro FH |  | 5/1/21 |  |  | Covered PM Repair - Respiratory/Steriliz | MHHS-TMC | [8 empty] | TRANSMITTERTELEMETRY | Transmitter, Telemetry | GE
NO | YES |  |  |  | SEZ19460059SA | 099-13015 | GE Healthcare | APEXPRO FH |  | SEZ19460059SA | TMC-Central Monitoring-Robertson (1R) | MHHS-TMC |  | Transmitter, Telemetry |  | SEZ19460059SA | 099-13015 | TMC | MHHS-TMC | TMC-Central Monitoring-Robertson (1R) | Central Monitoring |  |  |  |  | MONITORS, PHYSIOLOGIC, VITAL SIGNS | Transmitter, Telemetry | TRANSMITTERTELEMETRY-GE-ApexPro FH | TRANSMITTERTELEMETRY | ApexPro FH |  |  |  | GE | Transmitter, Telemetry |  | TRANSMITTERTELEMETRY-GE-ApexPro FH |  | 5/1/21 |  |  | Covered PM Repair - Respiratory/Steriliz | MHHS-TMC | [8 empty] | TRANSMITTERTELEMETRY | Transmitter, Telemetry | GE
NO | YES |  |  |  | SEZ19460060SA | 099-13008 | GE Healthcare | APEXPRO FH |  | SEZ19460060SA | TMC-Central Monitoring-Robertson (1R) | MHHS-TMC |  | Transmitter, Telemetry |  | SEZ19460060SA | 099-13008 | TMC | MHHS-TMC | TMC-Central Monitoring-Robertson (1R) | Central Monitoring |  |  |  |  | MONITORS, PHYSIOLOGIC, VITAL SIGNS | Transmitter, Telemetry | TRANSMITTERTELEMETRY-GE-ApexPro FH | TRANSMITTERTELEMETRY | ApexPro FH |  |  |  | GE | Transmitter, Telemetry |  | TRANSMITTERTELEMETRY-GE-ApexPro FH |  | 5/1/21 |  |  | Covered PM Repair - Respiratory/Steriliz | MHHS-TMC | [8 empty] | TRANSMITTERTELEMETRY | Transmitter, Telemetry | GE
NO | YES |  |  |  | SEZ19460061SA | SEZ19460061SA | GE Healthcare | APEXPRO FH |  | SEZ19460061SA | TMC-Central Monitoring-Robertson (1R) | MHHS-TMC |  | Transmitter, Telemetry |  | SEZ19460061SA | SEZ19460061SA | TMC | MHHS-TMC | TMC-Central Monitoring-Robertson (1R) | Central Monitoring |  |  |  |  | MONITORS, PHYSIOLOGIC, VITAL SIGNS | Transmitter, Telemetry | TRANSMITTERTELEMETRY-GE-ApexPro FH | TRANSMITTERTELEMETRY | ApexPro FH |  |  |  | GE | Transmitter, Telemetry |  | TRANSMITTERTELEMETRY-GE-ApexPro FH |  | 5/1/21 |  |  | Covered PM Repair - Respiratory/Steriliz | MHHS-TMC | [8 empty] | TRANSMITTERTELEMETRY | Transmitter, Telemetry | GE
NO | YES |  |  |  | SEZ19460064SA | 099-13005 | GE Healthcare | APEXPRO FH |  | SEZ19460064SA | TMC-Central Monitoring-Robertson (1R) | MHHS-TMC |  | Transmitter, Telemetry |  | SEZ19460064SA | 099-13005 | TMC | MHHS-TMC | TMC-Central Monitoring-Robertson (1R) | Central Monitoring |  |  |  |  | MONITORS, PHYSIOLOGIC, VITAL SIGNS | Transmitter, Telemetry | TRANSMITTERTELEMETRY-GE-ApexPro FH | TRANSMITTERTELEMETRY | ApexPro FH |  |  |  | GE | Transmitter, Telemetry |  | TRANSMITTERTELEMETRY-GE-ApexPro FH |  | 5/1/21 |  |  | Covered PM Repair - Respiratory/Steriliz | MHHS-TMC | [8 empty] | TRANSMITTERTELEMETRY | Transmitter, Telemetry | GE
NO | YES |  |  |  | SEZ19460065SA | 099-13006 | GE Healthcare | APEXPRO FH |  | SEZ19460065SA | TMC-Central Monitoring-Robertson (1R) | MHHS-TMC |  | Transmitter, Telemetry |  | SEZ19460065SA | 099-13006 | TMC | MHHS-TMC | TMC-Central Monitoring-Robertson (1R) | Central Monitoring |  |  |  |  | MONITORS, PHYSIOLOGIC, VITAL SIGNS | Transmitter, Telemetry | TRANSMITTERTELEMETRY-GE-ApexPro FH | TRANSMITTERTELEMETRY | ApexPro FH |  |  |  | GE | Transmitter, Telemetry |  | TRANSMITTERTELEMETRY-GE-ApexPro FH |  | 5/1/21 |  |  | Covered PM Repair - Respiratory/Steriliz | MHHS-TMC | [8 empty] | TRANSMITTERTELEMETRY | Transmitter, Telemetry | GE
NO | YES |  |  |  | SEZ19460066SA | 099-13012 | GE Healthcare | APEXPRO FH |  | SEZ19460066SA | TMC-Central Monitoring-Robertson (1R) | MHHS-TMC |  | Transmitter, Telemetry |  | SEZ19460066SA | 099-13012 | TMC | MHHS-TMC | TMC-Central Monitoring-Robertson (1R) | Central Monitoring |  |  |  |  | MONITORS, PHYSIOLOGIC, VITAL SIGNS | Transmitter, Telemetry | TRANSMITTERTELEMETRY-GE-ApexPro FH | TRANSMITTERTELEMETRY | ApexPro FH |  |  |  | GE | Transmitter, Telemetry |  | TRANSMITTERTELEMETRY-GE-ApexPro FH |  | 5/1/21 |  |  | Covered PM Repair - Respiratory/Steriliz | MHHS-TMC | [8 empty] | TRANSMITTERTELEMETRY | Transmitter, Telemetry | GE
NO | YES |  |  |  | SEZ19460067SA | 099-13013 | GE Healthcare | APEXPRO FH |  | SEZ19460067SA | TMC-Central Monitoring-Robertson (1R) | MHHS-TMC |  | Transmitter, Telemetry |  | SEZ19460067SA | 099-13013 | TMC | MHHS-TMC | TMC-Central Monitoring-Robertson (1R) | Central Monitoring |  |  |  |  | MONITORS, PHYSIOLOGIC, VITAL SIGNS | Transmitter, Telemetry | TRANSMITTERTELEMETRY-GE-ApexPro FH | TRANSMITTERTELEMETRY | ApexPro FH |  |  |  | GE | Transmitter, Telemetry |  | TRANSMITTERTELEMETRY-GE-ApexPro FH |  | 5/1/21 |  |  | Covered PM Repair - Respiratory/Steriliz | MHHS-TMC | [8 empty] | TRANSMITTERTELEMETRY | Transmitter, Telemetry | GE
NO | YES |  |  |  | SEZ19460068SA | 099-13014 | GE Healthcare | APEXPRO FH |  | SEZ19460068SA | TMC-Central Monitoring-Robertson (1R) | MHHS-TMC |  | Transmitter, Telemetry |  | SEZ19460068SA | 099-13014 | TMC | MHHS-TMC | TMC-Central Monitoring-Robertson (1R) | Central Monitoring |  |  |  |  | MONITORS, PHYSIOLOGIC, VITAL SIGNS | Transmitter, Telemetry | TRANSMITTERTELEMETRY-GE-ApexPro FH | TRANSMITTERTELEMETRY | ApexPro FH |  |  |  | GE | Transmitter, Telemetry |  | TRANSMITTERTELEMETRY-GE-ApexPro FH |  | 5/1/21 |  |  | Covered PM Repair - Respiratory/Steriliz | MHHS-TMC | [8 empty] | TRANSMITTERTELEMETRY | Transmitter, Telemetry | GE
NO | YES |  |  |  | SEZ19460070SA | 099-13011 | GE Healthcare | APEXPRO FH |  | SEZ19460070SA | TMC-Central Monitoring-Robertson (1R) | MHHS-TMC |  | Transmitter, Telemetry |  | SEZ19460070SA | 099-13011 | TMC | MHHS-TMC | TMC-Central Monitoring-Robertson (1R) | Central Monitoring |  |  |  |  | MONITORS, PHYSIOLOGIC, VITAL SIGNS | Transmitter, Telemetry | TRANSMITTERTELEMETRY-GE-ApexPro FH | TRANSMITTERTELEMETRY | ApexPro FH |  |  |  | GE | Transmitter, Telemetry |  | TRANSMITTERTELEMETRY-GE-ApexPro FH |  | 5/1/21 |  |  | Covered PM Repair - Respiratory/Steriliz | MHHS-TMC | [8 empty] | TRANSMITTERTELEMETRY | Transmitter, Telemetry | GE
NO | YES |  |  |  | 099-12863 | 099-12863 | GE Healthcare | APEXPRO FH |  | SEZ19460078SA | TMC-Central Monitoring-Robertson (1R) | MHHS-TMC |  | Transmitter, Telemetry |  | 099-12863 | 099-12863 | TMC | MHHS-TMC | TMC-Central Monitoring-Robertson (1R) | Central Monitoring |  |  |  | Xmtr # 60016 | MONITORS, PHYSIOLOGIC, VITAL SIGNS | Transmitter, Telemetry | TRANSMITTERTELEMETRY-GE-ApexPro FH | TRANSMITTERTELEMETRY | ApexPro FH |  |  |  | GE | Transmitter, Telemetry |  | TRANSMITTERTELEMETRY-GE-ApexPro FH |  | 5/1/21 |  |  | Covered PM Repair - Respiratory/Steriliz | MHHS-TMC | [8 empty] | TRANSMITTERTELEMETRY | Transmitter, Telemetry | GE
NO | YES |  |  |  | sez19460082sa | 099-12880 | GE Healthcare | APEXPRO FH |  | SEZ19460082SA | TMC-Central Monitoring-Robertson (1R) | MHHS-TMC |  | Transmitter, Telemetry |  | sez19460082sa | 099-12880 | TMC | MHHS-TMC | TMC-Central Monitoring-Robertson (1R) | Cmu war room |  |  |  | Ttx 0017 | MONITORS, PHYSIOLOGIC, VITAL SIGNS | Transmitter, Telemetry | TRANSMITTERTELEMETRY-GE-ApexPro FH | TRANSMITTERTELEMETRY | ApexPro FH |  |  |  | GE | Transmitter, Telemetry |  | TRANSMITTERTELEMETRY-GE-ApexPro FH |  | 5/1/21 |  |  | Covered PM Repair - Respiratory/Steriliz | MHHS-TMC | [8 empty] | TRANSMITTERTELEMETRY | Transmitter, Telemetry | GE
YES | YES |  |  |  | 099-12810 | 099-12810 | GE Healthcare | ApexPro FH |  | SEZ19490147SA | Central Monitoring |  |  |  |  | 099-12810 | 099-12810 | TMC | Memorial Hermann-Texas Medical Center | Central Monitoring | Central Monitoring |  |  |  | Xmtr # 60025
YES | YES |  |  |  | SEZ19460056SA | SEZ19460056SA | GE Healthcare | APEXPRO FH |  | SEZ19460056SA | Central Monitoring |  |  |  |  | SEZ19460056SA | SEZ19460056SA | TMC | Memorial Hermann-Texas Medical Center | Central Monitoring | Central Monitoring |  |  |  | Xmtr # 60026
YES | YES |  |  |  | 099-12866 | 099-12866 | GE Healthcare | APEXPRO FH |  | SPZ19490154SA | Central Monitoring |  |  |  |  | 099-12866 | 099-12866 | TMC | Memorial Hermann-Texas Medical Center | Central Monitoring | Central Monitoring |  |  |  | Xmtr # 60027
YES | YES |  |  |  | ses19490155sa | 099-12879 | GE Healthcare | ApexPro FH |  | Sez19490155sa | TMC - CENTRAL MONITORING - ROBERTSON (1R) |  |  |  |  | ses19490155sa | 099-12879 | TMC | Memorial Hermann-Texas Medical Center | TMC - CENTRAL MONITORING - ROBERTSON (1R) | Cmu war room |  |  |  | Ttc0028
YES | YES |  |  |  | SEZ19490089SA | SEZ19490089SA | GE Healthcare | APEXPRO FH |  | SEZ19490089SA | TMC - CENTRAL MONITORING - ROBERTSON (1R) |  |  |  |  | SEZ19490089SA | SEZ19490089SA | TMC | Memorial Hermann-Texas Medical Center | TMC - CENTRAL MONITORING - ROBERTSON (1R) | Central Monitoring
YES | YES |  |  |  | 099-12865 | 099-12865 | GE Healthcare | APEXPRO FH |  | SPZ19490156SA | Central Monitoring |  |  |  |  | 099-12865 | 099-12865 | TMC | Memorial Hermann-Texas Medical Center | Central Monitoring | Central Monitoring |  |  |  | Xmtr # 60026
NO | YES | Serial Number SEZ19460048SA |  |  | 099-12812 | 099-12812 | GE Healthcare | ApexPro FH |  | SEZ19460048SA | Central monitoring |  |  |  |  | 099-12812 | 099-12812 | TMC | Memorial Hermann-Texas Medical Center | Central monitoring
NO | YES |  |  |  | sez19460089sa | 099-12877 | GE Healthcare | APEXPRO FH |  | Sez19460089sa | TMC-Central Monitoring-Robertson (1R) |  |  |  |  | sez19460089sa | 099-12877 | TMC | MHHS-TMC | TMC-Central Monitoring-Robertson (1R) | Cmu war room |  |  |  | Tyc0006
NO | YES |  |  |  | 099-12988 | 099-12988 | GE Healthcare | APEXPRO FH |  | SEZ19430081SA | TMC-Central Monitoring-Robertson (1R) |  |  |  |  | 099-12988 | 099-12988 | TMC | MHHS-TMC | TMC-Central Monitoring-Robertson (1R) | Central Monitoring
YES | YES |  |  |  | 099-12860 | 099-12860 | GE Healthcare | APEXPRO FH |  | SPZ19460049sa | Central Monitoring |  |  |  |  | 099-12860 | 099-12860 | TMC | Memorial Hermann-Texas Medical Center | Central Monitoring | Central Monitoring |  |  |  | Xmtr # 60111
YES | YES |  |  |  | 099-12813 | 099-12813 | GE Healthcare | ApexPro FH |  | 099-12813 | TMC - Central monitor |  |  |  |  | 099-12813 | 099-12813 | TMC | Memorial Hermann-Texas Medical Center | TMC - Central monitor | Central monitor
YES | YES |  |  |  | SEZ149460032SA | 099-12990 | GE Healthcare | APEXPRO FH |  | SEZ149460032SA | TMC - CENTRAL MONITORING - ROBERTSON (1R) |  |  |  |  | SEZ149460032SA | 099-12990 | TMC | Memorial Hermann-Texas Medical Center | TMC - CENTRAL MONITORING - ROBERTSON (1R) | Central Monitoring
YES | YES |  |  |  | 099-12859 | 099-12859 | GE Healthcare | APEXPRO FH |  | SEZ19460019sa | Central Monitoring |  |  |  |  | 099-12859 | 099-12859 | TMC | Memorial Hermann-Texas Medical Center | Central Monitoring | Central Monitoring |  |  |  | TTX 60159
YES | YES |  |  |  | SEZ19490083SA | SEZ19490083SA | GE Healthcare | APEXPRO FH |  | SEZ19490083SA | TMC - CENTRAL MONITORING - ROBERTSON (1R) |  |  |  |  | SEZ19490083SA | SEZ19490083SA | TMC | Memorial Hermann-Texas Medical Center | TMC - CENTRAL MONITORING - ROBERTSON (1R) | Central Monitoring
NO | YES |  |  |  | 099-12905 | 099-12905 | GE Healthcare | ApexPro FH |  | Sez19400107sa | TMC-Central Monitoring-Robertson (1R) |  |  |  |  | 099-12905 | 099-12905 | TMC | MHHS-TMC | TMC-Central Monitoring-Robertson (1R) | Central monitoring room |  |  |  | Tx0284
YES | YES |  |  |  | SEZ19490077SA | 099-12994 | GE Healthcare | APEXPRO FH |  | SEZ19490077SA | TMC - CENTRAL MONITORING - ROBERTSON (1R) |  |  |  |  | SEZ19490077SA | 099-12994 | TMC | Memorial Hermann-Texas Medical Center | TMC - CENTRAL MONITORING - ROBERTSON (1R) | Central Monitoring
NO | YES |  |  |  | 099-12906 | 099-12906 | GE Healthcare | ApexPro FH |  | Sez19440026sa | TMC-Central Monitoring-Robertson (1R) |  |  |  |  | 099-12906 | 099-12906 | TMC | MHHS-TMC | TMC-Central Monitoring-Robertson (1R) | Central monitoring room |  |  |  | Tx 0236
NO | YES |  |  |  | 099-12907 | 099-12907 | GE Healthcare | ApexPro FH |  | Sez19460002sa | TMC-Central Monitoring-Robertson (1R) |  |  |  |  | 099-12907 | 099-12907 | TMC | MHHS-TMC | TMC-Central Monitoring-Robertson (1R) | Central monitoring room |  |  |  | Tx0216
YES | YES |  |  |  | SEZ19490104SA | 099-12995 | GE Healthcare | APEXPRO FH |  | SEZ19490104SA | TMC - CENTRAL MONITORING - ROBERTSON (1R) |  |  |  |  | SEZ19490104SA | 099-12995 | TMC | Memorial Hermann-Texas Medical Center | TMC - CENTRAL MONITORING - ROBERTSON (1R) | Central Monitoring
NO | YES |  |  |  | 099-12908 | 099-12908 | GE Healthcare | ApexPro FH |  | Sez19460013sa | TMC-Central Monitoring-Robertson (1R) |  |  |  |  | 099-12908 | 099-12908 | TMC | MHHS-TMC | TMC-Central Monitoring-Robertson (1R) | Central monitoring room |  |  |  | Tx0215
YES | YES |  |  |  | SEZ19490124SA | SEZ19490124SA | GE Healthcare | APEXPRO FH |  | SEZ19490124SA | TMC - CENTRAL MONITORING - ROBERTSON (1R) |  |  |  |  | SEZ19490124SA | SEZ19490124SA | TMC | Memorial Hermann-Texas Medical Center | TMC - CENTRAL MONITORING - ROBERTSON (1R) | Central Monitoring
YES | YES |  |  |  | 099-12858 | 099-12858 | GE Healthcare | APEXPRO FH |  | SEZ19450089SA | Central Monitoring |  |  |  |  | 099-12858 | 099-12858 | TMC | Memorial Hermann-Texas Medical Center | Central Monitoring | Central Monitoring |  |  |  | TTX 60181
NO | YES |  |  |  | 099-12909 | 099-12909 | GE Healthcare | ApexPro FH |  | Sez19460009sa | TMC-Central Monitoring-Robertson (1R) |  |  |  |  | 099-12909 | 099-12909 | TMC | MHHS-TMC | TMC-Central Monitoring-Robertson (1R) | Central monitoring room |  |  |  | Tx0214
NO | YES |  |  |  | 099-12910 | 099-12910 | GE Healthcare | ApexPro FH |  | Sez19460011sa | TMC-Central Monitoring-Robertson (1R) |  |  |  |  | 099-12910 | 099-12910 | TMC | MHHS-TMC | TMC-Central Monitoring-Robertson (1R) | Central monitoring room |  |  |  | Tx0213
NO | YES |  |  |  | 099-12911 | 099-12911 | GE Healthcare | ApexPro FH |  | Sez19460010sa | TMC-Central Monitoring-Robertson (1R) |  |  |  |  | 099-12911 | 099-12911 | TMC | MHHS-TMC | TMC-Central Monitoring-Robertson (1R) | Central monitoring room |  |  |  | Tx0212
YES | YES |  |  |  | sez19450022sa | sez19450022sa | GE Healthcare | APEXPRO FH |  | Sez19450022sa | TMC - CENTRAL MONITORING - ROBERTSON (1R) |  |  |  |  | sez19450022sa | sez19450022sa | TMC | Memorial Hermann-Texas Medical Center | TMC - CENTRAL MONITORING - ROBERTSON (1R) | Cmu war room |  |  |  | Ttx 0149
YES | YES |  |  |  | 099-12782 | 099-12782 | GE Healthcare | ApexPro FH |  |  | TMC - Central monitor |  |  |  |  | 099-12782 | 099-12782 | TMC | Memorial Hermann-Texas Medical Center | TMC - Central monitor | Central monitor
NO | YES |  |  |  | 099-12914 | 099-12914 | GE Healthcare | ApexPro FH |  | Sez19460042sa | TMC-Central Monitoring-Robertson (1R) |  |  |  |  | 099-12914 | 099-12914 | TMC | MHHS-TMC | TMC-Central Monitoring-Robertson (1R) | Central monitoring room |  |  |  | Tx0203
YES | YES |  |  |  | SEZ19490105SA | SEZ19490105SA | GE Healthcare | APEXPRO FH |  | SEZ19490105SA | TMC - CENTRAL MONITORING - ROBERTSON (1R) |  |  |  |  | SEZ19490105SA | SEZ19490105SA | TMC | Memorial Hermann-Texas Medical Center | TMC - CENTRAL MONITORING - ROBERTSON (1R) | Central Monitoring
NO | YES |  |  |  | 099-12913 | 099-12913 | GE Healthcare | ApexPro FH |  | Sez19460030sa | TMC-Central Monitoring-Robertson (1R) |  |  |  |  | 099-12913 | 099-12913 | TMC | MHHS-TMC | TMC-Central Monitoring-Robertson (1R) | Central monitoring room |  |  |  | Tx0202
NO | YES |  |  |  | 099-12564 | 099-12564 | GE Healthcare | ApexPro FH |  | SEZ19460001SA | TMC - CMIU |  |  |  |  | 099-12564 | 099-12564 | TMC | Memorial Hermann- Texas Medical Center | TMC - CMIU | Central Monitoring |  |  |  | No PM Sticker, ttx 0869
YES | YES |  |  |  | 099-12857 | 099-12857 | GE Healthcare | APEXPRO FH |  | SEZ19490064SA | Central Monitoring |  |  |  |  | 099-12857 | 099-12857 | TMC | Memorial Hermann-Texas Medical Center | Central Monitoring | Central Monitoring |  |  |  | TTX 60165
NO | YES |  |  |  | 099-12600 | 099-12600 | GE Healthcare | ApexPro FH |  | SEZ19460069SA | TMC- Central Monitoring |  |  |  |  | 099-12600 | 099-12600 | TMC | Memorial Hermann-Texas Medical Center | TMC- Central Monitoring | Central Monitoring System
YES | YES |  |  |  | 099-12912 | 099-12912 | GE Healthcare | ApexPro FH |  | Sez1946004sa | TMC - CENTRAL MONITORING - ROBERTSON (1R) |  |  |  |  | 099-12912 | 099-12912 | TMC | Memorial Hermann-Texas Medical Center | TMC - CENTRAL MONITORING - ROBERTSON (1R) | Central monitoring room |  |  |  | Tx0201
YES | YES |  |  |  | SEZ19490122SA | SEZ19490122SA | GE Healthcare | APEXPRO FH |  | SEZ19490122SA | TMC - CENTRAL MONITORING - ROBERTSON (1R) |  |  |  |  | SEZ19490122SA | SEZ19490122SA | TMC | Memorial Hermann-Texas Medical Center | TMC - CENTRAL MONITORING - ROBERTSON (1R) | Central Monitoring
NO | YES |  |  |  | 099-12915 | 099-12915 | GE Healthcare | ApexPro FH |  | Sez19460014sa | TMC-Central Monitoring-Robertson (1R) |  |  |  |  | 099-12915 | 099-12915 | TMC | MHHS-TMC | TMC-Central Monitoring-Robertson (1R) | Central monitoring room |  |  |  | Tx0211
NO | YES |  |  |  | 099-12856 | 099-12856 | GE Healthcare | APEXPRO FH |  | SEZ19460017SA | Central Monitoring |  |  |  |  | 099-12856 | 099-12856 | TMC | Memorial Hermann-Texas Medical Center | Central Monitoring | Central Monitoring |  |  |  | TTX 60164
YES | YES |  |  |  | SEZ19490121SA | 099-13001 | GE Healthcare | APEXPRO FH |  | SEZ19490121SA | TMC - CENTRAL MONITORING - ROBERTSON (1R) |  |  |  |  | SEZ19490121SA | 099-13001 | TMC | Memorial Hermann-Texas Medical Center | TMC - CENTRAL MONITORING - ROBERTSON (1R) | Central Monitoring
NO | YES |  |  |  | 099-12916 | 099-12916 | GE Healthcare | ApexPro FH |  | Sez19460033sa | TMC-Central Monitoring-Robertson (1R) |  |  |  |  | 099-12916 | 099-12916 | TMC | MHHS-TMC | TMC-Central Monitoring-Robertson (1R) | Central monitoring room |  |  |  | Tx0209
NO | YES |  |  |  | 099-12917 | 099-12917 | GE Healthcare | ApexPro FH |  | Sez19460037sa | TMC-Central Monitoring-Robertson (1R) |  |  |  |  | 099-12917 | 099-12917 | TMC | MHHS-TMC | TMC-Central Monitoring-Robertson (1R) | Central monitoring room |  |  |  | Tx0208
YES | YES |  |  |  | SEZ19490149SA | 099-13002 | GE Healthcare | APEXPRO FH |  | SEZ19490149SA | TMC - CENTRAL MONITORING - ROBERTSON (1R) |  |  |  |  | SEZ19490149SA | 099-13002 | TMC | Memorial Hermann-Texas Medical Center | TMC - CENTRAL MONITORING - ROBERTSON (1R) | Central Monitoring
NO | YES |  |  |  | 099-12918 | 099-12918 | GE Healthcare | ApexPro FH |  | Sez19460035sa | TMC-Central Monitoring-Robertson (1R) |  |  |  |  | 099-12918 | 099-12918 | TMC | MHHS-TMC | TMC-Central Monitoring-Robertson (1R) | Central monitoring room |  |  |  | Tx0207
YES | YES |  |  |  | 099-12855 | 099-12855 | GE Healthcare | APEXPRO FH |  | SEZ19490059SA | Central Monitoring |  |  |  |  | 099-12855 | 099-12855 | TMC | Memorial Hermann-Texas Medical Center | Central Monitoring | Central Monitoring |  |  |  | TTX 60167
NO | YES |  |  |  | 099-12919 | 099-12919 | GE Healthcare | ApexPro FH |  | Sez19460012sa | TMC-Central Monitoring-Robertson (1R) |  |  |  |  | 099-12919 | 099-12919 | TMC | MHHS-TMC | TMC-Central Monitoring-Robertson (1R) | Central monitoring room |  |  |  | Tx0206
YES | YES |  |  |  | SEZ19490150SA | 099-13003 | GE Healthcare | APEXPRO FH |  | SEZ19490150SA | TMC - CENTRAL MONITORING - ROBERTSON (1R) |  |  |  |  | SEZ19490150SA | 099-13003 | TMC | Memorial Hermann-Texas Medical Center | TMC - CENTRAL MONITORING - ROBERTSON (1R) | Central Monitoring
NO | YES |  |  |  | 099-12566 | 099-12566 | GE Healthcare | ApexPro FH |  | SEZ19460087SA | TMC - CMIU |  |  |  |  | 099-12566 | 099-12566 | TMC | Memorial Hermann- Texas Medical Center | TMC - CMIU | Central Monitoring |  |  |  | No PM Sticker 0828
NO | YES |  |  |  | 099-12920 | 099-12920 | GE Healthcare | ApexPro FH |  | Sez19460038sa | TMC-Central Monitoring-Robertson (1R) |  |  |  |  | 099-12920 | 099-12920 | TMC | MHHS-TMC | TMC-Central Monitoring-Robertson (1R) | Central monitoring room |  |  |  | Tx0205
NO | YES |  |  |  | 099-12599 | 099-12599 | GE Healthcare | ApexPro FH |  | SEZ19460072SA | TMC- Central Monitoring |  |  |  |  | 099-12599 | 099-12599 | TMC | Memorial Hermann-Texas Medical Center | TMC- Central Monitoring | Central Monitoring System
YES | YES |  |  |  | SEZ19490143SA | 099-13004 | GE Healthcare | APEXPRO FH |  | SEZ19490143SA | TMC - CENTRAL MONITORING - ROBERTSON (1R) |  |  |  |  | SEZ19490143SA | 099-13004 | TMC | Memorial Hermann-Texas Medical Center | TMC - CENTRAL MONITORING - ROBERTSON (1R) | Central Monitoring
NO | YES |  |  |  | 099-12961 | 099-12961 | GE Healthcare | ApexPro FH |  | Sez19460036sa | TMC-Central Monitoring-Robertson (1R) |  |  |  |  | 099-12961 | 099-12961 | TMC | MHHS-TMC | TMC-Central Monitoring-Robertson (1R) | Central monitoring room |  |  |  | Tx0204
NO | YES |  |  |  | 099-12567 | 099-12567 | GE Healthcare | ApexPro FH |  | SEZ19460043SA | TMC - CMIU |  |  |  |  | 099-12567 | 099-12567 | TMC | Memorial Hermann- Texas Medical Center | TMC - CMIU | Central Monitoring |  |  |  | No PM Sticker ttx0825
NO | YES |  |  |  | 099-12854 | 099-12854 | GE Healthcare | APEXPRO FH |  | SEZ19460018SA | Central Monitoring |  |  |  |  | 099-12854 | 099-12854 | TMC | Memorial Hermann-Texas Medical Center | Central Monitoring | Central Monitoring |  |  |  | TTX 60160
YES | YES |  |  |  | 099-12778 | 099-12778 | GE Healthcare | ApexPro FH |  | 2025064-095 | TMC - Central monitor |  |  |  |  | 099-12778 | 099-12778 | TMC | Memorial Hermann-Texas Medical Center | TMC - Central monitor | Central monitor
YES | YES |  |  |  | 099-12777 | 099-12777 | GE Healthcare | ApexPro FH |  | 2025064-005 | TMC - Central monitor |  |  |  |  | 099-12777 | 099-12777 | TMC | Memorial Hermann-Texas Medical Center | TMC - Central monitor | Central monitor
NO | YES |  |  |  | 099-12853 | 099-12853 | GE Healthcare | APEXPRO FH |  | SEZ19440029SA | Central Monitoring |  |  |  |  | 099-12853 | 099-12853 | TMC | Memorial Hermann-Texas Medical Center | Central Monitoring | Central Monitoring |  |  |  | TTX 60152
YES | YES |  |  |  | 099-12590 | 099-12590 | GE Healthcare | ApexPro FH |  |  | TMC- Central Monitoring |  |  |  |  | 099-12590 | 099-12590 | TMC | Memorial Hermann-Texas Medical Center | TMC- Central Monitoring | Central Monitoring System
YES | YES |  |  |  | 099-12568 | 099-12568 | GE Healthcare | ApexPro FH |  | SEZ19460051 | TMC - CMIU |  |  |  |  | 099-12568 | 099-12568 | TMC | Memorial Hermann- Texas Medical Center | TMC - CMIU | Central Monitoring |  |  |  | No PM Sticker 0820
YES | YES |  |  |  | 099-12598 | 099-12598 | GE Healthcare | ApexPro FH |  | SEZ19490078SA | TMC- Central Monitoring |  |  |  |  | 099-12598 | 099-12598 | TMC | Memorial Hermann-Texas Medical Center | TMC- Central Monitoring | Central Monitoring System
YES | YES |  |  |  | SEZ19460063 | 099-13007 | GE Healthcare | APEXPRO FH |  | SEZ19460063 | TMC - CENTRAL MONITORING - ROBERTSON (1R) |  |  |  |  | SEZ19460063 | 099-13007 | TMC | Memorial Hermann-Texas Medical Center | TMC - CENTRAL MONITORING - ROBERTSON (1R) | Central Monitoring
YES | YES |  |  |  | 099-12597 | 099-12597 | GE Healthcare | ApexPro FH |  |  | TMC- Central Monitoring |  |  |  |  | 099-12597 | 099-12597 | TMC | Memorial Hermann-Texas Medical Center | TMC- Central Monitoring | Central Monitoring System
YES | YES |  |  |  | 099-12596 | 099-12596 | GE Healthcare | ApexPro FH |  |  | TMC- Central Monitoring |  |  |  |  | 099-12596 | 099-12596 | TMC | Memorial Hermann-Texas Medical Center | TMC- Central Monitoring | Central Monitoring System
YES | YES |  |  |  | 099-12851 | 099-12851 | GE Healthcare | APEXPRO FH |  | SAZ19460047SA | Central Monitoring |  |  |  |  | 099-12851 | 099-12851 | TMC | Memorial Hermann-Texas Medical Center | Central Monitoring | Central Monitoring |  |  |  | TTX 60195
NO | YES |  |  |  | 099-13014 | 099-13009 | GE Healthcare | APEXPRO FH |  | SEZ19460062SA | TMC-Central Monitoring-Robertson (1R) |  |  |  |  | 099-13014 | 099-13009 | TMC | MHHS-TMC | TMC-Central Monitoring-Robertson (1R) | Central Monitoring
YES | YES |  |  |  | sez19490153sa | 099-12897 | GE Healthcare | APEXPRO FH |  | Sez19490153sa | TMC - CENTRAL MONITORING - ROBERTSON (1R) |  |  |  |  | sez19490153sa | 099-12897 | TMC | Memorial Hermann-Texas Medical Center | TMC - CENTRAL MONITORING - ROBERTSON (1R) | Cmu |  |  |  | Tyx 0355
YES | YES |  |  |  | 099-12595 | 099-12595 | GE Healthcare | ApexPro FH |  |  | TMC- Central Monitoring |  |  |  |  | 099-12595 | 099-12595 | TMC | Memorial Hermann-Texas Medical Center | TMC- Central Monitoring | Central Monitoring System
YES | YES |  |  |  | SEZ19490085SA | 099-13010 | GE Healthcare | APEXPRO FH |  | SEZ19490085SA | TMC - CENTRAL MONITORING - ROBERTSON (1R) |  |  |  |  | SEZ19490085SA | 099-13010 | TMC | Memorial Hermann-Texas Medical Center | TMC - CENTRAL MONITORING - ROBERTSON (1R) | Central Monitoring
YES | YES |  |  |  | 099-12594 | 099-12594 | GE Healthcare | ApexPro FH |  |  | TMC- Central Monitoring |  |  |  |  | 099-12594 | 099-12594 | TMC | Memorial Hermann-Texas Medical Center | TMC- Central Monitoring | Central Monitoring System
YES | YES |  |  |  | 099-12593 | 099-12593 | GE Healthcare | ApexPro FH |  |  | TMC- Central Monitoring |  |  |  |  | 099-12593 | 099-12593 | TMC | Memorial Hermann-Texas Medical Center | TMC- Central Monitoring | Central Monitoring System
YES | YES |  |  |  | 099-12569 | 099-12569 | GE Healthcare | ApexPro FH |  | SEZ19460080 | TMC - CMIU |  |  |  |  | 099-12569 | 099-12569 | TMC | Memorial Hermann- Texas Medical Center | TMC - CMIU | Central Monitoring |  |  |  | No PM Sticker, ttx 0819
YES | YES |  |  |  | 099-12592 | 099-12592 | GE Healthcare | ApexPro FH |  |  | TMC- Central Monitoring |  |  |  |  | 099-12592 | 099-12592 | TMC | Memorial Hermann-Texas Medical Center | TMC- Central Monitoring | Central Monitoring System
YES | YES |  |  |  | 099-12591 | 099-12591 | GE Healthcare | ApexPro FH |  |  | TMC- Central Monitoring |  |  |  |  | 099-12591 | 099-12591 | TMC | Memorial Hermann-Texas Medical Center | TMC- Central Monitoring | Central Monitoring System
YES | YES |  |  |  | 099-12509 | 099-12509 | GE Healthcare | ApexPro FH |  |  | TMC- Central Monitoring |  |  |  |  | 099-12509 | 099-12509 | TMC | Memorial Hermann-Texas Medical Center | TMC- Central Monitoring | Central Monitoring System
YES | YES |  |  |  | 099-12959 | 099-12959 | GE Healthcare | APEXPRO FH |  | Sez1940021sa | TMC - CENTRAL MONITORING - ROBERTSON (1R) |  |  |  |  | 099-12959 | 099-12959 | TMC | Memorial Hermann-Texas Medical Center | TMC - CENTRAL MONITORING - ROBERTSON (1R) | Central monitoring room |  |  |  | Tx0162
YES | YES |  |  |  | 099-12849 | 099-12849 | GE Healthcare | APEXPRO FH |  | SEZ19490061SA | Central Monitoring |  |  |  |  | 099-12849 | 099-12849 | TMC | Memorial Hermann-Texas Medical Center | Central Monitoring | Central Monitoring |  |  |  | TTX 60170
NO | NO |  |  |  | SEZ19430029SA |  | GE Healthcare | APEXPRO FH |  | SEZ19430029SA | TMC - CENTRAL MONITORING - ROBERTSON (1R) | MHHS-TMC |  | Transmitter, Telemetry |  | SEZ19430029SA |  | TMC |  | TMC - CENTRAL MONITORING - ROBERTSON (1R) | [5 empty] | MONITORS, PHYSIOLOGIC, VITAL SIGNS |  | TRANSMITTERTELEMETRY-GE-ApexPro FH | TRANSMITTERTELEMETRY | ApexPro FH |  |  |  | GE | Transmitter, Telemetry |  | TRANSMITTERTELEMETRY-GE-ApexPro FH |  |  |  |  | Covered PM Repair - Respiratory/Steriliz | MHHS-TMC
NO | NO |  |  |  | SEZ19430058SA |  | GE Healthcare | APEXPRO FH |  | SEZ19430058SA | TMC - CENTRAL MONITORING - ROBERTSON (1R) | MHHS-TMC |  | Transmitter, Telemetry |  | SEZ19430058SA |  | TMC |  | TMC - CENTRAL MONITORING - ROBERTSON (1R) | [5 empty] | MONITORS, PHYSIOLOGIC, VITAL SIGNS |  | TRANSMITTERTELEMETRY-GE-ApexPro FH | TRANSMITTERTELEMETRY | ApexPro FH |  |  |  | GE | Transmitter, Telemetry |  | TRANSMITTERTELEMETRY-GE-ApexPro FH |  |  |  |  | Covered PM Repair - Respiratory/Steriliz | MHHS-TMC
NO | NO |  |  |  | SEZ19430077SA |  | GE Healthcare | APEXPRO FH |  | SEZ19430077SA | TMC - CENTRAL MONITORING - ROBERTSON (1R) | MHHS-TMC |  | Transmitter, Telemetry |  | SEZ19430077SA |  | TMC |  | TMC - CENTRAL MONITORING - ROBERTSON (1R) | [5 empty] | MONITORS, PHYSIOLOGIC, VITAL SIGNS |  | TRANSMITTERTELEMETRY-GE-ApexPro FH | TRANSMITTERTELEMETRY | ApexPro FH |  |  |  | GE | Transmitter, Telemetry |  | TRANSMITTERTELEMETRY-GE-ApexPro FH |  |  |  |  | Covered PM Repair - Respiratory/Steriliz | MHHS-TMC
NO | NO |  |  |  | SEZ19430079SA |  | GE Healthcare | APEXPRO FH |  | SEZ19430079SA | TMC - CENTRAL MONITORING - ROBERTSON (1R) | MHHS-TMC |  | Transmitter, Telemetry |  | SEZ19430079SA |  | TMC |  | TMC - CENTRAL MONITORING - ROBERTSON (1R) | [5 empty] | MONITORS, PHYSIOLOGIC, VITAL SIGNS |  | TRANSMITTERTELEMETRY-GE-ApexPro FH | TRANSMITTERTELEMETRY | ApexPro FH |  |  |  | GE | Transmitter, Telemetry |  | TRANSMITTERTELEMETRY-GE-ApexPro FH |  |  |  |  | Covered PM Repair - Respiratory/Steriliz | MHHS-TMC
NO | NO |  |  |  | SEZ19430105SA |  | GE Healthcare | APEXPRO FH |  | SEZ19430105SA | TMC - CENTRAL MONITORING - ROBERTSON (1R) | MHHS-TMC |  | Transmitter, Telemetry |  | SEZ19430105SA |  | TMC |  | TMC - CENTRAL MONITORING - ROBERTSON (1R) | [5 empty] | MONITORS, PHYSIOLOGIC, VITAL SIGNS |  | TRANSMITTERTELEMETRY-GE-ApexPro FH | TRANSMITTERTELEMETRY | ApexPro FH |  |  |  | GE | Transmitter, Telemetry |  | TRANSMITTERTELEMETRY-GE-ApexPro FH |  |  |  |  | Covered PM Repair - Respiratory/Steriliz | MHHS-TMC
NO | NO |  |  |  | SEZ19430108SA |  | GE Healthcare | APEXPRO FH |  | SEZ19430108SA | TMC - CENTRAL MONITORING - ROBERTSON (1R) | MHHS-TMC |  | Transmitter, Telemetry |  | SEZ19430108SA |  | TMC |  | TMC - CENTRAL MONITORING - ROBERTSON (1R) | [5 empty] | MONITORS, PHYSIOLOGIC, VITAL SIGNS |  | TRANSMITTERTELEMETRY-GE-ApexPro FH | TRANSMITTERTELEMETRY | ApexPro FH |  |  |  | GE | Transmitter, Telemetry |  | TRANSMITTERTELEMETRY-GE-ApexPro FH |  |  |  |  | Covered PM Repair - Respiratory/Steriliz | MHHS-TMC
NO | NO |  |  |  | SEZ19430110SA |  | GE Healthcare | APEXPRO FH |  | SEZ19430110SA | TMC - CENTRAL MONITORING - ROBERTSON (1R) | MHHS-TMC |  | Transmitter, Telemetry |  | SEZ19430110SA |  | TMC |  | TMC - CENTRAL MONITORING - ROBERTSON (1R) | [5 empty] | MONITORS, PHYSIOLOGIC, VITAL SIGNS |  | TRANSMITTERTELEMETRY-GE-ApexPro FH | TRANSMITTERTELEMETRY | ApexPro FH |  |  |  | GE | Transmitter, Telemetry |  | TRANSMITTERTELEMETRY-GE-ApexPro FH |  |  |  |  | Covered PM Repair - Respiratory/Steriliz | MHHS-TMC
NO | NO |  |  |  | SEZ19430117SA |  | GE Healthcare | APEXPRO FH |  | SEZ19430117SA | TMC - CENTRAL MONITORING - ROBERTSON (1R) | MHHS-TMC |  | Transmitter, Telemetry |  | SEZ19430117SA |  | TMC |  | TMC - CENTRAL MONITORING - ROBERTSON (1R) | [5 empty] | MONITORS, PHYSIOLOGIC, VITAL SIGNS |  | TRANSMITTERTELEMETRY-GE-ApexPro FH | TRANSMITTERTELEMETRY | ApexPro FH |  |  |  | GE | Transmitter, Telemetry |  | TRANSMITTERTELEMETRY-GE-ApexPro FH |  |  |  |  | Covered PM Repair - Respiratory/Steriliz | MHHS-TMC
NO | NO |  |  |  | SEZ19430119SA |  | GE Healthcare | APEXPRO FH |  | SEZ19430119SA | TMC - CENTRAL MONITORING - ROBERTSON (1R) | MHHS-TMC |  | Transmitter, Telemetry |  | SEZ19430119SA |  | TMC |  | TMC - CENTRAL MONITORING - ROBERTSON (1R) | [5 empty] | MONITORS, PHYSIOLOGIC, VITAL SIGNS |  | TRANSMITTERTELEMETRY-GE-ApexPro FH | TRANSMITTERTELEMETRY | ApexPro FH |  |  |  | GE | Transmitter, Telemetry |  | TRANSMITTERTELEMETRY-GE-ApexPro FH |  |  |  |  | Covered PM Repair - Respiratory/Steriliz | MHHS-TMC
NO | NO |  |  |  | SEZ19440048SA |  | GE Healthcare | APEXPRO FH |  | SEZ19440048SA | TMC - CENTRAL MONITORING - ROBERTSON (1R) | MHHS-TMC |  | Transmitter, Telemetry |  | SEZ19440048SA |  | TMC |  | TMC - CENTRAL MONITORING - ROBERTSON (1R) | [5 empty] | MONITORS, PHYSIOLOGIC, VITAL SIGNS |  | TRANSMITTERTELEMETRY-GE-ApexPro FH | TRANSMITTERTELEMETRY | ApexPro FH |  |  |  | GE | Transmitter, Telemetry |  | TRANSMITTERTELEMETRY-GE-ApexPro FH |  |  |  |  | Covered PM Repair - Respiratory/Steriliz | MHHS-TMC
NO | NO |  |  |  | SEZ19450005SA |  | GE Healthcare | APEXPRO FH |  | SEZ19450005SA | TMC - CENTRAL MONITORING - ROBERTSON (1R) | MHHS-TMC |  | Transmitter, Telemetry |  | SEZ19450005SA |  | TMC |  | TMC - CENTRAL MONITORING - ROBERTSON (1R) | [5 empty] | MONITORS, PHYSIOLOGIC, VITAL SIGNS |  | TRANSMITTERTELEMETRY-GE-ApexPro FH | TRANSMITTERTELEMETRY | ApexPro FH |  |  |  | GE | Transmitter, Telemetry |  | TRANSMITTERTELEMETRY-GE-ApexPro FH |  |  |  |  | Covered PM Repair - Respiratory/Steriliz | MHHS-TMC
NO | NO |  |  |  | SEZ19450008SA |  | GE Healthcare | APEXPRO FH |  | SEZ19450008SA | TMC - CENTRAL MONITORING - ROBERTSON (1R) | MHHS-TMC |  | Transmitter, Telemetry |  | SEZ19450008SA |  | TMC |  | TMC - CENTRAL MONITORING - ROBERTSON (1R) | [5 empty] | MONITORS, PHYSIOLOGIC, VITAL SIGNS |  | TRANSMITTERTELEMETRY-GE-ApexPro FH | TRANSMITTERTELEMETRY | ApexPro FH |  |  |  | GE | Transmitter, Telemetry |  | TRANSMITTERTELEMETRY-GE-ApexPro FH |  |  |  |  | Covered PM Repair - Respiratory/Steriliz | MHHS-TMC
NO | NO |  |  |  | SEZ19450010SA |  | GE Healthcare | APEXPRO FH |  | SEZ19450010SA | TMC - CENTRAL MONITORING - ROBERTSON (1R) | MHHS-TMC |  | Transmitter, Telemetry |  | SEZ19450010SA |  | TMC |  | TMC - CENTRAL MONITORING - ROBERTSON (1R) | [5 empty] | MONITORS, PHYSIOLOGIC, VITAL SIGNS |  | TRANSMITTERTELEMETRY-GE-ApexPro FH | TRANSMITTERTELEMETRY | ApexPro FH |  |  |  | GE | Transmitter, Telemetry |  | TRANSMITTERTELEMETRY-GE-ApexPro FH |  |  |  |  | Covered PM Repair - Respiratory/Steriliz | MHHS-TMC
NO | NO |  |  |  | SEZ19450011SA |  | GE Healthcare | APEXPRO FH |  | SEZ19450011SA | TMC - CENTRAL MONITORING - ROBERTSON (1R) | MHHS-TMC |  | Transmitter, Telemetry |  | SEZ19450011SA |  | TMC |  | TMC - CENTRAL MONITORING - ROBERTSON (1R) | [5 empty] | MONITORS, PHYSIOLOGIC, VITAL SIGNS |  | TRANSMITTERTELEMETRY-GE-ApexPro FH | TRANSMITTERTELEMETRY | ApexPro FH |  |  |  | GE | Transmitter, Telemetry |  | TRANSMITTERTELEMETRY-GE-ApexPro FH |  |  |  |  | Covered PM Repair - Respiratory/Steriliz | MHHS-TMC
NO | NO |  |  |  | SEZ19450075SA |  | GE Healthcare | APEXPRO FH |  | SEZ19450075SA | TMC - CENTRAL MONITORING - ROBERTSON (1R) | MHHS-TMC |  | Transmitter, Telemetry |  | SEZ19450075SA |  | TMC |  | TMC - CENTRAL MONITORING - ROBERTSON (1R) | [5 empty] | MONITORS, PHYSIOLOGIC, VITAL SIGNS |  | TRANSMITTERTELEMETRY-GE-ApexPro FH | TRANSMITTERTELEMETRY | ApexPro FH |  |  |  | GE | Transmitter, Telemetry |  | TRANSMITTERTELEMETRY-GE-ApexPro FH |  |  |  |  | Covered PM Repair - Respiratory/Steriliz | MHHS-TMC
NO | NO |  |  |  | SEZ19450080SA |  | GE Healthcare | APEXPRO FH |  | SEZ19450080SA | TMC - CENTRAL MONITORING - ROBERTSON (1R) | MHHS-TMC |  | Transmitter, Telemetry |  | SEZ19450080SA |  | TMC |  | TMC - CENTRAL MONITORING - ROBERTSON (1R) | [5 empty] | MONITORS, PHYSIOLOGIC, VITAL SIGNS |  | TRANSMITTERTELEMETRY-GE-ApexPro FH | TRANSMITTERTELEMETRY | ApexPro FH |  |  |  | GE | Transmitter, Telemetry |  | TRANSMITTERTELEMETRY-GE-ApexPro FH |  |  |  |  | Covered PM Repair - Respiratory/Steriliz | MHHS-TMC
NO | NO |  |  |  | SEZ19450099SA |  | GE Healthcare | APEXPRO FH |  | SEZ19450099SA | TMC - CENTRAL MONITORING - ROBERTSON (1R) | MHHS-TMC |  | Transmitter, Telemetry |  | SEZ19450099SA |  | TMC |  | TMC - CENTRAL MONITORING - ROBERTSON (1R) | [5 empty] | MONITORS, PHYSIOLOGIC, VITAL SIGNS |  | TRANSMITTERTELEMETRY-GE-ApexPro FH | TRANSMITTERTELEMETRY | ApexPro FH |  |  |  | GE | Transmitter, Telemetry |  | TRANSMITTERTELEMETRY-GE-ApexPro FH |  |  |  |  | Covered PM Repair - Respiratory/Steriliz | MHHS-TMC
NO | NO |  |  |  | SEZ19450109SA |  | GE Healthcare | APEXPRO FH |  | SEZ19450109SA | TMC - CENTRAL MONITORING - ROBERTSON (1R) | MHHS-TMC |  | Transmitter, Telemetry |  | SEZ19450109SA |  | TMC |  | TMC - CENTRAL MONITORING - ROBERTSON (1R) | [5 empty] | MONITORS, PHYSIOLOGIC, VITAL SIGNS |  | TRANSMITTERTELEMETRY-GE-ApexPro FH | TRANSMITTERTELEMETRY | ApexPro FH |  |  |  | GE | Transmitter, Telemetry |  | TRANSMITTERTELEMETRY-GE-ApexPro FH |  |  |  |  | Covered PM Repair - Respiratory/Steriliz | MHHS-TMC
NO | NO |  |  |  | SEZ19450111SA |  | GE Healthcare | APEXPRO FH |  | SEZ19450111SA | TMC - CENTRAL MONITORING - ROBERTSON (1R) | MHHS-TMC |  | Transmitter, Telemetry |  | SEZ19450111SA |  | TMC |  | TMC - CENTRAL MONITORING - ROBERTSON (1R) | [5 empty] | MONITORS, PHYSIOLOGIC, VITAL SIGNS |  | TRANSMITTERTELEMETRY-GE-ApexPro FH | TRANSMITTERTELEMETRY | ApexPro FH |  |  |  | GE | Transmitter, Telemetry |  | TRANSMITTERTELEMETRY-GE-ApexPro FH |  |  |  |  | Covered PM Repair - Respiratory/Steriliz | MHHS-TMC
NO | NO |  |  |  | SEZ19450112SA |  | GE Healthcare | APEXPRO FH |  | SEZ19450112SA | TMC - CENTRAL MONITORING - ROBERTSON (1R) | MHHS-TMC |  | Transmitter, Telemetry |  | SEZ19450112SA |  | TMC |  | TMC - CENTRAL MONITORING - ROBERTSON (1R) | [5 empty] | MONITORS, PHYSIOLOGIC, VITAL SIGNS |  | TRANSMITTERTELEMETRY-GE-ApexPro FH | TRANSMITTERTELEMETRY | ApexPro FH |  |  |  | GE | Transmitter, Telemetry |  | TRANSMITTERTELEMETRY-GE-ApexPro FH |  |  |  |  | Covered PM Repair - Respiratory/Steriliz | MHHS-TMC
NO | NO |  |  |  | SEZ19450121SA |  | GE Healthcare | APEXPRO FH |  | SEZ19450121SA | TMC - CENTRAL MONITORING - ROBERTSON (1R) | MHHS-TMC |  | Transmitter, Telemetry |  | SEZ19450121SA |  | TMC |  | TMC - CENTRAL MONITORING - ROBERTSON (1R) | [5 empty] | MONITORS, PHYSIOLOGIC, VITAL SIGNS |  | TRANSMITTERTELEMETRY-GE-ApexPro FH | TRANSMITTERTELEMETRY | ApexPro FH |  |  |  | GE | Transmitter, Telemetry |  | TRANSMITTERTELEMETRY-GE-ApexPro FH |  |  |  |  | Covered PM Repair - Respiratory/Steriliz | MHHS-TMC
NO | NO |  |  |  | SEZ19460007SA |  | GE Healthcare | APEXPRO FH |  | SEZ19460007SA | TMC - CENTRAL MONITORING - ROBERTSON (1R) | MHHS-TMC |  | Transmitter, Telemetry |  | SEZ19460007SA |  | TMC |  | TMC - CENTRAL MONITORING - ROBERTSON (1R) | [5 empty] | MONITORS, PHYSIOLOGIC, VITAL SIGNS |  | TRANSMITTERTELEMETRY-GE-ApexPro FH | TRANSMITTERTELEMETRY | ApexPro FH |  |  |  | GE | Transmitter, Telemetry |  | TRANSMITTERTELEMETRY-GE-ApexPro FH |  |  |  |  | Covered PM Repair - Respiratory/Steriliz | MHHS-TMC
NO | NO |  |  |  | SEZ19460020SA |  | GE Healthcare | APEXPRO FH |  | SEZ19460020SA | TMC - CENTRAL MONITORING - ROBERTSON (1R) | MHHS-TMC |  | Transmitter, Telemetry |  | SEZ19460020SA |  | TMC |  | TMC - CENTRAL MONITORING - ROBERTSON (1R) | [5 empty] | MONITORS, PHYSIOLOGIC, VITAL SIGNS |  | TRANSMITTERTELEMETRY-GE-ApexPro FH | TRANSMITTERTELEMETRY | ApexPro FH |  |  |  | GE | Transmitter, Telemetry |  | TRANSMITTERTELEMETRY-GE-ApexPro FH |  |  |  |  | Covered PM Repair - Respiratory/Steriliz | MHHS-TMC
NO | NO |  |  |  | SEZ19460021SA |  | GE Healthcare | APEXPRO FH |  | SEZ19460021SA | TMC - CENTRAL MONITORING - ROBERTSON (1R) | MHHS-TMC |  | Transmitter, Telemetry |  | SEZ19460021SA |  | TMC |  | TMC - CENTRAL MONITORING - ROBERTSON (1R) | [5 empty] | MONITORS, PHYSIOLOGIC, VITAL SIGNS |  | TRANSMITTERTELEMETRY-GE-ApexPro FH | TRANSMITTERTELEMETRY | ApexPro FH |  |  |  | GE | Transmitter, Telemetry |  | TRANSMITTERTELEMETRY-GE-ApexPro FH |  |  |  |  | Covered PM Repair - Respiratory/Steriliz | MHHS-TMC
NO | NO |  |  |  | SEZ19460025SA |  | GE Healthcare | APEXPRO FH |  | SEZ19460025SA | TMC - CENTRAL MONITORING - ROBERTSON (1R) | MHHS-TMC |  | Transmitter, Telemetry |  | SEZ19460025SA |  | TMC |  | TMC - CENTRAL MONITORING - ROBERTSON (1R) | [5 empty] | MONITORS, PHYSIOLOGIC, VITAL SIGNS |  | TRANSMITTERTELEMETRY-GE-ApexPro FH | TRANSMITTERTELEMETRY | ApexPro FH |  |  |  | GE | Transmitter, Telemetry |  | TRANSMITTERTELEMETRY-GE-ApexPro FH |  |  |  |  | Covered PM Repair - Respiratory/Steriliz | MHHS-TMC
NO | NO |  |  |  | SEZ19460026SA |  | GE Healthcare | APEXPRO FH |  | SEZ19460026SA | TMC - CENTRAL MONITORING - ROBERTSON (1R) | MHHS-TMC |  | Transmitter, Telemetry |  | SEZ19460026SA |  | TMC |  | TMC - CENTRAL MONITORING - ROBERTSON (1R) | [5 empty] | MONITORS, PHYSIOLOGIC, VITAL SIGNS |  | TRANSMITTERTELEMETRY-GE-ApexPro FH | TRANSMITTERTELEMETRY | ApexPro FH |  |  |  | GE | Transmitter, Telemetry |  | TRANSMITTERTELEMETRY-GE-ApexPro FH |  |  |  |  | Covered PM Repair - Respiratory/Steriliz | MHHS-TMC
NO | NO |  |  |  | SEZ19460027SA |  | GE Healthcare | APEXPRO FH |  | SEZ19460027SA | TMC - CENTRAL MONITORING - ROBERTSON (1R) | MHHS-TMC |  | Transmitter, Telemetry |  | SEZ19460027SA |  | TMC |  | TMC - CENTRAL MONITORING - ROBERTSON (1R) | [5 empty] | MONITORS, PHYSIOLOGIC, VITAL SIGNS |  | TRANSMITTERTELEMETRY-GE-ApexPro FH | TRANSMITTERTELEMETRY | ApexPro FH |  |  |  | GE | Transmitter, Telemetry |  | TRANSMITTERTELEMETRY-GE-ApexPro FH |  |  |  |  | Covered PM Repair - Respiratory/Steriliz | MHHS-TMC
NO | NO |  |  |  | SEZ19460028SA |  | GE Healthcare | APEXPRO FH |  | SEZ19460028SA | TMC - CENTRAL MONITORING - ROBERTSON (1R) | MHHS-TMC |  | Transmitter, Telemetry |  | SEZ19460028SA |  | TMC |  | TMC - CENTRAL MONITORING - ROBERTSON (1R) | [5 empty] | MONITORS, PHYSIOLOGIC, VITAL SIGNS |  | TRANSMITTERTELEMETRY-GE-ApexPro FH | TRANSMITTERTELEMETRY | ApexPro FH |  |  |  | GE | Transmitter, Telemetry |  | TRANSMITTERTELEMETRY-GE-ApexPro FH |  |  |  |  | Covered PM Repair - Respiratory/Steriliz | MHHS-TMC
NO | NO |  |  |  | SEZ19460031SA |  | GE Healthcare | APEXPRO FH |  | SEZ19460031SA | TMC - CENTRAL MONITORING - ROBERTSON (1R) | MHHS-TMC |  | Transmitter, Telemetry |  | SEZ19460031SA |  | TMC |  | TMC - CENTRAL MONITORING - ROBERTSON (1R) | [5 empty] | MONITORS, PHYSIOLOGIC, VITAL SIGNS |  | TRANSMITTERTELEMETRY-GE-ApexPro FH | TRANSMITTERTELEMETRY | ApexPro FH |  |  |  | GE | Transmitter, Telemetry |  | TRANSMITTERTELEMETRY-GE-ApexPro FH |  |  |  |  | Covered PM Repair - Respiratory/Steriliz | MHHS-TMC
NO | NO |  |  |  | SEZ19460045SA |  | GE Healthcare | APEXPRO FH |  | SEZ19460045SA | TMC - CENTRAL MONITORING - ROBERTSON (1R) | MHHS-TMC |  | Transmitter, Telemetry |  | SEZ19460045SA |  | TMC |  | TMC - CENTRAL MONITORING - ROBERTSON (1R) | [5 empty] | MONITORS, PHYSIOLOGIC, VITAL SIGNS |  | TRANSMITTERTELEMETRY-GE-ApexPro FH | TRANSMITTERTELEMETRY | ApexPro FH |  |  |  | GE | Transmitter, Telemetry |  | TRANSMITTERTELEMETRY-GE-ApexPro FH |  |  |  |  | Covered PM Repair - Respiratory/Steriliz | MHHS-TMC
NO | NO |  |  |  | SEZ19460047SA |  | GE Healthcare | APEXPRO FH |  | SEZ19460047SA | TMC - CENTRAL MONITORING - ROBERTSON (1R) | MHHS-TMC |  | Transmitter, Telemetry |  | SEZ19460047SA |  | TMC |  | TMC - CENTRAL MONITORING - ROBERTSON (1R) | [5 empty] | MONITORS, PHYSIOLOGIC, VITAL SIGNS |  | TRANSMITTERTELEMETRY-GE-ApexPro FH | TRANSMITTERTELEMETRY | ApexPro FH |  |  |  | GE | Transmitter, Telemetry |  | TRANSMITTERTELEMETRY-GE-ApexPro FH |  |  |  |  | Covered PM Repair - Respiratory/Steriliz | MHHS-TMC
NO | NO |  |  |  | SEZ19460051SA |  | GE Healthcare | APEXPRO FH |  | SEZ19460051SA | TMC - CENTRAL MONITORING - ROBERTSON (1R) | MHHS-TMC |  | Transmitter, Telemetry |  | SEZ19460051SA |  | TMC |  | TMC - CENTRAL MONITORING - ROBERTSON (1R) | [5 empty] | MONITORS, PHYSIOLOGIC, VITAL SIGNS |  | TRANSMITTERTELEMETRY-GE-ApexPro FH | TRANSMITTERTELEMETRY | ApexPro FH |  |  |  | GE | Transmitter, Telemetry |  | TRANSMITTERTELEMETRY-GE-ApexPro FH |  |  |  |  | Covered PM Repair - Respiratory/Steriliz | MHHS-TMC
NO | NO |  |  |  | SEZ19460057SA |  | GE Healthcare | APEXPRO FH |  | SEZ19460057SA | TMC - CENTRAL MONITORING - ROBERTSON (1R) | MHHS-TMC |  | Transmitter, Telemetry |  | SEZ19460057SA |  | TMC |  | TMC - CENTRAL MONITORING - ROBERTSON (1R) | [5 empty] | MONITORS, PHYSIOLOGIC, VITAL SIGNS |  | TRANSMITTERTELEMETRY-GE-ApexPro FH | TRANSMITTERTELEMETRY | ApexPro FH |  |  |  | GE | Transmitter, Telemetry |  | TRANSMITTERTELEMETRY-GE-ApexPro FH |  |  |  |  | Covered PM Repair - Respiratory/Steriliz | MHHS-TMC
NO | NO |  |  |  | SEZ19460058SA |  | GE Healthcare | APEXPRO FH |  | SEZ19460058SA | TMC - CENTRAL MONITORING - ROBERTSON (1R) | MHHS-TMC |  | Transmitter, Telemetry |  | SEZ19460058SA |  | TMC |  | TMC - CENTRAL MONITORING - ROBERTSON (1R) | [5 empty] | MONITORS, PHYSIOLOGIC, VITAL SIGNS |  | TRANSMITTERTELEMETRY-GE-ApexPro FH | TRANSMITTERTELEMETRY | ApexPro FH |  |  |  | GE | Transmitter, Telemetry |  | TRANSMITTERTELEMETRY-GE-ApexPro FH |  |  |  |  | Covered PM Repair - Respiratory/Steriliz | MHHS-TMC
NO | NO |  |  |  | SEZ19460063SA |  | GE Healthcare | APEXPRO FH |  | SEZ19460063SA | TMC - CENTRAL MONITORING - ROBERTSON (1R) | MHHS-TMC |  | Transmitter, Telemetry |  | SEZ19460063SA |  | TMC |  | TMC - CENTRAL MONITORING - ROBERTSON (1R) | [5 empty] | MONITORS, PHYSIOLOGIC, VITAL SIGNS |  | TRANSMITTERTELEMETRY-GE-ApexPro FH | TRANSMITTERTELEMETRY | ApexPro FH |  |  |  | GE | Transmitter, Telemetry |  | TRANSMITTERTELEMETRY-GE-ApexPro FH |  |  |  |  | Covered PM Repair - Respiratory/Steriliz | MHHS-TMC
NO | NO |  |  |  | SEZ19460073SA |  | GE Healthcare | APEXPRO FH |  | SEZ19460073SA | TMC - CENTRAL MONITORING - ROBERTSON (1R) | MHHS-TMC |  | Transmitter, Telemetry |  | SEZ19460073SA |  | TMC |  | TMC - CENTRAL MONITORING - ROBERTSON (1R) | [5 empty] | MONITORS, PHYSIOLOGIC, VITAL SIGNS |  | TRANSMITTERTELEMETRY-GE-ApexPro FH | TRANSMITTERTELEMETRY | ApexPro FH |  |  |  | GE | Transmitter, Telemetry |  | TRANSMITTERTELEMETRY-GE-ApexPro FH |  |  |  |  | Covered PM Repair - Respiratory/Steriliz | MHHS-TMC
NO | NO |  |  |  | SEZ19460075SA |  | GE Healthcare | APEXPRO FH |  | SEZ19460075SA | TMC - CENTRAL MONITORING - ROBERTSON (1R) | MHHS-TMC |  | Transmitter, Telemetry |  | SEZ19460075SA |  | TMC |  | TMC - CENTRAL MONITORING - ROBERTSON (1R) | [5 empty] | MONITORS, PHYSIOLOGIC, VITAL SIGNS |  | TRANSMITTERTELEMETRY-GE-ApexPro FH | TRANSMITTERTELEMETRY | ApexPro FH |  |  |  | GE | Transmitter, Telemetry |  | TRANSMITTERTELEMETRY-GE-ApexPro FH |  |  |  |  | Covered PM Repair - Biomedical | MHHS-TMC
NO | NO |  |  |  | SEZ19460079SA |  | GE Healthcare | APEXPRO FH |  | SEZ19460079SA | TMC - CENTRAL MONITORING - ROBERTSON (1R) | MHHS-TMC |  | Transmitter, Telemetry |  | SEZ19460079SA |  | TMC |  | TMC - CENTRAL MONITORING - ROBERTSON (1R) | [5 empty] | MONITORS, PHYSIOLOGIC, VITAL SIGNS |  | TRANSMITTERTELEMETRY-GE-ApexPro FH | TRANSMITTERTELEMETRY | ApexPro FH |  |  |  | GE | Transmitter, Telemetry |  | TRANSMITTERTELEMETRY-GE-ApexPro FH |  |  |  |  | Covered PM Repair - Respiratory/Steriliz | MHHS-TMC
NO | NO |  |  |  | SEZ19460081SA |  | GE Healthcare | APEXPRO FH |  | SEZ19460081SA | TMC - CENTRAL MONITORING - ROBERTSON (1R) | MHHS-TMC |  | Transmitter, Telemetry |  | SEZ19460081SA |  | TMC |  | TMC - CENTRAL MONITORING - ROBERTSON (1R) | [5 empty] | MONITORS, PHYSIOLOGIC, VITAL SIGNS |  | TRANSMITTERTELEMETRY-GE-ApexPro FH | TRANSMITTERTELEMETRY | ApexPro FH |  |  |  | GE | Transmitter, Telemetry |  | TRANSMITTERTELEMETRY-GE-ApexPro FH |  |  |  |  | Covered PM Repair - Respiratory/Steriliz | MHHS-TMC
NO | NO |  |  |  | SEZ19460083SA |  | GE Healthcare | APEXPRO FH |  | SEZ19460083SA | TMC - CENTRAL MONITORING - ROBERTSON (1R) | MHHS-TMC |  | Transmitter, Telemetry |  | SEZ19460083SA |  | TMC |  | TMC - CENTRAL MONITORING - ROBERTSON (1R) | [5 empty] | MONITORS, PHYSIOLOGIC, VITAL SIGNS |  | TRANSMITTERTELEMETRY-GE-ApexPro FH | TRANSMITTERTELEMETRY | ApexPro FH |  |  |  | GE | Transmitter, Telemetry |  | TRANSMITTERTELEMETRY-GE-ApexPro FH |  |  |  |  | Covered PM Repair - Respiratory/Steriliz | MHHS-TMC
NO | NO |  |  |  | 142-06040 |  | GE Healthcare | AWARE GATEWAY |  | SDG09150213GA | NE - ICU | MHHS-Northeast |  |  |  | 142-06040 |  | Katy |  | NE - ICU | [5 empty] | NETWORK SERVERS |  | .needs class |  |  |  |  | .needs class | GE | [7 empty] | Not Covered Vendor Only - Biomedical | MHHS-Northeast
NO | NO |  |  |  | SCR07360117GA |  | GE Healthcare | AWARE GATEWAY |  | SCR07360117GA | SE - NEONATAL ICU | MHHS-Southeast |  |  |  | SCR07360117GA |  | Southeast & Bay Area |  | SE - NEONATAL ICU | [5 empty] | NETWORK SERVERS |  | .needs class |  |  |  |  | .needs class | GE | [7 empty] | Not Covered Vendor Only - Biomedical | MHHS-Southeast
NO | NO |  |  |  | 029-09398 |  | GE Healthcare | AWARE GATEWAY |  | SCR07190081GA | WOODLANDS - BIOMEDICAL SERVICES | MHHS-Woodlands |  |  |  | 029-09398 |  | Woodlands |  | WOODLANDS - BIOMEDICAL SERVICES | [5 empty] | NETWORK SERVERS |  | .needs class |  |  |  |  | .needs class | GE | [7 empty] | Not Covered Vendor Only - Biomedical | MHHS-Woodlands
YES | YES |  |  |  | 069-48099 | 069-48099 | GE Healthcare | B40 |  | SPX19350039SA | Er |  |  |  |  | 069-48099 | 069-48099 | TMC | Memorial Hermann-Texas Medical Center | Er |  | 1/1/19 |  | 1/1/20
YES | YES |  |  |  | 151-04946 | 151-04946 | GE Healthcare | B450 |  | SNE17020254HA | Biomed |  |  |  |  | 151-04946 | 151-04946 | Northwest | Memorial Hermann Cypress Hospital | Biomed | M2506
YES | YES |  |  |  | 224959YP7 | 224959YP7 | GE Healthcare | BE9CS |  | 224959YP7 | MH MG - (KY) - KATY UROLOGY (MP2) |  |  |  |  | 224959YP7 | 224959YP7 | Katy | Memorial Hermann Medical Group Katy Urology (#401) | MH MG - (KY) - KATY UROLOGY (MP2) | Sterilization Room
NO | YES |  |  |  | 151-02230 | 151-02230 | GE Healthcare | BILISOFT |  | HFAV61766 | CY-Nursery | MHHS-Cypress |  | Lamp, Phototherapy |  | 151-02230 | 151-02230 | Northwest | MHHS-Cypress | CY-Nursery | Nicu storage | 3/1/19 | 3/1/20 |  |  | PHOTOTHERAPY UNITS | Lamp, Phototherapy | LAMPPHOTOTHERAPY-GE-BiliSoft | LAMPPHOTOTHERAPY | BiliSoft |  |  |  | GE | Lamp, Phototherapy |  | LAMPPHOTOTHERAPY-GE-BiliSoft |  | 11/1/20 |  | LP-A | Not Covered Vendor Only - Biomedical | MHHS-Cypress | [8 empty] | LAMPPHOTOTHERAPY | Lamp, Phototherapy | GE
NO | YES |  |  |  | 151-02697 | 151-02697 | GE Healthcare | BILISOFT |  | (21) HFAX61366 | CY-Nursery | MHHS-Cypress |  | Lamp, Phototherapy |  | 151-02697 | 151-02697 | Northwest | MHHS-Cypress | CY-Nursery | Soiled Work Room | 3/1/19 | 3/1/20 |  |  | PHOTOTHERAPY UNITS | Lamp, Phototherapy | LAMPPHOTOTHERAPY-GE-BiliSoft | LAMPPHOTOTHERAPY | BiliSoft |  |  |  | GE | Lamp, Phototherapy |  | LAMPPHOTOTHERAPY-GE-BiliSoft |  | 11/1/20 |  | LP-A | Not Covered Vendor Only - Biomedical | MHHS-Cypress | [8 empty] | LAMPPHOTOTHERAPY | Lamp, Phototherapy | GE
NO | YES |  |  |  | 009-33723 | 009-33723 | GE Healthcare | BILISOFT |  | HGAY60087 | GH-Labor & Delivery | MHHS-Greater Heights |  | Lamp, Phototherapy |  | 009-33723 | 009-33723 | Greater heights | MHHS-Greater Heights | GH-Labor & Delivery | Room 10 | 3/1/19 |  | 5/1/20 |  | PHOTOTHERAPY UNITS | Lamp, Phototherapy | LAMPPHOTOTHERAPY-GE-BiliSoft | LAMPPHOTOTHERAPY | BiliSoft |  |  |  | GE | Lamp, Phototherapy |  | LAMPPHOTOTHERAPY-GE-BiliSoft |  | 11/1/20 |  | LP-A | Not Covered Vendor Only - Biomedical | MHHS-Greater Heights | [8 empty] | LAMPPHOTOTHERAPY | Lamp, Phototherapy | GE
NO | YES |  |  |  | 009-34434 | 009-34434 | GE Healthcare | BILISOFT |  | HGAY60409 | GH-Nursery | MHHS-Greater Heights |  | Lamp, Phototherapy |  | 009-34434 | 009-34434 | Central | MHHS-Greater Heights | GH-Nursery | Nursery | 6/1/19 |  | 5/1/20 |  | PHOTOTHERAPY UNITS | Lamp, Phototherapy | LAMPPHOTOTHERAPY-GE-BiliSoft | LAMPPHOTOTHERAPY | BiliSoft |  |  |  | GE | Lamp, Phototherapy |  | LAMPPHOTOTHERAPY-GE-BiliSoft |  | 11/1/20 |  | LP-A | Not Covered Vendor Only - Biomedical | MHHS-Greater Heights | [8 empty] | LAMPPHOTOTHERAPY | Lamp, Phototherapy | GE
NO | YES |  |  |  | 133-31131 | 133-31131 | GE Healthcare | BILISOFT |  | HFAU60687 | Katy-NICU | MHHS-Katy |  | Lamp, Phototherapy |  | 133-31131 | 133-31131 | Katy | MHHS-Katy | Katy-NICU | Post partum equipment room | 12/1/19 | 12/1/20 |  |  | PHOTOTHERAPY UNITS | Lamp, Phototherapy | LAMPPHOTOTHERAPY-GE-BiliSoft | LAMPPHOTOTHERAPY | BiliSoft |  |  |  | GE | Lamp, Phototherapy |  | LAMPPHOTOTHERAPY-GE-BiliSoft |  | 11/1/20 |  | LP-A | Not Covered Vendor Only - Biomedical | MHHS-Katy | [8 empty] | LAMPPHOTOTHERAPY | Lamp, Phototherapy | GE
NO | YES |  |  |  | 133-31132 | 133-31132 | GE Healthcare | BILISOFT |  | HFAS50758 | Katy-NICU | MHHS-Katy |  | Lamp, Phototherapy |  | 133-31132 | 133-31132 | Katy | MHHS-Katy | Katy-NICU | Post partum equipment storage room | 12/1/19 | 12/1/20 |  |  | PHOTOTHERAPY UNITS | Lamp, Phototherapy | LAMPPHOTOTHERAPY-GE-BiliSoft | LAMPPHOTOTHERAPY | BiliSoft |  |  |  | GE | Lamp, Phototherapy |  | LAMPPHOTOTHERAPY-GE-BiliSoft |  | 11/1/20 |  | LP-A | Not Covered Vendor Only - Biomedical | MHHS-Katy | [8 empty] | LAMPPHOTOTHERAPY | Lamp, Phototherapy | GE
NO | YES |  |  |  | 005-13053 | 005-13053 | GE Healthcare | BILISOFT |  | HFAUG1407 | SE-Labor & Delivery | MHHS-Southeast |  | Lamp, Phototherapy |  | 005-13053 | 005-13053 | Southeast | MHHS-Southeast | SE-Labor & Delivery |  | 4/1/19 |  |  |  | PHOTOTHERAPY UNITS |  | LAMPPHOTOTHERAPY-GE-BiliSoft | LAMPPHOTOTHERAPY | BiliSoft |  |  |  | GE | Lamp, Phototherapy |  | LAMPPHOTOTHERAPY-GE-BiliSoft |  | 11/11/20 |  |  | Not Covered Vendor Only - Biomedical | MHHS-Southeast
NO | YES |  |  |  | 005-13057 | 005-13057 | GE Healthcare | BILISOFT |  | HFAU61408 | SE-Labor & Delivery | MHHS-Southeast |  | Lamp, Phototherapy |  | 005-13057 | 005-13057 | Southeast | MHHS-Southeast | SE-Labor & Delivery |  | 4/1/19 |  |  |  | PHOTOTHERAPY UNITS |  | LAMPPHOTOTHERAPY-GE-BiliSoft | LAMPPHOTOTHERAPY | BiliSoft |  |  |  | GE | Lamp, Phototherapy |  | LAMPPHOTOTHERAPY-GE-BiliSoft |  | 11/11/20 |  |  | Not Covered Vendor Only - Biomedical | MHHS-Southeast
NO | YES |  |  |  | 005-07795 | 005-07795 | GE Healthcare | BILISOFT |  | HFAP50401 | SE-Neonatal ICU | MHHS-Southeast |  | Lamp, Phototherapy |  | 005-07795 | 005-07795 | Southeast | MHHS-Southeast | SE-Neonatal ICU |  | 11/1/19 |  |  |  | PHOTOTHERAPY UNITS |  | LAMPPHOTOTHERAPY-GE-BiliSoft | LAMPPHOTOTHERAPY | BiliSoft |  |  |  | GE | Lamp, Phototherapy |  | LAMPPHOTOTHERAPY-GE-BiliSoft |  | 11/11/20 |  |  | Not Covered Vendor Only - Biomedical | MHHS-Southeast
NO | YES | [5 empty] | GE Healthcare | BILISOFT |  | hfam50370 | SW-Nursery | MHHS-Southwest |  | Lamp, Phototherapy |  |  |  | Southwest | MHHS-Southwest | SW-Nursery | Post Partum Storage | 8/1/19 |  | 8/1/20 |  | PHOTOTHERAPY UNITS | Lamp, Phototherapy | LAMPPHOTOTHERAPY-GE-BiliSoft | LAMPPHOTOTHERAPY | BiliSoft |  |  |  | GE | Lamp, Phototherapy |  | LAMPPHOTOTHERAPY-GE-BiliSoft |  | 11/1/20 |  | LP-A | Not Covered Vendor Only - Biomedical | MHHS-Southwest | [8 empty] | LAMPPHOTOTHERAPY | Lamp, Phototherapy | GE
NO | YES |  |  |  |  | 077-04868 | GE Healthcare | BILISOFT |  | HFAL50230 | TMC-Hermann-Pedi ER (1Hp) | MHHS-TMC |  | Lamp, Phototherapy |  |  | 077-04868 | TMC | MHHS-TMC | TMC-Hermann-Pedi ER (1Hp) | Nursing | 3/1/19 |  | 3/1/20 |  | PHOTOTHERAPY UNITS | Lamp, Phototherapy | LAMPPHOTOTHERAPY-GE-BiliSoft | LAMPPHOTOTHERAPY | BiliSoft |  |  |  | GE | Lamp, Phototherapy |  | LAMPPHOTOTHERAPY-GE-BiliSoft |  | 12/1/20 |  | LP-A | Not Covered Vendor Only - Biomedical | MHHS-TMC | [8 empty] | LAMPPHOTOTHERAPY | Lamp, Phototherapy | GE
NO | YES | [5 empty] | GE Healthcare | BILISOFT |  | HFAL50294 | TMC-Children's-NICU (7Hp) | MHHS-TMC |  | Lamp, Phototherapy |  |  |  | TMC | MHHS-TMC | TMC-Children's-NICU (7Hp) |  | 3/1/19 |  |  |  | PHOTOTHERAPY UNITS |  | LAMPPHOTOTHERAPY-GE-BiliSoft | LAMPPHOTOTHERAPY | BiliSoft |  |  |  | GE | Lamp, Phototherapy |  | LAMPPHOTOTHERAPY-GE-BiliSoft |  | 12/19/20 | Verified 3/30/2020 4:07pm (Central) |  | No Coverage Specified | MHHS-TMC
NO | YES |  |  |  | 029-06175 | 029-06175 | GE Healthcare | BILISOFT |  | HFAN50219 | Woodlands-NICU | MHHS-Woodlands |  | Lamp, Phototherapy |  | 029-06175 | 029-06175 | Woodlands | MHHS-Woodlands | Woodlands-NICU | NICU | 10/1/19 |  | 10/1/20 |  | PHOTOTHERAPY UNITS | Lamp, Phototherapy | LAMPPHOTOTHERAPY-GE-BiliSoft | LAMPPHOTOTHERAPY | BiliSoft |  |  |  | GE | Lamp, Phototherapy |  | LAMPPHOTOTHERAPY-GE-BiliSoft |  | 11/1/20 |  | LP-A | Not Covered Vendor Only - Biomedical | MHHS-Woodlands | [8 empty] | LAMPPHOTOTHERAPY | Lamp, Phototherapy | GE
NO | YES |  |  |  | 029-08868 | 029-08868 | GE Healthcare | BILISOFT |  | HFAS50414 | Woodlands-Birth Center | MHHS-Woodlands |  | Lamp, Phototherapy |  | 029-08868 | 029-08868 | Woodlands | MHHS-Woodlands | Woodlands-Birth Center | Ob soild utility | 8/1/19 |  | 8/1/20 |  | PHOTOTHERAPY UNITS | Lamp, Phototherapy | LAMPPHOTOTHERAPY-GE-BiliSoft | LAMPPHOTOTHERAPY | BiliSoft |  |  |  | GE | Lamp, Phototherapy |  | LAMPPHOTOTHERAPY-GE-BiliSoft |  | 11/1/20 |  | LP-A | Not Covered Vendor Only - Biomedical | MHHS-Woodlands | [8 empty] | LAMPPHOTOTHERAPY | Lamp, Phototherapy | GE
NO | YES |  |  |  | 029-09438 | 029-09438 | GE Healthcare | BILISOFT |  | HFAN50853 | Woodlands-NICU (New) | MHHS-Woodlands |  | Lamp, Phototherapy |  | 029-09438 | 029-09438 | Woodlands | MHHS-Woodlands | Woodlands-NICU (New) | Stirage room | 7/1/19 |  | 7/1/20 |  | PHOTOTHERAPY UNITS | Lamp, Phototherapy | LAMPPHOTOTHERAPY-GE-BiliSoft | LAMPPHOTOTHERAPY | BiliSoft |  |  |  | GE | Lamp, Phototherapy |  | LAMPPHOTOTHERAPY-GE-BiliSoft |  | 11/1/20 |  | LP-A | Not Covered Vendor Only - Biomedical | MHHS-Woodlands | [8 empty] | LAMPPHOTOTHERAPY | Lamp, Phototherapy | GE
NO | YES |  |  |  | 029-11841 | 029-11841 | GE Healthcare | BILISOFT |  | HFAV60919 | Woodlands-Birth Center | MHHS-Woodlands |  | Lamp, Phototherapy |  | 029-11841 | 029-11841 | Woodlands | MHHS-Woodlands | Woodlands-Birth Center | Ob soild utility | 7/1/19 |  | 7/1/20 |  | PHOTOTHERAPY UNITS | Lamp, Phototherapy | LAMPPHOTOTHERAPY-GE-BiliSoft | LAMPPHOTOTHERAPY | BiliSoft |  |  |  | GE | Lamp, Phototherapy |  | LAMPPHOTOTHERAPY-GE-BiliSoft |  | 11/1/20 |  | LP-A | Not Covered Vendor Only - Biomedical | MHHS-Woodlands | [8 empty] | LAMPPHOTOTHERAPY | Lamp, Phototherapy | GE
NO | YES | [5 empty] | GE Healthcare | BILISOFT |  | HFAV60905 | Woodlands-NICU | MHHS-Woodlands |  | Lamp, Phototherapy |  |  |  | Woodlands | MHHS-Woodlands | Woodlands-NICU | PEDS storage | 7/1/19 |  | 7/1/20 |  | PHOTOTHERAPY UNITS | Lamp, Phototherapy | LAMPPHOTOTHERAPY-GE-BiliSoft | LAMPPHOTOTHERAPY | BiliSoft |  |  |  | GE | Lamp, Phototherapy |  | LAMPPHOTOTHERAPY-GE-BiliSoft |  | 11/1/20 |  | LP-A | Not Covered Vendor Only - Biomedical | MHHS-Woodlands | [8 empty] | LAMPPHOTOTHERAPY | Lamp, Phototherapy | GE
NO | YES | Asset Tag 133-08506 |  |  | 133-08506 | 133-08506 | GE Healthcare | BiliSoft |  | HFAR50083 | Katy-Post Partum 3-FL |  |  |  |  | 133-08506 | 133-08506 | Katy | Memorial Hermann Katy Hospital | Katy-Post Partum 3-FL | Equipment storage room(post partum) | 7/1/19 | 7/1/20
NO | YES |  |  |  | 005-06765 | 005-06765 | GE Healthcare | BiliSoft |  | HFAN50236 | SE-Unit 4B (Women'S Services) |  |  |  |  | 005-06765 | 005-06765 | Southeast | MHHS-Southeast | SE-Unit 4B (Women'S Services) | NICU | 7/1/19
NO | NO |  |  |  | 151-02229 |  | GE Healthcare | BILISOFT |  | HFAV61762 | CY - NURSERY | MHHS-Cypress |  | Lamp, Phototherapy |  | 151-02229 |  | Northwest & Cypress |  | CY - NURSERY | [5 empty] | PHOTOTHERAPY UNITS |  | LAMPPHOTOTHERAPY-GE-BiliSoft | LAMPPHOTOTHERAPY | BiliSoft |  |  |  | GE | Lamp, Phototherapy |  | LAMPPHOTOTHERAPY-GE-BiliSoft |  |  |  |  | Not Covered Vendor Only - Biomedical | MHHS-Cypress
NO | NO |  |  |  | 133-08753 |  | GE Healthcare | BILISOFT |  | HFAS50991 | KATY - NURSERY | MHHS-Katy |  | Lamp, Phototherapy |  | 133-08753 |  | Katy |  | KATY - NURSERY | [5 empty] | PHOTOTHERAPY UNITS |  | LAMPPHOTOTHERAPY-GE-BiliSoft | LAMPPHOTOTHERAPY | BiliSoft |  |  |  | GE | Lamp, Phototherapy |  | LAMPPHOTOTHERAPY-GE-BiliSoft |  |  |  |  | Not Covered Vendor Only - Biomedical | MHHS-Katy
NO | NO |  |  |  | 133-08754 |  | GE Healthcare | BILISOFT |  | HFAT50024 | KATY - NURSERY | MHHS-Katy |  | Lamp, Phototherapy |  | 133-08754 |  | Katy |  | KATY - NURSERY | [5 empty] | PHOTOTHERAPY UNITS |  | LAMPPHOTOTHERAPY-GE-BiliSoft | LAMPPHOTOTHERAPY | BiliSoft |  |  |  | GE | Lamp, Phototherapy |  | LAMPPHOTOTHERAPY-GE-BiliSoft |  |  |  |  | Not Covered Vendor Only - Biomedical | MHHS-Katy
NO | NO |  |  |  | 013-15595 |  | GE Healthcare | BILISOFT |  | HFAM50371 | SW - NICU | MHHS-Southwest |  | Lamp, Phototherapy |  | 013-15595 |  | Southwest |  | SW - NICU | [5 empty] | PHOTOTHERAPY UNITS |  | LAMPPHOTOTHERAPY-GE-BiliSoft | LAMPPHOTOTHERAPY | BiliSoft |  |  |  | GE | Lamp, Phototherapy |  | LAMPPHOTOTHERAPY-GE-BiliSoft |  |  |  |  | Not Covered Vendor Only - Biomedical | MHHS-Southwest
NO | NO | [5 empty] | GE Healthcare | BILISOFT |  | HFAL50292 | TMC - CHILDRENS - NICU (7HP) | MHHS-TMC |  | Lamp, Phototherapy |  |  |  | TMC |  | TMC - CHILDRENS - NICU (7HP) | [5 empty] | PHOTOTHERAPY UNITS |  | LAMPPHOTOTHERAPY-GE-BiliSoft | LAMPPHOTOTHERAPY | BiliSoft |  |  |  | GE | Lamp, Phototherapy |  | LAMPPHOTOTHERAPY-GE-BiliSoft |  |  |  |  | Not Covered Vendor Only - Biomedical | MHHS-TMC
NO | NO | [5 empty] | GE Healthcare | BILISOFT |  | HFAL50213 | TMC - CHILDRENS - NICU (7HP) | MHHS-TMC |  | Lamp, Phototherapy |  |  |  | TMC |  | TMC - CHILDRENS - NICU (7HP) | [5 empty] | PHOTOTHERAPY UNITS |  | LAMPPHOTOTHERAPY-GE-BiliSoft | LAMPPHOTOTHERAPY | BiliSoft |  |  |  | GE | Lamp, Phototherapy |  | LAMPPHOTOTHERAPY-GE-BiliSoft |  |  |  |  | Not Covered Vendor Only - Biomedical | MHHS-TMC
NO | NO | [5 empty] | GE Healthcare | BILISOFT |  | HFAL50213 | TMC - CHILDRENS - NICU (7HP) | MHHS-TMC |  | Lamp, Phototherapy |  |  |  | TMC |  | TMC - CHILDRENS - NICU (7HP) | [5 empty] | PHOTOTHERAPY UNITS |  | LAMPPHOTOTHERAPY-GE-BiliSoft | LAMPPHOTOTHERAPY | BiliSoft |  |  |  | GE | Lamp, Phototherapy |  | LAMPPHOTOTHERAPY-GE-BiliSoft |  |  |  |  | No Coverage Specified | MHHS-TMC
NO | NO |  |  |  | 029-06551 |  | GE Healthcare | BILISOFT |  | HFAP50239 | WOODLANDS - NICU | MHHS-Woodlands |  | Lamp, Phototherapy |  | 029-06551 |  | Woodlands |  | WOODLANDS - NICU | [5 empty] | PHOTOTHERAPY UNITS |  | LAMPPHOTOTHERAPY-GE-BiliSoft | LAMPPHOTOTHERAPY | BiliSoft |  |  |  | GE | Lamp, Phototherapy |  | LAMPPHOTOTHERAPY-GE-BiliSoft |  |  |  |  | Not Covered Vendor Only - Biomedical | MHHS-Woodlands
YES | YES |  |  |  | 298455MR | 298455MR | GE Healthcare | Body Array Torso Coil |  | 298455MR | Radiology |  |  |  |  | 298455MR | 298455MR | West | Memorial Hermann Memorial City Medical Center | Radiology | MRI
NO | YES | Serial Number 279721hm5 |  |  |  |  | GE Healthcare | BRIGHTSPEED |  | 279721hm5 | NE - RADIOLOGY | MHHS-Northeast |  | Scanner, Computed Tomography |  |  |  | Katy |  | NE - RADIOLOGY |  | 12/5/19 |  |  |  | SCANNING SYSTEMS, COMPUTED TOMOGRAPHY |  | SCANCOMPUTTOMOGRAPHY-27868 | SCANCOMPUTTOMOGRAPHY | BrightSpeed |  |  |  | GE | Scanner, Computed Tomography |  | SCANCOMPUTTOMOGRAPHY-27868 |  | 12/19/20 |  |  | No Coverage Specified | MHHS-Northeast
NO | YES |  |  |  | R-929-00794 |  | GE Healthcare | BRIGHTSPEED |  | 309773HM0 | OPID - (NE) - SUMMER CREEK CCC - 444 | MHHS-OPID |  | Scanner, Computed Tomography |  | R-929-00794 |  | Katy |  | OPID - (NE) - SUMMER CREEK CCC - 444 |  | 10/1/19 |  |  |  | SCANNING SYSTEMS, COMPUTED TOMOGRAPHY |  | SCANCOMPUTTOMOGRAPHY-27868 | SCANCOMPUTTOMOGRAPHY | BrightSpeed |  |  |  | GE | Scanner, Computed Tomography |  | SCANCOMPUTTOMOGRAPHY-27868 |  | 12/19/20 |  |  | No Coverage Specified | MHHS-OPID
NO | YES |  |  |  | R-925-BSCT |  | GE Healthcare | BRIGHTSPEED |  | 220843HM7 | OPID - (SE) - BAYSHORE - 403 | MHHS-OPID |  | Scanner, Computed Tomography |  | R-925-BSCT |  | Southeast & Bay Area |  | OPID - (SE) - BAYSHORE - 403 |  | 6/3/19 |  |  |  | SCANNING SYSTEMS, COMPUTED TOMOGRAPHY |  | SCANCOMPUTTOMOGRAPHY-27868 | SCANCOMPUTTOMOGRAPHY | BrightSpeed |  |  |  | GE | Scanner, Computed Tomography |  | SCANCOMPUTTOMOGRAPHY-27868 |  | 12/19/20 |  |  | No Coverage Specified | MHHS-OPID
NO | YES |  |  |  | 929-00608 | 929-00608 | GE Healthcare | BRIGHTSPEED |  |  | OPID - (SL) - SUGAR LAND - 449 (MP1) | MHHS-OPID |  | Scanner, Computed Tomography |  | 929-00608 | 929-00608 | Sugar Land | MH SL | OPID - (SL) - SUGAR LAND - 449 (MP1) | SL, PB1, Suite 113 |  |  |  |  | SCANNING SYSTEMS, COMPUTED TOMOGRAPHY |  | SCANCOMPUTTOMOGRAPHY-27868 | SCANCOMPUTTOMOGRAPHY | BrightSpeed |  |  |  | GE | Scanner, Computed Tomography |  | SCANCOMPUTTOMOGRAPHY-27868 |  | 12/19/20 |  |  | No Coverage Specified | MHHS-OPID | [5 empty] | 2/1/20
YES | YES |  |  |  | 925-00995 | 925-00995 | GE Healthcare | BrightSpeed |  | 832658BSCT | OPID - (SE) - BAYSHORE - 403 |  |  |  |  | 925-00995 | 925-00995 | Southeast | Memorial Hermann Imaging Center - Pasadena | OPID - (SE) - BAYSHORE - 403 | OPID SE BATSHOTE 403 | 6/1/19 |  | 12/1/19
YES | YES |  |  |  | 099-13543 | 099-13543 | GE Healthcare | C1-5 |  | 149357yp6 | MH MG - (TMC) - OB-GYN/NEUROLOGY (STE 2440) |  |  |  |  | 099-13543 | 099-13543 | TMC | Memorial Hermann-Texas Medical Center | MH MG - (TMC) - OB-GYN/NEUROLOGY (STE 2440) | Exam room ultrasound |  |  |  | No PM Sticker
YES | YES |  |  |  | 099-12075 | 099-12075 | GE Healthcare | C1-5 |  | 154355YP2 | Ultrasound |  |  |  |  | 099-12075 | 099-12075 | Southeast | Memorial Hermann Imaging Center - Pasadena | Ultrasound | Ultrasound
YES | YES |  |  |  | 099-07948 | 099-07948 | GE Healthcare | C1-5 |  | 711498WX6 | Memorial Hermann- Texas Medical Center- Radiology- OR |  |  |  |  | 099-07948 | 099-07948 |  | TMC | Memorial Hermann- Texas Medical Center- Radiology- OR | Serafin OR Storage room | 4/1/20 |  |  | No PM Sticker
YES | YES |  |  |  | 230798YP1 | 230798YP1 | GE Healthcare | C1-5 |  | 230798YP1 | GH - LABOR |  |  |  |  | 230798YP1 | 230798YP1 | Central | Greater heights | GH - LABOR | GH - LABOR
YES | YES |  |  |  | 133-09045 | 133-09045 | GE Healthcare | C1-5-D |  | 246509YP4 | KATY - MATERNAL |  |  |  |  | 133-09045 | 133-09045 | Katy | Plaza 1 suite 305 | KATY - MATERNAL | Exam A | 2/1/20 | [5 empty] | TRANSDUCERULTRASOUND-GE-C1-5-D
YES | YES |  |  |  | 099-01924 | 099-01924 | GE Healthcare | C1-5-D |  | 116980YP4 | MH MG - (NE) - SUMMER CREEK CCC |  |  |  |  | 099-01924 | 099-01924 | NorthEast |  | MH MG - (NE) - SUMMER CREEK CCC |  |  |  |  | No pm |  |  | TRANSDUCERULTRASOUND-GE-C1-5-D
YES | YES |  |  |  | 142-09174 | 142-09174 | GE Healthcare | C1-5-D |  | 243580YP8 | MH MG - (WDLS) - TWL CARDIOLOGY (STE 300) |  |  |  |  | 142-09174 | 142-09174 | Woodlands | Memorial Hermann The Woodlands Medical Center | MH MG - (WDLS) - TWL CARDIOLOGY (STE 300) | Cardiology - MP4 - 4th floor - EKG Room |  |  |  | New add |  |  | TRANSDUCERULTRASOUND-GE-C1-5-D
YES | YES |  |  |  | 074-06084 | 074-06084 | GE Healthcare | C1-5-RS |  | 711524WX9 | MH MG - (WDLS) - TWL PINECROFT (100/101) |  |  |  |  | 074-06084 | 074-06084 | Woodlands | Memorial Hermann Medical Group The Woodlands (#100 and #101) | MH MG - (WDLS) - TWL PINECROFT (100/101) | Exam 6 |  |  |  | New add
YES | YES |  |  |  | 241-04673 | 241-04673 | GE Healthcare | C1-5-RS |  | 826722wx1 | TIRR - Radiolgy |  |  |  |  | 241-04673 | 241-04673 | TMC | TIRR Memorial Hermann | TIRR - Radiolgy | Ultrasound
YES | YES |  |  |  | 099-14972 | 099-14972 | GE Healthcare | C1-5-RS |  | 717086WX3 | TMC - HERMANN - ADULT ER (1HP) |  |  |  |  | 099-14972 | 099-14972 | TMC | Memorial Hermann-Texas Medical Center | TMC - HERMANN - ADULT ER (1HP) | TMC HERMANN ADULT ER POP
YES | YES |  |  |  | 099-14872 | 099-14872 | GE Healthcare | C1-5-RS |  | 826766wx8 | TMC - HERMANN - Ped ER |  |  |  |  | 099-14872 | 099-14872 | TMC | Memorial Hermann-Texas Medical Center | TMC - HERMANN - Ped ER | Nursing
YES | YES |  |  |  | 099-14867 | 099-14867 | GE Healthcare | C1-5-RS |  | 826706wx4 | TMC - HERMANN - Ped ER |  |  |  |  | 099-14867 | 099-14867 | TMC | Memorial Hermann-Texas Medical Center | TMC - HERMANN - Ped ER | Nursing
YES | YES |  |  |  | 099-12762 | 099-12762 | GE Healthcare | C1-5-RS |  | 717102wx8 | TMC - SAROFIM 1 - ADULT ER |  |  |  |  | 099-12762 | 099-12762 | TMC | Memorial Hermann-Texas Medical Center | TMC - SAROFIM 1 - ADULT ER | TMC - SAROFIM 1 - ADULT ER
YES | YES |  |  |  | 099-12511 | 099-12511 | GE Healthcare | C1-5-RS |  |  | TMC - SAROFIM 1 - ADULT ER |  |  |  |  | 099-12511 | 099-12511 | TMC | Memorial Hermann-Texas Medical Center | TMC - SAROFIM 1 - ADULT ER | Trauma 7
YES | YES |  |  |  | 099-12789 | 099-12789 | GE Healthcare | C1-5-RS |  |  | TMC - SAROFIM 1 - ADULT ER |  |  |  |  | 099-12789 | 099-12789 | TMC | Memorial Hermann-Texas Medical Center | TMC - SAROFIM 1 - ADULT ER | TMC - SAROFIM 1 - ADULT T16
YES | YES |  |  |  | 099-06505 | 099-06505 | GE Healthcare | C1-5-RS |  | 250527YP9 | Radiology |  |  |  |  | 099-06505 | 099-06505 | South East | Memorial Hermann South East | Radiology | Patient holding
YES | YES |  |  |  | 099-06544 | 099-06544 | GE Healthcare | C1-5-RS |  | 799055WX9 | TMC - JONES - TX TRAUMA (6J) |  |  |  |  | 099-06544 | 099-06544 | TMC | Memorial Hermann-Texas Medical Center | TMC - JONES - TX TRAUMA (6J) | S7 216
YES | YES |  |  |  | 099-06413 | 099-06413 | GE Healthcare | C1-5-RS |  | 798890WX0 | TMC - SAROFIM 5 - SILVER |  |  |  |  | 099-06413 | 099-06413 | TMC | Memorial Hermann-Texas Medical Center | TMC - SAROFIM 5 - SILVER | Equipment room
YES | YES |  |  |  | 099-06548 | 099-06548 | GE Healthcare | C1-5-RS |  | 799021WX1 | TMC - JONES - TX TRAUMA (6J) |  |  |  |  | 099-06548 | 099-06548 | TMC | Memorial Hermann-Texas Medical Center | TMC - JONES - TX TRAUMA (6J) | S7 216
YES | YES |  |  |  | 099-09993 | 099-09993 | GE Healthcare | C1-6 |  | 171414YP6 | SE - ESOPHAGEAL DISEASE CENTER |  |  |  |  | 099-09993 | 099-09993 | Southeast | Memorial Hermann Southeast Hospital | SE - ESOPHAGEAL DISEASE CENTER | Radiology Work Room
YES | YES |  |  |  | 099-07294 | 099-07294 | GE Healthcare | C1-6 |  | 311915YP3 | Radiology |  |  |  |  | 099-07294 | 099-07294 | Southeast | Memorial Hermann Southeast Hospital | Radiology | Hall |  |  |  | No pm found
YES | YES |  |  |  | 344080YP7 | 344080YP7 | GE Healthcare | C1-6-D |  | 344080YP7 | KATY - MATERNAL |  |  |  |  | 344080YP7 | 344080YP7 | Katy | Plaza 1 suite 305 | KATY - MATERNAL | Exam B
YES | YES |  |  |  | 099-03385 | 099-03385 | GE Healthcare | C1-6-D |  | 282254YP2 | Pearland Imaging |  |  |  |  | 099-03385 | 099-03385 | Pearland | MH Pearland | Pearland Imaging | C1 310 |  |  |  |  | US probe for LOGIC E9 | [22 empty] | 4/1/18
YES | YES |  |  |  | 099-03443 | 099-03443 | GE Healthcare | C1-6-D |  | 49654YP7 | Pearland Imaging |  |  |  |  | 099-03443 | 099-03443 | Pearland | MH Pearland | Pearland Imaging | C1 313 |  |  |  |  | US probe for LOGIC E9 | [22 empty] | 3/1/10
YES | YES | Serial Number Cnf |  |  | 069-36961 | 069-36961 | GE Healthcare | C1-CPU |  | CNF | TMC - JONES - NEURO IMU (3J) |  |  |  |  | 069-36961 | 069-36961 | TMC | Memorial Hermann-Texas Medical Center | TMC - JONES - NEURO IMU (3J) |  | 11/1/19 |  | 11/1/20
YES | YES | Serial Number Cnf |  |  | 069-36946 | 069-36946 | GE Healthcare | C1-CPU |  | Cnf | TMC - JONES - NEURO IMU (3J) |  |  |  |  | 069-36946 | 069-36946 | TMC | Memorial Hermann-Texas Medical Center | TMC - JONES - NEURO IMU (3J) |  | 11/1/19 |  | 11/1/20
YES | YES |  |  |  | 343487YP5 | 343487YP5 | GE Healthcare | C2-9-D |  | 343487YP5 | KATY - MATERNAL |  |  |  |  | 343487YP5 | 343487YP5 | Katy | Plaza 1 suite 305 | KATY - MATERNAL | Exam B
YES | YES |  |  |  | 133-09043 | 133-09043 | GE Healthcare | C4-8-D |  | 169899PD4 | KATY - MATERNAL |  |  |  |  | 133-09043 | 133-09043 | Katy | Plaza 1 suite 305 | KATY - MATERNAL | Exam A
NO | YES |  |  |  | 142-05479 | 142-05479 | GE Healthcare | CAM 14 |  | RNC10310512PA | Neighborhood Clinic-(NE)-Northeast | MHHS-Neighborhood Clinics |  | ECG Machine |  | 142-05479 | 142-05479 | Katy | MHHS-Others | Neighborhood Clinic-(NE)-Northeast |  | 12/1/19 | 12/1/21 |  | RM 6 | MONITORING SYSTEMS, PHYSIOLOGIC, CARDIAC ELECTROPH | ECG Machine | ECGMACHINE-GE-CAM14 | ECGMACHINE | CAM14 |  |  |  | GE | ECG Machine |  |  | ECGMACHINE-GE-CAM14 | 11/1/20 |  |  | Not Covered Vendor Only - Biomedical | MHHS-Neighborhood Clinics | [8 empty] | ECGMACHINE | ECG Machine | GE
NO | NO |  |  |  | 000-03393 |  | GE Healthcare | CAM 14 |  | RNC19090025PA | CAHF - (TMC) - TMC MEDICAL PLAZA [MHMP-STE2500] | MHHS - Heart Failure Clinics |  | ECG Machine |  | 000-03393 |  | TMC |  | CAHF - (TMC) - TMC MEDICAL PLAZA [MHMP-STE2500] | [5 empty] | MONITORING SYSTEMS, PHYSIOLOGIC, CARDIAC ELECTROPH |  | ECGMACHINE-GE-CAM14 | ECGMACHINE | CAM14 |  |  |  | GE | ECG Machine |  |  | ECGMACHINE-GE-CAM14 |  |  |  | Not Covered Vendor Only - Biomedical | MHHS - Heart Failure Clinics
NO | NO |  |  |  | 000-03394 |  | GE Healthcare | CAM 14 |  | RNC18470089PA | CAHF - (TMC) - TMC MEDICAL PLAZA [MHMP-STE2500] | MHHS - Heart Failure Clinics |  | ECG Machine |  | 000-03394 |  | TMC |  | CAHF - (TMC) - TMC MEDICAL PLAZA [MHMP-STE2500] | [5 empty] | MONITORING SYSTEMS, PHYSIOLOGIC, CARDIAC ELECTROPH |  | ECGMACHINE-GE-CAM14 | ECGMACHINE | CAM14 |  |  |  | GE | ECG Machine |  |  | ECGMACHINE-GE-CAM14 |  |  |  | Not Covered Vendor Only - Biomedical | MHHS - Heart Failure Clinics
YES | YES | Serial Number RNC15326257PA |  |  | 583-01679 | 583-01679 | GE Healthcare | CAM HD |  | RNC15326257PA | MedSurg |  |  |  |  | 583-01679 | 583-01679 | WEST AND MEMORIAL | WEST AND MEMORIAL | MedSurg | 7 EAST
YES | YES |  |  |  | 009-33263 | 009-33263 | GE Healthcare | Cam HD |  | RNC18240034PA | NE - 4 WEST TOWER |  |  |  |  | 009-33263 | 009-33263 | Katy | Memorial Hermann | NE - 4 WEST TOWER | Med surg
YES | YES |  |  |  | 142-09575 | 142-09575 | GE Healthcare | Cam HD |  | RNC18220091PA | NE- 3 WEST TOWER CARDIO |  |  |  |  | 142-09575 | 142-09575 | Katy | Memorial Hermann North East Hospital | NE- 3 WEST TOWER CARDIO | MED SURG CARDIAC |  |  |  | No pm
YES | YES |  |  |  | 099-00258 | 099-00258 | GE Healthcare | CAM-HD |  | RNC17170006PA | 1st floor |  |  |  |  | 099-00258 | 099-00258 | Katy | Katy | 1st floor | ER |  |  |  | No pm
YES | YES |  |  |  | 099-02005 | 099-02005 | GE Healthcare | CAM-HD |  | RNC17150240PA | 1st floor |  |  |  |  | 099-02005 | 099-02005 | Katy | Katy | 1st floor | ER |  |  |  | No pm
YES | YES |  |  |  | 099-01699 | 099-01699 | GE Healthcare | CAM-HD |  | RNC18470076PA | SC CCC - (NE) - EMERGENCY ROOM |  |  |  |  | 099-01699 | 099-01699 | NorthEast |  | SC CCC - (NE) - EMERGENCY ROOM |  |  |  |  | No pm
YES | YES |  |  |  | 099-00842 | 099-00842 | GE Healthcare | CAM-HD |  | RNC17400033PA | NE - RESPIRATORY |  |  |  |  | 099-00842 | 099-00842 | Katy | Memorial Hermann Northeast Hospital | NE - RESPIRATORY | Blood gas lab
YES | YES |  |  |  | RNC15215132PA | RNC15215132PA | GE Healthcare | CAM-HD |  | RNC15215132PA | [5 empty] | RNC15215132PA | RNC15215132PA | Sugar Land | Memorial Hermann Convenient Care Center at Sienna Plantation (Sienna CCC) (#B) |  | Room Triage
YES | YES |  |  |  | 142-08947 | 142-08947 | GE Healthcare | CAM-HD |  | RNC19370126PA | SUGAR LAND - MED/SURG - EAST 5TH |  |  |  |  | 142-08947 | 142-08947 | Sugar Land |  | SUGAR LAND - MED/SURG - EAST 5TH |  |  |  |  | No pm
YES | YES |  |  |  | 142-09072 | 142-09072 | GE Healthcare | CAM-HD |  | RNC16250157PA | SUGAR LAND - IMU |  |  |  |  | 142-09072 | 142-09072 | Sugar Land |  | SUGAR LAND - IMU |  |  |  |  | No pm
YES | YES |  |  |  | 142-09073 | 142-09073 | GE Healthcare | CAM-HD |  | RNC16260035PA | SUGAR LAND - ICU |  |  |  |  | 142-09073 | 142-09073 | Sugar Land |  | SUGAR LAND - ICU |  |  |  |  | No pm
YES | YES |  |  |  | 151-04207 | 151-04207 | GE Healthcare | CAM-HD |  | RNC17380023PA | MEMORIAL CITY - MH5 |  |  |  |  | 151-04207 | 151-04207 | West | Memorial Hermann Memorial City Medical Center | MEMORIAL CITY - MH5 | MH5 Nurses Station
YES | YES |  |  |  | 151-04811 | 151-04811 | GE Healthcare | CAM-HD |  | RNC19420012PA | ER |  |  |  |  | 151-04811 | 151-04811 | West | Memorial Hermann Memorial City Medical Center Emergency Center | ER | Nurses Station
YES | YES |  |  |  | 151-04417 | 151-04417 | GE Healthcare | CAM-HD |  | RNC19370007PA | MEMORIAL CITY - ER |  |  |  |  | 151-04417 | 151-04417 | West | Memorial Hermann Memorial City Medical Center Emergency Center | MEMORIAL CITY - ER | Emergency Room Nurses Station
YES | YES |  |  |  | 151-04426 | 151-04426 | GE Healthcare | CAM-HD |  | RNC14530831PA | MEMORIAL CITY - Outpatient Surgery |  |  |  |  | 151-04426 | 151-04426 | West | Memorial Hermann Memorial City Medical Center | MEMORIAL CITY - Outpatient Surgery | W1 Recovery
YES | YES |  |  |  | 041-32407 | 041-32407 | GE Healthcare | CAM-HD |  |  | Memorial City-MOR Recovery |  |  |  |  | 041-32407 | 041-32407 | West | Memorial Hermann Memorial City Medical Center | Memorial City-MOR Recovery | E2 Nurses Station
YES | YES |  |  |  | 099-03350 | 099-03350 | GE Healthcare | CAM-HD |  | RNC16430111PA | ER |  |  |  |  | 099-03350 | 099-03350 | Southwest | Memorial Hermann Southwest Hospital | ER | ER Trauma
YES | YES |  |  |  | 041-34821 | 041-34821 | GE Healthcare | CAM-HD |  | RNC15154363PA | SW - ER |  |  |  |  | 041-34821 | 041-34821 | Southwest | Memorial Hermann Southwest | SW - ER | SW - ER
YES | YES |  |  |  | 009-33101 | 009-33101 | GE Healthcare | CAM-HD |  | RNC19210309PA | SW - ER |  |  |  |  | 009-33101 | 009-33101 | Southwest | Memorial Hermann Southwest Hospital Emergency Center | SW - ER | ER POD B NURSES STATION
NO | YES | Asset Tag 133-31094 |  |  | 133-31094 | 133-31094 | GE Healthcare | CAM14 |  | RMF05468483 | 2nd floor |  |  |  |  | 133-31094 | 133-31094 | Katy | Katy | 2nd floor | Ambulatory | 3/1/19 | 3/1/20
YES | YES |  |  |  | 099-02031 | 099-02031 | GE Healthcare | CAM14 |  | SK912471615PA | NE - DAY SURGERY |  |  |  |  | 099-02031 | 099-02031 | NorthEast |  | NE - DAY SURGERY | Daysurgery |  |  |  | No pm
YES | YES |  |  |  | 099-00022 | 099-00022 | GE Healthcare | CAM14 |  | SK917490075PA | Radiology |  |  |  |  | 099-00022 | 099-00022 | Katy | Memorial Hermann Northeast Hospital | Radiology | Stress lab
YES | YES |  |  |  | 099-00023 | 099-00023 | GE Healthcare | CAM14 |  | SK917220059PA | Radiology |  |  |  |  | 099-00023 | 099-00023 | Katy | Memorial Hermann Northeast Hospital | Radiology | Stress lab
YES | YES |  |  |  | 142-09394 | 142-09394 | GE Healthcare | CAM14 |  | RNC10310548PA | MH MG - (SL) - PHYSICIANS AT SUGAR CREEK |  |  |  |  | 142-09394 | 142-09394 | Sugar Land | Sugar Land | MH MG - (SL) - PHYSICIANS AT SUGAR CREEK |  | 2/1/20 |  |  | No pm
YES | YES |  |  |  | 099-13387 | 099-13387 | GE Healthcare | CAM14 |  | SK917470108PA | MH MG - (SE) - LC CCC - TIMESHARE |  |  |  |  | 099-13387 | 099-13387 | Southeast | Memorial Hermann Convenient Care Center in League City (League City CCC) | MH MG - (SE) - LC CCC - TIMESHARE | EKG procedure room
YES | YES |  |  |  | 074-06253 | 074-06253 | GE Healthcare | Cap co2 mod |  | RCJ154684333GA | WOODLANDS - CATH LAB |  |  |  |  | 074-06253 | 074-06253 |  |  | WOODLANDS - CATH LAB | Room 1
YES | YES |  |  |  | 208339MR2 | 208339MR2 | GE Healthcare | Cardiac array |  | 208339MR2 | Radiology |  |  |  |  | 208339MR2 | 208339MR2 | West | Memorial Hermann Memorial City Medical Center | Radiology | MRI
NO | YES |  |  |  | 009-09751 | 009-09751 | GE Healthcare | CARDIO MAC LAB IMAGE CAP IC HPZ600 |  | SJU14452569TA | Memorial Hermann GH - CATH LAB | MHHS-Greater Heights |  |  |  | 009-09751 | 009-09751 | Central | Memorial Hermann Greater Heights Hospital | Memorial Hermann GH - CATH LAB | Cath Lab 1 |  |  |  | No pm sticker | COMPUTERS |  | MONITORHEMODYNAMIC-GE-MacLab |  |  |  |  | MONITORHEMODYNAMIC-GE-MacLab | GE | [7 empty] | Not Covered Vendor Only - Biomedical | MHHS-Greater Heights
NO | YES |  |  |  | 009-09753 | 009-09753 | GE Healthcare | CARDIO MAC LAB IMAGE CAP IC HPZ600 |  | SH914384901TA | MH MG-(GH)-Urgent Care-Washington Ave | MHHS-Greater Heights |  |  |  | 009-09753 | 009-09753 | Central | MHHS-MG | MH MG-(GH)-Urgent Care-Washington Ave | Cath Lab 1 | 4/1/15 |  |  |  | COMPUTERS | Monitor, Hemodynamic | MONITORHEMODYNAMIC-GE-MacLab |  |  |  |  | MONITORHEMODYNAMIC-GE-MacLab | GE |  |  |  |  | 11/1/20 |  | MH-A | Not Covered Vendor Only - Biomedical | MHHS-Greater Heights | [8 empty] | MONITORHEMODYNAMIC | Monitor, Hemodynamic | GE
NO | YES |  |  |  | 009-09755 | 009-09755 | GE Healthcare | CARDIO MAC LAB IMAGE CAP IC HPZ600 |  | SH914384914TA | GH-Cath Lab | MHHS-Greater Heights |  |  |  | 009-09755 | 009-09755 | Central | MHHS-Greater Heights | GH-Cath Lab | GH CATH LAB | 4/1/15 |  |  |  | COMPUTERS | Monitor, Hemodynamic | MONITORHEMODYNAMIC-GE-MacLab |  |  |  |  | MONITORHEMODYNAMIC-GE-MacLab | GE |  |  |  |  | 11/1/20 |  | MH-A | Not Covered Vendor Only - Biomedical | MHHS-Greater Heights | [8 empty] | MONITORHEMODYNAMIC | Monitor, Hemodynamic | GE
NO | YES |  |  |  | 009-09762 | 009-09762 | GE Healthcare | CARDIO MAC LAB IMAGE CAP IC HPZ600 |  | SJU14433580TA | GH-Cath Lab | MHHS-Greater Heights |  |  |  | 009-09762 | 009-09762 | Central | MHHS-Greater Heights | GH-Cath Lab | Holding room 1 | 4/1/15 |  |  |  | COMPUTERS | Monitor, Hemodynamic | MONITORHEMODYNAMIC-GE-MacLab |  |  |  |  | MONITORHEMODYNAMIC-GE-MacLab | GE |  |  |  |  | 11/1/20 |  | MH-A | Not Covered Vendor Only - Biomedical | MHHS-Greater Heights | [8 empty] | MONITORHEMODYNAMIC | Monitor, Hemodynamic | GE
NO | YES |  |  |  | 009-09763 | 009-09763 | GE Healthcare | CARDIO MAC LAB IMAGE CAP IC HPZ600 |  | SJU14452549TA | GH-Cath Lab | MHHS-Greater Heights |  |  |  | 009-09763 | 009-09763 | Central | MHHS-Greater Heights | GH-Cath Lab | Holding room 2 | 4/1/15 |  |  |  | COMPUTERS | Monitor, Hemodynamic | MONITORHEMODYNAMIC-GE-MacLab |  |  |  |  | MONITORHEMODYNAMIC-GE-MacLab | GE |  |  |  |  | 11/1/20 |  | MH-A | Not Covered Vendor Only - Biomedical | MHHS-Greater Heights | [8 empty] | MONITORHEMODYNAMIC | Monitor, Hemodynamic | GE
NO | YES |  |  |  | 009-09766 | 009-09766 | GE Healthcare | CARDIO MAC LAB IMAGE CAP IC HPZ600 |  | SJU14432554TA | GH-Cath Lab | MHHS-Greater Heights |  |  |  | 009-09766 | 009-09766 | Central | MHHS-Greater Heights | GH-Cath Lab | Holding room 3 | 4/1/15 |  |  |  | COMPUTERS | Monitor, Hemodynamic | MONITORHEMODYNAMIC-GE-MacLab |  |  |  |  | MONITORHEMODYNAMIC-GE-MacLab | GE |  |  |  |  | 11/1/20 |  | MH-A | Not Covered Vendor Only - Biomedical | MHHS-Greater Heights | [8 empty] | MONITORHEMODYNAMIC | Monitor, Hemodynamic | GE
NO | YES |  |  |  | 009-09768 | 009-09768 | GE Healthcare | CARDIO MAC LAB IMAGE CAP IC HPZ600 |  | SJU14452570TA | GH-Cath Lab | MHHS-Greater Heights |  |  |  | 009-09768 | 009-09768 | Central | MHHS-Greater Heights | GH-Cath Lab | Cathlab | 4/1/15 |  |  |  | COMPUTERS | Monitor, Hemodynamic | MONITORHEMODYNAMIC-GE-MacLab |  |  |  |  | MONITORHEMODYNAMIC-GE-MacLab | GE |  |  |  |  | 11/1/20 |  | MH-A | Not Covered Vendor Only - Biomedical | MHHS-Greater Heights | [8 empty] | MONITORHEMODYNAMIC | Monitor, Hemodynamic | GE
NO | YES |  |  |  | 009-09770 | 009-09770 | GE Healthcare | CARDIO MAC LAB IMAGE CAP IC HPZ600 |  | SJU14452572TA | GH-Cath Lab | MHHS-Greater Heights |  |  |  | 009-09770 | 009-09770 | Central | MHHS-Greater Heights | GH-Cath Lab | Recovery 6 |  |  |  |  | COMPUTERS | Monitor, Hemodynamic | MONITORHEMODYNAMIC-GE-MacLab |  |  |  |  | MONITORHEMODYNAMIC-GE-MacLab | GE |  |  |  |  | 11/1/20 |  | MH-A | Not Covered Vendor Only - Biomedical | MHHS-Greater Heights | [8 empty] | MONITORHEMODYNAMIC | Monitor, Hemodynamic | GE
NO | YES |  |  |  | 009-09772 | 009-09772 | GE Healthcare | CARDIO MAC LAB IMAGE CAP IC HPZ600 |  | SHQ14452574TA | GH-Cath Lab | MHHS-Greater Heights |  |  |  | 009-09772 | 009-09772 | Central | MHHS-Greater Heights | GH-Cath Lab | Recovery 8 |  |  |  |  | COMPUTERS | Monitor, Hemodynamic | MONITORHEMODYNAMIC-GE-MacLab |  |  |  |  | MONITORHEMODYNAMIC-GE-MacLab | GE |  |  |  |  | 11/1/20 |  | MH-A | Not Covered Vendor Only - Biomedical | MHHS-Greater Heights | [8 empty] | MONITORHEMODYNAMIC | Monitor, Hemodynamic | GE
NO | YES |  |  |  | 009-09774 | 009-09774 | GE Healthcare | CARDIO MAC LAB IMAGE CAP IC HPZ600 |  | SJU14452573TA | GH-Cath Lab | MHHS-Greater Heights |  |  |  | 009-09774 | 009-09774 | Central | MHHS-Greater Heights | GH-Cath Lab | Corner rooms |  |  |  |  | COMPUTERS | Monitor, Hemodynamic | MONITORHEMODYNAMIC-GE-MacLab |  |  |  |  | MONITORHEMODYNAMIC-GE-MacLab | GE |  |  |  |  | 11/1/20 |  | MH-A | Not Covered Vendor Only - Biomedical | MHHS-Greater Heights | [8 empty] | MONITORHEMODYNAMIC | Monitor, Hemodynamic | GE
NO | YES |  |  |  | 009-09776 | 009-09776 | GE Healthcare | CARDIO MAC LAB IMAGE CAP IC HPZ600 |  | SJU14452576TA | GH-Cath Lab | MHHS-Greater Heights |  |  |  | 009-09776 | 009-09776 | Central | MHHS-Greater Heights | GH-Cath Lab | GH CATH LAB | 4/1/15 |  |  |  | COMPUTERS | Monitor, Hemodynamic | MONITORHEMODYNAMIC-GE-MacLab |  |  |  |  | MONITORHEMODYNAMIC-GE-MacLab | GE |  |  |  |  | 11/1/20 |  | MH-A | Not Covered Vendor Only - Biomedical | MHHS-Greater Heights | [8 empty] | MONITORHEMODYNAMIC | Monitor, Hemodynamic | GE
NO | YES |  |  |  | 009-09778 | 009-09778 | GE Healthcare | CARDIO MAC LAB IMAGE CAP IC HPZ600 |  | SJU14452575TA | GH-Cath Lab | MHHS-Greater Heights |  |  |  | 009-09778 | 009-09778 | Central | MHHS-Greater Heights | GH-Cath Lab | GH CATH LAB | 4/1/15 |  |  |  | COMPUTERS | Monitor, Hemodynamic | MONITORHEMODYNAMIC-GE-MacLab |  |  |  |  | MONITORHEMODYNAMIC-GE-MacLab | GE |  |  |  |  | 11/1/20 |  | MH-A | Not Covered Vendor Only - Biomedical | MHHS-Greater Heights | [8 empty] | MONITORHEMODYNAMIC | Monitor, Hemodynamic | GE
NO | YES |  |  |  | 009-09780 | 009-09780 | GE Healthcare | CARDIO MAC LAB IMAGE CAP IC HPZ600 |  | SJU14452571TA | GH-Cath Lab | MHHS-Greater Heights |  |  |  | 009-09780 | 009-09780 | Central | MHHS-Greater Heights | GH-Cath Lab | GH CATH LAB | 4/1/15 |  |  |  | COMPUTERS | Monitor, Hemodynamic | MONITORHEMODYNAMIC-GE-MacLab |  |  |  |  | MONITORHEMODYNAMIC-GE-MacLab | GE |  |  |  |  | 11/1/20 |  | MH-A | Not Covered Vendor Only - Biomedical | MHHS-Greater Heights | [8 empty] | MONITORHEMODYNAMIC | Monitor, Hemodynamic | GE
NO | YES |  |  |  | 009-09786 | 009-09786 | GE Healthcare | CARDIO MAC LAB IMAGE CAP IC HPZ600 |  | SJU14452588TA | GH-Cath Lab | MHHS-Greater Heights |  |  |  | 009-09786 | 009-09786 | Central | MHHS-Greater Heights | GH-Cath Lab | Recovery 7 |  |  |  |  | COMPUTERS | Monitor, Hemodynamic | MONITORHEMODYNAMIC-GE-MacLab |  |  |  |  | MONITORHEMODYNAMIC-GE-MacLab | GE |  |  |  |  | 11/1/20 |  | MH-A | Not Covered Vendor Only - Biomedical | MHHS-Greater Heights | [8 empty] | MONITORHEMODYNAMIC | Monitor, Hemodynamic | GE
NO | YES |  |  |  | 009-09787 | 009-09787 | GE Healthcare | CARDIO MAC LAB IMAGE CAP IC HPZ600 |  | SH914384900TA | GH-Cath Lab | MHHS-Greater Heights |  |  |  | 009-09787 | 009-09787 | Central | MHHS-Greater Heights | GH-Cath Lab | GH CATH LAB Room 2 | 4/1/15 |  |  |  | COMPUTERS | Monitor, Hemodynamic | MONITORHEMODYNAMIC-GE-MacLab |  |  |  |  | MONITORHEMODYNAMIC-GE-MacLab | GE |  |  |  |  | 11/1/20 |  | MH-A | Not Covered Vendor Only - Biomedical | MHHS-Greater Heights | [8 empty] | MONITORHEMODYNAMIC | Monitor, Hemodynamic | GE
NO | YES |  |  |  | 009-09794 | 009-09794 | GE Healthcare | CARDIO MAC LAB IMAGE CAP IC HPZ600 |  | SJU14452587TA | GH-Cath Lab | MHHS-Greater Heights |  |  |  | 009-09794 | 009-09794 | Central | MHHS-Greater Heights | GH-Cath Lab | Recovery 5 | 4/1/15 |  | 3/1/20 |  | COMPUTERS | Monitor, Hemodynamic | MONITORHEMODYNAMIC-GE-MacLab |  |  |  |  | MONITORHEMODYNAMIC-GE-MacLab | GE |  |  |  |  | 11/1/20 |  | MH-A | Not Covered Vendor Only - Biomedical | MHHS-Greater Heights | [8 empty] | MONITORHEMODYNAMIC | Monitor, Hemodynamic | GE
NO | YES |  |  |  | 009-10276 |  | GE Healthcare | CARDIO MAC LAB IMAGE CAP IC HPZ600 |  | SKP16346897TA | GH - RADIOLOGY | MHHS-Greater Heights |  |  |  | 009-10276 |  | Central & Greater Heights |  | GH - RADIOLOGY |  | 1/5/17 |  |  |  | COMPUTERS |  | MONITORHEMODYNAMIC-GE-MacLab |  |  |  |  | MONITORHEMODYNAMIC-GE-MacLab | GE |  |  |  |  | 11/1/20 |  |  | Not Covered Vendor Only - Biomedical | MHHS-Greater Heights
NO | YES | Asset Tag 1183283 |  |  |  |  | GE Healthcare | CARDIO MAC LAB IMAGE CAP IC HPZ600 |  | SH913323637TA | NE-Cath Lab | MHHS-Northeast | [5 empty] | Katy | MHHS-Northeast | NE-Cath Lab |  | 12/12/13 |  |  |  | COMPUTERS | Monitor, Hemodynamic | MONITORHEMODYNAMIC-GE-MacLab |  |  |  |  | MONITORHEMODYNAMIC-GE-MacLab | GE |  |  |  |  | 11/1/20 | Finished from Script 3/27/2020 12:11:52pm (Central) | MH-A | Not Covered Vendor Only - Biomedical | MHHS-Northeast | [8 empty] | MONITORHEMODYNAMIC | Monitor, Hemodynamic | GE
NO | YES |  |  |  | 005-10112 | 005-10112 | GE Healthcare | CARDIO MAC LAB IMAGE CAP IC HPZ600 |  | SH913473945TA | SE - CATH LAB | MHHS-Southeast |  |  |  | 005-10112 | 005-10112 | Southeast | Memorial Hermann Southeast Hospital | SE - CATH LAB | Cath lab1 |  |  |  | No pm required | COMPUTERS |  | MONITORHEMODYNAMIC-GE-MacLab |  |  |  |  | MONITORHEMODYNAMIC-GE-MacLab | GE | [7 empty] | Not Covered Vendor Only - Biomedical | MHHS-Southeast
NO | YES |  |  |  | 005-10135 | 005-10135 | GE Healthcare | CARDIO MAC LAB IMAGE CAP IC HPZ600 |  | SH913473948TA | SE - CATH LAB | MHHS-Southeast |  |  |  | 005-10135 | 005-10135 | Southeast | Memorial Hermann Southeast Hospital | SE - CATH LAB | Rm 2 |  |  |  | No pm sticker | COMPUTERS |  | MONITORHEMODYNAMIC-GE-MacLab |  |  |  |  | MONITORHEMODYNAMIC-GE-MacLab | GE | [7 empty] | Not Covered Vendor Only - Biomedical | MHHS-Southeast
NO | YES |  |  |  | 005-09849 | 005-09849 | GE Healthcare | CARDIO MAC LAB IMAGE CAP IC HPZ600 |  | SH912392346TA | SE-Cath Lab | MHHS-Southeast |  |  |  | 005-09849 | 005-09849 | Southeast | MHHS-Southeast | SE-Cath Lab | Cath lab 3 |  |  |  | No pm sticker | COMPUTERS |  | MONITORHEMODYNAMIC-GE-MacLab |  |  |  |  | MONITORHEMODYNAMIC-GE-MacLab | GE |  |  |  |  | 11/1/20 |  |  | Not Covered Vendor Only - Biomedical | MHHS-Southeast
NO | YES |  |  |  | 129-07329 | 129-07329 | GE Healthcare | CARDIO MAC LAB IMAGE CAP IC HPZ600 |  | SG410100114GA | SUGAR LAND - CATH LAB | MHHS-Sugarland |  |  |  | 129-07329 | 129-07329 | Sugar Land | MHHS-SUGAR LAND | SUGAR LAND - CATH LAB | Control Room |  |  |  |  | COMPUTERS |  | MONITORHEMODYNAMIC-GE-MacLab |  |  |  |  | MONITORHEMODYNAMIC-GE-MacLab | GE | [7 empty] | Not Covered Vendor Only - Biomedical | MHHS-Sugarland
NO | YES |  |  |  | 074-02880 | 074-02880 | GE Healthcare | CARDIO MAC LAB IMAGE CAP IC HPZ600 |  | SH913483973TA | TMC-Cath Lab-Adult (2Hvi) | MHHS-TMC |  |  |  | 074-02880 | 074-02880 | TMC | MHHS-TMC | TMC-Cath Lab-Adult (2Hvi) | Cath Lab 1 | 4/1/14 |  |  |  | COMPUTERS | Monitor, Hemodynamic | MONITORHEMODYNAMIC-GE-MacLab |  |  |  |  | MONITORHEMODYNAMIC-GE-MacLab | GE |  |  |  |  | 11/1/20 |  | MH-A | Not Covered Vendor Only - Biomedical | MHHS-TMC | [8 empty] | MONITORHEMODYNAMIC | Monitor, Hemodynamic | GE
NO | YES |  |  |  | 074-02881 | 074-02881 | GE Healthcare | CARDIO MAC LAB IMAGE CAP IC HPZ600 |  | SH513362035TA | TMC-OR-CVOR (7Hvi) | MHHS-TMC |  |  |  | 074-02881 | 074-02881 | TMC | MHHS-TMC | TMC-OR-CVOR (7Hvi) | Cath 01 | 9/1/15 |  | 9/1/16 |  | COMPUTERS | Monitor, Hemodynamic | MONITORHEMODYNAMIC-GE-MacLab |  |  |  |  | MONITORHEMODYNAMIC-GE-MacLab | GE |  |  |  |  | 11/1/20 |  | MH-A | Not Covered Vendor Only - Biomedical | MHHS-TMC | [8 empty] | MONITORHEMODYNAMIC | Monitor, Hemodynamic | GE
NO | YES |  |  |  | 074-04754 | 074-04754 | GE Healthcare | CARDIO MAC LAB IMAGE CAP IC HPZ600 |  | SH913483979TA | TMC-Cath Lab-Adult (2Hvi) | MHHS-TMC |  |  |  | 074-04754 | 074-04754 | TMC | MHHS-TMC | TMC-Cath Lab-Adult (2Hvi) | Cath Lab 2 | 3/1/14 |  |  |  | COMPUTERS | Monitor, Hemodynamic | MONITORHEMODYNAMIC-GE-MacLab |  |  |  |  | MONITORHEMODYNAMIC-GE-MacLab | GE |  |  |  |  | 11/1/20 |  | MH-A | Not Covered Vendor Only - Biomedical | MHHS-TMC | [8 empty] | MONITORHEMODYNAMIC | Monitor, Hemodynamic | GE
NO | YES |  |  |  | 074-04755 | 074-04755 | GE Healthcare | CARDIO MAC LAB IMAGE CAP IC HPZ600 |  | SH513362036TA | TMC-Cath Lab-Adult (2Hvi) | MHHS-TMC |  |  |  | 074-04755 | 074-04755 | TMC | MHHS-TMC | TMC-Cath Lab-Adult (2Hvi) | TMC - CATH LAB - ADULT (2HVI)q | 3/1/14 |  |  |  | COMPUTERS | Monitor, Hemodynamic | MONITORHEMODYNAMIC-GE-MacLab |  |  |  |  | MONITORHEMODYNAMIC-GE-MacLab | GE |  |  |  |  | 11/1/20 |  | MH-A | Not Covered Vendor Only - Biomedical | MHHS-TMC | [8 empty] | MONITORHEMODYNAMIC | Monitor, Hemodynamic | GE
NO | YES |  |  |  | 074-04757 | 074-04757 | GE Healthcare | CARDIO MAC LAB IMAGE CAP IC HPZ600 |  | SH513362034TA | TMC-Cath Lab-Adult (2Hvi) | MHHS-TMC |  |  |  | 074-04757 | 074-04757 | TMC | MHHS-TMC | TMC-Cath Lab-Adult (2Hvi) | Cath lab 4 | 7/1/19 |  |  | No PM Sticker | COMPUTERS | Monitor, Hemodynamic | MONITORHEMODYNAMIC-GE-MacLab |  |  |  |  | MONITORHEMODYNAMIC-GE-MacLab | GE |  |  |  |  | 11/1/20 |  | MH-A | Not Covered Vendor Only - Biomedical | MHHS-TMC | [8 empty] | MONITORHEMODYNAMIC | Monitor, Hemodynamic | GE
NO | YES |  |  |  | 074-04758 | 074-04758 | GE Healthcare | CARDIO MAC LAB IMAGE CAP IC HPZ600 |  | SH913483977TA | TMC-Cath Lab-Adult (2Hvi) | MHHS-TMC |  |  |  | 074-04758 | 074-04758 | TMC | MHHS-TMC | TMC-Cath Lab-Adult (2Hvi) | Cath Lab 4 | 3/1/14 |  |  |  | COMPUTERS | Monitor, Hemodynamic | MONITORHEMODYNAMIC-GE-MacLab |  |  |  |  | MONITORHEMODYNAMIC-GE-MacLab | GE |  |  |  |  | 11/1/20 |  | MH-A | Not Covered Vendor Only - Biomedical | MHHS-TMC | [8 empty] | MONITORHEMODYNAMIC | Monitor, Hemodynamic | GE
NO | YES |  |  |  | 074-04759 | 074-04759 | GE Healthcare | CARDIO MAC LAB IMAGE CAP IC HPZ600 |  | SH913483972TA | TMC-Cath Lab-Adult (2Hvi) | MHHS-TMC |  |  |  | 074-04759 | 074-04759 | TMC | MHHS-TMC | TMC-Cath Lab-Adult (2Hvi) | Cath Lab 5 | 3/1/14 |  |  |  | COMPUTERS | Monitor, Hemodynamic | MONITORHEMODYNAMIC-GE-MacLab |  |  |  |  | MONITORHEMODYNAMIC-GE-MacLab | GE |  |  |  |  | 11/1/20 |  | MH-A | Not Covered Vendor Only - Biomedical | MHHS-TMC | [8 empty] | MONITORHEMODYNAMIC | Monitor, Hemodynamic | GE
NO | YES |  |  |  | 074-04762 | 074-04762 | GE Healthcare | CARDIO MAC LAB IMAGE CAP IC HPZ600 |  | SH513362D37TA | TMC-OR-CVOR (7Hvi) | MHHS-TMC |  |  |  | 074-04762 | 074-04762 | TMC | MHHS-TMC | TMC-OR-CVOR (7Hvi) | Cath 03 | 1/1/15 |  |  | No PM Sticker | COMPUTERS | Monitor, Hemodynamic | MONITORHEMODYNAMIC-GE-MacLab |  |  |  |  | MONITORHEMODYNAMIC-GE-MacLab | GE |  |  |  |  | 11/1/20 |  | MH-A | Not Covered Vendor Only - Biomedical | MHHS-TMC | [8 empty] | MONITORHEMODYNAMIC | Monitor, Hemodynamic | GE
NO | YES |  |  |  | 069-46893 | 069-46893 | GE Healthcare | CARDIO MAC LAB IMAGE CAP IC HPZ600 |  | SKP16326819TA | TMC-Cath Lab-Adult (2Hvi) | MHHS-TMC |  |  |  | 069-46893 | 069-46893 | TMC | MHHS-TMC | TMC-Cath Lab-Adult (2Hvi) |  | 9/14/16 |  |  |  | COMPUTERS | Monitor, Hemodynamic | MONITORHEMODYNAMIC-GE-MacLab |  |  |  |  | MONITORHEMODYNAMIC-GE-MacLab | GE |  |  |  |  | 11/1/20 | (null) | MH-A | Not Covered Vendor Only - Biomedical | MHHS-TMC | [8 empty] | MONITORHEMODYNAMIC | Monitor, Hemodynamic | GE
NO | YES |  |  |  | 074-05181 | 074-05181 | GE Healthcare | CARDIO MAC LAB IMAGE CAP IC HPZ600 |  | 2UA62326YG | TMC-Cath Lab-Adult (2Hvi) | MHHS-TMC |  |  |  | 074-05181 | 074-05181 | TMC | MHHS-TMC | TMC-Cath Lab-Adult (2Hvi) | OR6 |  |  |  |  | COMPUTERS | Monitor, Hemodynamic | MONITORHEMODYNAMIC-GE-MacLab |  |  |  |  | MONITORHEMODYNAMIC-GE-MacLab | GE |  |  |  |  | 11/1/20 |  | MH-A | Not Covered Vendor Only - Biomedical | MHHS-TMC | [8 empty] | MONITORHEMODYNAMIC | Monitor, Hemodynamic | GE
NO | YES |  |  |  | 069-36672 | 069-36672 | GE Healthcare | CARDIO MAC LAB IMAGE CAP IC HPZ600 |  | SH512451531TA | TMC-Sarofim 2-OR | MHHS-TMC |  |  |  | 069-36672 | 069-36672 | TMC | MHHS-TMC | TMC-Sarofim 2-OR | OR10 | 5/1/17 |  |  | No PM Sticker | COMPUTERS |  | MONITORHEMODYNAMIC-GE-MacLab |  |  |  |  | MONITORHEMODYNAMIC-GE-MacLab | GE |  |  |  |  | 11/1/20 |  |  | Not Covered Vendor Only - Biomedical | MHHS-TMC
NO | NO |  |  |  | 151-01753 |  | GE Healthcare | CARDIO MAC LAB IMAGE CAP IC HPZ600 |  | SKQ16507498TA | CY - CARDIAC CATH LAB | MHHS-Cypress |  |  |  | 151-01753 |  | Northwest & Cypress |  | CY - CARDIAC CATH LAB | [5 empty] | COMPUTERS |  | MONITORHEMODYNAMIC-GE-MacLab |  |  |  |  | MONITORHEMODYNAMIC-GE-MacLab | GE | [7 empty] | Not Covered Vendor Only - Biomedical | MHHS-Cypress
NO | NO |  |  |  | 151-02928 |  | GE Healthcare | CARDIO MAC LAB IMAGE CAP IC HPZ600 |  | SKP16517551TA | CY - CARDIAC CATH LAB | MHHS-Cypress |  |  |  | 151-02928 |  | Northwest & Cypress |  | CY - CARDIAC CATH LAB | [5 empty] | COMPUTERS |  | MONITORHEMODYNAMIC-GE-MacLab |  |  |  |  | MONITORHEMODYNAMIC-GE-MacLab | GE | [7 empty] | Not Covered Vendor Only - Biomedical | MHHS-Cypress
NO | NO |  |  |  | 151-02929 |  | GE Healthcare | CARDIO MAC LAB IMAGE CAP IC HPZ600 |  | SKP18400208TA | CY - CARDIAC CATH LAB | MHHS-Cypress |  |  |  | 151-02929 |  | Northwest & Cypress |  | CY - CARDIAC CATH LAB | [5 empty] | COMPUTERS |  | MONITORHEMODYNAMIC-GE-MacLab |  |  |  |  | MONITORHEMODYNAMIC-GE-MacLab | GE | [7 empty] | Not Covered Vendor Only - Biomedical | MHHS-Cypress
NO | NO |  |  |  | 151-03449 |  | GE Healthcare | CARDIO MAC LAB IMAGE CAP IC HPZ600 |  | SKQ17418868TA | CY - CARDIAC CATH LAB | MHHS-Cypress |  |  |  | 151-03449 |  | Northwest & Cypress |  | CY - CARDIAC CATH LAB | [5 empty] | COMPUTERS |  | MONITORHEMODYNAMIC-GE-MacLab |  |  |  |  | MONITORHEMODYNAMIC-GE-MacLab | GE | [7 empty] | Not Covered Vendor Only - Biomedical | MHHS-Cypress
NO | NO |  |  |  | 009-09760 |  | GE Healthcare | CARDIO MAC LAB IMAGE CAP IC HPZ600 |  | SJU14432563TA | GH - CATH LAB | MHHS-Greater Heights |  |  |  | 009-09760 |  | Central & Greater Heights |  | GH - CATH LAB | [5 empty] | COMPUTERS |  | MONITORHEMODYNAMIC-GE-MacLab |  |  |  |  | MONITORHEMODYNAMIC-GE-MacLab | GE | [7 empty] | Not Covered Vendor Only - Biomedical | MHHS-Greater Heights
NO | NO |  |  |  | 009-09792 |  | GE Healthcare | CARDIO MAC LAB IMAGE CAP IC HPZ600 |  | SJU14432556TA | GH - CATH LAB | MHHS-Greater Heights |  |  |  | 009-09792 |  | Central & Greater Heights |  | GH - CATH LAB | [5 empty] | COMPUTERS |  | MONITORHEMODYNAMIC-GE-MacLab |  |  |  |  | MONITORHEMODYNAMIC-GE-MacLab | GE | [7 empty] | Not Covered Vendor Only - Biomedical | MHHS-Greater Heights
NO | NO |  |  |  | 041-18518 |  | GE Healthcare | CARDIO MAC LAB IMAGE CAP IC HPZ600 |  | SH913223302TA | MEMORIAL CITY - CATH LAB | MHHS-Mem City |  |  |  | 041-18518 |  | West & Memorial City |  | MEMORIAL CITY - CATH LAB | [5 empty] | COMPUTERS |  | MONITORHEMODYNAMIC-GE-MacLab |  |  |  |  | MONITORHEMODYNAMIC-GE-MacLab | GE | [7 empty] | Not Covered Vendor Only - Biomedical | MHHS-Mem City
NO | NO |  |  |  | 142-05876 |  | GE Healthcare | CARDIO MAC LAB IMAGE CAP IC HPZ600 |  | SH913323663TA | NE - CATH LAB | MHHS-Northeast |  |  |  | 142-05876 |  | Katy |  | NE - CATH LAB | [5 empty] | COMPUTERS |  | MONITORHEMODYNAMIC-GE-MacLab |  |  |  |  | MONITORHEMODYNAMIC-GE-MacLab | GE | [7 empty] | Not Covered Vendor Only - Biomedical | MHHS-Northeast
NO | NO | [5 empty] | GE Healthcare | CARDIO MAC LAB IMAGE CAP IC HPZ600 |  | SJS14354853TA | NE - OR | MHHS-Northeast | [5 empty] | Katy |  | NE - OR | [5 empty] | COMPUTERS |  | MONITORHEMODYNAMIC-GE-MacLab |  |  |  |  | MONITORHEMODYNAMIC-GE-MacLab | GE | [7 empty] | Not Covered Vendor Only - Biomedical | MHHS-Northeast
NO | NO |  |  |  | 145-00631 |  | GE Healthcare | CARDIO MAC LAB IMAGE CAP IC HPZ600 |  | SJS16036075TA | PEARLAND - CARDIAC CATH LAB | MHHS-Pearland Hospital |  |  |  | 145-00631 |  | Pearland |  | PEARLAND - CARDIAC CATH LAB | [5 empty] | COMPUTERS |  | MONITORHEMODYNAMIC-GE-MacLab |  |  |  |  | MONITORHEMODYNAMIC-GE-MacLab | GE | [7 empty] | Not Covered Vendor Only - Biomedical | MHHS-Pearland Hospital
NO | NO |  |  |  | 005-10123 |  | GE Healthcare | CARDIO MAC LAB IMAGE CAP IC HPZ600 |  | SH913453884TA | SE - CATH LAB | MHHS-Southeast |  |  |  | 005-10123 |  | Southeast & Bay Area |  | SE - CATH LAB | [5 empty] | COMPUTERS |  | MONITORHEMODYNAMIC-GE-MacLab |  |  |  |  | MONITORHEMODYNAMIC-GE-MacLab | GE | [7 empty] | Not Covered Vendor Only - Biomedical | MHHS-Southeast
NO | NO |  |  |  | 005-33912 |  | GE Healthcare | CARDIO MAC LAB IMAGE CAP IC HPZ600 |  | SKP18370168TA | SE - OR | MHHS-Southeast |  |  |  | 005-33912 |  | Southeast & Bay Area |  | SE - OR | [5 empty] | COMPUTERS |  | MONITORHEMODYNAMIC-GE-MacLab |  |  |  |  | MONITORHEMODYNAMIC-GE-MacLab | GE | [7 empty] | Not Covered Vendor Only - Biomedical | MHHS-Southeast
NO | NO |  |  |  | 129-04187 |  | GE Healthcare | CARDIO MAC LAB IMAGE CAP IC HPZ600 |  | SG410110034GA | SUGAR LAND - CATH LAB | MHHS-Sugarland |  |  |  | 129-04187 |  | Sugar Land |  | SUGAR LAND - CATH LAB | [5 empty] | COMPUTERS |  | MONITORHEMODYNAMIC-GE-MacLab |  |  |  |  | MONITORHEMODYNAMIC-GE-MacLab | GE | [7 empty] | Not Covered Vendor Only - Biomedical | MHHS-Sugarland
NO | NO |  |  |  | 129-07328 |  | GE Healthcare | CARDIO MAC LAB IMAGE CAP IC HPZ600 |  | SG410100111GA | SUGAR LAND - CATH LAB | MHHS-Sugarland |  |  |  | 129-07328 |  | Sugar Land |  | SUGAR LAND - CATH LAB | [5 empty] | COMPUTERS |  | MONITORHEMODYNAMIC-GE-MacLab |  |  |  |  | MONITORHEMODYNAMIC-GE-MacLab | GE | [7 empty] | Not Covered Vendor Only - Biomedical | MHHS-Sugarland
NO | NO |  |  |  | 069 21782 |  | GE Healthcare | CARDIO MAC LAB IMAGE CAP IC HPZ600 |  | SBT06020487 | TMC - CATH LAB - ADULT (2HVI) | MHHS-TMC |  |  |  | 069 21782 |  | TMC |  | TMC - CATH LAB - ADULT (2HVI) | [5 empty] | COMPUTERS |  | MONITORHEMODYNAMIC-GE-MacLab |  |  |  |  | MONITORHEMODYNAMIC-GE-MacLab | GE | [7 empty] | Not Covered Vendor Only - Biomedical | MHHS-TMC
NO | NO |  |  |  | 074-05807 |  | GE Healthcare | CARDIO MAC LAB IMAGE CAP IC HPZ600 |  | 2UA8292FDD | TMC - CATH LAB - ADULT (2HVI) | MHHS-TMC |  |  |  | 074-05807 |  | TMC |  | TMC - CATH LAB - ADULT (2HVI) | [5 empty] | COMPUTERS |  | MONITORHEMODYNAMIC-GE-MacLab |  |  |  |  | MONITORHEMODYNAMIC-GE-MacLab | GE | [7 empty] | Not Covered Vendor Only - Biomedical | MHHS-TMC
NO | NO | [5 empty] | GE Healthcare | CARDIO MAC LAB IMAGE CAP IC HPZ600 |  | SBT0580248GA | TMC - CATH LAB - ADULT (2HVI) | MHHS-TMC | [5 empty] | TMC |  | TMC - CATH LAB - ADULT (2HVI) | [5 empty] | COMPUTERS |  | MONITORHEMODYNAMIC-GE-MacLab |  |  |  |  | MONITORHEMODYNAMIC-GE-MacLab | GE | [7 empty] | Not Covered Vendor Only - Biomedical | MHHS-TMC
NO | NO |  |  |  | 074-05819 |  | GE Healthcare | CARDIO MAC LAB IMAGE CAP IC HPZ600 |  | 2UA74634DS | TMC - CATH LAB - PEDI (GHP) | MHHS-TMC |  |  |  | 074-05819 |  | TMC |  | TMC - CATH LAB - PEDI (GHP) | [5 empty] | COMPUTERS |  | MONITORHEMODYNAMIC-GE-MacLab |  |  |  |  | MONITORHEMODYNAMIC-GE-MacLab | GE | [7 empty] | Not Covered Vendor Only - Biomedical | MHHS-TMC
NO | NO | [5 empty] | GE Healthcare | CARDIO MAC LAB IMAGE CAP IC HPZ600 |  | SH913052622TA | WOODLANDS - CATH LAB | MHHS-Woodlands | [5 empty] | Woodlands |  | WOODLANDS - CATH LAB | [5 empty] | COMPUTERS |  | MONITORHEMODYNAMIC-GE-MacLab |  |  |  |  | MONITORHEMODYNAMIC-GE-MacLab | GE | [7 empty] | Not Covered Vendor Only - Biomedical | MHHS-Woodlands
NO | YES |  |  |  | 013-39274 | 013-39274 | GE Healthcare | CardioLab IT - CLAB II PLUS 128 |  | RXJ13462536GA | SW-ER | MHHS-Southwest |  |  |  | 013-39274 | 013-39274 | Southwest | MHHS-Southwest | SW-ER | EP3 | 10/1/19 |  |  |  | ELECTRICAL SIGNAL AMPLIFIERS |  | .needs class | [5 empty] | GE |  |  |  |  | 11/1/20 |  |  | Not Covered Vendor Only - Biomedical | MHHS-Southwest
NO | YES |  |  |  | 074-00647 | 074-00647 | GE Healthcare | CardioLab IT - CLAB II PLUS 128 |  | RXJ08451017GA | TMC-Cath Lab-Adult (2Hvi) | MHHS-TMC |  |  |  | 074-00647 | 074-00647 | TMC | MHHS-TMC | TMC-Cath Lab-Adult (2Hvi) | OR6 | 10/1/19 |  | 10/1/20 |  | ELECTRICAL SIGNAL AMPLIFIERS |  | .needs class | [5 empty] | GE |  |  |  |  | 11/1/20 |  |  | Not Covered Vendor Only - Biomedical | MHHS-TMC
NO | YES |  |  |  | 074-05693 | 074-05693 | GE Healthcare | CardioLab IT - CLAB II PLUS 128 |  | RXJ18010390TA | TMC-Cath Lab-Adult (2Hvi) | MHHS-TMC |  |  |  | 074-05693 | 074-05693 | TMC | MHHS-TMC | TMC-Cath Lab-Adult (2Hvi) | Biomed Shop |  |  |  | No PM Sticker | ELECTRICAL SIGNAL AMPLIFIERS |  | .needs class | [5 empty] | GE |  |  |  |  | 11/1/20 |  |  | Not Covered Vendor Only - Biomedical | MHHS-TMC
NO | NO |  |  |  | 074-04715 |  | GE Healthcare | CardioLab IT - CLAB II PLUS 128 |  | RXJ16270013TA | TMC - CATH LAB - ADULT (2HVI) | MHHS-TMC |  |  |  | 074-04715 |  | TMC |  | TMC - CATH LAB - ADULT (2HVI) | [5 empty] | ELECTRICAL SIGNAL AMPLIFIERS |  | .needs class | [5 empty] | GE | [7 empty] | Not Covered Vendor Only - Biomedical | MHHS-TMC
YES | YES |  |  |  | 074-05573 | 074-05573 | GE Healthcare | Care Monitor 8850 | [7 empty] | 074-05573 | 074-05573 | TMC | Memorial Hermann Heart |  | CIMU 31
YES | YES |  |  |  | 099-11425 | 099-11425 | GE Healthcare | CareScape |  |  | TMC - CULLEN - GENERAL MEDICINE (3C) |  |  |  |  | 099-11425 | 099-11425 | TMC | Memorial Hermann Cancer Center - Texas Medical Center (#2900) | TMC - CULLEN - GENERAL MEDICINE (3C) | Nurses Station
NO | YES |  |  |  | 142-07437 | 142-07437 | GE Healthcare | CARESCAPE B450 |  | SNE18382253SA | NE-2 West Tower | MHHS-Northeast |  | Monitor, Vital Signs |  | 142-07437 | 142-07437 | Katy | MHHS-Northeast | NE-2 West Tower | Storage Room | 11/1/19 | 11/1/20 |  |  | MONITORS, PHYSIOLOGIC, VITAL SIGNS | Monitor, Vital Signs | MONITORVITALSIGNS-GE-Carescape B450 | MONITORVITALSIGNS | Carescape B450 |  |  |  | GE | Monitor, Vital Signs |  | MONITORVITALSIGNS-GE-Carescape B450 |  | 8/18/21 |  | MVS-A | Not Covered Vendor Only - Biomedical | MHHS-Northeast | [8 empty] | MONITORVITALSIGNS | Monitor, Vital Signs | GE
NO | YES |  |  |  | 142-07439 | 142-07439 | GE Healthcare | CARESCAPE B450 |  | SNE18382254SA | NE-2 West Tower | MHHS-Northeast |  | Monitor, Vital Signs |  | 142-07439 | 142-07439 | Katy | MHHS-Northeast | NE-2 West Tower | 2 West | 10/1/19 | 9/1/20 |  |  | MONITORS, PHYSIOLOGIC, VITAL SIGNS | Monitor, Vital Signs | MONITORVITALSIGNS-GE-Carescape B450 | MONITORVITALSIGNS | Carescape B450 |  |  |  | GE | Monitor, Vital Signs |  | MONITORVITALSIGNS-GE-Carescape B450 |  | 8/24/17 |  | MVS-A | Covered PM Repair - Biomedical | MHHS-Northeast | [8 empty] | MONITORVITALSIGNS | Monitor, Vital Signs | GE
NO | YES |  |  |  | 142-07441 | 142-07441 | GE Healthcare | CARESCAPE B450 |  | SNE18382258SA | NE - 3 WEST TOWER Cardio | MHHS-Northeast |  | Monitor, Vital Signs |  | 142-07441 | 142-07441 | Katy | Memorial Hermann Northeast Hospital | NE - 3 WEST TOWER Cardio | Med Surg Cardiac Storage |  |  |  |  | MONITORS, PHYSIOLOGIC, VITAL SIGNS |  | MONITORVITALSIGNS-GE-Carescape B450 | MONITORVITALSIGNS | Carescape B450 |  |  |  | GE | Monitor, Vital Signs |  | MONITORVITALSIGNS-GE-Carescape B450 |  |  |  |  | Covered PM Repair - Biomedical | MHHS-Northeast
NO | YES |  |  |  | 142-08022 | 142-08022 | GE Healthcare | CARESCAPE B450 |  | SNE18382246SA | NE-3 West Tower | MHHS-Northeast |  | Monitor, Vital Signs |  | 142-08022 | 142-08022 | Katy | MHHS-Northeast | NE-3 West Tower | Equipment storage | 10/1/19 | 10/1/20 |  |  | MONITORS, PHYSIOLOGIC, VITAL SIGNS | Monitor, Vital Signs | MONITORVITALSIGNS-GE-Carescape B450 | MONITORVITALSIGNS | Carescape B450 |  |  |  | GE | Monitor, Vital Signs |  | MONITORVITALSIGNS-GE-Carescape B450 |  | 7/18/15 |  | MVS-A | Covered PM Repair - Biomedical | MHHS-Northeast | [8 empty] | MONITORVITALSIGNS | Monitor, Vital Signs | GE
NO | YES |  |  |  | 142-08024 | 142-08024 | GE Healthcare | CARESCAPE B450 |  | SNE18382263SA | NE-Med/Surg | MHHS-Northeast |  | Monitor, Vital Signs |  | 142-08024 | 142-08024 | Katy | MHHS-Northeast | NE-Med/Surg | Storage equipment | 10/1/19 | 10/1/20 |  |  | MONITORS, PHYSIOLOGIC, VITAL SIGNS | Monitor, Vital Signs | MONITORVITALSIGNS-GE-Carescape B450 | MONITORVITALSIGNS | Carescape B450 |  |  |  | GE | Monitor, Vital Signs |  | MONITORVITALSIGNS-GE-Carescape B450 |  | 4/3/19 |  | MVS-A | Covered PM Repair - Biomedical | MHHS-Northeast | [8 empty] | MONITORVITALSIGNS | Monitor, Vital Signs | GE
NO | YES |  |  |  | 142-08026 | 142-08026 | GE Healthcare | CARESCAPE B450 |  | SNE18382266SA | NE-IMU1 | MHHS-Northeast |  | Monitor, Vital Signs |  | 142-08026 | 142-08026 | Katy | MHHS-Northeast | NE-IMU1 | Storage | 12/1/19 | 12/1/20 |  |  | MONITORS, PHYSIOLOGIC, VITAL SIGNS | Monitor, Vital Signs | MONITORVITALSIGNS-GE-Carescape B450 | MONITORVITALSIGNS | Carescape B450 |  |  |  | GE | Monitor, Vital Signs |  | MONITORVITALSIGNS-GE-Carescape B450 |  | 1/1/10 |  | MVS-A | Covered PM Repair - Biomedical | MHHS-Northeast | [8 empty] | MONITORVITALSIGNS | Monitor, Vital Signs | GE
NO | YES |  |  |  |  | 142-03523 | GE Healthcare | CARESCAPE B450 |  | SJA15432021HA | NE-Cath Lab | MHHS-Northeast |  | Monitor, Vital Signs |  |  | 142-03523 | Katy | MHHS-Northeast | NE-Cath Lab |  | 1/1/19 | 1/1/20 |  |  | MONITORS, PHYSIOLOGIC, VITAL SIGNS | Monitor, Vital Signs | MONITORVITALSIGNS-GE-Carescape B450 | MONITORVITALSIGNS | Carescape B450 |  |  |  | GE | Monitor, Vital Signs |  | MONITORVITALSIGNS-GE-Carescape B450 |  |  |  | MVS-A | Covered PM Repair - Lab Analyzers/Anesth | MHHS-Northeast | [8 empty] | MONITORVITALSIGNS | Monitor, Vital Signs | GE
NO | YES |  |  |  | 142-07010 | 142-07010 | GE Healthcare | CARESCAPE B450 |  | SNE15476002HA | NE-Endoscopy | MHHS-Northeast |  | Monitor, Vital Signs |  | 142-07010 | 142-07010 | Katy | MHHS-Northeast | NE-Endoscopy | Peocedure room 1 | 4/1/19 | 4/1/20 |  |  | MONITORS, PHYSIOLOGIC, VITAL SIGNS | Monitor, Vital Signs | MONITORVITALSIGNS-GE-Carescape B450 | MONITORVITALSIGNS | Carescape B450 |  |  |  | GE | Monitor, Vital Signs |  | MONITORVITALSIGNS-GE-Carescape B450 |  |  |  | MVS-A | Covered PM Repair - Lab Analyzers/Anesth | MHHS-Northeast | [8 empty] | MONITORVITALSIGNS | Monitor, Vital Signs | GE
NO | YES |  |  |  | 142-07013 | 142-07013 | GE Healthcare | CARESCAPE B450 |  | SNE16281014HA | NE-Endoscopy | MHHS-Northeast |  | Monitor, Vital Signs |  | 142-07013 | 142-07013 | Katy | MHHS-Northeast | NE-Endoscopy | Procedure room 2 | 4/1/19 |  |  |  | MONITORS, PHYSIOLOGIC, VITAL SIGNS | Monitor, Vital Signs | MONITORVITALSIGNS-GE-Carescape B450 | MONITORVITALSIGNS | Carescape B450 |  |  |  | GE | Monitor, Vital Signs |  | MONITORVITALSIGNS-GE-Carescape B450 |  | 1/1/13 |  | MVS-A | Covered PM Repair - Lab Analyzers/Anesth | MHHS-Northeast | [8 empty] | MONITORVITALSIGNS | Monitor, Vital Signs | GE
NO | YES |  |  |  | 142-07014 | 142-07014 | GE Healthcare | CARESCAPE B450 |  | SNE16281021HA | NE-Endoscopy | MHHS-Northeast |  | Monitor, Vital Signs |  | 142-07014 | 142-07014 | Katy | MHHS-Northeast | NE-Endoscopy | Procedure 3 | 4/1/19 |  |  |  | MONITORS, PHYSIOLOGIC, VITAL SIGNS | Monitor, Vital Signs | MONITORVITALSIGNS-GE-Carescape B450 | MONITORVITALSIGNS | Carescape B450 |  |  |  | GE | Monitor, Vital Signs |  | MONITORVITALSIGNS-GE-Carescape B450 |  |  |  | MVS-A | Covered PM Repair - Biomedical | MHHS-Northeast | [8 empty] | MONITORVITALSIGNS | Monitor, Vital Signs | GE
NO | YES |  |  |  | 142-07015 | 142-07015 | GE Healthcare | CARESCAPE B450 |  | SNE16041010HA | NE-Endoscopy | MHHS-Northeast |  | Monitor, Vital Signs |  | 142-07015 | 142-07015 | Katy | MHHS-Northeast | NE-Endoscopy | Procedure 3 | 4/1/19 | 4/1/20 |  |  | MONITORS, PHYSIOLOGIC, VITAL SIGNS | Monitor, Vital Signs | MONITORVITALSIGNS-GE-Carescape B450 | MONITORVITALSIGNS | Carescape B450 |  |  |  | GE | Monitor, Vital Signs |  | MONITORVITALSIGNS-GE-Carescape B450 |  | 11/1/13 |  | MVS-A | Covered PM Repair - Biomedical | MHHS-Northeast | [8 empty] | MONITORVITALSIGNS | Monitor, Vital Signs | GE
NO | YES |  |  |  | 142-07016 | 142-07016 | GE Healthcare | CARESCAPE B450 |  | SNE16110220HA | NE-Endoscopy | MHHS-Northeast |  | Monitor, Vital Signs |  | 142-07016 | 142-07016 | Katy | MHHS-Northeast | NE-Endoscopy | Procedure room | 4/1/19 | 2/1/20 |  |  | MONITORS, PHYSIOLOGIC, VITAL SIGNS | Monitor, Vital Signs | MONITORVITALSIGNS-GE-Carescape B450 | MONITORVITALSIGNS | Carescape B450 |  |  |  | GE | Monitor, Vital Signs |  | MONITORVITALSIGNS-GE-Carescape B450 |  | 1/1/13 |  | MVS-A | Covered PM Repair - Biomedical | MHHS-Northeast | [8 empty] | MONITORVITALSIGNS | Monitor, Vital Signs | GE
NO | YES |  |  |  | 142-07017 | 142-07017 | GE Healthcare | CARESCAPE B450 |  | SJA14403464HA | NE-Endoscopy | MHHS-Northeast |  | Monitor, Vital Signs |  | 142-07017 | 142-07017 | Katy | MHHS-Northeast | NE-Endoscopy | Procedure 3 | 4/1/19 | 4/1/20 |  |  | MONITORS, PHYSIOLOGIC, VITAL SIGNS | Monitor, Vital Signs | MONITORVITALSIGNS-GE-Carescape B450 | MONITORVITALSIGNS | Carescape B450 |  |  |  | GE | Monitor, Vital Signs |  | MONITORVITALSIGNS-GE-Carescape B450 |  |  |  | MVS-A | Covered PM Repair - Biomedical | MHHS-Northeast | [8 empty] | MONITORVITALSIGNS | Monitor, Vital Signs | GE
NO | YES |  |  |  | 142-07019 | 142-07019 | GE Healthcare | CARESCAPE B450 |  | SNE16421039HA | NE-Endoscopy | MHHS-Northeast |  | Monitor, Vital Signs |  | 142-07019 | 142-07019 | Katy | MHHS-Northeast | NE-Endoscopy |  | 4/1/19 | 4/1/20 |  |  | MONITORS, PHYSIOLOGIC, VITAL SIGNS | Monitor, Vital Signs | MONITORVITALSIGNS-GE-Carescape B450 | MONITORVITALSIGNS | Carescape B450 |  |  |  | GE | Monitor, Vital Signs |  | MONITORVITALSIGNS-GE-Carescape B450 |  |  |  | MVS-A | Covered PM Repair - Biomedical | MHHS-Northeast | [8 empty] | MONITORVITALSIGNS | Monitor, Vital Signs | GE
NO | YES |  |  |  | 142-07021 | 142-07021 | GE Healthcare | CARESCAPE B450 |  | SNE16201012HA | NE-Endoscopy | MHHS-Northeast |  | Monitor, Vital Signs |  | 142-07021 | 142-07021 | Katy | MHHS-Northeast | NE-Endoscopy | Procedure Room 1 | 4/1/19 | 4/1/20 |  |  | MONITORS, PHYSIOLOGIC, VITAL SIGNS | Monitor, Vital Signs | MONITORVITALSIGNS-GE-Carescape B450 | MONITORVITALSIGNS | Carescape B450 |  |  |  | GE | Monitor, Vital Signs |  | MONITORVITALSIGNS-GE-Carescape B450 |  |  |  | MVS-A | Covered PM Repair - Biomedical | MHHS-Northeast | [8 empty] | MONITORVITALSIGNS | Monitor, Vital Signs | GE
NO | YES |  |  |  | 142-07022 | 142-07022 | GE Healthcare | CARESCAPE B450 |  | SJA14019592HA | NE-Respiratory | MHHS-Northeast |  | Monitor, Vital Signs |  | 142-07022 | 142-07022 | Katy | MHHS-Northeast | NE-Respiratory | PFT Room | 5/1/19 | 5/1/20 |  |  | MONITORS, PHYSIOLOGIC, VITAL SIGNS | Monitor, Vital Signs | MONITORVITALSIGNS-GE-Carescape B450 | MONITORVITALSIGNS | Carescape B450 |  |  |  | GE | Monitor, Vital Signs |  | MONITORVITALSIGNS-GE-Carescape B450 |  |  |  | MVS-A | Covered PM Repair - Biomedical | MHHS-Northeast | [8 empty] | MONITORVITALSIGNS | Monitor, Vital Signs | GE
NO | YES |  |  |  | 142-07025 | 142-07025 | GE Healthcare | CARESCAPE B450 |  | SJA14128031HA | NE-Endoscopy | MHHS-Northeast |  | Monitor, Vital Signs |  | 142-07025 | 142-07025 | Katy | MHHS-Northeast | NE-Endoscopy | Procedure room | 4/1/19 | 4/1/20 |  |  | MONITORS, PHYSIOLOGIC, VITAL SIGNS | Monitor, Vital Signs | MONITORVITALSIGNS-GE-Carescape B450 | MONITORVITALSIGNS | Carescape B450 |  |  |  | GE | Monitor, Vital Signs |  | MONITORVITALSIGNS-GE-Carescape B450 |  | 7/1/14 |  | MVS-A | Covered PM Repair - Biomedical | MHHS-Northeast | [8 empty] | MONITORVITALSIGNS | Monitor, Vital Signs | GE
NO | YES |  |  |  | 142-07026 | 142-07026 | GE Healthcare | CARESCAPE B450 |  | SJA14128065HA | NE-Endoscopy | MHHS-Northeast |  | Monitor, Vital Signs |  | 142-07026 | 142-07026 | Katy | MHHS-Northeast | NE-Endoscopy | Procedure 3 | 4/1/19 | 4/1/20 |  |  | MONITORS, PHYSIOLOGIC, VITAL SIGNS | Monitor, Vital Signs | MONITORVITALSIGNS-GE-Carescape B450 | MONITORVITALSIGNS | Carescape B450 |  |  |  | GE | Monitor, Vital Signs |  | MONITORVITALSIGNS-GE-Carescape B450 |  | 4/18/17 |  | MVS-A | Covered PM Repair - Biomedical | MHHS-Northeast | [8 empty] | MONITORVITALSIGNS | Monitor, Vital Signs | GE
NO | YES |  |  |  | 142-07435 | 142-07435 | GE Healthcare | CARESCAPE B450 |  | SNE18392012SA | NE-ER | MHHS-Northeast |  | Monitor, Vital Signs |  | 142-07435 | 142-07435 | Katy | MHHS-Northeast | NE-ER | Nurses station | 4/1/19 | 4/1/20 |  |  | MONITORS, PHYSIOLOGIC, VITAL SIGNS | Monitor, Vital Signs | MONITORVITALSIGNS-GE-Carescape B450 | MONITORVITALSIGNS | Carescape B450 |  |  |  | GE | Monitor, Vital Signs |  | MONITORVITALSIGNS-GE-Carescape B450 |  | 11/1/14 |  | MVS-A | Covered PM Repair - Biomedical | MHHS-Northeast | [8 empty] | MONITORVITALSIGNS | Monitor, Vital Signs | GE
NO | YES |  |  |  | 142-07360 | 142-07360 | GE Healthcare | CARESCAPE B450 |  | SJA15170157HA | NE-ICU | MHHS-Northeast |  | Monitor, Vital Signs |  | 142-07360 | 142-07360 | Katy | MHHS-Northeast | NE-ICU |  | 1/1/19 | 1/1/20 |  | Broken cover on top | MONITORS, PHYSIOLOGIC, VITAL SIGNS | Monitor, Vital Signs | MONITORVITALSIGNS-GE-Carescape B450 | MONITORVITALSIGNS | Carescape B450 |  |  |  | GE | Monitor, Vital Signs |  | MONITORVITALSIGNS-GE-Carescape B450 |  | 11/1/14 |  | MVS-A | Covered PM Repair - Biomedical | MHHS-Northeast | [8 empty] | MONITORVITALSIGNS | Monitor, Vital Signs | GE
NO | YES |  |  |  | 142-08104 | 142-08104 | GE Healthcare | CARESCAPE B450 |  | SNE184521555SA | NE-IMU1 | MHHS-Northeast |  | Monitor, Vital Signs |  | 142-08104 | 142-08104 | Katy | MHHS-Northeast | NE-IMU1 | Storage | 12/1/19 | 12/1/20 |  |  | MONITORS, PHYSIOLOGIC, VITAL SIGNS | Monitor, Vital Signs | MONITORVITALSIGNS-GE-Carescape B450 | MONITORVITALSIGNS | Carescape B450 |  |  |  | GE | Monitor, Vital Signs |  | MONITORVITALSIGNS-GE-Carescape B450 |  | 11/1/14 |  | MVS-A | Covered PM Repair - Biomedical | MHHS-Northeast | [8 empty] | MONITORVITALSIGNS | Monitor, Vital Signs | GE
NO | YES |  |  |  | 142-08105 | 142-08105 | GE Healthcare | CARESCAPE B450 |  | SNE18452047SA | NE-IMU1 | MHHS-Northeast |  | Monitor, Vital Signs |  | 142-08105 | 142-08105 | Katy | MHHS-Northeast | NE-IMU1 | Room 4001 | 12/1/19 | 12/1/20 |  |  | MONITORS, PHYSIOLOGIC, VITAL SIGNS | Monitor, Vital Signs | MONITORVITALSIGNS-GE-Carescape B450 | MONITORVITALSIGNS | Carescape B450 |  |  |  | GE | Monitor, Vital Signs |  | MONITORVITALSIGNS-GE-Carescape B450 |  | 11/1/14 |  | MVS-A | Covered PM Repair - Biomedical | MHHS-Northeast | [8 empty] | MONITORVITALSIGNS | Monitor, Vital Signs | GE
NO | YES |  |  |  | 142-06332 | 142-06332 | GE Healthcare | CARESCAPE B450 |  | SJA15120162HA | NE-NICU | MHHS-Northeast |  | Monitor, Vital Signs |  | 142-06332 | 142-06332 | Katy | MHHS-Northeast | NE-NICU |  | 5/1/19 | 5/1/20 |  |  | MONITORS, PHYSIOLOGIC, VITAL SIGNS | Monitor, Vital Signs | MONITORVITALSIGNS-GE-Carescape B450 | MONITORVITALSIGNS | Carescape B450 |  |  |  | GE | Monitor, Vital Signs |  | MONITORVITALSIGNS-GE-Carescape B450 |  | 11/1/14 |  | MVS-A | Covered PM Repair - Biomedical | MHHS-Northeast | [8 empty] | MONITORVITALSIGNS | Monitor, Vital Signs | GE
NO | YES |  |  |  | 142-06361 | 142-06361 | GE Healthcare | CARESCAPE B450 |  | SJA15120096HA | NE-NICU | MHHS-Northeast |  | Monitor, Vital Signs |  | 142-06361 | 142-06361 | Katy | MHHS-Northeast | NE-NICU |  | 4/1/19 | 4/1/20 |  |  | MONITORS, PHYSIOLOGIC, VITAL SIGNS | Monitor, Vital Signs | MONITORVITALSIGNS-GE-Carescape B450 | MONITORVITALSIGNS | Carescape B450 |  |  |  | GE | Monitor, Vital Signs |  | MONITORVITALSIGNS-GE-Carescape B450 |  | 11/1/14 |  | MVS-A | Covered PM Repair - Biomedical | MHHS-Northeast | [8 empty] | MONITORVITALSIGNS | Monitor, Vital Signs | GE
NO | YES |  |  |  | 142-06362 | 142-06362 | GE Healthcare | CARESCAPE B450 |  | SJA15120094HA | NE-Nursery | MHHS-Northeast |  | Monitor, Vital Signs |  | 142-06362 | 142-06362 | Katy | MHHS-Northeast | NE-Nursery | Nursery | 4/1/19 | 4/1/20 |  |  | MONITORS, PHYSIOLOGIC, VITAL SIGNS | Monitor, Vital Signs | MONITORVITALSIGNS-GE-Carescape B450 | MONITORVITALSIGNS | Carescape B450 |  |  |  | GE | Monitor, Vital Signs |  | MONITORVITALSIGNS-GE-Carescape B450 |  | 11/1/14 |  | MVS-A | Covered PM Repair - Biomedical | MHHS-Northeast | [8 empty] | MONITORVITALSIGNS | Monitor, Vital Signs | GE
NO | YES |  |  |  | 142-06363 | 142-06363 | GE Healthcare | CARESCAPE B450 |  | SJA15120093HA | NE-NICU | MHHS-Northeast |  | Monitor, Vital Signs |  | 142-06363 | 142-06363 | Katy | MHHS-Northeast | NE-NICU |  | 4/1/19 | 4/1/20 |  |  | MONITORS, PHYSIOLOGIC, VITAL SIGNS | Monitor, Vital Signs | MONITORVITALSIGNS-GE-Carescape B450 | MONITORVITALSIGNS | Carescape B450 |  |  |  | GE | Monitor, Vital Signs |  | MONITORVITALSIGNS-GE-Carescape B450 |  | 11/1/14 |  | MVS-A | Covered PM Repair - Biomedical | MHHS-Northeast | [8 empty] | MONITORVITALSIGNS | Monitor, Vital Signs | GE
NO | YES |  |  |  | 142-06364 | 142-06364 | GE Healthcare | CARESCAPE B450 |  | SJA15120083HA | NE-NICU | MHHS-Northeast |  | Monitor, Vital Signs |  | 142-06364 | 142-06364 | Katy | MHHS-Northeast | NE-NICU |  | 5/1/19 |  |  |  | MONITORS, PHYSIOLOGIC, VITAL SIGNS | Monitor, Vital Signs | MONITORVITALSIGNS-GE-Carescape B450 | MONITORVITALSIGNS | Carescape B450 |  |  |  | GE | Monitor, Vital Signs |  | MONITORVITALSIGNS-GE-Carescape B450 |  | 11/1/14 |  | MVS-A | Covered PM Repair - Biomedical | MHHS-Northeast | [8 empty] | MONITORVITALSIGNS | Monitor, Vital Signs | GE
NO | YES |  |  |  | 142-06368 | 142-06368 | GE Healthcare | CARESCAPE B450 |  | SJA15120091HA | NE-NICU | MHHS-Northeast |  | Monitor, Vital Signs |  | 142-06368 | 142-06368 | Katy | MHHS-Northeast | NE-NICU |  | 4/1/19 | 4/1/20 |  |  | MONITORS, PHYSIOLOGIC, VITAL SIGNS | Monitor, Vital Signs | MONITORVITALSIGNS-GE-Carescape B450 | MONITORVITALSIGNS | Carescape B450 |  |  |  | GE | Monitor, Vital Signs |  | MONITORVITALSIGNS-GE-Carescape B450 |  | 11/1/14 |  | MVS-A | Covered PM Repair - Biomedical | MHHS-Northeast | [8 empty] | MONITORVITALSIGNS | Monitor, Vital Signs | GE
NO | YES |  |  |  | 142-06369 | 142-06369 | GE Healthcare | CARESCAPE B450 |  | SJA15120170HA | NE-NICU | MHHS-Northeast |  | Monitor, Vital Signs |  | 142-06369 | 142-06369 | Katy | MHHS-Northeast | NE-NICU | Hall | 4/1/19 | 4/1/20 |  |  | MONITORS, PHYSIOLOGIC, VITAL SIGNS | Monitor, Vital Signs | MONITORVITALSIGNS-GE-Carescape B450 | MONITORVITALSIGNS | Carescape B450 |  |  |  | GE | Monitor, Vital Signs |  | MONITORVITALSIGNS-GE-Carescape B450 |  | 11/1/14 |  | MVS-A | Covered PM Repair - Biomedical | MHHS-Northeast | [8 empty] | MONITORVITALSIGNS | Monitor, Vital Signs | GE
NO | YES |  |  |  | 142-06370 | 142-06370 | GE Healthcare | CARESCAPE B450 |  | SJA15120163HA | NE-NICU | MHHS-Northeast |  | Monitor, Vital Signs |  | 142-06370 | 142-06370 | Katy | MHHS-Northeast | NE-NICU |  | 4/1/19 | 4/1/20 |  |  | MONITORS, PHYSIOLOGIC, VITAL SIGNS | Monitor, Vital Signs | MONITORVITALSIGNS-GE-Carescape B450 | MONITORVITALSIGNS | Carescape B450 |  |  |  | GE | Monitor, Vital Signs |  | MONITORVITALSIGNS-GE-Carescape B450 |  | 11/1/14 |  | MVS-A | Covered PM Repair - Biomedical | MHHS-Northeast | [8 empty] | MONITORVITALSIGNS | Monitor, Vital Signs | GE
NO | YES |  |  |  | 142-06371 | 142-06371 | GE Healthcare | CARESCAPE B450 |  | SJA15120088HA | NE-NICU | MHHS-Northeast |  | Monitor, Vital Signs |  | 142-06371 | 142-06371 | Katy | MHHS-Northeast | NE-NICU |  | 4/1/19 | 4/1/20 |  |  | MONITORS, PHYSIOLOGIC, VITAL SIGNS | Monitor, Vital Signs | MONITORVITALSIGNS-GE-Carescape B450 | MONITORVITALSIGNS | Carescape B450 |  |  |  | GE | Monitor, Vital Signs |  | MONITORVITALSIGNS-GE-Carescape B450 |  | 11/1/14 |  | MVS-A | Covered PM Repair - Biomedical | MHHS-Northeast | [8 empty] | MONITORVITALSIGNS | Monitor, Vital Signs | GE
NO | YES |  |  |  | 142-06372 | 142-06372 | GE Healthcare | CARESCAPE B450 |  | SJA15120167HA | NE-NICU | MHHS-Northeast |  | Monitor, Vital Signs |  | 142-06372 | 142-06372 | Katy | MHHS-Northeast | NE-NICU |  | 4/1/19 |  |  |  | MONITORS, PHYSIOLOGIC, VITAL SIGNS | Monitor, Vital Signs | MONITORVITALSIGNS-GE-Carescape B450 | MONITORVITALSIGNS | Carescape B450 |  |  |  | GE | Monitor, Vital Signs |  | MONITORVITALSIGNS-GE-Carescape B450 |  | 11/1/14 |  | MVS-A | Covered PM Repair - Biomedical | MHHS-Northeast | [8 empty] | MONITORVITALSIGNS | Monitor, Vital Signs | GE
NO | YES |  |  |  | 142-06373 | 142-06373 | GE Healthcare | CARESCAPE B450 |  | SJA15120158HA | NE-Nursery | MHHS-Northeast |  | Monitor, Vital Signs |  | 142-06373 | 142-06373 | Katy | MHHS-Northeast | NE-Nursery | Nursery | 4/1/19 | 4/1/20 |  | Note says please do not use, biomed. | MONITORS, PHYSIOLOGIC, VITAL SIGNS | Monitor, Vital Signs | MONITORVITALSIGNS-GE-Carescape B450 | MONITORVITALSIGNS | Carescape B450 |  |  |  | GE | Monitor, Vital Signs |  | MONITORVITALSIGNS-GE-Carescape B450 |  | 11/1/14 |  | MVS-A | Covered PM Repair - Biomedical | MHHS-Northeast | [8 empty] | MONITORVITALSIGNS | Monitor, Vital Signs | GE
NO | YES |  |  |  | 142-06374 | 142-06374 | GE Healthcare | CARESCAPE B450 |  | SJA15120090HA | NE-NICU | MHHS-Northeast |  | Monitor, Vital Signs |  | 142-06374 | 142-06374 | Katy | MHHS-Northeast | NE-NICU |  | 4/1/19 |  |  |  | MONITORS, PHYSIOLOGIC, VITAL SIGNS | Monitor, Vital Signs | MONITORVITALSIGNS-GE-Carescape B450 | MONITORVITALSIGNS | Carescape B450 |  |  |  | GE | Monitor, Vital Signs |  | MONITORVITALSIGNS-GE-Carescape B450 |  | 11/1/14 |  | MVS-A | Covered PM Repair - Biomedical | MHHS-Northeast | [8 empty] | MONITORVITALSIGNS | Monitor, Vital Signs | GE
NO | YES |  |  |  | 142-06375 | 142-06375 | GE Healthcare | CARESCAPE B450 |  | SJA15120085HA | NE-Nursery | MHHS-Northeast |  | Monitor, Vital Signs |  | 142-06375 | 142-06375 | Katy | MHHS-Northeast | NE-Nursery | Nursery | 5/1/19 | 5/1/20 |  |  | MONITORS, PHYSIOLOGIC, VITAL SIGNS | Monitor, Vital Signs | MONITORVITALSIGNS-GE-Carescape B450 | MONITORVITALSIGNS | Carescape B450 |  |  |  | GE | Monitor, Vital Signs |  | MONITORVITALSIGNS-GE-Carescape B450 |  | 11/1/14 |  | MVS-A | Covered PM Repair - Biomedical | MHHS-Northeast | [8 empty] | MONITORVITALSIGNS | Monitor, Vital Signs | GE
NO | YES |  |  |  | 142-06376 | 142-06376 | GE Healthcare | CARESCAPE B450 |  | SJA15120089HA | NE-NICU | MHHS-Northeast |  | Monitor, Vital Signs |  | 142-06376 | 142-06376 | Katy | MHHS-Northeast | NE-NICU |  | 4/1/19 |  |  |  | MONITORS, PHYSIOLOGIC, VITAL SIGNS | Monitor, Vital Signs | MONITORVITALSIGNS-GE-Carescape B450 | MONITORVITALSIGNS | Carescape B450 |  |  |  | GE | Monitor, Vital Signs |  | MONITORVITALSIGNS-GE-Carescape B450 |  | 11/1/14 |  | MVS-A | Covered PM Repair - Biomedical | MHHS-Northeast | [8 empty] | MONITORVITALSIGNS | Monitor, Vital Signs | GE
NO | YES |  |  |  | 142-06377 | 142-06377 loo | GE Healthcare | CARESCAPE B450 |  | SJA15120084HA | NE-NICU | MHHS-Northeast |  | Monitor, Vital Signs |  | 142-06377 | 142-06377 loo | Katy | MHHS-Northeast | NE-NICU |  | 4/1/19 | 4/1/20 |  |  | MONITORS, PHYSIOLOGIC, VITAL SIGNS | Monitor, Vital Signs | MONITORVITALSIGNS-GE-Carescape B450 | MONITORVITALSIGNS | Carescape B450 |  |  |  | GE | Monitor, Vital Signs |  | MONITORVITALSIGNS-GE-Carescape B450 |  | 11/1/14 |  | MVS-A | Covered PM Repair - Biomedical | MHHS-Northeast | [8 empty] | MONITORVITALSIGNS | Monitor, Vital Signs | GE
NO | YES |  |  |  | 142-06378 | 142-06378 | GE Healthcare | CARESCAPE B450 |  | SJA15120160HA | NE-NICU | MHHS-Northeast |  | Monitor, Vital Signs |  | 142-06378 | 142-06378 | Katy | MHHS-Northeast | NE-NICU | Clean room | 4/1/19 | 4/1/20 |  |  | MONITORS, PHYSIOLOGIC, VITAL SIGNS | Monitor, Vital Signs | MONITORVITALSIGNS-GE-Carescape B450 | MONITORVITALSIGNS | Carescape B450 |  |  |  | GE | Monitor, Vital Signs |  | MONITORVITALSIGNS-GE-Carescape B450 |  | 11/1/14 |  | MVS-A | Covered PM Repair - Biomedical | MHHS-Northeast | [8 empty] | MONITORVITALSIGNS | Monitor, Vital Signs | GE
NO | YES |  |  |  | 142-07284 | 142-07284 | GE Healthcare | CARESCAPE B450 |  | SNE18242104SA | NE-NICU | MHHS-Northeast |  | Monitor, Vital Signs |  | 142-07284 | 142-07284 | Katy | MHHS-Northeast | NE-NICU |  | 4/1/19 | 4/1/20 |  |  | MONITORS, PHYSIOLOGIC, VITAL SIGNS | Monitor, Vital Signs | MONITORVITALSIGNS-GE-Carescape B450 | MONITORVITALSIGNS | Carescape B450 |  |  |  | GE | Monitor, Vital Signs |  | MONITORVITALSIGNS-GE-Carescape B450 |  | 11/1/14 |  | MVS-A | Covered PM Repair - Biomedical | MHHS-Northeast | [8 empty] | MONITORVITALSIGNS | Monitor, Vital Signs | GE
NO | YES |  |  |  | 142-07285 | 142-07285 | GE Healthcare | CARESCAPE B450 |  | SNE18242070SA | NE-NICU | MHHS-Northeast |  | Monitor, Vital Signs |  | 142-07285 | 142-07285 | Katy | MHHS-Northeast | NE-NICU |  | 4/1/19 | 4/1/20 |  |  | MONITORS, PHYSIOLOGIC, VITAL SIGNS | Monitor, Vital Signs | MONITORVITALSIGNS-GE-Carescape B450 | MONITORVITALSIGNS | Carescape B450 |  |  |  | GE | Monitor, Vital Signs |  | MONITORVITALSIGNS-GE-Carescape B450 |  | 11/1/14 |  | MVS-A | Covered PM Repair - Biomedical | MHHS-Northeast | [8 empty] | MONITORVITALSIGNS | Monitor, Vital Signs | GE
NO | YES |  |  |  | 142-07286 | 142-07286 | GE Healthcare | CARESCAPE B450 |  | SNE18242078SA | NE-NICU | MHHS-Northeast |  | Monitor, Vital Signs |  | 142-07286 | 142-07286 | Katy | MHHS-Northeast | NE-NICU |  | 4/1/19 | 4/1/20 |  |  | MONITORS, PHYSIOLOGIC, VITAL SIGNS | Monitor, Vital Signs | MONITORVITALSIGNS-GE-Carescape B450 | MONITORVITALSIGNS | Carescape B450 |  |  |  | GE | Monitor, Vital Signs |  | MONITORVITALSIGNS-GE-Carescape B450 |  | 11/1/14 |  | MVS-A | Covered PM Repair - Biomedical | MHHS-Northeast | [8 empty] | MONITORVITALSIGNS | Monitor, Vital Signs | GE
NO | YES |  |  |  | 142-07287 | 142-07287 | GE Healthcare | CARESCAPE B450 |  | SNE18242080SA | NE-NICU | MHHS-Northeast |  | Monitor, Vital Signs |  | 142-07287 | 142-07287 | Katy | MHHS-Northeast | NE-NICU |  | 5/1/19 |  |  |  | MONITORS, PHYSIOLOGIC, VITAL SIGNS | Monitor, Vital Signs | MONITORVITALSIGNS-GE-Carescape B450 | MONITORVITALSIGNS | Carescape B450 |  |  |  | GE | Monitor, Vital Signs |  | MONITORVITALSIGNS-GE-Carescape B450 |  | 11/1/14 |  | MVS-A | Covered PM Repair - Biomedical | MHHS-Northeast | [8 empty] | MONITORVITALSIGNS | Monitor, Vital Signs | GE
NO | YES |  |  |  | 142-06366 | 142-06366 | GE Healthcare | CARESCAPE B450 |  | SJA15120087HA | NE-Nursery | MHHS-Northeast |  | Monitor, Vital Signs |  | 142-06366 | 142-06366 | Katy | MHHS-Northeast | NE-Nursery | Nursery | 4/1/19 | 4/1/20 |  |  | MONITORS, PHYSIOLOGIC, VITAL SIGNS | Monitor, Vital Signs | MONITORVITALSIGNS-GE-Carescape B450 | MONITORVITALSIGNS | Carescape B450 |  |  |  | GE | Monitor, Vital Signs |  | MONITORVITALSIGNS-GE-Carescape B450 |  | 11/1/14 |  | MVS-A | Covered PM Repair - Biomedical | MHHS-Northeast | [8 empty] | MONITORVITALSIGNS | Monitor, Vital Signs | GE
NO | YES |  |  |  |  | 142-06252 | GE Healthcare | CARESCAPE B450 |  | SJA14495885HA | NE-OR | MHHS-Northeast |  | Monitor, Vital Signs |  |  | 142-06252 | Katy | MHHS-Northeast | NE-OR | OR Hybrid Room | 1/1/19 | 1/1/20 |  |  | MONITORS, PHYSIOLOGIC, VITAL SIGNS | Monitor, Vital Signs | MONITORVITALSIGNS-GE-Carescape B450 | MONITORVITALSIGNS | Carescape B450 |  |  |  | GE | Monitor, Vital Signs |  | MONITORVITALSIGNS-GE-Carescape B450 |  | 11/1/14 |  | MVS-A | Covered PM Repair - Biomedical | MHHS-Northeast | [8 empty] | MONITORVITALSIGNS | Monitor, Vital Signs | GE
NO | YES |  |  |  |  | 099-02630 | GE Healthcare | CARESCAPE B450 |  | SJA15187912HA | NE-OR | MHHS-Northeast |  | Monitor, Vital Signs |  |  | 099-02630 | Katy | MHHS-Northeast | NE-OR | Anesthesis work room | 7/1/19 | 7/1/20 |  |  | MONITORS, PHYSIOLOGIC, VITAL SIGNS | Monitor, Vital Signs | MONITORVITALSIGNS-GE-Carescape B450 | MONITORVITALSIGNS | Carescape B450 |  |  |  | GE | Monitor, Vital Signs |  | MONITORVITALSIGNS-GE-Carescape B450 |  | 7/18/15 |  | MVS-A | Covered PM Repair - Biomedical | MHHS-Northeast | [8 empty] | MONITORVITALSIGNS | Monitor, Vital Signs | GE
NO | YES |  |  |  |  | 099-02629 | GE Healthcare | CARESCAPE B450 |  | SJA15187911HA | NE-OR | MHHS-Northeast |  | Monitor, Vital Signs |  |  | 099-02629 | Katy | MHHS-Northeast | NE-OR | Anesthesis work room | 8/1/19 | 8/1/20 |  |  | MONITORS, PHYSIOLOGIC, VITAL SIGNS | Monitor, Vital Signs | MONITORVITALSIGNS-GE-Carescape B450 | MONITORVITALSIGNS | Carescape B450 |  |  |  | GE | Monitor, Vital Signs |  | MONITORVITALSIGNS-GE-Carescape B450 |  | 11/1/14 |  | MVS-A | Covered PM Repair - Biomedical | MHHS-Northeast | [8 empty] | MONITORVITALSIGNS | Monitor, Vital Signs | GE
NO | YES |  |  |  |  | 142-03525 | GE Healthcare | CARESCAPE B450 |  | SJA15432023HA | NE - PACU | MHHS-Northeast |  | Monitor, Vital Signs |  |  | 142-03525 | Katy |  | NE - PACU | [5 empty] | MONITORS, PHYSIOLOGIC, VITAL SIGNS |  | MONITORVITALSIGNS-GE-Carescape B450 | MONITORVITALSIGNS | Carescape B450 |  |  |  | GE | Monitor, Vital Signs |  | MONITORVITALSIGNS-GE-Carescape B450 |  |  |  |  | Covered PM Repair - Biomedical | MHHS-Northeast
NO | YES |  |  |  | 142-08360 |  | GE Healthcare | CARESCAPE B450 |  | SNE19382004SA | NE - RADIOLOGY | MHHS-Northeast |  | Monitor, Vital Signs |  | 142-08360 |  | Katy |  | NE - RADIOLOGY |  | 10/17/19 |  |  |  | MONITORS, PHYSIOLOGIC, VITAL SIGNS |  | MONITORVITALSIGNS-GE-Carescape B450 | MONITORVITALSIGNS | Carescape B450 |  |  |  | GE | Monitor, Vital Signs |  | MONITORVITALSIGNS-GE-Carescape B450 |  |  |  |  | Covered PM Repair - Biomedical | MHHS-Northeast
NO | YES |  |  |  | 142-08362 | 142-08362 | GE Healthcare | CARESCAPE B450 |  | SNE19382006SA | NE-Radiology | MHHS-Northeast |  | Monitor, Vital Signs |  | 142-08362 | 142-08362 | Katy | MHHS-Northeast | NE-Radiology | Rad Room 2 | 10/1/19 | 10/1/20 |  |  | MONITORS, PHYSIOLOGIC, VITAL SIGNS | Monitor, Vital Signs | MONITORVITALSIGNS-GE-Carescape B450 | MONITORVITALSIGNS | Carescape B450 |  |  |  | GE | Monitor, Vital Signs |  | MONITORVITALSIGNS-GE-Carescape B450 |  | 7/14/16 |  | MVS-A | Covered PM Repair - Radiology, Low End | MHHS-Northeast | [8 empty] | MONITORVITALSIGNS | Monitor, Vital Signs | GE
NO | YES |  |  |  | 005-10395 | 005-10395 | GE Healthcare | CARESCAPE B450 |  | SJA15130252HA | SE-Labor & Delivery | MHHS-Southeast |  | Monitor, Vital Signs |  | 005-10395 | 005-10395 | Southeast | MHHS-Southeast | SE-Labor & Delivery | Or 1 | 7/1/19 |  | 7/1/20 |  | MONITORS, PHYSIOLOGIC, VITAL SIGNS |  | MONITORVITALSIGNS-GE-Carescape B450 | MONITORVITALSIGNS | Carescape B450 |  |  |  | GE | Monitor, Vital Signs |  | MONITORVITALSIGNS-GE-Carescape B450 |  | 11/1/14 |  |  | Covered PM Repair - Biomedical | MHHS-Southeast
NO | YES |  |  |  | 005-13054 | 005-13054 | GE Healthcare | CARESCAPE B450 |  | SNE15510284HA | SE-Labor & Delivery | MHHS-Southeast |  | Monitor, Vital Signs |  | 005-13054 | 005-13054 | Southeast | MHHS-Southeast | SE-Labor & Delivery | Hallway | 4/1/19 |  | 4/1/20 |  | MONITORS, PHYSIOLOGIC, VITAL SIGNS |  | MONITORVITALSIGNS-GE-Carescape B450 | MONITORVITALSIGNS | Carescape B450 |  |  |  | GE | Monitor, Vital Signs |  | MONITORVITALSIGNS-GE-Carescape B450 |  | 11/1/14 |  |  | Covered PM Repair - Biomedical | MHHS-Southeast
NO | YES |  |  |  | 005-13059 | 005-13059 | GE Healthcare | CARESCAPE B450 |  | SNE15510285HA | SE-Labor & Delivery | MHHS-Southeast |  | Monitor, Vital Signs |  | 005-13059 | 005-13059 | Southeast | MHHS-Southeast | SE-Labor & Delivery | L | 10/1/19 |  |  |  | MONITORS, PHYSIOLOGIC, VITAL SIGNS |  | MONITORVITALSIGNS-GE-Carescape B450 | MONITORVITALSIGNS | Carescape B450 |  |  |  | GE | Monitor, Vital Signs |  | MONITORVITALSIGNS-GE-Carescape B450 |  | 11/1/14 |  |  | Covered PM Repair - Biomedical | MHHS-Southeast
NO | YES |  |  |  | 005-10382 | 005-10382 | GE Healthcare | CARESCAPE B450 |  | SJA15130269 | SE-Labor & Delivery | MHHS-Southeast |  | Monitor, Vital Signs |  | 005-10382 | 005-10382 | Southeast & Bay Area | MHHS-Southeast | SE-Labor & Delivery | NICU | 10/1/19 |  | 10/1/20 |  | MONITORS, PHYSIOLOGIC, VITAL SIGNS |  | MONITORVITALSIGNS-GE-Carescape B450 | MONITORVITALSIGNS | Carescape B450 |  |  |  | GE | Monitor, Vital Signs |  | MONITORVITALSIGNS-GE-Carescape B450 |  | 11/1/14 |  |  | Covered PM Repair - Biomedical | MHHS-Southeast
NO | YES |  |  |  | 005-10386 | 005-10386 | GE Healthcare | CARESCAPE B450 |  | SJA15130250HA | SE- NICU | MHHS-Southeast |  | Monitor, Vital Signs |  | 005-10386 | 005-10386 | Southeast | Memorial Hermann Southeast Hospital | SE- NICU | E4 005.11A | 10/1/19 |  |  |  | MONITORS, PHYSIOLOGIC, VITAL SIGNS |  | MONITORVITALSIGNS-GE-Carescape B450 | MONITORVITALSIGNS | Carescape B450 |  |  |  | GE | Monitor, Vital Signs |  | MONITORVITALSIGNS-GE-Carescape B450 |  | 8/1/17 |  |  | Covered PM Repair - Biomedical | MHHS-Southeast
NO | YES |  |  |  | 005-10388 | 005-10388 | GE Healthcare | CARESCAPE B450 |  | SJA15130266HA | (null) | MHHS-Southeast |  | Monitor, Vital Signs |  | 005-10388 | 005-10388 | (null) | MHHS-Southeast | (null) | (null) |  |  |  | (null) | MONITORS, PHYSIOLOGIC, VITAL SIGNS |  | MONITORVITALSIGNS-GE-Carescape B450 | MONITORVITALSIGNS | Carescape B450 |  |  |  | GE | Monitor, Vital Signs |  | MONITORVITALSIGNS-GE-Carescape B450 |  | 3/22/19 |  |  | Covered PM Repair - Biomedical | MHHS-Southeast
NO | YES |  |  |  | 005-10392 | 005-10392 | GE Healthcare | CARESCAPE B450 |  | SJA15130271HA | Nicu | MHHS-Southeast |  | Monitor, Vital Signs |  | 005-10392 | 005-10392 | TMC | Memorial Hermann-Texas Medical Center | Nicu | E4005 | 10/1/19 |  | 10/1/20 |  | MONITORS, PHYSIOLOGIC, VITAL SIGNS |  | MONITORVITALSIGNS-GE-Carescape B450 | MONITORVITALSIGNS | Carescape B450 |  |  |  | GE | Monitor, Vital Signs |  | MONITORVITALSIGNS-GE-Carescape B450 |  | 11/1/14 |  |  | Covered PM Repair - Biomedical | MHHS-Southeast
NO | YES |  |  |  | 005-10394 | 005-10394 | GE Healthcare | CARESCAPE B450 |  | SJA15130258HA | SE-Labor & Delivery | MHHS-Southeast |  | Monitor, Vital Signs |  | 005-10394 | 005-10394 | Southeast & Bay Area | MHHS-Southeast | SE-Labor & Delivery | NICU | 10/1/19 |  | 10/1/20 |  | MONITORS, PHYSIOLOGIC, VITAL SIGNS |  | MONITORVITALSIGNS-GE-Carescape B450 | MONITORVITALSIGNS | Carescape B450 |  |  |  | GE | Monitor, Vital Signs |  | MONITORVITALSIGNS-GE-Carescape B450 |  | 11/1/14 |  |  | Covered PM Repair - Biomedical | MHHS-Southeast
NO | YES |  |  |  | 005-10398 | 005-10398 | GE Healthcare | CARESCAPE B450 |  | SJA15130249HA | SE-Neonatal ICU | MHHS-Southeast |  | Monitor, Vital Signs |  | 005-10398 | 005-10398 | Southeast | MHHS-Southeast | SE-Neonatal ICU |  | 7/1/19 |  |  |  | MONITORS, PHYSIOLOGIC, VITAL SIGNS |  | MONITORVITALSIGNS-GE-Carescape B450 | MONITORVITALSIGNS | Carescape B450 |  |  |  | GE | Monitor, Vital Signs |  | MONITORVITALSIGNS-GE-Carescape B450 |  | 11/1/14 |  |  | Covered PM Repair - Biomedical | MHHS-Southeast
NO | YES |  |  |  | 005-10404 | 005-10404 | GE Healthcare | CARESCAPE B450 |  | SJA15130246HA | SE- NICU | MHHS-Southeast |  | Monitor, Vital Signs |  | 005-10404 | 005-10404 | Southeast | Memorial Hermann Southeast Hospital | SE- NICU | E4 005.11A | 10/1/19 |  |  |  | MONITORS, PHYSIOLOGIC, VITAL SIGNS |  | MONITORVITALSIGNS-GE-Carescape B450 | MONITORVITALSIGNS | Carescape B450 |  |  |  | GE | Monitor, Vital Signs |  | MONITORVITALSIGNS-GE-Carescape B450 |  | 7/18/15 |  |  | Covered PM Repair - Biomedical | MHHS-Southeast
NO | YES |  |  |  | 005-10408 | 005-10408 | GE Healthcare | CARESCAPE B450 |  | SJA15130251HA | SE-Labor & Delivery | MHHS-Southeast |  | Monitor, Vital Signs |  | 005-10408 | 005-10408 | Southeast & Bay Area | MHHS-Southeast | SE-Labor & Delivery | NICU | 10/1/19 |  | 10/1/20 |  | MONITORS, PHYSIOLOGIC, VITAL SIGNS |  | MONITORVITALSIGNS-GE-Carescape B450 | MONITORVITALSIGNS | Carescape B450 |  |  |  | GE | Monitor, Vital Signs |  | MONITORVITALSIGNS-GE-Carescape B450 |  | 3/13/19 |  |  | Covered PM Repair - Biomedical | MHHS-Southeast
NO | YES |  |  |  | 013-36916 |  | GE Healthcare | CARESCAPE B450 |  | SJA15382362HA | SW - RADIOLOGY | MHHS-Southwest |  | Monitor, Vital Signs |  | 013-36916 |  | Southwest |  | SW - RADIOLOGY |  | 11/15/19 |  |  |  | MONITORS, PHYSIOLOGIC, VITAL SIGNS |  | MONITORVITALSIGNS-GE-Carescape B450 | MONITORVITALSIGNS | Carescape B450 |  |  |  | GE | Monitor, Vital Signs |  | MONITORVITALSIGNS-GE-Carescape B450 |  |  |  |  | Covered PM Repair - Biomedical | MHHS-Southwest
NO | YES |  |  |  | 013-36917 |  | GE Healthcare | CARESCAPE B450 |  | SJA15382340HA | SW - RADIOLOGY | MHHS-Southwest |  | Monitor, Vital Signs |  | 013-36917 |  | Southwest |  | SW - RADIOLOGY |  | 11/15/19 |  |  |  | MONITORS, PHYSIOLOGIC, VITAL SIGNS |  | MONITORVITALSIGNS-GE-Carescape B450 | MONITORVITALSIGNS | Carescape B450 |  |  |  | GE | Monitor, Vital Signs |  | MONITORVITALSIGNS-GE-Carescape B450 |  | 11/1/14 |  |  | Covered PM Repair - Biomedical | MHHS-Southwest
NO | YES |  |  |  | 013-36918 |  | GE Healthcare | CARESCAPE B450 |  | SJA15382361HA | SW - RADIOLOGY | MHHS-Southwest |  | Monitor, Vital Signs |  | 013-36918 |  | Southwest |  | SW - RADIOLOGY |  | 11/15/19 |  |  |  | MONITORS, PHYSIOLOGIC, VITAL SIGNS |  | MONITORVITALSIGNS-GE-Carescape B450 | MONITORVITALSIGNS | Carescape B450 |  |  |  | GE | Monitor, Vital Signs |  | MONITORVITALSIGNS-GE-Carescape B450 |  | 11/1/14 |  |  | Covered PM Repair - Biomedical | MHHS-Southwest
NO | YES |  |  |  | 013-36919 |  | GE Healthcare | CARESCAPE B450 |  | SJA15382360HA | SW - RADIOLOGY | MHHS-Southwest |  | Monitor, Vital Signs |  | 013-36919 |  | Southwest |  | SW - RADIOLOGY |  | 12/31/19 |  |  |  | MONITORS, PHYSIOLOGIC, VITAL SIGNS |  | MONITORVITALSIGNS-GE-Carescape B450 | MONITORVITALSIGNS | Carescape B450 |  |  |  | GE | Monitor, Vital Signs |  | MONITORVITALSIGNS-GE-Carescape B450 |  | 7/18/15 |  |  | Covered PM Repair - Biomedical | MHHS-Southwest
NO | YES |  |  |  | 013-36920 |  | GE Healthcare | CARESCAPE B450 |  | SJA15382359HA | SW - RADIOLOGY | MHHS-Southwest |  | Monitor, Vital Signs |  | 013-36920 |  | Southwest |  | SW - RADIOLOGY |  | 12/31/19 |  |  |  | MONITORS, PHYSIOLOGIC, VITAL SIGNS |  | MONITORVITALSIGNS-GE-Carescape B450 | MONITORVITALSIGNS | Carescape B450 |  |  |  | GE | Monitor, Vital Signs |  | MONITORVITALSIGNS-GE-Carescape B450 |  | 8/1/19 |  |  | Covered PM Repair - Biomedical | MHHS-Southwest
NO | YES |  |  |  | 013-36921 |  | GE Healthcare | CARESCAPE B450 |  | SJA15382341HA | SW - RADIOLOGY | MHHS-Southwest |  | Monitor, Vital Signs |  | 013-36921 |  | Southwest |  | SW - RADIOLOGY |  | 12/31/19 |  |  |  | MONITORS, PHYSIOLOGIC, VITAL SIGNS |  | MONITORVITALSIGNS-GE-Carescape B450 | MONITORVITALSIGNS | Carescape B450 |  |  |  | GE | Monitor, Vital Signs |  | MONITORVITALSIGNS-GE-Carescape B450 |  | 8/5/19 |  |  | Covered PM Repair - Biomedical | MHHS-Southwest
NO | YES |  |  |  | 029-10836 | 029-10836 | GE Healthcare | CARESCAPE B450 |  | SNE16070027HA | TIRR-Woodlands Inpatient | MHHS-TIRR |  | Monitor, Vital Signs |  | 029-10836 | 029-10836 | Woodlands | MHHS-Others | TIRR-Woodlands Inpatient | TIRR | 10/1/18 |  | 10/1/19 |  | MONITORS, PHYSIOLOGIC, VITAL SIGNS | Monitor, Vital Signs | MONITORVITALSIGNS-GE-Carescape B450 | MONITORVITALSIGNS | Carescape B450 |  |  |  | GE | Monitor, Vital Signs |  | MONITORVITALSIGNS-GE-Carescape B450 |  | 8/18/21 |  | MVS-A | Not Covered Vendor Only - Biomedical | MHHS-TIRR | [8 empty] | MONITORVITALSIGNS | Monitor, Vital Signs | GE
NO | YES |  |  |  | 069-44161 | 069-44161 | GE Healthcare | CARESCAPE B450 |  | SNE19362160SA | TMC-Cath Lab-Holding (2Hvi) | MHHS-TMC |  | Monitor, Vital Signs |  | 069-44161 | 069-44161 | TMC | MHHS-TMC | TMC-Cath Lab-Holding (2Hvi) | [5 empty] | MONITORS, PHYSIOLOGIC, VITAL SIGNS |  | MONITORVITALSIGNS-GE-Carescape B450 | MONITORVITALSIGNS | Carescape B450 |  |  |  | GE | Monitor, Vital Signs |  | MONITORVITALSIGNS-GE-Carescape B450 |  |  | Verified 3/30/2020 4:07pm (Central) |  | Not Covered Vendor Only - Biomedical | MHHS-TMC
NO | YES |  |  |  | 069-44163 | 069-44163 | GE Healthcare | CARESCAPE B450 |  | SNE19362194SA | TMC-Cath Lab-Holding (2Hvi) | MHHS-TMC |  | Monitor, Vital Signs |  | 069-44163 | 069-44163 | TMC | MHHS-TMC | TMC-Cath Lab-Holding (2Hvi) | [5 empty] | MONITORS, PHYSIOLOGIC, VITAL SIGNS |  | MONITORVITALSIGNS-GE-Carescape B450 | MONITORVITALSIGNS | Carescape B450 |  |  |  | GE | Monitor, Vital Signs |  | MONITORVITALSIGNS-GE-Carescape B450 |  |  | Verified 3/30/2020 4:07pm (Central) |  | Not Covered Vendor Only - Biomedical | MHHS-TMC
NO | YES |  |  |  | 069-44165 | 069-44165 | GE Healthcare | CARESCAPE B450 |  | SNE19362139SA | TMC-Cath Lab-Holding (2Hvi) | MHHS-TMC |  | Monitor, Vital Signs |  | 069-44165 | 069-44165 | TMC | MHHS-TMC | TMC-Cath Lab-Holding (2Hvi) | [5 empty] | MONITORS, PHYSIOLOGIC, VITAL SIGNS |  | MONITORVITALSIGNS-GE-Carescape B450 | MONITORVITALSIGNS | Carescape B450 |  |  |  | GE | Monitor, Vital Signs |  | MONITORVITALSIGNS-GE-Carescape B450 |  |  | Verified 3/30/2020 4:07pm (Central) |  | Not Covered Vendor Only - Biomedical | MHHS-TMC
NO | YES |  |  |  | 069-44167 | 069-44167 | GE Healthcare | CARESCAPE B450 |  | SNE19362156SA | TMC-Cath Lab-Holding (2Hvi) | MHHS-TMC |  | Monitor, Vital Signs |  | 069-44167 | 069-44167 | TMC | MHHS-TMC | TMC-Cath Lab-Holding (2Hvi) | [5 empty] | MONITORS, PHYSIOLOGIC, VITAL SIGNS |  | MONITORVITALSIGNS-GE-Carescape B450 | MONITORVITALSIGNS | Carescape B450 |  |  |  | GE | Monitor, Vital Signs |  | MONITORVITALSIGNS-GE-Carescape B450 |  |  | Verified 3/30/2020 4:07pm (Central) |  | Not Covered Vendor Only - Biomedical | MHHS-TMC
NO | YES |  |  |  | 069-44170 | 069-44170 | GE Healthcare | CARESCAPE B450 |  | SNE19362157SA | TMC-Cath Lab-Adult (2Hvi) | MHHS-TMC |  | Monitor, Vital Signs |  | 069-44170 | 069-44170 | TMC | MHHS-TMC | TMC-Cath Lab-Adult (2Hvi) |  | 1/1/20 |  | 1/1/21 |  | MONITORS, PHYSIOLOGIC, VITAL SIGNS | Monitor, Vital Signs | MONITORVITALSIGNS-GE-Carescape B450 | MONITORVITALSIGNS | Carescape B450 |  |  |  | GE | Monitor, Vital Signs |  | MONITORVITALSIGNS-GE-Carescape B450 |  |  |  | MVS-A | Not Covered Vendor Only - Biomedical | MHHS-TMC | [8 empty] | MONITORVITALSIGNS | Monitor, Vital Signs | GE
NO | YES |  |  |  | 069-44171 | 069-44171 | GE Healthcare | CARESCAPE B450 |  | SNE19362003SA | TMC-Cath Lab-Adult (2Hvi) | MHHS-TMC |  | Monitor, Vital Signs |  | 069-44171 | 069-44171 | TMC | MHHS-TMC | TMC-Cath Lab-Adult (2Hvi) |  | 1/1/20 |  | 1/1/21 |  | MONITORS, PHYSIOLOGIC, VITAL SIGNS | Monitor, Vital Signs | MONITORVITALSIGNS-GE-Carescape B450 | MONITORVITALSIGNS | Carescape B450 |  |  |  | GE | Monitor, Vital Signs |  | MONITORVITALSIGNS-GE-Carescape B450 |  |  |  | MVS-A | Not Covered Vendor Only - Biomedical | MHHS-TMC | [8 empty] | MONITORVITALSIGNS | Monitor, Vital Signs | GE
NO | YES |  |  |  | 074-06561 | 074-06561 | GE Healthcare | CARESCAPE B450 |  | SNE19362150SA | TMC-Cath Lab-Holding (2Hvi) | MHHS-TMC |  | Monitor, Vital Signs |  | 074-06561 | 074-06561 | TMC | MHHS-TMC | TMC-Cath Lab-Holding (2Hvi) | HOLDING (2HVI) | 3/1/20 |  | 1/1/21 |  | MONITORS, PHYSIOLOGIC, VITAL SIGNS | Monitor, Vital Signs | MONITORVITALSIGNS-GE-Carescape B450 | MONITORVITALSIGNS | Carescape B450 |  |  |  | GE | Monitor, Vital Signs |  | MONITORVITALSIGNS-GE-Carescape B450 |  |  |  | MVS-A | Not Covered Vendor Only - Lab Ana/Anes | MHHS-TMC | [8 empty] | MONITORVITALSIGNS | Monitor, Vital Signs | GE
NO | YES |  |  |  | 074-06563 | 074-06563 | GE Healthcare | CARESCAPE B450 |  | SNE19362138SA |  | MHHS-TMC |  | Monitor, Vital Signs |  | 074-06563 | 074-06563 | TMC | Memorial Hermann Heart |  | Cath Lab 12-131 | 10/1/19 |  | 10/1/20 |  | MONITORS, PHYSIOLOGIC, VITAL SIGNS | Monitor, Vital Signs | MONITORVITALSIGNS-GE-Carescape B450 | MONITORVITALSIGNS | Carescape B450 |  |  |  | GE | Monitor, Vital Signs |  | MONITORVITALSIGNS-GE-Carescape B450 |  |  |  | MVS-A | Not Covered Vendor Only - Biomedical | MHHS-TMC | [8 empty] | MONITORVITALSIGNS | Monitor, Vital Signs | GE
NO | YES |  |  |  | 074-06565 | 074-06565 | GE Healthcare | CARESCAPE B450 |  | SNE19362197SA | TMC-OR-CVOR (7Hvi) | MHHS-TMC |  | Monitor, Vital Signs |  | 074-06565 | 074-06565 | TMC | MHHS-TMC | TMC-OR-CVOR (7Hvi) | Room 122 | 1/1/19 |  | 1/1/20 |  | MONITORS, PHYSIOLOGIC, VITAL SIGNS | Monitor, Vital Signs | MONITORVITALSIGNS-GE-Carescape B450 | MONITORVITALSIGNS | Carescape B450 |  |  |  | GE | Monitor, Vital Signs |  | MONITORVITALSIGNS-GE-Carescape B450 |  |  |  | MVS-A | Not Covered Vendor Only - Biomedical | MHHS-TMC | [8 empty] | MONITORVITALSIGNS | Monitor, Vital Signs | GE
NO | YES |  |  |  | 074-06567 | 074-06567 | GE Healthcare | CARESCAPE B450 |  | SNE19362094SA | TMC-Cath Lab-Adult (2Hvi) | MHHS-TMC |  | Monitor, Vital Signs |  | 074-06567 | 074-06567 | TMC | MHHS-TMC | TMC-Cath Lab-Adult (2Hvi) |  | 3/1/20 |  | 1/1/21 |  | MONITORS, PHYSIOLOGIC, VITAL SIGNS | Monitor, Vital Signs | MONITORVITALSIGNS-GE-Carescape B450 | MONITORVITALSIGNS | Carescape B450 |  |  |  | GE | Monitor, Vital Signs |  | MONITORVITALSIGNS-GE-Carescape B450 |  |  |  | MVS-A | Not Covered Vendor Only - Biomedical | MHHS-TMC | [8 empty] | MONITORVITALSIGNS | Monitor, Vital Signs | GE
NO | YES |  |  |  | 074-06569 | 074-06569 | GE Healthcare | CARESCAPE B450 |  | SNE19362186SA | TMC-OR-CVOR (7Hvi) | MHHS-TMC |  | Monitor, Vital Signs |  | 074-06569 | 074-06569 | TMC | MHHS-TMC | TMC-OR-CVOR (7Hvi) | Room 120 | 1/1/20 |  | 3/1/21 |  | MONITORS, PHYSIOLOGIC, VITAL SIGNS | Monitor, Vital Signs | MONITORVITALSIGNS-GE-Carescape B450 | MONITORVITALSIGNS | Carescape B450 |  |  |  | GE | Monitor, Vital Signs |  | MONITORVITALSIGNS-GE-Carescape B450 |  |  |  | MVS-A | Not Covered Vendor Only - Biomedical | MHHS-TMC | [8 empty] | MONITORVITALSIGNS | Monitor, Vital Signs | GE
NO | YES |  |  |  | 074-06571 | 074-06571 | GE Healthcare | CARESCAPE B450 |  | SNE19352637SA | TMC-OR-CVOR (7Hvi) | MHHS-TMC |  | Monitor, Vital Signs |  | 074-06571 | 074-06571 | TMC | MHHS-TMC | TMC-OR-CVOR (7Hvi) | Room 117 | 1/1/20 |  | 1/1/21 |  | MONITORS, PHYSIOLOGIC, VITAL SIGNS | Monitor, Vital Signs | MONITORVITALSIGNS-GE-Carescape B450 | MONITORVITALSIGNS | Carescape B450 |  |  |  | GE | Monitor, Vital Signs |  | MONITORVITALSIGNS-GE-Carescape B450 |  |  |  | MVS-A | Not Covered Vendor Only - Biomedical | MHHS-TMC | [8 empty] | MONITORVITALSIGNS | Monitor, Vital Signs | GE
NO | YES |  |  |  | 074-06573 | 074-06573 | GE Healthcare | CARESCAPE B450 |  | SNE19362200SA | TMC-Cath Lab-Holding (2Hvi) | MHHS-TMC |  | Monitor, Vital Signs |  | 074-06573 | 074-06573 | TMC | MHHS-TMC | TMC-Cath Lab-Holding (2Hvi) | HOLDING (2HVI) | 1/1/20 |  | 1/1/21 |  | MONITORS, PHYSIOLOGIC, VITAL SIGNS | Monitor, Vital Signs | MONITORVITALSIGNS-GE-Carescape B450 | MONITORVITALSIGNS | Carescape B450 |  |  |  | GE | Monitor, Vital Signs |  | MONITORVITALSIGNS-GE-Carescape B450 |  |  |  | MVS-A | Not Covered Vendor Only - Biomedical | MHHS-TMC | [8 empty] | MONITORVITALSIGNS | Monitor, Vital Signs | GE
NO | YES |  |  |  | 074-06576 | 074-06576 | GE Healthcare | CARESCAPE B450 |  | SNE19362184SA | TMC-OR-CVOR (7Hvi) | MHHS-TMC |  | Monitor, Vital Signs |  | 074-06576 | 074-06576 | TMC | MHHS-TMC | TMC-OR-CVOR (7Hvi) | Room 117 | 1/1/19 |  | 1/1/20 |  | MONITORS, PHYSIOLOGIC, VITAL SIGNS | Monitor, Vital Signs | MONITORVITALSIGNS-GE-Carescape B450 | MONITORVITALSIGNS | Carescape B450 |  |  |  | GE | Monitor, Vital Signs |  | MONITORVITALSIGNS-GE-Carescape B450 |  |  |  | MVS-A | Not Covered Vendor Only - Biomedical | MHHS-TMC | [8 empty] | MONITORVITALSIGNS | Monitor, Vital Signs | GE
NO | YES |  |  |  | 074-06580 | 074-06580 | GE Healthcare | CARESCAPE B450 |  | SNE19362016SA | TMC-Cath Lab-Adult (2Hvi) | MHHS-TMC |  | Monitor, Vital Signs |  | 074-06580 | 074-06580 | TMC | MHHS-TMC | TMC-Cath Lab-Adult (2Hvi) |  | 3/1/20 |  | 1/1/21 |  | MONITORS, PHYSIOLOGIC, VITAL SIGNS | Monitor, Vital Signs | MONITORVITALSIGNS-GE-Carescape B450 | MONITORVITALSIGNS | Carescape B450 |  |  |  | GE | Monitor, Vital Signs |  | MONITORVITALSIGNS-GE-Carescape B450 |  |  |  | MVS-A | Not Covered Vendor Only - Biomedical | MHHS-TMC | [8 empty] | MONITORVITALSIGNS | Monitor, Vital Signs | GE
NO | YES |  |  |  | 074-06582 | 074-06582 | GE Healthcare | CARESCAPE B450 |  | SNE19362089SA | TMC-Cath Lab-Adult (2Hvi) | MHHS-TMC |  | Monitor, Vital Signs |  | 074-06582 | 074-06582 | TMC | MHHS-TMC | TMC-Cath Lab-Adult (2Hvi) |  | 1/1/20 |  | 1/1/21 |  | MONITORS, PHYSIOLOGIC, VITAL SIGNS | Monitor, Vital Signs | MONITORVITALSIGNS-GE-Carescape B450 | MONITORVITALSIGNS | Carescape B450 |  |  |  | GE | Monitor, Vital Signs |  | MONITORVITALSIGNS-GE-Carescape B450 |  |  |  | MVS-A | Not Covered Vendor Only - Biomedical | MHHS-TMC | [8 empty] | MONITORVITALSIGNS | Monitor, Vital Signs | GE
NO | YES |  |  |  | 074-06584 | 074-06584 | GE Healthcare | CARESCAPE B450 |  | SNE19362141SA | TMC-Cath Lab-Adult (2Hvi) | MHHS-TMC |  | Monitor, Vital Signs |  | 074-06584 | 074-06584 | TMC | MHHS-TMC | TMC-Cath Lab-Adult (2Hvi) |  | 3/1/20 |  | 3/1/21 |  | MONITORS, PHYSIOLOGIC, VITAL SIGNS | Monitor, Vital Signs | MONITORVITALSIGNS-GE-Carescape B450 | MONITORVITALSIGNS | Carescape B450 |  |  |  | GE | Monitor, Vital Signs |  | MONITORVITALSIGNS-GE-Carescape B450 |  |  |  | MVS-A | Not Covered Vendor Only - Biomedical | MHHS-TMC | [8 empty] | MONITORVITALSIGNS | Monitor, Vital Signs | GE
NO | YES |  |  |  | 074-06586 | 074-06586 | GE Healthcare | CARESCAPE B450 |  | SNE19362013SA | TMC-Cath Lab-Adult (2Hvi) | MHHS-TMC |  | Monitor, Vital Signs |  | 074-06586 | 074-06586 | TMC | MHHS-TMC | TMC-Cath Lab-Adult (2Hvi) |  | 1/1/20 |  | 1/1/21 |  | MONITORS, PHYSIOLOGIC, VITAL SIGNS | Monitor, Vital Signs | MONITORVITALSIGNS-GE-Carescape B450 | MONITORVITALSIGNS | Carescape B450 |  |  |  | GE | Monitor, Vital Signs |  | MONITORVITALSIGNS-GE-Carescape B450 |  |  |  | MVS-A | Not Covered Vendor Only - Biomedical | MHHS-TMC | [8 empty] | MONITORVITALSIGNS | Monitor, Vital Signs | GE
NO | YES |  |  |  | 074-06588 | 074-06588 | GE Healthcare | CARESCAPE B450 |  | SNE19362091SA | TMC-Cath Lab-Holding (2Hvi) | MHHS-TMC |  | Monitor, Vital Signs |  | 074-06588 | 074-06588 | TMC | MHHS-TMC | TMC-Cath Lab-Holding (2Hvi) | HOLDING (2HVI) | 3/1/20 |  | 3/1/21 |  | MONITORS, PHYSIOLOGIC, VITAL SIGNS | Monitor, Vital Signs | MONITORVITALSIGNS-GE-Carescape B450 | MONITORVITALSIGNS | Carescape B450 |  |  |  | GE | Monitor, Vital Signs |  | MONITORVITALSIGNS-GE-Carescape B450 |  |  |  | MVS-A | Not Covered Vendor Only - Biomedical | MHHS-TMC | [8 empty] | MONITORVITALSIGNS | Monitor, Vital Signs | GE
NO | YES |  |  |  | 074-06590 | 074-06590 | GE Healthcare | CARESCAPE B450 |  | SNE19362199SA | TMC-Cath Lab-Holding (2Hvi) | MHHS-TMC |  | Monitor, Vital Signs |  | 074-06590 | 074-06590 | TMC | MHHS-TMC | TMC-Cath Lab-Holding (2Hvi) | HOLDING (2HVI) |  |  |  |  | MONITORS, PHYSIOLOGIC, VITAL SIGNS | Monitor, Vital Signs | MONITORVITALSIGNS-GE-Carescape B450 | MONITORVITALSIGNS | Carescape B450 |  |  |  | GE | Monitor, Vital Signs |  | MONITORVITALSIGNS-GE-Carescape B450 |  |  |  | MVS-A | Not Covered Vendor Only - Lab Ana/Anes | MHHS-TMC | [8 empty] | MONITORVITALSIGNS | Monitor, Vital Signs | GE
NO | YES |  |  |  | 074-06592 | 074-06592 | GE Healthcare | CARESCAPE B450 |  | SNE19362098SA | TMC | MHHS-TMC |  | Monitor, Vital Signs |  | 074-06592 | 074-06592 | TMC | Memorial Hermann Heart | TMC | Cath Lab 108 |  |  |  |  | MONITORS, PHYSIOLOGIC, VITAL SIGNS | Monitor, Vital Signs | MONITORVITALSIGNS-GE-Carescape B450 | MONITORVITALSIGNS | Carescape B450 |  |  |  | GE | Monitor, Vital Signs |  | MONITORVITALSIGNS-GE-Carescape B450 |  |  |  | MVS-A | Not Covered Vendor Only - Lab Ana/Anes | MHHS-TMC | [8 empty] | MONITORVITALSIGNS | Monitor, Vital Signs | GE
NO | YES |  |  |  | 074-06594 | 074-06594 | GE Healthcare | CARESCAPE B450 |  | SNE19362142SA | TMC-Cath Lab-Holding (2Hvi) | MHHS-TMC |  | Monitor, Vital Signs |  | 074-06594 | 074-06594 | TMC | MHHS-TMC | TMC-Cath Lab-Holding (2Hvi) | HOLDING (2HVI) | 1/1/20 |  | 1/1/21 |  | MONITORS, PHYSIOLOGIC, VITAL SIGNS | Monitor, Vital Signs | MONITORVITALSIGNS-GE-Carescape B450 | MONITORVITALSIGNS | Carescape B450 |  |  |  | GE | Monitor, Vital Signs |  | MONITORVITALSIGNS-GE-Carescape B450 |  |  |  | MVS-A | Not Covered Vendor Only - Lab Ana/Anes | MHHS-TMC | [8 empty] | MONITORVITALSIGNS | Monitor, Vital Signs | GE
NO | YES |  |  |  | 074-06596 | 074-06596 | GE Healthcare | CARESCAPE B450 |  | SNE19352662SA | TMC-Cath Lab-Holding (2Hvi) | MHHS-TMC |  | Monitor, Vital Signs |  | 074-06596 | 074-06596 | TMC | MHHS-TMC | TMC-Cath Lab-Holding (2Hvi) | HOLDING (2HVI) | 3/1/20 |  | 1/1/21 |  | MONITORS, PHYSIOLOGIC, VITAL SIGNS | Monitor, Vital Signs | MONITORVITALSIGNS-GE-Carescape B450 | MONITORVITALSIGNS | Carescape B450 |  |  |  | GE | Monitor, Vital Signs |  | MONITORVITALSIGNS-GE-Carescape B450 |  |  |  | MVS-A | Not Covered Vendor Only - Biomedical | MHHS-TMC | [8 empty] | MONITORVITALSIGNS | Monitor, Vital Signs | GE
NO | YES |  |  |  | 074-06598 | 074-06598 | GE Healthcare | CARESCAPE B450 |  | SNE19362004SA | TMC-OR-CVOR (7Hvi) | MHHS-TMC |  | Monitor, Vital Signs |  | 074-06598 | 074-06598 | TMC | MHHS-TMC | TMC-OR-CVOR (7Hvi) | Room 115 | 1/1/20 |  | 1/1/21 |  | MONITORS, PHYSIOLOGIC, VITAL SIGNS | Monitor, Vital Signs | MONITORVITALSIGNS-GE-Carescape B450 | MONITORVITALSIGNS | Carescape B450 |  |  |  | GE | Monitor, Vital Signs |  | MONITORVITALSIGNS-GE-Carescape B450 |  |  |  | MVS-A | Not Covered Vendor Only - Biomedical | MHHS-TMC | [8 empty] | MONITORVITALSIGNS | Monitor, Vital Signs | GE
NO | YES |  |  |  | 069-36284 | 069-36284 | GE Healthcare | CARESCAPE B450 |  | SJA14381224HA | TMC-Children's-L&D (5Hp) | MHHS-TMC |  | Monitor, Vital Signs |  | 069-36284 | 069-36284 | TMC | MHHS-TMC | TMC-Children's-L&D (5Hp) |  | 10/7/19 |  |  |  | MONITORS, PHYSIOLOGIC, VITAL SIGNS |  | MONITORVITALSIGNS-GE-Carescape B450 | MONITORVITALSIGNS | Carescape B450 |  |  |  | GE | Monitor, Vital Signs |  | MONITORVITALSIGNS-GE-Carescape B450 |  | 1/7/19 | Verified 3/30/2020 4:07pm (Central) |  | Not Covered Vendor Only - Lab Ana/Anes | MHHS-TMC
NO | YES |  |  |  | 069-36287 | 069-36287 | GE Healthcare | CARESCAPE B450 |  | SJA14381236HA | TMC-Children's-L&D (5Hp) | MHHS-TMC |  | Monitor, Vital Signs |  | 069-36287 | 069-36287 | TMC | MHHS-TMC | TMC-Children's-L&D (5Hp) |  | 10/7/19 |  |  |  | MONITORS, PHYSIOLOGIC, VITAL SIGNS |  | MONITORVITALSIGNS-GE-Carescape B450 | MONITORVITALSIGNS | Carescape B450 |  |  |  | GE | Monitor, Vital Signs |  | MONITORVITALSIGNS-GE-Carescape B450 |  |  | Verified 3/30/2020 4:07pm (Central) |  | Not Covered Vendor Only - Lab Ana/Anes | MHHS-TMC
NO | YES |  |  |  | 069-46482 | 069-46482 | GE Healthcare | CARESCAPE B450 |  | SNE19182148SA | TMC-Children's-L&D (5Hp) | MHHS-TMC |  | Monitor, Vital Signs |  | 069-46482 | 069-46482 | TMC | MHHS-TMC | TMC-Children's-L&D (5Hp) |  | 5/13/19 |  |  |  | MONITORS, PHYSIOLOGIC, VITAL SIGNS |  | MONITORVITALSIGNS-GE-Carescape B450 | MONITORVITALSIGNS | Carescape B450 |  |  |  | GE | Monitor, Vital Signs |  | MONITORVITALSIGNS-GE-Carescape B450 |  |  | Verified 3/30/2020 4:07pm (Central) |  | Not Covered Vendor Only - Lab Ana/Anes | MHHS-TMC
NO | YES |  |  |  | 077-08897 | 077-08897 | GE Healthcare | CARESCAPE B450 |  | SJA14392416HA | TMC-Children's-NICU (7Hp) | MHHS-TMC |  | Monitor, Vital Signs |  | 077-08897 | 077-08897 | TMC | MHHS-TMC | TMC-Children's-NICU (7Hp) |  | 3/18/19 |  |  |  | MONITORS, PHYSIOLOGIC, VITAL SIGNS |  | MONITORVITALSIGNS-GE-Carescape B450 | MONITORVITALSIGNS | Carescape B450 |  |  |  | GE | Monitor, Vital Signs |  | MONITORVITALSIGNS-GE-Carescape B450 |  | 1/7/19 | Verified 3/30/2020 4:07pm (Central) |  | Not Covered Vendor Only - Lab Ana/Anes | MHHS-TMC
NO | YES |  |  |  | 069-43078 | 069-43078 | GE Healthcare | CARESCAPE B450 |  | SJA13519462HR | TMC-Cullen-IMU (3C) | MHHS-TMC |  | Monitor, Vital Signs |  | 069-43078 | 069-43078 | TMC | MHHS-TMC | TMC-Cullen-IMU (3C) |  | 12/19/19 |  |  |  | MONITORS, PHYSIOLOGIC, VITAL SIGNS |  | MONITORVITALSIGNS-GE-Carescape B450 | MONITORVITALSIGNS | Carescape B450 |  |  |  | GE | Monitor, Vital Signs |  | MONITORVITALSIGNS-GE-Carescape B450 |  |  | Verified 3/29/2020 11:26:am (Central) |  | Not Covered Vendor Only - Biomedical | MHHS-TMC
NO | YES |  |  |  | 069-43079 | 069-43079 | GE Healthcare | CARESCAPE B450 |  | SNE16031010HR | TMC-Cullen-IMU (3C) | MHHS-TMC |  | Monitor, Vital Signs |  | 069-43079 | 069-43079 | TMC | MHHS-TMC | TMC-Cullen-IMU (3C) |  | 12/1/19 |  | 12/1/20 |  | MONITORS, PHYSIOLOGIC, VITAL SIGNS | Monitor, Vital Signs | MONITORVITALSIGNS-GE-Carescape B450 | MONITORVITALSIGNS | Carescape B450 |  |  |  | GE | Monitor, Vital Signs |  | MONITORVITALSIGNS-GE-Carescape B450 |  |  |  | MVS-A | Not Covered Vendor Only - Lab Ana/Anes | MHHS-TMC | [8 empty] | MONITORVITALSIGNS | Monitor, Vital Signs | GE
NO | YES |  |  |  | 069-43080 | 069-43080 | GE Healthcare | CARESCAPE B450 |  | SNE16041045HR | TMC-Cullen-IMU (3C) | MHHS-TMC |  | Monitor, Vital Signs |  | 069-43080 | 069-43080 | TM | MHHS-TMC | TMC-Cullen-IMU (3C) | TMC - CULLEN - GENERAL MED | 12/1/19 |  | 12/1/20 |  | MONITORS, PHYSIOLOGIC, VITAL SIGNS | Monitor, Vital Signs | MONITORVITALSIGNS-GE-Carescape B450 | MONITORVITALSIGNS | Carescape B450 |  |  |  | GE | Monitor, Vital Signs |  | MONITORVITALSIGNS-GE-Carescape B450 |  |  |  | MVS-A | Not Covered Vendor Only - Lab Ana/Anes | MHHS-TMC | [8 empty] | MONITORVITALSIGNS | Monitor, Vital Signs | GE
NO | YES |  |  |  | 069-43081 | 069-43081 | GE Healthcare | CARESCAPE B450 |  | SNE16041006HR | 3east | MHHS-TMC |  | Monitor, Vital Signs |  | 069-43081 | 069-43081 | TMC | Memorial Hermann-Texas Medical Center | 3east | By C 301 | 12/1/19 |  | 12/1/20 |  | MONITORS, PHYSIOLOGIC, VITAL SIGNS | Monitor, Vital Signs | MONITORVITALSIGNS-GE-Carescape B450 | MONITORVITALSIGNS | Carescape B450 |  |  |  | GE | Monitor, Vital Signs |  | MONITORVITALSIGNS-GE-Carescape B450 |  |  |  | MVS-A | Not Covered Vendor Only - Lab Ana/Anes | MHHS-TMC | [8 empty] | MONITORVITALSIGNS | Monitor, Vital Signs | GE
NO | YES |  |  |  | 069-43336 | 069-43336 | GE Healthcare | CARESCAPE B450 |  | SNE16031016HR | General Medicine | MHHS-TMC |  | Monitor, Vital Signs |  | 069-43336 | 069-43336 | TMC | Memorial Hermann- Texas Medical Center | General Medicine | Hall way | 12/1/19 |  | 12/1/20 |  | MONITORS, PHYSIOLOGIC, VITAL SIGNS | Monitor, Vital Signs | MONITORVITALSIGNS-GE-Carescape B450 | MONITORVITALSIGNS | Carescape B450 |  |  |  | GE | Monitor, Vital Signs |  | MONITORVITALSIGNS-GE-Carescape B450 |  | 1/8/20 |  | MVS-A | Not Covered Vendor Only - Lab Ana/Anes | MHHS-TMC | [8 empty] | MONITORVITALSIGNS | Monitor, Vital Signs | GE
NO | YES |  |  |  | 069-44260 | 069-44260 | GE Healthcare | CARESCAPE B450 |  | SNE16021030HR | TMC-Cullen-Ace (4C) | MHHS-TMC |  | Monitor, Vital Signs |  | 069-44260 | 069-44260 | TMC | MHHS-TMC | TMC-Cullen-Ace (4C) | MICU rm 303 | 12/1/19 |  |  |  | MONITORS, PHYSIOLOGIC, VITAL SIGNS | Monitor, Vital Signs | MONITORVITALSIGNS-GE-Carescape B450 | MONITORVITALSIGNS | Carescape B450 |  |  |  | GE | Monitor, Vital Signs |  | MONITORVITALSIGNS-GE-Carescape B450 |  | 4/5/19 |  | MVS-A | Not Covered Vendor Only - Lab Ana/Anes | MHHS-TMC | [8 empty] | MONITORVITALSIGNS | Monitor, Vital Signs | GE
NO | YES |  |  |  | 069-41192 | 069-41192 | GE Healthcare | CARESCAPE B450 |  | SNE16440057HA | TMC-Cullen-MICU (2C) | MHHS-TMC |  | Monitor, Vital Signs |  | 069-41192 | 069-41192 | TMC | MHHS-TMC | TMC-Cullen-MICU (2C) | Biomed | 11/1/19 |  | 11/1/20 |  | MONITORS, PHYSIOLOGIC, VITAL SIGNS | Monitor, Vital Signs | MONITORVITALSIGNS-GE-Carescape B450 | MONITORVITALSIGNS | Carescape B450 |  |  |  | GE | Monitor, Vital Signs |  | MONITORVITALSIGNS-GE-Carescape B450 |  | 4/8/20 |  | MVS-A | Not Covered Vendor Only - Biomedical | MHHS-TMC | [8 empty] | MONITORVITALSIGNS | Monitor, Vital Signs | GE
NO | YES |  |  |  | 069-41194 | 069-41194 | GE Healthcare | CARESCAPE B450 |  | SNE16440065HA | TMC-Cullen-MICU (2C) | MHHS-TMC |  | Monitor, Vital Signs |  | 069-41194 | 069-41194 | TMC | MHHS-TMC | TMC-Cullen-MICU (2C) | Biomed S3622 | 11/1/19 |  | 11/1/20 |  | MONITORS, PHYSIOLOGIC, VITAL SIGNS |  | MONITORVITALSIGNS-GE-Carescape B450 | MONITORVITALSIGNS | Carescape B450 |  |  |  | GE | Monitor, Vital Signs |  | MONITORVITALSIGNS-GE-Carescape B450 |  | 8/20/12 |  |  | Covered PM Repair - Biomedical | MHHS-TMC
NO | YES |  |  |  | 069-43233 | 069-43233 | GE Healthcare | CARESCAPE B450 |  | SJA15151002HR | Dialsys | MHHS-TMC |  | Monitor, Vital Signs |  | 069-43233 | 069-43233 | TMC | Memorial Hermann-Texas Medical Center | Dialsys | J9486 | 7/1/19 |  | 7/1/20 |  | MONITORS, PHYSIOLOGIC, VITAL SIGNS | Monitor, Vital Signs | MONITORVITALSIGNS-GE-Carescape B450 | MONITORVITALSIGNS | Carescape B450 |  |  |  | GE | Monitor, Vital Signs |  | MONITORVITALSIGNS-GE-Carescape B450 |  | 8/15/17 |  | MVS-A | Not Covered Vendor Only - Biomedical | MHHS-TMC | [8 empty] | MONITORVITALSIGNS | Monitor, Vital Signs | GE
NO | YES |  |  |  | 069-43234 | 069-43234 | GE Healthcare | CARESCAPE B450 |  | SJA13508759HR | TMC-Dialysis-Adult (9J) | MHHS-TMC |  | Monitor, Vital Signs |  | 069-43234 | 069-43234 | TMC | MHHS-TMC | TMC-Dialysis-Adult (9J) | J9 486 | 7/1/19 |  | 7/1/20 |  | MONITORS, PHYSIOLOGIC, VITAL SIGNS | Monitor, Vital Signs | MONITORVITALSIGNS-GE-Carescape B450 | MONITORVITALSIGNS | Carescape B450 |  |  |  | GE | Monitor, Vital Signs |  | MONITORVITALSIGNS-GE-Carescape B450 |  | 8/15/17 |  | MVS-A | Not Covered Vendor Only - Biomedical | MHHS-TMC | [8 empty] | MONITORVITALSIGNS | Monitor, Vital Signs | GE
NO | YES |  |  |  | 069-43235 | 069-43235 | GE Healthcare | CARESCAPE B450 |  | SJA15151003HR | TMC-Jones-Apheresis (9J) | MHHS-TMC |  | Monitor, Vital Signs |  | 069-43235 | 069-43235 | TMC | MHHS-TMC | TMC-Jones-Apheresis (9J) | Dialysis | 7/1/19 |  | 7/1/20 |  | MONITORS, PHYSIOLOGIC, VITAL SIGNS | Monitor, Vital Signs | MONITORVITALSIGNS-GE-Carescape B450 | MONITORVITALSIGNS | Carescape B450 |  |  |  | GE | Monitor, Vital Signs |  | MONITORVITALSIGNS-GE-Carescape B450 |  | 8/15/17 |  | MVS-A | Not Covered Vendor Only - Biomedical | MHHS-TMC | [8 empty] | MONITORVITALSIGNS | Monitor, Vital Signs | GE
NO | YES |  |  |  | 069-43236 | 069-43236 | GE Healthcare | CARESCAPE B450 |  | SJA14279433HR | TWC | MHHS-TMC |  | Monitor, Vital Signs |  | 069-43236 | 069-43236 | TMC | Memorial Hermann-Texas Medical Center | TWC | MIMU 6 | 7/1/19 |  | 7/1/20 |  | MONITORS, PHYSIOLOGIC, VITAL SIGNS | Monitor, Vital Signs | MONITORVITALSIGNS-GE-Carescape B450 | MONITORVITALSIGNS | Carescape B450 |  |  |  | GE | Monitor, Vital Signs |  | MONITORVITALSIGNS-GE-Carescape B450 |  | 8/15/17 |  | MVS-A | Not Covered Vendor Only - Biomedical | MHHS-TMC | [8 empty] | MONITORVITALSIGNS | Monitor, Vital Signs | GE
NO | YES |  |  |  | 069-43238 | 069-43238 | GE Healthcare | CARESCAPE B450 |  | SJA14415136HR | TMC-Dialysis-Adult (9J) | MHHS-TMC |  | Monitor, Vital Signs |  | 069-43238 | 069-43238 | TMC | MHHS-TMC | TMC-Dialysis-Adult (9J) |  | 7/5/19 |  |  |  | MONITORS, PHYSIOLOGIC, VITAL SIGNS |  | MONITORVITALSIGNS-GE-Carescape B450 | MONITORVITALSIGNS | Carescape B450 |  |  |  | GE | Monitor, Vital Signs |  | MONITORVITALSIGNS-GE-Carescape B450 |  | 8/15/17 | Verified 3/29/2020 11:26:am (Central) |  | Not Covered Vendor Only - Biomedical | MHHS-TMC
NO | YES |  |  |  | 069-43239 | 069-43239 | GE Healthcare | CARESCAPE B450 |  | SJA14302496HR | Bay 3 | MHHS-TMC |  | Monitor, Vital Signs |  | 069-43239 | 069-43239 | TMC | Memorial Hermann-Texas Medical Center | Bay 3 | West Cullen TMC | 7/1/19 |  | 7/1/20 |  | MONITORS, PHYSIOLOGIC, VITAL SIGNS | Monitor, Vital Signs | MONITORVITALSIGNS-GE-Carescape B450 | MONITORVITALSIGNS | Carescape B450 |  |  |  | GE | Monitor, Vital Signs |  | MONITORVITALSIGNS-GE-Carescape B450 |  | 8/15/17 |  | MVS-A | Not Covered Vendor Only - Biomedical | MHHS-TMC | [8 empty] | MONITORVITALSIGNS | Monitor, Vital Signs | GE
NO | YES |  |  |  | 069-43240 | 069-43240 | GE Healthcare | CARESCAPE B450 |  | SJA14415458HR | TMC-Dialysis-Adult (9J) | MHHS-TMC |  | Monitor, Vital Signs |  | 069-43240 | 069-43240 | TMC | MHHS-TMC | TMC-Dialysis-Adult (9J) |  | 7/8/19 |  |  |  | MONITORS, PHYSIOLOGIC, VITAL SIGNS |  | MONITORVITALSIGNS-GE-Carescape B450 | MONITORVITALSIGNS | Carescape B450 |  |  |  | GE | Monitor, Vital Signs |  | MONITORVITALSIGNS-GE-Carescape B450 |  | 5/1/16 | Verified 3/29/2020 11:26:am (Central) |  | Not Covered Vendor Only - Biomedical | MHHS-TMC
NO | YES |  |  |  | 069-43271 | 069-43271 | GE Healthcare | CARESCAPE B450 |  | SNE16140016HR | TMC-Gi/Endo-Adult (1J) | MHHS-TMC |  | Monitor, Vital Signs |  | 069-43271 | 069-43271 | TMC | MHHS-TMC | TMC-Gi/Endo-Adult (1J) | Bay | 7/1/19 |  | 7/1/20 |  | MONITORS, PHYSIOLOGIC, VITAL SIGNS |  | MONITORVITALSIGNS-GE-Carescape B450 | MONITORVITALSIGNS | Carescape B450 |  |  |  | GE | Monitor, Vital Signs |  | MONITORVITALSIGNS-GE-Carescape B450 |  | 5/1/12 |  |  | Not Covered Vendor Only - Biomedical | MHHS-TMC
NO | YES |  |  |  | 069-43273 | 069-43273 | GE Healthcare | CARESCAPE B450 |  | SNE16140015HR | TMC-Gi/Endo-Adult (1J) | MHHS-TMC |  | Monitor, Vital Signs |  | 069-43273 | 069-43273 | TMC | MHHS-TMC | TMC-Gi/Endo-Adult (1J) | Bay | 7/1/19 |  | 6/1/20 |  | MONITORS, PHYSIOLOGIC, VITAL SIGNS |  | MONITORVITALSIGNS-GE-Carescape B450 | MONITORVITALSIGNS | Carescape B450 |  |  |  | GE | Monitor, Vital Signs |  | MONITORVITALSIGNS-GE-Carescape B450 |  | 8/1/17 |  |  | Not Covered Vendor Only - Biomedical | MHHS-TMC
NO | YES |  |  |  | 069-44305 | 069-44305 | GE Healthcare | CARESCAPE B450 |  | SNE17370024HA | TMC-Gi/Endo-Adult (1J) | MHHS-TMC |  | Monitor, Vital Signs |  | 069-44305 | 069-44305 | TMC | MHHS-TMC | TMC-Gi/Endo-Adult (1J) | Bay | 7/1/19 |  | 7/1/20 |  | MONITORS, PHYSIOLOGIC, VITAL SIGNS |  | MONITORVITALSIGNS-GE-Carescape B450 | MONITORVITALSIGNS | Carescape B450 |  |  |  | GE | Monitor, Vital Signs |  | MONITORVITALSIGNS-GE-Carescape B450 |  | 5/7/15 |  |  | Covered PM Repair - Biomedical | MHHS-TMC
NO | YES |  |  |  | 069-44306 | 069-44306 | GE Healthcare | CARESCAPE B450 |  | SNE17330260HA | TMC-Gi/Endo-Adult (1J) | MHHS-TMC |  | Monitor, Vital Signs |  | 069-44306 | 069-44306 | TMC | MHHS-TMC | TMC-Gi/Endo-Adult (1J) | Bay | 10/1/19 |  | 10/1/20 |  | MONITORS, PHYSIOLOGIC, VITAL SIGNS |  | MONITORVITALSIGNS-GE-Carescape B450 | MONITORVITALSIGNS | Carescape B450 |  |  |  | GE | Monitor, Vital Signs |  | MONITORVITALSIGNS-GE-Carescape B450 |  | 6/1/14 |  |  | Covered PM Repair - Biomedical | MHHS-TMC
NO | YES |  |  |  | 074-05357 | 074-05357 | GE Healthcare | CARESCAPE B450 |  | SNE16230088HR | TMC-HVI-CIMU (4Hvi) | MHHS-TMC |  | Monitor, Vital Signs |  | 074-05357 | 074-05357 | TMC | MHHS-TMC | TMC-HVI-CIMU (4Hvi) |  | 11/1/19 |  | 11/1/20 |  | MONITORS, PHYSIOLOGIC, VITAL SIGNS | Monitor, Vital Signs | MONITORVITALSIGNS-GE-Carescape B450 | MONITORVITALSIGNS | Carescape B450 |  |  |  | GE | Monitor, Vital Signs |  | MONITORVITALSIGNS-GE-Carescape B450 |  | 10/1/18 |  | MVS-A | Covered PM Repair - Biomedical | MHHS-TMC | [8 empty] | MONITORVITALSIGNS | Monitor, Vital Signs | GE
NO | YES |  |  |  | 074-05358 | 074-05358 | GE Healthcare | CARESCAPE B450 |  | SNE16230084HR | TMC-HVI-CIMU (4Hvi) | MHHS-TMC |  | Monitor, Vital Signs |  | 074-05358 | 074-05358 | TMC | MHHS-TMC | TMC-HVI-CIMU (4Hvi) |  | 11/1/19 |  | 11/1/20 |  | MONITORS, PHYSIOLOGIC, VITAL SIGNS | Monitor, Vital Signs | MONITORVITALSIGNS-GE-Carescape B450 | MONITORVITALSIGNS | Carescape B450 |  |  |  | GE | Monitor, Vital Signs |  | MONITORVITALSIGNS-GE-Carescape B450 |  | 10/1/18 |  | MVS-A | Covered PM Repair - Biomedical | MHHS-TMC | [8 empty] | MONITORVITALSIGNS | Monitor, Vital Signs | GE
NO | YES |  |  |  | 074-05359 | 074-05359 | GE Healthcare | CARESCAPE B450 |  | SNE16230099HR | TMC-HVI-CIMU (4Hvi) | MHHS-TMC |  | Monitor, Vital Signs |  | 074-05359 | 074-05359 | TMC | MHHS-TMC | TMC-HVI-CIMU (4Hvi) | TMC - HVI - CIMU (4HVI) | 11/1/19 |  | 11/1/20 |  | MONITORS, PHYSIOLOGIC, VITAL SIGNS | Monitor, Vital Signs | MONITORVITALSIGNS-GE-Carescape B450 | MONITORVITALSIGNS | Carescape B450 |  |  |  | GE | Monitor, Vital Signs |  | MONITORVITALSIGNS-GE-Carescape B450 |  | 10/1/18 |  | MVS-A | Covered PM Repair - Biomedical | MHHS-TMC | [8 empty] | MONITORVITALSIGNS | Monitor, Vital Signs | GE
NO | YES |  |  |  | 074-05361 | 074-05361 | GE Healthcare | CARESCAPE B450 |  | SNE16230082HR | TMC-HVI-CVICU (8Hvi) | MHHS-TMC |  | Monitor, Vital Signs |  | 074-05361 | 074-05361 | TMC | MHHS-TMC | TMC-HVI-CVICU (8Hvi) | CVIMU (8HVI) | 11/1/19 |  | 11/1/20 |  | MONITORS, PHYSIOLOGIC, VITAL SIGNS | Monitor, Vital Signs | MONITORVITALSIGNS-GE-Carescape B450 | MONITORVITALSIGNS | Carescape B450 |  |  |  | GE | Monitor, Vital Signs |  | MONITORVITALSIGNS-GE-Carescape B450 |  | 11/5/16 |  | MVS-A | Covered PM Repair - Biomedical | MHHS-TMC | [8 empty] | MONITORVITALSIGNS | Monitor, Vital Signs | GE
NO | YES |  |  |  | 074-05362 | 074-05362 | GE Healthcare | CARESCAPE B450 |  | SNE16230095HR | TMC-HVI-CIMU (4Hvi) | MHHS-TMC |  | Monitor, Vital Signs |  | 074-05362 | 074-05362 | TMC | MHHS-TMC | TMC-HVI-CIMU (4Hvi) | CIMU 05 | 11/1/19 |  | 11/1/20 |  | MONITORS, PHYSIOLOGIC, VITAL SIGNS | Monitor, Vital Signs | MONITORVITALSIGNS-GE-Carescape B450 | MONITORVITALSIGNS | Carescape B450 |  |  |  | GE | Monitor, Vital Signs |  | MONITORVITALSIGNS-GE-Carescape B450 |  | 11/4/16 |  | MVS-A | Covered PM Repair - Biomedical | MHHS-TMC | [8 empty] | MONITORVITALSIGNS | Monitor, Vital Signs | GE
NO | YES |  |  |  | 074-05364 | 074-05364 | GE Healthcare | CARESCAPE B450 |  | SNE16230087HR | TMC-HVI-CIMU (4Hvi) | MHHS-TMC |  | Monitor, Vital Signs |  | 074-05364 | 074-05364 | TMC | MHHS-TMC | TMC-HVI-CIMU (4Hvi) | CIMU 03 | 11/1/19 |  | 11/1/20 |  | MONITORS, PHYSIOLOGIC, VITAL SIGNS | Monitor, Vital Signs | MONITORVITALSIGNS-GE-Carescape B450 | MONITORVITALSIGNS | Carescape B450 |  |  |  | GE | Monitor, Vital Signs |  | MONITORVITALSIGNS-GE-Carescape B450 |  | 12/4/20 |  | MVS-A | Not Covered Vendor Only - Biomedical | MHHS-TMC | [8 empty] | MONITORVITALSIGNS | Monitor, Vital Signs | GE
NO | YES |  |  |  | 074-05365 | 074-05365 | GE Healthcare | CARESCAPE B450 |  | SNE16230081HR |  | MHHS-TMC |  | Monitor, Vital Signs |  | 074-05365 | 074-05365 | TMC | Memorial Hermann Heart |  | IMU-2 | 8/1/19 |  | 8/1/20 |  | MONITORS, PHYSIOLOGIC, VITAL SIGNS | Monitor, Vital Signs | MONITORVITALSIGNS-GE-Carescape B450 | MONITORVITALSIGNS | Carescape B450 |  |  |  | GE | Monitor, Vital Signs |  | MONITORVITALSIGNS-GE-Carescape B450 |  | 12/4/20 |  | MVS-A | Not Covered Vendor Only - Biomedical | MHHS-TMC | [8 empty] | MONITORVITALSIGNS | Monitor, Vital Signs | GE
NO | YES |  |  |  | 074-05366 | 074-05366 | GE Healthcare | CARESCAPE B450 |  | SNE16230106HR | TMC-HVI-CVICU (8Hvi) | MHHS-TMC |  | Monitor, Vital Signs |  | 074-05366 | 074-05366 | TMC | MHHS-TMC | TMC-HVI-CVICU (8Hvi) | CVIMU (8HVI) | 8/1/19 |  | 8/1/20 |  | MONITORS, PHYSIOLOGIC, VITAL SIGNS | Monitor, Vital Signs | MONITORVITALSIGNS-GE-Carescape B450 | MONITORVITALSIGNS | Carescape B450 |  |  |  | GE | Monitor, Vital Signs |  | MONITORVITALSIGNS-GE-Carescape B450 |  | 12/4/20 |  | MVS-A | Not Covered Vendor Only - Biomedical | MHHS-TMC | [8 empty] | MONITORVITALSIGNS | Monitor, Vital Signs | GE
NO | YES |  |  |  | 074-05367 | 074-05367 | GE Healthcare | CARESCAPE B450 |  | SNE16050062HR | TMC-HVI-CVICU (8Hvi) | MHHS-TMC |  | Monitor, Vital Signs |  | 074-05367 | 074-05367 | TMC | MHHS-TMC | TMC-HVI-CVICU (8Hvi) | CVIMU (8HVI) | 11/1/19 |  | 11/1/20 |  | MONITORS, PHYSIOLOGIC, VITAL SIGNS | Monitor, Vital Signs | MONITORVITALSIGNS-GE-Carescape B450 | MONITORVITALSIGNS | Carescape B450 |  |  |  | GE | Monitor, Vital Signs |  | MONITORVITALSIGNS-GE-Carescape B450 |  | 12/4/20 |  | MVS-A | Not Covered Vendor Only - Biomedical | MHHS-TMC | [8 empty] | MONITORVITALSIGNS | Monitor, Vital Signs | GE
NO | YES |  |  |  | 074-05368 | 074-05368 | GE Healthcare | CARESCAPE B450 |  | SNE16060069HR | TMC-HVI-CVICU (8Hvi) | MHHS-TMC |  | Monitor, Vital Signs |  | 074-05368 | 074-05368 | TMC | MHHS-TMC | TMC-HVI-CVICU (8Hvi) | CVIMU (8HVI) | 11/1/19 |  | 11/1/20 |  | MONITORS, PHYSIOLOGIC, VITAL SIGNS | Monitor, Vital Signs | MONITORVITALSIGNS-GE-Carescape B450 | MONITORVITALSIGNS | Carescape B450 |  |  |  | GE | Monitor, Vital Signs |  | MONITORVITALSIGNS-GE-Carescape B450 |  | 12/4/20 |  | MVS-A | Not Covered Vendor Only - Biomedical | MHHS-TMC | [8 empty] | MONITORVITALSIGNS | Monitor, Vital Signs | GE
NO | YES |  |  |  | 074-05369 | 074-05369 | GE Healthcare | CARESCAPE B450 |  | SNE16230086HR | TMC-HVI-CIMU (4Hvi) | MHHS-TMC |  | Monitor, Vital Signs |  | 074-05369 | 074-05369 | TMC | MHHS-TMC | TMC-HVI-CIMU (4Hvi) | CIMU 15 | 11/1/19 |  | 11/1/20 |  | MONITORS, PHYSIOLOGIC, VITAL SIGNS | Monitor, Vital Signs | MONITORVITALSIGNS-GE-Carescape B450 | MONITORVITALSIGNS | Carescape B450 |  |  |  | GE | Monitor, Vital Signs |  | MONITORVITALSIGNS-GE-Carescape B450 |  | 12/26/20 |  | MVS-A | No Coverage Specified | MHHS-TMC | [8 empty] | MONITORVITALSIGNS | Monitor, Vital Signs | GE
NO | YES |  |  |  | 074-05373 | 074-05373 | GE Healthcare | CARESCAPE B450 |  | SNE16230097HR | TMC-HVI-Heart Failure ICU (5Hvi) | MHHS-TMC |  | Monitor, Vital Signs |  | 074-05373 | 074-05373 | TMC | MHHS-TMC | TMC-HVI-Heart Failure ICU (5Hvi) | CVICU (5HVI) | 8/1/19 |  | 8/1/20 |  | MONITORS, PHYSIOLOGIC, VITAL SIGNS | Monitor, Vital Signs | MONITORVITALSIGNS-GE-Carescape B450 | MONITORVITALSIGNS | Carescape B450 |  |  |  | GE | Monitor, Vital Signs |  | MONITORVITALSIGNS-GE-Carescape B450 |  | 2/15/19 |  | MVS-A | Covered PM Repair - Biomedical | MHHS-TMC | [8 empty] | MONITORVITALSIGNS | Monitor, Vital Signs | GE
NO | YES |  |  |  | 074-05374 | 074-05374 | GE Healthcare | CARESCAPE B450 |  | SNE16230083HR | TMC-HVI-CVICU (8Hvi) | MHHS-TMC |  | Monitor, Vital Signs |  | 074-05374 | 074-05374 | TMC | MHHS-TMC | TMC-HVI-CVICU (8Hvi) | CVIMU (8HVI) | 11/1/19 |  | 11/1/20 |  | MONITORS, PHYSIOLOGIC, VITAL SIGNS | Monitor, Vital Signs | MONITORVITALSIGNS-GE-Carescape B450 | MONITORVITALSIGNS | Carescape B450 |  |  |  | GE | Monitor, Vital Signs |  | MONITORVITALSIGNS-GE-Carescape B450 |  | 2/27/19 |  | MVS-A | Covered PM Repair - Biomedical | MHHS-TMC | [8 empty] | MONITORVITALSIGNS | Monitor, Vital Signs | GE
NO | YES |  |  |  | 074-05382 | 074-05382 | GE Healthcare | CARESCAPE B450 |  | SNE16230090HR | TMC-HVI-CIMU (4Hvi) | MHHS-TMC |  | Monitor, Vital Signs |  | 074-05382 | 074-05382 | TMC | MHHS-TMC | TMC-HVI-CIMU (4Hvi) | IMU 21 | 11/1/19 |  | 11/1/20 |  | MONITORS, PHYSIOLOGIC, VITAL SIGNS | Monitor, Vital Signs | MONITORVITALSIGNS-GE-Carescape B450 | MONITORVITALSIGNS | Carescape B450 |  |  |  | GE | Monitor, Vital Signs |  | MONITORVITALSIGNS-GE-Carescape B450 |  | 8/1/09 |  | MVS-A | Covered PM Repair - Biomedical | MHHS-TMC | [8 empty] | MONITORVITALSIGNS | Monitor, Vital Signs | GE
NO | YES |  |  |  | 074-05383 | 074-05383 | GE Healthcare | CARESCAPE B450 |  | SNE16230069HR | TMC-HVI-CVICU (8Hvi) | MHHS-TMC |  | Monitor, Vital Signs |  | 074-05383 | 074-05383 | TMC | MHHS-TMC | TMC-HVI-CVICU (8Hvi) | CVIMU (8HVI) | 11/1/19 |  | 11/1/20 |  | MONITORS, PHYSIOLOGIC, VITAL SIGNS | Monitor, Vital Signs | MONITORVITALSIGNS-GE-Carescape B450 | MONITORVITALSIGNS | Carescape B450 |  |  |  | GE | Monitor, Vital Signs |  | MONITORVITALSIGNS-GE-Carescape B450 |  |  |  | MVS-A | Covered PM Repair - Biomedical | MHHS-TMC | [8 empty] | MONITORVITALSIGNS | Monitor, Vital Signs | GE
NO | YES |  |  |  | 074-05384 | 074-05384 | GE Healthcare | CARESCAPE B450 |  | SNE16230077HR | TMC-HVI-CVICU (8Hvi) | MHHS-TMC |  | Monitor, Vital Signs |  | 074-05384 | 074-05384 | TMC | MHHS-TMC | TMC-HVI-CVICU (8Hvi) | CVIMU (8HVI) | 11/1/19 |  | 11/1/20 |  | MONITORS, PHYSIOLOGIC, VITAL SIGNS | Monitor, Vital Signs | MONITORVITALSIGNS-GE-Carescape B450 | MONITORVITALSIGNS | Carescape B450 |  |  |  | GE | Monitor, Vital Signs |  | MONITORVITALSIGNS-GE-Carescape B450 |  |  |  | MVS-A | Covered PM Repair - Biomedical | MHHS-TMC | [8 empty] | MONITORVITALSIGNS | Monitor, Vital Signs | GE
NO | YES |  |  |  | 074-05386 | 074-05386 | GE Healthcare | CARESCAPE B450 |  | SNE16440137HA | TMC-HVI-CIMU (4Hvi) | MHHS-TMC |  | Monitor, Vital Signs |  | 074-05386 | 074-05386 | TMC | MHHS-TMC | TMC-HVI-CIMU (4Hvi) | IMU 26 | 11/1/19 |  | 11/1/20 |  | MONITORS, PHYSIOLOGIC, VITAL SIGNS | Monitor, Vital Signs | MONITORVITALSIGNS-GE-Carescape B450 | MONITORVITALSIGNS | Carescape B450 |  |  |  | GE | Monitor, Vital Signs |  | MONITORVITALSIGNS-GE-Carescape B450 |  |  |  | MVS-A | Covered PM Repair - Biomedical | MHHS-TMC | [8 empty] | MONITORVITALSIGNS | Monitor, Vital Signs | GE
NO | YES |  |  |  | 074-05388 | 074-05388 | GE Healthcare | CARESCAPE B450 |  | SNE16230093HR | TMC-HVI-CIMU (4Hvi) | MHHS-TMC |  | Monitor, Vital Signs |  | 074-05388 | 074-05388 | TMC | MHHS-TMC | TMC-HVI-CIMU (4Hvi) | IMU 24 | 11/1/19 |  | 11/1/20 |  | MONITORS, PHYSIOLOGIC, VITAL SIGNS | Monitor, Vital Signs | MONITORVITALSIGNS-GE-Carescape B450 | MONITORVITALSIGNS | Carescape B450 |  |  |  | GE | Monitor, Vital Signs |  | MONITORVITALSIGNS-GE-Carescape B450 |  |  |  | MVS-A | Covered PM Repair - Biomedical | MHHS-TMC | [8 empty] | MONITORVITALSIGNS | Monitor, Vital Signs | GE
NO | YES |  |  |  | 074-05851 | 074-05851 | GE Healthcare | CARESCAPE B450 |  | SNE16440151HA | TMC-HVI-Heart Failure ICU (5Hvi) | MHHS-TMC |  | Monitor, Vital Signs |  | 074-05851 | 074-05851 | TMC | MHHS-TMC | TMC-HVI-Heart Failure ICU (5Hvi) | CVICU (5HVI) | 11/1/19 |  | 11/1/20 |  | MONITORS, PHYSIOLOGIC, VITAL SIGNS | Monitor, Vital Signs | MONITORVITALSIGNS-GE-Carescape B450 | MONITORVITALSIGNS | Carescape B450 |  |  |  | GE | Monitor, Vital Signs |  | MONITORVITALSIGNS-GE-Carescape B450 |  |  |  | MVS-A | Covered PM Repair - Biomedical | MHHS-TMC | [8 empty] | MONITORVITALSIGNS | Monitor, Vital Signs | GE
NO | YES |  |  |  | 074-05337 | 074-05337 | GE Healthcare | CARESCAPE B450 |  | SNE16230076HR | TMC | MHHS-TMC |  | Monitor, Vital Signs |  | 074-05337 | 074-05337 | TMC | Memorial Hermann Heart | TMC | CVIMU Suite 1 | 11/1/19 |  | 11/1/20 |  | MONITORS, PHYSIOLOGIC, VITAL SIGNS | Monitor, Vital Signs | MONITORVITALSIGNS-GE-Carescape B450 | MONITORVITALSIGNS | Carescape B450 |  |  |  | GE | Monitor, Vital Signs |  | MONITORVITALSIGNS-GE-Carescape B450 |  |  |  | MVS-A | Covered PM Repair - Biomedical | MHHS-TMC | [8 empty] | MONITORVITALSIGNS | Monitor, Vital Signs | GE
NO | YES |  |  |  | 074-05338 | 074-05338 | GE Healthcare | CARESCAPE B450 |  | SNE16230091HR | TMC-HVI-CVICU (8Hvi) | MHHS-TMC |  | Monitor, Vital Signs |  | 074-05338 | 074-05338 | TMC | MHHS-TMC | TMC-HVI-CVICU (8Hvi) | CVIMU (8HVI) | 11/1/18 |  |  |  | MONITORS, PHYSIOLOGIC, VITAL SIGNS | Monitor, Vital Signs | MONITORVITALSIGNS-GE-Carescape B450 | MONITORVITALSIGNS | Carescape B450 |  |  |  | GE | Monitor, Vital Signs |  | MONITORVITALSIGNS-GE-Carescape B450 |  |  |  | MVS-A | Covered PM Repair - Biomedical | MHHS-TMC | [8 empty] | MONITORVITALSIGNS | Monitor, Vital Signs | GE
NO | YES |  |  |  | 074-05340 | 074-05340 | GE Healthcare | CARESCAPE B450 |  | SNE16230078HR | TMC-HVI-CVICU (8Hvi) | MHHS-TMC |  | Monitor, Vital Signs |  | 074-05340 | 074-05340 | TMC | MHHS-TMC | TMC-HVI-CVICU (8Hvi) | CVIMU (8HVI) | 11/1/19 |  | 11/1/20 |  | MONITORS, PHYSIOLOGIC, VITAL SIGNS | Monitor, Vital Signs | MONITORVITALSIGNS-GE-Carescape B450 | MONITORVITALSIGNS | Carescape B450 |  |  |  | GE | Monitor, Vital Signs |  | MONITORVITALSIGNS-GE-Carescape B450 |  | 12/1/18 |  | MVS-A | Covered PM Repair - Biomedical | MHHS-TMC | [8 empty] | MONITORVITALSIGNS | Monitor, Vital Signs | GE
NO | YES |  |  |  | 074-05341 | 074-05341 | GE Healthcare | CARESCAPE B450 |  | SNE16230080HR | TMC | MHHS-TMC |  | Monitor, Vital Signs |  | 074-05341 | 074-05341 | TMC | Memorial Hermann Heart | TMC | CVIMU Suite 5 | 11/1/19 |  | 11/1/20 | Unable to take a picture. Patient right under unit | MONITORS, PHYSIOLOGIC, VITAL SIGNS | Monitor, Vital Signs | MONITORVITALSIGNS-GE-Carescape B450 | MONITORVITALSIGNS | Carescape B450 |  |  |  | GE | Monitor, Vital Signs |  | MONITORVITALSIGNS-GE-Carescape B450 |  | 12/1/17 |  | MVS-A | Covered PM Repair - Biomedical | MHHS-TMC | [8 empty] | MONITORVITALSIGNS | Monitor, Vital Signs | GE
NO | YES |  |  |  | 074-05342 | 074-05342 | GE Healthcare | CARESCAPE B450 |  | SNE16230094HR | TMC-HVI-CVICU (8Hvi) | MHHS-TMC |  | Monitor, Vital Signs |  | 074-05342 | 074-05342 | TMC | MHHS-TMC | TMC-HVI-CVICU (8Hvi) | CVIMU (8HVI) | 3/1/20 |  | 3/1/21 |  | MONITORS, PHYSIOLOGIC, VITAL SIGNS | Monitor, Vital Signs | MONITORVITALSIGNS-GE-Carescape B450 | MONITORVITALSIGNS | Carescape B450 |  |  |  | GE | Monitor, Vital Signs |  | MONITORVITALSIGNS-GE-Carescape B450 |  | 12/31/17 |  | MVS-A | Covered PM Repair - Radiology, Low End | MHHS-TMC | [8 empty] | MONITORVITALSIGNS | Monitor, Vital Signs | GE
NO | YES |  |  |  | 074-05343 | 074-05343 | GE Healthcare | CARESCAPE B450 |  | SNE16230049HR | TMC-HVI-CVICU (8Hvi) | MHHS-TMC |  | Monitor, Vital Signs |  | 074-05343 | 074-05343 | TMC | MHHS-TMC | TMC-HVI-CVICU (8Hvi) | CVIMU (8HVI) | 11/1/18 |  | 11/1/19 |  | MONITORS, PHYSIOLOGIC, VITAL SIGNS | Monitor, Vital Signs | MONITORVITALSIGNS-GE-Carescape B450 | MONITORVITALSIGNS | Carescape B450 |  |  |  | GE | Monitor, Vital Signs |  | MONITORVITALSIGNS-GE-Carescape B450 |  |  |  | MVS-A | Covered PM Repair - Biomedical | MHHS-TMC | [8 empty] | MONITORVITALSIGNS | Monitor, Vital Signs | GE
NO | YES |  |  |  | 074-05344 | 074-05344 | GE Healthcare | CARESCAPE B450 |  | SNE16230042HR | TMC-HVI-CVICU (8Hvi) | MHHS-TMC |  | Monitor, Vital Signs |  | 074-05344 | 074-05344 | TMC | MHHS-TMC | TMC-HVI-CVICU (8Hvi) | CVIMU (8HVI) | 11/1/19 |  | 11/1/20 |  | MONITORS, PHYSIOLOGIC, VITAL SIGNS | Monitor, Vital Signs | MONITORVITALSIGNS-GE-Carescape B450 | MONITORVITALSIGNS | Carescape B450 |  |  |  | GE | Monitor, Vital Signs |  | MONITORVITALSIGNS-GE-Carescape B450 |  |  |  | MVS-A | Covered PM Repair - Biomedical | MHHS-TMC | [8 empty] | MONITORVITALSIGNS | Monitor, Vital Signs | GE
NO | YES |  |  |  | 074-05345 | 074-05345 | GE Healthcare | CARESCAPE B450 |  | SNE16230103HR | TMC | MHHS-TMC |  | Monitor, Vital Signs |  | 074-05345 | 074-05345 | TMC | Memorial Hermann Heart | TMC | CVIMU Suite 9 | 11/1/19 |  | 11/1/20 |  | MONITORS, PHYSIOLOGIC, VITAL SIGNS | Monitor, Vital Signs | MONITORVITALSIGNS-GE-Carescape B450 | MONITORVITALSIGNS | Carescape B450 |  |  |  | GE | Monitor, Vital Signs |  | MONITORVITALSIGNS-GE-Carescape B450 |  |  |  | MVS-A | Covered PM Repair - Biomedical | MHHS-TMC | [8 empty] | MONITORVITALSIGNS | Monitor, Vital Signs | GE
NO | YES |  |  |  | 074-05346 | 074-05346 | GE Healthcare | CARESCAPE B450 |  | SNE16230050HR | TMC-HVI-CVICU (8Hvi) | MHHS-TMC |  | Monitor, Vital Signs |  | 074-05346 | 074-05346 | TMC | MHHS-TMC | TMC-HVI-CVICU (8Hvi) | TMC - HVI - CVIMU (8HVI) | 12/1/19 |  | 12/1/20 |  | MONITORS, PHYSIOLOGIC, VITAL SIGNS | Monitor, Vital Signs | MONITORVITALSIGNS-GE-Carescape B450 | MONITORVITALSIGNS | Carescape B450 |  |  |  | GE | Monitor, Vital Signs |  | MONITORVITALSIGNS-GE-Carescape B450 |  |  |  | MVS-A | Covered PM Repair - Biomedical | MHHS-TMC | [8 empty] | MONITORVITALSIGNS | Monitor, Vital Signs | GE
NO | YES |  |  |  | 074-05347 | 074-05347 | GE Healthcare | CARESCAPE B450 |  | SNE16230108HR | TMC | MHHS-TMC |  | Monitor, Vital Signs |  | 074-05347 | 074-05347 | TMC | Memorial Hermann Heart | TMC | CVIMU Suite 11 | 11/1/19 |  | 11/1/20 |  | MONITORS, PHYSIOLOGIC, VITAL SIGNS | Monitor, Vital Signs | MONITORVITALSIGNS-GE-Carescape B450 | MONITORVITALSIGNS | Carescape B450 |  |  |  | GE | Monitor, Vital Signs |  | MONITORVITALSIGNS-GE-Carescape B450 |  |  |  | MVS-A | Covered PM Repair - Biomedical | MHHS-TMC | [8 empty] | MONITORVITALSIGNS | Monitor, Vital Signs | GE
NO | YES |  |  |  | 074-05348 | 074-05348 | GE Healthcare | CARESCAPE B450 |  | SNE16041018HR | TMC | MHHS-TMC |  | Monitor, Vital Signs |  | 074-05348 | 074-05348 | TMC | Memorial Hermann Heart | TMC | CVIMU Suite 812 | 11/1/19 |  | 11/1/20 |  | MONITORS, PHYSIOLOGIC, VITAL SIGNS | Monitor, Vital Signs | MONITORVITALSIGNS-GE-Carescape B450 | MONITORVITALSIGNS | Carescape B450 |  |  |  | GE | Monitor, Vital Signs |  | MONITORVITALSIGNS-GE-Carescape B450 |  |  |  | MVS-A | Covered PM Repair - Biomedical | MHHS-TMC | [8 empty] | MONITORVITALSIGNS | Monitor, Vital Signs | GE
NO | YES |  |  |  | 074-05349 | 074-05349 | GE Healthcare | CARESCAPE B450 |  | SNE16230104HR | TMC-HVI-CVICU (8Hvi) | MHHS-TMC |  | Monitor, Vital Signs |  | 074-05349 | 074-05349 | TMC | MHHS-TMC | TMC-HVI-CVICU (8Hvi) | CVIMU (8HVI) | 12/1/19 |  | 12/1/20 |  | MONITORS, PHYSIOLOGIC, VITAL SIGNS | Monitor, Vital Signs | MONITORVITALSIGNS-GE-Carescape B450 | MONITORVITALSIGNS | Carescape B450 |  |  |  | GE | Monitor, Vital Signs |  | MONITORVITALSIGNS-GE-Carescape B450 |  | 7/1/16 |  | MVS-A | Covered PM Repair - Biomedical | MHHS-TMC | [8 empty] | MONITORVITALSIGNS | Monitor, Vital Signs | GE
NO | YES |  |  |  | 074-05350 | 074-05350 | GE Healthcare | CARESCAPE B450 |  | SNE16041004HR | TMC-HVI-CVICU (8Hvi) | MHHS-TMC |  | Monitor, Vital Signs |  | 074-05350 | 074-05350 | TMC | MHHS-TMC | TMC-HVI-CVICU (8Hvi) | CVIMU Suite 14 | 11/1/19 |  |  |  | MONITORS, PHYSIOLOGIC, VITAL SIGNS | Monitor, Vital Signs | MONITORVITALSIGNS-GE-Carescape B450 | MONITORVITALSIGNS | Carescape B450 |  |  |  | GE | Monitor, Vital Signs |  | MONITORVITALSIGNS-GE-Carescape B450 |  | 7/1/16 |  | MVS-A | Covered PM Repair - Biomedical | MHHS-TMC | [8 empty] | MONITORVITALSIGNS | Monitor, Vital Signs | GE
NO | YES |  |  |  | 074-05351 | 074-05351 | GE Healthcare | CARESCAPE B450 |  | SNE16031027HR | TWC | MHHS-TMC |  | Monitor, Vital Signs |  | 074-05351 | 074-05351 | TMC | Memorial Hermann Heart | TWC | CVIMU Suite 15 | 11/1/18 |  | 11/1/19 |  | MONITORS, PHYSIOLOGIC, VITAL SIGNS | Monitor, Vital Signs | MONITORVITALSIGNS-GE-Carescape B450 | MONITORVITALSIGNS | Carescape B450 |  |  |  | GE | Monitor, Vital Signs |  | MONITORVITALSIGNS-GE-Carescape B450 |  |  |  | MVS-A | Covered PM Repair - Biomedical | MHHS-TMC | [8 empty] | MONITORVITALSIGNS | Monitor, Vital Signs | GE
NO | YES |  |  |  | 074-05352 | 074-05352 | GE Healthcare | CARESCAPE B450 |  | SNE16281049HR | TMC-HVI-CVICU (8Hvi) | MHHS-TMC |  | Monitor, Vital Signs |  | 074-05352 | 074-05352 | TMC | MHHS-TMC | TMC-HVI-CVICU (8Hvi) |  | 12/1/19 |  | 12/1/20 |  | MONITORS, PHYSIOLOGIC, VITAL SIGNS | Monitor, Vital Signs | MONITORVITALSIGNS-GE-Carescape B450 | MONITORVITALSIGNS | Carescape B450 |  |  |  | GE | Monitor, Vital Signs |  | MONITORVITALSIGNS-GE-Carescape B450 |  |  |  | MVS-A | Covered PM Repair - Biomedical | MHHS-TMC | [8 empty] | MONITORVITALSIGNS | Monitor, Vital Signs | GE
NO | YES |  |  |  | 074-05353 | 074-05353 | GE Healthcare | CARESCAPE B450 |  | SNE16011017HR | TMC-HVI-CVICU (8Hvi) | MHHS-TMC |  | Monitor, Vital Signs |  | 074-05353 | 074-05353 | TMC | MHHS-TMC | TMC-HVI-CVICU (8Hvi) |  | 11/1/18 |  | 11/1/19 | PM Past Due | MONITORS, PHYSIOLOGIC, VITAL SIGNS | Monitor, Vital Signs | MONITORVITALSIGNS-GE-Carescape B450 | MONITORVITALSIGNS | Carescape B450 |  |  |  | GE | Monitor, Vital Signs |  | MONITORVITALSIGNS-GE-Carescape B450 |  |  |  | MVS-A | Covered PM Repair - Biomedical | MHHS-TMC | [8 empty] | MONITORVITALSIGNS | Monitor, Vital Signs | GE
NO | YES |  |  |  | 074-05354 | 074-05354 | GE Healthcare | CARESCAPE B450 |  | SJA15391024HR | TMC-HVI-CVICU (8Hvi) | MHHS-TMC |  | Monitor, Vital Signs |  | 074-05354 | 074-05354 | TMC | MHHS-TMC | TMC-HVI-CVICU (8Hvi) | HVI CVIMU | 11/1/19 |  | 3/1/20 |  | MONITORS, PHYSIOLOGIC, VITAL SIGNS | Monitor, Vital Signs | MONITORVITALSIGNS-GE-Carescape B450 | MONITORVITALSIGNS | Carescape B450 |  |  |  | GE | Monitor, Vital Signs |  | MONITORVITALSIGNS-GE-Carescape B450 |  |  |  | MVS-A | Covered PM Repair - Biomedical | MHHS-TMC | [8 empty] | MONITORVITALSIGNS | Monitor, Vital Signs | GE
NO | YES |  |  |  | 074-05355 | 074-05355 | GE Healthcare | CARESCAPE B450 |  | SNE15511047HR | Heart and vascular | MHHS-TMC |  | Monitor, Vital Signs |  | 074-05355 | 074-05355 | TMC | Memorial Hermann-Texas Medical Center | Heart and vascular | CVIMu19 | 12/1/19 |  | 12/1/20 |  | MONITORS, PHYSIOLOGIC, VITAL SIGNS | Monitor, Vital Signs | MONITORVITALSIGNS-GE-Carescape B450 | MONITORVITALSIGNS | Carescape B450 |  |  |  | GE | Monitor, Vital Signs |  | MONITORVITALSIGNS-GE-Carescape B450 |  |  |  | MVS-A | Covered PM Repair - Biomedical | MHHS-TMC | [8 empty] | MONITORVITALSIGNS | Monitor, Vital Signs | GE
NO | YES |  |  |  | 074-05375 | 074-05375 | GE Healthcare | CARESCAPE B450 |  | SNE15511061HR | TMC-HVI-CVICU (8Hvi) | MHHS-TMC |  | Monitor, Vital Signs |  | 074-05375 | 074-05375 | TMC | MHHS-TMC | TMC-HVI-CVICU (8Hvi) | CVIMU 20 | 11/1/18 |  | 11/1/19 |  | MONITORS, PHYSIOLOGIC, VITAL SIGNS | Monitor, Vital Signs | MONITORVITALSIGNS-GE-Carescape B450 | MONITORVITALSIGNS | Carescape B450 |  |  |  | GE | Monitor, Vital Signs |  | MONITORVITALSIGNS-GE-Carescape B450 |  | 12/26/20 |  | MVS-A | No Coverage Specified | MHHS-TMC | [8 empty] | MONITORVITALSIGNS | Monitor, Vital Signs | GE
NO | YES |  |  |  | 074-05376 | 074-05376 | GE Healthcare | CARESCAPE B450 |  | SNE16281050HR | TMC-HVI-CVICU (8Hvi) | MHHS-TMC |  | Monitor, Vital Signs |  | 074-05376 | 074-05376 | TMC | MHHS-TMC | TMC-HVI-CVICU (8Hvi) | Room 21 | 12/1/19 |  | 12/1/20 |  | MONITORS, PHYSIOLOGIC, VITAL SIGNS | Monitor, Vital Signs | MONITORVITALSIGNS-GE-Carescape B450 | MONITORVITALSIGNS | Carescape B450 |  |  |  | GE | Monitor, Vital Signs |  | MONITORVITALSIGNS-GE-Carescape B450 |  | 11/5/16 |  | MVS-A | Covered PM Repair - Radiology, Low End | MHHS-TMC | [8 empty] | MONITORVITALSIGNS | Monitor, Vital Signs | GE
NO | YES |  |  |  | 074-05377 | 074-05377 | GE Healthcare | CARESCAPE B450 |  | SNE16031026HR | TMC-HVI-CVICU (8Hvi) | MHHS-TMC |  | Monitor, Vital Signs |  | 074-05377 | 074-05377 | TMC | MHHS-TMC | TMC-HVI-CVICU (8Hvi) |  | 11/1/19 |  | 11/1/20 |  | MONITORS, PHYSIOLOGIC, VITAL SIGNS | Monitor, Vital Signs | MONITORVITALSIGNS-GE-Carescape B450 | MONITORVITALSIGNS | Carescape B450 |  |  |  | GE | Monitor, Vital Signs |  | MONITORVITALSIGNS-GE-Carescape B450 |  | 3/15/13 |  | MVS-A | Covered PM Repair - Biomedical | MHHS-TMC | [8 empty] | MONITORVITALSIGNS | Monitor, Vital Signs | GE
NO | YES |  |  |  | 074-05378 | 074-05378 | GE Healthcare | CARESCAPE B450 |  | SNE16011018HR | TMC-HVI-CVICU (8Hvi) | MHHS-TMC |  | Monitor, Vital Signs |  | 074-05378 | 074-05378 | TMC | MHHS-TMC | TMC-HVI-CVICU (8Hvi) |  | 11/1/18 |  | 11/1/19 | PM Past Due | MONITORS, PHYSIOLOGIC, VITAL SIGNS | Monitor, Vital Signs | MONITORVITALSIGNS-GE-Carescape B450 | MONITORVITALSIGNS | Carescape B450 |  |  |  | GE | Monitor, Vital Signs |  | MONITORVITALSIGNS-GE-Carescape B450 |  |  |  | MVS-A | Covered PM Repair - Biomedical | MHHS-TMC | [8 empty] | MONITORVITALSIGNS | Monitor, Vital Signs | GE
NO | YES |  |  |  | 074-05379 | 074-05379 | GE Healthcare | CARESCAPE B450 |  | SJA14415456HR | TMC-HVI-CVIMU (8Hvi) | MHHS-TMC |  | Monitor, Vital Signs |  | 074-05379 | 074-05379 | TMC | MHHS-TMC | TMC-HVI-CVIMU (8Hvi) | Room 24 | 11/1/19 |  | 11/1/20 |  | MONITORS, PHYSIOLOGIC, VITAL SIGNS | Monitor, Vital Signs | MONITORVITALSIGNS-GE-Carescape B450 | MONITORVITALSIGNS | Carescape B450 |  |  |  | GE | Monitor, Vital Signs |  | MONITORVITALSIGNS-GE-Carescape B450 |  |  |  | MVS-A | Covered PM Repair - Biomedical | MHHS-TMC | [8 empty] | MONITORVITALSIGNS | Monitor, Vital Signs | GE
NO | YES |  |  |  | 074-05380 | 074-05380 | GE Healthcare | CARESCAPE B450 |  | SJA14192494HR | TMC-HVI-CVICU (8Hvi) | MHHS-TMC |  | Monitor, Vital Signs |  | 074-05380 | 074-05380 | TMC | MHHS-TMC | TMC-HVI-CVICU (8Hvi) | TMC - HVI - CVIMU (8HVI) | 12/1/19 |  | 12/1/20 |  | MONITORS, PHYSIOLOGIC, VITAL SIGNS | Monitor, Vital Signs | MONITORVITALSIGNS-GE-Carescape B450 | MONITORVITALSIGNS | Carescape B450 |  |  |  | GE | Monitor, Vital Signs |  | MONITORVITALSIGNS-GE-Carescape B450 |  |  |  | MVS-A | Covered PM Repair - Biomedical | MHHS-TMC | [8 empty] | MONITORVITALSIGNS | Monitor, Vital Signs | GE
NO | YES |  |  |  | 074-05381 | 074-05381 | GE Healthcare | CARESCAPE B450 |  | SNE16021028HR | TMC-HVI-CVIMU (8Hvi) | MHHS-TMC |  | Monitor, Vital Signs |  | 074-05381 | 074-05381 | TMC | MHHS-TMC | TMC-HVI-CVIMU (8Hvi) | Room 24 | 11/1/19 |  | 11/1/20 |  | MONITORS, PHYSIOLOGIC, VITAL SIGNS | Monitor, Vital Signs | MONITORVITALSIGNS-GE-Carescape B450 | MONITORVITALSIGNS | Carescape B450 |  |  |  | GE | Monitor, Vital Signs |  | MONITORVITALSIGNS-GE-Carescape B450 |  | 10/25/13 |  | MVS-A | Covered PM Repair - Biomedical | MHHS-TMC | [8 empty] | MONITORVITALSIGNS | Monitor, Vital Signs | GE
NO | YES |  |  |  | 074-05301 | 074-05301 | GE Healthcare | CARESCAPE B450 |  | SNE16440160HA | TMC-HVI-Heart Failure ICU (5Hvi) | MHHS-TMC |  | Monitor, Vital Signs |  | 074-05301 | 074-05301 | TMC | MHHS-TMC | TMC-HVI-Heart Failure ICU (5Hvi) |  | 11/14/19 |  |  |  | MONITORS, PHYSIOLOGIC, VITAL SIGNS | Monitor, Vital Signs | MONITORVITALSIGNS-GE-Carescape B450 | MONITORVITALSIGNS | Carescape B450 |  |  |  | GE | Monitor, Vital Signs |  | MONITORVITALSIGNS-GE-Carescape B450 |  | 10/29/12 | Finished from Script 3/27/2020 12:11:52pm (Central) | MVS-A | Covered PM Repair - Biomedical | MHHS-TMC | [8 empty] | MONITORVITALSIGNS | Monitor, Vital Signs | GE
NO | YES |  |  |  | 074-05302 | 074-05302 | GE Healthcare | CARESCAPE B450 |  | SNE16440001HA | TMC-HVI-Heart Failure ICU (5Hvi) | MHHS-TMC |  | Monitor, Vital Signs |  | 074-05302 | 074-05302 | TMC | MHHS-TMC | TMC-HVI-Heart Failure ICU (5Hvi) |  | 11/1/19 |  | 11/1/20 |  | MONITORS, PHYSIOLOGIC, VITAL SIGNS | Monitor, Vital Signs | MONITORVITALSIGNS-GE-Carescape B450 | MONITORVITALSIGNS | Carescape B450 |  |  |  | GE | Monitor, Vital Signs |  | MONITORVITALSIGNS-GE-Carescape B450 |  |  |  | MVS-A | Covered PM Repair - Biomedical | MHHS-TMC | [8 empty] | MONITORVITALSIGNS | Monitor, Vital Signs | GE
NO | YES |  |  |  | 074-05303 | 074-05303 | GE Healthcare | CARESCAPE B450 |  | SNE16440147HA | TMC-HVI-Heart Failure ICU (5Hvi) | MHHS-TMC |  | Monitor, Vital Signs |  | 074-05303 | 074-05303 | TMC | MHHS-TMC | TMC-HVI-Heart Failure ICU (5Hvi) |  | 11/1/18 |  | 11/1/19 |  | MONITORS, PHYSIOLOGIC, VITAL SIGNS | Monitor, Vital Signs | MONITORVITALSIGNS-GE-Carescape B450 | MONITORVITALSIGNS | Carescape B450 |  |  |  | GE | Monitor, Vital Signs |  | MONITORVITALSIGNS-GE-Carescape B450 |  |  |  | MVS-A | Covered PM Repair - Biomedical | MHHS-TMC | [8 empty] | MONITORVITALSIGNS | Monitor, Vital Signs | GE
NO | YES |  |  |  | 074-05304 | 074-05304 | GE Healthcare | CARESCAPE B450 |  | SNE16440164HA | TMC-HVI-Heart Failure ICU (5Hvi) | MHHS-TMC |  | Monitor, Vital Signs |  | 074-05304 | 074-05304 | TMC | MHHS-TMC | TMC-HVI-Heart Failure ICU (5Hvi) |  | 7/1/19 |  | 7/1/20 |  | MONITORS, PHYSIOLOGIC, VITAL SIGNS | Monitor, Vital Signs | MONITORVITALSIGNS-GE-Carescape B450 | MONITORVITALSIGNS | Carescape B450 |  |  |  | GE | Monitor, Vital Signs |  | MONITORVITALSIGNS-GE-Carescape B450 |  | 11/6/15 |  | MVS-A | Covered PM Repair - Biomedical | MHHS-TMC | [8 empty] | MONITORVITALSIGNS | Monitor, Vital Signs | GE
NO | YES |  |  |  | 074-05305 | 074-05305 | GE Healthcare | CARESCAPE B450 |  | SNE16440140HA | TMC-HVI-Heart Failure ICU (5Hvi) | MHHS-TMC |  | Monitor, Vital Signs |  | 074-05305 | 074-05305 | TMC | MHHS-TMC | TMC-HVI-Heart Failure ICU (5Hvi) |  | 8/28/19 |  |  |  | MONITORS, PHYSIOLOGIC, VITAL SIGNS | Monitor, Vital Signs | MONITORVITALSIGNS-GE-Carescape B450 | MONITORVITALSIGNS | Carescape B450 |  |  |  | GE | Monitor, Vital Signs |  | MONITORVITALSIGNS-GE-Carescape B450 |  | 11/6/15 | Finished from Script 3/27/2020 12:11:52pm (Central) | MVS-A | Covered PM Repair - Biomedical | MHHS-TMC | [8 empty] | MONITORVITALSIGNS | Monitor, Vital Signs | GE
NO | YES |  |  |  | 074-05306 | 074-05306 | GE Healthcare | CARESCAPE B450 |  | SNE16440154HA | TMC-HVI-Heart Failure ICU (5Hvi) | MHHS-TMC |  | Monitor, Vital Signs |  | 074-05306 | 074-05306 | TMC | MHHS-TMC | TMC-HVI-Heart Failure ICU (5Hvi) |  | 11/1/19 |  | 11/1/20 |  | MONITORS, PHYSIOLOGIC, VITAL SIGNS | Monitor, Vital Signs | MONITORVITALSIGNS-GE-Carescape B450 | MONITORVITALSIGNS | Carescape B450 |  |  |  | GE | Monitor, Vital Signs |  | MONITORVITALSIGNS-GE-Carescape B450 |  | 11/6/15 |  | MVS-A | Covered PM Repair - Biomedical | MHHS-TMC | [8 empty] | MONITORVITALSIGNS | Monitor, Vital Signs | GE
NO | YES |  |  |  | 074-05308 | 074-05308 | GE Healthcare | CARESCAPE B450 |  | SNE16440161HA | TMC-HVI-Heart Failure ICU (5Hvi) | MHHS-TMC |  | Monitor, Vital Signs |  | 074-05308 | 074-05308 | TMC | MHHS-TMC | TMC-HVI-Heart Failure ICU (5Hvi) |  | 11/26/18 |  |  |  | MONITORS, PHYSIOLOGIC, VITAL SIGNS | Monitor, Vital Signs | MONITORVITALSIGNS-GE-Carescape B450 | MONITORVITALSIGNS | Carescape B450 |  |  |  | GE | Monitor, Vital Signs |  | MONITORVITALSIGNS-GE-Carescape B450 |  | 11/30/15 | Finished from Script 3/27/2020 12:11:52pm (Central) | MVS-A | Covered PM Repair - Biomedical | MHHS-TMC | [8 empty] | MONITORVITALSIGNS | Monitor, Vital Signs | GE
NO | YES |  |  |  | 074-05309 | 074-05309 | GE Healthcare | CARESCAPE B450 |  | SNE16440157HA | TMC-HVI-Heart Failure ICU (5Hvi) | MHHS-TMC |  | Monitor, Vital Signs |  | 074-05309 | 074-05309 | TMC | MHHS-TMC | TMC-HVI-Heart Failure ICU (5Hvi) |  | 11/1/19 |  | 11/1/20 |  | MONITORS, PHYSIOLOGIC, VITAL SIGNS | Monitor, Vital Signs | MONITORVITALSIGNS-GE-Carescape B450 | MONITORVITALSIGNS | Carescape B450 |  |  |  | GE | Monitor, Vital Signs |  | MONITORVITALSIGNS-GE-Carescape B450 |  | 3/16/19 |  | MVS-A | Covered PM Repair - Biomedical | MHHS-TMC | [8 empty] | MONITORVITALSIGNS | Monitor, Vital Signs | GE
NO | YES |  |  |  | 074-05311 | 074-05311 | GE Healthcare | CARESCAPE B450 |  | SNE16430375HA | TMC-HVI-Heart Failure ICU (5Hvi) | MHHS-TMC |  | Monitor, Vital Signs |  | 074-05311 | 074-05311 | TMC | MHHS-TMC | TMC-HVI-Heart Failure ICU (5Hvi) |  | 8/13/19 |  |  |  | MONITORS, PHYSIOLOGIC, VITAL SIGNS | Monitor, Vital Signs | MONITORVITALSIGNS-GE-Carescape B450 | MONITORVITALSIGNS | Carescape B450 |  |  |  | GE | Monitor, Vital Signs |  | MONITORVITALSIGNS-GE-Carescape B450 |  | 3/16/19 | Finished from Script 3/27/2020 12:11:52pm (Central) | MVS-A | Covered PM Repair - Biomedical | MHHS-TMC | [8 empty] | MONITORVITALSIGNS | Monitor, Vital Signs | GE
NO | YES |  |  |  | 074-05312 | 074-05312 | GE Healthcare | CARESCAPE B450 |  | SNE16440162HA | TMC-Hermann-Adult ER (1Hp) | MHHS-TMC |  | Monitor, Vital Signs |  | 074-05312 | 074-05312 | TMC | MHHS-TMC | TMC-Hermann-Adult ER (1Hp) |  | 3/1/20 |  | 3/1/21 |  | MONITORS, PHYSIOLOGIC, VITAL SIGNS | Monitor, Vital Signs | MONITORVITALSIGNS-GE-Carescape B450 | MONITORVITALSIGNS | Carescape B450 |  |  |  | GE | Monitor, Vital Signs |  | MONITORVITALSIGNS-GE-Carescape B450 |  | 3/16/19 |  | MVS-A | Covered PM Repair - Biomedical | MHHS-TMC | [8 empty] | MONITORVITALSIGNS | Monitor, Vital Signs | GE
NO | YES |  |  |  | 074-05313 | 074-05313 | GE Healthcare | CARESCAPE B450 |  | SNE16440130HA | TMC-HVI-Heart Failure ICU (5Hvi) | MHHS-TMC |  | Monitor, Vital Signs |  | 074-05313 | 074-05313 | TMC | MHHS-TMC | TMC-HVI-Heart Failure ICU (5Hvi) |  | 11/1/19 |  | 11/1/20 |  | MONITORS, PHYSIOLOGIC, VITAL SIGNS | Monitor, Vital Signs | MONITORVITALSIGNS-GE-Carescape B450 | MONITORVITALSIGNS | Carescape B450 |  |  |  | GE | Monitor, Vital Signs |  | MONITORVITALSIGNS-GE-Carescape B450 |  | 3/16/19 |  | MVS-A | Covered PM Repair - Biomedical | MHHS-TMC | [8 empty] | MONITORVITALSIGNS | Monitor, Vital Signs | GE
NO | YES |  |  |  | 074-05314 | 074-05314 | GE Healthcare | CARESCAPE B450 |  | SNE16440052HA | TMC-HVI-Heart Failure ICU (5Hvi) | MHHS-TMC |  | Monitor, Vital Signs |  | 074-05314 | 074-05314 | TMC | MHHS-TMC | TMC-HVI-Heart Failure ICU (5Hvi) |  | 11/1/19 |  | 11/1/20 |  | MONITORS, PHYSIOLOGIC, VITAL SIGNS | Monitor, Vital Signs | MONITORVITALSIGNS-GE-Carescape B450 | MONITORVITALSIGNS | Carescape B450 |  |  |  | GE | Monitor, Vital Signs |  | MONITORVITALSIGNS-GE-Carescape B450 |  | 5/1/16 |  | MVS-A | Covered PM Repair - Biomedical | MHHS-TMC | [8 empty] | MONITORVITALSIGNS | Monitor, Vital Signs | GE
NO | YES |  |  |  | 074-05891 | 074-05891 | GE Healthcare | CARESCAPE B450 |  | SNE16440153HA | TMC-HVI-Heart Failure ICU (5Hvi) | MHHS-TMC |  | Monitor, Vital Signs |  | 074-05891 | 074-05891 | TMC | MHHS-TMC | TMC-HVI-Heart Failure ICU (5Hvi) |  | 11/1/18 |  | 11/1/19 |  | MONITORS, PHYSIOLOGIC, VITAL SIGNS | Monitor, Vital Signs | MONITORVITALSIGNS-GE-Carescape B450 | MONITORVITALSIGNS | Carescape B450 |  |  |  | GE | Monitor, Vital Signs |  | MONITORVITALSIGNS-GE-Carescape B450 |  | 5/1/16 |  | MVS-A | Covered PM Repair - Biomedical | MHHS-TMC | [8 empty] | MONITORVITALSIGNS | Monitor, Vital Signs | GE
NO | YES |  |  |  | 069-40271 | 069-40271 | GE Healthcare | CARESCAPE B450 |  | SJA15140052HA | TMC-Jones-Gamma Knife (Jb) | MHHS-TMC |  | Monitor, Vital Signs |  | 069-40271 | 069-40271 | TMC | MHHS-TMC | TMC-Jones-Gamma Knife (Jb) | JB/431 | 7/1/20 |  | 4/1/20 |  | MONITORS, PHYSIOLOGIC, VITAL SIGNS |  | MONITORVITALSIGNS-GE-Carescape B450 | MONITORVITALSIGNS | Carescape B450 |  |  |  | GE | Monitor, Vital Signs |  | MONITORVITALSIGNS-GE-Carescape B450 |  | 5/1/16 |  |  | Covered PM Repair - Biomedical | MHHS-TMC
NO | YES |  |  |  | 069-40274 | 069-40274 | GE Healthcare | CARESCAPE B450 |  | SJA15140081HA | TMC-Jones-Gamma Knife (Jb) | MHHS-TMC |  | Monitor, Vital Signs |  | 069-40274 | 069-40274 | TMC | MHHS-TMC | TMC-Jones-Gamma Knife (Jb) | JB/437 | 7/1/19 |  |  |  | MONITORS, PHYSIOLOGIC, VITAL SIGNS |  | MONITORVITALSIGNS-GE-Carescape B450 | MONITORVITALSIGNS | Carescape B450 |  |  |  | GE | Monitor, Vital Signs |  | MONITORVITALSIGNS-GE-Carescape B450 |  | 12/26/20 |  |  | No Coverage Specified | MHHS-TMC
NO | YES |  |  |  | 069-40275 | 069-40275 | GE Healthcare | CARESCAPE B450 |  | SJA15140093HA | TMC-Jones-Gamma Knife (Jb) | MHHS-TMC |  | Monitor, Vital Signs |  | 069-40275 | 069-40275 | TMC | MHHS-TMC | TMC-Jones-Gamma Knife (Jb) | Gamma knife | 7/1/19 |  | 7/1/20 |  | MONITORS, PHYSIOLOGIC, VITAL SIGNS |  | MONITORVITALSIGNS-GE-Carescape B450 | MONITORVITALSIGNS | Carescape B450 |  |  |  | GE | Monitor, Vital Signs |  | MONITORVITALSIGNS-GE-Carescape B450 |  | 6/28/19 |  |  | Covered PM Repair - Biomedical | MHHS-TMC
NO | YES |  |  |  | 069-43743 | 069-43743 | GE Healthcare | CARESCAPE B450 |  | SNE18060172HA | TMC-Jones-Gamma Knife (Jb) | MHHS-TMC |  | Monitor, Vital Signs |  | 069-43743 | 069-43743 | TMC | MHHS-TMC | TMC-Jones-Gamma Knife (Jb) | JB/431 | 7/1/19 |  | 7/1/20 |  | MONITORS, PHYSIOLOGIC, VITAL SIGNS |  | MONITORVITALSIGNS-GE-Carescape B450 | MONITORVITALSIGNS | Carescape B450 |  |  |  | GE | Monitor, Vital Signs |  | MONITORVITALSIGNS-GE-Carescape B450 |  |  |  |  | Covered PM Repair - Biomedical | MHHS-TMC
NO | YES |  |  |  | 069-42995 | 069-42995 | GE Healthcare | CARESCAPE B450 |  | SNE16290222HA | TMC-Jones-Neuro Acute Care (5J) | MHHS-TMC |  | Monitor, Vital Signs |  | 069-42995 | 069-42995 | TMC | MHHS-TMC | TMC-Jones-Neuro Acute Care (5J) | Nurse station | 3/1/19 |  | 3/1/20 |  | MONITORS, PHYSIOLOGIC, VITAL SIGNS | Monitor, Vital Signs | MONITORVITALSIGNS-GE-Carescape B450 | MONITORVITALSIGNS | Carescape B450 |  |  |  | GE | Monitor, Vital Signs |  | MONITORVITALSIGNS-GE-Carescape B450 |  |  |  | MVS-A | Covered PM Repair - Biomedical | MHHS-TMC | [8 empty] | MONITORVITALSIGNS | Monitor, Vital Signs | GE
NO | YES |  |  |  | 069-42997 | 069-42997 | GE Healthcare | CARESCAPE B450 |  | SNE16290202HA | TMC-Jones-Neuro Acute Care (5J) | MHHS-TMC |  | Monitor, Vital Signs |  | 069-42997 | 069-42997 | TMC | MHHS-TMC | TMC-Jones-Neuro Acute Care (5J) | Nurse station | 8/1/19 |  | 8/1/20 | Physically Damaged | MONITORS, PHYSIOLOGIC, VITAL SIGNS | Monitor, Vital Signs | MONITORVITALSIGNS-GE-Carescape B450 | MONITORVITALSIGNS | Carescape B450 |  |  |  | GE | Monitor, Vital Signs |  | MONITORVITALSIGNS-GE-Carescape B450 |  |  |  | MVS-A | Covered PM Repair - Biomedical | MHHS-TMC | [8 empty] | MONITORVITALSIGNS | Monitor, Vital Signs | GE
NO | YES |  |  |  | 069-40622 | 069-40622 | GE Healthcare | CARESCAPE B450 |  | SJA14448598HA | TMC-Jones-Neuro Elective (4J) | MHHS-TMC |  | Monitor, Vital Signs |  | 069-40622 | 069-40622 | TMC | MHHS-TMC | TMC-Jones-Neuro Elective (4J) | Storage | 7/1/19 |  | 7/1/20 |  | MONITORS, PHYSIOLOGIC, VITAL SIGNS | Monitor, Vital Signs | MONITORVITALSIGNS-GE-Carescape B450 | MONITORVITALSIGNS | Carescape B450 |  |  |  | GE | Monitor, Vital Signs |  | MONITORVITALSIGNS-GE-Carescape B450 |  |  |  | MVS-A | Covered PM Repair - Biomedical | MHHS-TMC | [8 empty] | MONITORVITALSIGNS | Monitor, Vital Signs | GE
NO | YES |  |  |  | 069-40623 | 069-40623 | GE Healthcare | CARESCAPE B450 |  | SJA14448597HA | TMC-Jones-Neuro Elective (4J) | MHHS-TMC |  | Monitor, Vital Signs |  | 069-40623 | 069-40623 | TMC | MHHS-TMC | TMC-Jones-Neuro Elective (4J) | Storage | 7/1/19 |  | 7/1/20 |  | MONITORS, PHYSIOLOGIC, VITAL SIGNS | Monitor, Vital Signs | MONITORVITALSIGNS-GE-Carescape B450 | MONITORVITALSIGNS | Carescape B450 |  |  |  | GE | Monitor, Vital Signs |  | MONITORVITALSIGNS-GE-Carescape B450 |  |  |  | MVS-A | Covered PM Repair - Biomedical | MHHS-TMC | [8 empty] | MONITORVITALSIGNS | Monitor, Vital Signs | GE
NO | YES |  |  |  | 069-44331 | 069-44331 | GE Healthcare | CARESCAPE B450 |  | SNE16500127HA | TMC-Jones-Silver Trauma/Tcu (8J) | MHHS-TMC |  | Monitor, Vital Signs |  | 069-44331 | 069-44331 | TMC | MHHS-TMC | TMC-Jones-Silver Trauma/Tcu (8J) | Biomed S3622 | 2/1/19 |  | 2/1/20 |  | MONITORS, PHYSIOLOGIC, VITAL SIGNS |  | MONITORVITALSIGNS-GE-Carescape B450 | MONITORVITALSIGNS | Carescape B450 |  |  |  | GE | Monitor, Vital Signs |  | MONITORVITALSIGNS-GE-Carescape B450 |  | 7/1/06 |  |  | Covered PM Repair - Biomedical | MHHS-TMC
NO | YES |  |  |  | 069-44332 | 069-44332 | GE Healthcare | CARESCAPE B450 |  | SNE16500130HA | TMC-Jones-Silver Trauma/Tcu (8J) | MHHS-TMC |  | Monitor, Vital Signs |  | 069-44332 | 069-44332 | TMC | MHHS-TMC | TMC-Jones-Silver Trauma/Tcu (8J) | Buomed S3622 | 10/1/20 |  | 10/1/20 |  | MONITORS, PHYSIOLOGIC, VITAL SIGNS |  | MONITORVITALSIGNS-GE-Carescape B450 | MONITORVITALSIGNS | Carescape B450 |  |  |  | GE | Monitor, Vital Signs |  | MONITORVITALSIGNS-GE-Carescape B450 |  | 7/1/06 |  |  | Covered PM Repair - Radiology, Low End | MHHS-TMC
NO | YES |  |  |  | 069-44333 | 069-44333 | GE Healthcare | CARESCAPE B450 |  | SNE16500105HA | TMC-Jones-Silver Trauma/Tcu (8J) | MHHS-TMC |  | Monitor, Vital Signs |  | 069-44333 | 069-44333 | TMC | MHHS-TMC | TMC-Jones-Silver Trauma/Tcu (8J) | Biomed S3622 | 10/1/19 |  | 10/1/20 |  | MONITORS, PHYSIOLOGIC, VITAL SIGNS |  | MONITORVITALSIGNS-GE-Carescape B450 | MONITORVITALSIGNS | Carescape B450 |  |  |  | GE | Monitor, Vital Signs |  | MONITORVITALSIGNS-GE-Carescape B450 |  | 7/1/06 |  |  | Covered PM Repair - Radiology, Low End | MHHS-TMC
NO | YES |  |  |  | 069-40629 | 069-40629 | GE Healthcare | CARESCAPE B450 |  | SJA14450025HA | TMC-Jones-Silver Trauma/Tcu (8J) | MHHS-TMC |  | Monitor, Vital Signs |  | 069-40629 | 069-40629 | TMC | MHHS-TMC | TMC-Jones-Silver Trauma/Tcu (8J) | TMC - JONES -SILVER TRAUMA CARE 4 | 11/1/19 |  | 11/1/20 |  | MONITORS, PHYSIOLOGIC, VITAL SIGNS | Monitor, Vital Signs | MONITORVITALSIGNS-GE-Carescape B450 | MONITORVITALSIGNS | Carescape B450 |  |  |  | GE | Monitor, Vital Signs |  | MONITORVITALSIGNS-GE-Carescape B450 |  | 8/9/00 |  | MVS-A | Covered PM Repair - Biomedical | MHHS-TMC | [8 empty] | MONITORVITALSIGNS | Monitor, Vital Signs | GE
NO | YES |  |  |  | 069-40630 | 069-40630 | GE Healthcare | CARESCAPE B450 |  | SJA14450023HA | TMC-Jones-Stroke (4J) | MHHS-TMC |  | Monitor, Vital Signs |  | 069-40630 | 069-40630 | TMC | MHHS-TMC | TMC-Jones-Stroke (4J) |  | 11/26/19 |  |  |  | MONITORS, PHYSIOLOGIC, VITAL SIGNS |  | MONITORVITALSIGNS-GE-Carescape B450 | MONITORVITALSIGNS | Carescape B450 |  |  |  | GE | Monitor, Vital Signs |  | MONITORVITALSIGNS-GE-Carescape B450 |  | 3/4/00 | Verified 3/29/2020 11:26:am (Central) |  | Covered PM Repair - Biomedical | MHHS-TMC
NO | YES |  |  |  | 069-40631 | 069-40631 | GE Healthcare | CARESCAPE B450 |  | SJA14450017HA | TMC-Jones-Stroke (4J) | MHHS-TMC |  | Monitor, Vital Signs |  | 069-40631 | 069-40631 | TMC | MHHS-TMC | TMC-Jones-Stroke (4J) |  | 11/1/19 |  |  |  | MONITORS, PHYSIOLOGIC, VITAL SIGNS | Monitor, Vital Signs | MONITORVITALSIGNS-GE-Carescape B450 | MONITORVITALSIGNS | Carescape B450 |  |  |  | GE | Monitor, Vital Signs |  | MONITORVITALSIGNS-GE-Carescape B450 |  | 5/1/17 |  | MVS-A | Covered PM Repair - Biomedical | MHHS-TMC | [8 empty] | MONITORVITALSIGNS | Monitor, Vital Signs | GE
NO | YES |  |  |  | 069-40632 | 069-40632 | GE Healthcare | CARESCAPE B450 |  | SJA14450030HA | TMC-Jones-Neuro IMU (3J) | MHHS-TMC |  | Monitor, Vital Signs |  | 069-40632 | 069-40632 | TMC | MHHS-TMC | TMC-Jones-Neuro IMU (3J) | TMC - JONES - NEURO IMU (3J) | 11/1/19 |  | 11/1/20 |  | MONITORS, PHYSIOLOGIC, VITAL SIGNS | Monitor, Vital Signs | MONITORVITALSIGNS-GE-Carescape B450 | MONITORVITALSIGNS | Carescape B450 |  |  |  | GE | Monitor, Vital Signs |  | MONITORVITALSIGNS-GE-Carescape B450 |  |  |  | MVS-A | Covered PM Repair - Biomedical | MHHS-TMC | [8 empty] | MONITORVITALSIGNS | Monitor, Vital Signs | GE
NO | YES |  |  |  | 069-40633 | 069-40633 | GE Healthcare | CARESCAPE B450 |  | SJA14450028HA | TMC-Jones-Stroke (4J) | MHHS-TMC |  | Monitor, Vital Signs |  | 069-40633 | 069-40633 | TMC | MHHS-TMC | TMC-Jones-Stroke (4J) |  | 11/1/18 |  | 11/1/19 |  | MONITORS, PHYSIOLOGIC, VITAL SIGNS | Monitor, Vital Signs | MONITORVITALSIGNS-GE-Carescape B450 | MONITORVITALSIGNS | Carescape B450 |  |  |  | GE | Monitor, Vital Signs |  | MONITORVITALSIGNS-GE-Carescape B450 |  |  |  | MVS-A | Covered PM Repair - Biomedical | MHHS-TMC | [8 empty] | MONITORVITALSIGNS | Monitor, Vital Signs | GE
NO | YES |  |  |  | 069-40635 | 069-40635 | GE Healthcare | CARESCAPE B450 |  | SJA14450011HA | TWC- Stroke | MHHS-TMC |  | Monitor, Vital Signs |  | 069-40635 | 069-40635 | TMC | Memorial Hermann-Texas Medical Center | TWC- Stroke | Stroke 1 | 11/1/19 |  | 11/1/20 |  | MONITORS, PHYSIOLOGIC, VITAL SIGNS | Monitor, Vital Signs | MONITORVITALSIGNS-GE-Carescape B450 | MONITORVITALSIGNS | Carescape B450 |  |  |  | GE | Monitor, Vital Signs |  | MONITORVITALSIGNS-GE-Carescape B450 |  | 4/1/15 |  | MVS-A | Covered PM Repair - Lab Analyzers/Anesth | MHHS-TMC | [8 empty] | MONITORVITALSIGNS | Monitor, Vital Signs | GE
NO | YES |  |  |  | 069-40649 | 069-40649 | GE Healthcare | CARESCAPE B450 |  | SJA14450010HA | TMC-Jones-Stroke (4J) | MHHS-TMC |  | Monitor, Vital Signs |  | 069-40649 | 069-40649 | TMC | MHHS-TMC | TMC-Jones-Stroke (4J) | Stroke 12 4J | 11/1/19 |  | 11/1/20 |  | MONITORS, PHYSIOLOGIC, VITAL SIGNS | Monitor, Vital Signs | MONITORVITALSIGNS-GE-Carescape B450 | MONITORVITALSIGNS | Carescape B450 |  |  |  | GE | Monitor, Vital Signs |  | MONITORVITALSIGNS-GE-Carescape B450 |  | 8/1/17 |  | MVS-A | Covered PM Repair - Biomedical | MHHS-TMC | [8 empty] | MONITORVITALSIGNS | Monitor, Vital Signs | GE
NO | YES |  |  |  | 069-40651 | 069-40651 | GE Healthcare | CARESCAPE B450 |  | SJA14450008HA | TMC-Jones-Stroke (4J) | MHHS-TMC |  | Monitor, Vital Signs |  | 069-40651 | 069-40651 | TMC | MHHS-TMC | TMC-Jones-Stroke (4J) |  | 10/1/19 |  | 10/1/20 |  | MONITORS, PHYSIOLOGIC, VITAL SIGNS | Monitor, Vital Signs | MONITORVITALSIGNS-GE-Carescape B450 | MONITORVITALSIGNS | Carescape B450 |  |  |  | GE | Monitor, Vital Signs |  | MONITORVITALSIGNS-GE-Carescape B450 |  | 7/1/17 |  | MVS-A | Not Covered Vendor Only - Lab Ana/Anes | MHHS-TMC | [8 empty] | MONITORVITALSIGNS | Monitor, Vital Signs | GE
NO | YES |  |  |  | 069-40652 | 069-40652 | GE Healthcare | CARESCAPE B450 |  | SJA14450018HA | TMC-Jones-Stroke (4J) | MHHS-TMC |  | Monitor, Vital Signs |  | 069-40652 | 069-40652 | TMC | MHHS-TMC | TMC-Jones-Stroke (4J) | Room 10 |  |  |  |  | MONITORS, PHYSIOLOGIC, VITAL SIGNS | Monitor, Vital Signs | MONITORVITALSIGNS-GE-Carescape B450 | MONITORVITALSIGNS | Carescape B450 |  |  |  | GE | Monitor, Vital Signs |  | MONITORVITALSIGNS-GE-Carescape B450 |  |  |  | MVS-A | Covered PM Repair - Biomedical | MHHS-TMC | [8 empty] | MONITORVITALSIGNS | Monitor, Vital Signs | GE
NO | YES |  |  |  | 069-41822 | 069-41822 | GE Healthcare | CARESCAPE B450 |  | SJA15077633HA | J4 | MHHS-TMC |  | Monitor, Vital Signs |  | 069-41822 | 069-41822 | TMC | Memorial Hermann-Texas Medical Center | J4 | Stroke 2 | 11/1/19 |  | 11/1/20 |  | MONITORS, PHYSIOLOGIC, VITAL SIGNS | Monitor, Vital Signs | MONITORVITALSIGNS-GE-Carescape B450 | MONITORVITALSIGNS | Carescape B450 |  |  |  | GE | Monitor, Vital Signs |  | MONITORVITALSIGNS-GE-Carescape B450 |  | 9/1/16 |  | MVS-A | Covered PM Repair - Biomedical | MHHS-TMC | [8 empty] | MONITORVITALSIGNS | Monitor, Vital Signs | GE
NO | YES |  |  |  | 069-43748 | 069-43748 | GE Healthcare | CARESCAPE B450 |  | SJA14450013HA | TMC-Jones-Stroke (4J) | MHHS-TMC |  | Monitor, Vital Signs |  | 069-43748 | 069-43748 | TMC | MHHS-TMC | TMC-Jones-Stroke (4J) | TMC 4Johns | 1/1/19 |  | 1/1/20 |  | MONITORS, PHYSIOLOGIC, VITAL SIGNS | Monitor, Vital Signs | MONITORVITALSIGNS-GE-Carescape B450 | MONITORVITALSIGNS | Carescape B450 |  |  |  | GE | Monitor, Vital Signs |  | MONITORVITALSIGNS-GE-Carescape B450 |  | 2/4/10 |  | MVS-A | Covered PM Repair - Radiology, Low End | MHHS-TMC | [8 empty] | MONITORVITALSIGNS | Monitor, Vital Signs | GE
NO | YES |  |  |  | 069-45758 | 069-45758 | GE Healthcare | CARESCAPE B450 |  | SNE17320281HA | TMC-Jones-TSCU (9J) | MHHS-TMC |  | Monitor, Vital Signs |  | 069-45758 | 069-45758 | TMC | MHHS-TMC | TMC-Jones-TSCU (9J) | Hall | 9/1/19 |  | 9/1/20 |  | MONITORS, PHYSIOLOGIC, VITAL SIGNS |  | MONITORVITALSIGNS-GE-Carescape B450 | MONITORVITALSIGNS | Carescape B450 |  |  |  | GE | Monitor, Vital Signs |  | MONITORVITALSIGNS-GE-Carescape B450 |  | 11/1/14 |  |  | Covered PM Repair - Biomedical | MHHS-TMC
NO | YES |  |  |  | 069-45188 | 069-45188 | GE Healthcare | CARESCAPE B450 |  | SNE16440149HA | Neuroscience acute care | MHHS-TMC |  | Monitor, Vital Signs |  | 069-45188 | 069-45188 | TMC | Memorial Hermann-Texas Medical Center | Neuroscience acute care | J538 | 7/1/19 |  | 7/1/20 |  | MONITORS, PHYSIOLOGIC, VITAL SIGNS | Monitor, Vital Signs | MONITORVITALSIGNS-GE-Carescape B450 | MONITORVITALSIGNS | Carescape B450 |  |  |  | GE | Monitor, Vital Signs |  | MONITORVITALSIGNS-GE-Carescape B450 |  | 11/1/14 |  | MVS-A | Covered PM Repair - Biomedical | MHHS-TMC | [8 empty] | MONITORVITALSIGNS | Monitor, Vital Signs | GE
NO | YES |  |  |  | 074-05527 | 074-05527 | GE Healthcare | CARESCAPE B450 |  | SNE16450175HA | Cardiovascular Imaging | MHHS-TMC |  | Monitor, Vital Signs |  | 074-05527 | 074-05527 | TMC | Memorial Hermann-Texas Medical Center | Cardiovascular Imaging | Echo 3 | 7/1/19 |  |  |  | MONITORS, PHYSIOLOGIC, VITAL SIGNS | Monitor, Vital Signs | MONITORVITALSIGNS-GE-Carescape B450 | MONITORVITALSIGNS | Carescape B450 |  |  |  | GE | Monitor, Vital Signs |  | MONITORVITALSIGNS-GE-Carescape B450 |  | 11/1/14 |  | MVS-A | Covered PM Repair - Biomedical | MHHS-TMC | [8 empty] | MONITORVITALSIGNS | Monitor, Vital Signs | GE
NO | YES |  |  |  | 074-05528 | 074-05528 | GE Healthcare | CARESCAPE B450 |  | SNE16450174HA | Cardiovascular Imaging | MHHS-TMC |  | Monitor, Vital Signs |  | 074-05528 | 074-05528 | TMC | Memorial Hermann-Texas Medical Center | Cardiovascular Imaging | Cardio imaging bay 2 | 7/1/19 |  |  |  | MONITORS, PHYSIOLOGIC, VITAL SIGNS | Monitor, Vital Signs | MONITORVITALSIGNS-GE-Carescape B450 | MONITORVITALSIGNS | Carescape B450 |  |  |  | GE | Monitor, Vital Signs |  | MONITORVITALSIGNS-GE-Carescape B450 |  | 11/1/14 |  | MVS-A | Covered PM Repair - Biomedical | MHHS-TMC | [8 empty] | MONITORVITALSIGNS | Monitor, Vital Signs | GE
NO | YES |  |  |  | 074-05529 | 074-05529 | GE Healthcare | CARESCAPE B450 |  | SNE16450172HA | Cardiovascular Imaging | MHHS-TMC |  | Monitor, Vital Signs |  | 074-05529 | 074-05529 | TMC | Memorial Hermann-Texas Medical Center | Cardiovascular Imaging | Cardio imaging bay 3 | 7/1/19 |  |  |  | MONITORS, PHYSIOLOGIC, VITAL SIGNS | Monitor, Vital Signs | MONITORVITALSIGNS-GE-Carescape B450 | MONITORVITALSIGNS | Carescape B450 |  |  |  | GE | Monitor, Vital Signs |  | MONITORVITALSIGNS-GE-Carescape B450 |  | 11/1/14 |  | MVS-A | Covered PM Repair - Biomedical | MHHS-TMC | [8 empty] | MONITORVITALSIGNS | Monitor, Vital Signs | GE
NO | YES |  |  |  | 074-05530 | 074-05530 | GE Healthcare | CARESCAPE B450 |  | SNE16450183HA | Cardiovascular Imaging | MHHS-TMC |  | Monitor, Vital Signs |  | 074-05530 | 074-05530 | TMC | Memorial Hermann-Texas Medical Center | Cardiovascular Imaging | Special procedure HVI3 122 | 7/1/19 |  |  |  | MONITORS, PHYSIOLOGIC, VITAL SIGNS | Monitor, Vital Signs | MONITORVITALSIGNS-GE-Carescape B450 | MONITORVITALSIGNS | Carescape B450 |  |  |  | GE | Monitor, Vital Signs |  | MONITORVITALSIGNS-GE-Carescape B450 |  | 11/1/14 |  | MVS-A | Covered PM Repair - Biomedical | MHHS-TMC | [8 empty] | MONITORVITALSIGNS | Monitor, Vital Signs | GE
NO | YES |  |  |  | 074-05531 | 074-05531 | GE Healthcare | CARESCAPE B450 |  | SNE16450185HA | TMC-Radiology-Hvi Pavilion | MHHS-TMC |  | Monitor, Vital Signs |  | 074-05531 | 074-05531 | TMC | MHHS-TMC | TMC-Radiology-Hvi Pavilion |  | 7/24/19 |  |  |  | MONITORS, PHYSIOLOGIC, VITAL SIGNS | Monitor, Vital Signs | MONITORVITALSIGNS-GE-Carescape B450 | MONITORVITALSIGNS | Carescape B450 |  |  |  | GE | Monitor, Vital Signs |  | MONITORVITALSIGNS-GE-Carescape B450 |  | 11/1/14 | Finished from Script 3/27/2020 12:11:52pm (Central) | MVS-A | Covered PM Repair - Biomedical | MHHS-TMC | [8 empty] | MONITORVITALSIGNS | Monitor, Vital Signs | GE
NO | YES |  |  |  | 074-05532 | 074-05532 | GE Healthcare | CARESCAPE B450 |  | SNE16450176HA | TMC-HVI-Cardiology (3Hvi) | MHHS-TMC |  | Monitor, Vital Signs |  | 074-05532 | 074-05532 | TMC | MHHS-TMC | TMC-HVI-Cardiology (3Hvi) | Bay 2 | 7/1/19 |  | 7/1/20 |  | MONITORS, PHYSIOLOGIC, VITAL SIGNS | Monitor, Vital Signs | MONITORVITALSIGNS-GE-Carescape B450 | MONITORVITALSIGNS | Carescape B450 |  |  |  | GE | Monitor, Vital Signs |  | MONITORVITALSIGNS-GE-Carescape B450 |  | 11/1/14 |  | MVS-A | Covered PM Repair - Biomedical | MHHS-TMC | [8 empty] | MONITORVITALSIGNS | Monitor, Vital Signs | GE
NO | YES |  |  |  | 074-05533 | 074-05533 | GE Healthcare | CARESCAPE B450 |  | SNE16450180HA | TMC-Radiology-Hvi Pavilion | MHHS-TMC |  | Monitor, Vital Signs |  | 074-05533 | 074-05533 | TMC | MHHS-TMC | TMC-Radiology-Hvi Pavilion |  | 7/24/19 |  |  |  | MONITORS, PHYSIOLOGIC, VITAL SIGNS | Monitor, Vital Signs | MONITORVITALSIGNS-GE-Carescape B450 | MONITORVITALSIGNS | Carescape B450 |  |  |  | GE | Monitor, Vital Signs |  | MONITORVITALSIGNS-GE-Carescape B450 |  | 11/1/14 | Finished from Script 3/27/2020 12:11:52pm (Central) | MVS-A | Covered PM Repair - Biomedical | MHHS-TMC | [8 empty] | MONITORVITALSIGNS | Monitor, Vital Signs | GE
NO | YES |  |  |  | 074-05534 | 074-05534 | GE Healthcare | CARESCAPE B450 |  | SNE16450171HA | TMC-HVI-Cardiology (3Hvi) | MHHS-TMC |  | Monitor, Vital Signs |  | 074-05534 | 074-05534 | TMC | MHHS-TMC | TMC-HVI-Cardiology (3Hvi) | Bay 4 | 7/1/19 |  | 7/1/20 |  | MONITORS, PHYSIOLOGIC, VITAL SIGNS | Monitor, Vital Signs | MONITORVITALSIGNS-GE-Carescape B450 | MONITORVITALSIGNS | Carescape B450 |  |  |  | GE | Monitor, Vital Signs |  | MONITORVITALSIGNS-GE-Carescape B450 |  | 11/1/14 |  | MVS-A | Covered PM Repair - Biomedical | MHHS-TMC | [8 empty] | MONITORVITALSIGNS | Monitor, Vital Signs | GE
NO | YES |  |  |  | 074-05555 | 074-05555 | GE Healthcare | CARESCAPE B450 |  | SNE16450184HA | TMC-Radiology-Hvi Pavilion | MHHS-TMC |  | Monitor, Vital Signs |  | 074-05555 | 074-05555 | TMC | MHHS-TMC | TMC-Radiology-Hvi Pavilion |  | 7/1/19 |  |  |  | MONITORS, PHYSIOLOGIC, VITAL SIGNS | Monitor, Vital Signs | MONITORVITALSIGNS-GE-Carescape B450 | MONITORVITALSIGNS | Carescape B450 |  |  |  | GE | Monitor, Vital Signs |  | MONITORVITALSIGNS-GE-Carescape B450 |  | 11/1/14 |  | MVS-A | Covered PM Repair - Biomedical | MHHS-TMC | [8 empty] | MONITORVITALSIGNS | Monitor, Vital Signs | GE
NO | YES |  |  |  | 069-36499 | 069-36499 | GE Healthcare | CARESCAPE B450 |  | SJA14302508HR | TMC-Jones-TSCU (9J) | MHHS-TMC |  | Monitor, Vital Signs |  | 069-36499 | 069-36499 | TMC | MHHS-TMC | TMC-Jones-TSCU (9J) | Hallway | 7/1/19 |  | 7/1/20 |  | MONITORS, PHYSIOLOGIC, VITAL SIGNS |  | MONITORVITALSIGNS-GE-Carescape B450 | MONITORVITALSIGNS | Carescape B450 |  |  |  | GE | Monitor, Vital Signs |  | MONITORVITALSIGNS-GE-Carescape B450 |  | 11/1/14 |  |  | Covered PM Repair - Biomedical | MHHS-TMC
NO | YES |  |  |  | 069-43260 | 069-43260 | GE Healthcare | CARESCAPE B450 |  | SNE15531048HR | TMC-Radiology-IR/Angio | MHHS-TMC |  | Monitor, Vital Signs |  | 069-43260 | 069-43260 | TMC | MHHS-TMC | TMC-Radiology-IR/Angio |  | 7/1/19 |  | 7/1/20 |  | MONITORS, PHYSIOLOGIC, VITAL SIGNS |  | MONITORVITALSIGNS-GE-Carescape B450 | MONITORVITALSIGNS | Carescape B450 |  |  |  | GE | Monitor, Vital Signs |  | MONITORVITALSIGNS-GE-Carescape B450 |  | 11/1/14 |  |  | Covered PM Repair - Biomedical | MHHS-TMC
NO | YES |  |  |  | 069-43261 | 069-43261 | GE Healthcare | CARESCAPE B450 |  | SNE16191057HR | TMC-Radiology-IR/Angio | MHHS-TMC |  | Monitor, Vital Signs |  | 069-43261 | 069-43261 | TMC | MHHS-TMC | TMC-Radiology-IR/Angio |  | 7/1/19 |  | 7/1/20 |  | MONITORS, PHYSIOLOGIC, VITAL SIGNS |  | MONITORVITALSIGNS-GE-Carescape B450 | MONITORVITALSIGNS | Carescape B450 |  |  |  | GE | Monitor, Vital Signs |  | MONITORVITALSIGNS-GE-Carescape B450 |  | 11/1/14 |  |  | Covered PM Repair - Biomedical | MHHS-TMC
NO | YES |  |  |  | 069-43262 | 069-43262 | GE Healthcare | CARESCAPE B450 |  | SNE16181030HR | TMC-Radiology-IR/Angio | MHHS-TMC |  | Monitor, Vital Signs |  | 069-43262 | 069-43262 | TMC | MHHS-TMC | TMC-Radiology-IR/Angio | TMC - RADIOLOGY -IR/ANGIO | 7/1/19 |  | 7/1/20 |  | MONITORS, PHYSIOLOGIC, VITAL SIGNS |  | MONITORVITALSIGNS-GE-Carescape B450 | MONITORVITALSIGNS | Carescape B450 |  |  |  | GE | Monitor, Vital Signs |  | MONITORVITALSIGNS-GE-Carescape B450 |  | 11/1/14 |  |  | Covered PM Repair - Biomedical | MHHS-TMC
NO | YES |  |  |  | 069-43264 | 069-43264 | GE Healthcare | CARESCAPE B450 |  | SNE15461045HR | TMC-Radiology-IR/Angio | MHHS-TMC |  | Monitor, Vital Signs |  | 069-43264 | 069-43264 | TMC | MHHS-TMC | TMC-Radiology-IR/Angio | TMC - RADIOLOGY -IR/ANGIO | 7/1/19 |  | 7/1/20 |  | MONITORS, PHYSIOLOGIC, VITAL SIGNS |  | MONITORVITALSIGNS-GE-Carescape B450 | MONITORVITALSIGNS | Carescape B450 |  |  |  | GE | Monitor, Vital Signs |  | MONITORVITALSIGNS-GE-Carescape B450 |  | 11/1/14 |  |  | Covered PM Repair - Biomedical | MHHS-TMC
NO | YES |  |  |  | 069-43266 | 069-43266 | GE Healthcare | CARESCAPE B450 |  | SNE16181028HR | TMC-Radiology-IR/Angio | MHHS-TMC |  | Monitor, Vital Signs |  | 069-43266 | 069-43266 | TMC | MHHS-TMC | TMC-Radiology-IR/Angio | RADIOLOGY - IR/ANGIO | 7/1/19 |  |  |  | MONITORS, PHYSIOLOGIC, VITAL SIGNS |  | MONITORVITALSIGNS-GE-Carescape B450 | MONITORVITALSIGNS | Carescape B450 |  |  |  | GE | Monitor, Vital Signs |  | MONITORVITALSIGNS-GE-Carescape B450 |  | 11/1/14 |  |  | Covered PM Repair - Biomedical | MHHS-TMC
NO | YES |  |  |  | 069-43267 | 069-43267 | GE Healthcare | CARESCAPE B450 |  | SNE15461049HR | TMC-Radiology-IR/Angio | MHHS-TMC |  | Monitor, Vital Signs |  | 069-43267 | 069-43267 | TMC | MHHS-TMC | TMC-Radiology-IR/Angio | Room 8 | 7/1/19 |  | 7/1/20 |  | MONITORS, PHYSIOLOGIC, VITAL SIGNS |  | MONITORVITALSIGNS-GE-Carescape B450 | MONITORVITALSIGNS | Carescape B450 |  |  |  | GE | Monitor, Vital Signs |  | MONITORVITALSIGNS-GE-Carescape B450 |  | 11/1/14 |  |  | Covered PM Repair - Biomedical | MHHS-TMC
NO | YES |  |  |  | 069-43268 | 069-43268 | GE Healthcare | CARESCAPE B450 |  | SNE16191018HR | Tmc | MHHS-TMC |  | Monitor, Vital Signs |  | 069-43268 | 069-43268 | TMC | Memorial Hermann-Texas Medical Center | Tmc | Biomed Shop | 7/1/19 |  | 7/1/20 |  | MONITORS, PHYSIOLOGIC, VITAL SIGNS | Monitor, Vital Signs | MONITORVITALSIGNS-GE-Carescape B450 | MONITORVITALSIGNS | Carescape B450 |  |  |  | GE | Monitor, Vital Signs |  | MONITORVITALSIGNS-GE-Carescape B450 |  | 11/1/14 |  | MVS-A | Covered PM Repair - Biomedical | MHHS-TMC | [8 empty] | MONITORVITALSIGNS | Monitor, Vital Signs | GE
NO | YES |  |  |  | 029-12859 | 029-12859 | GE Healthcare | CARESCAPE B450 |  | SNE19252054SA | Woodlands-Central Supply | MHHS-Woodlands |  | Monitor, Vital Signs |  | 029-12859 | 029-12859 | Woodlands | MHHS-Woodlands | Woodlands-Central Supply | PCAU L | 11/1/19 |  | 11/1/20 |  | MONITORS, PHYSIOLOGIC, VITAL SIGNS | Monitor, Vital Signs | MONITORVITALSIGNS-GE-Carescape B450 | MONITORVITALSIGNS | Carescape B450 |  |  |  | GE | Monitor, Vital Signs |  | MONITORVITALSIGNS-GE-Carescape B450 |  | 10/7/19 |  | MVS-A | Covered PM Repair - Biomedical | MHHS-Woodlands | [8 empty] | MONITORVITALSIGNS | Monitor, Vital Signs | GE
NO | YES |  |  |  | 029-12861 | 029-12861 | GE Healthcare | CARESCAPE B450 |  | SNE19242189SA | Woodlands-Central Supply | MHHS-Woodlands |  | Monitor, Vital Signs |  | 029-12861 | 029-12861 | Woodlands | MHHS-Woodlands | Woodlands-Central Supply | PCAU L | 10/1/19 |  | 10/1/20 |  | MONITORS, PHYSIOLOGIC, VITAL SIGNS | Monitor, Vital Signs | MONITORVITALSIGNS-GE-Carescape B450 | MONITORVITALSIGNS | Carescape B450 |  |  |  | GE | Monitor, Vital Signs |  | MONITORVITALSIGNS-GE-Carescape B450 |  | 2/28/20 |  | MVS-A | Not Covered Vendor Only - Biomedical | MHHS-Woodlands | [8 empty] | MONITORVITALSIGNS | Monitor, Vital Signs | GE
NO | YES |  |  |  | 029-12863 | 029-12863 | GE Healthcare | CARESCAPE B450 |  | SNE19252051SA | Woodlands-Birth Center | MHHS-Woodlands |  | Monitor, Vital Signs |  | 029-12863 | 029-12863 | Woodlands | MHHS-Woodlands | Woodlands-Birth Center |  |  |  | 11/1/20 |  | MONITORS, PHYSIOLOGIC, VITAL SIGNS | Monitor, Vital Signs | MONITORVITALSIGNS-GE-Carescape B450 | MONITORVITALSIGNS | Carescape B450 |  |  |  | GE | Monitor, Vital Signs |  | MONITORVITALSIGNS-GE-Carescape B450 |  | 1/1/05 |  | MVS-A | Covered PM Repair - Radiology, Low End | MHHS-Woodlands | [8 empty] | MONITORVITALSIGNS | Monitor, Vital Signs | GE
NO | YES |  |  |  | 029-32238 | 029-32238 | GE Healthcare | CARESCAPE B450 |  | SNE18502015SA | Woodlands-Cath Lab | MHHS-Woodlands |  | Monitor, Vital Signs |  | 029-32238 | 029-32238 | Woodlands | MHHS-Woodlands | Woodlands-Cath Lab | Cath lab storage | 1/1/19 |  | 1/1/20 |  | MONITORS, PHYSIOLOGIC, VITAL SIGNS | Monitor, Vital Signs | MONITORVITALSIGNS-GE-Carescape B450 | MONITORVITALSIGNS | Carescape B450 |  |  |  | GE | Monitor, Vital Signs |  | MONITORVITALSIGNS-GE-Carescape B450 |  | 1/1/10 |  | MVS-A | Covered PM Repair - Biomedical | MHHS-Woodlands | [8 empty] | MONITORVITALSIGNS | Monitor, Vital Signs | GE
NO | YES |  |  |  | 029-11002 | 029-11002 | GE Healthcare | CARESCAPE B450 |  | SNE16070028HA | Woodlands-CVICU | MHHS-Woodlands |  | Monitor, Vital Signs |  | 029-11002 | 029-11002 | Woodlands | MHHS-Woodlands | Woodlands-CVICU |  | 8/1/18 |  | 8/1/20 |  | MONITORS, PHYSIOLOGIC, VITAL SIGNS | Monitor, Vital Signs | MONITORVITALSIGNS-GE-Carescape B450 | MONITORVITALSIGNS | Carescape B450 |  |  |  | GE | Monitor, Vital Signs |  | MONITORVITALSIGNS-GE-Carescape B450 |  | 1/1/10 |  | MVS-A | Covered PM Repair - Biomedical | MHHS-Woodlands | [8 empty] | MONITORVITALSIGNS | Monitor, Vital Signs | GE
NO | YES |  |  |  | 029-11095 | 029-11095 | GE Healthcare | CARESCAPE B450 |  | SNE16360018HA | Woodlands-Endoscopy | MHHS-Woodlands |  | Monitor, Vital Signs |  | 029-11095 | 029-11095 | Woodlands | MHHS-Woodlands | Woodlands-Endoscopy | Rm 1 | 11/1/19 |  | 11/1/20 |  | MONITORS, PHYSIOLOGIC, VITAL SIGNS | Monitor, Vital Signs | MONITORVITALSIGNS-GE-Carescape B450 | MONITORVITALSIGNS | Carescape B450 |  |  |  | GE | Monitor, Vital Signs |  | MONITORVITALSIGNS-GE-Carescape B450 |  |  |  | MVS-A | Covered PM Repair - Biomedical | MHHS-Woodlands | [8 empty] | MONITORVITALSIGNS | Monitor, Vital Signs | GE
NO | YES |  |  |  | 029-11097 | 029-11097 | GE Healthcare | CARESCAPE B450 |  | SNE16360189HA | Woodlands-Endoscopy | MHHS-Woodlands |  | Monitor, Vital Signs |  | 029-11097 | 029-11097 | Woodlands | MHHS-Woodlands | Woodlands-Endoscopy | Pre/post | 11/1/19 |  | 11/1/20 |  | MONITORS, PHYSIOLOGIC, VITAL SIGNS | Monitor, Vital Signs | MONITORVITALSIGNS-GE-Carescape B450 | MONITORVITALSIGNS | Carescape B450 |  |  |  | GE | Monitor, Vital Signs |  | MONITORVITALSIGNS-GE-Carescape B450 |  | 2/13/18 |  | MVS-A | Covered PM Repair - Biomedical | MHHS-Woodlands | [8 empty] | MONITORVITALSIGNS | Monitor, Vital Signs | GE
NO | YES |  |  |  | 029-11099 | 029-11099 | GE Healthcare | CARESCAPE B450 |  | SNE16360092HA | Pre Op Endoscopy | MHHS-Woodlands |  | Monitor, Vital Signs |  | 029-11099 | 029-11099 | Woodlands | Woodland memorial hospital | Pre Op Endoscopy | Rm 8 | 11/1/19 |  | 11/1/20 |  | MONITORS, PHYSIOLOGIC, VITAL SIGNS | Monitor, Vital Signs | MONITORVITALSIGNS-GE-Carescape B450 | MONITORVITALSIGNS | Carescape B450 |  |  |  | GE | Monitor, Vital Signs |  | MONITORVITALSIGNS-GE-Carescape B450 |  | 6/13/20 |  | MVS-A | Not Covered Vendor Only - Biomedical | MHHS-Woodlands | [8 empty] | MONITORVITALSIGNS | Monitor, Vital Signs | GE
NO | YES |  |  |  | 029-11101 | 029-11101 | GE Healthcare | CARESCAPE B450 |  | SNE16360089HA | Pre Op Endoscopy | MHHS-Woodlands |  | Monitor, Vital Signs |  | 029-11101 | 029-11101 | Woodlands | Woodland memorial hospital | Pre Op Endoscopy | Rm 8 | 11/1/19 |  | 11/1/20 |  | MONITORS, PHYSIOLOGIC, VITAL SIGNS | Monitor, Vital Signs | MONITORVITALSIGNS-GE-Carescape B450 | MONITORVITALSIGNS | Carescape B450 |  |  |  | GE | Monitor, Vital Signs |  | MONITORVITALSIGNS-GE-Carescape B450 |  |  |  | MVS-A | Covered PM Repair - Biomedical | MHHS-Woodlands | [8 empty] | MONITORVITALSIGNS | Monitor, Vital Signs | GE
NO | YES |  |  |  | 029-11164 | 029-11164 | GE Healthcare | CARESCAPE B450 |  | SNE16380131HA | Woodlands-Endoscopy | MHHS-Woodlands |  | Monitor, Vital Signs |  | 029-11164 | 029-11164 | Woodlands | MHHS-Woodlands | Woodlands-Endoscopy | Pre/post | 11/1/19 |  | 11/1/20 |  | MONITORS, PHYSIOLOGIC, VITAL SIGNS | Monitor, Vital Signs | MONITORVITALSIGNS-GE-Carescape B450 | MONITORVITALSIGNS | Carescape B450 |  |  |  | GE | Monitor, Vital Signs |  | MONITORVITALSIGNS-GE-Carescape B450 |  | 8/15/19 |  | MVS-A | Covered PM Repair - Biomedical | MHHS-Woodlands | [8 empty] | MONITORVITALSIGNS | Monitor, Vital Signs | GE
NO | YES |  |  |  | 029-11166 | 029-11166 | GE Healthcare | CARESCAPE B450 |  | SAE16380137HA | Woodlands-Endoscopy | MHHS-Woodlands |  | Monitor, Vital Signs |  | 029-11166 | 029-11166 | Woodlands | MHHS-Woodlands | Woodlands-Endoscopy | ENDOSCOPY | 11/1/19 |  | 11/1/20 |  | MONITORS, PHYSIOLOGIC, VITAL SIGNS | Monitor, Vital Signs | MONITORVITALSIGNS-GE-Carescape B450 | MONITORVITALSIGNS | Carescape B450 |  |  |  | GE | Monitor, Vital Signs |  | MONITORVITALSIGNS-GE-Carescape B450 |  | 11/1/14 |  | MVS-A | Covered PM Repair - Biomedical | MHHS-Woodlands | [8 empty] | MONITORVITALSIGNS | Monitor, Vital Signs | GE
NO | YES |  |  |  | 029-11170 | 029-11170 | GE Healthcare | CARESCAPE B450 |  | SNE16360060HA | Woodlands-Endoscopy | MHHS-Woodlands |  | Monitor, Vital Signs |  | 029-11170 | 029-11170 | Woodlands | MHHS-Woodlands | Woodlands-Endoscopy | ENDOSCOPY | 11/1/19 |  | 11/1/20 |  | MONITORS, PHYSIOLOGIC, VITAL SIGNS | Monitor, Vital Signs | MONITORVITALSIGNS-GE-Carescape B450 | MONITORVITALSIGNS | Carescape B450 |  |  |  | GE | Monitor, Vital Signs |  | MONITORVITALSIGNS-GE-Carescape B450 |  | 11/1/14 |  | MVS-A | Covered PM Repair - Biomedical | MHHS-Woodlands | [8 empty] | MONITORVITALSIGNS | Monitor, Vital Signs | GE
NO | YES |  |  |  | 029-11513 | 029-11513 | GE Healthcare | CARESCAPE B450 |  | SNE16380133HA | Woodlands-Endoscopy | MHHS-Woodlands |  | Monitor, Vital Signs |  | 029-11513 | 029-11513 | Woodlands | MHHS-Woodlands | Woodlands-Endoscopy | ENDOSCOPY | 11/1/19 |  | 11/1/20 |  | MONITORS, PHYSIOLOGIC, VITAL SIGNS | Monitor, Vital Signs | MONITORVITALSIGNS-GE-Carescape B450 | MONITORVITALSIGNS | Carescape B450 |  |  |  | GE | Monitor, Vital Signs |  | MONITORVITALSIGNS-GE-Carescape B450 |  | 11/1/14 |  | MVS-A | Covered PM Repair - Biomedical | MHHS-Woodlands | [8 empty] | MONITORVITALSIGNS | Monitor, Vital Signs | GE
NO | YES |  |  |  | 029-10855 | 029-10855 | GE Healthcare | CARESCAPE B450 |  | SNE15490175HA | Woodlands-ER | MHHS-Woodlands |  | Monitor, Vital Signs |  | 029-10855 | 029-10855 | Woodlands | MHHS-Woodlands | Woodlands-ER | Trauma 3 | 9/1/19 |  | 9/1/20 |  | MONITORS, PHYSIOLOGIC, VITAL SIGNS | Monitor, Vital Signs | MONITORVITALSIGNS-GE-Carescape B450 | MONITORVITALSIGNS | Carescape B450 |  |  |  | GE | Monitor, Vital Signs |  | MONITORVITALSIGNS-GE-Carescape B450 |  | 11/1/14 |  | MVS-A | Covered PM Repair - Biomedical | MHHS-Woodlands | [8 empty] | MONITORVITALSIGNS | Monitor, Vital Signs | GE
NO | YES |  |  |  | 029-11003 | 029-11003 | GE Healthcare | CARESCAPE B450 |  | SNE15490201HA | Woodlands-ER | MHHS-Woodlands |  | Monitor, Vital Signs |  | 029-11003 | 029-11003 | Woodlands | MHHS-Woodlands | Woodlands-ER | Room 11 | 9/1/19 |  | 9/1/20 |  | MONITORS, PHYSIOLOGIC, VITAL SIGNS | Monitor, Vital Signs | MONITORVITALSIGNS-GE-Carescape B450 | MONITORVITALSIGNS | Carescape B450 |  |  |  | GE | Monitor, Vital Signs |  | MONITORVITALSIGNS-GE-Carescape B450 |  | 11/1/14 |  | MVS-A | Covered PM Repair - Biomedical | MHHS-Woodlands | [8 empty] | MONITORVITALSIGNS | Monitor, Vital Signs | GE
NO | YES |  |  |  | 029-11616 | 029-11616 | GE Healthcare | CARESCAPE B450 |  | SNE15480241HA | Woodlands-ER | MHHS-Woodlands |  | Monitor, Vital Signs |  | 029-11616 | 029-11616 | Woodlands | MHHS-Woodlands | Woodlands-ER | Room 1 | 9/1/19 |  |  |  | MONITORS, PHYSIOLOGIC, VITAL SIGNS | Monitor, Vital Signs | MONITORVITALSIGNS-GE-Carescape B450 | MONITORVITALSIGNS | Carescape B450 |  |  |  | GE | Monitor, Vital Signs |  | MONITORVITALSIGNS-GE-Carescape B450 |  | 11/1/14 |  | MVS-A | Covered PM Repair - Biomedical | MHHS-Woodlands | [8 empty] | MONITORVITALSIGNS | Monitor, Vital Signs | GE
NO | YES |  |  |  | 029-11625 | 029-11625 | GE Healthcare | CARESCAPE B450 |  | SNE15490203HA | Woodlands-OR | MHHS-Woodlands |  | Monitor, Vital Signs |  | 029-11625 | 029-11625 | Woodlands | MHHS-Woodlands | Woodlands-OR | OR | 2/1/18 |  | 2/1/19 |  | MONITORS, PHYSIOLOGIC, VITAL SIGNS | Monitor, Vital Signs | MONITORVITALSIGNS-GE-Carescape B450 | MONITORVITALSIGNS | Carescape B450 |  |  |  | GE | Monitor, Vital Signs |  | MONITORVITALSIGNS-GE-Carescape B450 |  | 11/1/14 |  | MVS-A | Covered PM Repair - Biomedical | MHHS-Woodlands | [8 empty] | MONITORVITALSIGNS | Monitor, Vital Signs | GE
NO | YES |  |  |  | 029-11629 | 029-11629 | GE Healthcare | CARESCAPE B450 |  | SNE16380075HA | Woodlands-ER | MHHS-Woodlands |  | Monitor, Vital Signs |  | 029-11629 | 029-11629 | Woodlands | MHHS-Woodlands | Woodlands-ER | Room 16 | 9/1/19 |  | 8/1/20 |  | MONITORS, PHYSIOLOGIC, VITAL SIGNS | Monitor, Vital Signs | MONITORVITALSIGNS-GE-Carescape B450 | MONITORVITALSIGNS | Carescape B450 |  |  |  | GE | Monitor, Vital Signs |  | MONITORVITALSIGNS-GE-Carescape B450 |  | 11/1/14 |  | MVS-A | Covered PM Repair - Biomedical | MHHS-Woodlands | [8 empty] | MONITORVITALSIGNS | Monitor, Vital Signs | GE
NO | YES |  |  |  | 029-11633 | 029-11633 | GE Healthcare | CARESCAPE B450 |  | SNE16380096HA | Woodlands-ER | MHHS-Woodlands |  | Monitor, Vital Signs |  | 029-11633 | 029-11633 | Woodlands | MHHS-Woodlands | Woodlands-ER | Room 17 | 9/1/19 |  | 9/1/20 |  | MONITORS, PHYSIOLOGIC, VITAL SIGNS | Monitor, Vital Signs | MONITORVITALSIGNS-GE-Carescape B450 | MONITORVITALSIGNS | Carescape B450 |  |  |  | GE | Monitor, Vital Signs |  | MONITORVITALSIGNS-GE-Carescape B450 |  | 11/1/14 |  | MVS-A | Covered PM Repair - Biomedical | MHHS-Woodlands | [8 empty] | MONITORVITALSIGNS | Monitor, Vital Signs | GE
NO | YES |  |  |  | 029-11637 | 029-11637 | GE Healthcare | CARESCAPE B450 |  | SNE16380102HA | Woodlands-ER | MHHS-Woodlands |  | Monitor, Vital Signs |  | 029-11637 | 029-11637 | Woodlands | MHHS-Woodlands | Woodlands-ER | Room 18 | 9/1/19 |  | 9/1/20 |  | MONITORS, PHYSIOLOGIC, VITAL SIGNS | Monitor, Vital Signs | MONITORVITALSIGNS-GE-Carescape B450 | MONITORVITALSIGNS | Carescape B450 |  |  |  | GE | Monitor, Vital Signs |  | MONITORVITALSIGNS-GE-Carescape B450 |  | 11/1/14 |  | MVS-A | Covered PM Repair - Biomedical | MHHS-Woodlands | [8 empty] | MONITORVITALSIGNS | Monitor, Vital Signs | GE
NO | YES |  |  |  | 029-11641 | 029-11641 | GE Healthcare | CARESCAPE B450 |  | SNE16380073HA | Out patient lab | MHHS-Woodlands |  | Monitor, Vital Signs |  | 029-11641 | 029-11641 | Woodlands | Memorial Hermann Hospital Woodlands | Out patient lab | ER19 | 9/1/19 |  | 9/1/20 |  | MONITORS, PHYSIOLOGIC, VITAL SIGNS | Monitor, Vital Signs | MONITORVITALSIGNS-GE-Carescape B450 | MONITORVITALSIGNS | Carescape B450 |  |  |  | GE | Monitor, Vital Signs |  | MONITORVITALSIGNS-GE-Carescape B450 |  | 11/1/14 |  | MVS-A | Covered PM Repair - Biomedical | MHHS-Woodlands | [8 empty] | MONITORVITALSIGNS | Monitor, Vital Signs | GE
NO | YES |  |  |  | 029-11665 | 029-11665 | GE Healthcare | CARESCAPE B450 |  | SNE16380100HA | Woodlands-ER | MHHS-Woodlands |  | Monitor, Vital Signs |  | 029-11665 | 029-11665 | Woodlands | MHHS-Woodlands | Woodlands-ER | ER20 | 9/1/19 |  | 9/1/20 |  | MONITORS, PHYSIOLOGIC, VITAL SIGNS | Monitor, Vital Signs | MONITORVITALSIGNS-GE-Carescape B450 | MONITORVITALSIGNS | Carescape B450 |  |  |  | GE | Monitor, Vital Signs |  | MONITORVITALSIGNS-GE-Carescape B450 |  | 11/1/14 |  | MVS-A | Covered PM Repair - Biomedical | MHHS-Woodlands | [8 empty] | MONITORVITALSIGNS | Monitor, Vital Signs | GE
NO | YES |  |  |  | 029-11675 | 029-11675 | GE Healthcare | CARESCAPE B450 |  | SNE16380084HA | Woodlands-ER | MHHS-Woodlands |  | Monitor, Vital Signs |  | 029-11675 | 029-11675 | Woodlands | MHHS-Woodlands | Woodlands-ER | Room 25 | 9/1/19 |  | 9/1/20 |  | MONITORS, PHYSIOLOGIC, VITAL SIGNS | Monitor, Vital Signs | MONITORVITALSIGNS-GE-Carescape B450 | MONITORVITALSIGNS | Carescape B450 |  |  |  | GE | Monitor, Vital Signs |  | MONITORVITALSIGNS-GE-Carescape B450 |  | 11/1/14 |  | MVS-A | Covered PM Repair - Biomedical | MHHS-Woodlands | [8 empty] | MONITORVITALSIGNS | Monitor, Vital Signs | GE
NO | YES |  |  |  | 029-11679 | 029-11679 | GE Healthcare | CARESCAPE B450 |  | SNE16380070HA | Woodlands-ER | MHHS-Woodlands |  | Monitor, Vital Signs |  | 029-11679 | 029-11679 | Woodlands | MHHS-Woodlands | Woodlands-ER | ER 25 | 9/1/19 |  | 9/1/20 |  | MONITORS, PHYSIOLOGIC, VITAL SIGNS | Monitor, Vital Signs | MONITORVITALSIGNS-GE-Carescape B450 | MONITORVITALSIGNS | Carescape B450 |  |  |  | GE | Monitor, Vital Signs |  | MONITORVITALSIGNS-GE-Carescape B450 |  | 11/1/14 |  | MVS-A | Covered PM Repair - Biomedical | MHHS-Woodlands | [8 empty] | MONITORVITALSIGNS | Monitor, Vital Signs | GE
NO | YES |  |  |  | 029-11689 | 029-11689 | GE Healthcare | CARESCAPE B450 |  | SNE16380077HA | Woodlands-ER | MHHS-Woodlands |  | Monitor, Vital Signs |  | 029-11689 | 029-11689 | Woodlands | MHHS-Woodlands | Woodlands-ER | Room 27 | 9/1/19 |  | 9/1/20 |  | MONITORS, PHYSIOLOGIC, VITAL SIGNS | Monitor, Vital Signs | MONITORVITALSIGNS-GE-Carescape B450 | MONITORVITALSIGNS | Carescape B450 |  |  |  | GE | Monitor, Vital Signs |  | MONITORVITALSIGNS-GE-Carescape B450 |  | 11/1/14 |  | MVS-A | Covered PM Repair - Biomedical | MHHS-Woodlands | [8 empty] | MONITORVITALSIGNS | Monitor, Vital Signs | GE
NO | YES |  |  |  | 029-11693 | 029-11693 | GE Healthcare | CARESCAPE B450 |  | SNE16380103HA | Woodlands-ER | MHHS-Woodlands |  | Monitor, Vital Signs |  | 029-11693 | 029-11693 | Woodlands | MHHS-Woodlands | Woodlands-ER | Room 15 | 9/1/19 |  | 9/1/20 |  | MONITORS, PHYSIOLOGIC, VITAL SIGNS | Monitor, Vital Signs | MONITORVITALSIGNS-GE-Carescape B450 | MONITORVITALSIGNS | Carescape B450 |  |  |  | GE | Monitor, Vital Signs |  | MONITORVITALSIGNS-GE-Carescape B450 |  | 11/1/14 |  | MVS-A | Covered PM Repair - Biomedical | MHHS-Woodlands | [8 empty] | MONITORVITALSIGNS | Monitor, Vital Signs | GE
NO | YES |  |  |  | 029-11697 | 029-11697 | GE Healthcare | CARESCAPE B450 |  | SNE16380097HA | Woodlands-ER | MHHS-Woodlands |  | Monitor, Vital Signs |  | 029-11697 | 029-11697 | Woodlands | MHHS-Woodlands | Woodlands-ER | Room 14 | 9/1/19 |  | 9/1/20 |  | MONITORS, PHYSIOLOGIC, VITAL SIGNS | Monitor, Vital Signs | MONITORVITALSIGNS-GE-Carescape B450 | MONITORVITALSIGNS | Carescape B450 |  |  |  | GE | Monitor, Vital Signs |  | MONITORVITALSIGNS-GE-Carescape B450 |  | 11/1/14 |  | MVS-A | Covered PM Repair - Biomedical | MHHS-Woodlands | [8 empty] | MONITORVITALSIGNS | Monitor, Vital Signs | GE
NO | YES |  |  |  | 029-11701 | 029-11701 | GE Healthcare | CARESCAPE B450 |  | SNE16380105HA | Woodlands-ER | MHHS-Woodlands |  | Monitor, Vital Signs |  | 029-11701 | 029-11701 | Woodlands | MHHS-Woodlands | Woodlands-ER | Room 13 | 9/1/19 |  | 9/1/20 |  | MONITORS, PHYSIOLOGIC, VITAL SIGNS | Monitor, Vital Signs | MONITORVITALSIGNS-GE-Carescape B450 | MONITORVITALSIGNS | Carescape B450 |  |  |  | GE | Monitor, Vital Signs |  | MONITORVITALSIGNS-GE-Carescape B450 |  | 11/1/14 |  | MVS-A | Covered PM Repair - Biomedical | MHHS-Woodlands | [8 empty] | MONITORVITALSIGNS | Monitor, Vital Signs | GE
NO | YES |  |  |  | 029-11709 | 029-11709 | GE Healthcare | CARESCAPE B450 |  | SNE16380068HA | Woodlands-ER | MHHS-Woodlands |  | Monitor, Vital Signs |  | 029-11709 | 029-11709 | Woodlands | MHHS-Woodlands | Woodlands-ER | Room 11 | 9/1/19 |  | 9/1/20 |  | MONITORS, PHYSIOLOGIC, VITAL SIGNS | Monitor, Vital Signs | MONITORVITALSIGNS-GE-Carescape B450 | MONITORVITALSIGNS | Carescape B450 |  |  |  | GE | Monitor, Vital Signs |  | MONITORVITALSIGNS-GE-Carescape B450 |  | 11/1/14 |  | MVS-A | Covered PM Repair - Biomedical | MHHS-Woodlands | [8 empty] | MONITORVITALSIGNS | Monitor, Vital Signs | GE
NO | YES |  |  |  | 029-11854 | 029-11854 | GE Healthcare | CARESCAPE B450 |  | SNE15490202HA | Woodlands-ER | MHHS-Woodlands |  | Monitor, Vital Signs |  | 029-11854 | 029-11854 | Woodlands | MHHS-Woodlands | Woodlands-ER | Nurses Station | 9/1/19 |  | 9/1/20 |  | MONITORS, PHYSIOLOGIC, VITAL SIGNS | Monitor, Vital Signs | MONITORVITALSIGNS-GE-Carescape B450 | MONITORVITALSIGNS | Carescape B450 |  |  |  | GE | Monitor, Vital Signs |  | MONITORVITALSIGNS-GE-Carescape B450 |  | 11/1/14 |  | MVS-A | Covered PM Repair - Biomedical | MHHS-Woodlands | [8 empty] | MONITORVITALSIGNS | Monitor, Vital Signs | GE
NO | YES |  |  |  | 029-12172 | 029-12172 | GE Healthcare | CARESCAPE B450 |  | SNE16380069HA | Woodlands-ER | MHHS-Woodlands |  | Monitor, Vital Signs |  | 029-12172 | 029-12172 | Woodlands | MHHS-Woodlands | Woodlands-ER | ER | 9/1/19 |  | 9/1/20 |  | MONITORS, PHYSIOLOGIC, VITAL SIGNS | Monitor, Vital Signs | MONITORVITALSIGNS-GE-Carescape B450 | MONITORVITALSIGNS | Carescape B450 |  |  |  | GE | Monitor, Vital Signs |  | MONITORVITALSIGNS-GE-Carescape B450 |  | 11/1/14 |  | MVS-A | Covered PM Repair - Biomedical | MHHS-Woodlands | [8 empty] | MONITORVITALSIGNS | Monitor, Vital Signs | GE
NO | YES |  |  |  | 029-12173 | 029-12173 | GE Healthcare | CARESCAPE B450 |  | SNE16380082HA | Woodlands-ER | MHHS-Woodlands |  | Monitor, Vital Signs |  | 029-12173 | 029-12173 | Woodlands | MHHS-Woodlands | Woodlands-ER | ER | 9/1/19 |  | 9/1/20 |  | MONITORS, PHYSIOLOGIC, VITAL SIGNS | Monitor, Vital Signs | MONITORVITALSIGNS-GE-Carescape B450 | MONITORVITALSIGNS | Carescape B450 |  |  |  | GE | Monitor, Vital Signs |  | MONITORVITALSIGNS-GE-Carescape B450 |  | 11/1/14 |  | MVS-A | Covered PM Repair - Biomedical | MHHS-Woodlands | [8 empty] | MONITORVITALSIGNS | Monitor, Vital Signs | GE
NO | YES |  |  |  | 029-12174 | 029-12174 | GE Healthcare | CARESCAPE B450 |  | SNE16320086HA | Woodlands-ER | MHHS-Woodlands |  | Monitor, Vital Signs |  | 029-12174 | 029-12174 | Woodlands | MHHS-Woodlands | Woodlands-ER | Room 224 | 10/1/19 |  | 10/1/20 |  | MONITORS, PHYSIOLOGIC, VITAL SIGNS | Monitor, Vital Signs | MONITORVITALSIGNS-GE-Carescape B450 | MONITORVITALSIGNS | Carescape B450 |  |  |  | GE | Monitor, Vital Signs |  | MONITORVITALSIGNS-GE-Carescape B450 |  | 11/1/14 |  | MVS-A | Covered PM Repair - Biomedical | MHHS-Woodlands | [8 empty] | MONITORVITALSIGNS | Monitor, Vital Signs | GE
NO | YES |  |  |  | 029-12175 | 029-12175 | GE Healthcare | CARESCAPE B450 |  | SNE16380092HA | Woodlands-ER | MHHS-Woodlands |  | Monitor, Vital Signs |  | 029-12175 | 029-12175 | Woodlands | MHHS-Woodlands | Woodlands-ER | ER | 9/1/19 |  | 9/1/20 |  | MONITORS, PHYSIOLOGIC, VITAL SIGNS | Monitor, Vital Signs | MONITORVITALSIGNS-GE-Carescape B450 | MONITORVITALSIGNS | Carescape B450 |  |  |  | GE | Monitor, Vital Signs |  | MONITORVITALSIGNS-GE-Carescape B450 |  | 11/1/14 |  | MVS-A | Covered PM Repair - Biomedical | MHHS-Woodlands | [8 empty] | MONITORVITALSIGNS | Monitor, Vital Signs | GE
NO | YES |  |  |  | 029-12176 | 029-12176 | GE Healthcare | CARESCAPE B450 |  | SNE16380093HA | Woodlands-ER | MHHS-Woodlands |  | Monitor, Vital Signs |  | 029-12176 | 029-12176 | Woodlands | MHHS-Woodlands | Woodlands-ER | Nurses Station | 9/1/19 |  | 9/1/20 |  | MONITORS, PHYSIOLOGIC, VITAL SIGNS | Monitor, Vital Signs | MONITORVITALSIGNS-GE-Carescape B450 | MONITORVITALSIGNS | Carescape B450 |  |  |  | GE | Monitor, Vital Signs |  | MONITORVITALSIGNS-GE-Carescape B450 |  | 11/1/14 |  | MVS-A | Covered PM Repair - Biomedical | MHHS-Woodlands | [8 empty] | MONITORVITALSIGNS | Monitor, Vital Signs | GE
NO | YES |  |  |  | 029-12206 | 029-12206 | GE Healthcare | CARESCAPE B450 |  | SNE15490231HA | Woodlands-ER | MHHS-Woodlands |  | Monitor, Vital Signs |  | 029-12206 | 029-12206 | Woodlands | MHHS-Woodlands | Woodlands-ER | Room 9 | 9/1/19 |  | 9/1/20 |  | MONITORS, PHYSIOLOGIC, VITAL SIGNS | Monitor, Vital Signs | MONITORVITALSIGNS-GE-Carescape B450 | MONITORVITALSIGNS | Carescape B450 |  |  |  | GE | Monitor, Vital Signs |  | MONITORVITALSIGNS-GE-Carescape B450 |  | 11/1/14 |  | MVS-A | Covered PM Repair - Biomedical | MHHS-Woodlands | [8 empty] | MONITORVITALSIGNS | Monitor, Vital Signs | GE
NO | YES |  |  |  | 029-12209 | 029-12209 | GE Healthcare | CARESCAPE B450 |  | SNE15490192HA | Woodlands-ER | MHHS-Woodlands |  | Monitor, Vital Signs |  | 029-12209 | 029-12209 | Woodlands | MHHS-Woodlands | Woodlands-ER | Room 10 | 9/1/19 |  | 9/1/20 |  | MONITORS, PHYSIOLOGIC, VITAL SIGNS | Monitor, Vital Signs | MONITORVITALSIGNS-GE-Carescape B450 | MONITORVITALSIGNS | Carescape B450 |  |  |  | GE | Monitor, Vital Signs |  | MONITORVITALSIGNS-GE-Carescape B450 |  | 11/1/14 |  | MVS-A | Covered PM Repair - Biomedical | MHHS-Woodlands | [8 empty] | MONITORVITALSIGNS | Monitor, Vital Signs | GE
NO | YES |  |  |  | 029-12215 | 029-12215 | GE Healthcare | CARESCAPE B450 |  | SNE15490227HA | Woodlands-ER | MHHS-Woodlands |  | Monitor, Vital Signs |  | 029-12215 | 029-12215 | Woodlands | MHHS-Woodlands | Woodlands-ER | ER7 | 9/1/19 |  | 9/1/20 |  | MONITORS, PHYSIOLOGIC, VITAL SIGNS | Monitor, Vital Signs | MONITORVITALSIGNS-GE-Carescape B450 | MONITORVITALSIGNS | Carescape B450 |  |  |  | GE | Monitor, Vital Signs |  | MONITORVITALSIGNS-GE-Carescape B450 |  | 11/1/14 |  | MVS-A | Covered PM Repair - Biomedical | MHHS-Woodlands | [8 empty] | MONITORVITALSIGNS | Monitor, Vital Signs | GE
NO | YES |  |  |  | 029-12302 | 029-12302 | GE Healthcare | CARESCAPE B450 |  | SNE15490230HA | Woodlands-ER | MHHS-Woodlands |  | Monitor, Vital Signs |  | 029-12302 | 029-12302 | Woodlands | MHHS-Woodlands | Woodlands-ER | Room 26 | 9/1/19 |  |  |  | MONITORS, PHYSIOLOGIC, VITAL SIGNS | Monitor, Vital Signs | MONITORVITALSIGNS-GE-Carescape B450 | MONITORVITALSIGNS | Carescape B450 |  |  |  | GE | Monitor, Vital Signs |  | MONITORVITALSIGNS-GE-Carescape B450 |  | 11/1/14 |  | MVS-A | Covered PM Repair - Biomedical | MHHS-Woodlands | [8 empty] | MONITORVITALSIGNS | Monitor, Vital Signs | GE
NO | YES |  |  |  |  | 029-12305 | GE Healthcare | CARESCAPE B450 |  | SNE15490232HA | Woodlands-ER | MHHS-Woodlands |  | Monitor, Vital Signs |  |  | 029-12305 | Woodlands | MHHS-Woodlands | Woodlands-ER | Room 28 | 9/1/19 |  | 9/1/20 |  | MONITORS, PHYSIOLOGIC, VITAL SIGNS | Monitor, Vital Signs | MONITORVITALSIGNS-GE-Carescape B450 | MONITORVITALSIGNS | Carescape B450 |  |  |  | GE | Monitor, Vital Signs |  | MONITORVITALSIGNS-GE-Carescape B450 |  | 7/1/14 |  | MVS-A | Covered PM Repair - Biomedical | MHHS-Woodlands | [8 empty] | MONITORVITALSIGNS | Monitor, Vital Signs | GE
NO | YES |  |  |  | 029-12309 | 029-12309 | GE Healthcare | CARESCAPE B450 |  | SNE15490167HA | Woodlands-ER | MHHS-Woodlands |  | Monitor, Vital Signs |  | 029-12309 | 029-12309 | Woodlands | MHHS-Woodlands | Woodlands-ER | Room 30 | 9/1/19 |  |  |  | MONITORS, PHYSIOLOGIC, VITAL SIGNS | Monitor, Vital Signs | MONITORVITALSIGNS-GE-Carescape B450 | MONITORVITALSIGNS | Carescape B450 |  |  |  | GE | Monitor, Vital Signs |  | MONITORVITALSIGNS-GE-Carescape B450 |  | 7/18/15 |  | MVS-A | Covered PM Repair - Biomedical | MHHS-Woodlands | [8 empty] | MONITORVITALSIGNS | Monitor, Vital Signs | GE
NO | YES |  |  |  | 029-12903 | 029-12903 | GE Healthcare | CARESCAPE B450 |  | SNE19432183SA | Woodlands-ER | MHHS-Woodlands |  | Monitor, Vital Signs |  | 029-12903 | 029-12903 | Woodlands | MHHS-Woodlands | Woodlands-ER | Nurses Station | 12/1/19 |  | 11/1/20 |  | MONITORS, PHYSIOLOGIC, VITAL SIGNS | Monitor, Vital Signs | MONITORVITALSIGNS-GE-Carescape B450 | MONITORVITALSIGNS | Carescape B450 |  |  |  | GE | Monitor, Vital Signs |  | MONITORVITALSIGNS-GE-Carescape B450 |  | 7/18/15 |  | MVS-A | Covered PM Repair - Biomedical | MHHS-Woodlands | [8 empty] | MONITORVITALSIGNS | Monitor, Vital Signs | GE
NO | YES |  |  |  | 029-32056 | 029-32056 | GE Healthcare | CARESCAPE B450 |  | SNE15490233HA | Woodlands-ER | MHHS-Woodlands |  | Monitor, Vital Signs |  | 029-32056 | 029-32056 | Woodlands | MHHS-Woodlands | Woodlands-ER | Room8 | 9/1/19 |  | 9/1/20 |  | MONITORS, PHYSIOLOGIC, VITAL SIGNS | Monitor, Vital Signs | MONITORVITALSIGNS-GE-Carescape B450 | MONITORVITALSIGNS | Carescape B450 |  |  |  | GE | Monitor, Vital Signs |  | MONITORVITALSIGNS-GE-Carescape B450 |  | 7/18/15 |  | MVS-A | Covered PM Repair - Biomedical | MHHS-Woodlands | [8 empty] | MONITORVITALSIGNS | Monitor, Vital Signs | GE
NO | YES |  |  |  | 029-32048 | 029-32048 | GE Healthcare | CARESCAPE B450 |  | SNE16320096HA | Woodlands-ER | MHHS-Woodlands |  | Monitor, Vital Signs |  | 029-32048 | 029-32048 | Woodlands | MHHS-Woodlands | Woodlands-ER | Pedi ER RM 3 | 9/1/19 |  | 9/1/20 |  | MONITORS, PHYSIOLOGIC, VITAL SIGNS | Monitor, Vital Signs | MONITORVITALSIGNS-GE-Carescape B450 | MONITORVITALSIGNS | Carescape B450 |  |  |  | GE | Monitor, Vital Signs |  | MONITORVITALSIGNS-GE-Carescape B450 |  | 7/18/15 |  | MVS-A | Covered PM Repair - Biomedical | MHHS-Woodlands | [8 empty] | MONITORVITALSIGNS | Monitor, Vital Signs | GE
NO | YES |  |  |  | 029-32052 | 029-32052 | GE Healthcare | CARESCAPE B450 |  | SNE15490191HA | Woodlands-ER-Peds | MHHS-Woodlands |  | Monitor, Vital Signs |  | 029-32052 | 029-32052 | Woodlands | MHHS-Woodlands | Woodlands-ER-Peds | Room 2 | 9/1/19 |  | 9/1/20 |  | MONITORS, PHYSIOLOGIC, VITAL SIGNS | Monitor, Vital Signs | MONITORVITALSIGNS-GE-Carescape B450 | MONITORVITALSIGNS | Carescape B450 |  |  |  | GE | Monitor, Vital Signs |  | MONITORVITALSIGNS-GE-Carescape B450 |  | 7/18/14 |  | MVS-A | Covered PM Repair - Biomedical | MHHS-Woodlands | [8 empty] | MONITORVITALSIGNS | Monitor, Vital Signs | GE
NO | YES |  |  |  | 029-12575 | 029-12575 | GE Healthcare | CARESCAPE B450 |  | SNE19142061SA | Woodlands-Neurology | MHHS-Woodlands |  | Monitor, Vital Signs |  | 029-12575 | 029-12575 | Woodlands | MHHS-Woodlands | Woodlands-Neurology | Neuroscience storage cabinet | 6/1/19 |  | 6/1/20 |  | MONITORS, PHYSIOLOGIC, VITAL SIGNS | Monitor, Vital Signs | MONITORVITALSIGNS-GE-Carescape B450 | MONITORVITALSIGNS | Carescape B450 |  |  |  | GE | Monitor, Vital Signs |  | MONITORVITALSIGNS-GE-Carescape B450 |  | 1/1/12 |  | MVS-A | Covered PM Repair - Biomedical | MHHS-Woodlands | [8 empty] | MONITORVITALSIGNS | Monitor, Vital Signs | GE
NO | YES |  |  |  | 029-12577 | 029-12577 | GE Healthcare | CARESCAPE B450 |  | SNE19132256SA | Woodlands-Neurology | MHHS-Woodlands |  | Monitor, Vital Signs |  | 029-12577 | 029-12577 | Woodlands | MHHS-Woodlands | Woodlands-Neurology | Neuroscience storage cabinet | 6/1/19 |  | 6/1/20 |  | MONITORS, PHYSIOLOGIC, VITAL SIGNS | Monitor, Vital Signs | MONITORVITALSIGNS-GE-Carescape B450 | MONITORVITALSIGNS | Carescape B450 |  |  |  | GE | Monitor, Vital Signs |  | MONITORVITALSIGNS-GE-Carescape B450 |  | 1/1/12 |  | MVS-A | Covered PM Repair - Biomedical | MHHS-Woodlands | [8 empty] | MONITORVITALSIGNS | Monitor, Vital Signs | GE
NO | YES |  |  |  | 029-12587 | 029-12587 | GE Healthcare | CARESCAPE B450 |  | SNE19132232SA | Woodlands-Neurology | MHHS-Woodlands |  | Monitor, Vital Signs |  | 029-12587 | 029-12587 | Woodlands | MHHS-Woodlands | Woodlands-Neurology | Neuroscience | 6/1/19 |  | 6/1/20 |  | MONITORS, PHYSIOLOGIC, VITAL SIGNS | Monitor, Vital Signs | MONITORVITALSIGNS-GE-Carescape B450 | MONITORVITALSIGNS | Carescape B450 |  |  |  | GE | Monitor, Vital Signs |  | MONITORVITALSIGNS-GE-Carescape B450 |  | 1/1/12 |  | MVS-A | Covered PM Repair - Biomedical | MHHS-Woodlands | [8 empty] | MONITORVITALSIGNS | Monitor, Vital Signs | GE
NO | YES |  |  |  | 029-12594 | 029-12594 | GE Healthcare | CARESCAPE B450 |  | SNE19132223SA | Woodlands-Neurology | MHHS-Woodlands |  | Monitor, Vital Signs |  | 029-12594 | 029-12594 | Woodlands | MHHS-Woodlands | Woodlands-Neurology | Neuroscience | 6/1/19 |  | 6/1/20 |  | MONITORS, PHYSIOLOGIC, VITAL SIGNS | Monitor, Vital Signs | MONITORVITALSIGNS-GE-Carescape B450 | MONITORVITALSIGNS | Carescape B450 |  |  |  | GE | Monitor, Vital Signs |  | MONITORVITALSIGNS-GE-Carescape B450 |  | 1/1/12 |  | MVS-A | Covered PM Repair - Biomedical | MHHS-Woodlands | [8 empty] | MONITORVITALSIGNS | Monitor, Vital Signs | GE
NO | YES |  |  |  | 029-12598 | 029-12598 | GE Healthcare | CARESCAPE B450 |  | SNE19132222SA | Woodlands-Neurology | MHHS-Woodlands |  | Monitor, Vital Signs |  | 029-12598 | 029-12598 | Woodlands | MHHS-Woodlands | Woodlands-Neurology | Neuroscience E453 | 6/1/19 |  | 6/1/20 |  | MONITORS, PHYSIOLOGIC, VITAL SIGNS | Monitor, Vital Signs | MONITORVITALSIGNS-GE-Carescape B450 | MONITORVITALSIGNS | Carescape B450 |  |  |  | GE | Monitor, Vital Signs |  | MONITORVITALSIGNS-GE-Carescape B450 |  | 1/1/12 |  | MVS-A | Covered PM Repair - Biomedical | MHHS-Woodlands | [8 empty] | MONITORVITALSIGNS | Monitor, Vital Signs | GE
NO | YES |  |  |  | 029-12902 | 029-12902 | GE Healthcare | CARESCAPE B450 |  | SNE19432223SA | Woodlands-Neurology | MHHS-Woodlands |  | Monitor, Vital Signs |  | 029-12902 | 029-12902 | Woodlands | MHHS-Woodlands | Woodlands-Neurology | ER | 11/1/19 |  | 11/1/20 |  | MONITORS, PHYSIOLOGIC, VITAL SIGNS | Monitor, Vital Signs | MONITORVITALSIGNS-GE-Carescape B450 | MONITORVITALSIGNS | Carescape B450 |  |  |  | GE | Monitor, Vital Signs |  | MONITORVITALSIGNS-GE-Carescape B450 |  | 1/1/12 |  | MVS-A | Covered PM Repair - Biomedical | MHHS-Woodlands | [8 empty] | MONITORVITALSIGNS | Monitor, Vital Signs | GE
NO | YES |  |  |  | 029-12966 | 029-12966 | GE Healthcare | CARESCAPE B450 |  | SNE19162097SA | Woodlands-Neurology | MHHS-Woodlands |  | Monitor, Vital Signs |  | 029-12966 | 029-12966 | Woodlands | MHHS-Woodlands | Woodlands-Neurology | Neuroscience storage cabinet | 11/1/20 |  | 11/1/20 |  | MONITORS, PHYSIOLOGIC, VITAL SIGNS | Monitor, Vital Signs | MONITORVITALSIGNS-GE-Carescape B450 | MONITORVITALSIGNS | Carescape B450 |  |  |  | GE | Monitor, Vital Signs |  | MONITORVITALSIGNS-GE-Carescape B450 |  | 1/1/12 |  | MVS-A | Covered PM Repair - Biomedical | MHHS-Woodlands | [8 empty] | MONITORVITALSIGNS | Monitor, Vital Signs | GE
NO | YES |  |  |  | 029-32475 | 029-32475 | GE Healthcare | CARESCAPE B450 |  | SNE19142068SA | Woodlands-Neurology | MHHS-Woodlands |  | Monitor, Vital Signs |  | 029-32475 | 029-32475 | Woodlands | MHHS-Woodlands | Woodlands-Neurology | E454 | 6/1/19 |  | 6/1/20 |  | MONITORS, PHYSIOLOGIC, VITAL SIGNS | Monitor, Vital Signs | MONITORVITALSIGNS-GE-Carescape B450 | MONITORVITALSIGNS | Carescape B450 |  |  |  | GE | Monitor, Vital Signs |  | MONITORVITALSIGNS-GE-Carescape B450 |  |  |  | MVS-A | Covered PM Repair - Biomedical | MHHS-Woodlands | [8 empty] | MONITORVITALSIGNS | Monitor, Vital Signs | GE
NO | YES |  |  |  | 029-09485 | 029-09485 | GE Healthcare | CARESCAPE B450 |  | SJA14519031HA | Woodlands-NICU | MHHS-Woodlands |  | Monitor, Vital Signs |  | 029-09485 | 029-09485 | Woodlands | MHHS-Woodlands | Woodlands-NICU | NICU | 4/1/19 |  | 4/1/20 |  | MONITORS, PHYSIOLOGIC, VITAL SIGNS | Monitor, Vital Signs | MONITORVITALSIGNS-GE-Carescape B450 | MONITORVITALSIGNS | Carescape B450 |  |  |  | GE | Monitor, Vital Signs |  | MONITORVITALSIGNS-GE-Carescape B450 |  | 1/1/12 |  | MVS-A | Covered PM Repair - Biomedical | MHHS-Woodlands | [8 empty] | MONITORVITALSIGNS | Monitor, Vital Signs | GE
NO | YES |  |  |  | 029-09486 | 029-09486 | GE Healthcare | CARESCAPE B450 |  | SJA14519038HA | Woodlands-NICU | MHHS-Woodlands |  | Monitor, Vital Signs |  | 029-09486 | 029-09486 | Woodlands | MHHS-Woodlands | Woodlands-NICU | Back Corner | 4/1/19 |  | 4/1/20 |  | MONITORS, PHYSIOLOGIC, VITAL SIGNS | Monitor, Vital Signs | MONITORVITALSIGNS-GE-Carescape B450 | MONITORVITALSIGNS | Carescape B450 |  |  |  | GE | Monitor, Vital Signs |  | MONITORVITALSIGNS-GE-Carescape B450 |  | 1/28/17 |  | MVS-A | Not Covered Vendor Only - Lab Ana/Anes | MHHS-Woodlands | [8 empty] | MONITORVITALSIGNS | Monitor, Vital Signs | GE
NO | YES |  |  |  | 029-09487 | 029-09487 | GE Healthcare | CARESCAPE B450 |  | SJA14519030HA | Woodlands-NICU | MHHS-Woodlands |  | Monitor, Vital Signs |  | 029-09487 | 029-09487 | Woodlands | MHHS-Woodlands | Woodlands-NICU | NICU | 4/1/19 |  | 4/1/20 |  | MONITORS, PHYSIOLOGIC, VITAL SIGNS | Monitor, Vital Signs | MONITORVITALSIGNS-GE-Carescape B450 | MONITORVITALSIGNS | Carescape B450 |  |  |  | GE | Monitor, Vital Signs |  | MONITORVITALSIGNS-GE-Carescape B450 |  |  |  | MVS-A | Covered PM Repair - Biomedical | MHHS-Woodlands | [8 empty] | MONITORVITALSIGNS | Monitor, Vital Signs | GE
NO | YES |  |  |  | 029-09488 | 029-09488 | GE Healthcare | CARESCAPE B450 |  | SJA14519029HA | Woodlands-NICU | MHHS-Woodlands |  | Monitor, Vital Signs |  | 029-09488 | 029-09488 | Woodlands | MHHS-Woodlands | Woodlands-NICU | NICU | 4/1/19 |  | 4/1/20 |  | MONITORS, PHYSIOLOGIC, VITAL SIGNS | Monitor, Vital Signs | MONITORVITALSIGNS-GE-Carescape B450 | MONITORVITALSIGNS | Carescape B450 |  |  |  | GE | Monitor, Vital Signs |  | MONITORVITALSIGNS-GE-Carescape B450 |  | 10/31/19 |  | MVS-A | Covered PM Repair - Biomedical | MHHS-Woodlands | [8 empty] | MONITORVITALSIGNS | Monitor, Vital Signs | GE
NO | YES |  |  |  | 029-09490 | 029-09490 | GE Healthcare | CARESCAPE B450 |  | SJA14519034HA | Woodlands-NICU | MHHS-Woodlands |  | Monitor, Vital Signs |  | 029-09490 | 029-09490 | Woodlands | MHHS-Woodlands | Woodlands-NICU |  | 5/1/19 |  | 5/1/20 |  | MONITORS, PHYSIOLOGIC, VITAL SIGNS | Monitor, Vital Signs | MONITORVITALSIGNS-GE-Carescape B450 | MONITORVITALSIGNS | Carescape B450 |  |  |  | GE | Monitor, Vital Signs |  | MONITORVITALSIGNS-GE-Carescape B450 |  | 12/1/18 |  | MVS-A | Covered PM Repair - Biomedical | MHHS-Woodlands | [8 empty] | MONITORVITALSIGNS | Monitor, Vital Signs | GE
NO | YES |  |  |  | 029-09795 | 029-09795 | GE Healthcare | CARESCAPE B450 |  | SJA14519025HA | Woodlands-NICU | MHHS-Woodlands |  | Monitor, Vital Signs |  | 029-09795 | 029-09795 | Woodlands | MHHS-Woodlands | Woodlands-NICU | Nicu 18 | 4/1/19 |  | 4/1/20 |  | MONITORS, PHYSIOLOGIC, VITAL SIGNS | Monitor, Vital Signs | MONITORVITALSIGNS-GE-Carescape B450 | MONITORVITALSIGNS | Carescape B450 |  |  |  | GE | Monitor, Vital Signs |  | MONITORVITALSIGNS-GE-Carescape B450 |  | 9/1/22 |  | MVS-A | Not Covered Vendor Only - Biomedical | MHHS-Woodlands | [8 empty] | MONITORVITALSIGNS | Monitor, Vital Signs | GE
NO | YES |  |  |  | 029-09796 | 029-09796 | GE Healthcare | CARESCAPE B450 |  | SJA15101065HA | Woodlands-NICU | MHHS-Woodlands |  | Monitor, Vital Signs |  | 029-09796 | 029-09796 | Woodlands | MHHS-Woodlands | Woodlands-NICU |  | 4/1/19 |  | 4/1/20 |  | MONITORS, PHYSIOLOGIC, VITAL SIGNS | Monitor, Vital Signs | MONITORVITALSIGNS-GE-Carescape B450 | MONITORVITALSIGNS | Carescape B450 |  |  |  | GE | Monitor, Vital Signs |  | MONITORVITALSIGNS-GE-Carescape B450 |  | 3/29/19 |  | MVS-A | Covered PM Repair - Radiology, Low End | MHHS-Woodlands | [8 empty] | MONITORVITALSIGNS | Monitor, Vital Signs | GE
NO | YES |  |  |  | 029-09797 | 029-09797 | GE Healthcare | CARESCAPE B450 |  | SJA15101055HA | Woodlands-NICU | MHHS-Woodlands |  | Monitor, Vital Signs |  | 029-09797 | 029-09797 | Woodlands | MHHS-Woodlands | Woodlands-NICU |  | 5/1/19 |  | 5/1/20 |  | MONITORS, PHYSIOLOGIC, VITAL SIGNS | Monitor, Vital Signs | MONITORVITALSIGNS-GE-Carescape B450 | MONITORVITALSIGNS | Carescape B450 |  |  |  | GE | Monitor, Vital Signs |  | MONITORVITALSIGNS-GE-Carescape B450 |  | 6/20/20 |  | MVS-A | Not Covered Vendor Only - Rad, Low End | MHHS-Woodlands | [8 empty] | MONITORVITALSIGNS | Monitor, Vital Signs | GE
NO | YES |  |  |  | 029-09798 | 029-09798 | GE Healthcare | CARESCAPE B450 |  | SJA15101047HA | Woodlands-NICU | MHHS-Woodlands |  | Monitor, Vital Signs |  | 029-09798 | 029-09798 | Woodlands | MHHS-Woodlands | Woodlands-NICU |  | 4/1/19 |  | 4/1/20 |  | MONITORS, PHYSIOLOGIC, VITAL SIGNS | Monitor, Vital Signs | MONITORVITALSIGNS-GE-Carescape B450 | MONITORVITALSIGNS | Carescape B450 |  |  |  | GE | Monitor, Vital Signs |  | MONITORVITALSIGNS-GE-Carescape B450 |  | 2/27/20 |  | MVS-A | Not Covered Vendor Only - Rad, High End | MHHS-Woodlands | [8 empty] | MONITORVITALSIGNS | Monitor, Vital Signs | GE
NO | YES |  |  |  | 029-09799 | 029-09799 | GE Healthcare | CARESCAPE B450 |  | SJA15101064HA | Woodlands-NICU | MHHS-Woodlands |  | Monitor, Vital Signs |  | 029-09799 | 029-09799 | Woodlands | MHHS-Woodlands | Woodlands-NICU | Nicu 20 | 4/1/19 |  | 4/1/20 |  | MONITORS, PHYSIOLOGIC, VITAL SIGNS | Monitor, Vital Signs | MONITORVITALSIGNS-GE-Carescape B450 | MONITORVITALSIGNS | Carescape B450 |  |  |  | GE | Monitor, Vital Signs |  | MONITORVITALSIGNS-GE-Carescape B450 |  | 4/4/20 |  | MVS-A | Not Covered Vendor Only - Rad, High End | MHHS-Woodlands | [8 empty] | MONITORVITALSIGNS | Monitor, Vital Signs | GE
NO | YES |  |  |  | 029-09800 | 029-09800 | GE Healthcare | CARESCAPE B450 |  | SJA15101043HA | Woodlands-NICU | MHHS-Woodlands |  | Monitor, Vital Signs |  | 029-09800 | 029-09800 | Woodlands | MHHS-Woodlands | Woodlands-NICU |  | 4/1/19 |  | 4/1/20 |  | MONITORS, PHYSIOLOGIC, VITAL SIGNS | Monitor, Vital Signs | MONITORVITALSIGNS-GE-Carescape B450 | MONITORVITALSIGNS | Carescape B450 |  |  |  | GE | Monitor, Vital Signs |  | MONITORVITALSIGNS-GE-Carescape B450 |  | 8/20/20 |  | MVS-A | Not Covered Vendor Only - Rad, High End | MHHS-Woodlands | [8 empty] | MONITORVITALSIGNS | Monitor, Vital Signs | GE
NO | YES |  |  |  | 029-09801 | 029-09801 | GE Healthcare | CARESCAPE B450 |  | SJA15101061HA | Woodlands-NICU (New) | MHHS-Woodlands |  | Monitor, Vital Signs |  | 029-09801 | 029-09801 | Woodlands | MHHS-Woodlands | Woodlands-NICU (New) | Nursery Level 2 | 4/1/19 |  | 4/1/20 |  | MONITORS, PHYSIOLOGIC, VITAL SIGNS | Monitor, Vital Signs | MONITORVITALSIGNS-GE-Carescape B450 | MONITORVITALSIGNS | Carescape B450 |  |  |  | GE | Monitor, Vital Signs |  | MONITORVITALSIGNS-GE-Carescape B450 |  | 8/20/19 |  | MVS-A | Covered PM Repair - Biomedical | MHHS-Woodlands | [8 empty] | MONITORVITALSIGNS | Monitor, Vital Signs | GE
NO | YES |  |  |  | 029-09803 | 029-09803 | GE Healthcare | CARESCAPE B450 |  | SJA15101062HA | Woodlands-NICU (New) | MHHS-Woodlands |  | Monitor, Vital Signs |  | 029-09803 | 029-09803 | Woodlands | MHHS-Woodlands | Woodlands-NICU (New) | Nursery Level 2 | 4/1/19 |  | 4/1/20 |  | MONITORS, PHYSIOLOGIC, VITAL SIGNS | Monitor, Vital Signs | MONITORVITALSIGNS-GE-Carescape B450 | MONITORVITALSIGNS | Carescape B450 |  |  |  | GE | Monitor, Vital Signs |  | MONITORVITALSIGNS-GE-Carescape B450 |  | 8/4/17 |  | MVS-A | Covered PM Repair - Biomedical | MHHS-Woodlands | [8 empty] | MONITORVITALSIGNS | Monitor, Vital Signs | GE
NO | YES |  |  |  | 029-09804 | 029-09804 | GE Healthcare | CARESCAPE B450 |  | SJA15101066HA | Woodlands-NICU | MHHS-Woodlands |  | Monitor, Vital Signs |  | 029-09804 | 029-09804 | Woodlands | MHHS-Woodlands | Woodlands-NICU | Room 21 | 4/1/19 |  | 4/1/20 |  | MONITORS, PHYSIOLOGIC, VITAL SIGNS | Monitor, Vital Signs | MONITORVITALSIGNS-GE-Carescape B450 | MONITORVITALSIGNS | Carescape B450 |  |  |  | GE | Monitor, Vital Signs |  | MONITORVITALSIGNS-GE-Carescape B450 |  | 4/13/19 |  | MVS-A | Covered PM Repair - Biomedical | MHHS-Woodlands | [8 empty] | MONITORVITALSIGNS | Monitor, Vital Signs | GE
NO | YES |  |  |  | 029-09805 | 029-09805 | GE Healthcare | CARESCAPE B450 |  | SJA15101045HA | Woodlands-NICU | MHHS-Woodlands |  | Monitor, Vital Signs |  | 029-09805 | 029-09805 | Woodlands | MHHS-Woodlands | Woodlands-NICU | Room 20 | 8/1/19 |  | 8/1/20 |  | MONITORS, PHYSIOLOGIC, VITAL SIGNS | Monitor, Vital Signs | MONITORVITALSIGNS-GE-Carescape B450 | MONITORVITALSIGNS | Carescape B450 |  |  |  | GE | Monitor, Vital Signs |  | MONITORVITALSIGNS-GE-Carescape B450 |  | 8/4/17 |  | MVS-A | Covered PM Repair - Biomedical | MHHS-Woodlands | [8 empty] | MONITORVITALSIGNS | Monitor, Vital Signs | GE
NO | YES |  |  |  | 029-09806 | 029-09806 | GE Healthcare | CARESCAPE B450 |  | SJA15101060HA | Woodlands-NICU | MHHS-Woodlands |  | Monitor, Vital Signs |  | 029-09806 | 029-09806 | Woodlands | MHHS-Woodlands | Woodlands-NICU |  | 4/1/19 |  | 5/1/20 |  | MONITORS, PHYSIOLOGIC, VITAL SIGNS | Monitor, Vital Signs | MONITORVITALSIGNS-GE-Carescape B450 | MONITORVITALSIGNS | Carescape B450 |  |  |  | GE | Monitor, Vital Signs |  | MONITORVITALSIGNS-GE-Carescape B450 |  | 9/27/18 |  | MVS-A | Covered PM Repair - Radiology, High End | MHHS-Woodlands | [8 empty] | MONITORVITALSIGNS | Monitor, Vital Signs | GE
NO | YES |  |  |  | 029-09871 | 029-09871 | GE Healthcare | CARESCAPE B450 |  | SJA15101044HA | Woodlands-NICU | MHHS-Woodlands |  | Monitor, Vital Signs |  | 029-09871 | 029-09871 | Woodlands | MHHS-Woodlands | Woodlands-NICU |  | 5/1/19 |  | 5/1/20 |  | MONITORS, PHYSIOLOGIC, VITAL SIGNS | Monitor, Vital Signs | MONITORVITALSIGNS-GE-Carescape B450 | MONITORVITALSIGNS | Carescape B450 |  |  |  | GE | Monitor, Vital Signs |  | MONITORVITALSIGNS-GE-Carescape B450 |  |  |  | MVS-A | Covered PM Repair - Radiology, Low End | MHHS-Woodlands | [8 empty] | MONITORVITALSIGNS | Monitor, Vital Signs | GE
NO | YES |  |  |  | 029-09873 | 029-09873 | GE Healthcare | CARESCAPE B450 |  | SJA14519032HA | Woodlands-NICU | MHHS-Woodlands |  | Monitor, Vital Signs |  | 029-09873 | 029-09873 | Woodlands | MHHS-Woodlands | Woodlands-NICU |  | 5/1/19 |  | 5/1/20 |  | MONITORS, PHYSIOLOGIC, VITAL SIGNS | Monitor, Vital Signs | MONITORVITALSIGNS-GE-Carescape B450 | MONITORVITALSIGNS | Carescape B450 |  |  |  | GE | Monitor, Vital Signs |  | MONITORVITALSIGNS-GE-Carescape B450 |  | 1/6/16 |  | MVS-A | Covered PM Repair - Biomedical | MHHS-Woodlands | [8 empty] | MONITORVITALSIGNS | Monitor, Vital Signs | GE
NO | YES |  |  |  | 029-09874 | 029-09874 | GE Healthcare | CARESCAPE B450 |  | SJA14519028HA | Woodlands-NICU | MHHS-Woodlands |  | Monitor, Vital Signs |  | 029-09874 | 029-09874 | Woodlands | MHHS-Woodlands | Woodlands-NICU | NICU | 5/1/19 |  | 5/1/20 |  | MONITORS, PHYSIOLOGIC, VITAL SIGNS | Monitor, Vital Signs | MONITORVITALSIGNS-GE-Carescape B450 | MONITORVITALSIGNS | Carescape B450 |  |  |  | GE | Monitor, Vital Signs |  | MONITORVITALSIGNS-GE-Carescape B450 |  | 8/4/17 |  | MVS-A | Covered PM Repair - Biomedical | MHHS-Woodlands | [8 empty] | MONITORVITALSIGNS | Monitor, Vital Signs | GE
NO | YES |  |  |  | 029-09909 | 029-09909 | GE Healthcare | CARESCAPE B450 |  | SJA14519024HA | Woodlands-NICU | MHHS-Woodlands |  | Monitor, Vital Signs |  | 029-09909 | 029-09909 | Woodlands | MHHS-Woodlands | Woodlands-NICU | Nicu Nursey level 2 | 4/1/19 |  | 4/1/20 |  | MONITORS, PHYSIOLOGIC, VITAL SIGNS | Monitor, Vital Signs | MONITORVITALSIGNS-GE-Carescape B450 | MONITORVITALSIGNS | Carescape B450 |  |  |  | GE | Monitor, Vital Signs |  | MONITORVITALSIGNS-GE-Carescape B450 |  | 1/6/16 |  | MVS-A | Covered PM Repair - Biomedical | MHHS-Woodlands | [8 empty] | MONITORVITALSIGNS | Monitor, Vital Signs | GE
NO | YES |  |  |  | 029-09910 | 029-09910 | GE Healthcare | CARESCAPE B450 |  | SJA14519026HA | Woodlands-NICU (New) | MHHS-Woodlands |  | Monitor, Vital Signs |  | 029-09910 | 029-09910 | Woodlands | MHHS-Woodlands | Woodlands-NICU (New) | Nursery level 2 | 4/1/19 |  | 4/1/20 |  | MONITORS, PHYSIOLOGIC, VITAL SIGNS | Monitor, Vital Signs | MONITORVITALSIGNS-GE-Carescape B450 | MONITORVITALSIGNS | Carescape B450 |  |  |  | GE | Monitor, Vital Signs |  | MONITORVITALSIGNS-GE-Carescape B450 |  | 8/5/17 |  | MVS-A | Covered PM Repair - Biomedical | MHHS-Woodlands | [8 empty] | MONITORVITALSIGNS | Monitor, Vital Signs | GE
NO | YES |  |  |  | 029-09911 | 029-09911 | GE Healthcare | CARESCAPE B450 |  | SJA145101045HA | Woodlands-NICU | MHHS-Woodlands |  | Monitor, Vital Signs |  | 029-09911 | 029-09911 | Woodlands | MHHS-Woodlands | Woodlands-NICU |  | 5/1/19 |  | 5/1/20 |  | MONITORS, PHYSIOLOGIC, VITAL SIGNS | Monitor, Vital Signs | MONITORVITALSIGNS-GE-Carescape B450 | MONITORVITALSIGNS | Carescape B450 |  |  |  | GE | Monitor, Vital Signs |  | MONITORVITALSIGNS-GE-Carescape B450 |  | 4/13/19 |  | MVS-A | Covered PM Repair - Biomedical | MHHS-Woodlands | [8 empty] | MONITORVITALSIGNS | Monitor, Vital Signs | GE
NO | YES |  |  |  | 029-09913 | 029-09913 | GE Healthcare | CARESCAPE B450 |  | SJA14519036HA | Woodlands-NICU | MHHS-Woodlands |  | Monitor, Vital Signs |  | 029-09913 | 029-09913 | Woodlands | MHHS-Woodlands | Woodlands-NICU |  | 4/1/19 |  | 4/1/20 |  | MONITORS, PHYSIOLOGIC, VITAL SIGNS | Monitor, Vital Signs | MONITORVITALSIGNS-GE-Carescape B450 | MONITORVITALSIGNS | Carescape B450 |  |  |  | GE | Monitor, Vital Signs |  | MONITORVITALSIGNS-GE-Carescape B450 |  |  |  | MVS-A | Covered PM Repair - Biomedical | MHHS-Woodlands | [8 empty] | MONITORVITALSIGNS | Monitor, Vital Signs | GE
NO | YES |  |  |  | 029-09915 | 029-09915 | GE Healthcare | CARESCAPE B450 |  | SJA14519022HA | Woodlands-NICU (New) | MHHS-Woodlands |  | Monitor, Vital Signs |  | 029-09915 | 029-09915 | Woodlands | MHHS-Woodlands | Woodlands-NICU (New) | Nursery Level 2 | 4/1/19 |  | 4/1/20 |  | MONITORS, PHYSIOLOGIC, VITAL SIGNS | Monitor, Vital Signs | MONITORVITALSIGNS-GE-Carescape B450 | MONITORVITALSIGNS | Carescape B450 |  |  |  | GE | Monitor, Vital Signs |  | MONITORVITALSIGNS-GE-Carescape B450 |  | 4/13/19 |  | MVS-A | Covered PM Repair - Biomedical | MHHS-Woodlands | [8 empty] | MONITORVITALSIGNS | Monitor, Vital Signs | GE
NO | YES |  |  |  | 029-09917 | 029-09917 | GE Healthcare | CARESCAPE B450 |  | SJA14519021HA | Woodlands-Birth Center | MHHS-Woodlands |  | Monitor, Vital Signs |  | 029-09917 | 029-09917 | Woodlands | MHHS-Woodlands | Woodlands-Birth Center | NICU | 4/1/19 |  | 4/1/20 |  | MONITORS, PHYSIOLOGIC, VITAL SIGNS | Monitor, Vital Signs | MONITORVITALSIGNS-GE-Carescape B450 | MONITORVITALSIGNS | Carescape B450 |  |  |  | GE | Monitor, Vital Signs |  | MONITORVITALSIGNS-GE-Carescape B450 |  |  |  | MVS-A | Covered PM Repair - Biomedical | MHHS-Woodlands | [8 empty] | MONITORVITALSIGNS | Monitor, Vital Signs | GE
NO | YES |  |  |  | 029-10275 | 029-10275 | GE Healthcare | CARESCAPE B450 |  | SNE15520095HA | Woodlands-NICU (New) | MHHS-Woodlands |  | Monitor, Vital Signs |  | 029-10275 | 029-10275 | Woodlands | MHHS-Woodlands | Woodlands-NICU (New) | Nursery Level 2 | 4/1/19 |  | 4/1/20 |  | MONITORS, PHYSIOLOGIC, VITAL SIGNS | Monitor, Vital Signs | MONITORVITALSIGNS-GE-Carescape B450 | MONITORVITALSIGNS | Carescape B450 |  |  |  | GE | Monitor, Vital Signs |  | MONITORVITALSIGNS-GE-Carescape B450 |  | 1/1/10 |  | MVS-A | Covered PM Repair - Biomedical | MHHS-Woodlands | [8 empty] | MONITORVITALSIGNS | Monitor, Vital Signs | GE
NO | YES |  |  |  | 029-10276 | 029-10276 | GE Healthcare | CARESCAPE B450 |  | SNE15520076HA | Woodlands-NICU | MHHS-Woodlands |  | Monitor, Vital Signs |  | 029-10276 | 029-10276 | Woodlands | MHHS-Woodlands | Woodlands-NICU |  | 10/1/19 |  | 4/1/20 |  | MONITORS, PHYSIOLOGIC, VITAL SIGNS | Monitor, Vital Signs | MONITORVITALSIGNS-GE-Carescape B450 | MONITORVITALSIGNS | Carescape B450 |  |  |  | GE | Monitor, Vital Signs |  | MONITORVITALSIGNS-GE-Carescape B450 |  |  |  | MVS-A | Covered PM Repair - Biomedical | MHHS-Woodlands | [8 empty] | MONITORVITALSIGNS | Monitor, Vital Signs | GE
NO | YES |  |  |  | 029-10861 | 029-10861 | GE Healthcare | CARESCAPE B450 |  | SNE16080165HA | Woodlands-NICU | MHHS-Woodlands |  | Monitor, Vital Signs |  | 029-10861 | 029-10861 | Woodlands | MHHS-Woodlands | Woodlands-NICU | NICU 29 | 4/1/19 |  | 4/1/20 |  | MONITORS, PHYSIOLOGIC, VITAL SIGNS | Monitor, Vital Signs | MONITORVITALSIGNS-GE-Carescape B450 | MONITORVITALSIGNS | Carescape B450 |  |  |  | GE | Monitor, Vital Signs |  | MONITORVITALSIGNS-GE-Carescape B450 |  |  |  | MVS-A | Covered PM Repair - Biomedical | MHHS-Woodlands | [8 empty] | MONITORVITALSIGNS | Monitor, Vital Signs | GE
NO | YES |  |  |  | 029-11015 | 029-11015 | GE Healthcare | CARESCAPE B450 |  | SNE16080149HA | Woodlands-NICU | MHHS-Woodlands |  | Monitor, Vital Signs |  | 029-11015 | 029-11015 | Woodlands | MHHS-Woodlands | Woodlands-NICU |  | 4/1/19 |  | 4/1/20 |  | MONITORS, PHYSIOLOGIC, VITAL SIGNS | Monitor, Vital Signs | MONITORVITALSIGNS-GE-Carescape B450 | MONITORVITALSIGNS | Carescape B450 |  |  |  | GE | Monitor, Vital Signs |  | MONITORVITALSIGNS-GE-Carescape B450 |  | 2/15/17 |  | MVS-A | Covered PM Repair - Biomedical | MHHS-Woodlands | [8 empty] | MONITORVITALSIGNS | Monitor, Vital Signs | GE
NO | YES |  |  |  | 029-32393 | 029-32393 | GE Healthcare | CARESCAPE B450 |  | SNE16080145HA | Woodlands-NICU | MHHS-Woodlands |  | Monitor, Vital Signs |  | 029-32393 | 029-32393 | Woodlands | MHHS-Woodlands | Woodlands-NICU |  | 4/1/19 |  | 4/1/20 |  | MONITORS, PHYSIOLOGIC, VITAL SIGNS | Monitor, Vital Signs | MONITORVITALSIGNS-GE-Carescape B450 | MONITORVITALSIGNS | Carescape B450 |  |  |  | GE | Monitor, Vital Signs |  | MONITORVITALSIGNS-GE-Carescape B450 |  | 11/1/14 |  | MVS-A | Covered PM Repair - Biomedical | MHHS-Woodlands | [8 empty] | MONITORVITALSIGNS | Monitor, Vital Signs | GE
NO | YES |  |  |  | 029-12647 | 029-12647 | GE Healthcare | CARESCAPE B450 |  | SNE19262044SA | Woodlands-Peds | MHHS-Woodlands |  | Monitor, Vital Signs |  | 029-12647 | 029-12647 | Woodlands | MHHS-Woodlands | Woodlands-Peds | Pediatrics toy room | 8/1/19 |  | 8/1/20 |  | MONITORS, PHYSIOLOGIC, VITAL SIGNS | Monitor, Vital Signs | MONITORVITALSIGNS-GE-Carescape B450 | MONITORVITALSIGNS | Carescape B450 |  |  |  | GE | Monitor, Vital Signs |  | MONITORVITALSIGNS-GE-Carescape B450 |  | 11/1/14 |  | MVS-A | Covered PM Repair - Biomedical | MHHS-Woodlands | [8 empty] | MONITORVITALSIGNS | Monitor, Vital Signs | GE
NO | YES |  |  |  | 029-12648 | 029-12648 | GE Healthcare | CARESCAPE B450 |  | SNE19262047SA | Woodlands-NICU (New) | MHHS-Woodlands |  | Monitor, Vital Signs |  | 029-12648 | 029-12648 | Woodlands | MHHS-Woodlands | Woodlands-NICU (New) | NICU | 8/1/19 |  | 8/1/20 |  | MONITORS, PHYSIOLOGIC, VITAL SIGNS | Monitor, Vital Signs | MONITORVITALSIGNS-GE-Carescape B450 | MONITORVITALSIGNS | Carescape B450 |  |  |  | GE | Monitor, Vital Signs |  | MONITORVITALSIGNS-GE-Carescape B450 |  | 7/1/15 |  | MVS-A | Covered PM Repair - Biomedical | MHHS-Woodlands | [8 empty] | MONITORVITALSIGNS | Monitor, Vital Signs | GE
NO | YES |  |  |  | 029-12666 | 029-12666 | GE Healthcare | CARESCAPE B450 |  | SNE19242215SA | Woodlands-NICU | MHHS-Woodlands |  | Monitor, Vital Signs |  | 029-12666 | 029-12666 | Woodlands | MHHS-Woodlands | Woodlands-NICU | NICU 26 |  |  |  |  | MONITORS, PHYSIOLOGIC, VITAL SIGNS | Monitor, Vital Signs | MONITORVITALSIGNS-GE-Carescape B450 | MONITORVITALSIGNS | Carescape B450 |  |  |  | GE | Monitor, Vital Signs |  | MONITORVITALSIGNS-GE-Carescape B450 |  | 11/5/19 |  | MVS-A | Covered PM Repair - Biomedical | MHHS-Woodlands | [8 empty] | MONITORVITALSIGNS | Monitor, Vital Signs | GE
NO | YES |  |  |  | 029-12669 | 029-12669 | GE Healthcare | CARESCAPE B450 |  | SNE19252086SA | Woodlands-NICU | MHHS-Woodlands |  | Monitor, Vital Signs |  | 029-12669 | 029-12669 | Woodlands | MHHS-Woodlands | Woodlands-NICU | NICU 27 | 8/1/19 |  | 8/1/20 |  | MONITORS, PHYSIOLOGIC, VITAL SIGNS | Monitor, Vital Signs | MONITORVITALSIGNS-GE-Carescape B450 | MONITORVITALSIGNS | Carescape B450 |  |  |  | GE | Monitor, Vital Signs |  | MONITORVITALSIGNS-GE-Carescape B450 |  | 2/25/14 |  | MVS-A | Covered PM Repair - Biomedical | MHHS-Woodlands | [8 empty] | MONITORVITALSIGNS | Monitor, Vital Signs | GE
NO | YES |  |  |  | 029-12695 | 029-12695 | GE Healthcare | CARESCAPE B450 |  | SNE19242211SA | Woodlands-NICU (New) | MHHS-Woodlands |  | Monitor, Vital Signs |  | 029-12695 | 029-12695 | Woodlands | MHHS-Woodlands | Woodlands-NICU (New) | NICU | 8/1/19 |  | 8/1/17 |  | MONITORS, PHYSIOLOGIC, VITAL SIGNS | Monitor, Vital Signs | MONITORVITALSIGNS-GE-Carescape B450 | MONITORVITALSIGNS | Carescape B450 |  |  |  | GE | Monitor, Vital Signs |  | MONITORVITALSIGNS-GE-Carescape B450 |  | 8/12/13 |  | MVS-A | Covered PM Repair - Biomedical | MHHS-Woodlands | [8 empty] | MONITORVITALSIGNS | Monitor, Vital Signs | GE
NO | YES |  |  |  | 029-12698 | 029-12698 | GE Healthcare | CARESCAPE B450 |  | SNE19252060SA | Woodlands-NICU (New) | MHHS-Woodlands |  | Monitor, Vital Signs |  | 029-12698 | 029-12698 | Woodlands | MHHS-Woodlands | Woodlands-NICU (New) | NICU | 8/1/19 |  | 8/1/20 |  | MONITORS, PHYSIOLOGIC, VITAL SIGNS | Monitor, Vital Signs | MONITORVITALSIGNS-GE-Carescape B450 | MONITORVITALSIGNS | Carescape B450 |  |  |  | GE | Monitor, Vital Signs |  | MONITORVITALSIGNS-GE-Carescape B450 |  | 1/1/10 |  | MVS-A | Covered PM Repair - Radiology, Low End | MHHS-Woodlands | [8 empty] | MONITORVITALSIGNS | Monitor, Vital Signs | GE
NO | YES |  |  |  | 029-12704 | 029-12704 | GE Healthcare | CARESCAPE B450 |  | SNE19242212SA | Woodlands-NICU (New) | MHHS-Woodlands |  | Monitor, Vital Signs |  | 029-12704 | 029-12704 | Woodlands | MHHS-Woodlands | Woodlands-NICU (New) | NICU | 8/1/19 |  | 8/1/20 |  | MONITORS, PHYSIOLOGIC, VITAL SIGNS | Monitor, Vital Signs | MONITORVITALSIGNS-GE-Carescape B450 | MONITORVITALSIGNS | Carescape B450 |  |  |  | GE | Monitor, Vital Signs |  | MONITORVITALSIGNS-GE-Carescape B450 |  | 11/27/18 |  | MVS-A | Covered PM Repair - Radiology, Low End | MHHS-Woodlands | [8 empty] | MONITORVITALSIGNS | Monitor, Vital Signs | GE
NO | YES |  |  |  | 029-12710 | 029-12710 | GE Healthcare | CARESCAPE B450 |  | SNE19252063SA | Woodlands-NICU (New) | MHHS-Woodlands |  | Monitor, Vital Signs |  | 029-12710 | 029-12710 | Woodlands | MHHS-Woodlands | Woodlands-NICU (New) | NICU | 8/1/19 |  | 8/1/20 |  | MONITORS, PHYSIOLOGIC, VITAL SIGNS | Monitor, Vital Signs | MONITORVITALSIGNS-GE-Carescape B450 | MONITORVITALSIGNS | Carescape B450 |  |  |  | GE | Monitor, Vital Signs |  | MONITORVITALSIGNS-GE-Carescape B450 |  | 9/1/17 |  | MVS-A | Covered PM Repair - Radiology, High End | MHHS-Woodlands | [8 empty] | MONITORVITALSIGNS | Monitor, Vital Signs | GE
NO | YES |  |  |  | 029-12713 | 029-12713 | GE Healthcare | CARESCAPE B450 |  | SNE19252078SA | Woodlands-NICU (New) | MHHS-Woodlands |  | Monitor, Vital Signs |  | 029-12713 | 029-12713 | Woodlands | MHHS-Woodlands | Woodlands-NICU (New) | NICU | 8/1/19 |  | 8/1/20 |  | MONITORS, PHYSIOLOGIC, VITAL SIGNS | Monitor, Vital Signs | MONITORVITALSIGNS-GE-Carescape B450 | MONITORVITALSIGNS | Carescape B450 |  |  |  | GE | Monitor, Vital Signs |  | MONITORVITALSIGNS-GE-Carescape B450 |  |  |  | MVS-A | Covered PM Repair - Radiology, Low End | MHHS-Woodlands | [8 empty] | MONITORVITALSIGNS | Monitor, Vital Signs | GE
NO | YES |  |  |  | 029-12718 | 029-12718 | GE Healthcare | CARESCAPE B450 |  | SNE19262014SA | Woodlands-NICU (New) | MHHS-Woodlands |  | Monitor, Vital Signs |  | 029-12718 | 029-12718 | Woodlands | MHHS-Woodlands | Woodlands-NICU (New) | NICU | 8/1/19 |  | 8/1/20 |  | MONITORS, PHYSIOLOGIC, VITAL SIGNS | Monitor, Vital Signs | MONITORVITALSIGNS-GE-Carescape B450 | MONITORVITALSIGNS | Carescape B450 |  |  |  | GE | Monitor, Vital Signs |  | MONITORVITALSIGNS-GE-Carescape B450 |  |  |  | MVS-A | Covered PM Repair - Biomedical | MHHS-Woodlands | [8 empty] | MONITORVITALSIGNS | Monitor, Vital Signs | GE
NO | YES |  |  |  | 029-11051 | 029-11051 | GE Healthcare | CARESCAPE B450 |  | SNE16360199HA | Woodlands-PACU | MHHS-Woodlands |  | Monitor, Vital Signs |  | 029-11051 | 029-11051 | Woodlands | MHHS-Woodlands | Woodlands-PACU | PACU | 9/1/19 |  | 9/1/20 |  | MONITORS, PHYSIOLOGIC, VITAL SIGNS | Monitor, Vital Signs | MONITORVITALSIGNS-GE-Carescape B450 | MONITORVITALSIGNS | Carescape B450 |  |  |  | GE | Monitor, Vital Signs |  | MONITORVITALSIGNS-GE-Carescape B450 |  | 1/1/10 |  | MVS-A | Covered PM Repair - Biomedical | MHHS-Woodlands | [8 empty] | MONITORVITALSIGNS | Monitor, Vital Signs | GE
NO | YES |  |  |  | 029-12892 | 029-12892 | GE Healthcare | CARESCAPE B450 |  | SNE19292123SA | Woodlands-OR | MHHS-Woodlands |  | Monitor, Vital Signs |  | 029-12892 | 029-12892 | Woodlands | MHHS-Woodlands | Woodlands-OR | OR | 10/1/19 |  | 10/1/20 |  | MONITORS, PHYSIOLOGIC, VITAL SIGNS | Monitor, Vital Signs | MONITORVITALSIGNS-GE-Carescape B450 | MONITORVITALSIGNS | Carescape B450 |  |  |  | GE | Monitor, Vital Signs |  | MONITORVITALSIGNS-GE-Carescape B450 |  |  |  | MVS-A | Covered PM Repair - Biomedical | MHHS-Woodlands | [8 empty] | MONITORVITALSIGNS | Monitor, Vital Signs | GE
NO | YES |  |  |  | 029-32074 | 029-32074 | GE Healthcare | CARESCAPE B450 |  | SNE19112030SA | Woodlands-PCU4 | MHHS-Woodlands |  | Monitor, Vital Signs |  | 029-32074 | 029-32074 | Woodlands | MHHS-Woodlands | Woodlands-PCU4 | Coordinator office | 3/1/19 |  | 3/1/20 |  | MONITORS, PHYSIOLOGIC, VITAL SIGNS | Monitor, Vital Signs | MONITORVITALSIGNS-GE-Carescape B450 | MONITORVITALSIGNS | Carescape B450 |  |  |  | GE | Monitor, Vital Signs |  | MONITORVITALSIGNS-GE-Carescape B450 |  | 2/21/13 |  | MVS-A | Covered PM Repair - Biomedical | MHHS-Woodlands | [8 empty] | MONITORVITALSIGNS | Monitor, Vital Signs | GE
NO | YES |  |  |  | 029-11031 | 029-11031 | GE Healthcare | CARESCAPE B450 |  | SNE16400163HA | Woodlands-PCU6 | MHHS-Woodlands |  | Monitor, Vital Signs |  | 029-11031 | 029-11031 | Woodlands | MHHS-Woodlands | Woodlands-PCU6 | Room 226 | 12/1/19 |  | 12/1/20 |  | MONITORS, PHYSIOLOGIC, VITAL SIGNS | Monitor, Vital Signs | MONITORVITALSIGNS-GE-Carescape B450 | MONITORVITALSIGNS | Carescape B450 |  |  |  | GE | Monitor, Vital Signs |  | MONITORVITALSIGNS-GE-Carescape B450 |  | 11/11/17 |  | MVS-A | Covered PM Repair - Biomedical | MHHS-Woodlands | [8 empty] | MONITORVITALSIGNS | Monitor, Vital Signs | GE
NO | YES |  |  |  | 029-11033 | 029-11033 | GE Healthcare | CARESCAPE B450 |  | SNE16400294HA | Woodlands-PCU6 | MHHS-Woodlands |  | Monitor, Vital Signs |  | 029-11033 | 029-11033 | Woodlands | MHHS-Woodlands | Woodlands-PCU6 | Room 234 | 10/1/19 |  | 10/1/20 |  | MONITORS, PHYSIOLOGIC, VITAL SIGNS | Monitor, Vital Signs | MONITORVITALSIGNS-GE-Carescape B450 | MONITORVITALSIGNS | Carescape B450 |  |  |  | GE | Monitor, Vital Signs |  | MONITORVITALSIGNS-GE-Carescape B450 |  | 2/9/17 |  | MVS-A | Covered PM Repair - Biomedical | MHHS-Woodlands | [8 empty] | MONITORVITALSIGNS | Monitor, Vital Signs | GE
NO | YES |  |  |  | 029-11035 | 029-11035 | GE Healthcare | CARESCAPE B450 |  | SNE16400169HA | Woodlands-PCU6 | MHHS-Woodlands |  | Monitor, Vital Signs |  | 029-11035 | 029-11035 | Woodlands | MHHS-Woodlands | Woodlands-PCU6 | Room 234 | 10/1/19 |  | 10/1/20 |  | MONITORS, PHYSIOLOGIC, VITAL SIGNS | Monitor, Vital Signs | MONITORVITALSIGNS-GE-Carescape B450 | MONITORVITALSIGNS | Carescape B450 |  |  |  | GE | Monitor, Vital Signs |  | MONITORVITALSIGNS-GE-Carescape B450 |  |  |  | MVS-A | Covered PM Repair - Radiology, Low End | MHHS-Woodlands | [8 empty] | MONITORVITALSIGNS | Monitor, Vital Signs | GE
NO | YES |  |  |  | 029-11042 | 029-11042 | GE Healthcare | CARESCAPE B450 |  | SNE16400354HA | Woodlands-PCU6 | MHHS-Woodlands |  | Monitor, Vital Signs |  | 029-11042 | 029-11042 | Woodlands | MHHS-Woodlands | Woodlands-PCU6 | Room 231 | 11/1/19 |  | 11/1/20 |  | MONITORS, PHYSIOLOGIC, VITAL SIGNS | Monitor, Vital Signs | MONITORVITALSIGNS-GE-Carescape B450 | MONITORVITALSIGNS | Carescape B450 |  |  |  | GE | Monitor, Vital Signs |  | MONITORVITALSIGNS-GE-Carescape B450 |  |  |  | MVS-A | Covered PM Repair - Biomedical | MHHS-Woodlands | [8 empty] | MONITORVITALSIGNS | Monitor, Vital Signs | GE
NO | YES |  |  |  | 029-11078 | 029-11078 | GE Healthcare | CARESCAPE B450 |  | SNE16400353HA | Woodlands-PCU6 | MHHS-Woodlands |  | Monitor, Vital Signs |  | 029-11078 | 029-11078 | Woodlands | MHHS-Woodlands | Woodlands-PCU6 | Room 216 | 10/1/19 |  | 10/1/20 |  | MONITORS, PHYSIOLOGIC, VITAL SIGNS | Monitor, Vital Signs | MONITORVITALSIGNS-GE-Carescape B450 | MONITORVITALSIGNS | Carescape B450 |  |  |  | GE | Monitor, Vital Signs |  | MONITORVITALSIGNS-GE-Carescape B450 |  |  |  | MVS-A | Covered PM Repair - Biomedical | MHHS-Woodlands | [8 empty] | MONITORVITALSIGNS | Monitor, Vital Signs | GE
NO | YES |  |  |  | 029-11135 | 029-11135 | GE Healthcare | CARESCAPE B450 |  | SNE16400168HA | Woodlands-PCU6 | MHHS-Woodlands |  | Monitor, Vital Signs |  | 029-11135 | 029-11135 | Woodlands | MHHS-Woodlands | Woodlands-PCU6 | PCU6 | 10/1/19 |  | 10/1/20 |  | MONITORS, PHYSIOLOGIC, VITAL SIGNS | Monitor, Vital Signs | MONITORVITALSIGNS-GE-Carescape B450 | MONITORVITALSIGNS | Carescape B450 |  |  |  | GE | Monitor, Vital Signs |  | MONITORVITALSIGNS-GE-Carescape B450 |  |  |  | MVS-A | Covered PM Repair - Biomedical | MHHS-Woodlands | [8 empty] | MONITORVITALSIGNS | Monitor, Vital Signs | GE
NO | YES |  |  |  | 029-11139 | 029-11139 | GE Healthcare | CARESCAPE B450 |  | SNE16400291HA | Woodlands-PCU6 | MHHS-Woodlands |  | Monitor, Vital Signs |  | 029-11139 | 029-11139 | Woodlands | MHHS-Woodlands | Woodlands-PCU6 | Room 225 | 12/1/19 |  | 12/1/20 |  | MONITORS, PHYSIOLOGIC, VITAL SIGNS | Monitor, Vital Signs | MONITORVITALSIGNS-GE-Carescape B450 | MONITORVITALSIGNS | Carescape B450 |  |  |  | GE | Monitor, Vital Signs |  | MONITORVITALSIGNS-GE-Carescape B450 |  |  |  | MVS-A | Covered PM Repair - Biomedical | MHHS-Woodlands | [8 empty] | MONITORVITALSIGNS | Monitor, Vital Signs | GE
NO | YES |  |  |  | 029-11141 | 029-11141 | GE Healthcare | CARESCAPE B450 |  | SNE16400287HA | Woodlands-PCU6 | MHHS-Woodlands |  | Monitor, Vital Signs |  | 029-11141 | 029-11141 | Woodlands | MHHS-Woodlands | Woodlands-PCU6 | Room 223 | 10/1/19 |  | 10/1/20 |  | MONITORS, PHYSIOLOGIC, VITAL SIGNS | Monitor, Vital Signs | MONITORVITALSIGNS-GE-Carescape B450 | MONITORVITALSIGNS | Carescape B450 |  |  |  | GE | Monitor, Vital Signs |  | MONITORVITALSIGNS-GE-Carescape B450 |  |  |  | MVS-A | Covered PM Repair - Biomedical | MHHS-Woodlands | [8 empty] | MONITORVITALSIGNS | Monitor, Vital Signs | GE
NO | YES |  |  |  | 029-11209 | 029-11209 | GE Healthcare | CARESCAPE B450 |  | SNE16400350HA | Woodlands-PCU6 | MHHS-Woodlands |  | Monitor, Vital Signs |  | 029-11209 | 029-11209 | Woodlands | MHHS-Woodlands | Woodlands-PCU6 | PCU6 | 10/1/19 |  | 10/1/20 |  | MONITORS, PHYSIOLOGIC, VITAL SIGNS | Monitor, Vital Signs | MONITORVITALSIGNS-GE-Carescape B450 | MONITORVITALSIGNS | Carescape B450 |  |  |  | GE | Monitor, Vital Signs |  | MONITORVITALSIGNS-GE-Carescape B450 |  |  |  | MVS-A | Covered PM Repair - Biomedical | MHHS-Woodlands | [8 empty] | MONITORVITALSIGNS | Monitor, Vital Signs | GE
NO | YES |  |  |  | 029-11214 | 029-11214 | GE Healthcare | CARESCAPE B450 |  | SNE16400184HA | Woodlands-PCU6 | MHHS-Woodlands |  | Monitor, Vital Signs |  | 029-11214 | 029-11214 | Woodlands | MHHS-Woodlands | Woodlands-PCU6 | PCU6 | 10/1/19 |  | 10/1/20 |  | MONITORS, PHYSIOLOGIC, VITAL SIGNS | Monitor, Vital Signs | MONITORVITALSIGNS-GE-Carescape B450 | MONITORVITALSIGNS | Carescape B450 |  |  |  | GE | Monitor, Vital Signs |  | MONITORVITALSIGNS-GE-Carescape B450 |  |  |  | MVS-A | Covered PM Repair - Biomedical | MHHS-Woodlands | [8 empty] | MONITORVITALSIGNS | Monitor, Vital Signs | GE
NO | YES |  |  |  | 029-11216 | 029-11216 | GE Healthcare | CARESCAPE B450 |  | SNE15400289HA | Woodlands-PCU6 | MHHS-Woodlands |  | Monitor, Vital Signs |  | 029-11216 | 029-11216 | Woodlands | MHHS-Woodlands | Woodlands-PCU6 | Room 6242 | 11/1/19 |  | 11/1/20 |  | MONITORS, PHYSIOLOGIC, VITAL SIGNS | Monitor, Vital Signs | MONITORVITALSIGNS-GE-Carescape B450 | MONITORVITALSIGNS | Carescape B450 |  |  |  | GE | Monitor, Vital Signs |  | MONITORVITALSIGNS-GE-Carescape B450 |  | 8/24/17 |  | MVS-A | Covered PM Repair - Biomedical | MHHS-Woodlands | [8 empty] | MONITORVITALSIGNS | Monitor, Vital Signs | GE
NO | YES |  |  |  | 029-11218 | 029-11218 | GE Healthcare | CARESCAPE B450 |  | SNE16400181HA | Woodlands-PCU6 | MHHS-Woodlands |  | Monitor, Vital Signs |  | 029-11218 | 029-11218 | Woodlands | MHHS-Woodlands | Woodlands-PCU6 | Room 232 | 10/1/19 |  | 10/1/20 |  | MONITORS, PHYSIOLOGIC, VITAL SIGNS | Monitor, Vital Signs | MONITORVITALSIGNS-GE-Carescape B450 | MONITORVITALSIGNS | Carescape B450 |  |  |  | GE | Monitor, Vital Signs |  | MONITORVITALSIGNS-GE-Carescape B450 |  | 6/15/18 |  | MVS-A | Covered PM Repair - Biomedical | MHHS-Woodlands | [8 empty] | MONITORVITALSIGNS | Monitor, Vital Signs | GE
NO | YES |  |  |  | 029-11314 | 029-11314 | GE Healthcare | CARESCAPE B450 |  | SNE16400167HA | Woodlands-PCU6 | MHHS-Woodlands |  | Monitor, Vital Signs |  | 029-11314 | 029-11314 | Woodlands | MHHS-Woodlands | Woodlands-PCU6 | PCU6 | 10/1/18 |  | 9/1/19 |  | MONITORS, PHYSIOLOGIC, VITAL SIGNS | Monitor, Vital Signs | MONITORVITALSIGNS-GE-Carescape B450 | MONITORVITALSIGNS | Carescape B450 |  |  |  | GE | Monitor, Vital Signs |  | MONITORVITALSIGNS-GE-Carescape B450 |  | 7/7/17 |  | MVS-A | Covered PM Repair - Biomedical | MHHS-Woodlands | [8 empty] | MONITORVITALSIGNS | Monitor, Vital Signs | GE
NO | YES |  |  |  | 029-11315 | 029-11315 | GE Healthcare | CARESCAPE B450 |  | SNE16400225HA | Woodlands-PCU6 | MHHS-Woodlands |  | Monitor, Vital Signs |  | 029-11315 | 029-11315 | Woodlands | MHHS-Woodlands | Woodlands-PCU6 | Room 214 | 11/1/19 |  | 11/1/20 |  | MONITORS, PHYSIOLOGIC, VITAL SIGNS | Monitor, Vital Signs | MONITORVITALSIGNS-GE-Carescape B450 | MONITORVITALSIGNS | Carescape B450 |  |  |  | GE | Monitor, Vital Signs |  | MONITORVITALSIGNS-GE-Carescape B450 |  |  |  | MVS-A | Not Covered Vendor Only - Biomedical | MHHS-Woodlands | [8 empty] | MONITORVITALSIGNS | Monitor, Vital Signs | GE
NO | YES |  |  |  | 029-11318 | 029-11318 | GE Healthcare | CARESCAPE B450 |  | SNE16400224HA | Woodlands-PCU6 | MHHS-Woodlands |  | Monitor, Vital Signs |  | 029-11318 | 029-11318 | Woodlands | MHHS-Woodlands | Woodlands-PCU6 | Room 222 | 11/1/19 |  | 11/1/20 |  | MONITORS, PHYSIOLOGIC, VITAL SIGNS | Monitor, Vital Signs | MONITORVITALSIGNS-GE-Carescape B450 | MONITORVITALSIGNS | Carescape B450 |  |  |  | GE | Monitor, Vital Signs |  | MONITORVITALSIGNS-GE-Carescape B450 |  | 1/16/16 |  | MVS-A | Covered PM Repair - Biomedical | MHHS-Woodlands | [8 empty] | MONITORVITALSIGNS | Monitor, Vital Signs | GE
NO | YES |  |  |  | 029-11321 | 029-11321 | GE Healthcare | CARESCAPE B450 |  | SNE16400356HA | Woodlands-PCU6 | MHHS-Woodlands |  | Monitor, Vital Signs |  | 029-11321 | 029-11321 | Woodlands | MHHS-Woodlands | Woodlands-PCU6 | PCU6 | 10/1/19 |  | 10/1/20 |  | MONITORS, PHYSIOLOGIC, VITAL SIGNS | Monitor, Vital Signs | MONITORVITALSIGNS-GE-Carescape B450 | MONITORVITALSIGNS | Carescape B450 |  |  |  | GE | Monitor, Vital Signs |  | MONITORVITALSIGNS-GE-Carescape B450 |  | 6/6/18 |  | MVS-A | Covered PM Repair - Biomedical | MHHS-Woodlands | [8 empty] | MONITORVITALSIGNS | Monitor, Vital Signs | GE
NO | YES |  |  |  | 029-11323 | 029-11323 | GE Healthcare | CARESCAPE B450 |  | SNE16400352HA | Woodlands-PCU6 | MHHS-Woodlands |  | Monitor, Vital Signs |  | 029-11323 | 029-11323 | Woodlands | MHHS-Woodlands | Woodlands-PCU6 | Room 212 | 11/1/19 |  | 11/1/20 |  | MONITORS, PHYSIOLOGIC, VITAL SIGNS | Monitor, Vital Signs | MONITORVITALSIGNS-GE-Carescape B450 | MONITORVITALSIGNS | Carescape B450 |  |  |  | GE | Monitor, Vital Signs |  | MONITORVITALSIGNS-GE-Carescape B450 |  | 11/3/20 |  | MVS-A | Not Covered Vendor Only - Biomedical | MHHS-Woodlands | [8 empty] | MONITORVITALSIGNS | Monitor, Vital Signs | GE
NO | YES |  |  |  | 029-11324 | 029-11324 | GE Healthcare | CARESCAPE B450 |  | SNE16400355HA | Woodlands-PCU6 | MHHS-Woodlands |  | Monitor, Vital Signs |  | 029-11324 | 029-11324 | Woodlands | MHHS-Woodlands | Woodlands-PCU6 | Room 213 | 10/1/19 |  | 10/1/20 |  | MONITORS, PHYSIOLOGIC, VITAL SIGNS | Monitor, Vital Signs | MONITORVITALSIGNS-GE-Carescape B450 | MONITORVITALSIGNS | Carescape B450 |  |  |  | GE | Monitor, Vital Signs |  | MONITORVITALSIGNS-GE-Carescape B450 |  | 1/1/12 |  | MVS-A | Covered PM Repair - Biomedical | MHHS-Woodlands | [8 empty] | MONITORVITALSIGNS | Monitor, Vital Signs | GE
NO | YES |  |  |  | 029-11326 | 029-11326 | GE Healthcare | CARESCAPE B450 |  | SNE16400282HA | Woodlands-PCU6 | MHHS-Woodlands |  | Monitor, Vital Signs |  | 029-11326 | 029-11326 | Woodlands | MHHS-Woodlands | Woodlands-PCU6 | Room 211 | 10/1/19 |  | 10/1/20 |  | MONITORS, PHYSIOLOGIC, VITAL SIGNS | Monitor, Vital Signs | MONITORVITALSIGNS-GE-Carescape B450 | MONITORVITALSIGNS | Carescape B450 |  |  |  | GE | Monitor, Vital Signs |  | MONITORVITALSIGNS-GE-Carescape B450 |  | 1/1/12 |  | MVS-A | Covered PM Repair - Biomedical | MHHS-Woodlands | [8 empty] | MONITORVITALSIGNS | Monitor, Vital Signs | GE
NO | YES |  |  |  | 029-11328 | 029-11328 | GE Healthcare | CARESCAPE B450 |  | SNE16400182HA | Woodlands-PCU6 | MHHS-Woodlands |  | Monitor, Vital Signs |  | 029-11328 | 029-11328 | Woodlands | MHHS-Woodlands | Woodlands-PCU6 | PCU6 | 10/1/19 |  | 10/1/20 |  | MONITORS, PHYSIOLOGIC, VITAL SIGNS | Monitor, Vital Signs | MONITORVITALSIGNS-GE-Carescape B450 | MONITORVITALSIGNS | Carescape B450 |  |  |  | GE | Monitor, Vital Signs |  | MONITORVITALSIGNS-GE-Carescape B450 |  |  |  | MVS-A | Covered PM Repair - Biomedical | MHHS-Woodlands | [8 empty] | MONITORVITALSIGNS | Monitor, Vital Signs | GE
NO | YES |  |  |  | 029-11330 | 029-11330 | GE Healthcare | CARESCAPE B450 |  | SNE16400283HA | Woodlands-PCU6 | MHHS-Woodlands |  | Monitor, Vital Signs |  | 029-11330 | 029-11330 | Woodlands | MHHS-Woodlands | Woodlands-PCU6 | PCU6 | 10/1/19 |  | 10/1/20 |  | MONITORS, PHYSIOLOGIC, VITAL SIGNS | Monitor, Vital Signs | MONITORVITALSIGNS-GE-Carescape B450 | MONITORVITALSIGNS | Carescape B450 |  |  |  | GE | Monitor, Vital Signs |  | MONITORVITALSIGNS-GE-Carescape B450 |  |  |  | MVS-A | Covered PM Repair - Biomedical | MHHS-Woodlands | [8 empty] | MONITORVITALSIGNS | Monitor, Vital Signs | GE
NO | YES |  |  |  | 029-11333 | 029-11333 | GE Healthcare | CARESCAPE B450 |  | SNE16400351HA | Woodlands-PCU6 | MHHS-Woodlands |  | Monitor, Vital Signs |  | 029-11333 | 029-11333 | Woodlands | MHHS-Woodlands | Woodlands-PCU6 | Room 15 | 10/1/19 |  | 10/1/20 |  | MONITORS, PHYSIOLOGIC, VITAL SIGNS | Monitor, Vital Signs | MONITORVITALSIGNS-GE-Carescape B450 | MONITORVITALSIGNS | Carescape B450 |  |  |  | GE | Monitor, Vital Signs |  | MONITORVITALSIGNS-GE-Carescape B450 |  |  |  | MVS-A | Covered PM Repair - Biomedical | MHHS-Woodlands | [8 empty] | MONITORVITALSIGNS | Monitor, Vital Signs | GE
NO | YES |  |  |  | 029-11335 | 029-11335 | GE Healthcare | CARESCAPE B450 |  | SNE16400222HA | Woodlands-PCU6 | MHHS-Woodlands |  | Monitor, Vital Signs |  | 029-11335 | 029-11335 | Woodlands | MHHS-Woodlands | Woodlands-PCU6 | PCU6 | 10/1/19 |  | 3/1/20 |  | MONITORS, PHYSIOLOGIC, VITAL SIGNS | Monitor, Vital Signs | MONITORVITALSIGNS-GE-Carescape B450 | MONITORVITALSIGNS | Carescape B450 |  |  |  | GE | Monitor, Vital Signs |  | MONITORVITALSIGNS-GE-Carescape B450 |  |  |  | MVS-A | Covered PM Repair - Biomedical | MHHS-Woodlands | [8 empty] | MONITORVITALSIGNS | Monitor, Vital Signs | GE
NO | YES |  |  |  | 029-11337 | 029-11337 | GE Healthcare | CARESCAPE B450 |  | SNE16400177HA | Woodlands-PCU6 | MHHS-Woodlands |  | Monitor, Vital Signs |  | 029-11337 | 029-11337 | Woodlands | MHHS-Woodlands | Woodlands-PCU6 | PCU6 | 12/1/19 |  | 12/1/20 |  | MONITORS, PHYSIOLOGIC, VITAL SIGNS | Monitor, Vital Signs | MONITORVITALSIGNS-GE-Carescape B450 | MONITORVITALSIGNS | Carescape B450 |  |  |  | GE | Monitor, Vital Signs |  | MONITORVITALSIGNS-GE-Carescape B450 |  | 8/21/17 |  | MVS-A | Covered PM Repair - Biomedical | MHHS-Woodlands | [8 empty] | MONITORVITALSIGNS | Monitor, Vital Signs | GE
NO | YES |  |  |  | 029-11338 | 029-11338 | GE Healthcare | CARESCAPE B450 |  | SNE16400228HA | Woodlands-PCU6 | MHHS-Woodlands |  | Monitor, Vital Signs |  | 029-11338 | 029-11338 | Woodlands | MHHS-Woodlands | Woodlands-PCU6 | PCU6 | 10/1/19 |  | 10/1/20 |  | MONITORS, PHYSIOLOGIC, VITAL SIGNS | Monitor, Vital Signs | MONITORVITALSIGNS-GE-Carescape B450 | MONITORVITALSIGNS | Carescape B450 |  |  |  | GE | Monitor, Vital Signs |  | MONITORVITALSIGNS-GE-Carescape B450 |  | 1/1/10 |  | MVS-A | Covered PM Repair - Biomedical | MHHS-Woodlands | [8 empty] | MONITORVITALSIGNS | Monitor, Vital Signs | GE
NO | YES |  |  |  | 029-11342 | 029-11342 | GE Healthcare | CARESCAPE B450 |  | SNE16400180HA | Woodlands-PCU6 | MHHS-Woodlands |  | Monitor, Vital Signs |  | 029-11342 | 029-11342 | Woodlands | MHHS-Woodlands | Woodlands-PCU6 | PCU6 | 10/1/19 |  | 10/1/20 |  | MONITORS, PHYSIOLOGIC, VITAL SIGNS | Monitor, Vital Signs | MONITORVITALSIGNS-GE-Carescape B450 | MONITORVITALSIGNS | Carescape B450 |  |  |  | GE | Monitor, Vital Signs |  | MONITORVITALSIGNS-GE-Carescape B450 |  | 2/15/19 |  | MVS-A | Covered PM Repair - Biomedical | MHHS-Woodlands | [8 empty] | MONITORVITALSIGNS | Monitor, Vital Signs | GE
NO | YES |  |  |  | 029-11344 | 029-11344 | GE Healthcare | CARESCAPE B450 |  | SNE16400178HA | Woodlands-PCU6 | MHHS-Woodlands |  | Monitor, Vital Signs |  | 029-11344 | 029-11344 | Woodlands | MHHS-Woodlands | Woodlands-PCU6 | Room 6243 | 10/1/19 |  |  |  | MONITORS, PHYSIOLOGIC, VITAL SIGNS | Monitor, Vital Signs | MONITORVITALSIGNS-GE-Carescape B450 | MONITORVITALSIGNS | Carescape B450 |  |  |  | GE | Monitor, Vital Signs |  | MONITORVITALSIGNS-GE-Carescape B450 |  |  |  | MVS-A | Covered PM Repair - Biomedical | MHHS-Woodlands | [8 empty] | MONITORVITALSIGNS | Monitor, Vital Signs | GE
NO | YES |  |  |  | 029-11348 | 029-11348 | GE Healthcare | CARESCAPE B450 |  | SNE16400183HA | Woodlands-PCU6 | MHHS-Woodlands |  | Monitor, Vital Signs |  | 029-11348 | 029-11348 | Woodlands | MHHS-Woodlands | Woodlands-PCU6 | Room 233 | 10/1/19 |  | 10/1/20 |  | MONITORS, PHYSIOLOGIC, VITAL SIGNS | Monitor, Vital Signs | MONITORVITALSIGNS-GE-Carescape B450 | MONITORVITALSIGNS | Carescape B450 |  |  |  | GE | Monitor, Vital Signs |  | MONITORVITALSIGNS-GE-Carescape B450 |  | 4/25/15 |  | MVS-A | Covered PM Repair - Biomedical | MHHS-Woodlands | [8 empty] | MONITORVITALSIGNS | Monitor, Vital Signs | GE
NO | YES |  |  |  | 029-11350 | 029-11350 | GE Healthcare | CARESCAPE B450 |  | SNE16400185HA | Woodlands-PCU6 | MHHS-Woodlands |  | Monitor, Vital Signs |  | 029-11350 | 029-11350 | Woodlands | MHHS-Woodlands | Woodlands-PCU6 | OR 8 | 3/1/19 |  | 10/1/20 |  | MONITORS, PHYSIOLOGIC, VITAL SIGNS | Monitor, Vital Signs | MONITORVITALSIGNS-GE-Carescape B450 | MONITORVITALSIGNS | Carescape B450 |  |  |  | GE | Monitor, Vital Signs |  | MONITORVITALSIGNS-GE-Carescape B450 |  | 8/24/19 |  | MVS-A | Covered PM Repair - Biomedical | MHHS-Woodlands | [8 empty] | MONITORVITALSIGNS | Monitor, Vital Signs | GE
NO | YES |  |  |  | 029-11789 | 029-11789 | GE Healthcare | CARESCAPE B450 |  | SNE17060281HA | Woodlands-PCU6 | MHHS-Woodlands |  | Monitor, Vital Signs |  | 029-11789 | 029-11789 | Woodlands | MHHS-Woodlands | Woodlands-PCU6 | PCU6 | 10/1/19 |  | 10/1/20 |  | MONITORS, PHYSIOLOGIC, VITAL SIGNS | Monitor, Vital Signs | MONITORVITALSIGNS-GE-Carescape B450 | MONITORVITALSIGNS | Carescape B450 |  |  |  | GE | Monitor, Vital Signs |  | MONITORVITALSIGNS-GE-Carescape B450 |  |  |  | MVS-A | Covered PM Repair - Biomedical | MHHS-Woodlands | [8 empty] | MONITORVITALSIGNS | Monitor, Vital Signs | GE
NO | YES |  |  |  | 029-11800 | 029-11800 | GE Healthcare | CARESCAPE B450 |  | SNE17060279HA | Woodlands-PCU6 | MHHS-Woodlands |  | Monitor, Vital Signs |  | 029-11800 | 029-11800 | Woodlands | MHHS-Woodlands | Woodlands-PCU6 | PCU6 | 10/1/19 |  | 10/1/20 |  | MONITORS, PHYSIOLOGIC, VITAL SIGNS | Monitor, Vital Signs | MONITORVITALSIGNS-GE-Carescape B450 | MONITORVITALSIGNS | Carescape B450 |  |  |  | GE | Monitor, Vital Signs |  | MONITORVITALSIGNS-GE-Carescape B450 |  |  |  | MVS-A | Covered PM Repair - Biomedical | MHHS-Woodlands | [8 empty] | MONITORVITALSIGNS | Monitor, Vital Signs | GE
NO | YES |  |  |  | 029-12900 | 029-12900 | GE Healthcare | CARESCAPE B450 |  | SNE19402103SA | Woodlands-PCU6 | MHHS-Woodlands |  | Monitor, Vital Signs |  | 029-12900 | 029-12900 | Woodlands | MHHS-Woodlands | Woodlands-PCU6 | Nurse Station | 11/1/19 |  | 11/1/20 |  | MONITORS, PHYSIOLOGIC, VITAL SIGNS | Monitor, Vital Signs | MONITORVITALSIGNS-GE-Carescape B450 | MONITORVITALSIGNS | Carescape B450 |  |  |  | GE | Monitor, Vital Signs |  | MONITORVITALSIGNS-GE-Carescape B450 |  |  |  | MVS-A | Covered PM Repair - Biomedical | MHHS-Woodlands | [8 empty] | MONITORVITALSIGNS | Monitor, Vital Signs | GE
NO | YES |  |  |  | 029-11113 | 029-11113 | GE Healthcare | CARESCAPE B450 |  | SNE16340186HA | Woodlands-Preop | MHHS-Woodlands |  | Monitor, Vital Signs |  | 029-11113 | 029-11113 | Woodlands | MHHS-Woodlands | Woodlands-Preop | Room4 | 9/1/19 |  | 9/1/20 |  | MONITORS, PHYSIOLOGIC, VITAL SIGNS | Monitor, Vital Signs | MONITORVITALSIGNS-GE-Carescape B450 | MONITORVITALSIGNS | Carescape B450 |  |  |  | GE | Monitor, Vital Signs |  | MONITORVITALSIGNS-GE-Carescape B450 |  | 8/1/13 |  | MVS-A | Covered PM Repair - Biomedical | MHHS-Woodlands | [8 empty] | MONITORVITALSIGNS | Monitor, Vital Signs | GE
NO | YES |  |  |  | 029-11126 | 029-11126 | GE Healthcare | CARESCAPE B450 |  | SNE16340185HA | Woodlands-Preop | MHHS-Woodlands |  | Monitor, Vital Signs |  | 029-11126 | 029-11126 | Woodlands | MHHS-Woodlands | Woodlands-Preop | Room 7 | 9/1/19 |  | 9/1/20 |  | MONITORS, PHYSIOLOGIC, VITAL SIGNS | Monitor, Vital Signs | MONITORVITALSIGNS-GE-Carescape B450 | MONITORVITALSIGNS | Carescape B450 |  |  |  | GE | Monitor, Vital Signs |  | MONITORVITALSIGNS-GE-Carescape B450 |  |  |  | MVS-A | Covered PM Repair - Biomedical | MHHS-Woodlands | [8 empty] | MONITORVITALSIGNS | Monitor, Vital Signs | GE
NO | YES |  |  |  | 029-11128 | 029-11128 | GE Healthcare | CARESCAPE B450 |  | SNE16340165HA | Woodlands-Preop | MHHS-Woodlands |  | Monitor, Vital Signs |  | 029-11128 | 029-11128 | Woodlands | MHHS-Woodlands | Woodlands-Preop | Room 10 | 9/1/19 |  | 9/1/20 |  | MONITORS, PHYSIOLOGIC, VITAL SIGNS | Monitor, Vital Signs | MONITORVITALSIGNS-GE-Carescape B450 | MONITORVITALSIGNS | Carescape B450 |  |  |  | GE | Monitor, Vital Signs |  | MONITORVITALSIGNS-GE-Carescape B450 |  |  |  | MVS-A | Covered PM Repair - Biomedical | MHHS-Woodlands | [8 empty] | MONITORVITALSIGNS | Monitor, Vital Signs | GE
NO | YES |  |  |  | 029-11130 | 029-11130 | GE Healthcare | CARESCAPE B450 |  | SNE16340174HA | Woodlands-Preop | MHHS-Woodlands |  | Monitor, Vital Signs |  | 029-11130 | 029-11130 | Woodlands | MHHS-Woodlands | Woodlands-Preop | Room 8 | 9/1/19 |  | 9/1/20 |  | MONITORS, PHYSIOLOGIC, VITAL SIGNS | Monitor, Vital Signs | MONITORVITALSIGNS-GE-Carescape B450 | MONITORVITALSIGNS | Carescape B450 |  |  |  | GE | Monitor, Vital Signs |  | MONITORVITALSIGNS-GE-Carescape B450 |  | 1/18/17 |  | MVS-A | Covered PM Repair - Biomedical | MHHS-Woodlands | [8 empty] | MONITORVITALSIGNS | Monitor, Vital Signs | GE
NO | YES |  |  |  | 029-11132 | 029-11132 | GE Healthcare | CARESCAPE B450 |  | SNE16340187HA | Woodlands-Preop | MHHS-Woodlands |  | Monitor, Vital Signs |  | 029-11132 | 029-11132 | Woodlands | MHHS-Woodlands | Woodlands-Preop | Room 8 | 9/1/19 |  | 9/1/20 |  | MONITORS, PHYSIOLOGIC, VITAL SIGNS | Monitor, Vital Signs | MONITORVITALSIGNS-GE-Carescape B450 | MONITORVITALSIGNS | Carescape B450 |  |  |  | GE | Monitor, Vital Signs |  | MONITORVITALSIGNS-GE-Carescape B450 |  |  |  | MVS-A | Not Covered Vendor Only - Biomedical | MHHS-Woodlands | [8 empty] | MONITORVITALSIGNS | Monitor, Vital Signs | GE
NO | YES |  |  |  | 029-11291 | 029-11291 | GE Healthcare | CARESCAPE B450 |  | SNE16340171HA | Woodlands-Preop | MHHS-Woodlands |  | Monitor, Vital Signs |  | 029-11291 | 029-11291 | Woodlands | MHHS-Woodlands | Woodlands-Preop | Room 2 | 9/1/19 |  | 9/1/20 |  | MONITORS, PHYSIOLOGIC, VITAL SIGNS | Monitor, Vital Signs | MONITORVITALSIGNS-GE-Carescape B450 | MONITORVITALSIGNS | Carescape B450 |  |  |  | GE | Monitor, Vital Signs |  | MONITORVITALSIGNS-GE-Carescape B450 |  |  |  | MVS-A | Not Covered Vendor Only - Biomedical | MHHS-Woodlands | [8 empty] | MONITORVITALSIGNS | Monitor, Vital Signs | GE
NO | YES |  |  |  | 029-11295 | 029-11295 | GE Healthcare | CARESCAPE B450 |  | SNE16340164HA | Woodlands-Preop | MHHS-Woodlands |  | Monitor, Vital Signs |  | 029-11295 | 029-11295 | Woodlands | MHHS-Woodlands | Woodlands-Preop | Room 5 | 9/1/19 |  | 8/1/19 |  | MONITORS, PHYSIOLOGIC, VITAL SIGNS | Monitor, Vital Signs | MONITORVITALSIGNS-GE-Carescape B450 | MONITORVITALSIGNS | Carescape B450 |  |  |  | GE | Monitor, Vital Signs |  | MONITORVITALSIGNS-GE-Carescape B450 |  | 6/30/16 |  | MVS-A | Covered PM Repair - Biomedical | MHHS-Woodlands | [8 empty] | MONITORVITALSIGNS | Monitor, Vital Signs | GE
NO | YES |  |  |  | 029-11297 | 029-11297 | GE Healthcare | CARESCAPE B450 |  | SNE16340172HA | Woodlands-Preop | MHHS-Woodlands |  | Monitor, Vital Signs |  | 029-11297 | 029-11297 | Woodlands | MHHS-Woodlands | Woodlands-Preop | Room 14 | 9/1/19 |  | 9/1/20 |  | MONITORS, PHYSIOLOGIC, VITAL SIGNS | Monitor, Vital Signs | MONITORVITALSIGNS-GE-Carescape B450 | MONITORVITALSIGNS | Carescape B450 |  |  |  | GE | Monitor, Vital Signs |  | MONITORVITALSIGNS-GE-Carescape B450 |  | 10/6/13 |  | MVS-A | Covered PM Repair - Biomedical | MHHS-Woodlands | [8 empty] | MONITORVITALSIGNS | Monitor, Vital Signs | GE
NO | YES |  |  |  | 029-11299 | 029-11299 | GE Healthcare | CARESCAPE B450 |  | SNE16340184HA | Woodlands-Preop | MHHS-Woodlands |  | Monitor, Vital Signs |  | 029-11299 | 029-11299 | Woodlands | MHHS-Woodlands | Woodlands-Preop | Room 12 | 9/1/19 |  | 9/1/20 |  | MONITORS, PHYSIOLOGIC, VITAL SIGNS | Monitor, Vital Signs | MONITORVITALSIGNS-GE-Carescape B450 | MONITORVITALSIGNS | Carescape B450 |  |  |  | GE | Monitor, Vital Signs |  | MONITORVITALSIGNS-GE-Carescape B450 |  | 1/26/19 |  | MVS-A | Covered PM Repair - Biomedical | MHHS-Woodlands | [8 empty] | MONITORVITALSIGNS | Monitor, Vital Signs | GE
NO | YES |  |  |  | 029-11301 | 029-11301 | GE Healthcare | CARESCAPE B450 |  | SNE16340166HA | Woodlands-Preop | MHHS-Woodlands |  | Monitor, Vital Signs |  | 029-11301 | 029-11301 | Woodlands | MHHS-Woodlands | Woodlands-Preop | Room 6 | 9/1/19 |  | 9/1/20 |  | MONITORS, PHYSIOLOGIC, VITAL SIGNS | Monitor, Vital Signs | MONITORVITALSIGNS-GE-Carescape B450 | MONITORVITALSIGNS | Carescape B450 |  |  |  | GE | Monitor, Vital Signs |  | MONITORVITALSIGNS-GE-Carescape B450 |  | 6/25/19 |  | MVS-A | Covered PM Repair - Biomedical | MHHS-Woodlands | [8 empty] | MONITORVITALSIGNS | Monitor, Vital Signs | GE
NO | YES |  |  |  | 029-11303 | 029-11303 | GE Healthcare | CARESCAPE B450 |  | SNE16340168HA | Woodlands-Preop | MHHS-Woodlands |  | Monitor, Vital Signs |  | 029-11303 | 029-11303 | Woodlands | MHHS-Woodlands | Woodlands-Preop | Room 11 | 9/1/19 |  | 9/1/20 |  | MONITORS, PHYSIOLOGIC, VITAL SIGNS | Monitor, Vital Signs | MONITORVITALSIGNS-GE-Carescape B450 | MONITORVITALSIGNS | Carescape B450 |  |  |  | GE | Monitor, Vital Signs |  | MONITORVITALSIGNS-GE-Carescape B450 |  | 10/16/13 |  | MVS-A | Covered PM Repair - Biomedical | MHHS-Woodlands | [8 empty] | MONITORVITALSIGNS | Monitor, Vital Signs | GE
NO | YES |  |  |  | 029-12330 | 029-12330 | GE Healthcare | CARESCAPE B450 |  | SNE16340175HA | Woodlands-Preop | MHHS-Woodlands |  | Monitor, Vital Signs |  | 029-12330 | 029-12330 | Woodlands | MHHS-Woodlands | Woodlands-Preop | Room 1 | 9/1/19 |  | 9/1/20 |  | MONITORS, PHYSIOLOGIC, VITAL SIGNS | Monitor, Vital Signs | MONITORVITALSIGNS-GE-Carescape B450 | MONITORVITALSIGNS | Carescape B450 |  |  |  | GE | Monitor, Vital Signs |  | MONITORVITALSIGNS-GE-Carescape B450 |  | 10/16/14 |  | MVS-A | Covered PM Repair - Biomedical | MHHS-Woodlands | [8 empty] | MONITORVITALSIGNS | Monitor, Vital Signs | GE
NO | YES | Serial Number SNE16340173HA |  |  | 029-12333 | 029-13840 | GE Healthcare | CARESCAPE B450 |  | SNE16340173HA | Woodlands-Preop | MHHS-Woodlands |  | Monitor, Vital Signs |  | 029-12333 | 029-13840 | Woodlands | MHHS-Woodlands | Woodlands-Preop | Room 15 | 9/1/19 |  | 9/1/20 |  | MONITORS, PHYSIOLOGIC, VITAL SIGNS | Monitor, Vital Signs | MONITORVITALSIGNS-GE-Carescape B450 | MONITORVITALSIGNS | Carescape B450 |  |  |  | GE | Monitor, Vital Signs |  | MONITORVITALSIGNS-GE-Carescape B450 |  | 10/16/13 |  | MVS-A | Covered PM Repair - Biomedical | MHHS-Woodlands | [8 empty] | MONITORVITALSIGNS | Monitor, Vital Signs | GE
NO | YES |  |  |  | 029-32090 | 029-32090 | GE Healthcare | CARESCAPE B450 |  | SNE18502179SA | WOODLANDS-RADIOLOGY RECOVERY | MHHS-Woodlands |  | Monitor, Vital Signs |  | 029-32090 | 029-32090 | Woodlands | MHHS-WOODLANDS | WOODLANDS-RADIOLOGY RECOVERY | Radiology Recovery |  |  |  |  | MONITORS, PHYSIOLOGIC, VITAL SIGNS |  | MONITORVITALSIGNS-GE-Carescape B450 | MONITORVITALSIGNS | Carescape B450 |  |  |  | GE | Monitor, Vital Signs |  | MONITORVITALSIGNS-GE-Carescape B450 |  |  |  |  | Covered PM Repair - Biomedical | MHHS-Woodlands
NO | YES |  |  |  | 029-32092 | 029-32092 | GE Healthcare | CARESCAPE B450 |  | SNE18502182SA | WOODLANDS-RADIOLOGY RECOVERY | MHHS-Woodlands |  | Monitor, Vital Signs |  | 029-32092 | 029-32092 | Woodlands | MHHS-WOODLANDS | WOODLANDS-RADIOLOGY RECOVERY | Radiology Recovery |  |  |  |  | MONITORS, PHYSIOLOGIC, VITAL SIGNS |  | MONITORVITALSIGNS-GE-Carescape B450 | MONITORVITALSIGNS | Carescape B450 |  |  |  | GE | Monitor, Vital Signs |  | MONITORVITALSIGNS-GE-Carescape B450 |  |  |  |  | Covered PM Repair - Biomedical | MHHS-Woodlands
NO | YES |  |  |  | 029-32094 | 029-32094 | GE Healthcare | CARESCAPE B450 |  | SNE18502180SA | WOODLANDS-RADIOLOGY RECOVERY | MHHS-Woodlands |  | Monitor, Vital Signs |  | 029-32094 | 029-32094 | Woodlands | MHHS-WOODLANDS | WOODLANDS-RADIOLOGY RECOVERY | Radiology Recovery Rm 3 |  |  |  |  | MONITORS, PHYSIOLOGIC, VITAL SIGNS |  | MONITORVITALSIGNS-GE-Carescape B450 | MONITORVITALSIGNS | Carescape B450 |  |  |  | GE | Monitor, Vital Signs |  | MONITORVITALSIGNS-GE-Carescape B450 |  |  |  |  | Covered PM Repair - Biomedical | MHHS-Woodlands
NO | YES |  |  |  | 029-32157 | 029-32157 | GE Healthcare | CARESCAPE B450 |  | SNE18502183SA | WOODLANDS-RADIOLOGY RECOVERY | MHHS-Woodlands |  | Monitor, Vital Signs |  | 029-32157 | 029-32157 | Woodlands | MHHS-WOODLANDS | WOODLANDS-RADIOLOGY RECOVERY | Radiology Recovery |  |  |  |  | MONITORS, PHYSIOLOGIC, VITAL SIGNS |  | MONITORVITALSIGNS-GE-Carescape B450 | MONITORVITALSIGNS | Carescape B450 |  |  |  | GE | Monitor, Vital Signs |  | MONITORVITALSIGNS-GE-Carescape B450 |  |  |  |  | Covered PM Repair - Biomedical | MHHS-Woodlands
NO | YES |  |  |  | 029-10481 | 029-10481 | GE Healthcare | CARESCAPE B450 |  | SNE16340093HA | Woodlands-PCU3 | MHHS-Woodlands |  | Monitor, Vital Signs |  | 029-10481 | 029-10481 | Woodlands | MHHS-Woodlands | Woodlands-PCU3 | Clean Storage | 10/1/19 |  | 10/1/20 |  | MONITORS, PHYSIOLOGIC, VITAL SIGNS | Monitor, Vital Signs | MONITORVITALSIGNS-GE-Carescape B450 | MONITORVITALSIGNS | Carescape B450 |  |  |  | GE | Monitor, Vital Signs |  | MONITORVITALSIGNS-GE-Carescape B450 |  | 3/23/17 |  | MVS-A | Covered PM Repair - Biomedical | MHHS-Woodlands | [8 empty] | MONITORVITALSIGNS | Monitor, Vital Signs | GE
NO | YES |  |  |  | 029-32058 | 029-32058 | GE Healthcare | CARESCAPE B450 |  | SNE18492145SA | Woodlands-PCU4 | MHHS-Woodlands |  | Monitor, Vital Signs |  | 029-32058 | 029-32058 | Woodlands | MHHS-Woodlands | Woodlands-PCU4 | Storage Room | 10/1/19 |  | 10/1/20 |  | MONITORS, PHYSIOLOGIC, VITAL SIGNS | Monitor, Vital Signs | MONITORVITALSIGNS-GE-Carescape B450 | MONITORVITALSIGNS | Carescape B450 |  |  |  | GE | Monitor, Vital Signs |  | MONITORVITALSIGNS-GE-Carescape B450 |  | 3/23/17 |  | MVS-A | Covered PM Repair - Biomedical | MHHS-Woodlands | [8 empty] | MONITORVITALSIGNS | Monitor, Vital Signs | GE
NO | YES |  |  |  | 029-32059 | 029-32059 | GE Healthcare | CARESCAPE B450 |  | SNE18492146SA | Woodlands-MICU | MHHS-Woodlands |  | Monitor, Vital Signs |  | 029-32059 | 029-32059 | Woodland | MHHS-Woodlands | Woodlands-MICU | Storage room | 10/1/19 |  | 10/1/20 |  | MONITORS, PHYSIOLOGIC, VITAL SIGNS | Monitor, Vital Signs | MONITORVITALSIGNS-GE-Carescape B450 | MONITORVITALSIGNS | Carescape B450 |  |  |  | GE | Monitor, Vital Signs |  | MONITORVITALSIGNS-GE-Carescape B450 |  | 3/23/17 |  | MVS-A | Covered PM Repair - Biomedical | MHHS-Woodlands | [8 empty] | MONITORVITALSIGNS | Monitor, Vital Signs | GE
NO | YES |  |  |  | 029-32060 | 029-32060 | GE Healthcare | CARESCAPE B450 |  | SNE18492162SA | Woodlands-MICU | MHHS-Woodlands |  | Monitor, Vital Signs |  | 029-32060 | 029-32060 | Woodland | MHHS-Woodlands | Woodlands-MICU | Storage room | 10/1/19 |  | 10/1/20 |  | MONITORS, PHYSIOLOGIC, VITAL SIGNS | Monitor, Vital Signs | MONITORVITALSIGNS-GE-Carescape B450 | MONITORVITALSIGNS | Carescape B450 |  |  |  | GE | Monitor, Vital Signs |  | MONITORVITALSIGNS-GE-Carescape B450 |  |  |  | MVS-A | Covered PM Repair - Biomedical | MHHS-Woodlands | [8 empty] | MONITORVITALSIGNS | Monitor, Vital Signs | GE
NO | YES |  |  |  | 029-11021 | 029-11021 | GE Healthcare | CARESCAPE B450 |  | SNE16380008HA | Woodlands-Terramont ER (Clinic) | MHHS-Woodlands |  | Monitor, Vital Signs |  | 029-11021 | 029-11021 | Woodlands | MHHS-Woodlands | Woodlands-Terramont ER (Clinic) | Er Room 7 | 9/1/19 |  | 9/1/20 |  | MONITORS, PHYSIOLOGIC, VITAL SIGNS | Monitor, Vital Signs | MONITORVITALSIGNS-GE-Carescape B450 | MONITORVITALSIGNS | Carescape B450 |  |  |  | GE | Monitor, Vital Signs |  | MONITORVITALSIGNS-GE-Carescape B450 |  | 1/1/12 |  | MVS-A | Covered PM Repair - Biomedical | MHHS-Woodlands | [8 empty] | MONITORVITALSIGNS | Monitor, Vital Signs | GE
NO | YES |  |  |  | 029-11023 | 029-11023 | GE Healthcare | CARESCAPE B450 |  | SNE16380019HA | Woodlands-Terramont ER (Clinic) | MHHS-Woodlands |  | Monitor, Vital Signs |  | 029-11023 | 029-11023 | Woodlands | MHHS-Woodlands | Woodlands-Terramont ER (Clinic) | Treatment 6 | 9/1/19 |  | 9/1/20 |  | MONITORS, PHYSIOLOGIC, VITAL SIGNS | Monitor, Vital Signs | MONITORVITALSIGNS-GE-Carescape B450 | MONITORVITALSIGNS | Carescape B450 |  |  |  | GE | Monitor, Vital Signs |  | MONITORVITALSIGNS-GE-Carescape B450 |  |  |  | MVS-A | Covered PM Repair - Biomedical | MHHS-Woodlands | [8 empty] | MONITORVITALSIGNS | Monitor, Vital Signs | GE
NO | YES |  |  |  | 029-11025 | 029-11025 | GE Healthcare | CARESCAPE B450 |  | SNE16380009HA | Woodlands-Terramont ER (Clinic) | MHHS-Woodlands |  | Monitor, Vital Signs |  | 029-11025 | 029-11025 | Woodlands | MHHS-Woodlands | Woodlands-Terramont ER (Clinic) | Treatment Room 8 | 9/1/19 |  | 9/1/20 |  | MONITORS, PHYSIOLOGIC, VITAL SIGNS | Monitor, Vital Signs | MONITORVITALSIGNS-GE-Carescape B450 | MONITORVITALSIGNS | Carescape B450 |  |  |  | GE | Monitor, Vital Signs |  | MONITORVITALSIGNS-GE-Carescape B450 |  |  |  | MVS-A | Covered PM Repair - Biomedical | MHHS-Woodlands | [8 empty] | MONITORVITALSIGNS | Monitor, Vital Signs | GE
NO | YES |  |  |  | 029-11027 | 029-11027 | GE Healthcare | CARESCAPE B450 |  | SNE16380011HA | Woodlands-Terramont ER (Clinic) | MHHS-Woodlands |  | Monitor, Vital Signs |  | 029-11027 | 029-11027 | Woodlands | MHHS-Woodlands | Woodlands-Terramont ER (Clinic) | Triage 1 | 9/1/19 |  | 9/1/20 |  | MONITORS, PHYSIOLOGIC, VITAL SIGNS | Monitor, Vital Signs | MONITORVITALSIGNS-GE-Carescape B450 | MONITORVITALSIGNS | Carescape B450 |  |  |  | GE | Monitor, Vital Signs |  | MONITORVITALSIGNS-GE-Carescape B450 |  |  |  | MVS-A | Covered PM Repair - Biomedical | MHHS-Woodlands | [8 empty] | MONITORVITALSIGNS | Monitor, Vital Signs | GE
NO | YES |  |  |  | 029-11029 | 029-11029 | GE Healthcare | CARESCAPE B450 |  | SNE16380016HA | Woodlands-Terramont ER (Clinic) | MHHS-Woodlands |  | Monitor, Vital Signs |  | 029-11029 | 029-11029 | Woodlands | MHHS-Woodlands | Woodlands-Terramont ER (Clinic) | Treatment 3 | 9/1/19 |  | 9/1/20 |  | MONITORS, PHYSIOLOGIC, VITAL SIGNS | Monitor, Vital Signs | MONITORVITALSIGNS-GE-Carescape B450 | MONITORVITALSIGNS | Carescape B450 |  |  |  | GE | Monitor, Vital Signs |  | MONITORVITALSIGNS-GE-Carescape B450 |  | 8/1/15 |  | MVS-A | Covered PM Repair - Biomedical | MHHS-Woodlands | [8 empty] | MONITORVITALSIGNS | Monitor, Vital Signs | GE
NO | YES |  |  |  | 029-11038 | 029-11038 | GE Healthcare | CARESCAPE B450 |  | SNE16380017HA | Woodlands-Terramont ER (Clinic) | MHHS-Woodlands |  | Monitor, Vital Signs |  | 029-11038 | 029-11038 | Woodlands | MHHS-Woodlands | Woodlands-Terramont ER (Clinic) | ER | 9/1/19 |  | 9/1/20 |  | MONITORS, PHYSIOLOGIC, VITAL SIGNS | Monitor, Vital Signs | MONITORVITALSIGNS-GE-Carescape B450 | MONITORVITALSIGNS | Carescape B450 |  |  |  | GE | Monitor, Vital Signs |  | MONITORVITALSIGNS-GE-Carescape B450 |  | 8/1/15 |  | MVS-A | Covered PM Repair - Biomedical | MHHS-Woodlands | [8 empty] | MONITORVITALSIGNS | Monitor, Vital Signs | GE
NO | YES |  |  |  | 029-11286 | 029-11286 | GE Healthcare | CARESCAPE B450 |  | SNE16380020HA | Woodlands-Terramont ER (Clinic) | MHHS-Woodlands |  | Monitor, Vital Signs |  | 029-11286 | 029-11286 | Woodlands | MHHS-Woodlands | Woodlands-Terramont ER (Clinic) | Treatment Room 6 | 9/1/19 |  | 9/1/20 | Patient in room | MONITORS, PHYSIOLOGIC, VITAL SIGNS | Monitor, Vital Signs | MONITORVITALSIGNS-GE-Carescape B450 | MONITORVITALSIGNS | Carescape B450 |  |  |  | GE | Monitor, Vital Signs |  | MONITORVITALSIGNS-GE-Carescape B450 |  | 8/1/15 |  | MVS-A | Covered PM Repair - Biomedical | MHHS-Woodlands | [8 empty] | MONITORVITALSIGNS | Monitor, Vital Signs | GE
NO | YES |  |  |  | 029-11288 | 029-11288 | GE Healthcare | CARESCAPE B450 |  | SNE16380010 | Woodlands-Terramont ER (Clinic) | MHHS-Woodlands |  | Monitor, Vital Signs |  | 029-11288 | 029-11288 | Woodlands | MHHS-Woodlands | Woodlands-Terramont ER (Clinic) | Treatment 4 | 9/1/19 |  | 9/1/20 |  | MONITORS, PHYSIOLOGIC, VITAL SIGNS | Monitor, Vital Signs | MONITORVITALSIGNS-GE-Carescape B450 | MONITORVITALSIGNS | Carescape B450 |  |  |  | GE | Monitor, Vital Signs |  | MONITORVITALSIGNS-GE-Carescape B450 |  | 8/1/15 |  | MVS-A | Covered PM Repair - Biomedical | MHHS-Woodlands | [8 empty] | MONITORVITALSIGNS | Monitor, Vital Signs | GE
NO | YES |  |  |  | 029-11289 | 029-11289 | GE Healthcare | CARESCAPE B450 |  | SNE16380015HA | Woodlands-Terramont ER (Clinic) | MHHS-Woodlands |  | Monitor, Vital Signs |  | 029-11289 | 029-11289 | Woodlands | MHHS-Woodlands | Woodlands-Terramont ER (Clinic) | Treatment Room 2 | 9/1/19 |  | 9/1/20 |  | MONITORS, PHYSIOLOGIC, VITAL SIGNS | Monitor, Vital Signs | MONITORVITALSIGNS-GE-Carescape B450 | MONITORVITALSIGNS | Carescape B450 |  |  |  | GE | Monitor, Vital Signs |  | MONITORVITALSIGNS-GE-Carescape B450 |  | 8/1/15 |  | MVS-A | Covered PM Repair - Biomedical | MHHS-Woodlands | [8 empty] | MONITORVITALSIGNS | Monitor, Vital Signs | GE
YES | YES |  |  |  | 151-05176 | 151-05176 | GE Healthcare | Carescape B450 |  | SNE17020260HA | [5 empty] | 151-05176 | 151-05176 | Northwest | Memorial Hermann Cypress Hospital |  | M2 506 | [5 empty] | Monitor, Vital Signs | MONITORVITALSIGNS-GE-Carescape B450 | [12 empty] | MVS-A | [10 empty] | MONITORVITALSIGNS | Monitor, Vital Signs | GE
NO | YES |  |  |  | 142-07314 | 142-07314 | GE Healthcare | CARESCAPE B450 |  | SJA15170155HA | NE-ICU |  |  |  |  | 142-07314 | 142-07314 | Katy | MHHS-Northeast | NE-ICU |  | 1/1/19 | 1/1/20 |  |  |  | Monitor, Vital Signs | MONITORVITALSIGNS-GE-Carescape B450 | [12 empty] | MVS-A | [10 empty] | MONITORVITALSIGNS | Monitor, Vital Signs | GE
YES | YES | Serial Number Cnf |  |  | 142-07348 | 142-07348 | GE Healthcare | Carescape B450 |  | Cnf | NE - CATH LAB |  |  |  |  | 142-07348 | 142-07348 | NorthEast |  | NE - CATH LAB |  |  |  |  | No pm |  | Monitor, Vital Signs | MONITORVITALSIGNS-GE-Carescape B450 | [12 empty] | MVS-A | [10 empty] | MONITORVITALSIGNS | Monitor, Vital Signs | GE
YES | YES |  |  |  | 142-09443 | 142-09443 | GE Healthcare | Carescape B450 |  | SNE19162105SA | Biomed Shop |  |  |  |  | 142-09443 | 142-09443 | Woodlands | Memorial Hermann The Woodlands Medical Center | Biomed Shop | Biomed shop | 3/1/20 |  |  | New |  | Monitor, Vital Signs | MONITORVITALSIGNS-GE-Carescape B450 | [12 empty] | MVS-A | [10 empty] | MONITORVITALSIGNS | Monitor, Vital Signs | GE
YES | YES |  |  |  |  | 029-12307 | GE Healthcare | CARESCAPE B450 |  | 15490234HA | Emergency department | [5 empty] | 029-12307 | Woodlands | Memorial Hermann The Woodlands Medical Center | Emergency department | Room 29 | 9/1/19 |  | 9/1/20 |  |  | Monitor, Vital Signs | MONITORVITALSIGNS-GE-Carescape B450 | [12 empty] | MVS-A | [10 empty] | MONITORVITALSIGNS | Monitor, Vital Signs | GE
YES | YES |  |  |  |  | 029-32046 | GE Healthcare | CARESCAPE B450 |  | 15490225HA | Pediatric ER | [5 empty] | 029-32046 | Woodlands | Memorial Hermann The Woodlands Medical Center | Pediatric ER | Room 4 | 9/1/19 |  | 9/1/20 |  |  | Monitor, Vital Signs | MONITORVITALSIGNS-GE-Carescape B450 | [12 empty] | MVS-A | [10 empty] | MONITORVITALSIGNS | Monitor, Vital Signs | GE
YES | YES |  |  |  |  | 029-32052 | GE Healthcare | CARESCAPE B450 |  | 1549019HA | Pediatric ER | [5 empty] | 029-32052 | Woodlands | Memorial Hermann Hospital Woodlands | Pediatric ER | Room 2 | 9/1/19 |  | 9/1/20 |  |  | Monitor, Vital Signs | MONITORVITALSIGNS-GE-Carescape B450 | [12 empty] | MVS-A | [10 empty] | MONITORVITALSIGNS | Monitor, Vital Signs | GE
YES | YES |  |  |  |  | 029-32054 | GE Healthcare | CARESCAPE B450 |  |  | Pediatric ER | [5 empty] | 029-32054 | Woodlands | Memorial Hermann Hospital Woodlands | Pediatric ER | Room 1 | 9/1/19 |  | 9/1/20 |  |  | Monitor, Vital Signs | MONITORVITALSIGNS-GE-Carescape B450 | [12 empty] | MVS-A | [10 empty] | MONITORVITALSIGNS | Monitor, Vital Signs | GE
YES | YES |  |  |  | 029-12767 | 029-12767 | GE Healthcare | CARESCAPE B450 |  | SNE19252085SA | WOODLANDS - NICU |  |  |  |  | 029-12767 | 029-12767 | Woodlands | Memorial Hermann The Woodlands Medical Center | WOODLANDS - NICU | NICU | 8/1/19 |  | 8/1/20 |  |  | Monitor, Vital Signs | MONITORVITALSIGNS-GE-Carescape B450 | [12 empty] | MVS-A | [10 empty] | MONITORVITALSIGNS | Monitor, Vital Signs | GE
YES | YES |  |  |  | 029-11505 | 029-11505 | GE Healthcare | Carescape B450 |  | SNE16440336HA | ER |  |  |  |  | 029-11505 | 029-11505 | Woodlands | 24 Hour Emergency Room - Convenient Care Center in Spring | ER | ER | 11/1/19 |  | 11/1/20 |  |  | Monitor, Vital Signs | MONITORVITALSIGNS-GE-Carescape B450 | [12 empty] | MVS-A | [10 empty] | MONITORVITALSIGNS | Monitor, Vital Signs | GE
YES | YES |  |  |  | 029-11509 | 029-11509 | GE Healthcare | CARESCAPE B450 |  | SNE16440333HA | CCC in spring |  |  |  |  | 029-11509 | 029-11509 | ccc spring |  | CCC in spring | ER 3 |  |  | 11/1/20 |  |  | Monitor, Vital Signs | MONITORVITALSIGNS-GE-Carescape B450 | [12 empty] | MVS-A | [10 empty] | MONITORVITALSIGNS | Monitor, Vital Signs | GE
YES | YES |  |  |  | 029-11399 | 029-11399 | GE Healthcare | Carescape B450 |  | SNE16440335HA | ER |  |  |  |  | 029-11399 | 029-11399 | Woodlands | 24 Hour Emergency Room - Convenient Care Center in Spring | ER | ER | 11/1/19 |  | 11/1/20 |  |  | Monitor, Vital Signs | MONITORVITALSIGNS-GE-Carescape B450 | [12 empty] | MVS-A | [10 empty] | MONITORVITALSIGNS | Monitor, Vital Signs | GE
YES | YES |  |  |  | 029-11403 | 029-11403 | GE Healthcare | CARESCAPE B450 |  | SNE16440331HA | CCC in spring |  |  |  |  | 029-11403 | 029-11403 | ccc spring |  | CCC in spring | ER 5 |  |  | 11/1/19 |  |  | Monitor, Vital Signs | MONITORVITALSIGNS-GE-Carescape B450 | [12 empty] | MVS-A | [10 empty] | MONITORVITALSIGNS | Monitor, Vital Signs | GE
YES | YES |  |  |  | 029-11225 | 029-11225 | GE Healthcare | CARESCAPE B450 |  | SNE16440334HA | CCC in spring |  |  |  |  | 029-11225 | 029-11225 | ccc spring |  | CCC in spring | ER 7 |  |  | 11/1/20 |  |  | Monitor, Vital Signs | MONITORVITALSIGNS-GE-Carescape B450 | [12 empty] | MVS-A | [10 empty] | MONITORVITALSIGNS | Monitor, Vital Signs | GE
YES | YES |  |  |  | 029-11501 | 029-11501 | GE Healthcare | CARESCAPE B450 |  | SNE16440337HA | CCC in spring |  |  |  |  | 029-11501 | 029-11501 | ccc spring |  | CCC in spring | ER 8 |  |  | 11/1/20 |  |  | Monitor, Vital Signs | MONITORVITALSIGNS-GE-Carescape B450 | [12 empty] | MVS-A | [10 empty] | MONITORVITALSIGNS | Monitor, Vital Signs | GE
YES | YES |  |  |  | 029-11460 | 029-11460 | GE Healthcare | CARESCAPE B450 |  | SNE16440332HA | CCC in spring |  |  |  |  | 029-11460 | 029-11460 | ccc spring |  | CCC in spring | ER 6 |  |  | 11/1/20 |  |  | Monitor, Vital Signs | MONITORVITALSIGNS-GE-Carescape B450 | [12 empty] | MVS-A | [10 empty] | MONITORVITALSIGNS | Monitor, Vital Signs | GE
YES | YES |  |  |  | 029-11497 | 029-11497 | GE Healthcare | CARESCAPE B450 |  | SNE16440330HA | CCC in spring |  |  |  |  | 029-11497 | 029-11497 | ccc spring |  | CCC in spring | ER 1 |  |  | 11/1/20 |  |  | Monitor, Vital Signs | MONITORVITALSIGNS-GE-Carescape B450 | [12 empty] | MVS-A | [10 empty] | MONITORVITALSIGNS | Monitor, Vital Signs | GE
NO | YES | Serial Number SNE16340173HA |  |  | 029-13840 | 029-13840 | GE Healthcare | Carescape B450 |  | SNE16340173HA | Woodlands-Endoscopy |  |  |  |  | 029-13840 | 029-13840 | Woodlands | MHHS-Woodlands | Woodlands-Endoscopy | Per-op Endo | 9/1/19 |  | 9/1/20
YES | YES |  |  |  | 029-12949 | 029-12949 | GE Healthcare | Carescape B450 |  | SNE20032153SA | West Tower Surgical ICU |  |  |  |  | 029-12949 | 029-12949 | Woodlands | Memorial Hermann Hospital Woodlands | West Tower Surgical ICU | Storage Room | 2/1/20 |  | 2/1/21 |  |  |  | MONITORVITALSIGNS-GE-Carescape B450
YES | YES |  |  |  | 069-42840 | 069-42840 | GE Healthcare | Carescape B450 |  | SNE16440049HA | Tmc |  |  |  |  | 069-42840 | 069-42840 | TMC | Memorial Hermann-Texas Medical Center | Tmc | Biomed Shop | 10/1/17 |  | 10/1/18 |  |  |  | MONITORVITALSIGNS-GE-Carescape B450
YES | YES |  |  |  | 069-42838 | 069-42838 | GE Healthcare | Carescape B450 |  | SNE16440156HA | Tmc |  |  |  |  | 069-42838 | 069-42838 | TMC | Memorial Hermann-Texas Medical Center | Tmc | Biomed Shop | 9/1/17 |  | 9/1/18 |  |  |  | MONITORVITALSIGNS-GE-Carescape B450
YES | YES |  |  |  | 069-49432 | 069-49432 | GE Healthcare | Carescape B450 |  | SNE19322160SA | TMC - HERMANN - ADULT ER (1HP) |  |  |  |  | 069-49432 | 069-49432 | TMC | Memorial Hermann-Texas Medical Center | TMC - HERMANN - ADULT ER (1HP) | TMC HERMANN ADULT ER POP | 1/1/20 |  | 1/1/21 |  |  |  | MONITORVITALSIGNS-GE-Carescape B450
YES | YES |  |  |  | 069-49297 | 069-49297 | GE Healthcare | Carescape B450 |  | SQC19412033SA | TMC - SAROFIM 1 - PEDI ER |  |  |  |  | 069-49297 | 069-49297 | TMC | Memorial Hermann-Texas Medical Center | TMC - SAROFIM 1 - PEDI ER | Pedi 17 | 1/1/20 |  | 1/1/21 |  |  |  | MONITORVITALSIGNS-GE-Carescape B450
YES | YES |  |  |  | 069-48678 | 069-48678 | GE Healthcare | Carescape B450 |  | SX19350045SA | Er |  |  |  |  | 069-48678 | 069-48678 | TMC | Memorial Hermann-Texas Medical Center | Er | Trauma | 1/1/20 |  | 1/1/21 |  |  |  | MONITORVITALSIGNS-GE-Carescape B450
YES | YES |  |  |  | 069-48959 | 069-48959 | GE Healthcare | Carescape B450 |  | SNE19322139SA | TMC - Pedi PACU |  |  |  |  | 069-48959 | 069-48959 | TMC | Memorial Hermann-Texas Medical Center | TMC - Pedi PACU | Clean Utility | 1/1/20 |  | 1/1/21 |  |  |  | MONITORVITALSIGNS-GE-Carescape B450
YES | YES |  |  |  | 069-48671 | 069-48671 | GE Healthcare | Carescape B450 |  | SNE19322054SA | TMC - HERMANN - Pedi ER |  |  |  |  | 069-48671 | 069-48671 | TMC | Memorial Hermann-Texas Medical Center | TMC - HERMANN - Pedi ER | Nursing | 1/1/20 |  | 1/1/21 |  |  |  | MONITORVITALSIGNS-GE-Carescape B450
YES | YES |  |  |  | 069-48958 | 069-48958 | GE Healthcare | Carescape B450 |  | SNE19322057SA | TMC - HERMANN - Pedi ER |  |  |  |  | 069-48958 | 069-48958 | TMC | Memorial Hermann-Texas Medical Center | TMC - HERMANN - Pedi ER | Nursing | 1/1/20 |  | 1/1/21 |  |  |  | MONITORVITALSIGNS-GE-Carescape B450
YES | YES |  |  |  | 069-49053 | 069-49053 | GE Healthcare | Carescape B450 |  | SNE19412137SA | TMC - HERMANN - RTA |  |  |  |  | 069-49053 | 069-49053 | TMC | Memorial Hermann-Texas Medical Center | TMC - HERMANN - RTA | Pedi pacu | 1/1/20 |  | 1/1/21 |  |  |  | MONITORVITALSIGNS-GE-Carescape B450
YES | YES |  |  |  | 069-48957 | 069-48957 | GE Healthcare | Carescape B450 |  | SNE19322144SA | TMC - HERMANN - RTA |  |  |  |  | 069-48957 | 069-48957 | TMC | Memorial Hermann-Texas Medical Center | TMC - HERMANN - RTA | Pedi pacu | 1/1/20 |  | 1/1/21 |  |  |  | MONITORVITALSIGNS-GE-Carescape B450
NO | YES | Asset Tag 074-05297 |  |  | 074-05297 | 074-05297 | GE Healthcare | CARESCAPE B450 |  | SA310403429GR | TMC-HVI-CVIMU (8Hvi) |  |  |  |  | 074-05297 | 074-05297 | TCM | MHHS-TMC | TMC-HVI-CVIMU (8Hvi) | Room 818 | 8/1/19 |  | 8/1/20
NO | YES |  |  |  | 069-43736 | 069-43736 | GE Healthcare | Carescape B450 |  | SNE16440155HA | TMC-HVI-Heart Failure ICU (5Hvi) |  |  |  |  | 069-43736 | 069-43736 | TMC | MHHS-TMC | TMC-HVI-Heart Failure ICU (5Hvi) |  | 3/1/20 |  | 3/1/21
YES | YES |  |  |  | 069-37013 | 069-37013 | GE Healthcare | Carescape B450 |  | DTM461K2478 | TMC - HVI - CVICU (8HVI) |  |  |  |  | 069-37013 | 069-37013 | TMC | Memorial Hermann Heart | TMC - HVI - CVICU (8HVI) | [7 empty] | MONITORVITALSIGNS-GE-Carescape B450
NO | YES |  |  |  | 069-43241 | 069-43241 | GE Healthcare | CARESCAPE B450 |  |  | TMC-Jones-Apheresis (9J) |  |  |  |  | 069-43241 | 069-43241 | TMC | MHHS-TMC | TMC-Jones-Apheresis (9J) | Dialysis | 7/1/19 |  | 7/1/20
NO | YES |  |  |  | 069-44557 | 069-44557 | GE Healthcare | Carescape B450 |  | SJA14450009HA | TMC-Jones-Stroke (4J) |  |  |  |  | 069-44557 | 069-44557 | TMC | MHHS-TMC | TMC-Jones-Stroke (4J) | Room 9
YES | YES |  |  |  | 099-11954 | 099-11954 | GE Healthcare | Carescape B450 |  | SNE19492105SA | TMC - JONES - TSCU (9J) |  |  |  |  | 099-11954 | 099-11954 | TMC | Children?Aos Memorial Hermann | TMC - JONES - TSCU (9J) | TSICU Storage | [6 empty] | MONITORVITALSIGNS-GE-Carescape B450
YES | YES |  |  |  | 099-09029 | 099-09029 | GE Healthcare | Carescape B450 |  | SNE19492106SA | TMC - JONES - TSCU (9J) |  |  |  |  | 099-09029 | 099-09029 | TMC | Children?Aos Memorial Hermann | TMC - JONES - TSCU (9J) | TSICU Storage | [6 empty] | MONITORVITALSIGNS-GE-Carescape B450
YES | YES |  |  |  | 069-48972 | 069-48972 | GE Healthcare | Carescape B450 |  | SNE19322149SA | TMC - SAROFIM 2 - ADULT PACU |  |  |  |  | 069-48972 | 069-48972 | TMC | Memorial Hermann-Texas Medical Center | TMC - SAROFIM 2 - ADULT PACU | Central Station | 1/1/20 |  | 1/1/21 |  |  |  | MONITORVITALSIGNS-GE-Carescape B450
YES | YES |  |  |  | 099-09050 | 099-09050 | GE Healthcare | Carescape B450 |  | SNE19332056SA | TMC - SAROFIM 3 - PACU |  |  |  |  | 099-09050 | 099-09050 | TMC | Memorial Hermann-Texas Medical Center | TMC - SAROFIM 3 - PACU | PACU | [6 empty] | MONITORVITALSIGNS-GE-Carescape B450
YES | YES |  |  |  | 069-49015 | 069-49015 | GE Healthcare | Carescape B450 |  | SNE19512185SA | TMC - SAROFIM 2 - OR |  |  |  |  | 069-49015 | 069-49015 |  | Memorial Hermann-tmc | TMC - SAROFIM 2 - OR | OR10 | 1/1/20 |  | 1/1/21 |  |  |  | MONITORVITALSIGNS-GE-Carescape B450
YES | YES |  |  |  | 069-49014 | 069-49014 | GE Healthcare | Carescape B450 |  | SNE19512176SA | TMC - SAROFIM 2 - OR |  |  |  |  | 069-49014 | 069-49014 |  | Memorial Hermann-tmc | TMC - SAROFIM 2 - OR | OR10 | 1/1/20 |  | 1/1/21 |  |  |  | MONITORVITALSIGNS-GE-Carescape B450
YES | YES |  |  |  | 069-42831 | 069-42831 | GE Healthcare | Carescape B450 |  | SNE16440053HA | IR |  |  |  |  | 069-42831 | 069-42831 | TMC | Memorial Hermann-Texas Medical Center | IR | IR Holding | 3/1/20 | [5 empty] | MONITORVITALSIGNS-GE-Carescape B450
NO | YES |  |  |  | 005-10406 | 005-10406 | GE Healthcare | Carescape B450 |  | SJA15130241HA | SE-L |  |  |  |  | 005-10406 | 005-10406 |  | Memorial Hermann- SE- L | SE-L | NICU | 10/1/19 |  | 10/1/20
NO | YES |  |  |  | 005-10402 | 005-10402 | GE Healthcare | Carescape B450 |  | SAJ15130254HA | SE-L |  |  |  |  | 005-10402 | 005-10402 |  | Memorial Hermann- SE- L | SE-L | NICU | 3/1/20 |  | 3/1/21
NO | YES |  |  |  | 005-10400 | 005-10400 | GE Healthcare | Carescape B450 |  | SAJ15130255HA | SE-L |  |  |  |  | 005-10400 | 005-10400 |  | Memorial Hermann- SE- L | SE-L | NICU | 10/1/19 |  | 10/1/20
NO | YES |  |  |  | 005-10378 | 005-10378 | GE Healthcare | Carescape B450 |  | SJA15130267HA | SE-L |  |  |  |  | 005-10378 | 005-10378 |  | Memorial Hermann- SE- L | SE-L | NICU | 10/1/20 |  | 10/1/20
NO | YES |  |  |  | 005-10380 | 005-10380 | GE Healthcare | Carescape B450 |  | sJA15130256HA | SE-L |  |  |  |  | 005-10380 | 005-10380 |  | Memorial Hermann- SE- L | SE-L | NICU | 10/1/19 |  | 10/1/20
NO | YES |  |  |  | 005-10390 | 005-10390 | GE Healthcare | Carescape B450 |  | SJA15130343HA | SE-L |  |  |  |  | 005-10390 | 005-10390 |  | Memorial Hermann- SE- L | SE-L | NICU | 4/1/20 |  |  | No PM Sticker
YES | YES |  |  |  | 069-49138 | 069-49138 | GE Healthcare | Carescape B450 |  | SNE19112036SA | 3rd floor Biomed |  |  |  |  | 069-49138 | 069-49138 | TMC | Memorial Hermann-Texas Medical Center | 3rd floor Biomed | Biomed storage | 1/1/20 |  | 1/1/21 |  |  |  | MONITORVITALSIGNS-GE-Carescape B450
YES | YES |  |  |  | 041-33569 | 041-33569 | GE Healthcare | Carescape B450 |  | SNE19412144SA | Biomed Shop S3 |  |  |  |  | 041-33569 | 041-33569 | TMC | Memorial Hermann Texas Medical Center | Biomed Shop S3 | Biomed Shop S3 | [6 empty] | MONITORVITALSIGNS-GE-Carescape B450
YES | YES |  |  |  | 041-33571 | 041-33571 | GE Healthcare | Carescape B450 |  | SNE19412100SA | Biomed Shop S3 |  |  |  |  | 041-33571 | 041-33571 | TMC | Memorial Hermann Texas Medical Center | Biomed Shop S3 | Biomed Shop S3 | [6 empty] | MONITORVITALSIGNS-GE-Carescape B450
YES | YES |  |  |  | 041-33573 | 041-33573 | GE Healthcare | Carescape B450 |  | SNE19323004SA | Biomed Shop S3 |  |  |  |  | 041-33573 | 041-33573 | TMC | Memorial Hermann Texas Medical Center | Biomed Shop S3 | Biomed Shop S3 | [6 empty] | MONITORVITALSIGNS-GE-Carescape B450
YES | YES |  |  |  | 041-33576 | 041-33576 | GE Healthcare | Carescape B450 |  | SNE19412152SA | Biomed Shop S3 |  |  |  |  | 041-33576 | 041-33576 | TMC | Memorial Hermann Texas Medical Center | Biomed Shop S3 | Biomed Shop S3 | [6 empty] | MONITORVITALSIGNS-GE-Carescape B450
YES | YES |  |  |  | 041-33577 | 041-33577 | GE Healthcare | Carescape B450 |  | SNE19412136SA | Biomed Shop S3 |  |  |  |  | 041-33577 | 041-33577 | TMC | Memorial Hermann Texas Medical Center | Biomed Shop S3 | Biomed Shop S3 | [6 empty] | MONITORVITALSIGNS-GE-Carescape B450
YES | YES |  |  |  | 041-33103 | 041-33103 | GE Healthcare | Carescape B450 |  | SNE19412091SA | Biomed Shop S3 |  |  |  |  | 041-33103 | 041-33103 | TMC | Memorial Hermann Texas Medical Center | Biomed Shop S3 | Biomed Shop S3 | [6 empty] | MONITORVITALSIGNS-GE-Carescape B450
YES | YES |  |  |  | 041-33104 | 041-33104 | GE Healthcare | Carescape B450 |  | SNE19412112SA | Biomed Shop S3 |  |  |  |  | 041-33104 | 041-33104 | TMC | Memorial Hermann Texas Medical Center | Biomed Shop S3 | Biomed Shop S3 | [6 empty] | MONITORVITALSIGNS-GE-Carescape B450
YES | YES |  |  |  | 041-33105 | 041-33105 | GE Healthcare | Carescape B450 |  | SNE19412113SA | Biomed Shop S3 |  |  |  |  | 041-33105 | 041-33105 | TMC | Memorial Hermann Texas Medical Center | Biomed Shop S3 | Biomed Shop S3 | [6 empty] | MONITORVITALSIGNS-GE-Carescape B450
YES | YES |  |  |  | 041-33106 | 041-33106 | GE Healthcare | Carescape B450 |  | SNE19412145SA | Biomed Shop S3 |  |  |  |  | 041-33106 | 041-33106 | TMC | Memorial Hermann Texas Medical Center | Biomed Shop S3 | Biomed Shop S3 | [6 empty] | MONITORVITALSIGNS-GE-Carescape B450
YES | YES |  |  |  | 069-48925 | 069-48925 | GE Healthcare | Carescape B450 |  | SNE19322081SA | Biomed Shop S3 |  |  |  |  | 069-48925 | 069-48925 | TMC | Memorial Hermann Texas Medical Center | Biomed Shop S3 | Biomed Shop S3 | [6 empty] | MONITORVITALSIGNS-GE-Carescape B450
YES | YES |  |  |  | 069-48929 | 069-48929 | GE Healthcare | Carescape B450 |  | SNE19322114SA | Biomed Shop S3 |  |  |  |  | 069-48929 | 069-48929 | TMC | Memorial Hermann Texas Medical Center | Biomed Shop S3 | Biomed Shop S3 | [6 empty] | MONITORVITALSIGNS-GE-Carescape B450
YES | YES |  |  |  | 069-48926 | 069-48926 | GE Healthcare | Carescape B450 |  | SNE19322107SA | Biomed Shop S3 |  |  |  |  | 069-48926 | 069-48926 | TMC | Memorial Hermann Texas Medical Center | Biomed Shop S3 | Biomed Shop S3 | [6 empty] | MONITORVITALSIGNS-GE-Carescape B450
NO | YES |  |  |  | 029-32153 | 029-32153 | GE Healthcare | CARESCAPE B450 |  | SNE18502186SA | WOODLANDS-RADIOLOGY RECOVERY |  |  |  |  | 029-32153 | 029-32153 | Woodlands | MHHS-WOODLANDS | WOODLANDS-RADIOLOGY RECOVERY | Radiology Recovery Rm 2 |  |  |  |  | MONITORS, PHYSIOLOGIC, VITAL SIGNS
NO | NO |  |  |  | 142-07011 |  | GE Healthcare | CARESCAPE B450 |  | SNE16210250HA | NE - ENDOSCOPY | MHHS-Northeast |  | Monitor, Vital Signs |  | 142-07011 |  | Katy |  | NE - ENDOSCOPY | [5 empty] | MONITORS, PHYSIOLOGIC, VITAL SIGNS |  | MONITORVITALSIGNS-GE-Carescape B450 | MONITORVITALSIGNS | Carescape B450 |  |  |  | GE | Monitor, Vital Signs |  | MONITORVITALSIGNS-GE-Carescape B450 |  |  |  |  | Covered PM Repair - Lab Analyzers/Anesth | MHHS-Northeast
NO | NO |  |  |  | 142-07012 |  | GE Healthcare | CARESCAPE B450 |  | SNE16031004HA | NE - ENDOSCOPY | MHHS-Northeast |  | Monitor, Vital Signs |  | 142-07012 |  | Katy |  | NE - ENDOSCOPY | [5 empty] | MONITORS, PHYSIOLOGIC, VITAL SIGNS |  | MONITORVITALSIGNS-GE-Carescape B450 | MONITORVITALSIGNS | Carescape B450 |  |  |  | GE | Monitor, Vital Signs |  | MONITORVITALSIGNS-GE-Carescape B450 |  |  |  |  | Covered PM Repair - Lab Analyzers/Anesth | MHHS-Northeast
NO | NO |  |  |  | 142-07018 |  | GE Healthcare | CARESCAPE B450 |  | SNE15511070HA | NE - ENDOSCOPY | MHHS-Northeast |  | Monitor, Vital Signs |  | 142-07018 |  | Katy |  | NE - ENDOSCOPY | [5 empty] | MONITORS, PHYSIOLOGIC, VITAL SIGNS |  | MONITORVITALSIGNS-GE-Carescape B450 | MONITORVITALSIGNS | Carescape B450 |  |  |  | GE | Monitor, Vital Signs |  | MONITORVITALSIGNS-GE-Carescape B450 |  |  |  |  | Covered PM Repair - Biomedical | MHHS-Northeast
NO | NO | [5 empty] | GE Healthcare | CARESCAPE B450 |  | SJA15170158HA | NE - ICU | MHHS-Northeast |  | Monitor, Vital Signs |  |  |  | Katy |  | NE - ICU | [5 empty] | MONITORS, PHYSIOLOGIC, VITAL SIGNS |  | MONITORVITALSIGNS-GE-Carescape B450 | MONITORVITALSIGNS | Carescape B450 |  |  |  | GE | Monitor, Vital Signs |  | MONITORVITALSIGNS-GE-Carescape B450 |  |  |  |  | Covered PM Repair - Biomedical | MHHS-Northeast
NO | NO |  |  |  | 142-08095 |  | GE Healthcare | CARESCAPE B450 |  | SNE18452156SA | NE - IMU1 | MHHS-Northeast |  | Monitor, Vital Signs |  | 142-08095 |  | Katy |  | NE - IMU1 | [5 empty] | MONITORS, PHYSIOLOGIC, VITAL SIGNS |  | MONITORVITALSIGNS-GE-Carescape B450 | MONITORVITALSIGNS | Carescape B450 |  |  |  | GE | Monitor, Vital Signs |  | MONITORVITALSIGNS-GE-Carescape B450 |  |  |  |  | Covered PM Repair - Biomedical | MHHS-Northeast
NO | NO |  |  |  | 142-06365 |  | GE Healthcare | CARESCAPE B450 |  | SJA15120159HA | NE - NICU | MHHS-Northeast |  | Monitor, Vital Signs |  | 142-06365 |  | Katy |  | NE - NICU | [5 empty] | MONITORS, PHYSIOLOGIC, VITAL SIGNS |  | MONITORVITALSIGNS-GE-Carescape B450 | MONITORVITALSIGNS | Carescape B450 |  |  |  | GE | Monitor, Vital Signs |  | MONITORVITALSIGNS-GE-Carescape B450 |  |  |  |  | Covered PM Repair - Biomedical | MHHS-Northeast
NO | NO |  |  |  | 142-06367 |  | GE Healthcare | CARESCAPE B450 |  | SJA15120086HA | NE - NICU | MHHS-Northeast |  | Monitor, Vital Signs |  | 142-06367 |  | Katy |  | NE - NICU | [5 empty] | MONITORS, PHYSIOLOGIC, VITAL SIGNS |  | MONITORVITALSIGNS-GE-Carescape B450 | MONITORVITALSIGNS | Carescape B450 |  |  |  | GE | Monitor, Vital Signs |  | MONITORVITALSIGNS-GE-Carescape B450 |  |  |  |  | Covered PM Repair - Biomedical | MHHS-Northeast
NO | NO |  |  |  | 000-03862 |  | GE Healthcare | CARESCAPE B450 |  | SNE18502244SA | OPID - (TMC) - UPPER KIRBY - 467 | MHHS-OPID |  | Monitor, Vital Signs |  | 000-03862 |  | TMC |  | OPID - (TMC) - UPPER KIRBY - 467 | [5 empty] | MONITORS, PHYSIOLOGIC, VITAL SIGNS |  | MONITORVITALSIGNS-GE-Carescape B450 | MONITORVITALSIGNS | Carescape B450 |  |  |  | GE | Monitor, Vital Signs |  | MONITORVITALSIGNS-GE-Carescape B450 |  |  |  |  | Covered PM Repair - Biomedical | MHHS-OPID
NO | NO |  |  |  | 000-03863 |  | GE Healthcare | CARESCAPE B450 |  | SNE18502231SA | OPID - (TMC) - UPPER KIRBY - 467 | MHHS-OPID |  | Monitor, Vital Signs |  | 000-03863 |  | TMC |  | OPID - (TMC) - UPPER KIRBY - 467 | [5 empty] | MONITORS, PHYSIOLOGIC, VITAL SIGNS |  | MONITORVITALSIGNS-GE-Carescape B450 | MONITORVITALSIGNS | Carescape B450 |  |  |  | GE | Monitor, Vital Signs |  | MONITORVITALSIGNS-GE-Carescape B450 |  |  |  |  | Covered PM Repair - Biomedical | MHHS-OPID
NO | NO |  |  |  | 000-05020 |  | GE Healthcare | CARESCAPE B450 |  | SNE18512009SA | OPID - (TMC) - UPPER KIRBY - 467 | MHHS-OPID |  | Monitor, Vital Signs |  | 000-05020 |  | TMC |  | OPID - (TMC) - UPPER KIRBY - 467 | [5 empty] | MONITORS, PHYSIOLOGIC, VITAL SIGNS |  | MONITORVITALSIGNS-GE-Carescape B450 | MONITORVITALSIGNS | Carescape B450 |  |  |  | GE | Monitor, Vital Signs |  | MONITORVITALSIGNS-GE-Carescape B450 |  |  |  |  | Covered PM Repair - Biomedical | MHHS-OPID
NO | NO |  |  |  | 069-35619 |  | GE Healthcare | CARESCAPE B450 |  | SJA14381237HA | TMC - CHILDRENS - L&D (5HP) | MHHS-TMC |  | Monitor, Vital Signs |  | 069-35619 |  | TMC |  | TMC - CHILDRENS - L&D (5HP) | [5 empty] | MONITORS, PHYSIOLOGIC, VITAL SIGNS |  | MONITORVITALSIGNS-GE-Carescape B450 | MONITORVITALSIGNS | Carescape B450 |  |  |  | GE | Monitor, Vital Signs |  | MONITORVITALSIGNS-GE-Carescape B450 |  |  |  |  | Not Covered Vendor Only - Biomedical | MHHS-TMC
NO | NO |  |  |  | 069-35622 |  | GE Healthcare | CARESCAPE B450 |  | SJA14381235HA | TMC - CHILDRENS - L&D (5HP) | MHHS-TMC |  | Monitor, Vital Signs |  | 069-35622 |  | TMC |  | TMC - CHILDRENS - L&D (5HP) | [5 empty] | MONITORS, PHYSIOLOGIC, VITAL SIGNS |  | MONITORVITALSIGNS-GE-Carescape B450 | MONITORVITALSIGNS | Carescape B450 |  |  |  | GE | Monitor, Vital Signs |  | MONITORVITALSIGNS-GE-Carescape B450 |  |  |  |  | Not Covered Vendor Only - Lab Ana/Anes | MHHS-TMC
NO | NO |  |  |  | 077-08893 |  | GE Healthcare | CARESCAPE B450 |  | SJA14392407HA | TMC - CHILDRENS - NICU (7HP) | MHHS-TMC |  | Monitor, Vital Signs |  | 077-08893 |  | TMC |  | TMC - CHILDRENS - NICU (7HP) | [5 empty] | MONITORS, PHYSIOLOGIC, VITAL SIGNS |  | MONITORVITALSIGNS-GE-Carescape B450 | MONITORVITALSIGNS | Carescape B450 |  |  |  | GE | Monitor, Vital Signs |  | MONITORVITALSIGNS-GE-Carescape B450 |  |  |  |  | Not Covered Vendor Only - Lab Ana/Anes | MHHS-TMC
NO | NO |  |  |  | 077-09056 |  | GE Healthcare | CARESCAPE B450 |  | SJA14392414HA | TMC - CHILDRENS - NICU (7HP) | MHHS-TMC |  | Monitor, Vital Signs |  | 077-09056 |  | TMC |  | TMC - CHILDRENS - NICU (7HP) | [5 empty] | MONITORS, PHYSIOLOGIC, VITAL SIGNS |  | MONITORVITALSIGNS-GE-Carescape B450 | MONITORVITALSIGNS | Carescape B450 |  |  |  | GE | Monitor, Vital Signs |  | MONITORVITALSIGNS-GE-Carescape B450 |  |  |  |  | Not Covered Vendor Only - Lab Ana/Anes | MHHS-TMC
NO | NO |  |  |  | 077-08891 |  | GE Healthcare | CARESCAPE B450 |  | SJA14392418HA | TMC - CHILDRENS - NICU/SCU (8HP) | MHHS-TMC |  | Monitor, Vital Signs |  | 077-08891 |  | TMC |  | TMC - CHILDRENS - NICU/SCU (8HP) | [5 empty] | MONITORS, PHYSIOLOGIC, VITAL SIGNS |  | MONITORVITALSIGNS-GE-Carescape B450 | MONITORVITALSIGNS | Carescape B450 |  |  |  | GE | Monitor, Vital Signs |  | MONITORVITALSIGNS-GE-Carescape B450 |  |  |  |  | Not Covered Vendor Only - Lab Ana/Anes | MHHS-TMC
NO | NO |  |  |  | 077-08895 |  | GE Healthcare | CARESCAPE B450 |  | SJA14392417HA | TMC - CHILDRENS - NICU/SCU (8HP) | MHHS-TMC |  | Monitor, Vital Signs |  | 077-08895 |  | TMC |  | TMC - CHILDRENS - NICU/SCU (8HP) | [5 empty] | MONITORS, PHYSIOLOGIC, VITAL SIGNS |  | MONITORVITALSIGNS-GE-Carescape B450 | MONITORVITALSIGNS | Carescape B450 |  |  |  | GE | Monitor, Vital Signs |  | MONITORVITALSIGNS-GE-Carescape B450 |  |  |  |  | Not Covered Vendor Only - Biomedical | MHHS-TMC
NO | NO |  |  |  | 077-08899 |  | GE Healthcare | CARESCAPE B450 |  | SJA14392408HA | TMC - CHILDRENS - NICU/SCU (8HP) | MHHS-TMC |  | Monitor, Vital Signs |  | 077-08899 |  | TMC |  | TMC - CHILDRENS - NICU/SCU (8HP) | [5 empty] | MONITORS, PHYSIOLOGIC, VITAL SIGNS |  | MONITORVITALSIGNS-GE-Carescape B450 | MONITORVITALSIGNS | Carescape B450 |  |  |  | GE | Monitor, Vital Signs |  | MONITORVITALSIGNS-GE-Carescape B450 |  |  |  |  | Not Covered Vendor Only - Lab Ana/Anes | MHHS-TMC
NO | NO |  |  |  | 069-41188 |  | GE Healthcare | CARESCAPE B450 |  | SNE16440159HA | TMC - CULLEN - MIMU (2C) | MHHS-TMC |  | Monitor, Vital Signs |  | 069-41188 |  | TMC |  | TMC - CULLEN - MIMU (2C) | [5 empty] | MONITORS, PHYSIOLOGIC, VITAL SIGNS |  | MONITORVITALSIGNS-GE-Carescape B450 | MONITORVITALSIGNS | Carescape B450 |  |  |  | GE | Monitor, Vital Signs |  | MONITORVITALSIGNS-GE-Carescape B450 |  |  |  |  | Not Covered Vendor Only - Lab Ana/Anes | MHHS-TMC
NO | NO |  |  |  | 069-41189 |  | GE Healthcare | CARESCAPE B450 |  | SNE16440148HA | TMC - CULLEN - MIMU (2C) | MHHS-TMC |  | Monitor, Vital Signs |  | 069-41189 |  | TMC |  | TMC - CULLEN - MIMU (2C) | [5 empty] | MONITORS, PHYSIOLOGIC, VITAL SIGNS |  | MONITORVITALSIGNS-GE-Carescape B450 | MONITORVITALSIGNS | Carescape B450 |  |  |  | GE | Monitor, Vital Signs |  | MONITORVITALSIGNS-GE-Carescape B450 |  |  |  |  | Not Covered Vendor Only - Lab Ana/Anes | MHHS-TMC
NO | NO |  |  |  | 069-41190 |  | GE Healthcare | CARESCAPE B450 |  | SNE16440062HA | TMC - CULLEN - MIMU (2C) | MHHS-TMC |  | Monitor, Vital Signs |  | 069-41190 |  | TMC |  | TMC - CULLEN - MIMU (2C) | [5 empty] | MONITORS, PHYSIOLOGIC, VITAL SIGNS |  | MONITORVITALSIGNS-GE-Carescape B450 | MONITORVITALSIGNS | Carescape B450 |  |  |  | GE | Monitor, Vital Signs |  | MONITORVITALSIGNS-GE-Carescape B450 |  |  |  |  | Covered PM Repair - Lab Analyzers/Anesth | MHHS-TMC
NO | NO |  |  |  | 069-41193 |  | GE Healthcare | CARESCAPE B450 |  | SNE16440141HA | TMC - CULLEN - MIMU (2C) | MHHS-TMC |  | Monitor, Vital Signs |  | 069-41193 |  | TMC |  | TMC - CULLEN - MIMU (2C) | [5 empty] | MONITORS, PHYSIOLOGIC, VITAL SIGNS |  | MONITORVITALSIGNS-GE-Carescape B450 | MONITORVITALSIGNS | Carescape B450 |  |  |  | GE | Monitor, Vital Signs |  | MONITORVITALSIGNS-GE-Carescape B450 |  |  |  |  | Not Covered Vendor Only - Biomedical | MHHS-TMC
NO | NO |  |  |  | 069-41195 |  | GE Healthcare | CARESCAPE B450 |  | SNE16440142HA | TMC - CULLEN - MIMU (2C) | MHHS-TMC |  | Monitor, Vital Signs |  | 069-41195 |  | TMC |  | TMC - CULLEN - MIMU (2C) | [5 empty] | MONITORS, PHYSIOLOGIC, VITAL SIGNS |  | MONITORVITALSIGNS-GE-Carescape B450 | MONITORVITALSIGNS | Carescape B450 |  |  |  | GE | Monitor, Vital Signs |  | MONITORVITALSIGNS-GE-Carescape B450 |  |  |  |  | Not Covered Vendor Only - Biomedical | MHHS-TMC
NO | NO |  |  |  | 069-41196 |  | GE Healthcare | CARESCAPE B450 |  | SNE16440133HA | TMC - CULLEN - MIMU (2C) | MHHS-TMC |  | Monitor, Vital Signs |  | 069-41196 |  | TMC |  | TMC - CULLEN - MIMU (2C) | [5 empty] | MONITORS, PHYSIOLOGIC, VITAL SIGNS |  | MONITORVITALSIGNS-GE-Carescape B450 | MONITORVITALSIGNS | Carescape B450 |  |  |  | GE | Monitor, Vital Signs |  | MONITORVITALSIGNS-GE-Carescape B450 |  |  |  |  | Not Covered Vendor Only - Biomedical | MHHS-TMC
NO | NO |  |  |  | 069-41197 |  | GE Healthcare | CARESCAPE B450 |  | SNE16430377HA | TMC - CULLEN - MIMU (2C) | MHHS-TMC |  | Monitor, Vital Signs |  | 069-41197 |  | TMC |  | TMC - CULLEN - MIMU (2C) | [5 empty] | MONITORS, PHYSIOLOGIC, VITAL SIGNS |  | MONITORVITALSIGNS-GE-Carescape B450 | MONITORVITALSIGNS | Carescape B450 |  |  |  | GE | Monitor, Vital Signs |  | MONITORVITALSIGNS-GE-Carescape B450 |  |  |  |  | Not Covered Vendor Only - Biomedical | MHHS-TMC
NO | NO |  |  |  | 069-43237 |  | GE Healthcare | CARESCAPE B450 |  | SJA15422068HR | TMC - DIALYSIS - ADULT (9J) | MHHS-TMC |  | Monitor, Vital Signs |  | 069-43237 |  | TMC |  | TMC - DIALYSIS - ADULT (9J) | [5 empty] | MONITORS, PHYSIOLOGIC, VITAL SIGNS |  | MONITORVITALSIGNS-GE-Carescape B450 | MONITORVITALSIGNS | Carescape B450 |  |  |  | GE | Monitor, Vital Signs |  | MONITORVITALSIGNS-GE-Carescape B450 |  |  |  |  | Not Covered Vendor Only - Biomedical | MHHS-TMC
NO | NO |  |  |  | 069-43242 |  | GE Healthcare | CARESCAPE B450 |  | SJA13519469HR | TMC - DIALYSIS - ADULT (9J) | MHHS-TMC |  | Monitor, Vital Signs |  | 069-43242 |  | TMC |  | TMC - DIALYSIS - ADULT (9J) | [5 empty] | MONITORS, PHYSIOLOGIC, VITAL SIGNS |  | MONITORVITALSIGNS-GE-Carescape B450 | MONITORVITALSIGNS | Carescape B450 |  |  |  | GE | Monitor, Vital Signs |  | MONITORVITALSIGNS-GE-Carescape B450 |  |  |  |  | Not Covered Vendor Only - Biomedical | MHHS-TMC
NO | NO |  |  |  | 069-43272 |  | GE Healthcare | CARESCAPE B450 |  | SJA15422064HR | TMC - GI/ENDO - ADULT (1J) | MHHS-TMC |  | Monitor, Vital Signs |  | 069-43272 |  | TMC |  | TMC - GI/ENDO - ADULT (1J) | [5 empty] | MONITORS, PHYSIOLOGIC, VITAL SIGNS |  | MONITORVITALSIGNS-GE-Carescape B450 | MONITORVITALSIGNS | Carescape B450 |  |  |  | GE | Monitor, Vital Signs |  | MONITORVITALSIGNS-GE-Carescape B450 |  |  |  |  | Not Covered Vendor Only - Biomedical | MHHS-TMC
NO | NO |  |  |  | 069-44307 |  | GE Healthcare | CARESCAPE B450 |  | SNE17370026HA | TMC - GI/ENDO - ADULT (1J) | MHHS-TMC |  | Monitor, Vital Signs |  | 069-44307 |  | TMC |  | TMC - GI/ENDO - ADULT (1J) | [5 empty] | MONITORS, PHYSIOLOGIC, VITAL SIGNS |  | MONITORVITALSIGNS-GE-Carescape B450 | MONITORVITALSIGNS | Carescape B450 |  |  |  | GE | Monitor, Vital Signs |  | MONITORVITALSIGNS-GE-Carescape B450 |  |  |  |  | Covered PM Repair - Biomedical | MHHS-TMC
NO | NO |  |  |  | 069-41191 |  | GE Healthcare | CARESCAPE B450 |  | SNE16440139HA | TMC - HERMANN - SIMU (3HP) | MHHS-TMC |  | Monitor, Vital Signs |  | 069-41191 |  | TMC |  | TMC - HERMANN - SIMU (3HP) | [5 empty] | MONITORS, PHYSIOLOGIC, VITAL SIGNS |  | MONITORVITALSIGNS-GE-Carescape B450 | MONITORVITALSIGNS | Carescape B450 |  |  |  | GE | Monitor, Vital Signs |  | MONITORVITALSIGNS-GE-Carescape B450 |  |  |  |  | Covered PM Repair - Biomedical | MHHS-TMC
NO | NO |  |  |  | 069-42830 |  | GE Healthcare | CARESCAPE B450 |  | SNE16450087HA | TMC - HERMANN - SIMU (3HP) | MHHS-TMC |  | Monitor, Vital Signs |  | 069-42830 |  | TMC |  | TMC - HERMANN - SIMU (3HP) | [5 empty] | MONITORS, PHYSIOLOGIC, VITAL SIGNS |  | MONITORVITALSIGNS-GE-Carescape B450 | MONITORVITALSIGNS | Carescape B450 |  |  |  | GE | Monitor, Vital Signs |  | MONITORVITALSIGNS-GE-Carescape B450 |  |  |  |  | Covered PM Repair - Biomedical | MHHS-TMC
NO | NO |  |  |  | 069-42832 |  | GE Healthcare | CARESCAPE B450 |  | SNE16440048HA | TMC - HERMANN - SIMU (3HP) | MHHS-TMC |  | Monitor, Vital Signs |  | 069-42832 |  | TMC |  | TMC - HERMANN - SIMU (3HP) | [5 empty] | MONITORS, PHYSIOLOGIC, VITAL SIGNS |  | MONITORVITALSIGNS-GE-Carescape B450 | MONITORVITALSIGNS | Carescape B450 |  |  |  | GE | Monitor, Vital Signs |  | MONITORVITALSIGNS-GE-Carescape B450 |  |  |  |  | Covered PM Repair - Biomedical | MHHS-TMC
NO | NO |  |  |  | 069-42833 |  | GE Healthcare | CARESCAPE B450 |  | SNE16440050HA | TMC - HERMANN - SIMU (3HP) | MHHS-TMC |  | Monitor, Vital Signs |  | 069-42833 |  | TMC |  | TMC - HERMANN - SIMU (3HP) | [5 empty] | MONITORS, PHYSIOLOGIC, VITAL SIGNS |  | MONITORVITALSIGNS-GE-Carescape B450 | MONITORVITALSIGNS | Carescape B450 |  |  |  | GE | Monitor, Vital Signs |  | MONITORVITALSIGNS-GE-Carescape B450 |  |  |  |  | Covered PM Repair - Biomedical | MHHS-TMC
NO | NO |  |  |  | 069-42834 |  | GE Healthcare | CARESCAPE B450 |  | SNE16440115HA | TMC - HERMANN - SIMU (3HP) | MHHS-TMC |  | Monitor, Vital Signs |  | 069-42834 |  | TMC |  | TMC - HERMANN - SIMU (3HP) | [5 empty] | MONITORS, PHYSIOLOGIC, VITAL SIGNS |  | MONITORVITALSIGNS-GE-Carescape B450 | MONITORVITALSIGNS | Carescape B450 |  |  |  | GE | Monitor, Vital Signs |  | MONITORVITALSIGNS-GE-Carescape B450 |  |  |  |  | Covered PM Repair - Biomedical | MHHS-TMC
NO | NO |  |  |  | 069-42835 |  | GE Healthcare | CARESCAPE B450 |  | SNE16450088HA | TMC - HERMANN - SIMU (3HP) | MHHS-TMC |  | Monitor, Vital Signs |  | 069-42835 |  | TMC |  | TMC - HERMANN - SIMU (3HP) | [5 empty] | MONITORS, PHYSIOLOGIC, VITAL SIGNS |  | MONITORVITALSIGNS-GE-Carescape B450 | MONITORVITALSIGNS | Carescape B450 |  |  |  | GE | Monitor, Vital Signs |  | MONITORVITALSIGNS-GE-Carescape B450 |  |  |  |  | Covered PM Repair - Biomedical | MHHS-TMC
NO | NO |  |  |  | 069-42836 |  | GE Healthcare | CARESCAPE B450 |  | SNE16440144HA | TMC - HERMANN - SIMU (3HP) | MHHS-TMC |  | Monitor, Vital Signs |  | 069-42836 |  | TMC |  | TMC - HERMANN - SIMU (3HP) | [5 empty] | MONITORS, PHYSIOLOGIC, VITAL SIGNS |  | MONITORVITALSIGNS-GE-Carescape B450 | MONITORVITALSIGNS | Carescape B450 |  |  |  | GE | Monitor, Vital Signs |  | MONITORVITALSIGNS-GE-Carescape B450 |  |  |  |  | Covered PM Repair - Biomedical | MHHS-TMC
NO | NO |  |  |  | 069-42837 |  | GE Healthcare | CARESCAPE B450 |  | SNE16440145HA | TMC - HERMANN - SIMU (3HP) | MHHS-TMC |  | Monitor, Vital Signs |  | 069-42837 |  | TMC |  | TMC - HERMANN - SIMU (3HP) | [5 empty] | MONITORS, PHYSIOLOGIC, VITAL SIGNS |  | MONITORVITALSIGNS-GE-Carescape B450 | MONITORVITALSIGNS | Carescape B450 |  |  |  | GE | Monitor, Vital Signs |  | MONITORVITALSIGNS-GE-Carescape B450 |  |  |  |  | Covered PM Repair - Biomedical | MHHS-TMC
NO | NO |  |  |  | 069-42839 |  | GE Healthcare | CARESCAPE B450 |  | SNE16440059HA | TMC - HERMANN - SIMU (3HP) | MHHS-TMC |  | Monitor, Vital Signs |  | 069-42839 |  | TMC |  | TMC - HERMANN - SIMU (3HP) | [5 empty] | MONITORS, PHYSIOLOGIC, VITAL SIGNS |  | MONITORVITALSIGNS-GE-Carescape B450 | MONITORVITALSIGNS | Carescape B450 |  |  |  | GE | Monitor, Vital Signs |  | MONITORVITALSIGNS-GE-Carescape B450 |  |  |  |  | Covered PM Repair - Biomedical | MHHS-TMC
NO | NO |  |  |  | 069-42841 |  | GE Healthcare | CARESCAPE B450 |  | SNE16440061HA | TMC - HERMANN - SIMU (3HP) | MHHS-TMC |  | Monitor, Vital Signs |  | 069-42841 |  | TMC |  | TMC - HERMANN - SIMU (3HP) | [5 empty] | MONITORS, PHYSIOLOGIC, VITAL SIGNS |  | MONITORVITALSIGNS-GE-Carescape B450 | MONITORVITALSIGNS | Carescape B450 |  |  |  | GE | Monitor, Vital Signs |  | MONITORVITALSIGNS-GE-Carescape B450 |  |  |  |  | Covered PM Repair - Biomedical | MHHS-TMC
NO | NO |  |  |  | 074-03301 |  | GE Healthcare | CARESCAPE B450 |  | SJA15242042HA | TMC - HVI - CIMU (4HVI) | MHHS-TMC |  | Monitor, Vital Signs |  | 074-03301 |  | TMC |  | TMC - HVI - CIMU (4HVI) | [5 empty] | MONITORS, PHYSIOLOGIC, VITAL SIGNS |  | MONITORVITALSIGNS-GE-Carescape B450 | MONITORVITALSIGNS | Carescape B450 |  |  |  | GE | Monitor, Vital Signs |  | MONITORVITALSIGNS-GE-Carescape B450 |  |  |  |  | Covered ES - Biomedical | MHHS-TMC
NO | NO |  |  |  | 074-03304 |  | GE Healthcare | CARESCAPE B450 |  | SJA15242038HA | TMC - HVI - CIMU (4HVI) | MHHS-TMC |  | Monitor, Vital Signs |  | 074-03304 |  | TMC |  | TMC - HVI - CIMU (4HVI) | [5 empty] | MONITORS, PHYSIOLOGIC, VITAL SIGNS |  | MONITORVITALSIGNS-GE-Carescape B450 | MONITORVITALSIGNS | Carescape B450 |  |  |  | GE | Monitor, Vital Signs |  | MONITORVITALSIGNS-GE-Carescape B450 |  |  |  |  | Covered PM Repair - Biomedical | MHHS-TMC
NO | NO |  |  |  | 074-05071 |  | GE Healthcare | CARESCAPE B450 |  | SJA5242037HA | TMC - HVI - CIMU (4HVI) | MHHS-TMC |  | Monitor, Vital Signs |  | 074-05071 |  | TMC |  | TMC - HVI - CIMU (4HVI) | [5 empty] | MONITORS, PHYSIOLOGIC, VITAL SIGNS |  | MONITORVITALSIGNS-GE-Carescape B450 | MONITORVITALSIGNS | Carescape B450 |  |  |  | GE | Monitor, Vital Signs |  | MONITORVITALSIGNS-GE-Carescape B450 |  |  |  |  | Covered PM Repair - Biomedical | MHHS-TMC
NO | NO |  |  |  | 074-05356 |  | GE Healthcare | CARESCAPE B450 |  | SNE16230085HR | TMC - HVI - CIMU (4HVI) | MHHS-TMC |  | Monitor, Vital Signs |  | 074-05356 |  | TMC |  | TMC - HVI - CIMU (4HVI) | [5 empty] | MONITORS, PHYSIOLOGIC, VITAL SIGNS |  | MONITORVITALSIGNS-GE-Carescape B450 | MONITORVITALSIGNS | Carescape B450 |  |  |  | GE | Monitor, Vital Signs |  | MONITORVITALSIGNS-GE-Carescape B450 |  |  |  |  | Covered PM Repair - Biomedical | MHHS-TMC
NO | NO |  |  |  | 074-05360 |  | GE Healthcare | CARESCAPE B450 |  | SNE16230079HR | TMC - HVI - CIMU (4HVI) | MHHS-TMC |  | Monitor, Vital Signs |  | 074-05360 |  | TMC |  | TMC - HVI - CIMU (4HVI) | [5 empty] | MONITORS, PHYSIOLOGIC, VITAL SIGNS |  | MONITORVITALSIGNS-GE-Carescape B450 | MONITORVITALSIGNS | Carescape B450 |  |  |  | GE | Monitor, Vital Signs |  | MONITORVITALSIGNS-GE-Carescape B450 |  |  |  |  | Covered PM Repair - Biomedical | MHHS-TMC
NO | NO |  |  |  | 074-05363 |  | GE Healthcare | CARESCAPE B450 |  | SNE16230102HR | TMC - HVI - CIMU (4HVI) | MHHS-TMC |  | Monitor, Vital Signs |  | 074-05363 |  | TMC |  | TMC - HVI - CIMU (4HVI) | [5 empty] | MONITORS, PHYSIOLOGIC, VITAL SIGNS |  | MONITORVITALSIGNS-GE-Carescape B450 | MONITORVITALSIGNS | Carescape B450 |  |  |  | GE | Monitor, Vital Signs |  | MONITORVITALSIGNS-GE-Carescape B450 |  |  |  |  | Covered PM Repair - Biomedical | MHHS-TMC
NO | NO |  |  |  | 074-05370 |  | GE Healthcare | CARESCAPE B450 |  | SNE16230092HR | TMC - HVI - CIMU (4HVI) | MHHS-TMC |  | Monitor, Vital Signs |  | 074-05370 |  | TMC |  | TMC - HVI - CIMU (4HVI) | [5 empty] | MONITORS, PHYSIOLOGIC, VITAL SIGNS |  | MONITORVITALSIGNS-GE-Carescape B450 | MONITORVITALSIGNS | Carescape B450 |  |  |  | GE | Monitor, Vital Signs |  | MONITORVITALSIGNS-GE-Carescape B450 |  |  |  |  | Covered PM Repair - Biomedical | MHHS-TMC
NO | NO |  |  |  | 074-05371 |  | GE Healthcare | CARESCAPE B450 |  | SNE16230072HR | TMC - HVI - CIMU (4HVI) | MHHS-TMC |  | Monitor, Vital Signs |  | 074-05371 |  | TMC |  | TMC - HVI - CIMU (4HVI) | [5 empty] | MONITORS, PHYSIOLOGIC, VITAL SIGNS |  | MONITORVITALSIGNS-GE-Carescape B450 | MONITORVITALSIGNS | Carescape B450 |  |  |  | GE | Monitor, Vital Signs |  | MONITORVITALSIGNS-GE-Carescape B450 |  |  |  |  | Covered PM Repair - Biomedical | MHHS-TMC
NO | NO |  |  |  | 074-05372 |  | GE Healthcare | CARESCAPE B450 |  | SNE16230070HR | TMC - HVI - CIMU (4HVI) | MHHS-TMC |  | Monitor, Vital Signs |  | 074-05372 |  | TMC |  | TMC - HVI - CIMU (4HVI) | [5 empty] | MONITORS, PHYSIOLOGIC, VITAL SIGNS |  | MONITORVITALSIGNS-GE-Carescape B450 | MONITORVITALSIGNS | Carescape B450 |  |  |  | GE | Monitor, Vital Signs |  | MONITORVITALSIGNS-GE-Carescape B450 |  |  |  |  | Covered PM Repair - Biomedical | MHHS-TMC
NO | NO |  |  |  | 074-05385 |  | GE Healthcare | CARESCAPE B450 |  | SNE16120038HR | TMC - HVI - CIMU (4HVI) | MHHS-TMC |  | Monitor, Vital Signs |  | 074-05385 |  | TMC |  | TMC - HVI - CIMU (4HVI) | [5 empty] | MONITORS, PHYSIOLOGIC, VITAL SIGNS |  | MONITORVITALSIGNS-GE-Carescape B450 | MONITORVITALSIGNS | Carescape B450 |  |  |  | GE | Monitor, Vital Signs |  | MONITORVITALSIGNS-GE-Carescape B450 |  |  |  |  | Covered PM Repair - Biomedical | MHHS-TMC
NO | NO |  |  |  | 074-05834 |  | GE Healthcare | CARESCAPE B450 |  | SJA15242035HA | TMC - HVI - CIMU (4HVI) | MHHS-TMC |  | Monitor, Vital Signs |  | 074-05834 |  | TMC |  | TMC - HVI - CIMU (4HVI) | [5 empty] | MONITORS, PHYSIOLOGIC, VITAL SIGNS |  | MONITORVITALSIGNS-GE-Carescape B450 | MONITORVITALSIGNS | Carescape B450 |  |  |  | GE | Monitor, Vital Signs |  | MONITORVITALSIGNS-GE-Carescape B450 |  |  |  |  | Covered PM Repair - Biomedical | MHHS-TMC
NO | NO |  |  |  | 074-03292 |  | GE Healthcare | CARESCAPE B450 |  | SNE16140007HA | TMC - HVI - CVICU (8HVI) | MHHS-TMC |  | Monitor, Vital Signs |  | 074-03292 |  | TMC |  | TMC - HVI - CVICU (8HVI) | [5 empty] | MONITORS, PHYSIOLOGIC, VITAL SIGNS |  | MONITORVITALSIGNS-GE-Carescape B450 | MONITORVITALSIGNS | Carescape B450 |  |  |  | GE | Monitor, Vital Signs |  | MONITORVITALSIGNS-GE-Carescape B450 |  |  |  |  | Covered PM Repair - Biomedical | MHHS-TMC
NO | NO |  |  |  | 074-05339 |  | GE Healthcare | CARESCAPE B450 |  | SNE16230105HR | TMC - HVI - CVIMU (8HVI) | MHHS-TMC |  | Monitor, Vital Signs |  | 074-05339 |  | TMC |  | TMC - HVI - CVIMU (8HVI) | [5 empty] | MONITORS, PHYSIOLOGIC, VITAL SIGNS |  | MONITORVITALSIGNS-GE-Carescape B450 | MONITORVITALSIGNS | Carescape B450 |  |  |  | GE | Monitor, Vital Signs |  | MONITORVITALSIGNS-GE-Carescape B450 |  |  |  |  | Covered PM Repair - Biomedical | MHHS-TMC
NO | NO |  |  |  | 074-05073 |  | GE Healthcare | CARESCAPE B450 |  | SJA5242035HA | TMC - HVI - HEART FAILURE ICU (5HVI) | MHHS-TMC |  | Monitor, Vital Signs |  | 074-05073 |  | TMC |  | TMC - HVI - HEART FAILURE ICU (5HVI) | [5 empty] | MONITORS, PHYSIOLOGIC, VITAL SIGNS |  | MONITORVITALSIGNS-GE-Carescape B450 | MONITORVITALSIGNS | Carescape B450 |  |  |  | GE | Monitor, Vital Signs |  | MONITORVITALSIGNS-GE-Carescape B450 |  |  |  |  | Covered PM Repair - Biomedical | MHHS-TMC
NO | NO |  |  |  | 069-40276 |  | GE Healthcare | CARESCAPE B450 |  | SJA15140094HA | TMC - JONES - GAMMA KNIFE (JB) | MHHS-TMC |  | Monitor, Vital Signs |  | 069-40276 |  | TMC |  | TMC - JONES - GAMMA KNIFE (JB) | [5 empty] | MONITORS, PHYSIOLOGIC, VITAL SIGNS |  | MONITORVITALSIGNS-GE-Carescape B450 | MONITORVITALSIGNS | Carescape B450 |  |  |  | GE | Monitor, Vital Signs |  | MONITORVITALSIGNS-GE-Carescape B450 |  |  |  |  | Covered PM Repair - Biomedical | MHHS-TMC
NO | NO |  |  |  | 069-41176 |  | GE Healthcare | CARESCAPE B450 |  | SNE16440132HA | TMC - JONES - NEURO IMU (3J) | MHHS-TMC |  | Monitor, Vital Signs |  | 069-41176 |  | TMC |  | TMC - JONES - NEURO IMU (3J) | [5 empty] | MONITORS, PHYSIOLOGIC, VITAL SIGNS |  | MONITORVITALSIGNS-GE-Carescape B450 | MONITORVITALSIGNS | Carescape B450 |  |  |  | GE | Monitor, Vital Signs |  | MONITORVITALSIGNS-GE-Carescape B450 |  |  |  |  | Covered PM Repair - Biomedical | MHHS-TMC
NO | NO |  |  |  | 069-41177 |  | GE Healthcare | CARESCAPE B450 |  | SNE16440146HA | TMC - JONES - NEURO IMU (3J) | MHHS-TMC |  | Monitor, Vital Signs |  | 069-41177 |  | TMC |  | TMC - JONES - NEURO IMU (3J) | [5 empty] | MONITORS, PHYSIOLOGIC, VITAL SIGNS |  | MONITORVITALSIGNS-GE-Carescape B450 | MONITORVITALSIGNS | Carescape B450 |  |  |  | GE | Monitor, Vital Signs |  | MONITORVITALSIGNS-GE-Carescape B450 |  |  |  |  | Covered PM Repair - Biomedical | MHHS-TMC
NO | NO |  |  |  | 069-41178 |  | GE Healthcare | CARESCAPE B450 |  | SNE16440138HA | TMC - JONES - NEURO IMU (3J) | MHHS-TMC |  | Monitor, Vital Signs |  | 069-41178 |  | TMC |  | TMC - JONES - NEURO IMU (3J) | [5 empty] | MONITORS, PHYSIOLOGIC, VITAL SIGNS |  | MONITORVITALSIGNS-GE-Carescape B450 | MONITORVITALSIGNS | Carescape B450 |  |  |  | GE | Monitor, Vital Signs |  | MONITORVITALSIGNS-GE-Carescape B450 |  |  |  |  | Covered PM Repair - Biomedical | MHHS-TMC
NO | NO |  |  |  | 069-41179 |  | GE Healthcare | CARESCAPE B450 |  | SNE16440131HA | TMC - JONES - NEURO IMU (3J) | MHHS-TMC |  | Monitor, Vital Signs |  | 069-41179 |  | TMC |  | TMC - JONES - NEURO IMU (3J) | [5 empty] | MONITORS, PHYSIOLOGIC, VITAL SIGNS |  | MONITORVITALSIGNS-GE-Carescape B450 | MONITORVITALSIGNS | Carescape B450 |  |  |  | GE | Monitor, Vital Signs |  | MONITORVITALSIGNS-GE-Carescape B450 |  |  |  |  | Covered PM Repair - Biomedical | MHHS-TMC
NO | NO |  |  |  | 069-41180 |  | GE Healthcare | CARESCAPE B450 |  | SNE16440058HA | TMC - JONES - NEURO IMU (3J) | MHHS-TMC |  | Monitor, Vital Signs |  | 069-41180 |  | TMC |  | TMC - JONES - NEURO IMU (3J) | [5 empty] | MONITORS, PHYSIOLOGIC, VITAL SIGNS |  | MONITORVITALSIGNS-GE-Carescape B450 | MONITORVITALSIGNS | Carescape B450 |  |  |  | GE | Monitor, Vital Signs |  | MONITORVITALSIGNS-GE-Carescape B450 |  |  |  |  | Not Covered Vendor Only - Biomedical | MHHS-TMC
NO | NO |  |  |  | 069-41181 |  | GE Healthcare | CARESCAPE B450 |  | SNE16440060HA | TMC - JONES - NEURO IMU (3J) | MHHS-TMC |  | Monitor, Vital Signs |  | 069-41181 |  | TMC |  | TMC - JONES - NEURO IMU (3J) | [5 empty] | MONITORS, PHYSIOLOGIC, VITAL SIGNS |  | MONITORVITALSIGNS-GE-Carescape B450 | MONITORVITALSIGNS | Carescape B450 |  |  |  | GE | Monitor, Vital Signs |  | MONITORVITALSIGNS-GE-Carescape B450 |  |  |  |  | Covered PM Repair - Biomedical | MHHS-TMC
NO | NO |  |  |  | 069-41182 |  | GE Healthcare | CARESCAPE B450 |  | SNE16440134HA | TMC - JONES - NEURO IMU (3J) | MHHS-TMC |  | Monitor, Vital Signs |  | 069-41182 |  | TMC |  | TMC - JONES - NEURO IMU (3J) | [5 empty] | MONITORS, PHYSIOLOGIC, VITAL SIGNS |  | MONITORVITALSIGNS-GE-Carescape B450 | MONITORVITALSIGNS | Carescape B450 |  |  |  | GE | Monitor, Vital Signs |  | MONITORVITALSIGNS-GE-Carescape B450 |  |  |  |  | Covered PM Repair - Biomedical | MHHS-TMC
NO | NO |  |  |  | 069-41183 |  | GE Healthcare | CARESCAPE B450 |  | SNE16440135HA | TMC - JONES - NEURO IMU (3J) | MHHS-TMC |  | Monitor, Vital Signs |  | 069-41183 |  | TMC |  | TMC - JONES - NEURO IMU (3J) | [5 empty] | MONITORS, PHYSIOLOGIC, VITAL SIGNS |  | MONITORVITALSIGNS-GE-Carescape B450 | MONITORVITALSIGNS | Carescape B450 |  |  |  | GE | Monitor, Vital Signs |  | MONITORVITALSIGNS-GE-Carescape B450 |  |  |  |  | Covered PM Repair - Biomedical | MHHS-TMC
NO | NO |  |  |  | 069-41184 |  | GE Healthcare | CARESCAPE B450 |  | SNE16440143HA | TMC - JONES - NEURO IMU (3J) | MHHS-TMC |  | Monitor, Vital Signs |  | 069-41184 |  | TMC |  | TMC - JONES - NEURO IMU (3J) | [5 empty] | MONITORS, PHYSIOLOGIC, VITAL SIGNS |  | MONITORVITALSIGNS-GE-Carescape B450 | MONITORVITALSIGNS | Carescape B450 |  |  |  | GE | Monitor, Vital Signs |  | MONITORVITALSIGNS-GE-Carescape B450 |  |  |  |  | Covered PM Repair - Biomedical | MHHS-TMC
NO | NO |  |  |  | 069-41185 |  | GE Healthcare | CARESCAPE B450 |  | SNE16440129HA | TMC - JONES - NEURO IMU (3J) | MHHS-TMC |  | Monitor, Vital Signs |  | 069-41185 |  | TMC |  | TMC - JONES - NEURO IMU (3J) | [5 empty] | MONITORS, PHYSIOLOGIC, VITAL SIGNS |  | MONITORVITALSIGNS-GE-Carescape B450 | MONITORVITALSIGNS | Carescape B450 |  |  |  | GE | Monitor, Vital Signs |  | MONITORVITALSIGNS-GE-Carescape B450 |  |  |  |  | Covered PM Repair - Biomedical | MHHS-TMC
NO | NO |  |  |  | 069-41186 |  | GE Healthcare | CARESCAPE B450 |  | SNE16440152HA | TMC - JONES - NEURO IMU (3J) | MHHS-TMC |  | Monitor, Vital Signs |  | 069-41186 |  | TMC |  | TMC - JONES - NEURO IMU (3J) | [5 empty] | MONITORS, PHYSIOLOGIC, VITAL SIGNS |  | MONITORVITALSIGNS-GE-Carescape B450 | MONITORVITALSIGNS | Carescape B450 |  |  |  | GE | Monitor, Vital Signs |  | MONITORVITALSIGNS-GE-Carescape B450 |  |  |  |  | Covered PM Repair - Biomedical | MHHS-TMC
NO | NO |  |  |  | 069-41187 |  | GE Healthcare | CARESCAPE B450 |  | SNE16440158HA | TMC - JONES - NEURO IMU (3J) | MHHS-TMC |  | Monitor, Vital Signs |  | 069-41187 |  | TMC |  | TMC - JONES - NEURO IMU (3J) | [5 empty] | MONITORS, PHYSIOLOGIC, VITAL SIGNS |  | MONITORVITALSIGNS-GE-Carescape B450 | MONITORVITALSIGNS | Carescape B450 |  |  |  | GE | Monitor, Vital Signs |  | MONITORVITALSIGNS-GE-Carescape B450 |  |  |  |  | Covered PM Repair - Biomedical | MHHS-TMC
NO | NO |  |  |  | 069-45606 |  | GE Healthcare | CARESCAPE B450 |  | SJA14450012HA | TMC - JONES - STROKE (4J) | MHHS-TMC |  | Monitor, Vital Signs |  | 069-45606 |  | TMC |  | TMC - JONES - STROKE (4J) | [5 empty] | MONITORS, PHYSIOLOGIC, VITAL SIGNS |  | MONITORVITALSIGNS-GE-Carescape B450 | MONITORVITALSIGNS | Carescape B450 |  |  |  | GE | Monitor, Vital Signs |  | MONITORVITALSIGNS-GE-Carescape B450 |  |  |  |  | Covered PM Repair - Radiology, Low End | MHHS-TMC
NO | NO |  |  |  | 069-46650 |  | GE Healthcare | CARESCAPE B450 |  | SNE16250075HA | TMC - JONES - STROKE (4J) | MHHS-TMC |  | Monitor, Vital Signs |  | 069-46650 |  | TMC |  | TMC - JONES - STROKE (4J) | [5 empty] | MONITORS, PHYSIOLOGIC, VITAL SIGNS |  | MONITORVITALSIGNS-GE-Carescape B450 | MONITORVITALSIGNS | Carescape B450 |  |  |  | GE | Monitor, Vital Signs |  | MONITORVITALSIGNS-GE-Carescape B450 |  |  |  |  | Covered PM Repair - Biomedical | MHHS-TMC
NO | NO |  |  |  | 069-46729 |  | GE Healthcare | CARESCAPE B450 |  | SNE18462029SA | TMC - JONES - STROKE (4J) | MHHS-TMC |  | Monitor, Vital Signs |  | 069-46729 |  | TMC |  | TMC - JONES - STROKE (4J) | [5 empty] | MONITORS, PHYSIOLOGIC, VITAL SIGNS |  | MONITORVITALSIGNS-GE-Carescape B450 | MONITORVITALSIGNS | Carescape B450 |  |  |  | GE | Monitor, Vital Signs |  | MONITORVITALSIGNS-GE-Carescape B450 |  |  |  |  | Covered PM Repair - Biomedical | MHHS-TMC
NO | NO |  |  |  | 069-46731 |  | GE Healthcare | CARESCAPE B450 |  | SNE18462040SA | TMC - JONES - STROKE (4J) | MHHS-TMC |  | Monitor, Vital Signs |  | 069-46731 |  | TMC |  | TMC - JONES - STROKE (4J) | [5 empty] | MONITORS, PHYSIOLOGIC, VITAL SIGNS |  | MONITORVITALSIGNS-GE-Carescape B450 | MONITORVITALSIGNS | Carescape B450 |  |  |  | GE | Monitor, Vital Signs |  | MONITORVITALSIGNS-GE-Carescape B450 |  |  |  |  | Covered PM Repair - Biomedical | MHHS-TMC
NO | NO |  |  |  | 069-44304 |  | GE Healthcare | CARESCAPE B450 |  | SNE17320286HA | TMC - JONES - TSCU (9J) | MHHS-TMC |  | Monitor, Vital Signs |  | 069-44304 |  | TMC |  | TMC - JONES - TSCU (9J) | [5 empty] | MONITORS, PHYSIOLOGIC, VITAL SIGNS |  | MONITORVITALSIGNS-GE-Carescape B450 | MONITORVITALSIGNS | Carescape B450 |  |  |  | GE | Monitor, Vital Signs |  | MONITORVITALSIGNS-GE-Carescape B450 |  |  |  |  | Covered PM Repair - Biomedical | MHHS-TMC
NO | NO |  |  |  | 069-43293 |  | GE Healthcare | CARESCAPE B450 |  | SNE16230066HR | TMC - PLAZA - ERTAN DDC (STE 1400) | MHHS-TMC |  | Monitor, Vital Signs |  | 069-43293 |  | TMC |  | TMC - PLAZA - ERTAN DDC (STE 1400) | [5 empty] | MONITORS, PHYSIOLOGIC, VITAL SIGNS |  | MONITORVITALSIGNS-GE-Carescape B450 | MONITORVITALSIGNS | Carescape B450 |  |  |  | GE | Monitor, Vital Signs |  | MONITORVITALSIGNS-GE-Carescape B450 |  |  |  |  | Covered PM Repair - Biomedical | MHHS-TMC
NO | NO |  |  |  | 069-43294 |  | GE Healthcare | CARESCAPE B450 |  | SNE16230063HR | TMC - PLAZA - ERTAN DDC (STE 1400) | MHHS-TMC |  | Monitor, Vital Signs |  | 069-43294 |  | TMC |  | TMC - PLAZA - ERTAN DDC (STE 1400) | [5 empty] | MONITORS, PHYSIOLOGIC, VITAL SIGNS |  | MONITORVITALSIGNS-GE-Carescape B450 | MONITORVITALSIGNS | Carescape B450 |  |  |  | GE | Monitor, Vital Signs |  | MONITORVITALSIGNS-GE-Carescape B450 |  |  |  |  | Covered PM Repair - Biomedical | MHHS-TMC
NO | NO |  |  |  | 069-43295 |  | GE Healthcare | CARESCAPE B450 |  | SNE16210138HR | TMC - PLAZA - ERTAN DDC (STE 1400) | MHHS-TMC |  | Monitor, Vital Signs |  | 069-43295 |  | TMC |  | TMC - PLAZA - ERTAN DDC (STE 1400) | [5 empty] | MONITORS, PHYSIOLOGIC, VITAL SIGNS |  | MONITORVITALSIGNS-GE-Carescape B450 | MONITORVITALSIGNS | Carescape B450 |  |  |  | GE | Monitor, Vital Signs |  | MONITORVITALSIGNS-GE-Carescape B450 |  |  |  |  | Covered PM Repair - Biomedical | MHHS-TMC
NO | NO |  |  |  | 069-43296 |  | GE Healthcare | CARESCAPE B450 |  | SNE16230065HR | TMC - PLAZA - ERTAN DDC (STE 1400) | MHHS-TMC |  | Monitor, Vital Signs |  | 069-43296 |  | TMC |  | TMC - PLAZA - ERTAN DDC (STE 1400) | [5 empty] | MONITORS, PHYSIOLOGIC, VITAL SIGNS |  | MONITORVITALSIGNS-GE-Carescape B450 | MONITORVITALSIGNS | Carescape B450 |  |  |  | GE | Monitor, Vital Signs |  | MONITORVITALSIGNS-GE-Carescape B450 |  |  |  |  | Covered PM Repair - Biomedical | MHHS-TMC
NO | NO |  |  |  | 069-43297 |  | GE Healthcare | CARESCAPE B450 |  | SNE16210057HR | TMC - PLAZA - ERTAN DDC (STE 1400) | MHHS-TMC |  | Monitor, Vital Signs |  | 069-43297 |  | TMC |  | TMC - PLAZA - ERTAN DDC (STE 1400) | [5 empty] | MONITORS, PHYSIOLOGIC, VITAL SIGNS |  | MONITORVITALSIGNS-GE-Carescape B450 | MONITORVITALSIGNS | Carescape B450 |  |  |  | GE | Monitor, Vital Signs |  | MONITORVITALSIGNS-GE-Carescape B450 |  |  |  |  | Covered PM Repair - Biomedical | MHHS-TMC
NO | NO |  |  |  | 069-43298 |  | GE Healthcare | CARESCAPE B450 |  | SNE16230059HR | TMC - PLAZA - ERTAN DDC (STE 1400) | MHHS-TMC |  | Monitor, Vital Signs |  | 069-43298 |  | TMC |  | TMC - PLAZA - ERTAN DDC (STE 1400) | [5 empty] | MONITORS, PHYSIOLOGIC, VITAL SIGNS |  | MONITORVITALSIGNS-GE-Carescape B450 | MONITORVITALSIGNS | Carescape B450 |  |  |  | GE | Monitor, Vital Signs |  | MONITORVITALSIGNS-GE-Carescape B450 |  |  |  |  | Covered PM Repair - Biomedical | MHHS-TMC
NO | NO |  |  |  | 069-43299 |  | GE Healthcare | CARESCAPE B450 |  | SNE16230073HR | TMC - PLAZA - ERTAN DDC (STE 1400) | MHHS-TMC |  | Monitor, Vital Signs |  | 069-43299 |  | TMC |  | TMC - PLAZA - ERTAN DDC (STE 1400) | [5 empty] | MONITORS, PHYSIOLOGIC, VITAL SIGNS |  | MONITORVITALSIGNS-GE-Carescape B450 | MONITORVITALSIGNS | Carescape B450 |  |  |  | GE | Monitor, Vital Signs |  | MONITORVITALSIGNS-GE-Carescape B450 |  |  |  |  | Covered PM Repair - Biomedical | MHHS-TMC
NO | NO |  |  |  | 069-43300 |  | GE Healthcare | CARESCAPE B450 |  | SNE16230062HR | TMC - PLAZA - ERTAN DDC (STE 1400) | MHHS-TMC |  | Monitor, Vital Signs |  | 069-43300 |  | TMC |  | TMC - PLAZA - ERTAN DDC (STE 1400) | [5 empty] | MONITORS, PHYSIOLOGIC, VITAL SIGNS |  | MONITORVITALSIGNS-GE-Carescape B450 | MONITORVITALSIGNS | Carescape B450 |  |  |  | GE | Monitor, Vital Signs |  | MONITORVITALSIGNS-GE-Carescape B450 |  |  |  |  | Covered PM Repair - Biomedical | MHHS-TMC
NO | NO |  |  |  | 069-43301 |  | GE Healthcare | CARESCAPE B450 |  | SNE16230068HR | TMC - PLAZA - ERTAN DDC (STE 1400) | MHHS-TMC |  | Monitor, Vital Signs |  | 069-43301 |  | TMC |  | TMC - PLAZA - ERTAN DDC (STE 1400) | [5 empty] | MONITORS, PHYSIOLOGIC, VITAL SIGNS |  | MONITORVITALSIGNS-GE-Carescape B450 | MONITORVITALSIGNS | Carescape B450 |  |  |  | GE | Monitor, Vital Signs |  | MONITORVITALSIGNS-GE-Carescape B450 |  |  |  |  | Covered PM Repair - Biomedical | MHHS-TMC
NO | NO |  |  |  | 069-43302 |  | GE Healthcare | CARESCAPE B450 |  | SNE16230053HR | TMC - PLAZA - ERTAN DDC (STE 1400) | MHHS-TMC |  | Monitor, Vital Signs |  | 069-43302 |  | TMC |  | TMC - PLAZA - ERTAN DDC (STE 1400) | [5 empty] | MONITORS, PHYSIOLOGIC, VITAL SIGNS |  | MONITORVITALSIGNS-GE-Carescape B450 | MONITORVITALSIGNS | Carescape B450 |  |  |  | GE | Monitor, Vital Signs |  | MONITORVITALSIGNS-GE-Carescape B450 |  |  |  |  | Covered PM Repair - Biomedical | MHHS-TMC
NO | NO |  |  |  | 069-43303 |  | GE Healthcare | CARESCAPE B450 |  | SNE16230061HR | TMC - PLAZA - ERTAN DDC (STE 1400) | MHHS-TMC |  | Monitor, Vital Signs |  | 069-43303 |  | TMC |  | TMC - PLAZA - ERTAN DDC (STE 1400) | [5 empty] | MONITORS, PHYSIOLOGIC, VITAL SIGNS |  | MONITORVITALSIGNS-GE-Carescape B450 | MONITORVITALSIGNS | Carescape B450 |  |  |  | GE | Monitor, Vital Signs |  | MONITORVITALSIGNS-GE-Carescape B450 |  |  |  |  | Covered PM Repair - Biomedical | MHHS-TMC
NO | NO |  |  |  | 069-43304 |  | GE Healthcare | CARESCAPE B450 |  | SNE16230055HR | TMC - PLAZA - ERTAN DDC (STE 1400) | MHHS-TMC |  | Monitor, Vital Signs |  | 069-43304 |  | TMC |  | TMC - PLAZA - ERTAN DDC (STE 1400) | [5 empty] | MONITORS, PHYSIOLOGIC, VITAL SIGNS |  | MONITORVITALSIGNS-GE-Carescape B450 | MONITORVITALSIGNS | Carescape B450 |  |  |  | GE | Monitor, Vital Signs |  | MONITORVITALSIGNS-GE-Carescape B450 |  |  |  |  | Covered PM Repair - Biomedical | MHHS-TMC
NO | NO |  |  |  | 069-43305 |  | GE Healthcare | CARESCAPE B450 |  | SNE16210248HR | TMC - PLAZA - ERTAN DDC (STE 1400) | MHHS-TMC |  | Monitor, Vital Signs |  | 069-43305 |  | TMC |  | TMC - PLAZA - ERTAN DDC (STE 1400) | [5 empty] | MONITORS, PHYSIOLOGIC, VITAL SIGNS |  | MONITORVITALSIGNS-GE-Carescape B450 | MONITORVITALSIGNS | Carescape B450 |  |  |  | GE | Monitor, Vital Signs |  | MONITORVITALSIGNS-GE-Carescape B450 |  |  |  |  | Covered PM Repair - Biomedical | MHHS-TMC
NO | NO |  |  |  | 069-43306 |  | GE Healthcare | CARESCAPE B450 |  | SNE16210053HR | TMC - PLAZA - ERTAN DDC (STE 1400) | MHHS-TMC |  | Monitor, Vital Signs |  | 069-43306 |  | TMC |  | TMC - PLAZA - ERTAN DDC (STE 1400) | [5 empty] | MONITORS, PHYSIOLOGIC, VITAL SIGNS |  | MONITORVITALSIGNS-GE-Carescape B450 | MONITORVITALSIGNS | Carescape B450 |  |  |  | GE | Monitor, Vital Signs |  | MONITORVITALSIGNS-GE-Carescape B450 |  |  |  |  | Covered PM Repair - Biomedical | MHHS-TMC
NO | NO |  |  |  | 069-43307 |  | GE Healthcare | CARESCAPE B450 |  | SNE16210256HR | TMC - PLAZA - ERTAN DDC (STE 1400) | MHHS-TMC |  | Monitor, Vital Signs |  | 069-43307 |  | TMC |  | TMC - PLAZA - ERTAN DDC (STE 1400) | [5 empty] | MONITORS, PHYSIOLOGIC, VITAL SIGNS |  | MONITORVITALSIGNS-GE-Carescape B450 | MONITORVITALSIGNS | Carescape B450 |  |  |  | GE | Monitor, Vital Signs |  | MONITORVITALSIGNS-GE-Carescape B450 |  |  |  |  | Covered PM Repair - Biomedical | MHHS-TMC
NO | NO |  |  |  | 069-43308 |  | GE Healthcare | CARESCAPE B450 |  | SNE16230054HR | TMC - PLAZA - ERTAN DDC (STE 1400) | MHHS-TMC |  | Monitor, Vital Signs |  | 069-43308 |  | TMC |  | TMC - PLAZA - ERTAN DDC (STE 1400) | [5 empty] | MONITORS, PHYSIOLOGIC, VITAL SIGNS |  | MONITORVITALSIGNS-GE-Carescape B450 | MONITORVITALSIGNS | Carescape B450 |  |  |  | GE | Monitor, Vital Signs |  | MONITORVITALSIGNS-GE-Carescape B450 |  |  |  |  | Covered PM Repair - Biomedical | MHHS-TMC
NO | NO |  |  |  | 069-43263 |  | GE Healthcare | CARESCAPE B450 |  | SNE16191080HR | TMC - RADIOLOGY - IR/ANGIO | MHHS-TMC |  | Monitor, Vital Signs |  | 069-43263 |  | TMC |  | TMC - RADIOLOGY - IR/ANGIO | [5 empty] | MONITORS, PHYSIOLOGIC, VITAL SIGNS |  | MONITORVITALSIGNS-GE-Carescape B450 | MONITORVITALSIGNS | Carescape B450 |  |  |  | GE | Monitor, Vital Signs |  | MONITORVITALSIGNS-GE-Carescape B450 |  |  |  |  | Covered PM Repair - Biomedical | MHHS-TMC
NO | NO |  |  |  | 029-11059 |  | GE Healthcare | CARESCAPE B450 |  | SNE16360207HA | WOODLANDS - ANESTHESIA | MHHS-Woodlands |  | Monitor, Vital Signs |  | 029-11059 |  | Woodlands |  | WOODLANDS - ANESTHESIA | [5 empty] | MONITORS, PHYSIOLOGIC, VITAL SIGNS |  | MONITORVITALSIGNS-GE-Carescape B450 | MONITORVITALSIGNS | Carescape B450 |  |  |  | GE | Monitor, Vital Signs |  | MONITORVITALSIGNS-GE-Carescape B450 |  |  |  |  | Covered PM Repair - Radiology, Low End | MHHS-Woodlands
NO | NO |  |  |  | 029-11366 |  | GE Healthcare | CARESCAPE B450 |  | SNE16060050HR | WOODLANDS - BIRTH CENTER | MHHS-Woodlands |  | Monitor, Vital Signs |  | 029-11366 |  | Woodlands |  | WOODLANDS - BIRTH CENTER | [5 empty] | MONITORS, PHYSIOLOGIC, VITAL SIGNS |  | MONITORVITALSIGNS-GE-Carescape B450 | MONITORVITALSIGNS | Carescape B450 |  |  |  | GE | Monitor, Vital Signs |  | MONITORVITALSIGNS-GE-Carescape B450 |  |  |  |  | Covered PM Repair - Radiology, Low End | MHHS-Woodlands
NO | NO |  |  |  | 029-11368 |  | GE Healthcare | CARESCAPE B450 |  | SNE15490177HR | WOODLANDS - BIRTH CENTER | MHHS-Woodlands |  | Monitor, Vital Signs |  | 029-11368 |  | Woodlands |  | WOODLANDS - BIRTH CENTER | [5 empty] | MONITORS, PHYSIOLOGIC, VITAL SIGNS |  | MONITORVITALSIGNS-GE-Carescape B450 | MONITORVITALSIGNS | Carescape B450 |  |  |  | GE | Monitor, Vital Signs |  | MONITORVITALSIGNS-GE-Carescape B450 |  |  |  |  | Covered PM Repair - Biomedical | MHHS-Woodlands
NO | NO |  |  |  | 029-12824 |  | GE Healthcare | CARESCAPE B450 |  | SNE19352044SA | WOODLANDS - CATH LAB | MHHS-Woodlands |  | Monitor, Vital Signs |  | 029-12824 |  | Woodlands |  | WOODLANDS - CATH LAB | [5 empty] | MONITORS, PHYSIOLOGIC, VITAL SIGNS |  | MONITORVITALSIGNS-GE-Carescape B450 | MONITORVITALSIGNS | Carescape B450 |  |  |  | GE | Monitor, Vital Signs |  | MONITORVITALSIGNS-GE-Carescape B450 |  |  |  |  | Covered PM Repair - Radiology, Low End | MHHS-Woodlands
NO | NO |  |  |  | 029-12825 |  | GE Healthcare | CARESCAPE B450 |  | SNE19352033SA | WOODLANDS - CATH LAB | MHHS-Woodlands |  | Monitor, Vital Signs |  | 029-12825 |  | Woodlands |  | WOODLANDS - CATH LAB | [5 empty] | MONITORS, PHYSIOLOGIC, VITAL SIGNS |  | MONITORVITALSIGNS-GE-Carescape B450 | MONITORVITALSIGNS | Carescape B450 |  |  |  | GE | Monitor, Vital Signs |  | MONITORVITALSIGNS-GE-Carescape B450 |  |  |  |  | Covered PM Repair - Radiology, Low End | MHHS-Woodlands
NO | NO |  |  |  | 029-32239 |  | GE Healthcare | CARESCAPE B450 |  | SPX18500583SA | WOODLANDS - CATH LAB | MHHS-Woodlands |  | Monitor, Vital Signs |  | 029-32239 |  | Woodlands |  | WOODLANDS - CATH LAB | [5 empty] | MONITORS, PHYSIOLOGIC, VITAL SIGNS |  | MONITORVITALSIGNS-GE-Carescape B450 | MONITORVITALSIGNS | Carescape B450 |  |  |  | GE | Monitor, Vital Signs |  | MONITORVITALSIGNS-GE-Carescape B450 |  |  |  |  | Covered PM Repair - Biomedical | MHHS-Woodlands
NO | NO |  |  |  | 029-10736 |  | GE Healthcare | CARESCAPE B450 |  | SNE16070024HA | WOODLANDS - CVICU | MHHS-Woodlands |  | Monitor, Vital Signs |  | 029-10736 |  | Woodlands |  | WOODLANDS - CVICU | [5 empty] | MONITORS, PHYSIOLOGIC, VITAL SIGNS |  | MONITORVITALSIGNS-GE-Carescape B450 | MONITORVITALSIGNS | Carescape B450 |  |  |  | GE | Monitor, Vital Signs |  | MONITORVITALSIGNS-GE-Carescape B450 |  |  |  |  | Covered PM Repair - Biomedical | MHHS-Woodlands
NO | NO |  |  |  | 029-11624 |  | GE Healthcare | CARESCAPE B450 |  | SNE15490216HA | WOODLANDS - CVICU | MHHS-Woodlands |  | Monitor, Vital Signs |  | 029-11624 |  | Woodlands |  | WOODLANDS - CVICU | [5 empty] | MONITORS, PHYSIOLOGIC, VITAL SIGNS |  | MONITORVITALSIGNS-GE-Carescape B450 | MONITORVITALSIGNS | Carescape B450 |  |  |  | GE | Monitor, Vital Signs |  | MONITORVITALSIGNS-GE-Carescape B450 |  |  |  |  | Covered PM Repair - Biomedical | MHHS-Woodlands
NO | NO |  |  |  | 029-32285 |  | GE Healthcare | CARESCAPE B450 |  | SNE16070023HA | WOODLANDS - CVICU | MHHS-Woodlands |  | Monitor, Vital Signs |  | 029-32285 |  | Woodlands |  | WOODLANDS - CVICU | [5 empty] | MONITORS, PHYSIOLOGIC, VITAL SIGNS |  | MONITORVITALSIGNS-GE-Carescape B450 | MONITORVITALSIGNS | Carescape B450 |  |  |  | GE | Monitor, Vital Signs |  | MONITORVITALSIGNS-GE-Carescape B450 |  |  |  |  | Covered PM Repair - Biomedical | MHHS-Woodlands
NO | NO |  |  |  | 029-10080 |  | GE Healthcare | CARESCAPE B450 |  | SJA15332096HA | WOODLANDS - ENDOSCOPY | MHHS-Woodlands |  | Monitor, Vital Signs |  | 029-10080 |  | Woodlands |  | WOODLANDS - ENDOSCOPY | [5 empty] | MONITORS, PHYSIOLOGIC, VITAL SIGNS |  | MONITORVITALSIGNS-GE-Carescape B450 | MONITORVITALSIGNS | Carescape B450 |  |  |  | GE | Monitor, Vital Signs |  | MONITORVITALSIGNS-GE-Carescape B450 |  |  |  |  | Covered PM Repair - Biomedical | MHHS-Woodlands
NO | NO |  |  |  | 029-10358 |  | GE Healthcare | CARESCAPE B450 |  | SNE15490173HA | WOODLANDS - ER | MHHS-Woodlands |  | Monitor, Vital Signs |  | 029-10358 |  | Woodlands |  | WOODLANDS - ER | [5 empty] | MONITORS, PHYSIOLOGIC, VITAL SIGNS |  | MONITORVITALSIGNS-GE-Carescape B450 | MONITORVITALSIGNS | Carescape B450 |  |  |  | GE | Monitor, Vital Signs |  | MONITORVITALSIGNS-GE-Carescape B450 |  |  |  |  | Covered PM Repair - Biomedical | MHHS-Woodlands
NO | NO |  |  |  | 029-11463 |  | GE Healthcare | CARESCAPE B450 |  | SNE15490211HA | WOODLANDS - ER | MHHS-Woodlands |  | Monitor, Vital Signs |  | 029-11463 |  | Woodlands |  | WOODLANDS - ER | [5 empty] | MONITORS, PHYSIOLOGIC, VITAL SIGNS |  | MONITORVITALSIGNS-GE-Carescape B450 | MONITORVITALSIGNS | Carescape B450 |  |  |  | GE | Monitor, Vital Signs |  | MONITORVITALSIGNS-GE-Carescape B450 |  |  |  |  | Covered PM Repair - Biomedical | MHHS-Woodlands
NO | NO |  |  |  | 029-11670 |  | GE Healthcare | CARESCAPE B450 |  | SNE16380076HA | WOODLANDS - ER | MHHS-Woodlands |  | Monitor, Vital Signs |  | 029-11670 |  | Woodlands |  | WOODLANDS - ER | [5 empty] | MONITORS, PHYSIOLOGIC, VITAL SIGNS |  | MONITORVITALSIGNS-GE-Carescape B450 | MONITORVITALSIGNS | Carescape B450 |  |  |  | GE | Monitor, Vital Signs |  | MONITORVITALSIGNS-GE-Carescape B450 |  |  |  |  | Covered PM Repair - Biomedical | MHHS-Woodlands
NO | NO |  |  |  | 029-11684 |  | GE Healthcare | CARESCAPE B450 |  | SNE16380083HA | WOODLANDS - ER | MHHS-Woodlands |  | Monitor, Vital Signs |  | 029-11684 |  | Woodlands |  | WOODLANDS - ER | [5 empty] | MONITORS, PHYSIOLOGIC, VITAL SIGNS |  | MONITORVITALSIGNS-GE-Carescape B450 | MONITORVITALSIGNS | Carescape B450 |  |  |  | GE | Monitor, Vital Signs |  | MONITORVITALSIGNS-GE-Carescape B450 |  |  |  |  | Covered PM Repair - Biomedical | MHHS-Woodlands
NO | NO |  |  |  | 029-11687 |  | GE Healthcare | CARESCAPE B450 |  | SNE16380080HA | WOODLANDS - ER | MHHS-Woodlands |  | Monitor, Vital Signs |  | 029-11687 |  | Woodlands |  | WOODLANDS - ER | [5 empty] | MONITORS, PHYSIOLOGIC, VITAL SIGNS |  | MONITORVITALSIGNS-GE-Carescape B450 | MONITORVITALSIGNS | Carescape B450 |  |  |  | GE | Monitor, Vital Signs |  | MONITORVITALSIGNS-GE-Carescape B450 |  |  |  |  | Covered PM Repair - Biomedical | MHHS-Woodlands
NO | NO |  |  |  | 029-11705 |  | GE Healthcare | CARESCAPE B450 |  | SNE16380106HA | WOODLANDS - ER | MHHS-Woodlands |  | Monitor, Vital Signs |  | 029-11705 |  | Woodlands |  | WOODLANDS - ER | [5 empty] | MONITORS, PHYSIOLOGIC, VITAL SIGNS |  | MONITORVITALSIGNS-GE-Carescape B450 | MONITORVITALSIGNS | Carescape B450 |  |  |  | GE | Monitor, Vital Signs |  | MONITORVITALSIGNS-GE-Carescape B450 |  |  |  |  | Covered PM Repair - Biomedical | MHHS-Woodlands
NO | NO |  |  |  | 029-11790 |  | GE Healthcare | CARESCAPE B450 |  | SNE15490214HA | WOODLANDS - ER | MHHS-Woodlands |  | Monitor, Vital Signs |  | 029-11790 |  | Woodlands |  | WOODLANDS - ER | [5 empty] | MONITORS, PHYSIOLOGIC, VITAL SIGNS |  | MONITORVITALSIGNS-GE-Carescape B450 | MONITORVITALSIGNS | Carescape B450 |  |  |  | GE | Monitor, Vital Signs |  | MONITORVITALSIGNS-GE-Carescape B450 |  |  |  |  | Covered PM Repair - Biomedical | MHHS-Woodlands
NO | NO |  |  |  | 029-12307 |  | GE Healthcare | CARESCAPE B450 |  | SNE15490234HA | WOODLANDS - ER | MHHS-Woodlands |  | Monitor, Vital Signs |  | 029-12307 |  | Woodlands |  | WOODLANDS - ER | [5 empty] | MONITORS, PHYSIOLOGIC, VITAL SIGNS |  | MONITORVITALSIGNS-GE-Carescape B450 | MONITORVITALSIGNS | Carescape B450 |  |  |  | GE | Monitor, Vital Signs |  | MONITORVITALSIGNS-GE-Carescape B450 |  |  |  |  | Covered PM Repair - Biomedical | MHHS-Woodlands
NO | NO |  |  |  | 029-32046 |  | GE Healthcare | CARESCAPE B450 |  | SNE15490225HA | WOODLANDS - ER - PEDS | MHHS-Woodlands |  | Monitor, Vital Signs |  | 029-32046 |  | Woodlands |  | WOODLANDS - ER - PEDS | [5 empty] | MONITORS, PHYSIOLOGIC, VITAL SIGNS |  | MONITORVITALSIGNS-GE-Carescape B450 | MONITORVITALSIGNS | Carescape B450 |  |  |  | GE | Monitor, Vital Signs |  | MONITORVITALSIGNS-GE-Carescape B450 |  |  |  |  | Covered PM Repair - Biomedical | MHHS-Woodlands
NO | NO |  |  |  | 029-32054 |  | GE Healthcare | CARESCAPE B450 |  | SNE15490178HA | WOODLANDS - ER - PEDS | MHHS-Woodlands |  | Monitor, Vital Signs |  | 029-32054 |  | Woodlands |  | WOODLANDS - ER - PEDS | [5 empty] | MONITORS, PHYSIOLOGIC, VITAL SIGNS |  | MONITORVITALSIGNS-GE-Carescape B450 | MONITORVITALSIGNS | Carescape B450 |  |  |  | GE | Monitor, Vital Signs |  | MONITORVITALSIGNS-GE-Carescape B450 |  |  |  |  | Covered PM Repair - Biomedical | MHHS-Woodlands
NO | NO |  |  |  | 029-12853 |  | GE Healthcare | CARESCAPE B450 |  | SNE16340167H | WOODLANDS - ERU | MHHS-Woodlands |  | Monitor, Vital Signs |  | 029-12853 |  | Woodlands |  | WOODLANDS - ERU | [5 empty] | MONITORS, PHYSIOLOGIC, VITAL SIGNS |  | MONITORVITALSIGNS-GE-Carescape B450 | MONITORVITALSIGNS | Carescape B450 |  |  |  | GE | Monitor, Vital Signs |  | MONITORVITALSIGNS-GE-Carescape B450 |  |  |  |  | Covered PM Repair - Biomedical | MHHS-Woodlands
NO | NO |  |  |  | 029-32380 |  | GE Healthcare | CARESCAPE B450 |  | SNE16340162HA | WOODLANDS - ERU | MHHS-Woodlands |  | Monitor, Vital Signs |  | 029-32380 |  | Woodlands |  | WOODLANDS - ERU | [5 empty] | MONITORS, PHYSIOLOGIC, VITAL SIGNS |  | MONITORVITALSIGNS-GE-Carescape B450 | MONITORVITALSIGNS | Carescape B450 |  |  |  | GE | Monitor, Vital Signs |  | MONITORVITALSIGNS-GE-Carescape B450 |  |  |  |  | Covered PM Repair - Biomedical | MHHS-Woodlands
NO | NO |  |  |  | 029-12579 |  | GE Healthcare | CARESCAPE B450 |  | SNE19132270SA | WOODLANDS - NEUROLOGY | MHHS-Woodlands |  | Monitor, Vital Signs |  | 029-12579 |  | Woodlands |  | WOODLANDS - NEUROLOGY | [5 empty] | MONITORS, PHYSIOLOGIC, VITAL SIGNS |  | MONITORVITALSIGNS-GE-Carescape B450 | MONITORVITALSIGNS | Carescape B450 |  |  |  | GE | Monitor, Vital Signs |  | MONITORVITALSIGNS-GE-Carescape B450 |  |  |  |  | Covered PM Repair - Biomedical | MHHS-Woodlands
NO | NO |  |  |  | 029-12888 |  | GE Healthcare | CARESCAPE B450 |  | SNE192020SA | WOODLANDS - NEUROLOGY | MHHS-Woodlands |  | Monitor, Vital Signs |  | 029-12888 |  | Woodlands |  | WOODLANDS - NEUROLOGY | [5 empty] | MONITORS, PHYSIOLOGIC, VITAL SIGNS |  | MONITORVITALSIGNS-GE-Carescape B450 | MONITORVITALSIGNS | Carescape B450 |  |  |  | GE | Monitor, Vital Signs |  | MONITORVITALSIGNS-GE-Carescape B450 |  |  |  |  | Covered PM Repair - Biomedical | MHHS-Woodlands
NO | NO |  |  |  | 029-09483 |  | GE Healthcare | CARESCAPE B450 |  | SJA14519027HA | WOODLANDS - NICU | MHHS-Woodlands |  | Monitor, Vital Signs |  | 029-09483 |  | Woodlands |  | WOODLANDS - NICU | [5 empty] | MONITORS, PHYSIOLOGIC, VITAL SIGNS |  | MONITORVITALSIGNS-GE-Carescape B450 | MONITORVITALSIGNS | Carescape B450 |  |  |  | GE | Monitor, Vital Signs |  | MONITORVITALSIGNS-GE-Carescape B450 |  |  |  |  | Covered PM Repair - Biomedical | MHHS-Woodlands
NO | NO |  |  |  | 029-09484 |  | GE Healthcare | CARESCAPE B450 |  | SJA14519023HA | WOODLANDS - NICU | MHHS-Woodlands |  | Monitor, Vital Signs |  | 029-09484 |  | Woodlands |  | WOODLANDS - NICU | [5 empty] | MONITORS, PHYSIOLOGIC, VITAL SIGNS |  | MONITORVITALSIGNS-GE-Carescape B450 | MONITORVITALSIGNS | Carescape B450 |  |  |  | GE | Monitor, Vital Signs |  | MONITORVITALSIGNS-GE-Carescape B450 |  |  |  |  | Covered PM Repair - Biomedical | MHHS-Woodlands
NO | NO |  |  |  | 029-09489 |  | GE Healthcare | CARESCAPE B450 |  | SJA14519035HA | WOODLANDS - NICU | MHHS-Woodlands |  | Monitor, Vital Signs |  | 029-09489 |  | Woodlands |  | WOODLANDS - NICU | [5 empty] | MONITORS, PHYSIOLOGIC, VITAL SIGNS |  | MONITORVITALSIGNS-GE-Carescape B450 | MONITORVITALSIGNS | Carescape B450 |  |  |  | GE | Monitor, Vital Signs |  | MONITORVITALSIGNS-GE-Carescape B450 |  |  |  |  | Covered PM Repair - Biomedical | MHHS-Woodlands
NO | NO |  |  |  | 029-09802 |  | GE Healthcare | CARESCAPE B450 |  | SJA15101042HA | WOODLANDS - NICU | MHHS-Woodlands |  | Monitor, Vital Signs |  | 029-09802 |  | Woodlands |  | WOODLANDS - NICU | [5 empty] | MONITORS, PHYSIOLOGIC, VITAL SIGNS |  | MONITORVITALSIGNS-GE-Carescape B450 | MONITORVITALSIGNS | Carescape B450 |  |  |  | GE | Monitor, Vital Signs |  | MONITORVITALSIGNS-GE-Carescape B450 |  |  |  |  | Covered PM Repair - Biomedical | MHHS-Woodlands
NO | NO |  |  |  | 029-09872 |  | GE Healthcare | CARESCAPE B450 |  | SJA14519033HA | WOODLANDS - NICU | MHHS-Woodlands |  | Monitor, Vital Signs |  | 029-09872 |  | Woodlands |  | WOODLANDS - NICU | [5 empty] | MONITORS, PHYSIOLOGIC, VITAL SIGNS |  | MONITORVITALSIGNS-GE-Carescape B450 | MONITORVITALSIGNS | Carescape B450 |  |  |  | GE | Monitor, Vital Signs |  | MONITORVITALSIGNS-GE-Carescape B450 |  |  |  |  | Covered PM Repair - Biomedical | MHHS-Woodlands
NO | NO |  |  |  | 029-12688 |  | GE Healthcare | CARESCAPE B450 |  | SNE19252128SA | WOODLANDS - NICU (NEW) | MHHS-Woodlands |  | Monitor, Vital Signs |  | 029-12688 |  | Woodlands |  | WOODLANDS - NICU (NEW) | [5 empty] | MONITORS, PHYSIOLOGIC, VITAL SIGNS |  | MONITORVITALSIGNS-GE-Carescape B450 | MONITORVITALSIGNS | Carescape B450 |  |  |  | GE | Monitor, Vital Signs |  | MONITORVITALSIGNS-GE-Carescape B450 |  |  |  |  | Covered PM Repair - Radiology, Low End | MHHS-Woodlands
NO | NO |  |  |  | 029-12692 |  | GE Healthcare | CARESCAPE B450 |  | SNE19252091SA | WOODLANDS - NICU (NEW) | MHHS-Woodlands |  | Monitor, Vital Signs |  | 029-12692 |  | Woodlands |  | WOODLANDS - NICU (NEW) | [5 empty] | MONITORS, PHYSIOLOGIC, VITAL SIGNS |  | MONITORVITALSIGNS-GE-Carescape B450 | MONITORVITALSIGNS | Carescape B450 |  |  |  | GE | Monitor, Vital Signs |  | MONITORVITALSIGNS-GE-Carescape B450 |  |  |  |  | Covered PM Repair - Radiology, High End | MHHS-Woodlands
NO | NO |  |  |  | 029-10078 |  | GE Healthcare | CARESCAPE B450 |  | SNE-15480111HA | WOODLANDS - OR | MHHS-Woodlands |  | Monitor, Vital Signs |  | 029-10078 |  | Woodlands |  | WOODLANDS - OR | [5 empty] | MONITORS, PHYSIOLOGIC, VITAL SIGNS |  | MONITORVITALSIGNS-GE-Carescape B450 | MONITORVITALSIGNS | Carescape B450 |  |  |  | GE | Monitor, Vital Signs |  | MONITORVITALSIGNS-GE-Carescape B450 |  |  |  |  | Covered PM Repair - Biomedical | MHHS-Woodlands
NO | NO |  |  |  | 029-12178 |  | GE Healthcare | CARESCAPE B450 |  | SNE18110069HA | WOODLANDS - OR | MHHS-Woodlands |  | Monitor, Vital Signs |  | 029-12178 |  | Woodlands |  | WOODLANDS - OR | [5 empty] | MONITORS, PHYSIOLOGIC, VITAL SIGNS |  | MONITORVITALSIGNS-GE-Carescape B450 | MONITORVITALSIGNS | Carescape B450 |  |  |  | GE | Monitor, Vital Signs |  | MONITORVITALSIGNS-GE-Carescape B450 |  |  |  |  | Not Covered Vendor Only - Biomedical | MHHS-Woodlands
NO | NO |  |  |  | 029-12904 |  | GE Healthcare | CARESCAPE B450 |  | SNE19442032SA | WOODLANDS - ORTHO | MHHS-Woodlands |  | Monitor, Vital Signs |  | 029-12904 |  | Woodlands |  | WOODLANDS - ORTHO | [5 empty] | MONITORS, PHYSIOLOGIC, VITAL SIGNS |  | MONITORVITALSIGNS-GE-Carescape B450 | MONITORVITALSIGNS | Carescape B450 |  |  |  | GE | Monitor, Vital Signs |  | MONITORVITALSIGNS-GE-Carescape B450 |  |  |  |  | Not Covered Vendor Only - Rad, Low End | MHHS-Woodlands
NO | NO |  |  |  | 029-12906 |  | GE Healthcare | CARESCAPE B450 |  | SNE19442035SA | WOODLANDS - ORTHO | MHHS-Woodlands |  | Monitor, Vital Signs |  | 029-12906 |  | Woodlands |  | WOODLANDS - ORTHO | [5 empty] | MONITORS, PHYSIOLOGIC, VITAL SIGNS |  | MONITORVITALSIGNS-GE-Carescape B450 | MONITORVITALSIGNS | Carescape B450 |  |  |  | GE | Monitor, Vital Signs |  | MONITORVITALSIGNS-GE-Carescape B450 |  |  |  |  | Covered PM Repair - Biomedical | MHHS-Woodlands
NO | NO |  |  |  | 029-11043 |  | GE Healthcare | CARESCAPE B450 |  | SNE16360203HA | WOODLANDS - PACU | MHHS-Woodlands |  | Monitor, Vital Signs |  | 029-11043 |  | Woodlands |  | WOODLANDS - PACU | [5 empty] | MONITORS, PHYSIOLOGIC, VITAL SIGNS |  | MONITORVITALSIGNS-GE-Carescape B450 | MONITORVITALSIGNS | Carescape B450 |  |  |  | GE | Monitor, Vital Signs |  | MONITORVITALSIGNS-GE-Carescape B450 |  |  |  |  | Covered PM Repair - Biomedical | MHHS-Woodlands
NO | NO |  |  |  | 029-11045 |  | GE Healthcare | CARESCAPE B450 |  | SNE16360202HA | WOODLANDS - PACU | MHHS-Woodlands |  | Monitor, Vital Signs |  | 029-11045 |  | Woodlands |  | WOODLANDS - PACU | [5 empty] | MONITORS, PHYSIOLOGIC, VITAL SIGNS |  | MONITORVITALSIGNS-GE-Carescape B450 | MONITORVITALSIGNS | Carescape B450 |  |  |  | GE | Monitor, Vital Signs |  | MONITORVITALSIGNS-GE-Carescape B450 |  |  |  |  | Covered PM Repair - Biomedical | MHHS-Woodlands
NO | NO |  |  |  | 029-11047 |  | GE Healthcare | CARESCAPE B450 |  | SNE16360198HA | WOODLANDS - PACU | MHHS-Woodlands |  | Monitor, Vital Signs |  | 029-11047 |  | Woodlands |  | WOODLANDS - PACU | [5 empty] | MONITORS, PHYSIOLOGIC, VITAL SIGNS |  | MONITORVITALSIGNS-GE-Carescape B450 | MONITORVITALSIGNS | Carescape B450 |  |  |  | GE | Monitor, Vital Signs |  | MONITORVITALSIGNS-GE-Carescape B450 |  |  |  |  | Covered PM Repair - Biomedical | MHHS-Woodlands
NO | NO |  |  |  | 029-11050 |  | GE Healthcare | CARESCAPE B450 |  | SNE16360200HA | WOODLANDS - PACU | MHHS-Woodlands |  | Monitor, Vital Signs |  | 029-11050 |  | Woodlands |  | WOODLANDS - PACU | [5 empty] | MONITORS, PHYSIOLOGIC, VITAL SIGNS |  | MONITORVITALSIGNS-GE-Carescape B450 | MONITORVITALSIGNS | Carescape B450 |  |  |  | GE | Monitor, Vital Signs |  | MONITORVITALSIGNS-GE-Carescape B450 |  |  |  |  | Covered PM Repair - Biomedical | MHHS-Woodlands
NO | NO |  |  |  | 029-11053 |  | GE Healthcare | CARESCAPE B450 |  | SNE16360197HA | WOODLANDS - PACU | MHHS-Woodlands |  | Monitor, Vital Signs |  | 029-11053 |  | Woodlands |  | WOODLANDS - PACU | [5 empty] | MONITORS, PHYSIOLOGIC, VITAL SIGNS |  | MONITORVITALSIGNS-GE-Carescape B450 | MONITORVITALSIGNS | Carescape B450 |  |  |  | GE | Monitor, Vital Signs |  | MONITORVITALSIGNS-GE-Carescape B450 |  |  |  |  | Covered PM Repair - Biomedical | MHHS-Woodlands
NO | NO |  |  |  | 029-11055 |  | GE Healthcare | CARESCAPE B450 |  | SNE16360209HA | WOODLANDS - PACU | MHHS-Woodlands |  | Monitor, Vital Signs |  | 029-11055 |  | Woodlands |  | WOODLANDS - PACU | [5 empty] | MONITORS, PHYSIOLOGIC, VITAL SIGNS |  | MONITORVITALSIGNS-GE-Carescape B450 | MONITORVITALSIGNS | Carescape B450 |  |  |  | GE | Monitor, Vital Signs |  | MONITORVITALSIGNS-GE-Carescape B450 |  |  |  |  | Covered PM Repair - Biomedical | MHHS-Woodlands
NO | NO |  |  |  | 029-11057 |  | GE Healthcare | CARESCAPE B450 |  | SNE16360201HA | WOODLANDS - PACU | MHHS-Woodlands |  | Monitor, Vital Signs |  | 029-11057 |  | Woodlands |  | WOODLANDS - PACU | [5 empty] | MONITORS, PHYSIOLOGIC, VITAL SIGNS |  | MONITORVITALSIGNS-GE-Carescape B450 | MONITORVITALSIGNS | Carescape B450 |  |  |  | GE | Monitor, Vital Signs |  | MONITORVITALSIGNS-GE-Carescape B450 |  |  |  |  | Covered PM Repair - Biomedical | MHHS-Woodlands
NO | NO |  |  |  | 029-11061 |  | GE Healthcare | CARESCAPE B450 |  | SNE16360206HA | WOODLANDS - PACU | MHHS-Woodlands |  | Monitor, Vital Signs |  | 029-11061 |  | Woodlands |  | WOODLANDS - PACU | [5 empty] | MONITORS, PHYSIOLOGIC, VITAL SIGNS |  | MONITORVITALSIGNS-GE-Carescape B450 | MONITORVITALSIGNS | Carescape B450 |  |  |  | GE | Monitor, Vital Signs |  | MONITORVITALSIGNS-GE-Carescape B450 |  |  |  |  | Covered PM Repair - Biomedical | MHHS-Woodlands
NO | NO |  |  |  | 029-11063 |  | GE Healthcare | CARESCAPE B450 |  | SNE16360204HA | WOODLANDS - PACU | MHHS-Woodlands |  | Monitor, Vital Signs |  | 029-11063 |  | Woodlands |  | WOODLANDS - PACU | [5 empty] | MONITORS, PHYSIOLOGIC, VITAL SIGNS |  | MONITORVITALSIGNS-GE-Carescape B450 | MONITORVITALSIGNS | Carescape B450 |  |  |  | GE | Monitor, Vital Signs |  | MONITORVITALSIGNS-GE-Carescape B450 |  |  |  |  | Covered PM Repair - Biomedical | MHHS-Woodlands
NO | NO |  |  |  | 029-11073 |  | GE Healthcare | CARESCAPE B450 |  | SNE16360205HA | WOODLANDS - PACU | MHHS-Woodlands |  | Monitor, Vital Signs |  | 029-11073 |  | Woodlands |  | WOODLANDS - PACU | [5 empty] | MONITORS, PHYSIOLOGIC, VITAL SIGNS |  | MONITORVITALSIGNS-GE-Carescape B450 | MONITORVITALSIGNS | Carescape B450 |  |  |  | GE | Monitor, Vital Signs |  | MONITORVITALSIGNS-GE-Carescape B450 |  |  |  |  | Covered PM Repair - Biomedical | MHHS-Woodlands
NO | NO |  |  |  | 029-11037 |  | GE Healthcare | CARESCAPE B450 |  | SNE16400179HA | WOODLANDS - PCU6 | MHHS-Woodlands |  | Monitor, Vital Signs |  | 029-11037 |  | Woodlands |  | WOODLANDS - PCU6 | [5 empty] | MONITORS, PHYSIOLOGIC, VITAL SIGNS |  | MONITORVITALSIGNS-GE-Carescape B450 | MONITORVITALSIGNS | Carescape B450 |  |  |  | GE | Monitor, Vital Signs |  | MONITORVITALSIGNS-GE-Carescape B450 |  |  |  |  | Covered PM Repair - Biomedical | MHHS-Woodlands
NO | NO |  |  |  | 029-11076 |  | GE Healthcare | CARESCAPE B450 |  | SNE16400357HA | WOODLANDS - PCU6 | MHHS-Woodlands |  | Monitor, Vital Signs |  | 029-11076 |  | Woodlands |  | WOODLANDS - PCU6 | [5 empty] | MONITORS, PHYSIOLOGIC, VITAL SIGNS |  | MONITORVITALSIGNS-GE-Carescape B450 | MONITORVITALSIGNS | Carescape B450 |  |  |  | GE | Monitor, Vital Signs |  | MONITORVITALSIGNS-GE-Carescape B450 |  |  |  |  | Covered PM Repair - Biomedical | MHHS-Woodlands
NO | NO |  |  |  | 029-11137 |  | GE Healthcare | CARESCAPE B450 |  | SNE16400349HA | WOODLANDS - PCU6 | MHHS-Woodlands |  | Monitor, Vital Signs |  | 029-11137 |  | Woodlands |  | WOODLANDS - PCU6 | [5 empty] | MONITORS, PHYSIOLOGIC, VITAL SIGNS |  | MONITORVITALSIGNS-GE-Carescape B450 | MONITORVITALSIGNS | Carescape B450 |  |  |  | GE | Monitor, Vital Signs |  | MONITORVITALSIGNS-GE-Carescape B450 |  |  |  |  | Covered PM Repair - Biomedical | MHHS-Woodlands
NO | NO |  |  |  | 029-11142 |  | GE Healthcare | CARESCAPE B450 |  | SNE16400166HA | WOODLANDS - PCU6 | MHHS-Woodlands |  | Monitor, Vital Signs |  | 029-11142 |  | Woodlands |  | WOODLANDS - PCU6 | [5 empty] | MONITORS, PHYSIOLOGIC, VITAL SIGNS |  | MONITORVITALSIGNS-GE-Carescape B450 | MONITORVITALSIGNS | Carescape B450 |  |  |  | GE | Monitor, Vital Signs |  | MONITORVITALSIGNS-GE-Carescape B450 |  |  |  |  | Covered PM Repair - Biomedical | MHHS-Woodlands
NO | NO |  |  |  | 029-11211 |  | GE Healthcare | CARESCAPE B450 |  | SNE16400227HA | WOODLANDS - PCU6 | MHHS-Woodlands |  | Monitor, Vital Signs |  | 029-11211 |  | Woodlands |  | WOODLANDS - PCU6 | [5 empty] | MONITORS, PHYSIOLOGIC, VITAL SIGNS |  | MONITORVITALSIGNS-GE-Carescape B450 | MONITORVITALSIGNS | Carescape B450 |  |  |  | GE | Monitor, Vital Signs |  | MONITORVITALSIGNS-GE-Carescape B450 |  |  |  |  | Covered PM Repair - Biomedical | MHHS-Woodlands
NO | NO |  |  |  | 029-11341 |  | GE Healthcare | CARESCAPE B450 |  | SNE16400292HA | WOODLANDS - PCU6 | MHHS-Woodlands |  | Monitor, Vital Signs |  | 029-11341 |  | Woodlands |  | WOODLANDS - PCU6 | [5 empty] | MONITORS, PHYSIOLOGIC, VITAL SIGNS |  | MONITORVITALSIGNS-GE-Carescape B450 | MONITORVITALSIGNS | Carescape B450 |  |  |  | GE | Monitor, Vital Signs |  | MONITORVITALSIGNS-GE-Carescape B450 |  |  |  |  | Covered PM Repair - Biomedical | MHHS-Woodlands
NO | NO |  |  |  | 029-11346 |  | GE Healthcare | CARESCAPE B450 |  | SNE16400290HA | WOODLANDS - PCU6 | MHHS-Woodlands |  | Monitor, Vital Signs |  | 029-11346 |  | Woodlands |  | WOODLANDS - PCU6 | [5 empty] | MONITORS, PHYSIOLOGIC, VITAL SIGNS |  | MONITORVITALSIGNS-GE-Carescape B450 | MONITORVITALSIGNS | Carescape B450 |  |  |  | GE | Monitor, Vital Signs |  | MONITORVITALSIGNS-GE-Carescape B450 |  |  |  |  | Covered PM Repair - Lab Analyzers/Anesth | MHHS-Woodlands
NO | NO |  |  |  | 029-11799 |  | GE Healthcare | CARESCAPE B450 |  | SNE17060280HA | WOODLANDS - PCU6 | MHHS-Woodlands |  | Monitor, Vital Signs |  | 029-11799 |  | Woodlands |  | WOODLANDS - PCU6 | [5 empty] | MONITORS, PHYSIOLOGIC, VITAL SIGNS |  | MONITORVITALSIGNS-GE-Carescape B450 | MONITORVITALSIGNS | Carescape B450 |  |  |  | GE | Monitor, Vital Signs |  | MONITORVITALSIGNS-GE-Carescape B450 |  |  |  |  | Covered PM Repair - Biomedical | MHHS-Woodlands
NO | NO |  |  |  | 029-11065 |  | GE Healthcare | CARESCAPE B450 |  | SNE16340158HA | WOODLANDS - PREOP | MHHS-Woodlands |  | Monitor, Vital Signs |  | 029-11065 |  | Woodlands |  | WOODLANDS - PREOP | [5 empty] | MONITORS, PHYSIOLOGIC, VITAL SIGNS |  | MONITORVITALSIGNS-GE-Carescape B450 | MONITORVITALSIGNS | Carescape B450 |  |  |  | GE | Monitor, Vital Signs |  | MONITORVITALSIGNS-GE-Carescape B450 |  |  |  |  | Covered PM Repair - Biomedical | MHHS-Woodlands
NO | NO |  |  |  | 029-11067 |  | GE Healthcare | CARESCAPE B450 |  | SNE1640169HA | WOODLANDS - PREOP | MHHS-Woodlands |  | Monitor, Vital Signs |  | 029-11067 |  | Woodlands |  | WOODLANDS - PREOP | [5 empty] | MONITORS, PHYSIOLOGIC, VITAL SIGNS |  | MONITORVITALSIGNS-GE-Carescape B450 | MONITORVITALSIGNS | Carescape B450 |  |  |  | GE | Monitor, Vital Signs |  | MONITORVITALSIGNS-GE-Carescape B450 |  |  |  |  | Covered PM Repair - Biomedical | MHHS-Woodlands
NO | NO |  |  |  | 029-11069 |  | GE Healthcare | CARESCAPE B450 |  | SNE1640159HA | WOODLANDS - PREOP | MHHS-Woodlands |  | Monitor, Vital Signs |  | 029-11069 |  | Woodlands |  | WOODLANDS - PREOP | [5 empty] | MONITORS, PHYSIOLOGIC, VITAL SIGNS |  | MONITORVITALSIGNS-GE-Carescape B450 | MONITORVITALSIGNS | Carescape B450 |  |  |  | GE | Monitor, Vital Signs |  | MONITORVITALSIGNS-GE-Carescape B450 |  |  |  |  | Covered PM Repair - Biomedical | MHHS-Woodlands
NO | NO |  |  |  | 029-11071 |  | GE Healthcare | CARESCAPE B450 |  | SNE16340160HA | WOODLANDS - PREOP | MHHS-Woodlands |  | Monitor, Vital Signs |  | 029-11071 |  | Woodlands |  | WOODLANDS - PREOP | [5 empty] | MONITORS, PHYSIOLOGIC, VITAL SIGNS |  | MONITORVITALSIGNS-GE-Carescape B450 | MONITORVITALSIGNS | Carescape B450 |  |  |  | GE | Monitor, Vital Signs |  | MONITORVITALSIGNS-GE-Carescape B450 |  |  |  |  | Covered PM Repair - Biomedical | MHHS-Woodlands
NO | NO |  |  |  | 029-32155 |  | GE Healthcare | CARESCAPE B450 |  | SNE18502181SA | WOODLANDS - RADIOLOGY | MHHS-Woodlands |  | Monitor, Vital Signs |  | 029-32155 |  | Woodlands |  | WOODLANDS - RADIOLOGY | [5 empty] | MONITORS, PHYSIOLOGIC, VITAL SIGNS |  | MONITORVITALSIGNS-GE-Carescape B450 | MONITORVITALSIGNS | Carescape B450 |  |  |  | GE | Monitor, Vital Signs |  | MONITORVITALSIGNS-GE-Carescape B450 |  |  |  |  | Covered PM Repair - Biomedical | MHHS-Woodlands
NO | NO |  |  |  | 029-32159 |  | GE Healthcare | CARESCAPE B450 |  | SNE18502174SA | WOODLANDS - RADIOLOGY | MHHS-Woodlands |  | Monitor, Vital Signs |  | 029-32159 |  | Woodlands |  | WOODLANDS - RADIOLOGY | [5 empty] | MONITORS, PHYSIOLOGIC, VITAL SIGNS |  | MONITORVITALSIGNS-GE-Carescape B450 | MONITORVITALSIGNS | Carescape B450 |  |  |  | GE | Monitor, Vital Signs |  | MONITORVITALSIGNS-GE-Carescape B450 |  |  |  |  | Covered PM Repair - Biomedical | MHHS-Woodlands
NO | NO |  |  |  | 029-11019 |  | GE Healthcare | CARESCAPE B450 |  | SNE16380018HA | WOODLANDS - TERRAMONT ER (CLINIC) | MHHS-Woodlands |  | Monitor, Vital Signs |  | 029-11019 |  | Woodlands |  | WOODLANDS - TERRAMONT ER (CLINIC) | [5 empty] | MONITORS, PHYSIOLOGIC, VITAL SIGNS |  | MONITORVITALSIGNS-GE-Carescape B450 | MONITORVITALSIGNS | Carescape B450 |  |  |  | GE | Monitor, Vital Signs |  | MONITORVITALSIGNS-GE-Carescape B450 |  |  |  |  | Covered PM Repair - Biomedical | MHHS-Woodlands
NO | YES |  |  |  | 009-10281 |  | GE Healthcare | CARESCAPE B650 |  | SKR16400355TA | GH - RADIOLOGY | MHHS-Greater Heights |  | Monitor, Vital Signs |  | 009-10281 |  | Central & Greater Heights |  | GH - RADIOLOGY |  | 6/25/19 |  |  |  | MONITORS, PHYSIOLOGIC, VITAL SIGNS |  | MONITORVITALSIGNS-GE-Carescape B650 | MONITORVITALSIGNS | Carescape B650 |  |  |  | GE | Monitor, Vital Signs |  | MONITORVITALSIGNS-GE-Carescape B650 |  | 12/1/20 |  |  | Not Covered Vendor Only - Biomedical | MHHS-Greater Heights
NO | YES |  |  |  | 142-05592 | 142-05592 | GE Healthcare | CARESCAPE B650 |  | SEW12378604 | MH MG-(NE)-Summer Creek CCC | MHHS-MG |  | Monitor, Vital Signs |  | 142-05592 | 142-05592 | Katy | MHHS-MG | MH MG-(NE)-Summer Creek CCC |  | 7/1/19 | 7/1/20 |  |  | MONITORS, PHYSIOLOGIC, VITAL SIGNS | Monitor, Vital Signs | MONITORVITALSIGNS-GE-Carescape B650 | MONITORVITALSIGNS | Carescape B650 |  |  |  | GE | Monitor, Vital Signs |  | MONITORVITALSIGNS-GE-Carescape B650 |  |  |  | MVS-A | Not Covered Vendor Only - Biomedical | MHHS-MG | [8 empty] | MONITORVITALSIGNS | Monitor, Vital Signs | GE
NO | YES |  |  |  | 929-00945 | 929-00945 | GE Healthcare | CARESCAPE B650 |  | SK416501257HA | GH-OR | MHHS Orthopedic & Spine |  | Monitor, Vital Signs |  | 929-00945 | 929-00945 | Central | MHHS-Greater Heights | GH-OR | OR 61 | 2/1/20 |  | 7/1/20 |  | MONITORS, PHYSIOLOGIC, VITAL SIGNS | Monitor, Vital Signs | MONITORVITALSIGNS-GE-Carescape B650 | MONITORVITALSIGNS | Carescape B650 |  |  |  | GE | Monitor, Vital Signs |  | MONITORVITALSIGNS-GE-Carescape B650 |  | 6/19/20 | MHOSH Inventory Dec 2019 into 2020 - Copy.xls - Already Verified | MVS-A | Not Covered Vendor Only - Biomedical | MHHS Orthopedic & Spine | [8 empty] | MONITORVITALSIGNS | Monitor, Vital Signs | GE
NO | YES |  |  |  | 929-00947 | 929-00947 | GE Healthcare | CARESCAPE B650 |  | SK416521004HA | GH-OR | MHHS Orthopedic & Spine |  | Monitor, Vital Signs |  | 929-00947 | 929-00947 | Central | MHHS-Greater Heights | GH-OR | OR 5 | 2/1/20 |  | 2/1/21 |  | MONITORS, PHYSIOLOGIC, VITAL SIGNS | Monitor, Vital Signs | MONITORVITALSIGNS-GE-Carescape B650 | MONITORVITALSIGNS | Carescape B650 |  |  |  | GE | Monitor, Vital Signs |  | MONITORVITALSIGNS-GE-Carescape B650 |  | 6/19/20 | MHOSH Inventory Dec 2019 into 2020 - Copy.xls - Already Verified | MVS-A | Covered PM Repair - Biomedical | MHHS Orthopedic & Spine | [8 empty] | MONITORVITALSIGNS | Monitor, Vital Signs | GE
NO | YES |  |  |  | 929-00950 | 929-00950 | GE Healthcare | CARESCAPE B650 |  | SK416181126HA | MHOSH-OR | MHHS Orthopedic & Spine |  | Monitor, Vital Signs |  | 929-00950 | 929-00950 | Central | MHHS-Orthopedic & Spine | MHOSH-OR | MHOSH - OR | 2/1/19 |  | 2/1/21 |  | MONITORS, PHYSIOLOGIC, VITAL SIGNS | Monitor, Vital Signs | MONITORVITALSIGNS-GE-Carescape B650 | MONITORVITALSIGNS | Carescape B650 |  |  |  | GE | Monitor, Vital Signs |  | MONITORVITALSIGNS-GE-Carescape B650 |  | 6/19/29 | MHOSH Inventory Dec 2019 into 2020 - Copy.xls - Already Verified | MVS-A | Covered PM Repair - Biomedical | MHHS Orthopedic & Spine | [8 empty] | MONITORVITALSIGNS | Monitor, Vital Signs | GE
NO | YES |  |  |  | 929-00952 | 929-00952 | GE Healthcare | CARESCAPE B650 |  | SK416181124HA | GH-OR | MHHS Orthopedic & Spine |  | Monitor, Vital Signs |  | 929-00952 | 929-00952 | Central | MHHS-Greater Heights | GH-OR | OR 1 | 3/1/19 |  |  |  | MONITORS, PHYSIOLOGIC, VITAL SIGNS | Monitor, Vital Signs | MONITORVITALSIGNS-GE-Carescape B650 | MONITORVITALSIGNS | Carescape B650 |  |  |  | GE | Monitor, Vital Signs |  | MONITORVITALSIGNS-GE-Carescape B650 |  | 6/19/29 | MHOSH Inventory Dec 2019 into 2020 - Copy.xls - Already Verified | MVS-A | Not Covered Vendor Only - Biomedical | MHHS Orthopedic & Spine | [8 empty] | MONITORVITALSIGNS | Monitor, Vital Signs | GE
NO | YES |  |  |  | 929-00954 | 929-00954 | GE Healthcare | CARESCAPE B650 |  | SK416521038HA | GH-OR | MHHS Orthopedic & Spine |  | Monitor, Vital Signs |  | 929-00954 | 929-00954 | Central | MHHS-Greater Heights | GH-OR | OR 10 | 2/1/20 |  | 2/1/21 |  | MONITORS, PHYSIOLOGIC, VITAL SIGNS | Monitor, Vital Signs | MONITORVITALSIGNS-GE-Carescape B650 | MONITORVITALSIGNS | Carescape B650 |  |  |  | GE | Monitor, Vital Signs |  | MONITORVITALSIGNS-GE-Carescape B650 |  | 6/19/29 | MHOSH Inventory Dec 2019 into 2020 - Copy.xls - Already Verified | MVS-A | Covered PM Repair - Biomedical | MHHS Orthopedic & Spine | [8 empty] | MONITORVITALSIGNS | Monitor, Vital Signs | GE
NO | YES |  |  |  | 929-00956 | 929-00956 | GE Healthcare | CARESCAPE B650 |  | SK416401085HA | GH-OR | MHHS Orthopedic & Spine |  | Monitor, Vital Signs |  | 929-00956 | 929-00956 | Central | MHHS-Greater Heights | GH-OR | OR 9 | 2/1/20 |  | 2/1/21 |  | MONITORS, PHYSIOLOGIC, VITAL SIGNS | Monitor, Vital Signs | MONITORVITALSIGNS-GE-Carescape B650 | MONITORVITALSIGNS | Carescape B650 |  |  |  | GE | Monitor, Vital Signs |  | MONITORVITALSIGNS-GE-Carescape B650 |  | 6/19/29 | MHOSH Inventory Dec 2019 into 2020 - Copy.xls - Already Verified | MVS-A | Covered PM Repair - Biomedical | MHHS Orthopedic & Spine | [8 empty] | MONITORVITALSIGNS | Monitor, Vital Signs | GE
NO | YES |  |  |  | 929-00958 | 929-00958 | GE Healthcare | CARESCAPE B650 |  | SK416071152HA | GH-OR | MHHS Orthopedic & Spine |  | Monitor, Vital Signs |  | 929-00958 | 929-00958 | Central | MHHS-Greater Heights | GH-OR | OR 8 | 2/1/20 |  | 2/1/21 |  | MONITORS, PHYSIOLOGIC, VITAL SIGNS | Monitor, Vital Signs | MONITORVITALSIGNS-GE-Carescape B650 | MONITORVITALSIGNS | Carescape B650 |  |  |  | GE | Monitor, Vital Signs |  | MONITORVITALSIGNS-GE-Carescape B650 |  | 6/19/29 | MHOSH Inventory Dec 2019 into 2020 - Copy.xls - Already Verified | MVS-A | Covered PM Repair - Biomedical | MHHS Orthopedic & Spine | [8 empty] | MONITORVITALSIGNS | Monitor, Vital Signs | GE
NO | YES |  |  |  | 929-00960 | 929-00960 | GE Healthcare | CARESCAPE B650 |  | SK416181131HA | GH-OR | MHHS Orthopedic & Spine |  | Monitor, Vital Signs |  | 929-00960 | 929-00960 | Central | MHHS-Greater Heights | GH-OR | OR 7 | 2/1/20 |  | 2/1/21 |  | MONITORS, PHYSIOLOGIC, VITAL SIGNS | Monitor, Vital Signs | MONITORVITALSIGNS-GE-Carescape B650 | MONITORVITALSIGNS | Carescape B650 |  |  |  | GE | Monitor, Vital Signs |  | MONITORVITALSIGNS-GE-Carescape B650 |  | 6/19/24 | MHOSH Inventory Dec 2019 into 2020 - Copy.xls - Already Verified | MVS-A | Covered PM Repair - Biomedical | MHHS Orthopedic & Spine | [8 empty] | MONITORVITALSIGNS | Monitor, Vital Signs | GE
NO | YES |  |  |  | 929-00963 | 929-00963 | GE Healthcare | CARESCAPE B650 |  | SK416521036HA | GH-OR | MHHS Orthopedic & Spine |  | Monitor, Vital Signs |  | 929-00963 | 929-00963 | Central | MHHS-Greater Heights | GH-OR | OR 4 | 3/1/19 |  |  |  | MONITORS, PHYSIOLOGIC, VITAL SIGNS | Monitor, Vital Signs | MONITORVITALSIGNS-GE-Carescape B650 | MONITORVITALSIGNS | Carescape B650 |  |  |  | GE | Monitor, Vital Signs |  | MONITORVITALSIGNS-GE-Carescape B650 |  | 6/19/24 | MHOSH Inventory Dec 2019 into 2020 - Copy.xls - Already Verified | MVS-A | Covered PM Repair - Biomedical | MHHS Orthopedic & Spine | [8 empty] | MONITORVITALSIGNS | Monitor, Vital Signs | GE
NO | YES |  |  |  | 929-00965 | 929-00965 | GE Healthcare | CARESCAPE B650 |  | SK416391125HA | MHOSH-OR | MHHS Orthopedic & Spine |  | Monitor, Vital Signs |  | 929-00965 | 929-00965 | Central | MHHS-Orthopedic & Spine | MHOSH-OR | MHOSH - OR | 3/1/19 |  | 3/1/21 |  | MONITORS, PHYSIOLOGIC, VITAL SIGNS | Monitor, Vital Signs | MONITORVITALSIGNS-GE-Carescape B650 | MONITORVITALSIGNS | Carescape B650 |  |  |  | GE | Monitor, Vital Signs |  | MONITORVITALSIGNS-GE-Carescape B650 |  | 6/19/24 | MHOSH Inventory Dec 2019 into 2020 - Copy.xls - Already Verified | MVS-A | Covered PM Repair - Biomedical | MHHS Orthopedic & Spine | [8 empty] | MONITORVITALSIGNS | Monitor, Vital Signs | GE
NO | YES |  |  |  |  | 099-02010 | GE Healthcare | CARESCAPE B650 |  | SK415491151HA | NE-Clinical Decision Unit | MHHS-Northeast |  | Monitor, Vital Signs |  |  | 099-02010 | Katy | MHHS-Northeast | NE-Clinical Decision Unit | CDU Nurses Station |  |  |  |  | MONITORS, PHYSIOLOGIC, VITAL SIGNS | Monitor, Vital Signs | MONITORVITALSIGNS-GE-Carescape B650 | MONITORVITALSIGNS | Carescape B650 |  |  |  | GE | Monitor, Vital Signs |  | MONITORVITALSIGNS-GE-Carescape B650 |  | 12/1/20 |  | MVS-A | Not Covered Vendor Only - Biomedical | MHHS-Northeast | [8 empty] | MONITORVITALSIGNS | Monitor, Vital Signs | GE
NO | YES |  |  |  |  | 099-02018 | GE Healthcare | CARESCAPE B650 |  | SK415491147HA | NE-Clinical Decision Unit | MHHS-Northeast |  | Monitor, Vital Signs |  |  | 099-02018 | Katy | MHHS-Northeast | NE-Clinical Decision Unit |  | 12/1/18 | 12/1/19 |  |  | MONITORS, PHYSIOLOGIC, VITAL SIGNS | Monitor, Vital Signs | MONITORVITALSIGNS-GE-Carescape B650 | MONITORVITALSIGNS | Carescape B650 |  |  |  | GE | Monitor, Vital Signs |  | MONITORVITALSIGNS-GE-Carescape B650 |  | 12/1/20 |  | MVS-A | Not Covered Vendor Only - Biomedical | MHHS-Northeast | [8 empty] | MONITORVITALSIGNS | Monitor, Vital Signs | GE
NO | YES | Asset Tag 1184364 |  |  |  |  | GE Healthcare | CARESCAPE B650 |  | SK415491150HA | NE-Clinical Decision Unit | MHHS-Northeast |  | Monitor, Vital Signs |  |  |  | Katy | MHHS-Northeast | NE-Clinical Decision Unit | Decision Unit | 10/1/19 | 10/1/20 |  |  | MONITORS, PHYSIOLOGIC, VITAL SIGNS | Monitor, Vital Signs | MONITORVITALSIGNS-GE-Carescape B650 | MONITORVITALSIGNS | Carescape B650 |  |  |  | GE | Monitor, Vital Signs |  | MONITORVITALSIGNS-GE-Carescape B650 |  | 12/1/20 |  | MVS-A | Not Covered Vendor Only - Biomedical | MHHS-Northeast | [8 empty] | MONITORVITALSIGNS | Monitor, Vital Signs | GE
NO | YES |  |  |  |  | 142-05747 | GE Healthcare | CARESCAPE B650 |  | SK415451003HA | NE-Day Surgery | MHHS-Northeast |  | Monitor, Vital Signs |  |  | 142-05747 | Katy | MHHS-Northeast | NE-Day Surgery | Room 8 | 12/1/19 | 12/1/20 |  |  | MONITORS, PHYSIOLOGIC, VITAL SIGNS | Monitor, Vital Signs | MONITORVITALSIGNS-GE-Carescape B650 | MONITORVITALSIGNS | Carescape B650 |  |  |  | GE | Monitor, Vital Signs |  | MONITORVITALSIGNS-GE-Carescape B650 |  | 12/1/20 |  | MVS-A | Not Covered Vendor Only - Biomedical | MHHS-Northeast | [8 empty] | MONITORVITALSIGNS | Monitor, Vital Signs | GE
NO | YES | [5 empty] | GE Healthcare | CARESCAPE B650 |  | SK415451007HA | NE-OR Holding | MHHS-Northeast |  | Monitor, Vital Signs |  |  |  | Katy | MHHS-Northeast | NE-OR Holding | Room 4 | 12/1/19 | 12/1/20 |  |  | MONITORS, PHYSIOLOGIC, VITAL SIGNS | Monitor, Vital Signs | MONITORVITALSIGNS-GE-Carescape B650 | MONITORVITALSIGNS | Carescape B650 |  |  |  | GE | Monitor, Vital Signs |  | MONITORVITALSIGNS-GE-Carescape B650 |  | 12/1/20 |  | MVS-A | Not Covered Vendor Only - Biomedical | MHHS-Northeast | [8 empty] | MONITORVITALSIGNS | Monitor, Vital Signs | GE
NO | YES |  |  |  |  | 142-06471 | GE Healthcare | CARESCAPE B650 |  | SK415451042HA | NE-Day Surgery | MHHS-Northeast |  | Monitor, Vital Signs |  |  | 142-06471 | Katy | MHHS-Northeast | NE-Day Surgery | Room 6 | 12/1/19 | 12/1/20 |  |  | MONITORS, PHYSIOLOGIC, VITAL SIGNS | Monitor, Vital Signs | MONITORVITALSIGNS-GE-Carescape B650 | MONITORVITALSIGNS | Carescape B650 |  |  |  | GE | Monitor, Vital Signs |  | MONITORVITALSIGNS-GE-Carescape B650 |  | 12/1/20 |  | MVS-A | Not Covered Vendor Only - Biomedical | MHHS-Northeast | [8 empty] | MONITORVITALSIGNS | Monitor, Vital Signs | GE
NO | YES |  |  |  |  | 142-06474 | GE Healthcare | CARESCAPE B650 |  | SK415451041HA | NE-OR Holding | MHHS-Northeast |  | Monitor, Vital Signs |  |  | 142-06474 | Katy | MHHS-Northeast | NE-OR Holding | OR Holding room 5 | 12/1/19 | 12/1/20 |  |  | MONITORS, PHYSIOLOGIC, VITAL SIGNS | Monitor, Vital Signs | MONITORVITALSIGNS-GE-Carescape B650 | MONITORVITALSIGNS | Carescape B650 |  |  |  | GE | Monitor, Vital Signs |  | MONITORVITALSIGNS-GE-Carescape B650 |  | 12/1/20 |  | MVS-A | Not Covered Vendor Only - Biomedical | MHHS-Northeast | [8 empty] | MONITORVITALSIGNS | Monitor, Vital Signs | GE
NO | YES |  |  |  |  | 142-06484 | GE Healthcare | CARESCAPE B650 |  | SK415451031HA | NE-OR Holding | MHHS-Northeast |  | Monitor, Vital Signs |  |  | 142-06484 | Katy | MHHS-Northeast | NE-OR Holding | Room 4 | 1/1/19 | 1/1/20 |  |  | MONITORS, PHYSIOLOGIC, VITAL SIGNS | Monitor, Vital Signs | MONITORVITALSIGNS-GE-Carescape B650 | MONITORVITALSIGNS | Carescape B650 |  |  |  | GE | Monitor, Vital Signs |  | MONITORVITALSIGNS-GE-Carescape B650 |  | 12/1/20 |  | MVS-A | Not Covered Vendor Only - Biomedical | MHHS-Northeast | [8 empty] | MONITORVITALSIGNS | Monitor, Vital Signs | GE
NO | YES |  |  |  |  | 142-06485 | GE Healthcare | CARESCAPE B650 |  | SK415451028HA | NE-OR Holding | MHHS-Northeast |  | Monitor, Vital Signs |  |  | 142-06485 | Katy | MHHS-Northeast | NE-OR Holding | Pacu room 3 | 1/1/19 | 1/1/20 |  |  | MONITORS, PHYSIOLOGIC, VITAL SIGNS | Monitor, Vital Signs | MONITORVITALSIGNS-GE-Carescape B650 | MONITORVITALSIGNS | Carescape B650 |  |  |  | GE | Monitor, Vital Signs |  | MONITORVITALSIGNS-GE-Carescape B650 |  | 12/1/20 |  | MVS-A | Not Covered Vendor Only - Biomedical | MHHS-Northeast | [8 empty] | MONITORVITALSIGNS | Monitor, Vital Signs | GE
NO | YES |  |  |  |  | 142-06433 | GE Healthcare | CARESCAPE B650 |  | SK415451030HA | NE-OR Holding | MHHS-Northeast |  | Monitor, Vital Signs |  |  | 142-06433 | Katy | MHHS-Northeast | NE-OR Holding | Procedure room | 1/1/19 | 1/1/20 |  |  | MONITORS, PHYSIOLOGIC, VITAL SIGNS | Monitor, Vital Signs | MONITORVITALSIGNS-GE-Carescape B650 | MONITORVITALSIGNS | Carescape B650 |  |  |  | GE | Monitor, Vital Signs |  | MONITORVITALSIGNS-GE-Carescape B650 |  | 12/1/20 |  | MVS-A | Not Covered Vendor Only - Biomedical | MHHS-Northeast | [8 empty] | MONITORVITALSIGNS | Monitor, Vital Signs | GE
NO | YES |  |  |  |  | 142-06436 | GE Healthcare | CARESCAPE B650 |  | SK415451006HA | NE-OR Holding | MHHS-Northeast |  | Monitor, Vital Signs |  |  | 142-06436 | Katy | MHHS-Northeast | NE-OR Holding | Room 2 | 12/1/18 | 12/1/20 |  |  | MONITORS, PHYSIOLOGIC, VITAL SIGNS | Monitor, Vital Signs | MONITORVITALSIGNS-GE-Carescape B650 | MONITORVITALSIGNS | Carescape B650 |  |  |  | GE | Monitor, Vital Signs |  | MONITORVITALSIGNS-GE-Carescape B650 |  | 12/1/20 |  | MVS-A | Not Covered Vendor Only - Biomedical | MHHS-Northeast | [8 empty] | MONITORVITALSIGNS | Monitor, Vital Signs | GE
NO | YES |  |  |  | 142-06644 | 142-06644 | GE Healthcare | CARESCAPE B650 |  | SK415451009HA | NE-OR Holding | MHHS-Northeast |  | Monitor, Vital Signs |  | 142-06644 | 142-06644 | Katy | MHHS-Northeast | NE-OR Holding | OR HOLDING | 1/1/19 | 1/1/20 |  |  | MONITORS, PHYSIOLOGIC, VITAL SIGNS | Monitor, Vital Signs | MONITORVITALSIGNS-GE-Carescape B650 | MONITORVITALSIGNS | Carescape B650 |  |  |  | GE | Monitor, Vital Signs |  | MONITORVITALSIGNS-GE-Carescape B650 |  | 12/1/20 |  | MVS-A | Not Covered Vendor Only - Biomedical | MHHS-Northeast | [8 empty] | MONITORVITALSIGNS | Monitor, Vital Signs | GE
NO | YES |  |  |  | 142-06647 | 142-06647 | GE Healthcare | CARESCAPE B650 |  | SK415451010HA | NE-OR Holding | MHHS-Northeast |  | Monitor, Vital Signs |  | 142-06647 | 142-06647 | Katy | MHHS-Northeast | NE-OR Holding | OR Holding room 11 | 1/1/19 | 1/1/20 |  |  | MONITORS, PHYSIOLOGIC, VITAL SIGNS | Monitor, Vital Signs | MONITORVITALSIGNS-GE-Carescape B650 | MONITORVITALSIGNS | Carescape B650 |  |  |  | GE | Monitor, Vital Signs |  | MONITORVITALSIGNS-GE-Carescape B650 |  | 12/1/20 |  | MVS-A | Not Covered Vendor Only - Biomedical | MHHS-Northeast | [8 empty] | MONITORVITALSIGNS | Monitor, Vital Signs | GE
NO | YES |  |  |  | 142-06650 | 142-06650 | GE Healthcare | CARESCAPE B650 |  | SK415451043HA | NE-OR Holding | MHHS-Northeast |  | Monitor, Vital Signs |  | 142-06650 | 142-06650 | Katy | MHHS-Northeast | NE-OR Holding | Room 10 | 1/1/19 | 1/1/20 |  |  | MONITORS, PHYSIOLOGIC, VITAL SIGNS | Monitor, Vital Signs | MONITORVITALSIGNS-GE-Carescape B650 | MONITORVITALSIGNS | Carescape B650 |  |  |  | GE | Monitor, Vital Signs |  | MONITORVITALSIGNS-GE-Carescape B650 |  | 12/1/20 |  | MVS-A | Not Covered Vendor Only - Biomedical | MHHS-Northeast | [8 empty] | MONITORVITALSIGNS | Monitor, Vital Signs | GE
NO | YES |  |  |  | 142-06653 | 142-06653 | GE Healthcare | CARESCAPE B650 |  | SK415451004HA | NE-OR Holding | MHHS-Northeast |  | Monitor, Vital Signs |  | 142-06653 | 142-06653 | Katy | MHHS-Northeast | NE-OR Holding | OR HOLDING | 1/1/19 | 1/1/20 |  |  | MONITORS, PHYSIOLOGIC, VITAL SIGNS | Monitor, Vital Signs | MONITORVITALSIGNS-GE-Carescape B650 | MONITORVITALSIGNS | Carescape B650 |  |  |  | GE | Monitor, Vital Signs |  | MONITORVITALSIGNS-GE-Carescape B650 |  | 12/1/20 |  | MVS-A | Not Covered Vendor Only - Biomedical | MHHS-Northeast | [8 empty] | MONITORVITALSIGNS | Monitor, Vital Signs | GE
NO | YES |  |  |  |  | 099-01029 | GE Healthcare | CARESCAPE B650 |  | SK416051057HA | NE-ER | MHHS-Northeast |  | Monitor, Vital Signs |  |  | 099-01029 | Katy | MHHS-Northeast | NE-ER | ER 18 | 5/1/19 | 5/1/20 |  |  | MONITORS, PHYSIOLOGIC, VITAL SIGNS | Monitor, Vital Signs | MONITORVITALSIGNS-GE-Carescape B650 | MONITORVITALSIGNS | Carescape B650 |  |  |  | GE | Monitor, Vital Signs |  | MONITORVITALSIGNS-GE-Carescape B650 |  | 12/1/20 |  | MVS-A | Not Covered Vendor Only - Biomedical | MHHS-Northeast | [8 empty] | MONITORVITALSIGNS | Monitor, Vital Signs | GE
NO | YES |  |  |  |  | 099-01184 | GE Healthcare | CARESCAPE B650 |  | SK416051049HA | NE-ER | MHHS-Northeast |  | Monitor, Vital Signs |  |  | 099-01184 | Katy | MHHS-Northeast | NE-ER | ER Rom19 | 5/1/19 | 5/1/20 |  |  | MONITORS, PHYSIOLOGIC, VITAL SIGNS | Monitor, Vital Signs | MONITORVITALSIGNS-GE-Carescape B650 | MONITORVITALSIGNS | Carescape B650 |  |  |  | GE | Monitor, Vital Signs |  | MONITORVITALSIGNS-GE-Carescape B650 |  | 11/30/18 |  | MVS-A | Covered PM Repair - Biomedical | MHHS-Northeast | [8 empty] | MONITORVITALSIGNS | Monitor, Vital Signs | GE
NO | YES |  |  |  |  | 099-01027 | GE Healthcare | CARESCAPE B650 |  | SK416051052HA | NE-ER | MHHS-Northeast |  | Monitor, Vital Signs |  |  | 099-01027 | Katy | MHHS-Northeast | NE-ER | ER 20 | 4/1/19 | 4/1/20 |  |  | MONITORS, PHYSIOLOGIC, VITAL SIGNS | Monitor, Vital Signs | MONITORVITALSIGNS-GE-Carescape B650 | MONITORVITALSIGNS | Carescape B650 |  |  |  | GE | Monitor, Vital Signs |  | MONITORVITALSIGNS-GE-Carescape B650 |  | 11/30/18 |  | MVS-A | Covered PM Repair - Biomedical | MHHS-Northeast | [8 empty] | MONITORVITALSIGNS | Monitor, Vital Signs | GE
NO | YES |  |  |  |  | 099-01369 | GE Healthcare | CARESCAPE B650 |  | SK416051058HA | NE-ER | MHHS-Northeast |  | Monitor, Vital Signs |  |  | 099-01369 | Katy | MHHS-Northeast | NE-ER | Er 21 | 5/1/19 | 5/1/20 |  |  | MONITORS, PHYSIOLOGIC, VITAL SIGNS | Monitor, Vital Signs | MONITORVITALSIGNS-GE-Carescape B650 | MONITORVITALSIGNS | Carescape B650 |  |  |  | GE | Monitor, Vital Signs |  | MONITORVITALSIGNS-GE-Carescape B650 |  | 11/30/18 |  | MVS-A | Covered PM Repair - Biomedical | MHHS-Northeast | [8 empty] | MONITORVITALSIGNS | Monitor, Vital Signs | GE
NO | YES |  |  |  |  | 099-01223 | GE Healthcare | CARESCAPE B650 |  | SK416051055HA | NE-ER | MHHS-Northeast |  | Monitor, Vital Signs |  |  | 099-01223 | Katy | MHHS-Northeast | NE-ER | ER 22 | 8/1/19 | 8/1/20 |  |  | MONITORS, PHYSIOLOGIC, VITAL SIGNS | Monitor, Vital Signs | MONITORVITALSIGNS-GE-Carescape B650 | MONITORVITALSIGNS | Carescape B650 |  |  |  | GE | Monitor, Vital Signs |  | MONITORVITALSIGNS-GE-Carescape B650 |  | 11/30/18 |  | MVS-A | Covered PM Repair - Biomedical | MHHS-Northeast | [8 empty] | MONITORVITALSIGNS | Monitor, Vital Signs | GE
NO | YES |  |  |  |  | 099-01371 | GE Healthcare | CARESCAPE B650 |  | SK416051056HA | NE-ER | MHHS-Northeast |  | Monitor, Vital Signs |  |  | 099-01371 | Katy | MHHS-Northeast | NE-ER | Er 21 | 4/1/19 | 4/1/20 |  |  | MONITORS, PHYSIOLOGIC, VITAL SIGNS | Monitor, Vital Signs | MONITORVITALSIGNS-GE-Carescape B650 | MONITORVITALSIGNS | Carescape B650 |  |  |  | GE | Monitor, Vital Signs |  | MONITORVITALSIGNS-GE-Carescape B650 |  | 11/30/18 |  | MVS-A | Covered PM Repair - Biomedical | MHHS-Northeast | [8 empty] | MONITORVITALSIGNS | Monitor, Vital Signs | GE
NO | YES |  |  |  |  | 099-01220 | GE Healthcare | CARESCAPE B650 |  | SK416051051HA | NE-ER | MHHS-Northeast |  | Monitor, Vital Signs |  |  | 099-01220 | Katy | MHHS-Northeast | NE-ER | ER 24 | 4/1/19 | 4/1/20 |  |  | MONITORS, PHYSIOLOGIC, VITAL SIGNS | Monitor, Vital Signs | MONITORVITALSIGNS-GE-Carescape B650 | MONITORVITALSIGNS | Carescape B650 |  |  |  | GE | Monitor, Vital Signs |  | MONITORVITALSIGNS-GE-Carescape B650 |  | 11/30/18 |  | MVS-A | Covered PM Repair - Biomedical | MHHS-Northeast | [8 empty] | MONITORVITALSIGNS | Monitor, Vital Signs | GE
NO | YES |  |  |  |  | 099-01077 | GE Healthcare | CARESCAPE B650 |  | SK416031080HA | NE-ER | MHHS-Northeast |  | Monitor, Vital Signs |  |  | 099-01077 | Katy | MHHS-Northeast | NE-ER | Er 2 | 4/1/19 | 4/1/20 |  |  | MONITORS, PHYSIOLOGIC, VITAL SIGNS | Monitor, Vital Signs | MONITORVITALSIGNS-GE-Carescape B650 | MONITORVITALSIGNS | Carescape B650 |  |  |  | GE | Monitor, Vital Signs |  | MONITORVITALSIGNS-GE-Carescape B650 |  | 11/30/18 |  | MVS-A | Covered PM Repair - Biomedical | MHHS-Northeast | [8 empty] | MONITORVITALSIGNS | Monitor, Vital Signs | GE
NO | YES | [5 empty] | GE Healthcare | CARESCAPE B650 |  | SK416051094HA | NE-ER | MHHS-Northeast |  | Monitor, Vital Signs |  |  |  | Katy | MHHS-Northeast | NE-ER |  | 9/1/19 | 9/1/20 |  |  | MONITORS, PHYSIOLOGIC, VITAL SIGNS | Monitor, Vital Signs | MONITORVITALSIGNS-GE-Carescape B650 | MONITORVITALSIGNS | Carescape B650 |  |  |  | GE | Monitor, Vital Signs |  | MONITORVITALSIGNS-GE-Carescape B650 |  | 11/30/18 |  | MVS-A | Covered PM Repair - Biomedical | MHHS-Northeast | [8 empty] | MONITORVITALSIGNS | Monitor, Vital Signs | GE
NO | YES |  |  |  |  | 099-00058 | GE Healthcare | CARESCAPE B650 |  | SK416051090HA | NE-ER | MHHS-Northeast |  | Monitor, Vital Signs |  |  | 099-00058 | Katy | MHHS-Northeast | NE-ER | Room 5 | 5/1/19 | 5/1/20 |  |  | MONITORS, PHYSIOLOGIC, VITAL SIGNS | Monitor, Vital Signs | MONITORVITALSIGNS-GE-Carescape B650 | MONITORVITALSIGNS | Carescape B650 |  |  |  | GE | Monitor, Vital Signs |  | MONITORVITALSIGNS-GE-Carescape B650 |  | 11/30/18 |  | MVS-A | Covered PM Repair - Biomedical | MHHS-Northeast | [8 empty] | MONITORVITALSIGNS | Monitor, Vital Signs | GE
NO | YES |  |  |  |  | 099-01317 | GE Healthcare | CARESCAPE B650 |  | SK416051074HA | NE-ER | MHHS-Northeast |  | Monitor, Vital Signs |  |  | 099-01317 | Katy | MHHS-Northeast | NE-ER |  | 4/1/19 | 4/1/20 |  |  | MONITORS, PHYSIOLOGIC, VITAL SIGNS | Monitor, Vital Signs | MONITORVITALSIGNS-GE-Carescape B650 | MONITORVITALSIGNS | Carescape B650 |  |  |  | GE | Monitor, Vital Signs |  | MONITORVITALSIGNS-GE-Carescape B650 |  | 11/30/18 |  | MVS-A | Covered PM Repair - Biomedical | MHHS-Northeast | [8 empty] | MONITORVITALSIGNS | Monitor, Vital Signs | GE
NO | YES |  |  |  |  | 099-01075 | GE Healthcare | CARESCAPE B650 |  | SK416051069HA | NE-ER | MHHS-Northeast |  | Monitor, Vital Signs |  |  | 099-01075 | Katy | MHHS-Northeast | NE-ER | ER7 | 4/1/19 | 4/1/20 |  |  | MONITORS, PHYSIOLOGIC, VITAL SIGNS | Monitor, Vital Signs | MONITORVITALSIGNS-GE-Carescape B650 | MONITORVITALSIGNS | Carescape B650 |  |  |  | GE | Monitor, Vital Signs |  | MONITORVITALSIGNS-GE-Carescape B650 |  | 11/30/18 |  | MVS-A | Covered PM Repair - Biomedical | MHHS-Northeast | [8 empty] | MONITORVITALSIGNS | Monitor, Vital Signs | GE
NO | YES | Serial Number SK416051071HA |  |  |  | 099-01313 | GE Healthcare | CARESCAPE B650 |  | SK416051071HA | NE-ER | MHHS-Northeast |  | Monitor, Vital Signs |  |  | 099-01313 | Katy | MHHS-Northeast | NE-ER |  | 4/1/19 | 4/1/20 |  |  | MONITORS, PHYSIOLOGIC, VITAL SIGNS | Monitor, Vital Signs | MONITORVITALSIGNS-GE-Carescape B650 | MONITORVITALSIGNS | Carescape B650 |  |  |  | GE | Monitor, Vital Signs |  | MONITORVITALSIGNS-GE-Carescape B650 |  | 11/30/18 |  | MVS-A | Covered PM Repair - Biomedical | MHHS-Northeast | [8 empty] | MONITORVITALSIGNS | Monitor, Vital Signs | GE
NO | YES |  |  |  |  | 099-01320 | GE Healthcare | CARESCAPE B650 |  | SK416031082HA | NE-ER | MHHS-Northeast |  | Monitor, Vital Signs |  |  | 099-01320 | Katy | MHHS-Northeast | NE-ER |  | 4/1/19 | 4/1/20 |  |  | MONITORS, PHYSIOLOGIC, VITAL SIGNS | Monitor, Vital Signs | MONITORVITALSIGNS-GE-Carescape B650 | MONITORVITALSIGNS | Carescape B650 |  |  |  | GE | Monitor, Vital Signs |  | MONITORVITALSIGNS-GE-Carescape B650 |  | 11/30/18 |  | MVS-A | Covered PM Repair - Biomedical | MHHS-Northeast | [8 empty] | MONITORVITALSIGNS | Monitor, Vital Signs | GE
NO | YES | [5 empty] | GE Healthcare | CARESCAPE B650 |  | SK416051087HA | NE-ER | MHHS-Northeast |  | Monitor, Vital Signs |  |  |  | Katy | MHHS-Northeast | NE-ER |  | 4/1/19 | 4/1/20 |  |  | MONITORS, PHYSIOLOGIC, VITAL SIGNS | Monitor, Vital Signs | MONITORVITALSIGNS-GE-Carescape B650 | MONITORVITALSIGNS | Carescape B650 |  |  |  | GE | Monitor, Vital Signs |  | MONITORVITALSIGNS-GE-Carescape B650 |  | 11/30/18 |  | MVS-A | Covered PM Repair - Biomedical | MHHS-Northeast | [8 empty] | MONITORVITALSIGNS | Monitor, Vital Signs | GE
NO | YES |  |  |  |  | 099-01035 | GE Healthcare | CARESCAPE B650 |  | SK416051072HA | NE-ER | MHHS-Northeast |  | Monitor, Vital Signs |  |  | 099-01035 | Katy | MHHS-Northeast | NE-ER | ER 15 | 4/1/19 | 4/1/20 |  |  | MONITORS, PHYSIOLOGIC, VITAL SIGNS | Monitor, Vital Signs | MONITORVITALSIGNS-GE-Carescape B650 | MONITORVITALSIGNS | Carescape B650 |  |  |  | GE | Monitor, Vital Signs |  | MONITORVITALSIGNS-GE-Carescape B650 |  | 11/30/18 |  | MVS-A | Covered PM Repair - Biomedical | MHHS-Northeast | [8 empty] | MONITORVITALSIGNS | Monitor, Vital Signs | GE
NO | YES | Asset Tag 1184389 |  |  |  | 099-00065 | GE Healthcare | CARESCAPE B650 |  | SK416051080HA | NE-ER | MHHS-Northeast |  | Monitor, Vital Signs |  |  | 099-00065 | Katy | MHHS-Northeast | NE-ER |  | 4/1/19 |  |  |  | MONITORS, PHYSIOLOGIC, VITAL SIGNS | Monitor, Vital Signs | MONITORVITALSIGNS-GE-Carescape B650 | MONITORVITALSIGNS | Carescape B650 |  |  |  | GE | Monitor, Vital Signs |  | MONITORVITALSIGNS-GE-Carescape B650 |  | 11/30/18 |  | MVS-A | Covered PM Repair - Biomedical | MHHS-Northeast | [8 empty] | MONITORVITALSIGNS | Monitor, Vital Signs | GE
NO | YES |  |  |  |  | 099-01082 | GE Healthcare | CARESCAPE B650 |  | SK416051067HA | NE-ER | MHHS-Northeast |  | Monitor, Vital Signs |  |  | 099-01082 | Katy | MHHS-Northeast | NE-ER | Er 25 | 5/1/19 |  |  |  | MONITORS, PHYSIOLOGIC, VITAL SIGNS | Monitor, Vital Signs | MONITORVITALSIGNS-GE-Carescape B650 | MONITORVITALSIGNS | Carescape B650 |  |  |  | GE | Monitor, Vital Signs |  | MONITORVITALSIGNS-GE-Carescape B650 |  | 11/30/18 |  | MVS-A | Covered PM Repair - Biomedical | MHHS-Northeast | [8 empty] | MONITORVITALSIGNS | Monitor, Vital Signs | GE
NO | YES |  |  |  |  | 099-01080 | GE Healthcare | CARESCAPE B650 |  | SK416051062HA | NE-ER | MHHS-Northeast |  | Monitor, Vital Signs |  |  | 099-01080 | Katy | MHHS-Northeast | NE-ER | Er 30 | 5/1/19 | 5/1/20 |  |  | MONITORS, PHYSIOLOGIC, VITAL SIGNS | Monitor, Vital Signs | MONITORVITALSIGNS-GE-Carescape B650 | MONITORVITALSIGNS | Carescape B650 |  |  |  | GE | Monitor, Vital Signs |  | MONITORVITALSIGNS-GE-Carescape B650 |  |  |  | MVS-A | Covered PM Repair - Biomedical | MHHS-Northeast | [8 empty] | MONITORVITALSIGNS | Monitor, Vital Signs | GE
NO | YES | [5 empty] | GE Healthcare | CARESCAPE B650 |  | SK416051089HA | NE-ER | MHHS-Northeast |  | Monitor, Vital Signs |  |  |  | Katy | MHHS-Northeast | NE-ER |  | 4/1/19 | 4/1/20 |  |  | MONITORS, PHYSIOLOGIC, VITAL SIGNS | Monitor, Vital Signs | MONITORVITALSIGNS-GE-Carescape B650 | MONITORVITALSIGNS | Carescape B650 |  |  |  | GE | Monitor, Vital Signs |  | MONITORVITALSIGNS-GE-Carescape B650 |  | 11/30/18 |  | MVS-A | Covered PM Repair - Biomedical | MHHS-Northeast | [8 empty] | MONITORVITALSIGNS | Monitor, Vital Signs | GE
NO | YES |  |  |  |  | 099-00179 | GE Healthcare | CARESCAPE B650 |  | SK416051059HA | NE-ER | MHHS-Northeast |  | Monitor, Vital Signs |  |  | 099-00179 | Katy | MHHS-Northeast | NE-ER |  | 4/1/19 | 4/1/20 |  |  | MONITORS, PHYSIOLOGIC, VITAL SIGNS | Monitor, Vital Signs | MONITORVITALSIGNS-GE-Carescape B650 | MONITORVITALSIGNS | Carescape B650 |  |  |  | GE | Monitor, Vital Signs |  | MONITORVITALSIGNS-GE-Carescape B650 |  | 11/30/18 |  | MVS-A | Covered PM Repair - Biomedical | MHHS-Northeast | [8 empty] | MONITORVITALSIGNS | Monitor, Vital Signs | GE
NO | YES |  |  |  |  | 009-33228 | GE Healthcare | CARESCAPE B650 |  | SK416051088HA | NE - EMERGENCY CENTER | MHHS-Northeast |  | Monitor, Vital Signs |  |  | 009-33228 | KATY | NE - ER | NE - EMERGENCY CENTER | NE - ER |  |  |  |  | MONITORS, PHYSIOLOGIC, VITAL SIGNS |  | MONITORVITALSIGNS-GE-Carescape B650 | MONITORVITALSIGNS | Carescape B650 |  |  |  | GE | Monitor, Vital Signs |  | MONITORVITALSIGNS-GE-Carescape B650 |  |  |  |  | Covered PM Repair - Biomedical | MHHS-Northeast
NO | YES |  |  |  |  | 099-00178 | GE Healthcare | CARESCAPE B650 |  | SK416051068HA | NE-ER | MHHS-Northeast |  | Monitor, Vital Signs |  |  | 099-00178 | Katy | MHHS-Northeast | NE-ER |  | 4/1/19 | 4/1/20 |  |  | MONITORS, PHYSIOLOGIC, VITAL SIGNS | Monitor, Vital Signs | MONITORVITALSIGNS-GE-Carescape B650 | MONITORVITALSIGNS | Carescape B650 |  |  |  | GE | Monitor, Vital Signs |  | MONITORVITALSIGNS-GE-Carescape B650 |  | 11/30/18 |  | MVS-A | Covered PM Repair - Biomedical | MHHS-Northeast | [8 empty] | MONITORVITALSIGNS | Monitor, Vital Signs | GE
NO | YES |  |  |  |  | 099-00180 | GE Healthcare | CARESCAPE B650 |  | SK416051060HA | NE-ER | MHHS-Northeast |  | Monitor, Vital Signs |  |  | 099-00180 | Katy | MHHS-Northeast | NE-ER |  | 4/1/19 | 4/1/20 |  |  | MONITORS, PHYSIOLOGIC, VITAL SIGNS | Monitor, Vital Signs | MONITORVITALSIGNS-GE-Carescape B650 | MONITORVITALSIGNS | Carescape B650 |  |  |  | GE | Monitor, Vital Signs |  | MONITORVITALSIGNS-GE-Carescape B650 |  | 11/30/18 |  | MVS-A | Covered PM Repair - Biomedical | MHHS-Northeast | [8 empty] | MONITORVITALSIGNS | Monitor, Vital Signs | GE
NO | YES | [5 empty] | GE Healthcare | CARESCAPE B650 |  | SK416051063HA | NE-ER | MHHS-Northeast |  | Monitor, Vital Signs |  |  |  | Katy | MHHS-Northeast | NE-ER |  | 5/1/19 | 5/1/20 |  |  | MONITORS, PHYSIOLOGIC, VITAL SIGNS | Monitor, Vital Signs | MONITORVITALSIGNS-GE-Carescape B650 | MONITORVITALSIGNS | Carescape B650 |  |  |  | GE | Monitor, Vital Signs |  | MONITORVITALSIGNS-GE-Carescape B650 |  | 11/30/18 |  | MVS-A | Covered PM Repair - Biomedical | MHHS-Northeast | [8 empty] | MONITORVITALSIGNS | Monitor, Vital Signs | GE
NO | YES |  |  |  |  | 099-01073 | GE Healthcare | CARESCAPE B650 |  | SK416051050HA | NE-ER | MHHS-Northeast |  | Monitor, Vital Signs |  |  | 099-01073 | Katy | MHHS-Northeast | NE-ER | ER10 | 4/1/19 |  |  |  | MONITORS, PHYSIOLOGIC, VITAL SIGNS | Monitor, Vital Signs | MONITORVITALSIGNS-GE-Carescape B650 | MONITORVITALSIGNS | Carescape B650 |  |  |  | GE | Monitor, Vital Signs |  | MONITORVITALSIGNS-GE-Carescape B650 |  | 11/30/18 |  | MVS-A | Covered PM Repair - Biomedical | MHHS-Northeast | [8 empty] | MONITORVITALSIGNS | Monitor, Vital Signs | GE
NO | YES |  |  |  |  | 099-01325 | GE Healthcare | CARESCAPE B650 |  | SK416051054HA | NE-ER | MHHS-Northeast |  | Monitor, Vital Signs |  |  | 099-01325 | Katy | MHHS-Northeast | NE-ER |  | 4/1/19 | 4/1/20 |  |  | MONITORS, PHYSIOLOGIC, VITAL SIGNS | Monitor, Vital Signs | MONITORVITALSIGNS-GE-Carescape B650 | MONITORVITALSIGNS | Carescape B650 |  |  |  | GE | Monitor, Vital Signs |  | MONITORVITALSIGNS-GE-Carescape B650 |  | 11/30/18 |  | MVS-A | Covered PM Repair - Biomedical | MHHS-Northeast | [8 empty] | MONITORVITALSIGNS | Monitor, Vital Signs | GE
NO | YES | [5 empty] | GE Healthcare | CARESCAPE B650 |  | SK416051065HA | NE-ER | MHHS-Northeast |  | Monitor, Vital Signs |  |  |  | Katy | MHHS-Northeast | NE-ER |  | 5/1/19 | 5/1/20 |  |  | MONITORS, PHYSIOLOGIC, VITAL SIGNS | Monitor, Vital Signs | MONITORVITALSIGNS-GE-Carescape B650 | MONITORVITALSIGNS | Carescape B650 |  |  |  | GE | Monitor, Vital Signs |  | MONITORVITALSIGNS-GE-Carescape B650 |  | 11/30/18 |  | MVS-A | Covered PM Repair - Biomedical | MHHS-Northeast | [8 empty] | MONITORVITALSIGNS | Monitor, Vital Signs | GE
NO | YES | [5 empty] | GE Healthcare | CARESCAPE B650 |  | SK416051070HA | NE-ER | MHHS-Northeast |  | Monitor, Vital Signs |  |  |  | Katy | MHHS-Northeast | NE-ER |  | 5/1/19 | 5/1/20 |  |  | MONITORS, PHYSIOLOGIC, VITAL SIGNS | Monitor, Vital Signs | MONITORVITALSIGNS-GE-Carescape B650 | MONITORVITALSIGNS | Carescape B650 |  |  |  | GE | Monitor, Vital Signs |  | MONITORVITALSIGNS-GE-Carescape B650 |  | 11/30/18 |  | MVS-A | Covered PM Repair - Biomedical | MHHS-Northeast | [8 empty] | MONITORVITALSIGNS | Monitor, Vital Signs | GE
NO | YES | [5 empty] | GE Healthcare | CARESCAPE B650 |  | SK416051093HA | NE-ER | MHHS-Northeast |  | Monitor, Vital Signs |  |  |  | Katy | MHHS-Northeast | NE-ER | ER 27 | 5/1/19 | 5/1/20 |  |  | MONITORS, PHYSIOLOGIC, VITAL SIGNS | Monitor, Vital Signs | MONITORVITALSIGNS-GE-Carescape B650 | MONITORVITALSIGNS | Carescape B650 |  |  |  | GE | Monitor, Vital Signs |  | MONITORVITALSIGNS-GE-Carescape B650 |  | 11/30/18 |  | MVS-A | Covered PM Repair - Biomedical | MHHS-Northeast | [8 empty] | MONITORVITALSIGNS | Monitor, Vital Signs | GE
NO | YES | [5 empty] | GE Healthcare | CARESCAPE B650 |  | SK416051064HA | NE-ER | MHHS-Northeast |  | Monitor, Vital Signs |  |  |  | Katy | MHHS-Northeast | NE-ER |  | 5/1/19 | 5/1/20 |  |  | MONITORS, PHYSIOLOGIC, VITAL SIGNS | Monitor, Vital Signs | MONITORVITALSIGNS-GE-Carescape B650 | MONITORVITALSIGNS | Carescape B650 |  |  |  | GE | Monitor, Vital Signs |  | MONITORVITALSIGNS-GE-Carescape B650 |  | 11/30/18 |  | MVS-A | Covered PM Repair - Biomedical | MHHS-Northeast | [8 empty] | MONITORVITALSIGNS | Monitor, Vital Signs | GE
NO | YES |  |  |  |  | 099-01186 | GE Healthcare | CARESCAPE B650 |  | SK416051092HA | NE-ER | MHHS-Northeast |  | Monitor, Vital Signs |  |  | 099-01186 | Katy | MHHS-Northeast | NE-ER | ER Room 14 | 5/1/19 | 5/1/20 |  |  | MONITORS, PHYSIOLOGIC, VITAL SIGNS | Monitor, Vital Signs | MONITORVITALSIGNS-GE-Carescape B650 | MONITORVITALSIGNS | Carescape B650 |  |  |  | GE | Monitor, Vital Signs |  | MONITORVITALSIGNS-GE-Carescape B650 |  | 11/30/18 |  | MVS-A | Covered PM Repair - Biomedical | MHHS-Northeast | [8 empty] | MONITORVITALSIGNS | Monitor, Vital Signs | GE
NO | YES | [5 empty] | GE Healthcare | CARESCAPE B650 |  | SK416051066HA | NE-ER | MHHS-Northeast |  | Monitor, Vital Signs |  |  |  | Katy | MHHS-Northeast | NE-ER |  | 4/1/19 | 4/1/20 |  |  | MONITORS, PHYSIOLOGIC, VITAL SIGNS | Monitor, Vital Signs | MONITORVITALSIGNS-GE-Carescape B650 | MONITORVITALSIGNS | Carescape B650 |  |  |  | GE | Monitor, Vital Signs |  | MONITORVITALSIGNS-GE-Carescape B650 |  | 11/30/18 |  | MVS-A | Covered PM Repair - Biomedical | MHHS-Northeast | [8 empty] | MONITORVITALSIGNS | Monitor, Vital Signs | GE
NO | YES | [5 empty] | GE Healthcare | CARESCAPE B650 |  | SK416051076HA | NE-ER | MHHS-Northeast |  | Monitor, Vital Signs |  |  |  | Katy | MHHS-Northeast | NE-ER | Room 9 | 4/1/19 | 4/1/20 |  |  | MONITORS, PHYSIOLOGIC, VITAL SIGNS | Monitor, Vital Signs | MONITORVITALSIGNS-GE-Carescape B650 | MONITORVITALSIGNS | Carescape B650 |  |  |  | GE | Monitor, Vital Signs |  | MONITORVITALSIGNS-GE-Carescape B650 |  | 11/30/18 |  | MVS-A | Covered PM Repair - Biomedical | MHHS-Northeast | [8 empty] | MONITORVITALSIGNS | Monitor, Vital Signs | GE
NO | YES |  |  |  |  | 099-01038 | GE Healthcare | CARESCAPE B650 |  | SK416051078HA | NE-ER | MHHS-Northeast |  | Monitor, Vital Signs |  |  | 099-01038 | Katy | MHHS-Northeast | NE-ER | ER 16 | 4/1/19 | 6/1/20 |  |  | MONITORS, PHYSIOLOGIC, VITAL SIGNS | Monitor, Vital Signs | MONITORVITALSIGNS-GE-Carescape B650 | MONITORVITALSIGNS | Carescape B650 |  |  |  | GE | Monitor, Vital Signs |  | MONITORVITALSIGNS-GE-Carescape B650 |  | 11/30/18 |  | MVS-A | Covered PM Repair - Biomedical | MHHS-Northeast | [8 empty] | MONITORVITALSIGNS | Monitor, Vital Signs | GE
NO | YES |  |  |  | 142-06708 | 142-06708 | GE Healthcare | CARESCAPE B650 |  | SK416051061HA | NE-ER | MHHS-Northeast |  | Monitor, Vital Signs |  | 142-06708 | 142-06708 | Katy | MHHS-Northeast | NE-ER | ER 17 | 4/1/19 | 4/1/20 |  |  | MONITORS, PHYSIOLOGIC, VITAL SIGNS | Monitor, Vital Signs | MONITORVITALSIGNS-GE-Carescape B650 | MONITORVITALSIGNS | Carescape B650 |  |  |  | GE | Monitor, Vital Signs |  | MONITORVITALSIGNS-GE-Carescape B650 |  | 11/30/18 |  | MVS-A | Covered PM Repair - Biomedical | MHHS-Northeast | [8 empty] | MONITORVITALSIGNS | Monitor, Vital Signs | GE
NO | YES |  |  |  | 142-06712 | 142-06712 | GE Healthcare | CARESCAPE B650 |  | SA313043984GR | NE-ER | MHHS-Northeast |  | Monitor, Vital Signs |  | 142-06712 | 142-06712 | Katy | MHHS-Northeast | NE-ER | ER | 4/1/19 | 4/1/20 |  |  | MONITORS, PHYSIOLOGIC, VITAL SIGNS | Monitor, Vital Signs | MONITORVITALSIGNS-GE-Carescape B650 | MONITORVITALSIGNS | Carescape B650 |  |  |  | GE | Monitor, Vital Signs |  | MONITORVITALSIGNS-GE-Carescape B650 |  | 11/30/18 |  | MVS-A | Covered PM Repair - Biomedical | MHHS-Northeast | [8 empty] | MONITORVITALSIGNS | Monitor, Vital Signs | GE
NO | YES |  |  |  | 142-06713 | 142-06713 | GE Healthcare | CARESCAPE B650 |  | SA311184671GR | NE-ER | MHHS-Northeast |  | Monitor, Vital Signs |  | 142-06713 | 142-06713 | Katy | MHHS-Northeast | NE-ER |  | 4/1/19 | 4/1/20 |  |  | MONITORS, PHYSIOLOGIC, VITAL SIGNS | Monitor, Vital Signs | MONITORVITALSIGNS-GE-Carescape B650 | MONITORVITALSIGNS | Carescape B650 |  |  |  | GE | Monitor, Vital Signs |  | MONITORVITALSIGNS-GE-Carescape B650 |  | 11/30/18 |  | MVS-A | Covered PM Repair - Biomedical | MHHS-Northeast | [8 empty] | MONITORVITALSIGNS | Monitor, Vital Signs | GE
NO | YES |  |  |  | 142-06714 | 142-06714 | GE Healthcare | CARESCAPE B650 |  | SA309365119GR | NE-ER | MHHS-Northeast |  | Monitor, Vital Signs |  | 142-06714 | 142-06714 | Katy | MHHS-Northeast | NE-ER | Er 2 | 5/1/19 | 5/1/20 |  |  | MONITORS, PHYSIOLOGIC, VITAL SIGNS | Monitor, Vital Signs | MONITORVITALSIGNS-GE-Carescape B650 | MONITORVITALSIGNS | Carescape B650 |  |  |  | GE | Monitor, Vital Signs |  | MONITORVITALSIGNS-GE-Carescape B650 |  | 11/30/18 |  | MVS-A | Covered PM Repair - Biomedical | MHHS-Northeast | [8 empty] | MONITORVITALSIGNS | Monitor, Vital Signs | GE
NO | YES |  |  |  |  | 142-05984 | GE Healthcare | CARESCAPE B650 |  | SEW14381024HA | NE-OR | MHHS-Northeast |  | Monitor, Vital Signs |  |  | 142-05984 | Katy | MHHS-Northeast | NE-OR | Or 3 | 11/1/18 | 11/1/19 |  |  | MONITORS, PHYSIOLOGIC, VITAL SIGNS | Monitor, Vital Signs | MONITORVITALSIGNS-GE-Carescape B650 | MONITORVITALSIGNS | Carescape B650 |  |  |  | GE | Monitor, Vital Signs |  | MONITORVITALSIGNS-GE-Carescape B650 |  | 11/30/18 |  | MVS-A | Covered PM Repair - Biomedical | MHHS-Northeast | [8 empty] | MONITORVITALSIGNS | Monitor, Vital Signs | GE
NO | YES |  |  |  | 142-03510 | 142-03510 | GE Healthcare | CARESCAPE B650 |  | SK415261027HA | NE-OR | MHHS-Northeast |  | Monitor, Vital Signs |  | 142-03510 | 142-03510 | Katy | MHHS-Northeast | NE-OR |  | 9/1/19 | 9/1/20 |  |  | MONITORS, PHYSIOLOGIC, VITAL SIGNS | Monitor, Vital Signs | MONITORVITALSIGNS-GE-Carescape B650 | MONITORVITALSIGNS | Carescape B650 |  |  |  | GE | Monitor, Vital Signs |  | MONITORVITALSIGNS-GE-Carescape B650 |  |  |  | MVS-A | Covered PM Repair - Biomedical | MHHS-Northeast | [8 empty] | MONITORVITALSIGNS | Monitor, Vital Signs | GE
NO | YES |  |  |  | 142-06955 | 142-06955 | GE Healthcare | CARESCAPE B650 |  | SK416361376HA | NE - OR | MHHS-Northeast |  | Monitor, Vital Signs |  | 142-06955 | 142-06955 | Katy |  | NE - OR | [5 empty] | MONITORS, PHYSIOLOGIC, VITAL SIGNS |  | MONITORVITALSIGNS-GE-Carescape B650 | MONITORVITALSIGNS | Carescape B650 |  |  |  | GE | Monitor, Vital Signs |  | MONITORVITALSIGNS-GE-Carescape B650 |  |  |  |  | Covered PM Repair - Biomedical | MHHS-Northeast
NO | YES |  |  |  | 142-07458 | 142-07458 | GE Healthcare | CARESCAPE B650 |  | SQC18392043SA | NE-OR | MHHS-Northeast |  | Monitor, Vital Signs |  | 142-07458 | 142-07458 | Katy | MHHS-Northeast | NE-OR |  | 11/1/18 | 11/1/19 |  |  | MONITORS, PHYSIOLOGIC, VITAL SIGNS | Monitor, Vital Signs | MONITORVITALSIGNS-GE-Carescape B650 | MONITORVITALSIGNS | Carescape B650 |  |  |  | GE | Monitor, Vital Signs |  | MONITORVITALSIGNS-GE-Carescape B650 |  |  |  | MVS-A | Covered PM Repair - Biomedical | MHHS-Northeast | [8 empty] | MONITORVITALSIGNS | Monitor, Vital Signs | GE
NO | YES |  |  |  | 142-07977 | 142-07977 | GE Healthcare | CARESCAPE B650 |  | SQC18392061SA | NE-Anesthesia | MHHS-Northeast |  | Monitor, Vital Signs |  | 142-07977 | 142-07977 | Katy | MHHS-Northeast | NE-Anesthesia | Or 6 | 11/1/18 | 11/1/19 |  |  | MONITORS, PHYSIOLOGIC, VITAL SIGNS | Monitor, Vital Signs | MONITORVITALSIGNS-GE-Carescape B650 | MONITORVITALSIGNS | Carescape B650 |  |  |  | GE | Monitor, Vital Signs |  | MONITORVITALSIGNS-GE-Carescape B650 |  |  |  | MVS-A | Covered PM Repair - Biomedical | MHHS-Northeast | [8 empty] | MONITORVITALSIGNS | Monitor, Vital Signs | GE
NO | YES |  |  |  | 142-07982 | 142-07982 | GE Healthcare | CARESCAPE B650 |  | SQC18382066SA | NE-OR | MHHS-Northeast |  | Monitor, Vital Signs |  | 142-07982 | 142-07982 | Katy | MHHS-Northeast | NE-OR |  | 11/1/18 | 11/1/19 |  |  | MONITORS, PHYSIOLOGIC, VITAL SIGNS | Monitor, Vital Signs | MONITORVITALSIGNS-GE-Carescape B650 | MONITORVITALSIGNS | Carescape B650 |  |  |  | GE | Monitor, Vital Signs |  | MONITORVITALSIGNS-GE-Carescape B650 |  |  |  | MVS-A | Covered PM Repair - Biomedical | MHHS-Northeast | [8 empty] | MONITORVITALSIGNS | Monitor, Vital Signs | GE
NO | YES |  |  |  |  | 142-03486 | GE Healthcare | CARESCAPE B650 |  | SK415431008HA | NE-OR Holding | MHHS-Northeast |  | Monitor, Vital Signs |  |  | 142-03486 | Katy | MHHS-Northeast | NE-OR Holding | OR HOLDING 4 | 8/1/19 | 8/1/20 |  |  | MONITORS, PHYSIOLOGIC, VITAL SIGNS | Monitor, Vital Signs | MONITORVITALSIGNS-GE-Carescape B650 | MONITORVITALSIGNS | Carescape B650 |  |  |  | GE | Monitor, Vital Signs |  | MONITORVITALSIGNS-GE-Carescape B650 |  |  |  | MVS-A | Covered PM Repair - Biomedical | MHHS-Northeast | [8 empty] | MONITORVITALSIGNS | Monitor, Vital Signs | GE
NO | YES |  |  |  |  | 142-03488 | GE Healthcare | CARESCAPE B650 |  | SK415411051HA | NE-OR Holding | MHHS-Northeast |  | Monitor, Vital Signs |  |  | 142-03488 | Katy | MHHS-Northeast | NE-OR Holding | OR HOLDING 5 | 8/1/19 | 8/1/20 |  |  | MONITORS, PHYSIOLOGIC, VITAL SIGNS | Monitor, Vital Signs | MONITORVITALSIGNS-GE-Carescape B650 | MONITORVITALSIGNS | Carescape B650 |  |  |  | GE | Monitor, Vital Signs |  | MONITORVITALSIGNS-GE-Carescape B650 |  | 5/1/17 |  | MVS-A | Clinical Miscellaneous | MHHS-Northeast | [8 empty] | MONITORVITALSIGNS | Monitor, Vital Signs | GE
NO | YES |  |  |  | 142-03490 | 142-03490 | GE Healthcare | CARESCAPE B650 |  | SK415431010HA | NE-OR Holding | MHHS-Northeast |  | Monitor, Vital Signs |  | 142-03490 | 142-03490 | Katy | MHHS-Northeast | NE-OR Holding | Pacu memorial | 8/1/19 | 8/1/20 |  |  | MONITORS, PHYSIOLOGIC, VITAL SIGNS | Monitor, Vital Signs | MONITORVITALSIGNS-GE-Carescape B650 | MONITORVITALSIGNS | Carescape B650 |  |  |  | GE | Monitor, Vital Signs |  | MONITORVITALSIGNS-GE-Carescape B650 |  | 5/1/17 |  | MVS-A | Clinical Miscellaneous | MHHS-Northeast | [8 empty] | MONITORVITALSIGNS | Monitor, Vital Signs | GE
NO | YES |  |  |  |  | 142-03492 | GE Healthcare | CARESCAPE B650 |  | SK415411009HA | NE-OR Holding | MHHS-Northeast |  | Monitor, Vital Signs |  |  | 142-03492 | Katy | MHHS-Northeast | NE-OR Holding | OR HOLDING | 8/1/19 | 8/1/20 |  | No pm | MONITORS, PHYSIOLOGIC, VITAL SIGNS | Monitor, Vital Signs | MONITORVITALSIGNS-GE-Carescape B650 | MONITORVITALSIGNS | Carescape B650 |  |  |  | GE | Monitor, Vital Signs |  | MONITORVITALSIGNS-GE-Carescape B650 |  | 5/1/17 |  | MVS-A | Clinical Miscellaneous | MHHS-Northeast | [8 empty] | MONITORVITALSIGNS | Monitor, Vital Signs | GE
NO | YES |  |  |  |  | 142-03515 | GE Healthcare | CARESCAPE B650 |  | SK415411104HA | NE-OR Holding | MHHS-Northeast |  | Monitor, Vital Signs |  |  | 142-03515 | Katy | MHHS-Northeast | NE-OR Holding | Procedure room | 8/1/19 |  |  |  | MONITORS, PHYSIOLOGIC, VITAL SIGNS | Monitor, Vital Signs | MONITORVITALSIGNS-GE-Carescape B650 | MONITORVITALSIGNS | Carescape B650 |  |  |  | GE | Monitor, Vital Signs |  | MONITORVITALSIGNS-GE-Carescape B650 |  | 5/1/17 |  | MVS-A | Clinical Miscellaneous | MHHS-Northeast | [8 empty] | MONITORVITALSIGNS | Monitor, Vital Signs | GE
NO | YES |  |  |  |  | 142-03517 | GE Healthcare | CARESCAPE B650 |  | SK415431002HA | NE-OR Holding | MHHS-Northeast |  | Monitor, Vital Signs |  |  | 142-03517 | Katy | MHHS-Northeast | NE-OR Holding | Bay 1 | 8/1/19 | 4/1/20 |  |  | MONITORS, PHYSIOLOGIC, VITAL SIGNS | Monitor, Vital Signs | MONITORVITALSIGNS-GE-Carescape B650 | MONITORVITALSIGNS | Carescape B650 |  |  |  | GE | Monitor, Vital Signs |  | MONITORVITALSIGNS-GE-Carescape B650 |  | 5/1/17 |  | MVS-A | Clinical Miscellaneous | MHHS-Northeast | [8 empty] | MONITORVITALSIGNS | Monitor, Vital Signs | GE
NO | YES |  |  |  | 142-06450 | 142-06450 | GE Healthcare | CARESCAPE B650 |  | SK416101134HA | NE-OR Holding | MHHS-Northeast |  | Monitor, Vital Signs |  | 142-06450 | 142-06450 | Katy | MHHS-Northeast | NE-OR Holding | Nurses station | 4/1/19 | 4/1/20 |  |  | MONITORS, PHYSIOLOGIC, VITAL SIGNS | Monitor, Vital Signs | MONITORVITALSIGNS-GE-Carescape B650 | MONITORVITALSIGNS | Carescape B650 |  |  |  | GE | Monitor, Vital Signs |  | MONITORVITALSIGNS-GE-Carescape B650 |  | 9/1/13 |  | MVS-A | Covered PM Repair - Biomedical | MHHS-Northeast | [8 empty] | MONITORVITALSIGNS | Monitor, Vital Signs | GE
NO | YES |  |  |  | 142-06656 | 142-06656 | GE Healthcare | CARESCAPE B650 |  | SK416071039HA | NE-PACU | MHHS-Northeast |  | Monitor, Vital Signs |  | 142-06656 | 142-06656 | Katy | MHHS-Northeast | NE-PACU | BAY4 | 4/1/19 | 4/1/20 |  |  | MONITORS, PHYSIOLOGIC, VITAL SIGNS | Monitor, Vital Signs | MONITORVITALSIGNS-GE-Carescape B650 | MONITORVITALSIGNS | Carescape B650 |  |  |  | GE | Monitor, Vital Signs |  | MONITORVITALSIGNS-GE-Carescape B650 |  | 8/1/13 |  | MVS-A | Covered PM Repair - Biomedical | MHHS-Northeast | [8 empty] | MONITORVITALSIGNS | Monitor, Vital Signs | GE
NO | YES |  |  |  | 142-06659 | 142-06659 | GE Healthcare | CARESCAPE B650 |  | SK416071033HA | NE-PACU | MHHS-Northeast |  | Monitor, Vital Signs |  | 142-06659 | 142-06659 | Katy | MHHS-Northeast | NE-PACU | BAY6 | 4/1/19 | 4/1/20 |  |  | MONITORS, PHYSIOLOGIC, VITAL SIGNS | Monitor, Vital Signs | MONITORVITALSIGNS-GE-Carescape B650 | MONITORVITALSIGNS | Carescape B650 |  |  |  | GE | Monitor, Vital Signs |  | MONITORVITALSIGNS-GE-Carescape B650 |  | 5/1/17 |  | MVS-A | Clinical Miscellaneous | MHHS-Northeast | [8 empty] | MONITORVITALSIGNS | Monitor, Vital Signs | GE
NO | YES |  |  |  | 142-06662 | 142-06662 | GE Healthcare | CARESCAPE B650 |  | SK416071034HA | NE-PACU | MHHS-Northeast |  | Monitor, Vital Signs |  | 142-06662 | 142-06662 | Katy | MHHS-Northeast | NE-PACU | BAY5 | 4/1/19 | 4/1/20 |  |  | MONITORS, PHYSIOLOGIC, VITAL SIGNS | Monitor, Vital Signs | MONITORVITALSIGNS-GE-Carescape B650 | MONITORVITALSIGNS | Carescape B650 |  |  |  | GE | Monitor, Vital Signs |  | MONITORVITALSIGNS-GE-Carescape B650 |  | 4/25/13 |  | MVS-A | Covered PM Repair - Biomedical | MHHS-Northeast | [8 empty] | MONITORVITALSIGNS | Monitor, Vital Signs | GE
NO | YES |  |  |  | 142-06666 | 142-06666 | GE Healthcare | CARESCAPE B650 |  | SK416071044HA | NE-PACU | MHHS-Northeast |  | Monitor, Vital Signs |  | 142-06666 | 142-06666 | Katy | MHHS-Northeast | NE-PACU | BAY3 | 4/1/19 | 4/1/20 |  |  | MONITORS, PHYSIOLOGIC, VITAL SIGNS | Monitor, Vital Signs | MONITORVITALSIGNS-GE-Carescape B650 | MONITORVITALSIGNS | Carescape B650 |  |  |  | GE | Monitor, Vital Signs |  | MONITORVITALSIGNS-GE-Carescape B650 |  |  |  | MVS-A | Covered PM Repair - Biomedical | MHHS-Northeast | [8 empty] | MONITORVITALSIGNS | Monitor, Vital Signs | GE
NO | YES |  |  |  | 142-06669 | 142-06669 | GE Healthcare | CARESCAPE B650 |  | SK416071032HA | NE-PACU | MHHS-Northeast |  | Monitor, Vital Signs |  | 142-06669 | 142-06669 | Katy | MHHS-Northeast | NE-PACU | BAY1 | 4/1/19 | 4/1/20 |  |  | MONITORS, PHYSIOLOGIC, VITAL SIGNS | Monitor, Vital Signs | MONITORVITALSIGNS-GE-Carescape B650 | MONITORVITALSIGNS | Carescape B650 |  |  |  | GE | Monitor, Vital Signs |  | MONITORVITALSIGNS-GE-Carescape B650 |  | 4/5/20 |  | MVS-A | Not Covered Vendor Only - Biomedical | MHHS-Northeast | [8 empty] | MONITORVITALSIGNS | Monitor, Vital Signs | GE
NO | YES |  |  |  | 142-06672 | 142-06672 | GE Healthcare | CARESCAPE B650 |  | SK416071047HA | NE-OR Holding | MHHS-Northeast |  | Monitor, Vital Signs |  | 142-06672 | 142-06672 | Katy | MHHS-Northeast | NE-OR Holding | Pacu 13 | 4/1/19 | 4/1/20 |  |  | MONITORS, PHYSIOLOGIC, VITAL SIGNS | Monitor, Vital Signs | MONITORVITALSIGNS-GE-Carescape B650 | MONITORVITALSIGNS | Carescape B650 |  |  |  | GE | Monitor, Vital Signs |  | MONITORVITALSIGNS-GE-Carescape B650 |  | 4/5/20 |  | MVS-A | Not Covered Vendor Only - Biomedical | MHHS-Northeast | [8 empty] | MONITORVITALSIGNS | Monitor, Vital Signs | GE
NO | YES |  |  |  | 142-06675 | 142-06675 | GE Healthcare | CARESCAPE B650 |  | SK416071037HA | NE-OR Holding | MHHS-Northeast |  | Monitor, Vital Signs |  | 142-06675 | 142-06675 | Katy | MHHS-Northeast | NE-OR Holding | Pacu 15 | 4/1/19 | 2/1/20 |  |  | MONITORS, PHYSIOLOGIC, VITAL SIGNS | Monitor, Vital Signs | MONITORVITALSIGNS-GE-Carescape B650 | MONITORVITALSIGNS | Carescape B650 |  |  |  | GE | Monitor, Vital Signs |  | MONITORVITALSIGNS-GE-Carescape B650 |  | 4/5/20 |  | MVS-A | Not Covered Vendor Only - Biomedical | MHHS-Northeast | [8 empty] | MONITORVITALSIGNS | Monitor, Vital Signs | GE
NO | YES |  |  |  | 142-06679 | 142-06679 | GE Healthcare | CARESCAPE B650 |  | SK416071043HA | NE-PACU | MHHS-Northeast |  | Monitor, Vital Signs |  | 142-06679 | 142-06679 | Katy | MHHS-Northeast | NE-PACU | Pacu | 4/1/19 | 4/1/20 |  |  | MONITORS, PHYSIOLOGIC, VITAL SIGNS | Monitor, Vital Signs | MONITORVITALSIGNS-GE-Carescape B650 | MONITORVITALSIGNS | Carescape B650 |  |  |  | GE | Monitor, Vital Signs |  | MONITORVITALSIGNS-GE-Carescape B650 |  | 4/5/20 |  | MVS-A | Not Covered Vendor Only - Biomedical | MHHS-Northeast | [8 empty] | MONITORVITALSIGNS | Monitor, Vital Signs | GE
NO | YES |  |  |  | 142-06682 | 142-06682 | GE Healthcare | CARESCAPE B650 |  | SK416071035HA | NE-PACU | MHHS-Northeast |  | Monitor, Vital Signs |  | 142-06682 | 142-06682 | Katy | MHHS-Northeast | NE-PACU | Pacu | 4/1/19 | 4/1/20 |  |  | MONITORS, PHYSIOLOGIC, VITAL SIGNS | Monitor, Vital Signs | MONITORVITALSIGNS-GE-Carescape B650 | MONITORVITALSIGNS | Carescape B650 |  |  |  | GE | Monitor, Vital Signs |  | MONITORVITALSIGNS-GE-Carescape B650 |  | 4/5/20 |  | MVS-A | Not Covered Vendor Only - Biomedical | MHHS-Northeast | [8 empty] | MONITORVITALSIGNS | Monitor, Vital Signs | GE
NO | YES |  |  |  | 142-06685 | 142-06685 | GE Healthcare | CARESCAPE B650 |  | SK416071028HA | NE-PACU | MHHS-Northeast |  | Monitor, Vital Signs |  | 142-06685 | 142-06685 | Katy | MHHS-Northeast | NE-PACU | Pacu | 4/1/19 | 4/1/20 |  |  | MONITORS, PHYSIOLOGIC, VITAL SIGNS | Monitor, Vital Signs | MONITORVITALSIGNS-GE-Carescape B650 | MONITORVITALSIGNS | Carescape B650 |  |  |  | GE | Monitor, Vital Signs |  | MONITORVITALSIGNS-GE-Carescape B650 |  | 11/15/12 |  | MVS-A | Covered PM Repair - Biomedical | MHHS-Northeast | [8 empty] | MONITORVITALSIGNS | Monitor, Vital Signs | GE
NO | YES |  |  |  | 142-06688 | 142-06688 | GE Healthcare | CARESCAPE B650 |  | SK416061069HA | NE-PACU | MHHS-Northeast |  | Monitor, Vital Signs |  | 142-06688 | 142-06688 | Katy | MHHS-Northeast | NE-PACU | PACU | 4/1/19 | 4/1/20 |  |  | MONITORS, PHYSIOLOGIC, VITAL SIGNS | Monitor, Vital Signs | MONITORVITALSIGNS-GE-Carescape B650 | MONITORVITALSIGNS | Carescape B650 |  |  |  | GE | Monitor, Vital Signs |  | MONITORVITALSIGNS-GE-Carescape B650 |  |  |  | MVS-A | Covered PM Repair - Biomedical | MHHS-Northeast | [8 empty] | MONITORVITALSIGNS | Monitor, Vital Signs | GE
NO | YES |  |  |  | 142-06691 | 142-06691 | GE Healthcare | CARESCAPE B650 |  | SK416061063HA | NE-PACU | MHHS-Northeast |  | Monitor, Vital Signs |  | 142-06691 | 142-06691 | Katy | MHHS-Northeast | NE-PACU |  | 4/1/19 | 4/1/20 |  |  | MONITORS, PHYSIOLOGIC, VITAL SIGNS | Monitor, Vital Signs | MONITORVITALSIGNS-GE-Carescape B650 | MONITORVITALSIGNS | Carescape B650 |  |  |  | GE | Monitor, Vital Signs |  | MONITORVITALSIGNS-GE-Carescape B650 |  | 11/15/12 |  | MVS-A | Covered PM Repair - Biomedical | MHHS-Northeast | [8 empty] | MONITORVITALSIGNS | Monitor, Vital Signs | GE
NO | YES |  |  |  | 142-06694 | 142-06694 | GE Healthcare | CARESCAPE B650 |  | SK416071030HA | NE-PACU | MHHS-Northeast |  | Monitor, Vital Signs |  | 142-06694 | 142-06694 | Katy | MHHS-Northeast | NE-PACU | Pacu | 4/1/19 | 4/1/20 |  |  | MONITORS, PHYSIOLOGIC, VITAL SIGNS | Monitor, Vital Signs | MONITORVITALSIGNS-GE-Carescape B650 | MONITORVITALSIGNS | Carescape B650 |  |  |  | GE | Monitor, Vital Signs |  | MONITORVITALSIGNS-GE-Carescape B650 |  | 9/20/14 |  | MVS-A | Covered PM Repair - Biomedical | MHHS-Northeast | [8 empty] | MONITORVITALSIGNS | Monitor, Vital Signs | GE
NO | YES |  |  |  | 142-06697 | 142-06697 | GE Healthcare | CARESCAPE B650 |  | SK416071038HA | NE-PACU | MHHS-Northeast |  | Monitor, Vital Signs |  | 142-06697 | 142-06697 | Katy | MHHS-Northeast | NE-PACU | Pacu | 4/1/19 | 4/1/20 |  |  | MONITORS, PHYSIOLOGIC, VITAL SIGNS | Monitor, Vital Signs | MONITORVITALSIGNS-GE-Carescape B650 | MONITORVITALSIGNS | Carescape B650 |  |  |  | GE | Monitor, Vital Signs |  | MONITORVITALSIGNS-GE-Carescape B650 |  | 9/20/14 |  | MVS-A | Covered PM Repair - Biomedical | MHHS-Northeast | [8 empty] | MONITORVITALSIGNS | Monitor, Vital Signs | GE
NO | YES |  |  |  | 142-06700 | 142-06700 | GE Healthcare | CARESCAPE B650 |  | SK416071042HA | NE-PACU | MHHS-Northeast |  | Monitor, Vital Signs |  | 142-06700 | 142-06700 | Katy | MHHS-Northeast | NE-PACU |  | 6/1/19 | 6/1/20 |  |  | MONITORS, PHYSIOLOGIC, VITAL SIGNS | Monitor, Vital Signs | MONITORVITALSIGNS-GE-Carescape B650 | MONITORVITALSIGNS | Carescape B650 |  |  |  | GE | Monitor, Vital Signs |  | MONITORVITALSIGNS-GE-Carescape B650 |  | 6/18/20 |  | MVS-A | Not Covered Vendor Only - Biomedical | MHHS-Northeast | [8 empty] | MONITORVITALSIGNS | Monitor, Vital Signs | GE
NO | YES |  |  |  | 000-04918 | 000-04918 | GE Healthcare | CARESCAPE B650 |  | SQC19242014SA | SC CCC-(NE)-Emergency Room | MHHS-Summer Creek CCC |  | Monitor, Vital Signs |  | 000-04918 | 000-04918 | Katy | MHHS-Others | SC CCC-(NE)-Emergency Room | Exam 9 | 9/1/19 |  |  |  | MONITORS, PHYSIOLOGIC, VITAL SIGNS | Monitor, Vital Signs | MONITORVITALSIGNS-GE-Carescape B650 | MONITORVITALSIGNS | Carescape B650 |  |  |  | GE | Monitor, Vital Signs |  | MONITORVITALSIGNS-GE-Carescape B650 |  | 6/19/24 |  | MVS-A | Not Covered Vendor Only - Biomedical | MHHS-Summer Creek CCC | [8 empty] | MONITORVITALSIGNS | Monitor, Vital Signs | GE
NO | YES |  |  |  | 000-04920 | 000-04920 | GE Healthcare | CARESCAPE B650 |  | SQC19242009SA | SC CCC-(NE)-Emergency Room | MHHS-Summer Creek CCC |  | Monitor, Vital Signs |  | 000-04920 | 000-04920 | Katy | MHHS-Others | SC CCC-(NE)-Emergency Room |  | 9/1/19 | 9/1/20 |  |  | MONITORS, PHYSIOLOGIC, VITAL SIGNS | Monitor, Vital Signs | MONITORVITALSIGNS-GE-Carescape B650 | MONITORVITALSIGNS | Carescape B650 |  |  |  | GE | Monitor, Vital Signs |  | MONITORVITALSIGNS-GE-Carescape B650 |  | 6/19/24 |  | MVS-A | Not Covered Vendor Only - Biomedical | MHHS-Summer Creek CCC | [8 empty] | MONITORVITALSIGNS | Monitor, Vital Signs | GE
NO | YES |  |  |  | 000-04924 | 000-04924 | GE Healthcare | CARESCAPE B650 |  | SQC19242013SA | SC CCC-(NE)-Emergency Room | MHHS-Summer Creek CCC |  | Monitor, Vital Signs |  | 000-04924 | 000-04924 | Katy | MHHS-Others | SC CCC-(NE)-Emergency Room |  | 9/1/19 | 9/1/20 |  |  | MONITORS, PHYSIOLOGIC, VITAL SIGNS | Monitor, Vital Signs | MONITORVITALSIGNS-GE-Carescape B650 | MONITORVITALSIGNS | Carescape B650 |  |  |  | GE | Monitor, Vital Signs |  | MONITORVITALSIGNS-GE-Carescape B650 |  | 6/19/24 |  | MVS-A | Covered PM Repair - Biomedical | MHHS-Summer Creek CCC | [8 empty] | MONITORVITALSIGNS | Monitor, Vital Signs | GE
NO | YES |  |  |  | 142-05569 | 142-05569 | GE Healthcare | CARESCAPE B650 |  | SEW12378611HA | SC CCC-(NE)-Emergency Room | MHHS-Summer Creek CCC |  | Monitor, Vital Signs |  | 142-05569 | 142-05569 | Katy | MHHS-Others | SC CCC-(NE)-Emergency Room |  | 7/1/19 | 7/1/20 |  |  | MONITORS, PHYSIOLOGIC, VITAL SIGNS | Monitor, Vital Signs | MONITORVITALSIGNS-GE-Carescape B650 | MONITORVITALSIGNS | Carescape B650 |  |  |  | GE | Monitor, Vital Signs |  | MONITORVITALSIGNS-GE-Carescape B650 |  | 7/1/15 |  | MVS-A | Covered PM Repair - Biomedical | MHHS-Summer Creek CCC | [8 empty] | MONITORVITALSIGNS | Monitor, Vital Signs | GE
NO | YES |  |  |  | 142-05571 | 142-05571 | GE Healthcare | CARESCAPE B650 |  | SEW12378612HA | MH MG-(NE)-Summer Creek CCC | MHHS-Summer Creek CCC |  | Monitor, Vital Signs |  | 142-05571 | 142-05571 | Katy | MHHS-MG | MH MG-(NE)-Summer Creek CCC | Treatment room 5 | 7/1/19 | 7/1/20 |  | In use | MONITORS, PHYSIOLOGIC, VITAL SIGNS | Monitor, Vital Signs | MONITORVITALSIGNS-GE-Carescape B650 | MONITORVITALSIGNS | Carescape B650 |  |  |  | GE | Monitor, Vital Signs |  | MONITORVITALSIGNS-GE-Carescape B650 |  | 7/1/15 |  | MVS-A | Covered PM Repair - Biomedical | MHHS-Summer Creek CCC | [8 empty] | MONITORVITALSIGNS | Monitor, Vital Signs | GE
NO | YES |  |  |  | 142-05573 | 142-05573 | GE Healthcare | CARESCAPE B650 |  | SEW12378606HA | SC CCC-(NE)-Emergency Room | MHHS-Summer Creek CCC |  | Monitor, Vital Signs |  | 142-05573 | 142-05573 | Katy | MHHS-Others | SC CCC-(NE)-Emergency Room | Nurses station | 7/1/19 | 7/1/20 |  |  | MONITORS, PHYSIOLOGIC, VITAL SIGNS | Monitor, Vital Signs | MONITORVITALSIGNS-GE-Carescape B650 | MONITORVITALSIGNS | Carescape B650 |  |  |  | GE | Monitor, Vital Signs |  | MONITORVITALSIGNS-GE-Carescape B650 |  |  |  | MVS-A | Covered PM Repair - Biomedical | MHHS-Summer Creek CCC | [8 empty] | MONITORVITALSIGNS | Monitor, Vital Signs | GE
NO | YES |  |  |  | 142-05575 | 142-05575 | GE Healthcare | CARESCAPE B650 |  | SEW12378607HA | MH MG-(NE)-Summer Creek CCC | MHHS-Summer Creek CCC |  | Monitor, Vital Signs |  | 142-05575 | 142-05575 | Katy | MHHS-MG | MH MG-(NE)-Summer Creek CCC | Treatment room 4 | 7/1/19 | 7/1/20 |  |  | MONITORS, PHYSIOLOGIC, VITAL SIGNS | Monitor, Vital Signs | MONITORVITALSIGNS-GE-Carescape B650 | MONITORVITALSIGNS | Carescape B650 |  |  |  | GE | Monitor, Vital Signs |  | MONITORVITALSIGNS-GE-Carescape B650 |  | 7/1/15 |  | MVS-A | Covered PM Repair - Biomedical | MHHS-Summer Creek CCC | [8 empty] | MONITORVITALSIGNS | Monitor, Vital Signs | GE
NO | YES |  |  |  | 142-05577 | 142-05577 | GE Healthcare | CARESCAPE B650 |  | SEW12378605HA | SC CCC-(NE)-Emergency Room | MHHS-Summer Creek CCC |  | Monitor, Vital Signs |  | 142-05577 | 142-05577 | Katy | MHHS-Others | SC CCC-(NE)-Emergency Room |  | 7/1/19 | 7/1/20 |  |  | MONITORS, PHYSIOLOGIC, VITAL SIGNS | Monitor, Vital Signs | MONITORVITALSIGNS-GE-Carescape B650 | MONITORVITALSIGNS | Carescape B650 |  |  |  | GE | Monitor, Vital Signs |  | MONITORVITALSIGNS-GE-Carescape B650 |  | 7/1/15 |  | MVS-A | Covered PM Repair - Biomedical | MHHS-Summer Creek CCC | [8 empty] | MONITORVITALSIGNS | Monitor, Vital Signs | GE
NO | YES |  |  |  | 142-05579 | 142-05579 | GE Healthcare | CARESCAPE B650 |  | SEW12378610HA | SC CCC-(NE)-Emergency Room | MHHS-Summer Creek CCC |  | Monitor, Vital Signs |  | 142-05579 | 142-05579 | Katy | MHHS-Others | SC CCC-(NE)-Emergency Room |  | 7/1/19 | 7/1/20 |  |  | MONITORS, PHYSIOLOGIC, VITAL SIGNS | Monitor, Vital Signs | MONITORVITALSIGNS-GE-Carescape B650 | MONITORVITALSIGNS | Carescape B650 |  |  |  | GE | Monitor, Vital Signs |  | MONITORVITALSIGNS-GE-Carescape B650 |  | 7/31/19 |  | MVS-A | Covered PM Repair - Biomedical | MHHS-Summer Creek CCC | [8 empty] | MONITORVITALSIGNS | Monitor, Vital Signs | GE
NO | YES |  |  |  | 142-05583 | 142-05583 | GE Healthcare | CARESCAPE B650 |  | SEW12378608HA | SC CCC-(NE)-Emergency Room | MHHS-Summer Creek CCC |  | Monitor, Vital Signs |  | 142-05583 | 142-05583 | Katy | MHHS-Others | SC CCC-(NE)-Emergency Room |  | 7/1/19 | 7/1/20 |  |  | MONITORS, PHYSIOLOGIC, VITAL SIGNS | Monitor, Vital Signs | MONITORVITALSIGNS-GE-Carescape B650 | MONITORVITALSIGNS | Carescape B650 |  |  |  | GE | Monitor, Vital Signs |  | MONITORVITALSIGNS-GE-Carescape B650 |  | 7/31/19 |  | MVS-A | Covered PM Repair - Biomedical | MHHS-Summer Creek CCC | [8 empty] | MONITORVITALSIGNS | Monitor, Vital Signs | GE
NO | YES |  |  |  | 069-35625 | 069-35625 | GE Healthcare | CARESCAPE B650 |  | SEW14280595HA | TMC-Children's-L&D (5Hp) | MHHS-TMC |  | Monitor, Vital Signs |  | 069-35625 | 069-35625 | TMC | MHHS-TMC | TMC-Children's-L&D (5Hp) |  | 10/3/19 |  |  |  | MONITORS, PHYSIOLOGIC, VITAL SIGNS |  | MONITORVITALSIGNS-GE-Carescape B650 | MONITORVITALSIGNS | Carescape B650 |  |  |  | GE | Monitor, Vital Signs |  | MONITORVITALSIGNS-GE-Carescape B650 |  | 8/1/15 | Verified 3/30/2020 4:07pm (Central) |  | Covered PM Repair - Biomedical | MHHS-TMC
NO | YES |  |  |  | 069-35628 | 069-35628 | GE Healthcare | CARESCAPE B650 |  | SEW14313687HA | TMC-Children's-L&D (5Hp) | MHHS-TMC |  | Monitor, Vital Signs |  | 069-35628 | 069-35628 | TMC | MHHS-TMC | TMC-Children's-L&D (5Hp) |  | 10/3/19 |  |  |  | MONITORS, PHYSIOLOGIC, VITAL SIGNS |  | MONITORVITALSIGNS-GE-Carescape B650 | MONITORVITALSIGNS | Carescape B650 |  |  |  | GE | Monitor, Vital Signs |  | MONITORVITALSIGNS-GE-Carescape B650 |  | 8/1/15 | Verified 3/30/2020 4:07pm (Central) |  | Covered PM Repair - Biomedical | MHHS-TMC
NO | YES |  |  |  | 069-35631 | 069-35631 | GE Healthcare | CARESCAPE B650 |  | SEW14280594HA | TMC-Children's-L&D (5Hp) | MHHS-TMC |  | Monitor, Vital Signs |  | 069-35631 | 069-35631 | TMC | MHHS-TMC | TMC-Children's-L&D (5Hp) |  | 10/3/19 |  |  |  | MONITORS, PHYSIOLOGIC, VITAL SIGNS |  | MONITORVITALSIGNS-GE-Carescape B650 | MONITORVITALSIGNS | Carescape B650 |  |  |  | GE | Monitor, Vital Signs |  | MONITORVITALSIGNS-GE-Carescape B650 |  | 8/1/15 | Verified 3/30/2020 4:07pm (Central) |  | Covered PM Repair - Biomedical | MHHS-TMC
NO | YES |  |  |  | 069-38956 | 069-38956 | GE Healthcare | CARESCAPE B650 |  | SEW13476236HA | TMC-Hermann-Adult ER (1Hp) | MHHS-TMC |  | Monitor, Vital Signs |  | 069-38956 | 069-38956 | TMC | MHHS-TMC | TMC-Hermann-Adult ER (1Hp) |  | 7/29/19 |  |  |  | MONITORS, PHYSIOLOGIC, VITAL SIGNS | Monitor, Vital Signs | MONITORVITALSIGNS-GE-Carescape B650 | MONITORVITALSIGNS | Carescape B650 |  |  |  | GE | Monitor, Vital Signs |  | MONITORVITALSIGNS-GE-Carescape B650 |  | 8/1/15 | Finished from Script 3/27/2020 12:11:52pm (Central) | MVS-A | Covered PM Repair - Biomedical | MHHS-TMC | [8 empty] | MONITORVITALSIGNS | Monitor, Vital Signs | GE
NO | YES |  |  |  | 069-38957 | 069-38957 | GE Healthcare | CARESCAPE B650 |  | SEW13476234HA | TWC | MHHS-TMC |  | Monitor, Vital Signs |  | 069-38957 | 069-38957 | TMC | Memorial Hermann-Texas Medical Center | TWC | Pedi Pacu 4 | 7/1/19 |  | 7/1/20 |  | MONITORS, PHYSIOLOGIC, VITAL SIGNS | Monitor, Vital Signs | MONITORVITALSIGNS-GE-Carescape B650 | MONITORVITALSIGNS | Carescape B650 |  |  |  | GE | Monitor, Vital Signs |  | MONITORVITALSIGNS-GE-Carescape B650 |  | 8/1/15 |  | MVS-A | Covered PM Repair - Biomedical | MHHS-TMC | [8 empty] | MONITORVITALSIGNS | Monitor, Vital Signs | GE
NO | YES |  |  |  | 069-38960 | 069-38960 | GE Healthcare | CARESCAPE B650 |  | SEW13476231HA | TMC-Sarofim 8-TSCU | MHHS-TMC |  | Monitor, Vital Signs |  | 069-38960 | 069-38960 | TMC | MHHS-TMC | TMC-Sarofim 8-TSCU | Clean room | 7/1/19 |  | 7/1/20 |  | MONITORS, PHYSIOLOGIC, VITAL SIGNS |  | MONITORVITALSIGNS-GE-Carescape B650 | MONITORVITALSIGNS | Carescape B650 |  |  |  | GE | Monitor, Vital Signs |  | MONITORVITALSIGNS-GE-Carescape B650 |  | 11/27/20 |  |  | Not Covered Vendor Only - Biomedical | MHHS-TMC
NO | YES |  |  |  | 069-38961 | 069-38961 | GE Healthcare | CARESCAPE B650 |  | SEW13476233HA | TMC-Sarofim 8-TSCU | MHHS-TMC |  | Monitor, Vital Signs |  | 069-38961 | 069-38961 | TMC | MHHS-TMC | TMC-Sarofim 8-TSCU | Clean room | 7/1/19 |  | 7/1/20 |  | MONITORS, PHYSIOLOGIC, VITAL SIGNS |  | MONITORVITALSIGNS-GE-Carescape B650 | MONITORVITALSIGNS | Carescape B650 |  |  |  | GE | Monitor, Vital Signs |  | MONITORVITALSIGNS-GE-Carescape B650 |  | 11/27/20 |  |  | Not Covered Vendor Only - Biomedical | MHHS-TMC
NO | YES |  |  |  | 069-38963 | 069-38963 | GE Healthcare | CARESCAPE B650 |  | SEW13476237HA | TWC | MHHS-TMC |  | Monitor, Vital Signs |  | 069-38963 | 069-38963 | TMC | Memorial Hermann-Texas Medical Center | TWC | Pedi Pacu 1 Isolation | 7/1/19 |  | 7/1/20 |  | MONITORS, PHYSIOLOGIC, VITAL SIGNS | Monitor, Vital Signs | MONITORVITALSIGNS-GE-Carescape B650 | MONITORVITALSIGNS | Carescape B650 |  |  |  | GE | Monitor, Vital Signs |  | MONITORVITALSIGNS-GE-Carescape B650 |  | 11/27/20 |  | MVS-A | Not Covered Vendor Only - Biomedical | MHHS-TMC | [8 empty] | MONITORVITALSIGNS | Monitor, Vital Signs | GE
NO | YES |  |  |  | 069-38965 | 069-38965 | GE Healthcare | CARESCAPE B650 |  | SEW13476283HA | TMC-Hermann-Adult ER (1Hp) | MHHS-TMC |  | Monitor, Vital Signs |  | 069-38965 | 069-38965 | TMC | MHHS-TMC | TMC-Hermann-Adult ER (1Hp) | TMC - HERMANN - ADULTER ER | 7/1/19 |  | 7/1/20 |  | MONITORS, PHYSIOLOGIC, VITAL SIGNS | Monitor, Vital Signs | MONITORVITALSIGNS-GE-Carescape B650 | MONITORVITALSIGNS | Carescape B650 |  |  |  | GE | Monitor, Vital Signs |  | MONITORVITALSIGNS-GE-Carescape B650 |  | 11/27/20 |  | MVS-A | Not Covered Vendor Only - Biomedical | MHHS-TMC | [8 empty] | MONITORVITALSIGNS | Monitor, Vital Signs | GE
NO | YES |  |  |  | 069-38967 | 069-38967 | GE Healthcare | CARESCAPE B650 |  | SEW13476281HA | RTA | MHHS-TMC |  | Monitor, Vital Signs |  | 069-38967 | 069-38967 | TMC | Memorial Hermann-Texas Medical Center | RTA | Room 8 | 7/1/19 |  | 7/1/20 |  | MONITORS, PHYSIOLOGIC, VITAL SIGNS | Monitor, Vital Signs | MONITORVITALSIGNS-GE-Carescape B650 | MONITORVITALSIGNS | Carescape B650 |  |  |  | GE | Monitor, Vital Signs |  | MONITORVITALSIGNS-GE-Carescape B650 |  | 11/27/20 |  | MVS-A | Not Covered Vendor Only - Biomedical | MHHS-TMC | [8 empty] | MONITORVITALSIGNS | Monitor, Vital Signs | GE
NO | YES |  |  |  | 069-38968 | 069-38968 | GE Healthcare | CARESCAPE B650 |  | SEW13475991HA | TMC-Hermann-Adult ER (1Hp) | MHHS-TMC |  | Monitor, Vital Signs |  | 069-38968 | 069-38968 | TMC | MHHS-TMC | TMC-Hermann-Adult ER (1Hp) | Biomed S3622 | 8/1/19 |  | 8/1/20 |  | MONITORS, PHYSIOLOGIC, VITAL SIGNS |  | MONITORVITALSIGNS-GE-Carescape B650 | MONITORVITALSIGNS | Carescape B650 |  |  |  | GE | Monitor, Vital Signs |  | MONITORVITALSIGNS-GE-Carescape B650 |  | 11/27/20 |  |  | Not Covered Vendor Only - Biomedical | MHHS-TMC
NO | YES |  |  |  | 069-39037 | 069-39037 | GE Healthcare | CARESCAPE B650 |  | SEW13475990HA | TMC-Hermann-Adult ER (1Hp) | MHHS-TMC |  | Monitor, Vital Signs |  | 069-39037 | 069-39037 | TMC | MHHS-TMC | TMC-Hermann-Adult ER (1Hp) | TMC - HERMANN - ADULT ER | 7/1/19 |  | 7/1/20 |  | MONITORS, PHYSIOLOGIC, VITAL SIGNS | Monitor, Vital Signs | MONITORVITALSIGNS-GE-Carescape B650 | MONITORVITALSIGNS | Carescape B650 |  |  |  | GE | Monitor, Vital Signs |  | MONITORVITALSIGNS-GE-Carescape B650 |  | 11/27/20 |  | MVS-A | Not Covered Vendor Only - Biomedical | MHHS-TMC | [8 empty] | MONITORVITALSIGNS | Monitor, Vital Signs | GE
NO | YES |  |  |  | 069-39039 | 069-39039 | GE Healthcare | CARESCAPE B650 |  | SEW13476232HA | TMC - HERMANN - RTA | MHHS-TMC |  | Monitor, Vital Signs |  | 069-39039 | 069-39039 | TMC | Memorial Hermann-Texas Medical Center | TMC - HERMANN - RTA | Pedi pacu 7 | 7/1/19 |  | 7/1/20 |  | MONITORS, PHYSIOLOGIC, VITAL SIGNS | Monitor, Vital Signs | MONITORVITALSIGNS-GE-Carescape B650 | MONITORVITALSIGNS | Carescape B650 |  |  |  | GE | Monitor, Vital Signs |  | MONITORVITALSIGNS-GE-Carescape B650 |  | 11/27/20 |  | MVS-A | Not Covered Vendor Only - Biomedical | MHHS-TMC | [8 empty] | MONITORVITALSIGNS | Monitor, Vital Signs | GE
NO | YES |  |  |  | 069-39040 | 069-39040 | GE Healthcare | CARESCAPE B650 |  | SEW13476225HA | TMC-Hermann-Adult ER (1Hp) | MHHS-TMC |  | Monitor, Vital Signs |  | 069-39040 | 069-39040 | TMC | MHHS-TMC | TMC-Hermann-Adult ER (1Hp) | 11Trauma | 7/1/19 |  | 7/1/20 |  | MONITORS, PHYSIOLOGIC, VITAL SIGNS | Monitor, Vital Signs | MONITORVITALSIGNS-GE-Carescape B650 | MONITORVITALSIGNS | Carescape B650 |  |  |  | GE | Monitor, Vital Signs |  | MONITORVITALSIGNS-GE-Carescape B650 |  | 11/27/20 |  | MVS-A | Not Covered Vendor Only - Biomedical | MHHS-TMC | [8 empty] | MONITORVITALSIGNS | Monitor, Vital Signs | GE
NO | YES |  |  |  | 069-39041 | 069-39041 | GE Healthcare | CARESCAPE B650 |  | SEW13476009HA | TMC - Biomed Shop | MHHS-TMC |  | Monitor, Vital Signs |  | 069-39041 | 069-39041 | TMC | Memorial Hermann-Texas Medical Center | TMC - Biomed Shop | Biomed Shop | 7/1/19 |  | 7/1/20 | Batteries need to be replaced | MONITORS, PHYSIOLOGIC, VITAL SIGNS | Monitor, Vital Signs | MONITORVITALSIGNS-GE-Carescape B650 | MONITORVITALSIGNS | Carescape B650 |  |  |  | GE | Monitor, Vital Signs |  | MONITORVITALSIGNS-GE-Carescape B650 |  | 11/27/20 |  | MVS-A | Not Covered Vendor Only - Biomedical | MHHS-TMC | [8 empty] | MONITORVITALSIGNS | Monitor, Vital Signs | GE
NO | YES |  |  |  | 069-39412 | 069-39412 | GE Healthcare | CARESCAPE B650 |  | SEW14095036HA | TMC-Hermann-COU (1R) | MHHS-TMC |  | Monitor, Vital Signs |  | 069-39412 | 069-39412 | TMC | MHHS-TMC | TMC-Hermann-COU (1R) | clinical observation unit | 7/1/19 |  |  |  | MONITORS, PHYSIOLOGIC, VITAL SIGNS |  | MONITORVITALSIGNS-GE-Carescape B650 | MONITORVITALSIGNS | Carescape B650 |  |  |  | GE | Monitor, Vital Signs |  | MONITORVITALSIGNS-GE-Carescape B650 |  | 11/27/20 |  |  | Not Covered Vendor Only - Biomedical | MHHS-TMC
NO | YES |  |  |  | 069-39413 | 069-39413 | GE Healthcare | CARESCAPE B650 |  | SEW14094735HA | TMC-Hermann-COU (1R) | MHHS-TMC |  | Monitor, Vital Signs |  | 069-39413 | 069-39413 | TMC | MHHS-TMC | TMC-Hermann-COU (1R) |  | 7/1/19 |  | 7/1/20 |  | MONITORS, PHYSIOLOGIC, VITAL SIGNS |  | MONITORVITALSIGNS-GE-Carescape B650 | MONITORVITALSIGNS | Carescape B650 |  |  |  | GE | Monitor, Vital Signs |  | MONITORVITALSIGNS-GE-Carescape B650 |  | 11/27/20 |  |  | Not Covered Vendor Only - Biomedical | MHHS-TMC
NO | YES |  |  |  | 069-39414 | 069-39414 | GE Healthcare | CARESCAPE B650 |  | SEW14095047HA | TMC-Hermann-COU (1R) | MHHS-TMC |  | Monitor, Vital Signs |  | 069-39414 | 069-39414 | TMC | MHHS-TMC | TMC-Hermann-COU (1R) | TMC - HERMANN - COU (1R) | 7/1/19 |  | 7/1/20 |  | MONITORS, PHYSIOLOGIC, VITAL SIGNS |  | MONITORVITALSIGNS-GE-Carescape B650 | MONITORVITALSIGNS | Carescape B650 |  |  |  | GE | Monitor, Vital Signs |  | MONITORVITALSIGNS-GE-Carescape B650 |  | 11/27/20 |  |  | Not Covered Vendor Only - Biomedical | MHHS-TMC
NO | YES |  |  |  | 069-39415 | 069-39415 | GE Healthcare | CARESCAPE B650 |  | SEW14095021HA | TMC-Hermann-COU (1R) | MHHS-TMC |  | Monitor, Vital Signs |  | 069-39415 | 069-39415 | TMC | MHHS-TMC | TMC-Hermann-COU (1R) |  | 7/1/19 |  | 7/1/20 |  | MONITORS, PHYSIOLOGIC, VITAL SIGNS |  | MONITORVITALSIGNS-GE-Carescape B650 | MONITORVITALSIGNS | Carescape B650 |  |  |  | GE | Monitor, Vital Signs |  | MONITORVITALSIGNS-GE-Carescape B650 |  | 11/27/20 |  |  | Not Covered Vendor Only - Biomedical | MHHS-TMC
NO | YES |  |  |  | 069-39416 | 069-39416 | GE Healthcare | CARESCAPE B650 |  | SEW14094739HA | TMC-Hermann-COU (1R) | MHHS-TMC |  | Monitor, Vital Signs |  | 069-39416 | 069-39416 | TMC | MHHS-TMC | TMC-Hermann-COU (1R) | COU-18 |  |  |  |  | MONITORS, PHYSIOLOGIC, VITAL SIGNS |  | MONITORVITALSIGNS-GE-Carescape B650 | MONITORVITALSIGNS | Carescape B650 |  |  |  | GE | Monitor, Vital Signs |  | MONITORVITALSIGNS-GE-Carescape B650 |  | 11/27/20 |  |  | Not Covered Vendor Only - Biomedical | MHHS-TMC
NO | YES |  |  |  | 069-39417 | 069-39417 | GE Healthcare | CARESCAPE B650 |  | SEW14095024HA | Tmc | MHHS-TMC |  | Monitor, Vital Signs |  | 069-39417 | 069-39417 | TMC | Memorial Hermann-Texas Medical Center | Tmc | Biomed Shop | 7/1/19 |  |  | No PM Sticker | MONITORS, PHYSIOLOGIC, VITAL SIGNS | Monitor, Vital Signs | MONITORVITALSIGNS-GE-Carescape B650 | MONITORVITALSIGNS | Carescape B650 |  |  |  | GE | Monitor, Vital Signs |  | MONITORVITALSIGNS-GE-Carescape B650 |  | 11/27/20 |  | MVS-A | Not Covered Vendor Only - Biomedical | MHHS-TMC | [8 empty] | MONITORVITALSIGNS | Monitor, Vital Signs | GE
NO | YES |  |  |  | 069-39419 | 069-39419 | GE Healthcare | CARESCAPE B650 |  | SEW14095028HA | Memorial Hermann- Texas Medical Center Ribinson | MHHS-TMC |  | Monitor, Vital Signs |  | 069-39419 | 069-39419 | TMC | TMC | Memorial Hermann- Texas Medical Center Ribinson | CICU 01 | 7/1/19 |  | 7/1/20 |  | MONITORS, PHYSIOLOGIC, VITAL SIGNS |  | MONITORVITALSIGNS-GE-Carescape B650 | MONITORVITALSIGNS | Carescape B650 |  |  |  | GE | Monitor, Vital Signs |  | MONITORVITALSIGNS-GE-Carescape B650 |  | 11/27/20 |  |  | Not Covered Vendor Only - Biomedical | MHHS-TMC
NO | YES |  |  |  | 069-39421 | 069-39421 | GE Healthcare | CARESCAPE B650 |  | SEW14095020HA | TMC-Hermann-COU (1R) | MHHS-TMC |  | Monitor, Vital Signs |  | 069-39421 | 069-39421 | TMC | MHHS-TMC | TMC-Hermann-COU (1R) | clinical observation unit | 7/1/19 |  | 7/1/20 |  | MONITORS, PHYSIOLOGIC, VITAL SIGNS |  | MONITORVITALSIGNS-GE-Carescape B650 | MONITORVITALSIGNS | Carescape B650 |  |  |  | GE | Monitor, Vital Signs |  | MONITORVITALSIGNS-GE-Carescape B650 |  | 11/27/20 |  |  | Not Covered Vendor Only - Biomedical | MHHS-TMC
NO | YES |  |  |  | 069-39422 | 069-39422 | GE Healthcare | CARESCAPE B650 |  | SEW14095032HA | TMC-Hermann-COU (1R) | MHHS-TMC |  | Monitor, Vital Signs |  | 069-39422 | 069-39422 | TMC | MHHS-TMC | TMC-Hermann-COU (1R) | Bay 14 | 7/1/19 |  |  |  | MONITORS, PHYSIOLOGIC, VITAL SIGNS |  | MONITORVITALSIGNS-GE-Carescape B650 | MONITORVITALSIGNS | Carescape B650 |  |  |  | GE | Monitor, Vital Signs |  | MONITORVITALSIGNS-GE-Carescape B650 |  | 11/27/20 |  |  | Not Covered Vendor Only - Biomedical | MHHS-TMC
NO | YES |  |  |  | 069-39426 | 069-39426 | GE Healthcare | CARESCAPE B650 |  | SEW14095023HA | TMC-Hermann-COU (1R) | MHHS-TMC |  | Monitor, Vital Signs |  | 069-39426 | 069-39426 | TMC | MHHS-TMC | TMC-Hermann-COU (1R) |  | 7/1/19 |  | 7/1/20 |  | MONITORS, PHYSIOLOGIC, VITAL SIGNS |  | MONITORVITALSIGNS-GE-Carescape B650 | MONITORVITALSIGNS | Carescape B650 |  |  |  | GE | Monitor, Vital Signs |  | MONITORVITALSIGNS-GE-Carescape B650 |  | 11/27/20 |  |  | Not Covered Vendor Only - Biomedical | MHHS-TMC
NO | YES |  |  |  | 069-39427 | 069-39427 | GE Healthcare | CARESCAPE B650 |  | SEW14094732HA | TMC-Hermann-COU (1R) | MHHS-TMC |  | Monitor, Vital Signs |  | 069-39427 | 069-39427 | TMC | MHHS-TMC | TMC-Hermann-COU (1R) | COU-12 | 7/1/19 |  |  |  | MONITORS, PHYSIOLOGIC, VITAL SIGNS |  | MONITORVITALSIGNS-GE-Carescape B650 | MONITORVITALSIGNS | Carescape B650 |  |  |  | GE | Monitor, Vital Signs |  | MONITORVITALSIGNS-GE-Carescape B650 |  | 11/27/20 |  |  | Not Covered Vendor Only - Biomedical | MHHS-TMC
NO | YES |  |  |  | 069-39428 | 069-39428 | GE Healthcare | CARESCAPE B650 |  | SEW14094742HA | TMC-Hermann-COU (1R) | MHHS-TMC |  | Monitor, Vital Signs |  | 069-39428 | 069-39428 | TMC | MHHS-TMC | TMC-Hermann-COU (1R) |  | 7/1/19 |  | 7/1/20 |  | MONITORS, PHYSIOLOGIC, VITAL SIGNS |  | MONITORVITALSIGNS-GE-Carescape B650 | MONITORVITALSIGNS | Carescape B650 |  |  |  | GE | Monitor, Vital Signs |  | MONITORVITALSIGNS-GE-Carescape B650 |  | 11/27/20 |  |  | Not Covered Vendor Only - Biomedical | MHHS-TMC
NO | YES |  |  |  | 069-39429 | 069-39429 | GE Healthcare | CARESCAPE B650 |  | SEW14094731HA | TMC-Hermann-COU (1R) | MHHS-TMC |  | Monitor, Vital Signs |  | 069-39429 | 069-39429 | TMC | MHHS-TMC | TMC-Hermann-COU (1R) | Bay 19 | 7/1/19 |  | 7/1/20 |  | MONITORS, PHYSIOLOGIC, VITAL SIGNS |  | MONITORVITALSIGNS-GE-Carescape B650 | MONITORVITALSIGNS | Carescape B650 |  |  |  | GE | Monitor, Vital Signs |  | MONITORVITALSIGNS-GE-Carescape B650 |  | 11/27/20 |  |  | Not Covered Vendor Only - Biomedical | MHHS-TMC
NO | YES |  |  |  | 069-39430 | 069-39430 | GE Healthcare | CARESCAPE B650 |  | SEW14095018HA | TMC-Hermann-COU (1R) | MHHS-TMC |  | Monitor, Vital Signs |  | 069-39430 | 069-39430 | TMC | MHHS-TMC | TMC-Hermann-COU (1R) | Crash cart | 7/1/19 |  | 7/1/20 |  | MONITORS, PHYSIOLOGIC, VITAL SIGNS |  | MONITORVITALSIGNS-GE-Carescape B650 | MONITORVITALSIGNS | Carescape B650 |  |  |  | GE | Monitor, Vital Signs |  | MONITORVITALSIGNS-GE-Carescape B650 |  | 11/27/20 |  |  | Not Covered Vendor Only - Biomedical | MHHS-TMC
NO | YES |  |  |  | 069-39528 | 069-39528 | GE Healthcare | CARESCAPE B650 |  | SEW13508044HA | TMC-Hermann-Pedi ER (1Hp) | MHHS-TMC |  | Monitor, Vital Signs |  | 069-39528 | 069-39528 | TMC | MHHS-TMC | TMC-Hermann-Pedi ER (1Hp) | TMC - HERMANN - PEDI ER (1HP) | 7/1/19 |  | 7/1/20 |  | MONITORS, PHYSIOLOGIC, VITAL SIGNS | Monitor, Vital Signs | MONITORVITALSIGNS-GE-Carescape B650 | MONITORVITALSIGNS | Carescape B650 |  |  |  | GE | Monitor, Vital Signs |  | MONITORVITALSIGNS-GE-Carescape B650 |  | 11/27/20 |  | MVS-A | Not Covered Vendor Only - Biomedical | MHHS-TMC | [8 empty] | MONITORVITALSIGNS | Monitor, Vital Signs | GE
NO | YES |  |  |  | 069-39532 | 069-39532 | GE Healthcare | CARESCAPE B650 |  | SEW13508631HA | TMC-Hermann-Pedi ER (1Hp) | MHHS-TMC |  | Monitor, Vital Signs |  | 069-39532 | 069-39532 | TMC | MHHS-TMC | TMC-Hermann-Pedi ER (1Hp) | Biomed S3622 | 7/1/19 |  | 6/1/20 |  | MONITORS, PHYSIOLOGIC, VITAL SIGNS |  | MONITORVITALSIGNS-GE-Carescape B650 | MONITORVITALSIGNS | Carescape B650 |  |  |  | GE | Monitor, Vital Signs |  | MONITORVITALSIGNS-GE-Carescape B650 |  | 11/27/20 |  |  | Not Covered Vendor Only - Biomedical | MHHS-TMC
NO | YES |  |  |  | 069-39536 | 069-39536 | GE Healthcare | CARESCAPE B650 |  | SEW13508570HA | TMC-Hermann-Pedi ER (1Hp) | MHHS-TMC |  | Monitor, Vital Signs |  | 069-39536 | 069-39536 | TMC | MHHS-TMC | TMC-Hermann-Pedi ER (1Hp) | Pedi 24 - Opthomology Room | 7/1/19 |  | 7/1/20 |  | MONITORS, PHYSIOLOGIC, VITAL SIGNS | Monitor, Vital Signs | MONITORVITALSIGNS-GE-Carescape B650 | MONITORVITALSIGNS | Carescape B650 |  |  |  | GE | Monitor, Vital Signs |  | MONITORVITALSIGNS-GE-Carescape B650 |  | 11/27/20 |  | MVS-A | Not Covered Vendor Only - Biomedical | MHHS-TMC | [8 empty] | MONITORVITALSIGNS | Monitor, Vital Signs | GE
NO | YES |  |  |  | 069-39540 | 069-39540 | GE Healthcare | CARESCAPE B650 |  | SEW13508039HA | TMC-Hermann-Pedi ER (1Hp) | MHHS-TMC |  | Monitor, Vital Signs |  | 069-39540 | 069-39540 | TMC | MHHS-TMC | TMC-Hermann-Pedi ER (1Hp) | TMC - HERMANN - PEDI ER (1HP) | 7/1/19 |  | 7/1/20 |  | MONITORS, PHYSIOLOGIC, VITAL SIGNS | Monitor, Vital Signs | MONITORVITALSIGNS-GE-Carescape B650 | MONITORVITALSIGNS | Carescape B650 |  |  |  | GE | Monitor, Vital Signs |  | MONITORVITALSIGNS-GE-Carescape B650 |  | 11/27/20 |  | MVS-A | Not Covered Vendor Only - Biomedical | MHHS-TMC | [8 empty] | MONITORVITALSIGNS | Monitor, Vital Signs | GE
NO | YES |  |  |  | 069-39542 | 069-39542 | GE Healthcare | CARESCAPE B650 |  | SEW13508623HA | TMC-Hermann-Pedi ER (1Hp) | MHHS-TMC |  | Monitor, Vital Signs |  | 069-39542 | 069-39542 | TMC | MHHS-TMC | TMC-Hermann-Pedi ER (1Hp) | Pedi 23 | 7/1/19 |  | 7/1/20 |  | MONITORS, PHYSIOLOGIC, VITAL SIGNS | Monitor, Vital Signs | MONITORVITALSIGNS-GE-Carescape B650 | MONITORVITALSIGNS | Carescape B650 |  |  |  | GE | Monitor, Vital Signs |  | MONITORVITALSIGNS-GE-Carescape B650 |  | 11/27/20 |  | MVS-A | Not Covered Vendor Only - Biomedical | MHHS-TMC | [8 empty] | MONITORVITALSIGNS | Monitor, Vital Signs | GE
NO | YES |  |  |  | 069-39544 | 069-39544 | GE Healthcare | CARESCAPE B650 |  | SEW13508040HA | TMC-Hermann-Pedi ER (1Hp) | MHHS-TMC |  | Monitor, Vital Signs |  | 069-39544 | 069-39544 | TMC | MHHS-TMC | TMC-Hermann-Pedi ER (1Hp) | Pedi 27 | 7/1/19 |  | 7/1/20 |  | MONITORS, PHYSIOLOGIC, VITAL SIGNS | Monitor, Vital Signs | MONITORVITALSIGNS-GE-Carescape B650 | MONITORVITALSIGNS | Carescape B650 |  |  |  | GE | Monitor, Vital Signs |  | MONITORVITALSIGNS-GE-Carescape B650 |  | 11/27/20 |  | MVS-A | Not Covered Vendor Only - Biomedical | MHHS-TMC | [8 empty] | MONITORVITALSIGNS | Monitor, Vital Signs | GE
NO | YES |  |  |  | 069-39546 | 069-39546 | GE Healthcare | CARESCAPE B650 |  | SEW13508624HA | TMC-Hermann-Pedi ER (1Hp) | MHHS-TMC |  | Monitor, Vital Signs |  | 069-39546 | 069-39546 | TMC | MHHS-TMC | TMC-Hermann-Pedi ER (1Hp) | TMC - HERMANN - PEDI ER (1 HP) | 7/1/19 |  | 7/1/20 |  | MONITORS, PHYSIOLOGIC, VITAL SIGNS | Monitor, Vital Signs | MONITORVITALSIGNS-GE-Carescape B650 | MONITORVITALSIGNS | Carescape B650 |  |  |  | GE | Monitor, Vital Signs |  | MONITORVITALSIGNS-GE-Carescape B650 |  | 11/27/20 |  | MVS-A | Not Covered Vendor Only - Biomedical | MHHS-TMC | [8 empty] | MONITORVITALSIGNS | Monitor, Vital Signs | GE
NO | YES |  |  |  | 069-39550 | 069-39550 | GE Healthcare | CARESCAPE B650 |  | SEW13508037HA | TMC-Hermann-Pedi ER (1Hp) | MHHS-TMC |  | Monitor, Vital Signs |  | 069-39550 | 069-39550 | TMC | MHHS-TMC | TMC-Hermann-Pedi ER (1Hp) |  | 7/23/19 |  |  |  | MONITORS, PHYSIOLOGIC, VITAL SIGNS | Monitor, Vital Signs | MONITORVITALSIGNS-GE-Carescape B650 | MONITORVITALSIGNS | Carescape B650 |  |  |  | GE | Monitor, Vital Signs |  | MONITORVITALSIGNS-GE-Carescape B650 |  | 11/27/20 | Finished from Script 3/27/2020 12:11:52pm (Central) | MVS-A | Not Covered Vendor Only - Biomedical | MHHS-TMC | [8 empty] | MONITORVITALSIGNS | Monitor, Vital Signs | GE
NO | YES |  |  |  | 069-39552 | 069-39552 | GE Healthcare | CARESCAPE B650 |  | SEW13508043HA | TMC-Hermann-Pedi ER (1Hp) | MHHS-TMC |  | Monitor, Vital Signs |  | 069-39552 | 069-39552 | TMC | MHHS-TMC | TMC-Hermann-Pedi ER (1Hp) | Pedi 27 | 7/1/19 |  | 7/1/20 |  | MONITORS, PHYSIOLOGIC, VITAL SIGNS | Monitor, Vital Signs | MONITORVITALSIGNS-GE-Carescape B650 | MONITORVITALSIGNS | Carescape B650 |  |  |  | GE | Monitor, Vital Signs |  | MONITORVITALSIGNS-GE-Carescape B650 |  | 11/27/20 |  | MVS-A | Not Covered Vendor Only - Biomedical | MHHS-TMC | [8 empty] | MONITORVITALSIGNS | Monitor, Vital Signs | GE
NO | YES |  |  |  | 069-39554 | 069-39554 | GE Healthcare | CARESCAPE B650 |  | SEW13508045HA | TMC-Hermann-Pedi ER (1Hp) | MHHS-TMC |  | Monitor, Vital Signs |  | 069-39554 | 069-39554 | TMC | MHHS-TMC | TMC-Hermann-Pedi ER (1Hp) | Pedi 30 | 7/1/19 |  | 7/1/20 |  | MONITORS, PHYSIOLOGIC, VITAL SIGNS | Monitor, Vital Signs | MONITORVITALSIGNS-GE-Carescape B650 | MONITORVITALSIGNS | Carescape B650 |  |  |  | GE | Monitor, Vital Signs |  | MONITORVITALSIGNS-GE-Carescape B650 |  | 11/27/20 |  | MVS-A | Not Covered Vendor Only - Biomedical | MHHS-TMC | [8 empty] | MONITORVITALSIGNS | Monitor, Vital Signs | GE
NO | YES |  |  |  | 069-39773 | 069-39773 | GE Healthcare | CARESCAPE B650 |  | SED11400784GR | TMC-Sarofim 1-Adult ER | MHHS-TMC |  | Monitor, Vital Signs |  | 069-39773 | 069-39773 | TMC | MHHS-TMC | TMC-Sarofim 1-Adult ER |  | 11/1/18 |  | 11/1/19 |  | MONITORS, PHYSIOLOGIC, VITAL SIGNS | Monitor, Vital Signs | MONITORVITALSIGNS-GE-Carescape B650 | MONITORVITALSIGNS | Carescape B650 |  |  |  | GE | Monitor, Vital Signs |  | MONITORVITALSIGNS-GE-Carescape B650 |  | 11/27/20 |  | MVS-A | Not Covered Vendor Only - Biomedical | MHHS-TMC | [8 empty] | MONITORVITALSIGNS | Monitor, Vital Signs | GE
NO | YES |  |  |  | 069-39775 | 069-39775 | GE Healthcare | CARESCAPE B650 |  | SED11400781GR | TMC-Sarofim 1-Adult ER | MHHS-TMC |  | Monitor, Vital Signs |  | 069-39775 | 069-39775 | TMC | MHHS-TMC | TMC-Sarofim 1-Adult ER | TMC - SAROFIM 1 - ADULT T16 | 11/1/19 |  | 11/1/20 |  | MONITORS, PHYSIOLOGIC, VITAL SIGNS | Monitor, Vital Signs | MONITORVITALSIGNS-GE-Carescape B650 | MONITORVITALSIGNS | Carescape B650 |  |  |  | GE | Monitor, Vital Signs |  | MONITORVITALSIGNS-GE-Carescape B650 |  | 11/27/20 |  | MVS-A | Not Covered Vendor Only - Biomedical | MHHS-TMC | [8 empty] | MONITORVITALSIGNS | Monitor, Vital Signs | GE
NO | YES |  |  |  | 069-39780 | 069-39780 | GE Healthcare | CARESCAPE B650 |  | SED12455454GR | TWC | MHHS-TMC |  | Monitor, Vital Signs |  | 069-39780 | 069-39780 | TMC | Memorial Hermann-Texas Medical Center | TWC | Trauma RM 18 | 11/1/19 |  | 11/1/20 |  | MONITORS, PHYSIOLOGIC, VITAL SIGNS | Monitor, Vital Signs | MONITORVITALSIGNS-GE-Carescape B650 | MONITORVITALSIGNS | Carescape B650 |  |  |  | GE | Monitor, Vital Signs |  | MONITORVITALSIGNS-GE-Carescape B650 |  | 11/27/20 |  | MVS-A | Not Covered Vendor Only - Biomedical | MHHS-TMC | [8 empty] | MONITORVITALSIGNS | Monitor, Vital Signs | GE
NO | YES |  |  |  | 069-46323 | 069-46323 | GE Healthcare | CARESCAPE B650 |  | SED11400778GR | TMC-Sarofim 1-Adult ER | MHHS-TMC |  | Monitor, Vital Signs |  | 069-46323 | 069-46323 | TMC | MHHS-TMC | TMC-Sarofim 1-Adult ER |  | 11/1/19 |  |  |  | MONITORS, PHYSIOLOGIC, VITAL SIGNS | Monitor, Vital Signs | MONITORVITALSIGNS-GE-Carescape B650 | MONITORVITALSIGNS | Carescape B650 |  |  |  | GE | Monitor, Vital Signs |  | MONITORVITALSIGNS-GE-Carescape B650 |  | 11/27/20 |  | MVS-A | Not Covered Vendor Only - Biomedical | MHHS-TMC | [8 empty] | MONITORVITALSIGNS | Monitor, Vital Signs | GE
NO | YES |  |  |  | 069-38958 | 069-38958 | GE Healthcare | CARESCAPE B650 |  | SEW13476235HA | TMC-Jones-Neuro Acute Care (5J) | MHHS-TMC |  | Monitor, Vital Signs |  | 069-38958 | 069-38958 | TMC | MHHS-TMC | TMC-Jones-Neuro Acute Care (5J) | J542 | 12/1/19 |  | 12/1/20 |  | MONITORS, PHYSIOLOGIC, VITAL SIGNS | Monitor, Vital Signs | MONITORVITALSIGNS-GE-Carescape B650 | MONITORVITALSIGNS | Carescape B650 |  |  |  | GE | Monitor, Vital Signs |  | MONITORVITALSIGNS-GE-Carescape B650 |  | 11/27/20 |  | MVS-A | Not Covered Vendor Only - Biomedical | MHHS-TMC | [8 empty] | MONITORVITALSIGNS | Monitor, Vital Signs | GE
NO | YES |  |  |  | 069-39520 | 069-39520 | GE Healthcare | CARESCAPE B650 |  | SEW13508630HA | TMC-PACU-Pedi (2Hp) | MHHS-TMC |  | Monitor, Vital Signs |  | 069-39520 | 069-39520 | TMC | MHHS-TMC | TMC-PACU-Pedi (2Hp) | Room 9 | 11/1/19 |  | 11/1/20 |  | MONITORS, PHYSIOLOGIC, VITAL SIGNS | Monitor, Vital Signs | MONITORVITALSIGNS-GE-Carescape B650 | MONITORVITALSIGNS | Carescape B650 |  |  |  | GE | Monitor, Vital Signs |  | MONITORVITALSIGNS-GE-Carescape B650 |  | 11/27/20 |  | MVS-A | Not Covered Vendor Only - Biomedical | MHHS-TMC | [8 empty] | MONITORVITALSIGNS | Monitor, Vital Signs | GE
NO | YES |  |  |  | 069-39523 | 069-39523 | GE Healthcare | CARESCAPE B650 |  | SEW13508064HA | J5 | MHHS-TMC |  | Monitor, Vital Signs |  | 069-39523 | 069-39523 | TMC | Memorial Hermann-Texas Medical Center | J5 | J539 | 11/1/19 |  | 11/1/20 |  | MONITORS, PHYSIOLOGIC, VITAL SIGNS | Monitor, Vital Signs | MONITORVITALSIGNS-GE-Carescape B650 | MONITORVITALSIGNS | Carescape B650 |  |  |  | GE | Monitor, Vital Signs |  | MONITORVITALSIGNS-GE-Carescape B650 |  | 11/1/20 |  | MVS-A | Not Covered Vendor Only - Biomedical | MHHS-TMC | [8 empty] | MONITORVITALSIGNS | Monitor, Vital Signs | GE
NO | YES |  |  |  | 069-39538 | 069-39538 | GE Healthcare | CARESCAPE B650 |  | SEW13508041HA | TMC-Jones-Neuro Acute Care (5J) | MHHS-TMC |  | Monitor, Vital Signs |  | 069-39538 | 069-39538 | TMC | MHHS-TMC | TMC-Jones-Neuro Acute Care (5J) | TMC - JONES - NEURO ACUTE CARS 5 | 11/1/19 |  | 11/1/20 |  | MONITORS, PHYSIOLOGIC, VITAL SIGNS | Monitor, Vital Signs | MONITORVITALSIGNS-GE-Carescape B650 | MONITORVITALSIGNS | Carescape B650 |  |  |  | GE | Monitor, Vital Signs |  | MONITORVITALSIGNS-GE-Carescape B650 |  | 11/1/20 |  | MVS-A | Not Covered Vendor Only - Biomedical | MHHS-TMC | [8 empty] | MONITORVITALSIGNS | Monitor, Vital Signs | GE
NO | YES |  |  |  | 069-39548 | 069-39548 | GE Healthcare | CARESCAPE B650 |  | SEW13508036HA | J537 | MHHS-TMC |  | Monitor, Vital Signs |  | 069-39548 | 069-39548 | TMC | TMC | J537 | TMC - 5Johns | 11/1/19 |  | 11/1/20 |  | MONITORS, PHYSIOLOGIC, VITAL SIGNS | Monitor, Vital Signs | MONITORVITALSIGNS-GE-Carescape B650 | MONITORVITALSIGNS | Carescape B650 |  |  |  | GE | Monitor, Vital Signs |  | MONITORVITALSIGNS-GE-Carescape B650 |  | 11/1/20 |  | MVS-A | Not Covered Vendor Only - Biomedical | MHHS-TMC | [8 empty] | MONITORVITALSIGNS | Monitor, Vital Signs | GE
NO | YES |  |  |  | 069-37169 | 069-37169 | GE Healthcare | CARESCAPE B650 |  | SEW12357340HA | TMC-OR-Day Surgery (2R) | MHHS-TMC |  | Monitor, Vital Signs |  | 069-37169 | 069-37169 | TMC | MHHS-TMC | TMC-OR-Day Surgery (2R) | Bay 10 | 10/1/19 |  | 10/1/20 |  | MONITORS, PHYSIOLOGIC, VITAL SIGNS |  | MONITORVITALSIGNS-GE-Carescape B650 | MONITORVITALSIGNS | Carescape B650 |  |  |  | GE | Monitor, Vital Signs |  | MONITORVITALSIGNS-GE-Carescape B650 |  | 11/1/20 |  |  | Not Covered Vendor Only - Biomedical | MHHS-TMC
NO | YES |  |  |  | 069-37171 | 069-37171 | GE Healthcare | CARESCAPE B650 |  | SEW12357338HA | TMC-OR-Day Surgery (2R) | MHHS-TMC |  | Monitor, Vital Signs |  | 069-37171 | 069-37171 | TMC | MHHS-TMC | TMC-OR-Day Surgery (2R) | Bay 9 | 10/1/19 |  | 10/1/20 |  | MONITORS, PHYSIOLOGIC, VITAL SIGNS |  | MONITORVITALSIGNS-GE-Carescape B650 | MONITORVITALSIGNS | Carescape B650 |  |  |  | GE | Monitor, Vital Signs |  | MONITORVITALSIGNS-GE-Carescape B650 |  | 11/1/20 |  |  | Not Covered Vendor Only - Biomedical | MHHS-TMC
NO | YES |  |  |  | 069-37173 | 069-37173 | GE Healthcare | CARESCAPE B650 |  | SEW12285891HA | TMC-OR-Day Surgery (2R) | MHHS-TMC |  | Monitor, Vital Signs |  | 069-37173 | 069-37173 | TMC | MHHS-TMC | TMC-OR-Day Surgery (2R) | Bay 8 | 10/1/19 |  | 10/1/20 |  | MONITORS, PHYSIOLOGIC, VITAL SIGNS |  | MONITORVITALSIGNS-GE-Carescape B650 | MONITORVITALSIGNS | Carescape B650 |  |  |  | GE | Monitor, Vital Signs |  | MONITORVITALSIGNS-GE-Carescape B650 |  | 11/1/20 |  |  | Not Covered Vendor Only - Biomedical | MHHS-TMC
NO | YES |  |  |  | 069-37175 | 069-37175 | GE Healthcare | CARESCAPE B650 |  | SEW12285918HA | TMC-OR-Day Surgery (2R) | MHHS-TMC |  | Monitor, Vital Signs |  | 069-37175 | 069-37175 | TMC | MHHS-TMC | TMC-OR-Day Surgery (2R) | Bay 4 | 10/1/19 |  |  |  | MONITORS, PHYSIOLOGIC, VITAL SIGNS |  | MONITORVITALSIGNS-GE-Carescape B650 | MONITORVITALSIGNS | Carescape B650 |  |  |  | GE | Monitor, Vital Signs |  | MONITORVITALSIGNS-GE-Carescape B650 |  | 11/1/20 |  |  | Not Covered Vendor Only - Biomedical | MHHS-TMC
NO | YES |  |  |  | 069-37177 | 069-37177 | GE Healthcare | CARESCAPE B650 |  | SEW12357302HA | TMC-OR-Day Surgery (2R) | MHHS-TMC |  | Monitor, Vital Signs |  | 069-37177 | 069-37177 | TMC | MHHS-TMC | TMC-OR-Day Surgery (2R) | Bay 3 | 10/1/19 |  | 10/1/20 |  | MONITORS, PHYSIOLOGIC, VITAL SIGNS |  | MONITORVITALSIGNS-GE-Carescape B650 | MONITORVITALSIGNS | Carescape B650 |  |  |  | GE | Monitor, Vital Signs |  | MONITORVITALSIGNS-GE-Carescape B650 |  | 11/1/20 |  |  | Not Covered Vendor Only - Biomedical | MHHS-TMC
NO | YES |  |  |  | 069-37179 | 069-37179 | GE Healthcare | CARESCAPE B650 |  | SEW12357337HA | TMC-OR-Day Surgery (2R) | MHHS-TMC |  | Monitor, Vital Signs |  | 069-37179 | 069-37179 | TMC | MHHS-TMC | TMC-OR-Day Surgery (2R) | Bay 1 | 10/1/19 |  |  |  | MONITORS, PHYSIOLOGIC, VITAL SIGNS |  | MONITORVITALSIGNS-GE-Carescape B650 | MONITORVITALSIGNS | Carescape B650 |  |  |  | GE | Monitor, Vital Signs |  | MONITORVITALSIGNS-GE-Carescape B650 |  | 11/1/20 |  |  | Not Covered Vendor Only - Biomedical | MHHS-TMC
NO | YES |  |  |  | 069-37181 | 069-37181 | GE Healthcare | CARESCAPE B650 |  | SEW12357331HA | TMC-OR-Day Surgery (2R) | MHHS-TMC |  | Monitor, Vital Signs |  | 069-37181 | 069-37181 | TMC | MHHS-TMC | TMC-OR-Day Surgery (2R) | Bay 5 | 10/1/19 |  | 10/1/20 |  | MONITORS, PHYSIOLOGIC, VITAL SIGNS |  | MONITORVITALSIGNS-GE-Carescape B650 | MONITORVITALSIGNS | Carescape B650 |  |  |  | GE | Monitor, Vital Signs |  | MONITORVITALSIGNS-GE-Carescape B650 |  | 11/1/20 |  |  | Not Covered Vendor Only - Biomedical | MHHS-TMC
NO | YES |  |  |  | 069-37183 | 069-37183 | GE Healthcare | CARESCAPE B650 |  | SEW12357336HA | TMC-OR-Day Surgery (2R) | MHHS-TMC |  | Monitor, Vital Signs |  | 069-37183 | 069-37183 | TMC | MHHS-TMC | TMC-OR-Day Surgery (2R) | Bay 1 | 10/1/19 |  | 10/1/20 |  | MONITORS, PHYSIOLOGIC, VITAL SIGNS |  | MONITORVITALSIGNS-GE-Carescape B650 | MONITORVITALSIGNS | Carescape B650 |  |  |  | GE | Monitor, Vital Signs |  | MONITORVITALSIGNS-GE-Carescape B650 |  | 11/1/20 |  |  | Not Covered Vendor Only - Biomedical | MHHS-TMC
NO | YES |  |  |  | 069-37185 | 069-37185 | GE Healthcare | CARESCAPE B650 |  | SEW12357335HA | TMC-OR-Day Surgery (2R) | MHHS-TMC |  | Monitor, Vital Signs |  | 069-37185 | 069-37185 | TMC | MHHS-TMC | TMC-OR-Day Surgery (2R) | Bay 7 | 10/1/19 |  | 10/1/20 |  | MONITORS, PHYSIOLOGIC, VITAL SIGNS |  | MONITORVITALSIGNS-GE-Carescape B650 | MONITORVITALSIGNS | Carescape B650 |  |  |  | GE | Monitor, Vital Signs |  | MONITORVITALSIGNS-GE-Carescape B650 |  | 11/1/20 |  |  | Not Covered Vendor Only - Biomedical | MHHS-TMC
NO | YES |  |  |  | 069-37186 | 069-37186 | GE Healthcare | CARESCAPE B650 |  | SEW12285917HA | TMC-OR-Day Surgery (2R) | MHHS-TMC |  | Monitor, Vital Signs |  | 069-37186 | 069-37186 | TMC | MHHS-TMC | TMC-OR-Day Surgery (2R) | Bay 6 | 10/1/19 |  | 10/1/20 |  | MONITORS, PHYSIOLOGIC, VITAL SIGNS |  | MONITORVITALSIGNS-GE-Carescape B650 | MONITORVITALSIGNS | Carescape B650 |  |  |  | GE | Monitor, Vital Signs |  | MONITORVITALSIGNS-GE-Carescape B650 |  | 11/1/20 |  |  | Not Covered Vendor Only - Biomedical | MHHS-TMC
NO | YES |  |  |  | 069-36280 | 069-36280 | GE Healthcare | CARESCAPE B650 |  | SEW14280581HA | Tecovery | MHHS-TMC |  | Monitor, Vital Signs |  | 069-36280 | 069-36280 | TMC | Memorial Hermann- TMC | Tecovery | HP7/133.1 |  |  |  |  | MONITORS, PHYSIOLOGIC, VITAL SIGNS |  | MONITORVITALSIGNS-GE-Carescape B650 | MONITORVITALSIGNS | Carescape B650 |  |  |  | GE | Monitor, Vital Signs |  | MONITORVITALSIGNS-GE-Carescape B650 |  | 11/27/20 |  |  | Not Covered Vendor Only - Biomedical | MHHS-TMC
NO | YES |  |  |  | 069-42868 | 069-42868 | GE Healthcare | CARESCAPE B650 |  | SK416371254HA | TMC-PACU-Adult (2Hp) | MHHS-TMC |  | Monitor, Vital Signs |  | 069-42868 | 069-42868 | TMC | MHHS-TMC | TMC-PACU-Adult (2Hp) | TMC PACU ADULT | 10/1/19 |  | 10/1/20 |  | MONITORS, PHYSIOLOGIC, VITAL SIGNS |  | MONITORVITALSIGNS-GE-Carescape B650 | MONITORVITALSIGNS | Carescape B650 |  |  |  | GE | Monitor, Vital Signs |  | MONITORVITALSIGNS-GE-Carescape B650 |  | 11/1/20 |  |  | Not Covered Vendor Only - Biomedical | MHHS-TMC
NO | YES |  |  |  | 069-42869 | 069-42869 | GE Healthcare | CARESCAPE B650 |  | SK416371214HA | Memorial Hermann- T exas Medical Center Childrens OR | MHHS-TMC |  | Monitor, Vital Signs |  | 069-42869 | 069-42869 | TMC | TCM | Memorial Hermann- T exas Medical Center Childrens OR | PR-5 | 10/1/19 |  | 10/1/20 |  | MONITORS, PHYSIOLOGIC, VITAL SIGNS |  | MONITORVITALSIGNS-GE-Carescape B650 | MONITORVITALSIGNS | Carescape B650 |  |  |  | GE | Monitor, Vital Signs |  | MONITORVITALSIGNS-GE-Carescape B650 |  | 11/27/20 |  |  | Not Covered Vendor Only - Biomedical | MHHS-TMC
NO | YES |  |  |  | 069-42871 | 069-42871 | GE Healthcare | CARESCAPE B650 |  | SK416371222HA | Memorial Hermann- T exas Medical Center Childrens OR | MHHS-TMC |  | Monitor, Vital Signs |  | 069-42871 | 069-42871 | TMC | TCM | Memorial Hermann- T exas Medical Center Childrens OR | PR-5 | 10/1/19 |  | 10/1/20 |  | MONITORS, PHYSIOLOGIC, VITAL SIGNS |  | MONITORVITALSIGNS-GE-Carescape B650 | MONITORVITALSIGNS | Carescape B650 |  |  |  | GE | Monitor, Vital Signs |  | MONITORVITALSIGNS-GE-Carescape B650 |  | 11/27/20 |  |  | Not Covered Vendor Only - Biomedical | MHHS-TMC
NO | YES |  |  |  | 069-42872 | 069-42872 | GE Healthcare | CARESCAPE B650 |  | SK416371233HA | Childrens or robertson building | MHHS-TMC |  | Monitor, Vital Signs |  | 069-42872 | 069-42872 | TMC | Memorial Hermann-Texas Medical Center | Childrens or robertson building | Pdiatric Recovery 10 | 10/1/19 |  | 10/1/20 |  | MONITORS, PHYSIOLOGIC, VITAL SIGNS |  | MONITORVITALSIGNS-GE-Carescape B650 | MONITORVITALSIGNS | Carescape B650 |  |  |  | GE | Monitor, Vital Signs |  | MONITORVITALSIGNS-GE-Carescape B650 |  | 11/27/20 |  |  | Not Covered Vendor Only - Biomedical | MHHS-TMC
NO | YES |  |  |  | 069-42873 | 069-42873 | GE Healthcare | CARESCAPE B650 |  | SK416371224HA | Pediatrics PACU | MHHS-TMC |  | Monitor, Vital Signs |  | 069-42873 | 069-42873 | TMC | Children?Aos OR Robertson building | Pediatrics PACU |  | 10/1/19 |  | 10/1/20 |  | MONITORS, PHYSIOLOGIC, VITAL SIGNS |  | MONITORVITALSIGNS-GE-Carescape B650 | MONITORVITALSIGNS | Carescape B650 |  |  |  | GE | Monitor, Vital Signs |  | MONITORVITALSIGNS-GE-Carescape B650 |  | 11/27/20 |  |  | Not Covered Vendor Only - Biomedical | MHHS-TMC
NO | YES |  |  |  | 069-42875 | 069-42875 | GE Healthcare | CARESCAPE B650 |  | SK416371228HA | Pediatrics PACU | MHHS-TMC |  | Monitor, Vital Signs |  | 069-42875 | 069-42875 | TMC | Children?Aos OR Robertson building | Pediatrics PACU |  | 10/1/19 |  | 10/1/20 |  | MONITORS, PHYSIOLOGIC, VITAL SIGNS |  | MONITORVITALSIGNS-GE-Carescape B650 | MONITORVITALSIGNS | Carescape B650 |  |  |  | GE | Monitor, Vital Signs |  | MONITORVITALSIGNS-GE-Carescape B650 |  | 11/27/20 |  |  | Not Covered Vendor Only - Biomedical | MHHS-TMC
NO | YES |  |  |  | 069-42878 | 069-42878 | GE Healthcare | CARESCAPE B650 |  | SK416371220HA | Pediatrics PACU | MHHS-TMC |  | Monitor, Vital Signs |  | 069-42878 | 069-42878 | TMC | Children?Aos OR Robertson building | Pediatrics PACU |  | 10/1/19 |  | 10/1/20 |  | MONITORS, PHYSIOLOGIC, VITAL SIGNS |  | MONITORVITALSIGNS-GE-Carescape B650 | MONITORVITALSIGNS | Carescape B650 |  |  |  | GE | Monitor, Vital Signs |  | MONITORVITALSIGNS-GE-Carescape B650 |  | 11/27/20 |  |  | Not Covered Vendor Only - Biomedical | MHHS-TMC
NO | YES |  |  |  | 069-42880 | 069-42880 | GE Healthcare | CARESCAPE B650 |  | SK416371221HA | TMC-OR-Pedi OR (2R) | MHHS-TMC |  | Monitor, Vital Signs |  | 069-42880 | 069-42880 | TMC | MHHS-TMC | TMC-OR-Pedi OR (2R) | PACU | 10/1/19 |  |  |  | MONITORS, PHYSIOLOGIC, VITAL SIGNS |  | MONITORVITALSIGNS-GE-Carescape B650 | MONITORVITALSIGNS | Carescape B650 |  |  |  | GE | Monitor, Vital Signs |  | MONITORVITALSIGNS-GE-Carescape B650 |  | 11/27/20 |  |  | Not Covered Vendor Only - Biomedical | MHHS-TMC
NO | YES |  |  |  | 069-42881 | 069-42881 | GE Healthcare | CARESCAPE B650 |  | SK416371246HA | TMC-PACU-Adult (2Hp) | MHHS-TMC |  | Monitor, Vital Signs |  | 069-42881 | 069-42881 | TMC | MHHS-TMC | TMC-PACU-Adult (2Hp) | Pediatric recovery | 10/1/19 |  | 10/1/20 |  | MONITORS, PHYSIOLOGIC, VITAL SIGNS |  | MONITORVITALSIGNS-GE-Carescape B650 | MONITORVITALSIGNS | Carescape B650 |  |  |  | GE | Monitor, Vital Signs |  | MONITORVITALSIGNS-GE-Carescape B650 |  | 11/27/20 |  |  | Not Covered Vendor Only - Biomedical | MHHS-TMC
NO | YES |  |  |  | 069-42882 | 069-42882 | GE Healthcare | CARESCAPE B650 |  | SK416371216HA | TMC-PACU-Adult (2Hp) | MHHS-TMC |  | Monitor, Vital Signs |  | 069-42882 | 069-42882 | TMC | MHHS-TMC | TMC-PACU-Adult (2Hp) | PACU 6 | 10/1/19 |  |  |  | MONITORS, PHYSIOLOGIC, VITAL SIGNS |  | MONITORVITALSIGNS-GE-Carescape B650 | MONITORVITALSIGNS | Carescape B650 |  |  |  | GE | Monitor, Vital Signs |  | MONITORVITALSIGNS-GE-Carescape B650 |  | 11/27/20 |  |  | Not Covered Vendor Only - Biomedical | MHHS-TMC
NO | YES |  |  |  | 069-42883 | 069-42883 | GE Healthcare | CARESCAPE B650 |  | SK416371223HA | TMC-PACU-Adult (2Hp) | MHHS-TMC |  | Monitor, Vital Signs |  | 069-42883 | 069-42883 | TMC | MHHS-TMC | TMC-PACU-Adult (2Hp) | Pacu 12 | 10/1/19 |  | 10/1/20 |  | MONITORS, PHYSIOLOGIC, VITAL SIGNS |  | MONITORVITALSIGNS-GE-Carescape B650 | MONITORVITALSIGNS | Carescape B650 |  |  |  | GE | Monitor, Vital Signs |  | MONITORVITALSIGNS-GE-Carescape B650 |  | 11/27/20 |  |  | Not Covered Vendor Only - Biomedical | MHHS-TMC
NO | YES |  |  |  | 069-42884 | 069-42884 | GE Healthcare | CARESCAPE B650 |  | SK416371207HA | TMC-Jones-Silver Trauma/Tcu (8J) | MHHS-TMC |  | Monitor, Vital Signs |  | 069-42884 | 069-42884 | TMC | MHHS-TMC | TMC-Jones-Silver Trauma/Tcu (8J) |  | 10/1/19 |  | 10/1/20 |  | MONITORS, PHYSIOLOGIC, VITAL SIGNS | Monitor, Vital Signs | MONITORVITALSIGNS-GE-Carescape B650 | MONITORVITALSIGNS | Carescape B650 |  |  |  | GE | Monitor, Vital Signs |  | MONITORVITALSIGNS-GE-Carescape B650 |  | 11/27/20 |  | MVS-A | Not Covered Vendor Only - Biomedical | MHHS-TMC | [8 empty] | MONITORVITALSIGNS | Monitor, Vital Signs | GE
NO | YES |  |  |  | 069-42886 | 069-42886 | GE Healthcare | CARESCAPE B650 |  | SK416371211HA | TMC-PACU-Adult (2Hp) | MHHS-TMC |  | Monitor, Vital Signs |  | 069-42886 | 069-42886 | TMC | MHHS-TMC | TMC-PACU-Adult (2Hp) | TMC - PACU - ADULT (2HP) | 10/1/19 |  | 10/1/20 |  | MONITORS, PHYSIOLOGIC, VITAL SIGNS | Monitor, Vital Signs | MONITORVITALSIGNS-GE-Carescape B650 | MONITORVITALSIGNS | Carescape B650 |  |  |  | GE | Monitor, Vital Signs |  | MONITORVITALSIGNS-GE-Carescape B650 |  | 11/27/20 |  | MVS-A | Not Covered Vendor Only - Biomedical | MHHS-TMC | [8 empty] | MONITORVITALSIGNS | Monitor, Vital Signs | GE
NO | YES |  |  |  | 069-42887 | 069-42887 | GE Healthcare | CARESCAPE B650 |  | SK416371227HA | TMC-PACU-Pedi (2Hp) | MHHS-TMC |  | Monitor, Vital Signs |  | 069-42887 | 069-42887 | TMC | MHHS-TMC | TMC-PACU-Pedi (2Hp) | TMC PSCU PEDS (2HP | 10/1/19 |  | 10/1/20 |  | MONITORS, PHYSIOLOGIC, VITAL SIGNS |  | MONITORVITALSIGNS-GE-Carescape B650 | MONITORVITALSIGNS | Carescape B650 |  |  |  | GE | Monitor, Vital Signs |  | MONITORVITALSIGNS-GE-Carescape B650 |  | 11/27/20 |  |  | Not Covered Vendor Only - Biomedical | MHHS-TMC
NO | YES |  |  |  | 069-42888 | 069-42888 | GE Healthcare | CARESCAPE B650 |  | SK416371217HA | TMC-PACU-Adult (2Hp) | MHHS-TMC |  | Monitor, Vital Signs |  | 069-42888 | 069-42888 | TMC | MHHS-TMC | TMC-PACU-Adult (2Hp) | Pacu 12 | 10/1/19 |  | 10/1/20 |  | MONITORS, PHYSIOLOGIC, VITAL SIGNS |  | MONITORVITALSIGNS-GE-Carescape B650 | MONITORVITALSIGNS | Carescape B650 |  |  |  | GE | Monitor, Vital Signs |  | MONITORVITALSIGNS-GE-Carescape B650 |  | 11/27/20 |  |  | Not Covered Vendor Only - Biomedical | MHHS-TMC
NO | YES |  |  |  | 069-42889 | 069-42889 | GE Healthcare | CARESCAPE B650 |  | SK416371209HA | TMC-PACU-Adult (2Hp) | MHHS-TMC |  | Monitor, Vital Signs |  | 069-42889 | 069-42889 | TMC | MHHS-TMC | TMC-PACU-Adult (2Hp) | Pacu 17 | 10/1/19 |  | 10/1/20 |  | MONITORS, PHYSIOLOGIC, VITAL SIGNS |  | MONITORVITALSIGNS-GE-Carescape B650 | MONITORVITALSIGNS | Carescape B650 |  |  |  | GE | Monitor, Vital Signs |  | MONITORVITALSIGNS-GE-Carescape B650 |  | 11/27/20 |  |  | Not Covered Vendor Only - Biomedical | MHHS-TMC
NO | YES |  |  |  | 069-42890 | 069-42890 | GE Healthcare | CARESCAPE B650 |  | SK416371210HA | Transitional care unit transitional care unit | MHHS-TMC |  | Monitor, Vital Signs |  | 069-42890 | 069-42890 | TMC | Memorial Hermann-Texas Medical Center | Transitional care unit transitional care unit | J856.1 | 10/1/19 |  | 10/1/20 |  | MONITORS, PHYSIOLOGIC, VITAL SIGNS | Monitor, Vital Signs | MONITORVITALSIGNS-GE-Carescape B650 | MONITORVITALSIGNS | Carescape B650 |  |  |  | GE | Monitor, Vital Signs |  | MONITORVITALSIGNS-GE-Carescape B650 |  | 11/27/20 |  | MVS-A | Not Covered Vendor Only - Biomedical | MHHS-TMC | [8 empty] | MONITORVITALSIGNS | Monitor, Vital Signs | GE
NO | YES |  |  |  | 069-42891 | 069-42891 | GE Healthcare | CARESCAPE B650 |  | SK416371212HA | Transitional care unit transitional care unit | MHHS-TMC |  | Monitor, Vital Signs |  | 069-42891 | 069-42891 | TMC | Memorial Hermann-Texas Medical Center | Transitional care unit transitional care unit | J858 | 10/1/19 |  | 10/1/20 |  | MONITORS, PHYSIOLOGIC, VITAL SIGNS | Monitor, Vital Signs | MONITORVITALSIGNS-GE-Carescape B650 | MONITORVITALSIGNS | Carescape B650 |  |  |  | GE | Monitor, Vital Signs |  | MONITORVITALSIGNS-GE-Carescape B650 |  | 11/27/20 |  | MVS-A | Not Covered Vendor Only - Biomedical | MHHS-TMC | [8 empty] | MONITORVITALSIGNS | Monitor, Vital Signs | GE
NO | YES |  |  |  | 069-42892 | 069-42892 | GE Healthcare | CARESCAPE B650 |  | SK416371241HA | Transitional care unit transitional care unit | MHHS-TMC |  | Monitor, Vital Signs |  | 069-42892 | 069-42892 | TMC | Memorial Hermann-Texas Medical Center | Transitional care unit transitional care unit | J859 | 10/1/19 |  | 10/1/20 |  | MONITORS, PHYSIOLOGIC, VITAL SIGNS | Monitor, Vital Signs | MONITORVITALSIGNS-GE-Carescape B650 | MONITORVITALSIGNS | Carescape B650 |  |  |  | GE | Monitor, Vital Signs |  | MONITORVITALSIGNS-GE-Carescape B650 |  | 11/27/20 |  | MVS-A | Not Covered Vendor Only - Biomedical | MHHS-TMC | [8 empty] | MONITORVITALSIGNS | Monitor, Vital Signs | GE
NO | YES |  |  |  | 069-42893 | 069-42893 | GE Healthcare | CARESCAPE B650 |  | SK416371203HA | TMC JONES 9 TCU | MHHS-TMC |  | Monitor, Vital Signs |  | 069-42893 | 069-42893 | TMC | Memorial Hermann-Texas Medical Center | TMC JONES 9 TCU | J861 | 10/1/19 |  | 10/1/20 |  | MONITORS, PHYSIOLOGIC, VITAL SIGNS | Monitor, Vital Signs | MONITORVITALSIGNS-GE-Carescape B650 | MONITORVITALSIGNS | Carescape B650 |  |  |  | GE | Monitor, Vital Signs |  | MONITORVITALSIGNS-GE-Carescape B650 |  | 11/27/20 |  | MVS-A | Not Covered Vendor Only - Biomedical | MHHS-TMC | [8 empty] | MONITORVITALSIGNS | Monitor, Vital Signs | GE
NO | YES |  |  |  | 069-42894 | 069-42894 | GE Healthcare | CARESCAPE B650 |  | SK416371234HA | TMC-PACU-Adult (2Hp) | MHHS-TMC |  | Monitor, Vital Signs |  | 069-42894 | 069-42894 | TMC | MHHS-TMC | TMC-PACU-Adult (2Hp) | TMC - PACU - ADULT (2HP) | 10/1/19 |  | 10/1/20 |  | MONITORS, PHYSIOLOGIC, VITAL SIGNS | Monitor, Vital Signs | MONITORVITALSIGNS-GE-Carescape B650 | MONITORVITALSIGNS | Carescape B650 |  |  |  | GE | Monitor, Vital Signs |  | MONITORVITALSIGNS-GE-Carescape B650 |  | 11/27/20 |  | MVS-A | Not Covered Vendor Only - Biomedical | MHHS-TMC | [8 empty] | MONITORVITALSIGNS | Monitor, Vital Signs | GE
NO | YES |  |  |  | 069-42895 | 069-42895 | GE Healthcare | CARESCAPE B650 |  | SK416371215HA | TMC-PACU-Adult (2Hp) | MHHS-TMC |  | Monitor, Vital Signs |  | 069-42895 | 069-42895 | TMC | MHHS-TMC | TMC-PACU-Adult (2Hp) | Pacu 11 | 10/1/19 |  | 10/1/20 |  | MONITORS, PHYSIOLOGIC, VITAL SIGNS |  | MONITORVITALSIGNS-GE-Carescape B650 | MONITORVITALSIGNS | Carescape B650 |  |  |  | GE | Monitor, Vital Signs |  | MONITORVITALSIGNS-GE-Carescape B650 |  | 11/27/20 |  |  | Not Covered Vendor Only - Biomedical | MHHS-TMC
NO | YES |  |  |  | 069-42896 | 069-42896 | GE Healthcare | CARESCAPE B650 |  | SK416371219HA | TMC-PACU-Adult (2Hp) | MHHS-TMC |  | Monitor, Vital Signs |  | 069-42896 | 069-42896 | TMC | MHHS-TMC | TMC-PACU-Adult (2Hp) | TMC PACU ADULT | 10/1/19 |  | 10/1/20 |  | MONITORS, PHYSIOLOGIC, VITAL SIGNS |  | MONITORVITALSIGNS-GE-Carescape B650 | MONITORVITALSIGNS | Carescape B650 |  |  |  | GE | Monitor, Vital Signs |  | MONITORVITALSIGNS-GE-Carescape B650 |  | 11/27/20 |  |  | Not Covered Vendor Only - Biomedical | MHHS-TMC
NO | YES |  |  |  | 069-42897 | 069-42897 | GE Healthcare | CARESCAPE B650 |  | SK416371208HA | Memorial Hermann- Texas Medical Center OR Recovery | MHHS-TMC |  | Monitor, Vital Signs |  | 069-42897 | 069-42897 | TMC | TMC | Memorial Hermann- Texas Medical Center OR Recovery | Recovery Children 10 | 10/1/19 |  | 10/1/20 |  | MONITORS, PHYSIOLOGIC, VITAL SIGNS |  | MONITORVITALSIGNS-GE-Carescape B650 | MONITORVITALSIGNS | Carescape B650 |  |  |  | GE | Monitor, Vital Signs |  | MONITORVITALSIGNS-GE-Carescape B650 |  | 11/27/20 |  |  | Not Covered Vendor Only - Biomedical | MHHS-TMC
NO | YES |  |  |  | 069-42898 | 069-42898 | GE Healthcare | CARESCAPE B650 |  | SK416371204HA | Memorial Hermann- Texas Medical Center OR Recovery | MHHS-TMC |  | Monitor, Vital Signs |  | 069-42898 | 069-42898 | TMC | TMC | Memorial Hermann- Texas Medical Center OR Recovery | Recovery Children 9 | 10/1/19 |  | 10/1/20 |  | MONITORS, PHYSIOLOGIC, VITAL SIGNS |  | MONITORVITALSIGNS-GE-Carescape B650 | MONITORVITALSIGNS | Carescape B650 |  |  |  | GE | Monitor, Vital Signs |  | MONITORVITALSIGNS-GE-Carescape B650 |  | 11/27/20 |  |  | Not Covered Vendor Only - Biomedical | MHHS-TMC
NO | YES |  |  |  | 069-38966 | 069-38966 | GE Healthcare | CARESCAPE B650 |  | SEW13476282HA | TMC-PACU-HVI (7Hvi) | MHHS-TMC |  | Monitor, Vital Signs |  | 069-38966 | 069-38966 | TMC | MHHS-TMC | TMC-PACU-HVI (7Hvi) | TMC - PACU - HVI (7HVI) | 10/1/19 |  | 10/1/20 |  | MONITORS, PHYSIOLOGIC, VITAL SIGNS | Monitor, Vital Signs | MONITORVITALSIGNS-GE-Carescape B650 | MONITORVITALSIGNS | Carescape B650 |  |  |  | GE | Monitor, Vital Signs |  | MONITORVITALSIGNS-GE-Carescape B650 |  | 11/27/20 |  | MVS-A | Not Covered Vendor Only - Biomedical | MHHS-TMC | [8 empty] | MONITORVITALSIGNS | Monitor, Vital Signs | GE
NO | YES |  |  |  | 069-39423 | 069-39423 | GE Healthcare | CARESCAPE B650 |  | SEW14094740HA | TMC-PACU-HVI (7Hvi) | MHHS-TMC |  | Monitor, Vital Signs |  | 069-39423 | 069-39423 | TMC | MHHS-TMC | TMC-PACU-HVI (7Hvi) | Bay 12 | 10/1/19 |  | 10/1/20 |  | MONITORS, PHYSIOLOGIC, VITAL SIGNS | Monitor, Vital Signs | MONITORVITALSIGNS-GE-Carescape B650 | MONITORVITALSIGNS | Carescape B650 |  |  |  | GE | Monitor, Vital Signs |  | MONITORVITALSIGNS-GE-Carescape B650 |  | 11/27/20 |  | MVS-A | Not Covered Vendor Only - Biomedical | MHHS-TMC | [8 empty] | MONITORVITALSIGNS | Monitor, Vital Signs | GE
NO | YES |  |  |  | 069-39424 | 069-39424 | GE Healthcare | CARESCAPE B650 |  | SEW14094728HA | TMC-PACU-HVI (7Hvi) | MHHS-TMC |  | Monitor, Vital Signs |  | 069-39424 | 069-39424 | TMC | MHHS-TMC | TMC-PACU-HVI (7Hvi) |  | 10/4/19 |  |  |  | MONITORS, PHYSIOLOGIC, VITAL SIGNS | Monitor, Vital Signs | MONITORVITALSIGNS-GE-Carescape B650 | MONITORVITALSIGNS | Carescape B650 |  |  |  | GE | Monitor, Vital Signs |  | MONITORVITALSIGNS-GE-Carescape B650 |  | 11/27/20 | Finished from Script 3/27/2020 12:11:52pm (Central) | MVS-A | Not Covered Vendor Only - Biomedical | MHHS-TMC | [8 empty] | MONITORVITALSIGNS | Monitor, Vital Signs | GE
NO | YES |  |  |  | 069-42812 | 069-42812 | GE Healthcare | CARESCAPE B650 |  | SK416361133HA | TWC | MHHS-TMC |  | Monitor, Vital Signs |  | 069-42812 | 069-42812 | TMC | Memorial Hermann Heart | TWC | Pre-Op 5 | 10/1/19 |  | 10/1/20 |  | MONITORS, PHYSIOLOGIC, VITAL SIGNS | Monitor, Vital Signs | MONITORVITALSIGNS-GE-Carescape B650 | MONITORVITALSIGNS | Carescape B650 |  |  |  | GE | Monitor, Vital Signs |  | MONITORVITALSIGNS-GE-Carescape B650 |  | 11/27/20 |  | MVS-A | Not Covered Vendor Only - Biomedical | MHHS-TMC | [8 empty] | MONITORVITALSIGNS | Monitor, Vital Signs | GE
NO | YES |  |  |  | 069-42813 | 069-42813 | GE Healthcare | CARESCAPE B650 |  | SK416361136HA | TMC-PACU-HVI (7Hvi) | MHHS-TMC |  | Monitor, Vital Signs |  | 069-42813 | 069-42813 | TMC | MHHS-TMC | TMC-PACU-HVI (7Hvi) | PACU - HVI (7HVI) | 10/1/19 |  | 10/1/20 |  | MONITORS, PHYSIOLOGIC, VITAL SIGNS | Monitor, Vital Signs | MONITORVITALSIGNS-GE-Carescape B650 | MONITORVITALSIGNS | Carescape B650 |  |  |  | GE | Monitor, Vital Signs |  | MONITORVITALSIGNS-GE-Carescape B650 |  | 11/27/20 |  | MVS-A | Not Covered Vendor Only - Biomedical | MHHS-TMC | [8 empty] | MONITORVITALSIGNS | Monitor, Vital Signs | GE
NO | YES |  |  |  | 069-42814 | 069-42814 | GE Healthcare | CARESCAPE B650 |  | SK416361124HA | TMC-PACU-HVI (7Hvi) | MHHS-TMC |  | Monitor, Vital Signs |  | 069-42814 | 069-42814 | TMC | MHHS-TMC | TMC-PACU-HVI (7Hvi) | TMC - PACU - HVI (7HVI) | 10/1/19 |  | 10/1/20 |  | MONITORS, PHYSIOLOGIC, VITAL SIGNS | Monitor, Vital Signs | MONITORVITALSIGNS-GE-Carescape B650 | MONITORVITALSIGNS | Carescape B650 |  |  |  | GE | Monitor, Vital Signs |  | MONITORVITALSIGNS-GE-Carescape B650 |  | 11/27/20 |  | MVS-A | Not Covered Vendor Only - Biomedical | MHHS-TMC | [8 empty] | MONITORVITALSIGNS | Monitor, Vital Signs | GE
NO | YES |  |  |  | 069-42815 | 069-42815 | GE Healthcare | CARESCAPE B650 |  | SK416361123HA | TMC-PACU-HVI (7Hvi) | MHHS-TMC |  | Monitor, Vital Signs |  | 069-42815 | 069-42815 | TMC | MHHS-TMC | TMC-PACU-HVI (7Hvi) |  | 10/4/19 |  |  |  | MONITORS, PHYSIOLOGIC, VITAL SIGNS | Monitor, Vital Signs | MONITORVITALSIGNS-GE-Carescape B650 | MONITORVITALSIGNS | Carescape B650 |  |  |  | GE | Monitor, Vital Signs |  | MONITORVITALSIGNS-GE-Carescape B650 |  | 11/27/20 | Finished from Script 3/27/2020 12:11:52pm (Central) | MVS-A | Not Covered Vendor Only - Biomedical | MHHS-TMC | [8 empty] | MONITORVITALSIGNS | Monitor, Vital Signs | GE
NO | YES |  |  |  | 069-42816 | 069-42816 | GE Healthcare | CARESCAPE B650 |  | SK416361122HA | TMC-PACU-HVI (7Hvi) | MHHS-TMC |  | Monitor, Vital Signs |  | 069-42816 | 069-42816 | TMC | MHHS-TMC | TMC-PACU-HVI (7Hvi) | Bay 8 | 10/1/19 |  | 10/1/20 |  | MONITORS, PHYSIOLOGIC, VITAL SIGNS | Monitor, Vital Signs | MONITORVITALSIGNS-GE-Carescape B650 | MONITORVITALSIGNS | Carescape B650 |  |  |  | GE | Monitor, Vital Signs |  | MONITORVITALSIGNS-GE-Carescape B650 |  | 11/27/20 |  | MVS-A | Not Covered Vendor Only - Biomedical | MHHS-TMC | [8 empty] | MONITORVITALSIGNS | Monitor, Vital Signs | GE
NO | YES |  |  |  | 074-03231 | 074-03231 | GE Healthcare | CARESCAPE B650 |  | SQC19102079SA | TMC-PACU-HVI (7Hvi) | MHHS-TMC |  | Monitor, Vital Signs |  | 074-03231 | 074-03231 | TMC | MHHS-TMC | TMC-PACU-HVI (7Hvi) | PACU - HVI (7HVI) | 10/1/19 |  |  |  | MONITORS, PHYSIOLOGIC, VITAL SIGNS | Monitor, Vital Signs | MONITORVITALSIGNS-GE-Carescape B650 | MONITORVITALSIGNS | Carescape B650 |  |  |  | GE | Monitor, Vital Signs |  | MONITORVITALSIGNS-GE-Carescape B650 |  | 11/27/20 |  | MVS-A | Not Covered Vendor Only - Biomedical | MHHS-TMC | [8 empty] | MONITORVITALSIGNS | Monitor, Vital Signs | GE
NO | YES |  |  |  | 074-03232 | 074-03232 | GE Healthcare | CARESCAPE B650 |  | SQC19102065SA | TMC-PACU-HVI (7Hvi) | MHHS-TMC |  | Monitor, Vital Signs |  | 074-03232 | 074-03232 | TMC | MHHS-TMC | TMC-PACU-HVI (7Hvi) |  | 10/1/19 |  | 10/1/20 |  | MONITORS, PHYSIOLOGIC, VITAL SIGNS | Monitor, Vital Signs | MONITORVITALSIGNS-GE-Carescape B650 | MONITORVITALSIGNS | Carescape B650 |  |  |  | GE | Monitor, Vital Signs |  | MONITORVITALSIGNS-GE-Carescape B650 |  | 11/27/20 |  | MVS-A | Not Covered Vendor Only - Biomedical | MHHS-TMC | [8 empty] | MONITORVITALSIGNS | Monitor, Vital Signs | GE
NO | YES |  |  |  | 074-04321 | 074-04321 | GE Healthcare | CARESCAPE B650 |  | SAW15066066HA | TMC-PACU-HVI (7Hvi) | MHHS-TMC |  | Monitor, Vital Signs |  | 074-04321 | 074-04321 | TMC | MHHS-TMC | TMC-PACU-HVI (7Hvi) |  | 10/4/19 |  |  |  | MONITORS, PHYSIOLOGIC, VITAL SIGNS | Monitor, Vital Signs | MONITORVITALSIGNS-GE-Carescape B650 | MONITORVITALSIGNS | Carescape B650 |  |  |  | GE | Monitor, Vital Signs |  | MONITORVITALSIGNS-GE-Carescape B650 |  | 11/27/20 | Finished from Script 3/27/2020 12:11:52pm (Central) | MVS-A | Not Covered Vendor Only - Biomedical | MHHS-TMC | [8 empty] | MONITORVITALSIGNS | Monitor, Vital Signs | GE
NO | YES |  |  |  | 074-04322 | 074-04322 | GE Healthcare | CARESCAPE B650 |  | SEW15066069HA | TMC-OR-CVOR (7Hvi) | MHHS-TMC |  | Monitor, Vital Signs |  | 074-04322 | 074-04322 | TMC | MHHS-TMC | TMC-OR-CVOR (7Hvi) | Pre Op | 10/1/19 |  | 10/1/20 |  | MONITORS, PHYSIOLOGIC, VITAL SIGNS | Monitor, Vital Signs | MONITORVITALSIGNS-GE-Carescape B650 | MONITORVITALSIGNS | Carescape B650 |  |  |  | GE | Monitor, Vital Signs |  | MONITORVITALSIGNS-GE-Carescape B650 |  | 11/27/20 |  | MVS-A | Not Covered Vendor Only - Biomedical | MHHS-TMC | [8 empty] | MONITORVITALSIGNS | Monitor, Vital Signs | GE
NO | YES |  |  |  | 074-05210 | 074-05210 | GE Healthcare | CARESCAPE B650 |  | SK416120015HR | TMC-PACU-HVI (7Hvi) | MHHS-TMC |  | Monitor, Vital Signs |  | 074-05210 | 074-05210 | TMC | MHHS-TMC | TMC-PACU-HVI (7Hvi) |  | 10/29/19 |  |  |  | MONITORS, PHYSIOLOGIC, VITAL SIGNS | Monitor, Vital Signs | MONITORVITALSIGNS-GE-Carescape B650 | MONITORVITALSIGNS | Carescape B650 |  |  |  | GE | Monitor, Vital Signs |  | MONITORVITALSIGNS-GE-Carescape B650 |  | 11/27/20 | Finished from Script 3/27/2020 12:11:52pm (Central) | MVS-A | Not Covered Vendor Only - Biomedical | MHHS-TMC | [8 empty] | MONITORVITALSIGNS | Monitor, Vital Signs | GE
NO | YES |  |  |  | 069-40989 | 069-40989 | GE Healthcare | CARESCAPE B650 |  | SEW14450027HA | TMC-Sarofim 2-Adult PACU | MHHS-TMC |  | Monitor, Vital Signs |  | 069-40989 | 069-40989 | TMC | MHHS-TMC | TMC-Sarofim 2-Adult PACU | ADULT PACU | 10/1/19 |  | 10/1/20 |  | MONITORS, PHYSIOLOGIC, VITAL SIGNS |  | MONITORVITALSIGNS-GE-Carescape B650 | MONITORVITALSIGNS | Carescape B650 |  |  |  | GE | Monitor, Vital Signs |  | MONITORVITALSIGNS-GE-Carescape B650 |  | 11/27/20 |  |  | Not Covered Vendor Only - Biomedical | MHHS-TMC
NO | YES | Asset Tag 069-47136 |  |  | 069-47136 | 069-47136 | GE Healthcare | CARESCAPE B650 |  | SEW14450018HA | (null) | MHHS-TMC |  | Monitor, Vital Signs |  | 069-47136 | 069-47136 | (null) | MHHS-TMC | (null) | (null) |  |  |  | (null) | MONITORS, PHYSIOLOGIC, VITAL SIGNS |  | MONITORVITALSIGNS-GE-Carescape B650 | MONITORVITALSIGNS | Carescape B650 |  |  |  | GE | Monitor, Vital Signs |  | MONITORVITALSIGNS-GE-Carescape B650 |  | 11/27/20 |  |  | Not Covered Vendor Only - Biomedical | MHHS-TMC
NO | YES |  |  |  | 069-40992 | 069-40992 | GE Healthcare | CARESCAPE B650 |  | SEW14450638HA | TMC-PACU-Robertson (2R) | MHHS-TMC |  | Monitor, Vital Signs |  | 069-40992 | 069-40992 | TMC | MHHS-TMC | TMC-PACU-Robertson (2R) | Room 26 | 10/1/19 |  | 10/1/20 |  | MONITORS, PHYSIOLOGIC, VITAL SIGNS |  | MONITORVITALSIGNS-GE-Carescape B650 | MONITORVITALSIGNS | Carescape B650 |  |  |  | GE | Monitor, Vital Signs |  | MONITORVITALSIGNS-GE-Carescape B650 |  | 11/27/20 |  |  | Not Covered Vendor Only - Biomedical | MHHS-TMC
NO | YES |  |  |  | 069-40994 | 069-40994 | GE Healthcare | CARESCAPE B650 |  | SEW14450037HA | TMC - ADULT PACU | MHHS-TMC |  | Monitor, Vital Signs |  | 069-40994 | 069-40994 | TMC | Memorial Hermann-Texas Medical Center | TMC - ADULT PACU | ADULT PACU | 10/1/19 |  | 10/1/20 |  | MONITORS, PHYSIOLOGIC, VITAL SIGNS |  | MONITORVITALSIGNS-GE-Carescape B650 | MONITORVITALSIGNS | Carescape B650 |  |  |  | GE | Monitor, Vital Signs |  | MONITORVITALSIGNS-GE-Carescape B650 |  | 11/27/20 |  |  | Not Covered Vendor Only - Biomedical | MHHS-TMC
NO | YES |  |  |  | 069-40995 | 069-40995 | GE Healthcare | CARESCAPE B650 |  | SEW14450011HA | TMC-PACU-Robertson (2R) | MHHS-TMC |  | Monitor, Vital Signs |  | 069-40995 | 069-40995 | TMC | MHHS-TMC | TMC-PACU-Robertson (2R) | PACU 18 | 10/1/19 |  | 10/1/20 |  | MONITORS, PHYSIOLOGIC, VITAL SIGNS |  | MONITORVITALSIGNS-GE-Carescape B650 | MONITORVITALSIGNS | Carescape B650 |  |  |  | GE | Monitor, Vital Signs |  | MONITORVITALSIGNS-GE-Carescape B650 |  | 11/27/20 |  |  | Not Covered Vendor Only - Biomedical | MHHS-TMC
NO | YES |  |  |  | 069-40998 | 069-40998 | GE Healthcare | CARESCAPE B650 |  | SEW14450024HA | TMC-PACU-Robertson (2R) | MHHS-TMC |  | Monitor, Vital Signs |  | 069-40998 | 069-40998 | TMC | MHHS-TMC | TMC-PACU-Robertson (2R) | PACU 20 | 10/1/19 |  | 10/1/20 |  | MONITORS, PHYSIOLOGIC, VITAL SIGNS |  | MONITORVITALSIGNS-GE-Carescape B650 | MONITORVITALSIGNS | Carescape B650 |  |  |  | GE | Monitor, Vital Signs |  | MONITORVITALSIGNS-GE-Carescape B650 |  | 11/27/20 |  |  | Not Covered Vendor Only - Biomedical | MHHS-TMC
NO | YES |  |  |  | 069-40999 | 069-40999 | GE Healthcare | CARESCAPE B650 |  | SEW14450031HA | Memorial Hermann- Texas Medical Center PreOp | MHHS-TMC |  | Monitor, Vital Signs |  | 069-40999 | 069-40999 | TMC | TMC | Memorial Hermann- Texas Medical Center PreOp |  | 10/1/19 |  | 10/1/20 |  | MONITORS, PHYSIOLOGIC, VITAL SIGNS |  | MONITORVITALSIGNS-GE-Carescape B650 | MONITORVITALSIGNS | Carescape B650 |  |  |  | GE | Monitor, Vital Signs |  | MONITORVITALSIGNS-GE-Carescape B650 |  | 11/27/20 |  |  | Not Covered Vendor Only - Biomedical | MHHS-TMC
NO | YES |  |  |  | 069-41031 | 069-41031 | GE Healthcare | CARESCAPE B650 |  | SEW14450025HA | TMC-PACU-Robertson (2R) | MHHS-TMC |  | Monitor, Vital Signs |  | 069-41031 | 069-41031 | TMC | MHHS-TMC | TMC-PACU-Robertson (2R) | PACU 19 | 10/1/19 |  | 10/1/20 |  | MONITORS, PHYSIOLOGIC, VITAL SIGNS |  | MONITORVITALSIGNS-GE-Carescape B650 | MONITORVITALSIGNS | Carescape B650 |  |  |  | GE | Monitor, Vital Signs |  | MONITORVITALSIGNS-GE-Carescape B650 |  | 11/27/20 |  |  | Not Covered Vendor Only - Biomedical | MHHS-TMC
NO | YES |  |  |  | 069-41038 | 069-41038 | GE Healthcare | CARESCAPE B650 |  | SEW14450039HA | TMC-PACU-Robertson (2R) | MHHS-TMC |  | Monitor, Vital Signs |  | 069-41038 | 069-41038 | TMC | MHHS-TMC | TMC-PACU-Robertson (2R) | PACU 17 | 10/1/19 |  | 10/1/20 |  | MONITORS, PHYSIOLOGIC, VITAL SIGNS |  | MONITORVITALSIGNS-GE-Carescape B650 | MONITORVITALSIGNS | Carescape B650 |  |  |  | GE | Monitor, Vital Signs |  | MONITORVITALSIGNS-GE-Carescape B650 |  | 11/27/20 |  |  | Not Covered Vendor Only - Biomedical | MHHS-TMC
NO | YES |  |  |  | 069-41039 | 069-41039 | GE Healthcare | CARESCAPE B650 |  | SDY14413189GA | Memorial Hermann- Texas Medical Center PreOp | MHHS-TMC |  | Monitor, Vital Signs |  | 069-41039 | 069-41039 | TMC | TMC | Memorial Hermann- Texas Medical Center PreOp |  | 10/1/19 |  | 10/1/20 |  | MONITORS, PHYSIOLOGIC, VITAL SIGNS |  | MONITORVITALSIGNS-GE-Carescape B650 | MONITORVITALSIGNS | Carescape B650 |  |  |  | GE | Monitor, Vital Signs |  | MONITORVITALSIGNS-GE-Carescape B650 |  | 11/1/20 |  |  | Not Covered Vendor Only - Biomedical | MHHS-TMC
NO | YES |  |  |  | 069-41040 | 069-41040 | GE Healthcare | CARESCAPE B650 |  | SEW14450020HA | TMC-Sarofim 2-Adult Pre Op | MHHS-TMC |  | Monitor, Vital Signs |  | 069-41040 | 069-41040 | TMC | MHHS-TMC | TMC-Sarofim 2-Adult Pre Op | PACU 12 | 10/1/19 |  | 10/1/20 |  | MONITORS, PHYSIOLOGIC, VITAL SIGNS |  | MONITORVITALSIGNS-GE-Carescape B650 | MONITORVITALSIGNS | Carescape B650 |  |  |  | GE | Monitor, Vital Signs |  | MONITORVITALSIGNS-GE-Carescape B650 |  | 11/27/20 |  |  | Not Covered Vendor Only - Biomedical | MHHS-TMC
NO | YES |  |  |  | 069-41041 | 069-41041 | GE Healthcare | CARESCAPE B650 |  | SEW14148940HA | TMC-Sarofim 2-Adult Pre Op | MHHS-TMC |  | Monitor, Vital Signs |  | 069-41041 | 069-41041 | TMC | MHHS-TMC | TMC-Sarofim 2-Adult Pre Op | PACU 10 | 10/1/19 |  | 10/1/20 |  | MONITORS, PHYSIOLOGIC, VITAL SIGNS |  | MONITORVITALSIGNS-GE-Carescape B650 | MONITORVITALSIGNS | Carescape B650 |  |  |  | GE | Monitor, Vital Signs |  | MONITORVITALSIGNS-GE-Carescape B650 |  | 11/1/20 |  |  | Not Covered Vendor Only - Biomedical | MHHS-TMC
NO | YES | Asset Tag 069-41042 |  |  | 069-41042 | 069-41042 | GE Healthcare | CARESCAPE B650 |  | SEW14291735HA | TMC-Sarofim 2-Adult Pre Op | MHHS-TMC |  | Monitor, Vital Signs |  | 069-41042 | 069-41042 | TMC | MHHS-TMC | TMC-Sarofim 2-Adult Pre Op | PACU 12 | 10/1/19 |  | 10/1/20 |  | MONITORS, PHYSIOLOGIC, VITAL SIGNS |  | MONITORVITALSIGNS-GE-Carescape B650 | MONITORVITALSIGNS | Carescape B650 |  |  |  | GE | Monitor, Vital Signs |  | MONITORVITALSIGNS-GE-Carescape B650 |  | 11/1/20 |  |  | Not Covered Vendor Only - Biomedical | MHHS-TMC
NO | YES |  |  |  | 069-41043 | 069-41043 | GE Healthcare | CARESCAPE B650 |  | SEW14450026HA | TMC-Sarofim 2-Adult PACU | MHHS-TMC |  | Monitor, Vital Signs |  | 069-41043 | 069-41043 | TM | MHHS-TMC | TMC-Sarofim 2-Adult PACU | TMC - SAROFIM2 -ADULT PACU | 10/1/19 |  | 10/1/20 |  | MONITORS, PHYSIOLOGIC, VITAL SIGNS |  | MONITORVITALSIGNS-GE-Carescape B650 | MONITORVITALSIGNS | Carescape B650 |  |  |  | GE | Monitor, Vital Signs |  | MONITORVITALSIGNS-GE-Carescape B650 |  | 11/1/20 |  |  | Not Covered Vendor Only - Biomedical | MHHS-TMC
NO | YES |  |  |  | 069-41044 | 069-41044 | GE Healthcare | CARESCAPE B650 |  | SEW14450023HA | TMC-Sarofim 2-Adult Pre Op | MHHS-TMC |  | Monitor, Vital Signs |  | 069-41044 | 069-41044 | TMC | MHHS-TMC | TMC-Sarofim 2-Adult Pre Op | PACU 10 | 10/1/19 |  | 10/1/20 |  | MONITORS, PHYSIOLOGIC, VITAL SIGNS |  | MONITORVITALSIGNS-GE-Carescape B650 | MONITORVITALSIGNS | Carescape B650 |  |  |  | GE | Monitor, Vital Signs |  | MONITORVITALSIGNS-GE-Carescape B650 |  | 11/27/20 |  |  | Not Covered Vendor Only - Biomedical | MHHS-TMC
NO | YES |  |  |  | 069-41045 | 069-41045 | GE Healthcare | CARESCAPE B650 |  | SEW14094690HA | TMC-PACU-Adult (2Hp) | MHHS-TMC |  | Monitor, Vital Signs |  | 069-41045 | 069-41045 | TMC | MHHS-TMC | TMC-PACU-Adult (2Hp) | BAY 08 | 10/1/19 |  | 10/1/20 |  | MONITORS, PHYSIOLOGIC, VITAL SIGNS |  | MONITORVITALSIGNS-GE-Carescape B650 | MONITORVITALSIGNS | Carescape B650 |  |  |  | GE | Monitor, Vital Signs |  | MONITORVITALSIGNS-GE-Carescape B650 |  | 11/1/20 |  |  | Not Covered Vendor Only - Biomedical | MHHS-TMC
NO | YES |  |  |  | 069-41046 | 069-41046 | GE Healthcare | CARESCAPE B650 |  | SEW14450028HA | TMC-Sarofim 2-Adult Pre Op | MHHS-TMC |  | Monitor, Vital Signs |  | 069-41046 | 069-41046 | TMC | MHHS-TMC | TMC-Sarofim 2-Adult Pre Op | S2.05 | 10/1/19 |  | 10/1/20 |  | MONITORS, PHYSIOLOGIC, VITAL SIGNS |  | MONITORVITALSIGNS-GE-Carescape B650 | MONITORVITALSIGNS | Carescape B650 |  |  |  | GE | Monitor, Vital Signs |  | MONITORVITALSIGNS-GE-Carescape B650 |  | 11/1/20 |  |  | Not Covered Vendor Only - Biomedical | MHHS-TMC
NO | YES |  |  |  | 069-41068 | 069-41068 | GE Healthcare | CARESCAPE B650 |  | SEW14148941HA | Tmc - PACU - | MHHS-TMC |  | Monitor, Vital Signs |  | 069-41068 | 069-41068 | TMC | Memorial Hermann-tmc | Tmc - PACU - | S2.07 | 10/1/19 |  | 10/1/20 |  | MONITORS, PHYSIOLOGIC, VITAL SIGNS |  | MONITORVITALSIGNS-GE-Carescape B650 | MONITORVITALSIGNS | Carescape B650 |  |  |  | GE | Monitor, Vital Signs |  | MONITORVITALSIGNS-GE-Carescape B650 |  | 11/1/20 |  |  | Not Covered Vendor Only - Biomedical | MHHS-TMC
NO | YES |  |  |  | 069-41302 | 069-41302 | GE Healthcare | CARESCAPE B650 |  | SEW14291736HA | TMC-Sarofim 2-Adult Pre Op | MHHS-TMC |  | Monitor, Vital Signs |  | 069-41302 | 069-41302 | TMC | MHHS-TMC | TMC-Sarofim 2-Adult Pre Op | Pacu 27 | 10/1/19 |  | 10/1/20 |  | MONITORS, PHYSIOLOGIC, VITAL SIGNS |  | MONITORVITALSIGNS-GE-Carescape B650 | MONITORVITALSIGNS | Carescape B650 |  |  |  | GE | Monitor, Vital Signs |  | MONITORVITALSIGNS-GE-Carescape B650 |  | 11/1/20 |  |  | Not Covered Vendor Only - Biomedical | MHHS-TMC
NO | YES |  |  |  | 069-44056 | 069-44056 | GE Healthcare | CARESCAPE B650 |  | SQC19332001SA | TMC-Sarofim 1-Adult ER | MHHS-TMC |  | Monitor, Vital Signs |  | 069-44056 | 069-44056 | TMC | MHHS-TMC | TMC-Sarofim 1-Adult ER | [5 empty] | MONITORS, PHYSIOLOGIC, VITAL SIGNS | Monitor, Vital Signs | MONITORVITALSIGNS-GE-Carescape B650 | MONITORVITALSIGNS | Carescape B650 |  |  |  | GE | Monitor, Vital Signs |  | MONITORVITALSIGNS-GE-Carescape B650 |  | 11/1/20 | Finished from Script 3/27/2020 12:11:52pm (Central) | MVS-A | Not Covered Vendor Only - Biomedical | MHHS-TMC | [8 empty] | MONITORVITALSIGNS | Monitor, Vital Signs | GE
NO | YES |  |  |  | 069-44100 | 069-44100 | GE Healthcare | CARESCAPE B650 |  | SQC19322042SA | TMC-Sarofim 1-Adult ER | MHHS-TMC |  | Monitor, Vital Signs |  | 069-44100 | 069-44100 | TMC | MHHS-TMC | TMC-Sarofim 1-Adult ER | Trauma | 11/1/19 |  | 11/1/20 |  | MONITORS, PHYSIOLOGIC, VITAL SIGNS | Monitor, Vital Signs | MONITORVITALSIGNS-GE-Carescape B650 | MONITORVITALSIGNS | Carescape B650 |  |  |  | GE | Monitor, Vital Signs |  | MONITORVITALSIGNS-GE-Carescape B650 |  | 11/1/20 |  | MVS-A | Not Covered Vendor Only - Biomedical | MHHS-TMC | [8 empty] | MONITORVITALSIGNS | Monitor, Vital Signs | GE
NO | YES |  |  |  | 069-47950 | 069-47950 | GE Healthcare | CARESCAPE B650 |  | SQC19332036SA | TMC-Sarofim 2-Adult PACU | MHHS-TMC |  | Monitor, Vital Signs |  | 069-47950 | 069-47950 | TM | MHHS-TMC | TMC-Sarofim 2-Adult PACU | TMC - SAROFIM2 -ADULT PACU | 12/1/19 |  | 12/1/20 |  | MONITORS, PHYSIOLOGIC, VITAL SIGNS |  | MONITORVITALSIGNS-GE-Carescape B650 | MONITORVITALSIGNS | Carescape B650 |  |  |  | GE | Monitor, Vital Signs |  | MONITORVITALSIGNS-GE-Carescape B650 |  | 12/1/20 |  |  | Not Covered Vendor Only - Biomedical | MHHS-TMC
NO | YES |  |  |  | 069-47951 | 069-47951 | GE Healthcare | CARESCAPE B650 |  | SQC19332035SA | TMC-Sarofim 2-Adult PACU | MHHS-TMC |  | Monitor, Vital Signs |  | 069-47951 | 069-47951 | TMC | MHHS-TMC | TMC-Sarofim 2-Adult PACU | PACU Iso 4 | 12/1/19 |  | 12/1/20 |  | MONITORS, PHYSIOLOGIC, VITAL SIGNS |  | MONITORVITALSIGNS-GE-Carescape B650 | MONITORVITALSIGNS | Carescape B650 |  |  |  | GE | Monitor, Vital Signs |  | MONITORVITALSIGNS-GE-Carescape B650 |  | 12/1/20 |  |  | Not Covered Vendor Only - Biomedical | MHHS-TMC
NO | YES |  |  |  | 069-47952 | 069-47952 | GE Healthcare | CARESCAPE B650 |  | SQC19332045SA | TMC-Sarofim 2-Adult Pre Op | MHHS-TMC |  | Monitor, Vital Signs |  | 069-47952 | 069-47952 | TMC | MHHS-TMC | TMC-Sarofim 2-Adult Pre Op | PACU 3 | 4/1/19 |  | 4/1/20 |  | MONITORS, PHYSIOLOGIC, VITAL SIGNS |  | MONITORVITALSIGNS-GE-Carescape B650 | MONITORVITALSIGNS | Carescape B650 |  |  |  | GE | Monitor, Vital Signs |  | MONITORVITALSIGNS-GE-Carescape B650 |  | 12/1/20 |  |  | Not Covered Vendor Only - Biomedical | MHHS-TMC
NO | YES |  |  |  | 069-47953 | 069-47953 | GE Healthcare | CARESCAPE B650 |  | SQC19332028SA | TMC-Sarofim 2-Adult Pre Op | MHHS-TMC |  | Monitor, Vital Signs |  | 069-47953 | 069-47953 | TMC | MHHS-TMC | TMC-Sarofim 2-Adult Pre Op | S2.05 | 12/1/19 |  | 12/1/20 |  | MONITORS, PHYSIOLOGIC, VITAL SIGNS |  | MONITORVITALSIGNS-GE-Carescape B650 | MONITORVITALSIGNS | Carescape B650 |  |  |  | GE | Monitor, Vital Signs |  | MONITORVITALSIGNS-GE-Carescape B650 |  | 12/1/20 |  |  | Not Covered Vendor Only - Biomedical | MHHS-TMC
NO | YES |  |  |  | 069-44037 | 069-44037 | GE Healthcare | CARESCAPE B650 |  | SQC19332057SA | TMC-Sarofim 2-Adult Pre Op | MHHS-TMC |  | Monitor, Vital Signs |  | 069-44037 | 069-44037 | TMC | MHHS-TMC | TMC-Sarofim 2-Adult Pre Op | S2/62 |  |  |  |  | MONITORS, PHYSIOLOGIC, VITAL SIGNS |  | MONITORVITALSIGNS-GE-Carescape B650 | MONITORVITALSIGNS | Carescape B650 |  |  |  | GE | Monitor, Vital Signs |  | MONITORVITALSIGNS-GE-Carescape B650 |  | 12/1/20 |  |  | Not Covered Vendor Only - Biomedical | MHHS-TMC
NO | YES |  |  |  | 069-44038 | 069-44038 | GE Healthcare | CARESCAPE B650 |  | SQC19332067SA | TMC-Sarofim 2-Adult Pre Op | MHHS-TMC |  | Monitor, Vital Signs |  | 069-44038 | 069-44038 | TMC | MHHS-TMC | TMC-Sarofim 2-Adult Pre Op |  | 11/1/19 |  | 11/1/20 |  | MONITORS, PHYSIOLOGIC, VITAL SIGNS |  | MONITORVITALSIGNS-GE-Carescape B650 | MONITORVITALSIGNS | Carescape B650 |  |  |  | GE | Monitor, Vital Signs |  | MONITORVITALSIGNS-GE-Carescape B650 |  | 12/1/20 |  |  | Not Covered Vendor Only - Biomedical | MHHS-TMC
NO | YES |  |  |  | 069-44039 | 069-44039 | GE Healthcare | CARESCAPE B650 |  | SQC19332055SA | TMC-Sarofim 2-Adult Pre Op | MHHS-TMC |  | Monitor, Vital Signs |  | 069-44039 | 069-44039 | TMC | MHHS-TMC | TMC-Sarofim 2-Adult Pre Op | S2/60 |  |  |  |  | MONITORS, PHYSIOLOGIC, VITAL SIGNS |  | MONITORVITALSIGNS-GE-Carescape B650 | MONITORVITALSIGNS | Carescape B650 |  |  |  | GE | Monitor, Vital Signs |  | MONITORVITALSIGNS-GE-Carescape B650 |  | 12/1/20 |  |  | Not Covered Vendor Only - Biomedical | MHHS-TMC
NO | YES |  |  |  | 069-44040 | 069-44040 | GE Healthcare | CARESCAPE B650 |  | SQC19332068SA | TMC-Sarofim 2-Adult Pre Op | MHHS-TMC |  | Monitor, Vital Signs |  | 069-44040 | 069-44040 | TMC | MHHS-TMC | TMC-Sarofim 2-Adult Pre Op | TMC - SAROFIM2 -ADULT PRE OP | 11/1/19 |  | 11/1/20 |  | MONITORS, PHYSIOLOGIC, VITAL SIGNS |  | MONITORVITALSIGNS-GE-Carescape B650 | MONITORVITALSIGNS | Carescape B650 |  |  |  | GE | Monitor, Vital Signs |  | MONITORVITALSIGNS-GE-Carescape B650 |  | 12/1/20 |  |  | Not Covered Vendor Only - Biomedical | MHHS-TMC
NO | YES |  |  |  | 069-44041 | 069-44041 | GE Healthcare | CARESCAPE B650 |  | SQC19332093SA | TMC-Sarofim 2-Adult Pre Op | MHHS-TMC |  | Monitor, Vital Signs |  | 069-44041 | 069-44041 | TMC | MHHS-TMC | TMC-Sarofim 2-Adult Pre Op | Pre op 58 s258 | 11/1/19 |  | 11/1/20 |  | MONITORS, PHYSIOLOGIC, VITAL SIGNS |  | MONITORVITALSIGNS-GE-Carescape B650 | MONITORVITALSIGNS | Carescape B650 |  |  |  | GE | Monitor, Vital Signs |  | MONITORVITALSIGNS-GE-Carescape B650 |  | 12/1/20 |  |  | Not Covered Vendor Only - Biomedical | MHHS-TMC
NO | YES |  |  |  | 069-44042 | 069-44042 | GE Healthcare | CARESCAPE B650 |  | SQC19332095SA | TMC-Sarofim 2-Adult Pre Op | MHHS-TMC |  | Monitor, Vital Signs |  | 069-44042 | 069-44042 | TMC | MHHS-TMC | TMC-Sarofim 2-Adult Pre Op | Pre-op 57 | 11/1/19 |  | 11/1/20 |  | MONITORS, PHYSIOLOGIC, VITAL SIGNS |  | MONITORVITALSIGNS-GE-Carescape B650 | MONITORVITALSIGNS | Carescape B650 |  |  |  | GE | Monitor, Vital Signs |  | MONITORVITALSIGNS-GE-Carescape B650 |  | 12/1/20 |  |  | Not Covered Vendor Only - Biomedical | MHHS-TMC
NO | YES |  |  |  | 069-44043 | 069-44043 | GE Healthcare | CARESCAPE B650 |  | SQC19312011SA | TMC-Sarofim 2-Adult PACU | MHHS-TMC |  | Monitor, Vital Signs |  | 069-44043 | 069-44043 | TMC | MHHS-TMC | TMC-Sarofim 2-Adult PACU | Pre-op 56 | 11/1/19 |  | 11/1/20 |  | MONITORS, PHYSIOLOGIC, VITAL SIGNS |  | MONITORVITALSIGNS-GE-Carescape B650 | MONITORVITALSIGNS | Carescape B650 |  |  |  | GE | Monitor, Vital Signs |  | MONITORVITALSIGNS-GE-Carescape B650 |  | 12/1/20 |  |  | Not Covered Vendor Only - Biomedical | MHHS-TMC
NO | YES |  |  |  | 069-44044 | 069-44044 | GE Healthcare | CARESCAPE B650 |  | SQC19332054SA | TMC-Sarofim 2-Adult Pre Op | MHHS-TMC |  | Monitor, Vital Signs |  | 069-44044 | 069-44044 | TMC | MHHS-TMC | TMC-Sarofim 2-Adult Pre Op | Room 55 | 11/1/19 |  | 11/1/20 |  | MONITORS, PHYSIOLOGIC, VITAL SIGNS |  | MONITORVITALSIGNS-GE-Carescape B650 | MONITORVITALSIGNS | Carescape B650 |  |  |  | GE | Monitor, Vital Signs |  | MONITORVITALSIGNS-GE-Carescape B650 |  | 12/1/20 |  |  | Not Covered Vendor Only - Biomedical | MHHS-TMC
NO | YES |  |  |  | 069-44045 | 069-44045 | GE Healthcare | CARESCAPE B650 |  | SQC19332056SA | Memorial Hermann- Texas Medical Center Johnson PreOp | MHHS-TMC |  | Monitor, Vital Signs |  | 069-44045 | 069-44045 | TMC | TMC | Memorial Hermann- Texas Medical Center Johnson PreOp |  | 11/1/19 |  | 11/1/20 |  | MONITORS, PHYSIOLOGIC, VITAL SIGNS |  | MONITORVITALSIGNS-GE-Carescape B650 | MONITORVITALSIGNS | Carescape B650 |  |  |  | GE | Monitor, Vital Signs |  | MONITORVITALSIGNS-GE-Carescape B650 |  | 12/1/20 |  |  | Not Covered Vendor Only - Biomedical | MHHS-TMC
NO | YES |  |  |  | 069-44046 | 069-44046 | GE Healthcare | CARESCAPE B650 |  | SQC19332065SA | TMC-Sarofim 2-Adult Pre Op | MHHS-TMC |  | Monitor, Vital Signs |  | 069-44046 | 069-44046 | TMC | MHHS-TMC | TMC-Sarofim 2-Adult Pre Op | Room 53 | 11/1/19 |  | 11/1/20 |  | MONITORS, PHYSIOLOGIC, VITAL SIGNS |  | MONITORVITALSIGNS-GE-Carescape B650 | MONITORVITALSIGNS | Carescape B650 |  |  |  | GE | Monitor, Vital Signs |  | MONITORVITALSIGNS-GE-Carescape B650 |  | 12/1/20 |  |  | Not Covered Vendor Only - Biomedical | MHHS-TMC
NO | YES |  |  |  | 069-44047 | 069-44047 | GE Healthcare | CARESCAPE B650 |  | SQC19332038SA | TMC-Sarofim 2-Adult Pre Op | MHHS-TMC |  | Monitor, Vital Signs |  | 069-44047 | 069-44047 | TMC | MHHS-TMC | TMC-Sarofim 2-Adult Pre Op | Room 52 | 11/1/19 |  | 11/1/20 |  | MONITORS, PHYSIOLOGIC, VITAL SIGNS |  | MONITORVITALSIGNS-GE-Carescape B650 | MONITORVITALSIGNS | Carescape B650 |  |  |  | GE | Monitor, Vital Signs |  | MONITORVITALSIGNS-GE-Carescape B650 |  | 12/1/20 |  |  | Not Covered Vendor Only - Biomedical | MHHS-TMC
NO | YES |  |  |  | 069-44048 | 069-44048 | GE Healthcare | CARESCAPE B650 |  | SQC19332059SA | Memorial Hermann- Texas Medical Center Johnson PreOp | MHHS-TMC |  | Monitor, Vital Signs |  | 069-44048 | 069-44048 | TMC | TMC | Memorial Hermann- Texas Medical Center Johnson PreOp |  | 11/1/19 |  | 11/1/20 |  | MONITORS, PHYSIOLOGIC, VITAL SIGNS |  | MONITORVITALSIGNS-GE-Carescape B650 | MONITORVITALSIGNS | Carescape B650 |  |  |  | GE | Monitor, Vital Signs |  | MONITORVITALSIGNS-GE-Carescape B650 |  | 12/1/20 |  |  | Not Covered Vendor Only - Biomedical | MHHS-TMC
NO | YES |  |  |  | 069-44049 | 069-44049 | GE Healthcare | CARESCAPE B650 |  | SQC19332082SA | TMC-Sarofim 2-Adult Pre Op | MHHS-TMC |  | Monitor, Vital Signs |  | 069-44049 | 069-44049 | TMC | MHHS-TMC | TMC-Sarofim 2-Adult Pre Op | Room 50 | 11/1/19 |  | 11/1/20 |  | MONITORS, PHYSIOLOGIC, VITAL SIGNS |  | MONITORVITALSIGNS-GE-Carescape B650 | MONITORVITALSIGNS | Carescape B650 |  |  |  | GE | Monitor, Vital Signs |  | MONITORVITALSIGNS-GE-Carescape B650 |  | 12/1/20 |  |  | Not Covered Vendor Only - Biomedical | MHHS-TMC
NO | YES |  |  |  | 069-44050 | 069-44050 | GE Healthcare | CARESCAPE B650 |  | SQC19332063SA | TMC-Sarofim 2-Adult Pre Op | MHHS-TMC |  | Monitor, Vital Signs |  | 069-44050 | 069-44050 | TMC | MHHS-TMC | TMC-Sarofim 2-Adult Pre Op | S2/49 |  |  |  |  | MONITORS, PHYSIOLOGIC, VITAL SIGNS |  | MONITORVITALSIGNS-GE-Carescape B650 | MONITORVITALSIGNS | Carescape B650 |  |  |  | GE | Monitor, Vital Signs |  | MONITORVITALSIGNS-GE-Carescape B650 |  | 12/1/20 |  |  | Not Covered Vendor Only - Biomedical | MHHS-TMC
NO | YES |  |  |  | 069-44051 | 069-44051 | GE Healthcare | CARESCAPE B650 |  | SQC19332088SA | TMC-Sarofim 2-Adult Pre Op | MHHS-TMC |  | Monitor, Vital Signs |  | 069-44051 | 069-44051 | TMC | MHHS-TMC | TMC-Sarofim 2-Adult Pre Op | Pre-op 48 | 11/1/19 |  | 11/1/20 |  | MONITORS, PHYSIOLOGIC, VITAL SIGNS |  | MONITORVITALSIGNS-GE-Carescape B650 | MONITORVITALSIGNS | Carescape B650 |  |  |  | GE | Monitor, Vital Signs |  | MONITORVITALSIGNS-GE-Carescape B650 |  | 12/1/20 |  |  | Not Covered Vendor Only - Biomedical | MHHS-TMC
NO | YES |  |  |  | 069-44052 | 069-44052 | GE Healthcare | CARESCAPE B650 |  | SQC19332073SA | TMC-Sarofim 2-Adult Pre Op | MHHS-TMC |  | Monitor, Vital Signs |  | 069-44052 | 069-44052 | TMC | MHHS-TMC | TMC-Sarofim 2-Adult Pre Op | Room 64 | 11/1/19 |  | 11/1/20 |  | MONITORS, PHYSIOLOGIC, VITAL SIGNS |  | MONITORVITALSIGNS-GE-Carescape B650 | MONITORVITALSIGNS | Carescape B650 |  |  |  | GE | Monitor, Vital Signs |  | MONITORVITALSIGNS-GE-Carescape B650 |  | 12/1/20 |  |  | Not Covered Vendor Only - Biomedical | MHHS-TMC
NO | YES |  |  |  | 069-47248 | 069-47248 | GE Healthcare | CARESCAPE B650 |  | SQC19332074SA | TMC-Sarofim 2-Adult Pre Op | MHHS-TMC |  | Monitor, Vital Signs |  | 069-47248 | 069-47248 | TMC | MHHS-TMC | TMC-Sarofim 2-Adult Pre Op |  | 11/1/19 |  | 11/1/20 |  | MONITORS, PHYSIOLOGIC, VITAL SIGNS |  | MONITORVITALSIGNS-GE-Carescape B650 | MONITORVITALSIGNS | Carescape B650 |  |  |  | GE | Monitor, Vital Signs |  | MONITORVITALSIGNS-GE-Carescape B650 |  | 12/1/20 |  |  | Not Covered Vendor Only - Biomedical | MHHS-TMC
NO | YES |  |  |  | 069-47249 | 069-47249 | GE Healthcare | CARESCAPE B650 |  | SQC19332081SA | TMC-Sarofim 2-Adult Pre Op | MHHS-TMC |  | Monitor, Vital Signs |  | 069-47249 | 069-47249 | TMC | MHHS-TMC | TMC-Sarofim 2-Adult Pre Op | ADULT PRE OP | 11/1/19 |  | 11/1/20 |  | MONITORS, PHYSIOLOGIC, VITAL SIGNS |  | MONITORVITALSIGNS-GE-Carescape B650 | MONITORVITALSIGNS | Carescape B650 |  |  |  | GE | Monitor, Vital Signs |  | MONITORVITALSIGNS-GE-Carescape B650 |  | 12/1/20 |  |  | Not Covered Vendor Only - Biomedical | MHHS-TMC
NO | YES |  |  |  | 069-47250 | 069-47250 | GE Healthcare | CARESCAPE B650 |  | SQC19332105SA | TMC-Sarofim 2-Adult Pre Op | MHHS-TMC |  | Monitor, Vital Signs |  | 069-47250 | 069-47250 | TMC | MHHS-TMC | TMC-Sarofim 2-Adult Pre Op |  | 11/1/19 |  | 11/1/20 |  | MONITORS, PHYSIOLOGIC, VITAL SIGNS |  | MONITORVITALSIGNS-GE-Carescape B650 | MONITORVITALSIGNS | Carescape B650 |  |  |  | GE | Monitor, Vital Signs |  | MONITORVITALSIGNS-GE-Carescape B650 |  | 12/1/20 |  |  | Not Covered Vendor Only - Biomedical | MHHS-TMC
NO | YES |  |  |  | 069-47251 | 069-47251 | GE Healthcare | CARESCAPE B650 |  | SQC19332066SA | TMC-OR-Day Surgery (2R) | MHHS-TMC |  | Monitor, Vital Signs |  | 069-47251 | 069-47251 | TMC | MHHS-TMC | TMC-OR-Day Surgery (2R) | Pre Op 37 | 11/1/19 |  | 11/1/20 |  | MONITORS, PHYSIOLOGIC, VITAL SIGNS |  | MONITORVITALSIGNS-GE-Carescape B650 | MONITORVITALSIGNS | Carescape B650 |  |  |  | GE | Monitor, Vital Signs |  | MONITORVITALSIGNS-GE-Carescape B650 |  | 12/1/20 |  |  | Not Covered Vendor Only - Biomedical | MHHS-TMC
NO | YES |  |  |  | 069-47252 | 069-47252 | GE Healthcare | CARESCAPE B650 |  | SQC19332083SA | TMC-Sarofim 2-Adult Pre Op | MHHS-TMC |  | Monitor, Vital Signs |  | 069-47252 | 069-47252 | TM | MHHS-TMC | TMC-Sarofim 2-Adult Pre Op | TMC - SAROFIM2 -ADULT PRE OP | 11/1/19 |  | 11/1/20 |  | MONITORS, PHYSIOLOGIC, VITAL SIGNS |  | MONITORVITALSIGNS-GE-Carescape B650 | MONITORVITALSIGNS | Carescape B650 |  |  |  | GE | Monitor, Vital Signs |  | MONITORVITALSIGNS-GE-Carescape B650 |  | 12/1/20 |  |  | Not Covered Vendor Only - Biomedical | MHHS-TMC
NO | YES |  |  |  | 069-47253 | 069-47253 | GE Healthcare | CARESCAPE B650 |  | SQC19332076SA | TMC-Sarofim 2-Adult Pre Op | MHHS-TMC |  | Monitor, Vital Signs |  | 069-47253 | 069-47253 | TMC | MHHS-TMC | TMC-Sarofim 2-Adult Pre Op | ADULT PRE OP | 11/1/19 |  | 11/1/20 |  | MONITORS, PHYSIOLOGIC, VITAL SIGNS |  | MONITORVITALSIGNS-GE-Carescape B650 | MONITORVITALSIGNS | Carescape B650 |  |  |  | GE | Monitor, Vital Signs |  | MONITORVITALSIGNS-GE-Carescape B650 |  | 12/1/20 |  |  | Not Covered Vendor Only - Biomedical | MHHS-TMC
NO | YES |  |  |  | 069-47255 | 069-47255 | GE Healthcare | CARESCAPE B650 |  | SQC19332047SA | TMC-Sarofim 2-Adult Pre Op | MHHS-TMC |  | Monitor, Vital Signs |  | 069-47255 | 069-47255 | TM | MHHS-TMC | TMC-Sarofim 2-Adult Pre Op | TMC - SAROFIM2 -ADULT PRE OP | 11/1/19 |  | 11/1/20 |  | MONITORS, PHYSIOLOGIC, VITAL SIGNS |  | MONITORVITALSIGNS-GE-Carescape B650 | MONITORVITALSIGNS | Carescape B650 |  |  |  | GE | Monitor, Vital Signs |  | MONITORVITALSIGNS-GE-Carescape B650 |  | 12/1/20 |  |  | Not Covered Vendor Only - Biomedical | MHHS-TMC
NO | YES |  |  |  | 069-47256 | 069-47256 | GE Healthcare | CARESCAPE B650 |  | SQC19332061SA | TMC-Sarofim 2-Adult Pre Op | MHHS-TMC |  | Monitor, Vital Signs |  | 069-47256 | 069-47256 | TMC | MHHS-TMC | TMC-Sarofim 2-Adult Pre Op | ADULT PRE OP | 11/1/19 |  | 11/1/20 |  | MONITORS, PHYSIOLOGIC, VITAL SIGNS |  | MONITORVITALSIGNS-GE-Carescape B650 | MONITORVITALSIGNS | Carescape B650 |  |  |  | GE | Monitor, Vital Signs |  | MONITORVITALSIGNS-GE-Carescape B650 |  | 12/1/20 |  |  | Not Covered Vendor Only - Biomedical | MHHS-TMC
NO | YES |  |  |  | 069-47257 | 069-47257 | GE Healthcare | CARESCAPE B650 |  | SQC19332058SA | TMC-OR-Day Surgery (2R) | MHHS-TMC |  | Monitor, Vital Signs |  | 069-47257 | 069-47257 | TMC | MHHS-TMC | TMC-OR-Day Surgery (2R) | Pre Op 43 | 11/1/19 |  | 11/1/20 |  | MONITORS, PHYSIOLOGIC, VITAL SIGNS |  | MONITORVITALSIGNS-GE-Carescape B650 | MONITORVITALSIGNS | Carescape B650 |  |  |  | GE | Monitor, Vital Signs |  | MONITORVITALSIGNS-GE-Carescape B650 |  | 12/1/20 |  |  | Not Covered Vendor Only - Biomedical | MHHS-TMC
NO | YES |  |  |  | 069-47258 | 069-47258 | GE Healthcare | CARESCAPE B650 |  | SQC19332077SA | TMC-Sarofim 2-Adult Pre Op | MHHS-TMC |  | Monitor, Vital Signs |  | 069-47258 | 069-47258 | TMC | MHHS-TMC | TMC-Sarofim 2-Adult Pre Op | Pre op 44 | 11/1/20 |  | 11/1/21 |  | MONITORS, PHYSIOLOGIC, VITAL SIGNS |  | MONITORVITALSIGNS-GE-Carescape B650 | MONITORVITALSIGNS | Carescape B650 |  |  |  | GE | Monitor, Vital Signs |  | MONITORVITALSIGNS-GE-Carescape B650 |  | 12/1/20 |  |  | Not Covered Vendor Only - Biomedical | MHHS-TMC
NO | YES |  |  |  | 069-47259 | 069-47259 | GE Healthcare | CARESCAPE B650 |  | SQC19332072SA | TMC-Sarofim 2-Adult Pre Op | MHHS-TMC |  | Monitor, Vital Signs |  | 069-47259 | 069-47259 | TMC | MHHS-TMC | TMC-Sarofim 2-Adult Pre Op | S2/45 |  |  |  |  | MONITORS, PHYSIOLOGIC, VITAL SIGNS |  | MONITORVITALSIGNS-GE-Carescape B650 | MONITORVITALSIGNS | Carescape B650 |  |  |  | GE | Monitor, Vital Signs |  | MONITORVITALSIGNS-GE-Carescape B650 |  | 12/1/20 |  |  | Not Covered Vendor Only - Biomedical | MHHS-TMC
NO | YES |  |  |  | 069-47260 | 069-47260 | GE Healthcare | CARESCAPE B650 |  | SQC19332078SA | TMC-Sarofim 2-Adult Pre Op | MHHS-TMC |  | Monitor, Vital Signs |  | 069-47260 | 069-47260 | TMC | MHHS-TMC | TMC-Sarofim 2-Adult Pre Op | Pre-op 46 | 11/1/19 |  | 11/1/20 |  | MONITORS, PHYSIOLOGIC, VITAL SIGNS |  | MONITORVITALSIGNS-GE-Carescape B650 | MONITORVITALSIGNS | Carescape B650 |  |  |  | GE | Monitor, Vital Signs |  | MONITORVITALSIGNS-GE-Carescape B650 |  | 12/1/20 |  |  | Not Covered Vendor Only - Biomedical | MHHS-TMC
NO | YES |  |  |  | 069-47261 | 069-47261 | GE Healthcare | CARESCAPE B650 |  | SQC19332064SA | TMC-Sarofim 2-Adult Pre Op | MHHS-TMC |  | Monitor, Vital Signs |  | 069-47261 | 069-47261 | TMC | MHHS-TMC | TMC-Sarofim 2-Adult Pre Op | S2/49 |  |  |  |  | MONITORS, PHYSIOLOGIC, VITAL SIGNS |  | MONITORVITALSIGNS-GE-Carescape B650 | MONITORVITALSIGNS | Carescape B650 |  |  |  | GE | Monitor, Vital Signs |  | MONITORVITALSIGNS-GE-Carescape B650 |  | 12/1/20 |  |  | Not Covered Vendor Only - Biomedical | MHHS-TMC
NO | YES |  |  |  | 069-47262 | 069-47262 | GE Healthcare | CARESCAPE B650 |  | SQC19332094SA | TMC-Sarofim 2-Adult Pre Op | MHHS-TMC |  | Monitor, Vital Signs |  | 069-47262 | 069-47262 | TMC | MHHS-TMC | TMC-Sarofim 2-Adult Pre Op | ADULT PRE OP | 11/1/19 |  | 11/1/20 |  | MONITORS, PHYSIOLOGIC, VITAL SIGNS |  | MONITORVITALSIGNS-GE-Carescape B650 | MONITORVITALSIGNS | Carescape B650 |  |  |  | GE | Monitor, Vital Signs |  | MONITORVITALSIGNS-GE-Carescape B650 |  | 12/1/20 |  |  | Not Covered Vendor Only - Biomedical | MHHS-TMC
NO | YES |  |  |  | 069-44025 | 069-44025 | GE Healthcare | CARESCAPE B650 |  | SQC19332042SA | TMC-Sarofim 3-PACU | MHHS-TMC |  | Monitor, Vital Signs |  | 069-44025 | 069-44025 | TMC | MHHS-TMC | TMC-Sarofim 3-PACU | Room 5 | 1/1/20 |  | 1/1/21 |  | MONITORS, PHYSIOLOGIC, VITAL SIGNS |  | MONITORVITALSIGNS-GE-Carescape B650 | MONITORVITALSIGNS | Carescape B650 |  |  |  | GE | Monitor, Vital Signs |  | MONITORVITALSIGNS-GE-Carescape B650 |  | 12/1/20 |  |  | Not Covered Vendor Only - Biomedical | MHHS-TMC
NO | YES |  |  |  | 069-44027 | 069-44027 | GE Healthcare | CARESCAPE B650 |  | SQC19332022SA | Memorial Hermann- Texas Medcal Center- OR | MHHS-TMC |  | Monitor, Vital Signs |  | 069-44027 | 069-44027 | TMC | TMC | Memorial Hermann- Texas Medcal Center- OR | PACU 7 | 11/1/19 |  | 11/1/20 |  | MONITORS, PHYSIOLOGIC, VITAL SIGNS |  | MONITORVITALSIGNS-GE-Carescape B650 | MONITORVITALSIGNS | Carescape B650 |  |  |  | GE | Monitor, Vital Signs |  | MONITORVITALSIGNS-GE-Carescape B650 |  | 12/1/20 |  |  | Not Covered Vendor Only - Biomedical | MHHS-TMC
NO | YES |  |  |  | 069-44028 | 069-44028 | GE Healthcare | CARESCAPE B650 |  | SQC19332048SA | TMC-Sarofim 3-PACU | MHHS-TMC |  | Monitor, Vital Signs |  | 069-44028 | 069-44028 | TMC | MHHS-TMC | TMC-Sarofim 3-PACU | Room 8 | 11/1/19 |  | 11/1/20 |  | MONITORS, PHYSIOLOGIC, VITAL SIGNS |  | MONITORVITALSIGNS-GE-Carescape B650 | MONITORVITALSIGNS | Carescape B650 |  |  |  | GE | Monitor, Vital Signs |  | MONITORVITALSIGNS-GE-Carescape B650 |  | 12/1/20 |  |  | Not Covered Vendor Only - Biomedical | MHHS-TMC
NO | YES |  |  |  | 069-44030 | 069-44030 | GE Healthcare | CARESCAPE B650 |  | SQC19332037SA | Memorial Hermann- Texas Medcal Center- OR | MHHS-TMC |  | Monitor, Vital Signs |  | 069-44030 | 069-44030 | TMC | TMC | Memorial Hermann- Texas Medcal Center- OR | PACU 10 | 11/1/19 |  | 11/1/20 |  | MONITORS, PHYSIOLOGIC, VITAL SIGNS |  | MONITORVITALSIGNS-GE-Carescape B650 | MONITORVITALSIGNS | Carescape B650 |  |  |  | GE | Monitor, Vital Signs |  | MONITORVITALSIGNS-GE-Carescape B650 |  | 12/1/20 |  |  | Not Covered Vendor Only - Biomedical | MHHS-TMC
NO | YES |  |  |  | 069-44031 | 069-44031 | GE Healthcare | CARESCAPE B650 |  | SQC19332033SA | TMC-Sarofim 3-PACU | MHHS-TMC |  | Monitor, Vital Signs |  | 069-44031 | 069-44031 | TMC | MHHS-TMC | TMC-Sarofim 3-PACU | TMC - SAROFIM 3 - PACU | 11/1/19 |  | 11/1/20 |  | MONITORS, PHYSIOLOGIC, VITAL SIGNS |  | MONITORVITALSIGNS-GE-Carescape B650 | MONITORVITALSIGNS | Carescape B650 |  |  |  | GE | Monitor, Vital Signs |  | MONITORVITALSIGNS-GE-Carescape B650 |  | 12/1/20 |  |  | Not Covered Vendor Only - Biomedical | MHHS-TMC
NO | YES |  |  |  | 069-44032 | 069-44032 | GE Healthcare | CARESCAPE B650 |  | SQC19332040SA | TMC-Sarofim 3-PACU | MHHS-TMC |  | Monitor, Vital Signs |  | 069-44032 | 069-44032 | TMC | MHHS-TMC | TMC-Sarofim 3-PACU | Pacu 12 | 11/1/19 |  | 11/1/20 |  | MONITORS, PHYSIOLOGIC, VITAL SIGNS |  | MONITORVITALSIGNS-GE-Carescape B650 | MONITORVITALSIGNS | Carescape B650 |  |  |  | GE | Monitor, Vital Signs |  | MONITORVITALSIGNS-GE-Carescape B650 |  | 12/1/20 |  |  | Not Covered Vendor Only - Biomedical | MHHS-TMC
NO | YES |  |  |  | 069-44033 | 069-44033 | GE Healthcare | CARESCAPE B650 |  | SQC19332012SA | TMC-Sarofim 3-PACU | MHHS-TMC |  | Monitor, Vital Signs |  | 069-44033 | 069-44033 | TMC | MHHS-TMC | TMC-Sarofim 3-PACU | PACU 14 |  |  |  |  | MONITORS, PHYSIOLOGIC, VITAL SIGNS |  | MONITORVITALSIGNS-GE-Carescape B650 | MONITORVITALSIGNS | Carescape B650 |  |  |  | GE | Monitor, Vital Signs |  | MONITORVITALSIGNS-GE-Carescape B650 |  | 12/1/20 |  |  | Not Covered Vendor Only - Biomedical | MHHS-TMC
NO | YES |  |  |  | 069-44034 | 069-44034 | GE Healthcare | CARESCAPE B650 |  | SQC19322052SA | TMC-Sarofim 3-PACU | MHHS-TMC |  | Monitor, Vital Signs |  | 069-44034 | 069-44034 | TMC | MHHS-TMC | TMC-Sarofim 3-PACU | S3.13 | 11/1/19 |  | 11/1/20 |  | MONITORS, PHYSIOLOGIC, VITAL SIGNS |  | MONITORVITALSIGNS-GE-Carescape B650 | MONITORVITALSIGNS | Carescape B650 |  |  |  | GE | Monitor, Vital Signs |  | MONITORVITALSIGNS-GE-Carescape B650 |  | 12/1/20 |  |  | Not Covered Vendor Only - Biomedical | MHHS-TMC
NO | YES | Asset Tag 069-48394 |  |  | 069-48394 | 069-48394 | GE Healthcare | CARESCAPE B650 |  | SQC19332031SA | (null) | MHHS-TMC |  | Monitor, Vital Signs |  | 069-48394 | 069-48394 | (null) | MHHS-TMC | (null) | (null) |  |  |  | (null) | MONITORS, PHYSIOLOGIC, VITAL SIGNS |  | MONITORVITALSIGNS-GE-Carescape B650 | MONITORVITALSIGNS | Carescape B650 |  |  |  | GE | Monitor, Vital Signs | (null) | MONITORVITALSIGNS-GE-Carescape B650 |  | 12/1/20 | (null) |  | Not Covered Vendor Only - Biomedical | MHHS-TMC
NO | YES |  |  |  | 069-44036 | 069-44036 | GE Healthcare | CARESCAPE B650 |  | SQC19322077SA | TMC-Sarofim 3-PACU | MHHS-TMC |  | Monitor, Vital Signs |  | 069-44036 | 069-44036 | TMC | MHHS-TMC | TMC-Sarofim 3-PACU | Sarofim PACU 2 |  |  |  |  | MONITORS, PHYSIOLOGIC, VITAL SIGNS |  | MONITORVITALSIGNS-GE-Carescape B650 | MONITORVITALSIGNS | Carescape B650 |  |  |  | GE | Monitor, Vital Signs |  | MONITORVITALSIGNS-GE-Carescape B650 |  | 12/1/20 |  |  | Not Covered Vendor Only - Biomedical | MHHS-TMC
NO | YES |  |  |  | 069-47236 | 069-47236 | GE Healthcare | CARESCAPE B650 |  | SQC19332024SA | TMC-Sarofim 3-PACU | MHHS-TMC |  | Monitor, Vital Signs |  | 069-47236 | 069-47236 | TMC | MHHS-TMC | TMC-Sarofim 3-PACU | Sarofim PACU 30 |  |  |  |  | MONITORS, PHYSIOLOGIC, VITAL SIGNS |  | MONITORVITALSIGNS-GE-Carescape B650 | MONITORVITALSIGNS | Carescape B650 |  |  |  | GE | Monitor, Vital Signs |  | MONITORVITALSIGNS-GE-Carescape B650 |  | 12/1/20 |  |  | Not Covered Vendor Only - Biomedical | MHHS-TMC
NO | YES |  |  |  | 069-47237 | 069-47237 | GE Healthcare | CARESCAPE B650 |  | SQC19332043SA | TMC-Sarofim 3-PACU | MHHS-TMC |  | Monitor, Vital Signs |  | 069-47237 | 069-47237 | TMC | MHHS-TMC | TMC-Sarofim 3-PACU | PACU | 11/1/19 |  | 11/1/20 |  | MONITORS, PHYSIOLOGIC, VITAL SIGNS |  | MONITORVITALSIGNS-GE-Carescape B650 | MONITORVITALSIGNS | Carescape B650 |  |  |  | GE | Monitor, Vital Signs |  | MONITORVITALSIGNS-GE-Carescape B650 |  | 12/1/20 |  |  | Not Covered Vendor Only - Biomedical | MHHS-TMC
NO | YES |  |  |  | 069-47238 | 069-47238 | GE Healthcare | CARESCAPE B650 |  | SQC19332044SA | TMC-Sarofim 3-PACU | MHHS-TMC |  | Monitor, Vital Signs |  | 069-47238 | 069-47238 | TMC | MHHS-TMC | TMC-Sarofim 3-PACU | PACU 21 | 11/1/19 |  | 4/1/20 |  | MONITORS, PHYSIOLOGIC, VITAL SIGNS |  | MONITORVITALSIGNS-GE-Carescape B650 | MONITORVITALSIGNS | Carescape B650 |  |  |  | GE | Monitor, Vital Signs |  | MONITORVITALSIGNS-GE-Carescape B650 |  | 12/1/20 |  |  | Not Covered Vendor Only - Biomedical | MHHS-TMC
NO | YES |  |  |  | 069-47239 | 069-47239 | GE Healthcare | CARESCAPE B650 |  | SQC19332030SA | TMC-Sarofim 3-PACU | MHHS-TMC |  | Monitor, Vital Signs |  | 069-47239 | 069-47239 | TMC | MHHS-TMC | TMC-Sarofim 3-PACU | TMC - SAROFIM 3 - PACU | 11/1/19 |  | 11/1/20 |  | MONITORS, PHYSIOLOGIC, VITAL SIGNS |  | MONITORVITALSIGNS-GE-Carescape B650 | MONITORVITALSIGNS | Carescape B650 |  |  |  | GE | Monitor, Vital Signs |  | MONITORVITALSIGNS-GE-Carescape B650 |  | 12/1/20 |  |  | Not Covered Vendor Only - Biomedical | MHHS-TMC
NO | YES |  |  |  | 069-47240 | 069-47240 | GE Healthcare | CARESCAPE B650 |  | SQC19332039SA | TMC-Sarofim 3-PACU | MHHS-TMC |  | Monitor, Vital Signs |  | 069-47240 | 069-47240 | TMC | MHHS-TMC | TMC-Sarofim 3-PACU | [5 empty] | MONITORS, PHYSIOLOGIC, VITAL SIGNS |  | MONITORVITALSIGNS-GE-Carescape B650 | MONITORVITALSIGNS | Carescape B650 |  |  |  | GE | Monitor, Vital Signs |  | MONITORVITALSIGNS-GE-Carescape B650 |  | 12/1/20 |  |  | Not Covered Vendor Only - Biomedical | MHHS-TMC
NO | YES |  |  |  | 069-47241 | 069-47241 | GE Healthcare | CARESCAPE B650 |  | SQC19332029SA | TMC-Sarofim 3-PACU | MHHS-TMC |  | Monitor, Vital Signs |  | 069-47241 | 069-47241 | TMC | MHHS-TMC | TMC-Sarofim 3-PACU | PACU 18 |  |  |  |  | MONITORS, PHYSIOLOGIC, VITAL SIGNS |  | MONITORVITALSIGNS-GE-Carescape B650 | MONITORVITALSIGNS | Carescape B650 |  |  |  | GE | Monitor, Vital Signs |  | MONITORVITALSIGNS-GE-Carescape B650 |  | 12/1/20 |  |  | Not Covered Vendor Only - Biomedical | MHHS-TMC
NO | YES |  |  |  | 069-47242 | 069-47242 | GE Healthcare | CARESCAPE B650 |  | SQC19332032SA | TMC-Sarofim 3-PACU | MHHS-TMC |  | Monitor, Vital Signs |  | 069-47242 | 069-47242 | TMC | MHHS-TMC | TMC-Sarofim 3-PACU | S3.17 | 11/1/19 |  | 11/1/20 |  | MONITORS, PHYSIOLOGIC, VITAL SIGNS |  | MONITORVITALSIGNS-GE-Carescape B650 | MONITORVITALSIGNS | Carescape B650 |  |  |  | GE | Monitor, Vital Signs |  | MONITORVITALSIGNS-GE-Carescape B650 |  | 12/1/20 |  |  | Not Covered Vendor Only - Biomedical | MHHS-TMC
NO | YES |  |  |  | 069-47243 | 069-47243 | GE Healthcare | CARESCAPE B650 |  | SQC19332049SA | TMC-Sarofim 3-PACU | MHHS-TMC |  | Monitor, Vital Signs |  | 069-47243 | 069-47243 | TMC | MHHS-TMC | TMC-Sarofim 3-PACU | S3.16 | 11/1/19 |  | 11/1/20 |  | MONITORS, PHYSIOLOGIC, VITAL SIGNS |  | MONITORVITALSIGNS-GE-Carescape B650 | MONITORVITALSIGNS | Carescape B650 |  |  |  | GE | Monitor, Vital Signs |  | MONITORVITALSIGNS-GE-Carescape B650 |  | 12/1/20 |  |  | Not Covered Vendor Only - Biomedical | MHHS-TMC
NO | YES |  |  |  | 069-47244 | 069-47244 | GE Healthcare | CARESCAPE B650 |  | SQC19332041SA | TMC-Sarofim 3-PACU | MHHS-TMC |  | Monitor, Vital Signs |  | 069-47244 | 069-47244 | TMC | MHHS-TMC | TMC-Sarofim 3-PACU | PACU 18 |  |  |  |  | MONITORS, PHYSIOLOGIC, VITAL SIGNS |  | MONITORVITALSIGNS-GE-Carescape B650 | MONITORVITALSIGNS | Carescape B650 |  |  |  | GE | Monitor, Vital Signs |  | MONITORVITALSIGNS-GE-Carescape B650 |  | 12/1/20 |  |  | Not Covered Vendor Only - Biomedical | MHHS-TMC
NO | YES |  |  |  | 069-47245 | 069-47245 | GE Healthcare | CARESCAPE B650 |  | SQC19322097SA | TMC-Sarofim 3-PACU | MHHS-TMC |  | Monitor, Vital Signs |  | 069-47245 | 069-47245 | TMC | MHHS-TMC | TMC-Sarofim 3-PACU | PACU | 11/1/19 |  | 11/1/20 |  | MONITORS, PHYSIOLOGIC, VITAL SIGNS |  | MONITORVITALSIGNS-GE-Carescape B650 | MONITORVITALSIGNS | Carescape B650 |  |  |  | GE | Monitor, Vital Signs |  | MONITORVITALSIGNS-GE-Carescape B650 |  | 12/1/20 |  |  | Not Covered Vendor Only - Biomedical | MHHS-TMC
NO | YES | Asset Tag 069-44020 |  |  | 069-44020 | 069-44020 | GE Healthcare | CARESCAPE B650 |  | SQC19332003SA | TMC-Sarofim 3-PACU | MHHS-TMC |  | Monitor, Vital Signs |  | 069-44020 | 069-44020 | TMC | MHHS-TMC | TMC-Sarofim 3-PACU | PRE-OP 40 |  |  |  |  | MONITORS, PHYSIOLOGIC, VITAL SIGNS |  | MONITORVITALSIGNS-GE-Carescape B650 | MONITORVITALSIGNS | Carescape B650 |  |  |  | GE | Monitor, Vital Signs |  | MONITORVITALSIGNS-GE-Carescape B650 |  | 12/1/20 |  |  | Not Covered Vendor Only - Biomedical | MHHS-TMC
NO | YES |  |  |  | 069-44021 | 069-44021 | GE Healthcare | CARESCAPE B650 |  | SQC19332011SA | Memorial Hermann- Texas Medical Center- OR- PACU | MHHS-TMC |  | Monitor, Vital Signs |  | 069-44021 | 069-44021 | TMC | TMC | Memorial Hermann- Texas Medical Center- OR- PACU | PACU 41 | 11/1/19 |  | 11/1/20 |  | MONITORS, PHYSIOLOGIC, VITAL SIGNS |  | MONITORVITALSIGNS-GE-Carescape B650 | MONITORVITALSIGNS | Carescape B650 |  |  |  | GE | Monitor, Vital Signs |  | MONITORVITALSIGNS-GE-Carescape B650 |  | 12/1/20 |  |  | Not Covered Vendor Only - Biomedical | MHHS-TMC
NO | YES |  |  |  | 069-44022 | 069-44022 | GE Healthcare | CARESCAPE B650 |  | SQC19332002SA | Memorial Hermann- Texas Medcal Center- OR | MHHS-TMC |  | Monitor, Vital Signs |  | 069-44022 | 069-44022 | TMC | TMC | Memorial Hermann- Texas Medcal Center- OR | PACU 41 | 11/1/19 |  | 11/1/20 |  | MONITORS, PHYSIOLOGIC, VITAL SIGNS |  | MONITORVITALSIGNS-GE-Carescape B650 | MONITORVITALSIGNS | Carescape B650 |  |  |  | GE | Monitor, Vital Signs |  | MONITORVITALSIGNS-GE-Carescape B650 |  | 12/1/20 |  |  | Not Covered Vendor Only - Biomedical | MHHS-TMC
NO | YES |  |  |  | 069-44023 | 069-44023 | GE Healthcare | CARESCAPE B650 |  | SQC19322093SA | TMC-Sarofim 3-PACU | MHHS-TMC |  | Monitor, Vital Signs |  | 069-44023 | 069-44023 | TMC | MHHS-TMC | TMC-Sarofim 3-PACU | PRE-OP 43 |  |  |  |  | MONITORS, PHYSIOLOGIC, VITAL SIGNS |  | MONITORVITALSIGNS-GE-Carescape B650 | MONITORVITALSIGNS | Carescape B650 |  |  |  | GE | Monitor, Vital Signs |  | MONITORVITALSIGNS-GE-Carescape B650 |  | 12/1/20 |  |  | Not Covered Vendor Only - Biomedical | MHHS-TMC
NO | YES |  |  |  | 069-44024 | 069-44024 | GE Healthcare | CARESCAPE B650 |  | SQC19322101SA | TMC-Sarofim 3-PACU | MHHS-TMC |  | Monitor, Vital Signs |  | 069-44024 | 069-44024 | TMC | MHHS-TMC | TMC-Sarofim 3-PACU | PRE-OP 44 |  |  |  |  | MONITORS, PHYSIOLOGIC, VITAL SIGNS |  | MONITORVITALSIGNS-GE-Carescape B650 | MONITORVITALSIGNS | Carescape B650 |  |  |  | GE | Monitor, Vital Signs |  | MONITORVITALSIGNS-GE-Carescape B650 |  | 12/1/20 |  |  | Not Covered Vendor Only - Biomedical | MHHS-TMC
NO | YES |  |  |  | 069-47228 | 069-47228 | GE Healthcare | CARESCAPE B650 |  | SQC19332006SA | TMC-Sarofim 3-Pre Op | MHHS-TMC |  | Monitor, Vital Signs |  | 069-47228 | 069-47228 | TMC | MHHS-TMC | TMC-Sarofim 3-Pre Op | Pre-Op S3 39 |  |  |  |  | MONITORS, PHYSIOLOGIC, VITAL SIGNS |  | MONITORVITALSIGNS-GE-Carescape B650 | MONITORVITALSIGNS | Carescape B650 |  |  |  | GE | Monitor, Vital Signs |  | MONITORVITALSIGNS-GE-Carescape B650 |  | 12/1/20 |  |  | Not Covered Vendor Only - Biomedical | MHHS-TMC
NO | YES |  |  |  | 069-47230 | 069-47230 | GE Healthcare | CARESCAPE B650 |  | SQC19332015SA | TMC-Sarofim 3-Pre Op | MHHS-TMC |  | Monitor, Vital Signs |  | 069-47230 | 069-47230 | TMC | MHHS-TMC | TMC-Sarofim 3-Pre Op | Pre-Op S3 37 | 11/1/19 |  | 4/1/20 |  | MONITORS, PHYSIOLOGIC, VITAL SIGNS |  | MONITORVITALSIGNS-GE-Carescape B650 | MONITORVITALSIGNS | Carescape B650 |  |  |  | GE | Monitor, Vital Signs |  | MONITORVITALSIGNS-GE-Carescape B650 |  | 12/1/20 |  |  | Not Covered Vendor Only - Biomedical | MHHS-TMC
NO | YES |  |  |  | 069-47231 | 069-47231 | GE Healthcare | CARESCAPE B650 |  | SQC19322094SA | TMC-Sarofim 3-PACU | MHHS-TMC |  | Monitor, Vital Signs |  | 069-47231 | 069-47231 | TMC | MHHS-TMC | TMC-Sarofim 3-PACU | PRE-OP 36 |  |  |  |  | MONITORS, PHYSIOLOGIC, VITAL SIGNS |  | MONITORVITALSIGNS-GE-Carescape B650 | MONITORVITALSIGNS | Carescape B650 |  |  |  | GE | Monitor, Vital Signs |  | MONITORVITALSIGNS-GE-Carescape B650 |  | 12/1/20 |  |  | Not Covered Vendor Only - Biomedical | MHHS-TMC
NO | YES |  |  |  | 069-47232 | 069-47232 | GE Healthcare | CARESCAPE B650 |  | SQC19322099SA | TMC-Sarofim 3-Pre Op | MHHS-TMC |  | Monitor, Vital Signs |  | 069-47232 | 069-47232 | TMC | MHHS-TMC | TMC-Sarofim 3-Pre Op |  | 11/1/19 |  | 11/1/20 |  | MONITORS, PHYSIOLOGIC, VITAL SIGNS |  | MONITORVITALSIGNS-GE-Carescape B650 | MONITORVITALSIGNS | Carescape B650 |  |  |  | GE | Monitor, Vital Signs |  | MONITORVITALSIGNS-GE-Carescape B650 |  | 12/1/20 |  |  | Not Covered Vendor Only - Biomedical | MHHS-TMC
NO | YES |  |  |  | 069-47233 | 069-47233 | GE Healthcare | CARESCAPE B650 |  | SQC19332014SA | TMC-Sarofim 3-PACU | MHHS-TMC |  | Monitor, Vital Signs |  | 069-47233 | 069-47233 | TMC | MHHS-TMC | TMC-Sarofim 3-PACU |  | 11/1/19 |  | 11/1/20 |  | MONITORS, PHYSIOLOGIC, VITAL SIGNS |  | MONITORVITALSIGNS-GE-Carescape B650 | MONITORVITALSIGNS | Carescape B650 |  |  |  | GE | Monitor, Vital Signs |  | MONITORVITALSIGNS-GE-Carescape B650 |  | 12/1/20 |  |  | Not Covered Vendor Only - Biomedical | MHHS-TMC
NO | YES |  |  |  | 069-47234 | 069-47234 | GE Healthcare | CARESCAPE B650 |  | SQC19332005SA | TMC-Sarofim 3-PACU | MHHS-TMC |  | Monitor, Vital Signs |  | 069-47234 | 069-47234 | TMC | MHHS-TMC | TMC-Sarofim 3-PACU |  | 11/1/19 |  | 11/1/20 |  | MONITORS, PHYSIOLOGIC, VITAL SIGNS |  | MONITORVITALSIGNS-GE-Carescape B650 | MONITORVITALSIGNS | Carescape B650 |  |  |  | GE | Monitor, Vital Signs |  | MONITORVITALSIGNS-GE-Carescape B650 |  | 12/1/20 |  |  | Not Covered Vendor Only - Biomedical | MHHS-TMC
YES | YES |  |  |  | 000-04462 | 000-04462 | GE Healthcare | Carescape B650 |  | SQC18382083SA | ER |  |  |  |  | 000-04462 | 000-04462 | Katy | Memorial Hermann Convenient Care Center in Kingwood (Kingwood CCC) | ER | Exam 4 | 10/1/19 | 10/1/20 |  |  |  | Monitor, Vital Signs | MONITORVITALSIGNS-GE-Carescape B650 | [12 empty] | MVS-A | [10 empty] | MONITORVITALSIGNS | Monitor, Vital Signs | GE
YES | YES |  |  |  | 000-04459 | 000-04459 | GE Healthcare | Carescape B650 |  | SQC18372027SA | ER |  |  |  |  | 000-04459 | 000-04459 | Katy | Memorial Hermann Convenient Care Center in Kingwood (Kingwood CCC) | ER | Exam 4 | 10/1/19 | 10/1/20 |  |  |  | Monitor, Vital Signs | MONITORVITALSIGNS-GE-Carescape B650 | [12 empty] | MVS-A | [10 empty] | MONITORVITALSIGNS | Monitor, Vital Signs | GE
YES | YES |  |  |  | 000-04455 | 000-04455 | GE Healthcare | Carescape B650 |  | SQC18382073SA | ER |  |  |  |  | 000-04455 | 000-04455 | Katy | Memorial Hermann Convenient Care Center in Kingwood (Kingwood CCC) | ER | Exam 2 | 10/1/19 | 10/1/20 |  |  |  | Monitor, Vital Signs | MONITORVITALSIGNS-GE-Carescape B650 | [12 empty] | MVS-A | [10 empty] | MONITORVITALSIGNS | Monitor, Vital Signs | GE
NO | YES | Serial Number SK416051071HA |  |  | 099-01313 | 099-01313 | GE Healthcare | Carescape B650 |  | SK416051071HA | ER |  |  |  |  | 099-01313 | 099-01313 | Katy | Memorial Hermann Northeast Hospital | ER | Room 3 | 4/1/19 | 4/1/20 |  |  |  | Monitor, Vital Signs | MONITORVITALSIGNS-GE-Carescape B650 | [12 empty] | MVS-A | [10 empty] | MONITORVITALSIGNS | Monitor, Vital Signs | GE
NO | YES | Asset Tag 1184389 |  |  |  | 099-00065 | GE Healthcare | Carescape B650 |  | SK416051080HA | NE-ER | [5 empty] | 099-00065 | Katy | MHHS-Northeast | NE-ER | Room1 | 4/1/19 | 4/1/20 |  |  |  | Monitor, Vital Signs | MONITORVITALSIGNS-GE-Carescape B650 | [12 empty] | MVS-A | [10 empty] | MONITORVITALSIGNS | Monitor, Vital Signs | GE
YES | YES |  |  |  | 099-01194 | 099-01194 | GE Healthcare | Carescape B650 |  | SQC19522028SA | OR |  |  |  |  | 099-01194 | 099-01194 | Katy | Memorial Hermann Northeast Hospital | OR |  |  |  |  | New |  | Monitor, Vital Signs | MONITORVITALSIGNS-GE-Carescape B650 | [12 empty] | MVS-A | [10 empty] | MONITORVITALSIGNS | Monitor, Vital Signs | GE
YES | YES |  |  |  | 099-01253 | 099-01253 | GE Healthcare | Carescape B650 |  | SQC19382059SA | [5 empty] | 099-01253 | 099-01253 | Katy | Memorial Hermann Northeast Hospital |  | Biomed Shop | [5 empty] | Monitor, Vital Signs | MONITORVITALSIGNS-GE-Carescape B650 | [12 empty] | MVS-A | [10 empty] | MONITORVITALSIGNS | Monitor, Vital Signs | GE
YES | YES |  |  |  | 099-00034 | 099-00034 | GE Healthcare | Carescape B650 |  | SQC20019120SA | [5 empty] | 099-00034 | 099-00034 | Katy | Memorial Hermann Northeast Hospital |  | Biomed Shop | 2/1/20 |  |  | New |  | Monitor, Vital Signs | MONITORVITALSIGNS-GE-Carescape B650 | [12 empty] | MVS-A | [10 empty] | MONITORVITALSIGNS | Monitor, Vital Signs | GE
YES | YES |  |  |  | 142-05581 | 142-05581 | GE Healthcare | Carescape B650 |  | SEW12378603HA | SC CCC - (NE) - EMERGENCY ROOM |  |  |  |  | 142-05581 | 142-05581 | Katy | Memorial Hermann Convenient Care Center in Summer Creek (Summer Creek CCC) | SC CCC - (NE) - EMERGENCY ROOM | Nurses station | 7/1/19 | 7/1/20 |  |  |  | Monitor, Vital Signs | MONITORVITALSIGNS-GE-Carescape B650 | [12 empty] | MVS-A | [10 empty] | MONITORVITALSIGNS | Monitor, Vital Signs | GE
YES | YES |  |  |  | 069-49295 | 069-49295 | GE Healthcare | Carescape B650 |  | SQC19422019SA | TMC - HERMANN - Ped ER |  |  |  |  | 069-49295 | 069-49295 | TMC | Memorial Hermann-Texas Medical Center | TMC - HERMANN - Ped ER | Nursing | 1/1/20 |  | 1/1/21 |  |  |  | MONITORVITALSIGNS-GE-Carescape B650
YES | YES |  |  |  | 069-49296 | 069-49296 | GE Healthcare | Carescape B650 |  | SQC19422010SA | TMC - SAROFIM 1 - PEDI ER |  |  |  |  | 069-49296 | 069-49296 | TMC | Memorial Hermann-Texas Medical Center | TMC - SAROFIM 1 - PEDI ER | Pedi 21 | 1/1/20 |  | 1/1/21 |  |  |  | MONITORVITALSIGNS-GE-Carescape B650
YES | YES |  |  |  | 069-48673 | 069-48673 | GE Healthcare | Carescape B650 |  | SPX19350048SA | Er |  |  |  |  | 069-48673 | 069-48673 | TMC | Memorial Hermann-Texas Medical Center | Er | Er 05 | 1/1/20 |  | 1/1/21 |  |  |  | MONITORVITALSIGNS-GE-Carescape B650
NO | YES |  |  |  | 069-39648 | 069-39648 | GE Healthcare | CARESCAPE B650 |  | SEW14148858HA | TMC-Jones-Neuro Acute Care (5J) |  |  |  |  | 069-39648 | 069-39648 | TMC | MHHS-TMC | TMC-Jones-Neuro Acute Care (5J) | J540 | 11/1/19 |  | 11/1/20
NO | YES |  |  |  | 069-41001 | 069-41001 | GE Healthcare | CARESCAPE B650 |  | SEW14052558HA | TMC-MHTMC-Central Supply |  |  |  |  | 069-41001 | 069-41001 | TMC | MHHS-TMC | TMC-MHTMC-Central Supply | PACU 23 | 10/1/19 |  | 10/1/20
NO | YES |  |  |  | 069-41047 | 069-41047 | GE Healthcare | CARESCAPE B650 |  | SEW14450631HA | Pacu |  |  |  |  | 069-41047 | 069-41047 | Tmc | Adult pacu | Pacu | Room 25 | 10/1/19 |  | 10/1/20
NO | YES |  |  |  | 069-40993 | 069-40993 | GE Healthcare | CARESCAPE B650 |  | SEW14450030HA | TMC-Sarofim 2-Adult PACU |  |  |  |  | 069-40993 | 069-40993 | TM | MHHS-TMC | TMC-Sarofim 2-Adult PACU | TMC - SAROFIM2 -ADULT PACU | 10/1/19 |  | 10/1/20
NO | YES |  |  |  | 069-40991 | 069-40991 | GE Healthcare | Carescape B650 |  | SEW14450038HA | TMC-Sarofim 2-Adult Pre Op |  |  |  |  | 069-40991 | 069-40991 | TMC | MHHS-TMC | TMC-Sarofim 2-Adult Pre Op | Pacu 28 | 10/1/19 |  | 11/1/20
NO | YES |  |  |  | 069-41000 | 069-41000 | GE Healthcare | CARESCAPE B650 |  | SEW14450019HA | TMC-PACU |  |  |  |  | 069-41000 | 069-41000 | TMC | Memorial Hermann Texas Medical Center | TMC-PACU | PACU 24 | 10/1/19 |  | 10/1/20
YES | YES |  |  |  | 069-47246 | 069-47246 | GE Healthcare | CARESCAPE B650 |  | SQC19322046SA | TMC - PACU - HERMANN (3HP) |  |  |  |  | 069-47246 | 069-47246 | TMC | Memorial Hermann-Texas Medical Center | TMC - PACU - HERMANN (3HP) | PACU 3 | 11/1/19 |  | 11/1/20 |  |  |  | MONITORVITALSIGNS-GE-Carescape B650
NO | YES |  |  |  | 069-47235 | 069-47235 | GE Healthcare | Carescape B650 |  | SQC19322045SA | TMC-Sarofim 3-PACU |  |  |  |  | 069-47235 | 069-47235 | TMC | MHHS-TMC | TMC-Sarofim 3-PACU | Bay 31 | 11/1/19 |  | 11/1/20
NO | YES |  |  |  | 069-42877 | 069-42877 | GE Healthcare | Carescape B650 |  | SK416371238HA | TMC PACI |  |  |  |  | 069-42877 | 069-42877 | TMC | Memorial Hermann-Texas Medical Center | TMC PACI | TMC PACU | 10/1/19 |  | 10/1/20
NO | NO | [5 empty] | GE Healthcare | CARESCAPE B650 |  | SK415491149HA | NE - CLINICAL DECISION UNIT | MHHS-Northeast |  | Monitor, Vital Signs |  |  |  | Katy |  | NE - CLINICAL DECISION UNIT | [5 empty] | MONITORS, PHYSIOLOGIC, VITAL SIGNS |  | MONITORVITALSIGNS-GE-Carescape B650 | MONITORVITALSIGNS | Carescape B650 |  |  |  | GE | Monitor, Vital Signs |  | MONITORVITALSIGNS-GE-Carescape B650 |  |  |  |  | Not Covered Vendor Only - Biomedical | MHHS-Northeast
NO | NO | [5 empty] | GE Healthcare | CARESCAPE B650 |  | SEW12378603 | SC CCC - (NE) - EMERGENCY ROOM | MHHS-Summer Creek CCC |  | Monitor, Vital Signs |  |  |  | Katy |  | SC CCC - (NE) - EMERGENCY ROOM | [5 empty] | MONITORS, PHYSIOLOGIC, VITAL SIGNS |  | MONITORVITALSIGNS-GE-Carescape B650 | MONITORVITALSIGNS | Carescape B650 |  |  |  | GE | Monitor, Vital Signs |  | MONITORVITALSIGNS-GE-Carescape B650 |  |  |  |  | Covered PM Repair - Biomedical | MHHS-Summer Creek CCC
NO | NO |  |  |  | 069-38959 |  | GE Healthcare | CARESCAPE B650 |  | SEW13476239HA | TMC - HERMANN - ADULT ER (1HP) | MHHS-TMC |  | Monitor, Vital Signs |  | 069-38959 |  | TMC |  | TMC - HERMANN - ADULT ER (1HP) | [5 empty] | MONITORS, PHYSIOLOGIC, VITAL SIGNS |  | MONITORVITALSIGNS-GE-Carescape B650 | MONITORVITALSIGNS | Carescape B650 |  |  |  | GE | Monitor, Vital Signs |  | MONITORVITALSIGNS-GE-Carescape B650 |  |  |  |  | Covered PM Repair - Biomedical | MHHS-TMC
NO | NO |  |  |  | 069-38962 |  | GE Healthcare | CARESCAPE B650 |  | SEW13476240HA | TMC - HERMANN - ADULT ER (1HP) | MHHS-TMC |  | Monitor, Vital Signs |  | 069-38962 |  | TMC |  | TMC - HERMANN - ADULT ER (1HP) | [5 empty] | MONITORS, PHYSIOLOGIC, VITAL SIGNS |  | MONITORVITALSIGNS-GE-Carescape B650 | MONITORVITALSIGNS | Carescape B650 |  |  |  | GE | Monitor, Vital Signs |  | MONITORVITALSIGNS-GE-Carescape B650 |  |  |  |  | Not Covered Vendor Only - Biomedical | MHHS-TMC
NO | NO |  |  |  | 069-38964 |  | GE Healthcare | CARESCAPE B650 |  | SEW13475966HA | TMC - HERMANN - ADULT ER (1HP) | MHHS-TMC |  | Monitor, Vital Signs |  | 069-38964 |  | TMC |  | TMC - HERMANN - ADULT ER (1HP) | [5 empty] | MONITORS, PHYSIOLOGIC, VITAL SIGNS |  | MONITORVITALSIGNS-GE-Carescape B650 | MONITORVITALSIGNS | Carescape B650 |  |  |  | GE | Monitor, Vital Signs |  | MONITORVITALSIGNS-GE-Carescape B650 |  |  |  |  | Not Covered Vendor Only - Biomedical | MHHS-TMC
NO | NO |  |  |  | 069-38969 |  | GE Healthcare | CARESCAPE B650 |  | SEW13476238 | TMC - HERMANN - ADULT ER (1HP) | MHHS-TMC |  | Monitor, Vital Signs |  | 069-38969 |  | TMC |  | TMC - HERMANN - ADULT ER (1HP) | [5 empty] | MONITORS, PHYSIOLOGIC, VITAL SIGNS |  | MONITORVITALSIGNS-GE-Carescape B650 | MONITORVITALSIGNS | Carescape B650 |  |  |  | GE | Monitor, Vital Signs |  | MONITORVITALSIGNS-GE-Carescape B650 |  |  |  |  | Not Covered Vendor Only - Biomedical | MHHS-TMC
NO | NO |  |  |  | 069-39038 |  | GE Healthcare | CARESCAPE B650 |  | SEW13475989HA | TMC - HERMANN - ADULT ER (1HP) | MHHS-TMC |  | Monitor, Vital Signs |  | 069-39038 |  | TMC |  | TMC - HERMANN - ADULT ER (1HP) | [5 empty] | MONITORS, PHYSIOLOGIC, VITAL SIGNS |  | MONITORVITALSIGNS-GE-Carescape B650 | MONITORVITALSIGNS | Carescape B650 |  |  |  | GE | Monitor, Vital Signs |  | MONITORVITALSIGNS-GE-Carescape B650 |  |  |  |  | Not Covered Vendor Only - Biomedical | MHHS-TMC
NO | NO |  |  |  | 069-39431 |  | GE Healthcare | CARESCAPE B650 |  | SEW14095019HA | TMC - HERMANN - COU (1R) | MHHS-TMC |  | Monitor, Vital Signs |  | 069-39431 |  | TMC |  | TMC - HERMANN - COU (1R) | [5 empty] | MONITORS, PHYSIOLOGIC, VITAL SIGNS |  | MONITORVITALSIGNS-GE-Carescape B650 | MONITORVITALSIGNS | Carescape B650 |  |  |  | GE | Monitor, Vital Signs |  | MONITORVITALSIGNS-GE-Carescape B650 |  |  |  |  | Not Covered Vendor Only - Biomedical | MHHS-TMC
NO | NO |  |  |  | 069-39526 |  | GE Healthcare | CARESCAPE B650 |  | SEW13508091HA | TMC - HERMANN - PEDI ER (1HP) | MHHS-TMC |  | Monitor, Vital Signs |  | 069-39526 |  | TMC |  | TMC - HERMANN - PEDI ER (1HP) | [5 empty] | MONITORS, PHYSIOLOGIC, VITAL SIGNS |  | MONITORVITALSIGNS-GE-Carescape B650 | MONITORVITALSIGNS | Carescape B650 |  |  |  | GE | Monitor, Vital Signs |  | MONITORVITALSIGNS-GE-Carescape B650 |  |  |  |  | Not Covered Vendor Only - Biomedical | MHHS-TMC
NO | NO |  |  |  | 069-39535 |  | GE Healthcare | CARESCAPE B650 |  | SEW13508046HA | TMC - HERMANN - PEDI ER (1HP) | MHHS-TMC |  | Monitor, Vital Signs |  | 069-39535 |  | TMC |  | TMC - HERMANN - PEDI ER (1HP) | [5 empty] | MONITORS, PHYSIOLOGIC, VITAL SIGNS |  | MONITORVITALSIGNS-GE-Carescape B650 | MONITORVITALSIGNS | Carescape B650 |  |  |  | GE | Monitor, Vital Signs |  | MONITORVITALSIGNS-GE-Carescape B650 |  |  |  |  | Not Covered Vendor Only - Biomedical | MHHS-TMC
NO | NO |  |  |  | 069-43342 |  | GE Healthcare | CARESCAPE B650 |  | SEW13508087HA | TMC - HERMANN - PEDI ER (1HP) | MHHS-TMC |  | Monitor, Vital Signs |  | 069-43342 |  | TMC |  | TMC - HERMANN - PEDI ER (1HP) | [5 empty] | MONITORS, PHYSIOLOGIC, VITAL SIGNS |  | MONITORVITALSIGNS-GE-Carescape B650 | MONITORVITALSIGNS | Carescape B650 |  |  |  | GE | Monitor, Vital Signs |  | MONITORVITALSIGNS-GE-Carescape B650 |  |  |  |  | Not Covered Vendor Only - Biomedical | MHHS-TMC
NO | NO |  |  |  | 069-39777 |  | GE Healthcare | CARESCAPE B650 |  | SED12465640GR | TMC - JONES - BURN UNIT (8J) | MHHS-TMC |  | Monitor, Vital Signs |  | 069-39777 |  | TMC |  | TMC - JONES - BURN UNIT (8J) | [5 empty] | MONITORS, PHYSIOLOGIC, VITAL SIGNS |  | MONITORVITALSIGNS-GE-Carescape B650 | MONITORVITALSIGNS | Carescape B650 |  |  |  | GE | Monitor, Vital Signs |  | MONITORVITALSIGNS-GE-Carescape B650 |  |  |  |  | Not Covered Vendor Only - Biomedical | MHHS-TMC
NO | NO |  |  |  | 069-39778 |  | GE Healthcare | CARESCAPE B650 |  | SED12374160GR | TMC - JONES - BURN UNIT (8J) | MHHS-TMC |  | Monitor, Vital Signs |  | 069-39778 |  | TMC |  | TMC - JONES - BURN UNIT (8J) | [5 empty] | MONITORS, PHYSIOLOGIC, VITAL SIGNS |  | MONITORVITALSIGNS-GE-Carescape B650 | MONITORVITALSIGNS | Carescape B650 |  |  |  | GE | Monitor, Vital Signs |  | MONITORVITALSIGNS-GE-Carescape B650 |  |  |  |  | Not Covered Vendor Only - Biomedical | MHHS-TMC
NO | NO |  |  |  | 069-45757 |  | GE Healthcare | CARESCAPE B650 |  | SED13016824GR | TMC - JONES - BURN UNIT (8J) | MHHS-TMC |  | Monitor, Vital Signs |  | 069-45757 |  | TMC |  | TMC - JONES - BURN UNIT (8J) | [5 empty] | MONITORS, PHYSIOLOGIC, VITAL SIGNS |  | MONITORVITALSIGNS-GE-Carescape B650 | MONITORVITALSIGNS | Carescape B650 |  |  |  | GE | Monitor, Vital Signs |  | MONITORVITALSIGNS-GE-Carescape B650 |  |  |  |  | Not Covered Vendor Only - Biomedical | MHHS-TMC
NO | NO |  |  |  | 069-39525 |  | GE Healthcare | CARESCAPE B650 |  | SEW13508042HA | TMC - JONES - NEURO ACUTE CARE (5J) | MHHS-TMC |  | Monitor, Vital Signs |  | 069-39525 |  | TMC |  | TMC - JONES - NEURO ACUTE CARE (5J) | [5 empty] | MONITORS, PHYSIOLOGIC, VITAL SIGNS |  | MONITORVITALSIGNS-GE-Carescape B650 | MONITORVITALSIGNS | Carescape B650 |  |  |  | GE | Monitor, Vital Signs |  | MONITORVITALSIGNS-GE-Carescape B650 |  |  |  |  | Not Covered Vendor Only - Biomedical | MHHS-TMC
NO | NO |  |  |  | 069-42885 |  | GE Healthcare | CARESCAPE B650 |  | SK416371236HA | TMC - PACU - ADULT (2HP) | MHHS-TMC |  | Monitor, Vital Signs |  | 069-42885 |  | TMC |  | TMC - PACU - ADULT (2HP) | [5 empty] | MONITORS, PHYSIOLOGIC, VITAL SIGNS |  | MONITORVITALSIGNS-GE-Carescape B650 | MONITORVITALSIGNS | Carescape B650 |  |  |  | GE | Monitor, Vital Signs |  | MONITORVITALSIGNS-GE-Carescape B650 |  |  |  |  | Not Covered Vendor Only - Biomedical | MHHS-TMC
NO | NO |  |  |  | 069-42817 |  | GE Healthcare | CARESCAPE B650 |  | SK416361135HA | TMC - PACU - HVI (7HVI) | MHHS-TMC |  | Monitor, Vital Signs |  | 069-42817 |  | TMC |  | TMC - PACU - HVI (7HVI) | [5 empty] | MONITORS, PHYSIOLOGIC, VITAL SIGNS |  | MONITORVITALSIGNS-GE-Carescape B650 | MONITORVITALSIGNS | Carescape B650 |  |  |  | GE | Monitor, Vital Signs |  | MONITORVITALSIGNS-GE-Carescape B650 |  |  |  |  | Not Covered Vendor Only - Biomedical | MHHS-TMC
NO | NO |  |  |  | 069-40996 |  | GE Healthcare | CARESCAPE B650 |  | SEW14094687HA | TMC - PACU - ROBERTSON (2R) | MHHS-TMC |  | Monitor, Vital Signs |  | 069-40996 |  | TMC |  | TMC - PACU - ROBERTSON (2R) | [5 empty] | MONITORS, PHYSIOLOGIC, VITAL SIGNS |  | MONITORVITALSIGNS-GE-Carescape B650 | MONITORVITALSIGNS | Carescape B650 |  |  |  | GE | Monitor, Vital Signs |  | MONITORVITALSIGNS-GE-Carescape B650 |  |  |  |  | Not Covered Vendor Only - Biomedical | MHHS-TMC
NO | NO |  |  |  | 069-41002 |  | GE Healthcare | CARESCAPE B650 |  | SEW14291734HA | TMC - PACU - ROBERTSON (2R) | MHHS-TMC |  | Monitor, Vital Signs |  | 069-41002 |  | TMC |  | TMC - PACU - ROBERTSON (2R) | [5 empty] | MONITORS, PHYSIOLOGIC, VITAL SIGNS |  | MONITORVITALSIGNS-GE-Carescape B650 | MONITORVITALSIGNS | Carescape B650 |  |  |  | GE | Monitor, Vital Signs |  | MONITORVITALSIGNS-GE-Carescape B650 |  |  |  |  | Not Covered Vendor Only - Biomedical | MHHS-TMC
NO | NO |  |  |  | 069-44055 |  | GE Healthcare | CARESCAPE B650 |  | SQC19322100SA | TMC - SAROFIM 1 - ADULT ER | MHHS-TMC |  | Monitor, Vital Signs |  | 069-44055 |  | TMC |  | TMC - SAROFIM 1 - ADULT ER | [5 empty] | MONITORS, PHYSIOLOGIC, VITAL SIGNS |  | MONITORVITALSIGNS-GE-Carescape B650 | MONITORVITALSIGNS | Carescape B650 |  |  |  | GE | Monitor, Vital Signs |  | MONITORVITALSIGNS-GE-Carescape B650 |  |  |  |  | Not Covered Vendor Only - Biomedical | MHHS-TMC
NO | NO |  |  |  | 069-47949 |  | GE Healthcare | CARESCAPE B650 |  | SQC19332046SA | TMC - SAROFIM 2 - ADULT PACU | MHHS-TMC |  | Monitor, Vital Signs |  | 069-47949 |  | TMC |  | TMC - SAROFIM 2 - ADULT PACU | [5 empty] | MONITORS, PHYSIOLOGIC, VITAL SIGNS |  | MONITORVITALSIGNS-GE-Carescape B650 | MONITORVITALSIGNS | Carescape B650 |  |  |  | GE | Monitor, Vital Signs |  | MONITORVITALSIGNS-GE-Carescape B650 |  |  |  |  | Not Covered Vendor Only - Biomedical | MHHS-TMC
NO | NO |  |  |  | 069-47254 |  | GE Healthcare | CARESCAPE B650 |  | SQC19332069SA | TMC - SAROFIM 2 - ADULT PRE OP | MHHS-TMC |  | Monitor, Vital Signs |  | 069-47254 |  | TMC |  | TMC - SAROFIM 2 - ADULT PRE OP | [5 empty] | MONITORS, PHYSIOLOGIC, VITAL SIGNS |  | MONITORVITALSIGNS-GE-Carescape B650 | MONITORVITALSIGNS | Carescape B650 |  |  |  | GE | Monitor, Vital Signs |  | MONITORVITALSIGNS-GE-Carescape B650 |  |  |  |  | Not Covered Vendor Only - Biomedical | MHHS-TMC
NO | NO |  |  |  | 069-44026 |  | GE Healthcare | CARESCAPE B650 |  | SQC19332050SA | TMC - SAROFIM 3 - PACU | MHHS-TMC |  | Monitor, Vital Signs |  | 069-44026 |  | TMC |  | TMC - SAROFIM 3 - PACU | [5 empty] | MONITORS, PHYSIOLOGIC, VITAL SIGNS |  | MONITORVITALSIGNS-GE-Carescape B650 | MONITORVITALSIGNS | Carescape B650 |  |  |  | GE | Monitor, Vital Signs |  | MONITORVITALSIGNS-GE-Carescape B650 |  |  |  |  | Not Covered Vendor Only - Biomedical | MHHS-TMC
NO | NO |  |  |  | 069-44029 |  | GE Healthcare | CARESCAPE B650 |  | SQC19322096SA | TMC - SAROFIM 3 - PACU | MHHS-TMC |  | Monitor, Vital Signs |  | 069-44029 |  | TMC |  | TMC - SAROFIM 3 - PACU | [5 empty] | MONITORS, PHYSIOLOGIC, VITAL SIGNS |  | MONITORVITALSIGNS-GE-Carescape B650 | MONITORVITALSIGNS | Carescape B650 |  |  |  | GE | Monitor, Vital Signs |  | MONITORVITALSIGNS-GE-Carescape B650 |  |  |  |  | Not Covered Vendor Only - Biomedical | MHHS-TMC
NO | NO |  |  |  | 069-47229 |  | GE Healthcare | CARESCAPE B650 |  | SQC19332004SA | TMC - SAROFIM 3 - PRE OP | MHHS-TMC |  | Monitor, Vital Signs |  | 069-47229 |  | TMC |  | TMC - SAROFIM 3 - PRE OP | [5 empty] | MONITORS, PHYSIOLOGIC, VITAL SIGNS |  | MONITORVITALSIGNS-GE-Carescape B650 | MONITORVITALSIGNS | Carescape B650 |  |  |  | GE | Monitor, Vital Signs |  | MONITORVITALSIGNS-GE-Carescape B650 |  |  |  |  | Not Covered Vendor Only - Biomedical | MHHS-TMC
NO | YES |  |  |  | 142-06280 | 142-06280 | GE Healthcare | CARESCAPE B850 |  | SKA15048622GR | NE-ICU | MHHS-Northeast |  | Monitor, Vital Signs |  | 142-06280 | 142-06280 | Katy | MHHS-Northeast | NE-ICU | Room 4025 | 1/1/19 | 1/1/20 |  |  | MONITORS, PHYSIOLOGIC, VITAL SIGNS | Monitor, Vital Signs | MONITORVITALSIGNS-GE-Carescape B850 | MONITORVITALSIGNS | Carescape B850 |  |  |  | GE | Monitor, Vital Signs |  | MONITORVITALSIGNS-GE-Carescape B850 |  | 1/1/20 |  | MVS-A | Not Covered Vendor Only - Biomedical | MHHS-Northeast | [8 empty] | MONITORVITALSIGNS | Monitor, Vital Signs | GE
NO | YES |  |  |  | 142-06282 | 142-06282 | GE Healthcare | CARESCAPE B850 |  | SKA14426295GR | NE-ICU | MHHS-Northeast |  | Monitor, Vital Signs |  | 142-06282 | 142-06282 | Katy | MHHS-Northeast | NE-ICU |  | 1/1/19 | 1/1/20 |  |  | MONITORS, PHYSIOLOGIC, VITAL SIGNS | Monitor, Vital Signs | MONITORVITALSIGNS-GE-Carescape B850 | MONITORVITALSIGNS | Carescape B850 |  |  |  | GE | Monitor, Vital Signs |  | MONITORVITALSIGNS-GE-Carescape B850 |  | 8/31/20 |  | MVS-A | Not Covered Vendor Only - Biomedical | MHHS-Northeast | [8 empty] | MONITORVITALSIGNS | Monitor, Vital Signs | GE
NO | YES |  |  |  | 142-06283 | 142-06283 | GE Healthcare | CARESCAPE B850 |  | SKA15048615GR | NE-ICU | MHHS-Northeast |  | Monitor, Vital Signs |  | 142-06283 | 142-06283 | Katy | MHHS-Northeast | NE-ICU |  | 1/1/19 | 2/1/20 |  |  | MONITORS, PHYSIOLOGIC, VITAL SIGNS | Monitor, Vital Signs | MONITORVITALSIGNS-GE-Carescape B850 | MONITORVITALSIGNS | Carescape B850 |  |  |  | GE | Monitor, Vital Signs |  | MONITORVITALSIGNS-GE-Carescape B850 |  | 8/8/19 |  | MVS-A | Covered PM Repair - Biomedical | MHHS-Northeast | [8 empty] | MONITORVITALSIGNS | Monitor, Vital Signs | GE
NO | YES |  |  |  | 142-06284 | 142-06284 | GE Healthcare | CARESCAPE B850 |  | SKA15048674GR | NE-ICU | MHHS-Northeast |  | Monitor, Vital Signs |  | 142-06284 | 142-06284 | Katy | MHHS-Northeast | NE-ICU | Room 4029 | 3/1/19 | 3/1/20 |  |  | MONITORS, PHYSIOLOGIC, VITAL SIGNS | Monitor, Vital Signs | MONITORVITALSIGNS-GE-Carescape B850 | MONITORVITALSIGNS | Carescape B850 |  |  |  | GE | Monitor, Vital Signs |  | MONITORVITALSIGNS-GE-Carescape B850 |  | 8/8/19 |  | MVS-A | Covered PM Repair - Biomedical | MHHS-Northeast | [8 empty] | MONITORVITALSIGNS | Monitor, Vital Signs | GE
NO | YES |  |  |  | 142-06285 | 142-06285 | GE Healthcare | CARESCAPE B850 |  | SKA15048620GR | NE-ICU | MHHS-Northeast |  | Monitor, Vital Signs |  | 142-06285 | 142-06285 | Katy | MHHS-Northeast | NE-ICU |  | 1/1/19 | 1/1/20 |  |  | MONITORS, PHYSIOLOGIC, VITAL SIGNS | Monitor, Vital Signs | MONITORVITALSIGNS-GE-Carescape B850 | MONITORVITALSIGNS | Carescape B850 |  |  |  | GE | Monitor, Vital Signs |  | MONITORVITALSIGNS-GE-Carescape B850 |  | 6/15/18 |  | MVS-A | Covered PM Repair - Biomedical | MHHS-Northeast | [8 empty] | MONITORVITALSIGNS | Monitor, Vital Signs | GE
NO | YES |  |  |  | 142-06286 | 142-06286 | GE Healthcare | CARESCAPE B850 |  | SKA15048679GR | NE-ICU | MHHS-Northeast |  | Monitor, Vital Signs |  | 142-06286 | 142-06286 | Katy | MHHS-Northeast | NE-ICU |  | 6/1/19 | 6/1/20 |  |  | MONITORS, PHYSIOLOGIC, VITAL SIGNS | Monitor, Vital Signs | MONITORVITALSIGNS-GE-Carescape B850 | MONITORVITALSIGNS | Carescape B850 |  |  |  | GE | Monitor, Vital Signs |  | MONITORVITALSIGNS-GE-Carescape B850 |  |  |  | MVS-A | Covered PM Repair - Biomedical | MHHS-Northeast | [8 empty] | MONITORVITALSIGNS | Monitor, Vital Signs | GE
NO | YES |  |  |  | 142-06287 | 142-06287 | GE Healthcare | CARESCAPE B850 |  | SKA15048707GR | NE-Central Supply | MHHS-Northeast |  | Monitor, Vital Signs |  | 142-06287 | 142-06287 | Katy | MHHS-Northeast | NE-Central Supply | Icu 4032 | 1/1/19 | 1/1/20 |  |  | MONITORS, PHYSIOLOGIC, VITAL SIGNS | Monitor, Vital Signs | MONITORVITALSIGNS-GE-Carescape B850 | MONITORVITALSIGNS | Carescape B850 |  |  |  | GE | Monitor, Vital Signs |  | MONITORVITALSIGNS-GE-Carescape B850 |  |  |  | MVS-A | Covered PM Repair - Biomedical | MHHS-Northeast | [8 empty] | MONITORVITALSIGNS | Monitor, Vital Signs | GE
NO | YES |  |  |  | 142-06315 | 142-06315 | GE Healthcare | CARESCAPE B850 |  | SKA15048604GR | NE-ICU | MHHS-Northeast |  | Monitor, Vital Signs |  | 142-06315 | 142-06315 | Katy | MHHS-Northeast | NE-ICU | Room 4037 | 1/1/19 | 1/1/20 |  |  | MONITORS, PHYSIOLOGIC, VITAL SIGNS | Monitor, Vital Signs | MONITORVITALSIGNS-GE-Carescape B850 | MONITORVITALSIGNS | Carescape B850 |  |  |  | GE | Monitor, Vital Signs |  | MONITORVITALSIGNS-GE-Carescape B850 |  | 1/1/01 |  | MVS-A | Covered PM Repair - Biomedical | MHHS-Northeast | [8 empty] | MONITORVITALSIGNS | Monitor, Vital Signs | GE
NO | YES |  |  |  | 142-06316 | 142-06316 | GE Healthcare | CARESCAPE B850 |  | SKA14436387GR | NE-ICU | MHHS-Northeast |  | Monitor, Vital Signs |  | 142-06316 | 142-06316 | Katy | MHHS-Northeast | NE-ICU |  | 1/1/19 | 1/1/20 |  |  | MONITORS, PHYSIOLOGIC, VITAL SIGNS | Monitor, Vital Signs | MONITORVITALSIGNS-GE-Carescape B850 | MONITORVITALSIGNS | Carescape B850 |  |  |  | GE | Monitor, Vital Signs |  | MONITORVITALSIGNS-GE-Carescape B850 |  | 2/25/19 |  | MVS-A | Covered PM Repair - Biomedical | MHHS-Northeast | [8 empty] | MONITORVITALSIGNS | Monitor, Vital Signs | GE
NO | YES |  |  |  | 142-06317 | 142-06317 | GE Healthcare | CARESCAPE B850 |  | SKA15048559GR | NE-ICU | MHHS-Northeast |  | Monitor, Vital Signs |  | 142-06317 | 142-06317 | Katy | MHHS-Northeast | NE-ICU | Room 4037 | 3/1/19 | 3/1/20 |  |  | MONITORS, PHYSIOLOGIC, VITAL SIGNS | Monitor, Vital Signs | MONITORVITALSIGNS-GE-Carescape B850 | MONITORVITALSIGNS | Carescape B850 |  |  |  | GE | Monitor, Vital Signs |  | MONITORVITALSIGNS-GE-Carescape B850 |  | 3/28/17 |  | MVS-A | Covered ES - Biomedical | MHHS-Northeast | [8 empty] | MONITORVITALSIGNS | Monitor, Vital Signs | GE
NO | YES |  |  |  | 142-06318 | 142-06318 | GE Healthcare | CARESCAPE B850 |  | SKA15048613GR | NE-ICU | MHHS-Northeast |  | Monitor, Vital Signs |  | 142-06318 | 142-06318 | Katy | MHHS-Northeast | NE-ICU | Exam 4040 | 1/1/19 | 2/1/20 |  |  | MONITORS, PHYSIOLOGIC, VITAL SIGNS | Monitor, Vital Signs | MONITORVITALSIGNS-GE-Carescape B850 | MONITORVITALSIGNS | Carescape B850 |  |  |  | GE | Monitor, Vital Signs |  | MONITORVITALSIGNS-GE-Carescape B850 |  |  |  | MVS-A | Covered PM Repair - Biomedical | MHHS-Northeast | [8 empty] | MONITORVITALSIGNS | Monitor, Vital Signs | GE
NO | YES |  |  |  | 142-06319 | 142-06319 | GE Healthcare | CARESCAPE B850 |  | SKA15038470GR | NE-ICU | MHHS-Northeast |  | Monitor, Vital Signs |  | 142-06319 | 142-06319 | Katy | MHHS-Northeast | NE-ICU | Room 4037 | 1/1/19 | 1/1/20 |  | Could not get a picture | MONITORS, PHYSIOLOGIC, VITAL SIGNS | Monitor, Vital Signs | MONITORVITALSIGNS-GE-Carescape B850 | MONITORVITALSIGNS | Carescape B850 |  |  |  | GE | Monitor, Vital Signs |  | MONITORVITALSIGNS-GE-Carescape B850 |  | 4/8/19 |  | MVS-A | Covered PM Repair - Biomedical | MHHS-Northeast | [8 empty] | MONITORVITALSIGNS | Monitor, Vital Signs | GE
NO | YES |  |  |  | 142-06320 | 142-06320 | GE Healthcare | CARESCAPE B850 |  | SKA15048606GR | NE-ICU | MHHS-Northeast |  | Monitor, Vital Signs |  | 142-06320 | 142-06320 | Katy | MHHS-Northeast | NE-ICU |  | 1/1/19 | 1/1/20 |  |  | MONITORS, PHYSIOLOGIC, VITAL SIGNS | Monitor, Vital Signs | MONITORVITALSIGNS-GE-Carescape B850 | MONITORVITALSIGNS | Carescape B850 |  |  |  | GE | Monitor, Vital Signs |  | MONITORVITALSIGNS-GE-Carescape B850 |  | 1/26/19 |  | MVS-A | Covered PM Repair - Biomedical | MHHS-Northeast | [8 empty] | MONITORVITALSIGNS | Monitor, Vital Signs | GE
NO | YES |  |  |  | 142-06321 | 142-06321 | GE Healthcare | CARESCAPE B850 |  | SKA15048592GR | NE-ICU | MHHS-Northeast |  | Monitor, Vital Signs |  | 142-06321 | 142-06321 | Katy | MHHS-Northeast | NE-ICU |  | 3/1/19 | 3/1/20 |  |  | MONITORS, PHYSIOLOGIC, VITAL SIGNS | Monitor, Vital Signs | MONITORVITALSIGNS-GE-Carescape B850 | MONITORVITALSIGNS | Carescape B850 |  |  |  | GE | Monitor, Vital Signs |  | MONITORVITALSIGNS-GE-Carescape B850 |  | 1/26/19 |  | MVS-A | Covered PM Repair - Biomedical | MHHS-Northeast | [8 empty] | MONITORVITALSIGNS | Monitor, Vital Signs | GE
NO | YES |  |  |  | 142-06322 | 142-06322 | GE Healthcare | CARESCAPE B850 |  | SKA15048589GR | NE-ICU | MHHS-Northeast |  | Monitor, Vital Signs |  | 142-06322 | 142-06322 | Katy | MHHS-Northeast | NE-ICU |  | 1/1/19 | 2/1/20 |  |  | MONITORS, PHYSIOLOGIC, VITAL SIGNS | Monitor, Vital Signs | MONITORVITALSIGNS-GE-Carescape B850 | MONITORVITALSIGNS | Carescape B850 |  |  |  | GE | Monitor, Vital Signs |  | MONITORVITALSIGNS-GE-Carescape B850 |  | 1/26/19 |  | MVS-A | Covered PM Repair - Biomedical | MHHS-Northeast | [8 empty] | MONITORVITALSIGNS | Monitor, Vital Signs | GE
NO | YES |  |  |  | 142-08042 | 142-08042 | GE Healthcare | CARESCAPE B850 |  | SPM18460095SA | NE-IMU1 | MHHS-Northeast |  | Monitor, Vital Signs |  | 142-08042 | 142-08042 | Katy | MHHS-Northeast | NE-IMU1 |  | 12/1/19 | 12/1/20 |  |  | MONITORS, PHYSIOLOGIC, VITAL SIGNS | Monitor, Vital Signs | MONITORVITALSIGNS-GE-Carescape B850 | MONITORVITALSIGNS | Carescape B850 |  |  |  | GE | Monitor, Vital Signs |  | MONITORVITALSIGNS-GE-Carescape B850 |  | 6/20/24 |  | MVS-A | Not Covered Vendor Only - Biomedical | MHHS-Northeast | [8 empty] | MONITORVITALSIGNS | Monitor, Vital Signs | GE
NO | YES |  |  |  | 142-08048 | 142-08048 | GE Healthcare | CARESCAPE B850 |  | SPM18460016SA | NE-IMU1 | MHHS-Northeast |  | Monitor, Vital Signs |  | 142-08048 | 142-08048 | Katy | MHHS-Northeast | NE-IMU1 | Room 4014 | 12/1/19 | 12/1/20 |  |  | MONITORS, PHYSIOLOGIC, VITAL SIGNS | Monitor, Vital Signs | MONITORVITALSIGNS-GE-Carescape B850 | MONITORVITALSIGNS | Carescape B850 |  |  |  | GE | Monitor, Vital Signs |  | MONITORVITALSIGNS-GE-Carescape B850 |  | 6/15/18 |  | MVS-A | Covered PM Repair - Biomedical | MHHS-Northeast | [8 empty] | MONITORVITALSIGNS | Monitor, Vital Signs | GE
NO | YES |  |  |  | 142-08054 | 142-08054 | GE Healthcare | CARESCAPE B850 |  | SPM18460092SA | NE-IMU1 | MHHS-Northeast |  | Monitor, Vital Signs |  | 142-08054 | 142-08054 | Katy | MHHS-Northeast | NE-IMU1 | SW4012 | 12/1/18 | 12/1/19 |  |  | MONITORS, PHYSIOLOGIC, VITAL SIGNS | Monitor, Vital Signs | MONITORVITALSIGNS-GE-Carescape B850 | MONITORVITALSIGNS | Carescape B850 |  |  |  | GE | Monitor, Vital Signs |  | MONITORVITALSIGNS-GE-Carescape B850 |  | 9/2/19 |  | MVS-A | Clinical Miscellaneous | MHHS-Northeast | [8 empty] | MONITORVITALSIGNS | Monitor, Vital Signs | GE
NO | YES |  |  |  | 142-08057 | 142-08057 | GE Healthcare | CARESCAPE B850 |  | SPM18460064SA | NE-IMU1 | MHHS-Northeast |  | Monitor, Vital Signs |  | 142-08057 | 142-08057 | Katy | MHHS-Northeast | NE-IMU1 |  | 12/1/18 | 12/1/19 |  |  | MONITORS, PHYSIOLOGIC, VITAL SIGNS | Monitor, Vital Signs | MONITORVITALSIGNS-GE-Carescape B850 | MONITORVITALSIGNS | Carescape B850 |  |  |  | GE | Monitor, Vital Signs |  | MONITORVITALSIGNS-GE-Carescape B850 |  | 12/1/18 |  | MVS-A | Covered PM Repair - Biomedical | MHHS-Northeast | [8 empty] | MONITORVITALSIGNS | Monitor, Vital Signs | GE
NO | YES |  |  |  | 142-08063 | 142-08063 | GE Healthcare | CARESCAPE B850 |  | SPM18460027SA | NE-IMU2 | MHHS-Northeast |  | Monitor, Vital Signs |  | 142-08063 | 142-08063 | Katy | MHHS-Northeast | NE-IMU2 |  | 12/1/18 |  |  |  | MONITORS, PHYSIOLOGIC, VITAL SIGNS | Monitor, Vital Signs | MONITORVITALSIGNS-GE-Carescape B850 | MONITORVITALSIGNS | Carescape B850 |  |  |  | GE | Monitor, Vital Signs |  | MONITORVITALSIGNS-GE-Carescape B850 |  |  |  | MVS-A | Covered PM Repair - Biomedical | MHHS-Northeast | [8 empty] | MONITORVITALSIGNS | Monitor, Vital Signs | GE
NO | YES |  |  |  | 142-08069 | 142-08069 | GE Healthcare | CARESCAPE B850 |  | SPM18460070SA | NE-IMU1 | MHHS-Northeast |  | Monitor, Vital Signs |  | 142-08069 | 142-08069 | Katy | MHHS-Northeast | NE-IMU1 |  | 12/1/18 | 12/1/19 |  |  | MONITORS, PHYSIOLOGIC, VITAL SIGNS | Monitor, Vital Signs | MONITORVITALSIGNS-GE-Carescape B850 | MONITORVITALSIGNS | Carescape B850 |  |  |  | GE | Monitor, Vital Signs |  | MONITORVITALSIGNS-GE-Carescape B850 |  | 7/29/15 |  | MVS-A | Covered PM Repair - Biomedical | MHHS-Northeast | [8 empty] | MONITORVITALSIGNS | Monitor, Vital Signs | GE
NO | YES |  |  |  | 142-08072 | 142-08072 | GE Healthcare | CARESCAPE B850 |  | SPM18460086SA | NE-IMU2 | MHHS-Northeast |  | Monitor, Vital Signs |  | 142-08072 | 142-08072 | Katy | MHHS-Northeast | NE-IMU2 |  | 12/1/19 | 12/1/20 |  |  | MONITORS, PHYSIOLOGIC, VITAL SIGNS | Monitor, Vital Signs | MONITORVITALSIGNS-GE-Carescape B850 | MONITORVITALSIGNS | Carescape B850 |  |  |  | GE | Monitor, Vital Signs |  | MONITORVITALSIGNS-GE-Carescape B850 |  | 10/22/16 |  | MVS-A | Covered PM Repair - Biomedical | MHHS-Northeast | [8 empty] | MONITORVITALSIGNS | Monitor, Vital Signs | GE
NO | YES |  |  |  | 142-08075 | 142-08075 | GE Healthcare | CARESCAPE B850 |  | SPM18460012SA | NE-IMU1 | MHHS-Northeast |  | Monitor, Vital Signs |  | 142-08075 | 142-08075 | Katy | MHHS-Northeast | NE-IMU1 |  | 12/1/18 | 12/1/19 |  |  | MONITORS, PHYSIOLOGIC, VITAL SIGNS | Monitor, Vital Signs | MONITORVITALSIGNS-GE-Carescape B850 | MONITORVITALSIGNS | Carescape B850 |  |  |  | GE | Monitor, Vital Signs |  | MONITORVITALSIGNS-GE-Carescape B850 |  | 10/22/16 |  | MVS-A | Covered PM Repair - Biomedical | MHHS-Northeast | [8 empty] | MONITORVITALSIGNS | Monitor, Vital Signs | GE
NO | YES |  |  |  | 142-08081 | 142-08081 | GE Healthcare | CARESCAPE B850 |  | SPM18460023SA | NE-IMU1 | MHHS-Northeast |  | Monitor, Vital Signs |  | 142-08081 | 142-08081 | Katy | MHHS-Northeast | NE-IMU1 |  | 12/1/18 | 12/1/19 |  |  | MONITORS, PHYSIOLOGIC, VITAL SIGNS | Monitor, Vital Signs | MONITORVITALSIGNS-GE-Carescape B850 | MONITORVITALSIGNS | Carescape B850 |  |  |  | GE | Monitor, Vital Signs |  | MONITORVITALSIGNS-GE-Carescape B850 |  | 10/22/16 |  | MVS-A | Covered PM Repair - Biomedical | MHHS-Northeast | [8 empty] | MONITORVITALSIGNS | Monitor, Vital Signs | GE
NO | YES |  |  |  | 142-06152 | 142-06152 | GE Healthcare | CARESCAPE B850 |  | SKA15048540GR | NE-IMU2 | MHHS-Northeast |  | Monitor, Vital Signs |  | 142-06152 | 142-06152 | Katy | MHHS-Northeast | NE-IMU2 |  | 5/1/19 | 5/1/20 |  |  | MONITORS, PHYSIOLOGIC, VITAL SIGNS | Monitor, Vital Signs | MONITORVITALSIGNS-GE-Carescape B850 | MONITORVITALSIGNS | Carescape B850 |  |  |  | GE | Monitor, Vital Signs |  | MONITORVITALSIGNS-GE-Carescape B850 |  | 10/22/16 |  | MVS-A | Covered PM Repair - Biomedical | MHHS-Northeast | [8 empty] | MONITORVITALSIGNS | Monitor, Vital Signs | GE
NO | YES |  |  |  | 142-06308 | 142-06308 | GE Healthcare | CARESCAPE B850 |  | SKA14436373GR | NE-IMU1 | MHHS-Northeast |  | Monitor, Vital Signs |  | 142-06308 | 142-06308 | Katy | MHHS-Northeast | NE-IMU1 |  | 5/1/19 | 5/1/20 |  |  | MONITORS, PHYSIOLOGIC, VITAL SIGNS | Monitor, Vital Signs | MONITORVITALSIGNS-GE-Carescape B850 | MONITORVITALSIGNS | Carescape B850 |  |  |  | GE | Monitor, Vital Signs |  | MONITORVITALSIGNS-GE-Carescape B850 |  | 10/22/16 |  | MVS-A | Covered PM Repair - Biomedical | MHHS-Northeast | [8 empty] | MONITORVITALSIGNS | Monitor, Vital Signs | GE
NO | YES |  |  |  | 142-06310 | 142-06310 | GE Healthcare | CARESCAPE B850 |  | SKA14426267GR | NE-IMU1 | MHHS-Northeast |  | Monitor, Vital Signs |  | 142-06310 | 142-06310 | Katy | MHHS-Northeast | NE-IMU1 |  | 5/1/19 | 5/1/20 |  |  | MONITORS, PHYSIOLOGIC, VITAL SIGNS | Monitor, Vital Signs | MONITORVITALSIGNS-GE-Carescape B850 | MONITORVITALSIGNS | Carescape B850 |  |  |  | GE | Monitor, Vital Signs |  | MONITORVITALSIGNS-GE-Carescape B850 |  | 10/22/16 |  | MVS-A | Covered PM Repair - Biomedical | MHHS-Northeast | [8 empty] | MONITORVITALSIGNS | Monitor, Vital Signs | GE
NO | YES |  |  |  | 142-06312 | 142-06312 | GE Healthcare | CARESCAPE B850 |  | SKA14436361GR | NE-IMU2 | MHHS-Northeast |  | Monitor, Vital Signs |  | 142-06312 | 142-06312 | Katy | MHHS-Northeast | NE-IMU2 |  | 5/1/19 | 5/1/20 |  |  | MONITORS, PHYSIOLOGIC, VITAL SIGNS | Monitor, Vital Signs | MONITORVITALSIGNS-GE-Carescape B850 | MONITORVITALSIGNS | Carescape B850 |  |  |  | GE | Monitor, Vital Signs |  | MONITORVITALSIGNS-GE-Carescape B850 |  | 10/22/16 |  | MVS-A | Covered PM Repair - Biomedical | MHHS-Northeast | [8 empty] | MONITORVITALSIGNS | Monitor, Vital Signs | GE
NO | YES |  |  |  | 142-06314 | 142-06314 | GE Healthcare | CARESCAPE B850 |  | SKA15048610GR | NE-IMU2 | MHHS-Northeast |  | Monitor, Vital Signs |  | 142-06314 | 142-06314 | Katy | MHHS-Northeast | NE-IMU2 | Room 4021 | 5/1/19 | 5/1/20 |  |  | MONITORS, PHYSIOLOGIC, VITAL SIGNS | Monitor, Vital Signs | MONITORVITALSIGNS-GE-Carescape B850 | MONITORVITALSIGNS | Carescape B850 |  |  |  | GE | Monitor, Vital Signs |  | MONITORVITALSIGNS-GE-Carescape B850 |  | 10/22/16 |  | MVS-A | Covered PM Repair - Biomedical | MHHS-Northeast | [8 empty] | MONITORVITALSIGNS | Monitor, Vital Signs | GE
NO | YES |  |  |  |  | 142-06256 | GE Healthcare | CARESCAPE B850 |  | SKA14294442GR | NE-OR | MHHS-Northeast |  | Monitor, Vital Signs |  |  | 142-06256 | Katy | MHHS-Northeast | NE-OR | OR Hybrid Room | 1/1/19 | 1/1/20 |  |  | MONITORS, PHYSIOLOGIC, VITAL SIGNS | Monitor, Vital Signs | MONITORVITALSIGNS-GE-Carescape B850 | MONITORVITALSIGNS | Carescape B850 |  |  |  | GE | Monitor, Vital Signs |  | MONITORVITALSIGNS-GE-Carescape B850 |  | 10/22/16 |  | MVS-A | Covered PM Repair - Biomedical | MHHS-Northeast | [8 empty] | MONITORVITALSIGNS | Monitor, Vital Signs | GE
NO | YES |  |  |  | 077-08329 | 077-08329 | GE Healthcare | CARESCAPE B850 |  | SKA13501620GR | TMC-Children's-NICU (7Hp) | MHHS-TMC |  | Monitor, Vital Signs |  | 077-08329 | 077-08329 | TMC | MHHS-TMC | TMC-Children's-NICU (7Hp) |  | 1/14/19 |  |  |  | MONITORS, PHYSIOLOGIC, VITAL SIGNS |  | MONITORVITALSIGNS-GE-Carescape B850 | MONITORVITALSIGNS | Carescape B850 |  |  |  | GE | Monitor, Vital Signs |  | MONITORVITALSIGNS-GE-Carescape B850 |  | 7/31/19 | Verified 3/30/2020 4:07pm (Central) |  | Covered PM Repair - Biomedical | MHHS-TMC
NO | YES |  |  |  | 077-08331 | 077-08331 | GE Healthcare | CARESCAPE B850 |  | SKA13501617GR | TMC-Children's-NICU (7Hp) | MHHS-TMC |  | Monitor, Vital Signs |  | 077-08331 | 077-08331 | TMC | MHHS-TMC | TMC-Children's-NICU (7Hp) |  | 1/14/19 |  |  |  | MONITORS, PHYSIOLOGIC, VITAL SIGNS |  | MONITORVITALSIGNS-GE-Carescape B850 | MONITORVITALSIGNS | Carescape B850 |  |  |  | GE | Monitor, Vital Signs |  | MONITORVITALSIGNS-GE-Carescape B850 |  | 7/31/19 | Verified 3/30/2020 4:07pm (Central) |  | Covered PM Repair - Biomedical | MHHS-TMC
NO | YES |  |  |  | 077-08335 | 077-08335 | GE Healthcare | CARESCAPE B850 |  | SKA14284282GR | TMC-Children's-NICU (7Hp) | MHHS-TMC |  | Monitor, Vital Signs |  | 077-08335 | 077-08335 | TMC | MHHS-TMC | TMC-Children's-NICU (7Hp) |  | 1/14/19 |  |  |  | MONITORS, PHYSIOLOGIC, VITAL SIGNS |  | MONITORVITALSIGNS-GE-Carescape B850 | MONITORVITALSIGNS | Carescape B850 |  |  |  | GE | Monitor, Vital Signs |  | MONITORVITALSIGNS-GE-Carescape B850 |  |  | Verified 3/30/2020 4:07pm (Central) |  | Covered PM Repair - Biomedical | MHHS-TMC
NO | YES |  |  |  | 077-08337 | 077-08337 | GE Healthcare | CARESCAPE B850 |  | SKA13450716GR | TMC-Children's-NICU (7Hp) | MHHS-TMC |  | Monitor, Vital Signs |  | 077-08337 | 077-08337 | TMC | MHHS-TMC | TMC-Children's-NICU (7Hp) |  | 1/14/19 |  |  |  | MONITORS, PHYSIOLOGIC, VITAL SIGNS |  | MONITORVITALSIGNS-GE-Carescape B850 | MONITORVITALSIGNS | Carescape B850 |  |  |  | GE | Monitor, Vital Signs |  | MONITORVITALSIGNS-GE-Carescape B850 |  |  | Verified 3/30/2020 4:07pm (Central) |  | Covered PM Repair - Biomedical | MHHS-TMC
NO | YES |  |  |  | 077-08339 | 077-08339 | GE Healthcare | CARESCAPE B850 |  | SKA13491508GR | TMC-Children's-NICU (7Hp) | MHHS-TMC |  | Monitor, Vital Signs |  | 077-08339 | 077-08339 | TMC | MHHS-TMC | TMC-Children's-NICU (7Hp) |  | 1/14/19 |  |  |  | MONITORS, PHYSIOLOGIC, VITAL SIGNS |  | MONITORVITALSIGNS-GE-Carescape B850 | MONITORVITALSIGNS | Carescape B850 |  |  |  | GE | Monitor, Vital Signs |  | MONITORVITALSIGNS-GE-Carescape B850 |  | 12/15/20 | Verified 3/30/2020 4:07pm (Central) |  | Not Covered Vendor Only - Biomedical | MHHS-TMC
NO | YES |  |  |  | 077-08341 | 077-08341 | GE Healthcare | CARESCAPE B850 |  | SKA14284338GR | TMC-Children's-NICU (7Hp) | MHHS-TMC |  | Monitor, Vital Signs |  | 077-08341 | 077-08341 | TMC | MHHS-TMC | TMC-Children's-NICU (7Hp) |  | 1/14/19 |  |  |  | MONITORS, PHYSIOLOGIC, VITAL SIGNS |  | MONITORVITALSIGNS-GE-Carescape B850 | MONITORVITALSIGNS | Carescape B850 |  |  |  | GE | Monitor, Vital Signs |  | MONITORVITALSIGNS-GE-Carescape B850 |  | 12/15/20 | Verified 3/30/2020 4:07pm (Central) |  | Not Covered Vendor Only - Biomedical | MHHS-TMC
NO | YES |  |  |  | 077-08343 | 077-08343 | GE Healthcare | CARESCAPE B850 |  | SKA13450705GR | TMC-Children's-NICU (7Hp) | MHHS-TMC |  | Monitor, Vital Signs |  | 077-08343 | 077-08343 | TMC | MHHS-TMC | TMC-Children's-NICU (7Hp) |  | 1/14/19 |  |  |  | MONITORS, PHYSIOLOGIC, VITAL SIGNS |  | MONITORVITALSIGNS-GE-Carescape B850 | MONITORVITALSIGNS | Carescape B850 |  |  |  | GE | Monitor, Vital Signs |  | MONITORVITALSIGNS-GE-Carescape B850 |  | 12/15/20 | Verified 3/30/2020 4:07pm (Central) |  | Not Covered Vendor Only - Biomedical | MHHS-TMC
NO | YES |  |  |  | 077-08348 | 077-08348 | GE Healthcare | CARESCAPE B850 |  | SKA14284277GR | TMC-Children's-NICU (7Hp) | MHHS-TMC |  | Monitor, Vital Signs |  | 077-08348 | 077-08348 | TMC | MHHS-TMC | TMC-Children's-NICU (7Hp) |  | 1/14/19 |  |  |  | MONITORS, PHYSIOLOGIC, VITAL SIGNS |  | MONITORVITALSIGNS-GE-Carescape B850 | MONITORVITALSIGNS | Carescape B850 |  |  |  | GE | Monitor, Vital Signs |  | MONITORVITALSIGNS-GE-Carescape B850 |  | 12/15/20 | Verified 3/30/2020 4:07pm (Central) |  | Not Covered Vendor Only - Biomedical | MHHS-TMC
NO | YES |  |  |  | 077-08350 | 077-08350 | GE Healthcare | CARESCAPE B850 |  | SKA13511784GR | TMC-Children's-NICU (7Hp) | MHHS-TMC |  | Monitor, Vital Signs |  | 077-08350 | 077-08350 | TMC | MHHS-TMC | TMC-Children's-NICU (7Hp) |  | 1/14/19 |  |  |  | MONITORS, PHYSIOLOGIC, VITAL SIGNS |  | MONITORVITALSIGNS-GE-Carescape B850 | MONITORVITALSIGNS | Carescape B850 |  |  |  | GE | Monitor, Vital Signs |  | MONITORVITALSIGNS-GE-Carescape B850 |  | 12/28/20 | Verified 3/30/2020 4:07pm (Central) |  | Not Covered Vendor Only - Biomedical | MHHS-TMC
NO | YES |  |  |  | 077-08352 | 077-08352 | GE Healthcare | CARESCAPE B850 |  | SKA14284275GR | TMC-Children's-NICU (7Hp) | MHHS-TMC |  | Monitor, Vital Signs |  | 077-08352 | 077-08352 | TMC | MHHS-TMC | TMC-Children's-NICU (7Hp) |  | 1/14/19 |  |  |  | MONITORS, PHYSIOLOGIC, VITAL SIGNS |  | MONITORVITALSIGNS-GE-Carescape B850 | MONITORVITALSIGNS | Carescape B850 |  |  |  | GE | Monitor, Vital Signs |  | MONITORVITALSIGNS-GE-Carescape B850 |  | 12/28/20 | Verified 3/30/2020 4:07pm (Central) |  | Not Covered Vendor Only - Biomedical | MHHS-TMC
NO | YES |  |  |  | 077-08354 | 077-08354 | GE Healthcare | CARESCAPE B850 |  | SKA14052299GR | TMC-Children's-NICU (7Hp) | MHHS-TMC |  | Monitor, Vital Signs |  | 077-08354 | 077-08354 | TMC | MHHS-TMC | TMC-Children's-NICU (7Hp) |  | 1/15/19 |  |  |  | MONITORS, PHYSIOLOGIC, VITAL SIGNS |  | MONITORVITALSIGNS-GE-Carescape B850 | MONITORVITALSIGNS | Carescape B850 |  |  |  | GE | Monitor, Vital Signs |  | MONITORVITALSIGNS-GE-Carescape B850 |  | 12/28/20 | Verified 3/30/2020 4:07pm (Central) |  | Not Covered Vendor Only - Biomedical | MHHS-TMC
NO | YES |  |  |  | 077-08356 | 077-08356 | GE Healthcare | CARESCAPE B850 |  | SKA13501625GR | TMC-Children's-NICU (7Hp) | MHHS-TMC |  | Monitor, Vital Signs |  | 077-08356 | 077-08356 | TMC | MHHS-TMC | TMC-Children's-NICU (7Hp) |  | 1/15/19 |  |  |  | MONITORS, PHYSIOLOGIC, VITAL SIGNS |  | MONITORVITALSIGNS-GE-Carescape B850 | MONITORVITALSIGNS | Carescape B850 |  |  |  | GE | Monitor, Vital Signs |  | MONITORVITALSIGNS-GE-Carescape B850 |  | 12/28/20 | Verified 3/30/2020 4:07pm (Central) |  | Not Covered Vendor Only - Biomedical | MHHS-TMC
NO | YES |  |  |  | 077-08358 | 077-08358 | GE Healthcare | CARESCAPE B850 |  | SKA13450668GR | TMC-Children's-NICU (7Hp) | MHHS-TMC |  | Monitor, Vital Signs |  | 077-08358 | 077-08358 | TMC | MHHS-TMC | TMC-Children's-NICU (7Hp) |  | 1/15/19 |  |  |  | MONITORS, PHYSIOLOGIC, VITAL SIGNS |  | MONITORVITALSIGNS-GE-Carescape B850 | MONITORVITALSIGNS | Carescape B850 |  |  |  | GE | Monitor, Vital Signs |  | MONITORVITALSIGNS-GE-Carescape B850 |  | 12/28/20 | Verified 3/30/2020 4:07pm (Central) |  | Not Covered Vendor Only - Biomedical | MHHS-TMC
NO | YES |  |  |  | 077-08360 | 077-08360 | GE Healthcare | CARESCAPE B850 |  | SKA13501583GR | TMC-Children's-NICU (7Hp) | MHHS-TMC |  | Monitor, Vital Signs |  | 077-08360 | 077-08360 | TMC | MHHS-TMC | TMC-Children's-NICU (7Hp) |  | 1/15/19 |  |  |  | MONITORS, PHYSIOLOGIC, VITAL SIGNS |  | MONITORVITALSIGNS-GE-Carescape B850 | MONITORVITALSIGNS | Carescape B850 |  |  |  | GE | Monitor, Vital Signs |  | MONITORVITALSIGNS-GE-Carescape B850 |  | 12/28/20 | Verified 3/30/2020 4:07pm (Central) |  | Not Covered Vendor Only - Biomedical | MHHS-TMC
NO | YES |  |  |  | 077-08396 | 077-08396 | GE Healthcare | CARESCAPE B850 |  | SKA14487223GA | TMC-Respiratory-Adult | MHHS-TMC |  | Monitor, Vital Signs |  | 077-08396 | 077-08396 | TMC | MHHS-TMC | TMC-Respiratory-Adult | Memorial Hermann- Texas Medical Center NICU | 1/1/19 |  | 1/1/20 |  | MONITORS, PHYSIOLOGIC, VITAL SIGNS |  | MONITORVITALSIGNS-GE-Carescape B850 | MONITORVITALSIGNS | Carescape B850 |  |  |  | GE | Monitor, Vital Signs |  | MONITORVITALSIGNS-GE-Carescape B850 |  | 12/28/20 |  |  | Not Covered Vendor Only - Biomedical | MHHS-TMC
NO | YES |  |  |  | 077-08397 | 077-08397 | GE Healthcare | CARESCAPE B850 |  | SKA14487227GA | TMC-Respiratory-Adult | MHHS-TMC |  | Monitor, Vital Signs |  | 077-08397 | 077-08397 | TMC | MHHS-TMC | TMC-Respiratory-Adult | Memorial Hermann- Texas Medical Center NICU | 1/1/19 |  | 1/1/20 |  | MONITORS, PHYSIOLOGIC, VITAL SIGNS |  | MONITORVITALSIGNS-GE-Carescape B850 | MONITORVITALSIGNS | Carescape B850 |  |  |  | GE | Monitor, Vital Signs |  | MONITORVITALSIGNS-GE-Carescape B850 |  | 12/15/20 |  |  | Not Covered Vendor Only - Biomedical | MHHS-TMC
NO | YES |  |  |  | 077-08398 | 077-08398 | GE Healthcare | CARESCAPE B850 |  | SKA14467115GA | TMC-Respiratory-Adult | MHHS-TMC |  | Monitor, Vital Signs |  | 077-08398 | 077-08398 | TMC | MHHS-TMC | TMC-Respiratory-Adult | Memorial Hermann- Texas Medical Center NICU | 1/1/19 |  | 1/1/20 |  | MONITORS, PHYSIOLOGIC, VITAL SIGNS |  | MONITORVITALSIGNS-GE-Carescape B850 | MONITORVITALSIGNS | Carescape B850 |  |  |  | GE | Monitor, Vital Signs |  | MONITORVITALSIGNS-GE-Carescape B850 |  | 12/15/20 |  |  | Not Covered Vendor Only - Biomedical | MHHS-TMC
NO | YES |  |  |  | 077-08399 | 077-08399 | GE Healthcare | CARESCAPE B850 |  | SKA14467112GA | TMC-Respiratory-Adult | MHHS-TMC |  | Monitor, Vital Signs |  | 077-08399 | 077-08399 | TMC | MHHS-TMC | TMC-Respiratory-Adult | Memorial Hermann- Texas Medical Center NICU | 1/1/19 |  | 1/1/20 |  | MONITORS, PHYSIOLOGIC, VITAL SIGNS |  | MONITORVITALSIGNS-GE-Carescape B850 | MONITORVITALSIGNS | Carescape B850 |  |  |  | GE | Monitor, Vital Signs |  | MONITORVITALSIGNS-GE-Carescape B850 |  | 12/15/20 |  |  | Not Covered Vendor Only - Biomedical | MHHS-TMC
NO | YES |  |  |  | 077-08400 | 077-08400 | GE Healthcare | CARESCAPE B850 |  | SKA14467109GA | TMC-Children's-NICU (7Hp) | MHHS-TMC |  | Monitor, Vital Signs |  | 077-08400 | 077-08400 | TMC | MHHS-TMC | TMC-Children's-NICU (7Hp) |  | 1/28/19 |  |  |  | MONITORS, PHYSIOLOGIC, VITAL SIGNS |  | MONITORVITALSIGNS-GE-Carescape B850 | MONITORVITALSIGNS | Carescape B850 |  |  |  | GE | Monitor, Vital Signs |  | MONITORVITALSIGNS-GE-Carescape B850 |  | 12/15/20 | Verified 3/30/2020 4:07pm (Central) |  | Not Covered Vendor Only - Biomedical | MHHS-TMC
NO | YES |  |  |  | 077-08401 | 077-08401 | GE Healthcare | CARESCAPE B850 |  | SKA14467106GA | TMC-Children's-NICU (7Hp) | MHHS-TMC |  | Monitor, Vital Signs |  | 077-08401 | 077-08401 | TMC | MHHS-TMC | TMC-Children's-NICU (7Hp) |  | 1/28/19 |  |  |  | MONITORS, PHYSIOLOGIC, VITAL SIGNS |  | MONITORVITALSIGNS-GE-Carescape B850 | MONITORVITALSIGNS | Carescape B850 |  |  |  | GE | Monitor, Vital Signs |  | MONITORVITALSIGNS-GE-Carescape B850 |  | 12/17/18 | Verified 3/30/2020 4:07pm (Central) |  | Covered PM Repair - Biomedical | MHHS-TMC
NO | YES |  |  |  | 077-08403 | 077-08403 | GE Healthcare | CARESCAPE B850 |  | SKA14487230GA | TMC-Children's-NICU (7Hp) | MHHS-TMC |  | Monitor, Vital Signs |  | 077-08403 | 077-08403 | TMC | MHHS-TMC | TMC-Children's-NICU (7Hp) |  | 1/28/19 |  |  |  | MONITORS, PHYSIOLOGIC, VITAL SIGNS |  | MONITORVITALSIGNS-GE-Carescape B850 | MONITORVITALSIGNS | Carescape B850 |  |  |  | GE | Monitor, Vital Signs |  | MONITORVITALSIGNS-GE-Carescape B850 |  | 5/1/17 | Verified 3/30/2020 4:07pm (Central) |  | Clinical Miscellaneous | MHHS-TMC
NO | YES |  |  |  | 077-08404 | 077-08404 | GE Healthcare | CARESCAPE B850 |  | SKA14487228GA | TMC-Children's-NICU (7Hp) | MHHS-TMC |  | Monitor, Vital Signs |  | 077-08404 | 077-08404 | TMC | MHHS-TMC | TMC-Children's-NICU (7Hp) |  | 1/28/19 |  |  |  | MONITORS, PHYSIOLOGIC, VITAL SIGNS |  | MONITORVITALSIGNS-GE-Carescape B850 | MONITORVITALSIGNS | Carescape B850 |  |  |  | GE | Monitor, Vital Signs |  | MONITORVITALSIGNS-GE-Carescape B850 |  |  | Verified 3/30/2020 4:07pm (Central) |  | Covered PM Repair - Respiratory/Steriliz | MHHS-TMC
NO | YES |  |  |  | 077-08405 | 077-08405 | GE Healthcare | CARESCAPE B850 |  | SKA14487220GA | TMC-Children's-NICU (7Hp) | MHHS-TMC |  | Monitor, Vital Signs |  | 077-08405 | 077-08405 | TMC | MHHS-TMC | TMC-Children's-NICU (7Hp) |  | 1/28/19 |  |  |  | MONITORS, PHYSIOLOGIC, VITAL SIGNS |  | MONITORVITALSIGNS-GE-Carescape B850 | MONITORVITALSIGNS | Carescape B850 |  |  |  | GE | Monitor, Vital Signs |  | MONITORVITALSIGNS-GE-Carescape B850 |  | 8/4/98 | Verified 3/30/2020 4:07pm (Central) |  | Covered PM Repair - Biomedical | MHHS-TMC
NO | YES |  |  |  | 077-08406 | 077-08406 | GE Healthcare | CARESCAPE B850 |  | SKA14487232GA | TMC-Children's-NICU (7Hp) | MHHS-TMC |  | Monitor, Vital Signs |  | 077-08406 | 077-08406 | TMC | MHHS-TMC | TMC-Children's-NICU (7Hp) |  | 1/28/19 |  |  |  | MONITORS, PHYSIOLOGIC, VITAL SIGNS |  | MONITORVITALSIGNS-GE-Carescape B850 | MONITORVITALSIGNS | Carescape B850 |  |  |  | GE | Monitor, Vital Signs |  | MONITORVITALSIGNS-GE-Carescape B850 |  |  | Verified 3/30/2020 4:07pm (Central) |  | Covered PM Repair - Biomedical | MHHS-TMC
NO | YES |  |  |  | 077-08407 | 077-08407 | GE Healthcare | CARESCAPE B850 |  | SKA14487221GA | TMC-Children's-NICU (7Hp) | MHHS-TMC |  | Monitor, Vital Signs |  | 077-08407 | 077-08407 | TMC | MHHS-TMC | TMC-Children's-NICU (7Hp) |  | 1/28/19 |  |  |  | MONITORS, PHYSIOLOGIC, VITAL SIGNS |  | MONITORVITALSIGNS-GE-Carescape B850 | MONITORVITALSIGNS | Carescape B850 |  |  |  | GE | Monitor, Vital Signs |  | MONITORVITALSIGNS-GE-Carescape B850 |  | 8/1/13 | Verified 3/30/2020 4:07pm (Central) |  | Covered PM Repair - Biomedical | MHHS-TMC
NO | YES |  |  |  | 077-08409 | 077-08409 | GE Healthcare | CARESCAPE B850 |  | SKA14467114GA | TMC-Children's-NICU (7Hp) | MHHS-TMC |  | Monitor, Vital Signs |  | 077-08409 | 077-08409 | TMC | MHHS-TMC | TMC-Children's-NICU (7Hp) |  | 1/28/19 |  |  |  | MONITORS, PHYSIOLOGIC, VITAL SIGNS |  | MONITORVITALSIGNS-GE-Carescape B850 | MONITORVITALSIGNS | Carescape B850 |  |  |  | GE | Monitor, Vital Signs |  | MONITORVITALSIGNS-GE-Carescape B850 |  | 10/1/18 | Verified 3/30/2020 4:07pm (Central) |  | Covered PM Repair - Biomedical | MHHS-TMC
NO | YES |  |  |  | 077-08410 | 077-08410 | GE Healthcare | CARESCAPE B850 |  | SKA14487225GA | TMC-Children's-NICU (7Hp) | MHHS-TMC |  | Monitor, Vital Signs |  | 077-08410 | 077-08410 | TMC | MHHS-TMC | TMC-Children's-NICU (7Hp) |  | 1/29/19 |  |  |  | MONITORS, PHYSIOLOGIC, VITAL SIGNS |  | MONITORVITALSIGNS-GE-Carescape B850 | MONITORVITALSIGNS | Carescape B850 |  |  |  | GE | Monitor, Vital Signs |  | MONITORVITALSIGNS-GE-Carescape B850 |  |  | Verified 3/30/2020 4:07pm (Central) |  | Covered PM Repair - Biomedical | MHHS-TMC
NO | YES |  |  |  | 077-08482 | 077-08482 | GE Healthcare | CARESCAPE B850 |  | SKA14467077GA | TMC-Children's-NICU (7Hp) | MHHS-TMC |  | Monitor, Vital Signs |  | 077-08482 | 077-08482 | TMC | MHHS-TMC | TMC-Children's-NICU (7Hp) |  | 1/29/19 |  |  |  | MONITORS, PHYSIOLOGIC, VITAL SIGNS |  | MONITORVITALSIGNS-GE-Carescape B850 | MONITORVITALSIGNS | Carescape B850 |  |  |  | GE | Monitor, Vital Signs |  | MONITORVITALSIGNS-GE-Carescape B850 |  |  | Verified 3/30/2020 4:07pm (Central) |  | Covered PM Repair - Biomedical | MHHS-TMC
NO | YES |  |  |  | 077-08484 | 077-08484 | GE Healthcare | CARESCAPE B850 |  | SKA14436359GR | TMC-Children's-NICU (7Hp) | MHHS-TMC |  | Monitor, Vital Signs |  | 077-08484 | 077-08484 | TMC | MHHS-TMC | TMC-Children's-NICU (7Hp) |  | 2/4/19 |  |  |  | MONITORS, PHYSIOLOGIC, VITAL SIGNS |  | MONITORVITALSIGNS-GE-Carescape B850 | MONITORVITALSIGNS | Carescape B850 |  |  |  | GE | Monitor, Vital Signs |  | MONITORVITALSIGNS-GE-Carescape B850 |  |  |  |  | Covered PM Repair - Biomedical | MHHS-TMC
NO | YES |  |  |  | 077-08487 | 077-08487 | GE Healthcare | CARESCAPE B850 |  | SKA13450653GR | TMC-Children's-NICU (7Hp) | MHHS-TMC |  | Monitor, Vital Signs |  | 077-08487 | 077-08487 | TMC | MHHS-TMC | TMC-Children's-NICU (7Hp) |  | 2/5/19 |  |  |  | MONITORS, PHYSIOLOGIC, VITAL SIGNS |  | MONITORVITALSIGNS-GE-Carescape B850 | MONITORVITALSIGNS | Carescape B850 |  |  |  | GE | Monitor, Vital Signs |  | MONITORVITALSIGNS-GE-Carescape B850 |  | 2/3/17 | Verified 3/30/2020 4:07pm (Central) |  | Covered PM Repair - Biomedical | MHHS-TMC
NO | YES |  |  |  | 077-08488 | 077-08488 | GE Healthcare | CARESCAPE B850 |  | SKA14436322GR | TMC-Children's-NICU (7Hp) | MHHS-TMC |  | Monitor, Vital Signs |  | 077-08488 | 077-08488 | TMC | MHHS-TMC | TMC-Children's-NICU (7Hp) |  | 2/5/19 |  |  |  | MONITORS, PHYSIOLOGIC, VITAL SIGNS |  | MONITORVITALSIGNS-GE-Carescape B850 | MONITORVITALSIGNS | Carescape B850 |  |  |  | GE | Monitor, Vital Signs |  | MONITORVITALSIGNS-GE-Carescape B850 |  | 11/1/18 | Verified 3/30/2020 4:07pm (Central) |  | Covered PM Repair - Biomedical | MHHS-TMC
NO | YES |  |  |  | 077-08489 | 077-08489 | GE Healthcare | CARESCAPE B850 |  | SKA14436444GR | TMC-Children's-NICU (7Hp) | MHHS-TMC |  | Monitor, Vital Signs |  | 077-08489 | 077-08489 | TMC | MHHS-TMC | TMC-Children's-NICU (7Hp) |  | 2/5/19 |  |  |  | MONITORS, PHYSIOLOGIC, VITAL SIGNS |  | MONITORVITALSIGNS-GE-Carescape B850 | MONITORVITALSIGNS | Carescape B850 |  |  |  | GE | Monitor, Vital Signs |  | MONITORVITALSIGNS-GE-Carescape B850 |  | 1/15/09 | Verified 3/30/2020 4:07pm (Central) |  | Covered PM Repair - Biomedical | MHHS-TMC
NO | YES |  |  |  | 077-08490 | 077-08490 | GE Healthcare | CARESCAPE B850 |  | SKA14436384GR | TMC-Children's-NICU (7Hp) | MHHS-TMC |  | Monitor, Vital Signs |  | 077-08490 | 077-08490 | TMC | MHHS-TMC | TMC-Children's-NICU (7Hp) |  | 2/6/19 |  |  |  | MONITORS, PHYSIOLOGIC, VITAL SIGNS |  | MONITORVITALSIGNS-GE-Carescape B850 | MONITORVITALSIGNS | Carescape B850 |  |  |  | GE | Monitor, Vital Signs |  | MONITORVITALSIGNS-GE-Carescape B850 |  |  | Verified 3/30/2020 4:07pm (Central) |  | Covered PM Repair - Biomedical | MHHS-TMC
NO | YES |  |  |  | 077-08491 | 077-08491 | GE Healthcare | CARESCAPE B850 |  | SKA14436451GR | TMC-Children's-NICU (7Hp) | MHHS-TMC |  | Monitor, Vital Signs |  | 077-08491 | 077-08491 | TMC | MHHS-TMC | TMC-Children's-NICU (7Hp) |  | 2/6/19 |  |  |  | MONITORS, PHYSIOLOGIC, VITAL SIGNS |  | MONITORVITALSIGNS-GE-Carescape B850 | MONITORVITALSIGNS | Carescape B850 |  |  |  | GE | Monitor, Vital Signs |  | MONITORVITALSIGNS-GE-Carescape B850 |  |  | Verified 3/30/2020 4:07pm (Central) |  | Covered PM Repair - Biomedical | MHHS-TMC
NO | YES |  |  |  | 077-08492 | 077-08492 | GE Healthcare | CARESCAPE B850 |  | SKA14426311GR | TMC-Children's-NICU (7Hp) | MHHS-TMC |  | Monitor, Vital Signs |  | 077-08492 | 077-08492 | TMC | MHHS-TMC | TMC-Children's-NICU (7Hp) |  | 2/6/19 |  |  |  | MONITORS, PHYSIOLOGIC, VITAL SIGNS |  | MONITORVITALSIGNS-GE-Carescape B850 | MONITORVITALSIGNS | Carescape B850 |  |  |  | GE | Monitor, Vital Signs |  | MONITORVITALSIGNS-GE-Carescape B850 |  |  | Verified 3/30/2020 4:07pm (Central) |  | Covered PM Repair - Biomedical | MHHS-TMC
NO | YES |  |  |  | 077-08493 | 077-08493 | GE Healthcare | CARESCAPE B850 |  | SKA14436326GR | TMC-Children's-NICU (7Hp) | MHHS-TMC |  | Monitor, Vital Signs |  | 077-08493 | 077-08493 | TMC | MHHS-TMC | TMC-Children's-NICU (7Hp) |  | 2/8/19 |  |  |  | MONITORS, PHYSIOLOGIC, VITAL SIGNS |  | MONITORVITALSIGNS-GE-Carescape B850 | MONITORVITALSIGNS | Carescape B850 |  |  |  | GE | Monitor, Vital Signs |  | MONITORVITALSIGNS-GE-Carescape B850 |  | 12/6/17 | Verified 3/30/2020 4:07pm (Central) |  | Covered PM Repair - Biomedical | MHHS-TMC
NO | YES |  |  |  | 077-08494 | 077-08494 | GE Healthcare | CARESCAPE B850 |  | SKA13450644GR | TMC-Children's-NICU (7Hp) | MHHS-TMC |  | Monitor, Vital Signs |  | 077-08494 | 077-08494 | TMC | MHHS-TMC | TMC-Children's-NICU (7Hp) |  | 2/8/19 |  |  |  | MONITORS, PHYSIOLOGIC, VITAL SIGNS |  | MONITORVITALSIGNS-GE-Carescape B850 | MONITORVITALSIGNS | Carescape B850 |  |  |  | GE | Monitor, Vital Signs |  | MONITORVITALSIGNS-GE-Carescape B850 |  | 10/8/15 | Verified 3/30/2020 4:07pm (Central) |  | Covered PM Repair - Biomedical | MHHS-TMC
NO | YES |  |  |  | 077-08496 | 077-08496 | GE Healthcare | CARESCAPE B850 |  | SKA14456820GR |  | MHHS-TMC |  | Monitor, Vital Signs |  | 077-08496 | 077-08496 | TMC | Memorial Hermann-Texas Medical Center |  | H7/85B |  |  |  |  | MONITORS, PHYSIOLOGIC, VITAL SIGNS |  | MONITORVITALSIGNS-GE-Carescape B850 | MONITORVITALSIGNS | Carescape B850 |  |  |  | GE | Monitor, Vital Signs |  | MONITORVITALSIGNS-GE-Carescape B850 |  | 9/17/15 |  |  | Covered PM Repair - Biomedical | MHHS-TMC
NO | YES |  |  |  | 077-08497 | 077-08497 | GE Healthcare | CARESCAPE B850 |  | SKA14436320GR | TMC-Children's-NICU (7Hp) | MHHS-TMC |  | Monitor, Vital Signs |  | 077-08497 | 077-08497 | TMC | MHHS-TMC | TMC-Children's-NICU (7Hp) |  | 2/8/19 |  |  |  | MONITORS, PHYSIOLOGIC, VITAL SIGNS |  | MONITORVITALSIGNS-GE-Carescape B850 | MONITORVITALSIGNS | Carescape B850 |  |  |  | GE | Monitor, Vital Signs |  | MONITORVITALSIGNS-GE-Carescape B850 |  | 9/17/15 | Verified 3/30/2020 4:07pm (Central) |  | Covered PM Repair - Biomedical | MHHS-TMC
NO | YES |  |  |  | 077-08498 | 077-08498 | GE Healthcare | CARESCAPE B850 |  | SKA14436364GR | TMC-Children's-NICU (7Hp) | MHHS-TMC |  | Monitor, Vital Signs |  | 077-08498 | 077-08498 | TMC | MHHS-TMC | TMC-Children's-NICU (7Hp) |  | 2/5/19 |  |  |  | MONITORS, PHYSIOLOGIC, VITAL SIGNS |  | MONITORVITALSIGNS-GE-Carescape B850 | MONITORVITALSIGNS | Carescape B850 |  |  |  | GE | Monitor, Vital Signs |  | MONITORVITALSIGNS-GE-Carescape B850 |  | 9/17/15 | Verified 3/30/2020 4:07pm (Central) |  | Covered PM Repair - Biomedical | MHHS-TMC
NO | YES |  |  |  | 077-08499 | 077-08499 | GE Healthcare | CARESCAPE B850 |  | SKA14436477GR | TMC-Children's-NICU (7Hp) | MHHS-TMC |  | Monitor, Vital Signs |  | 077-08499 | 077-08499 | TMC | MHHS-TMC | TMC-Children's-NICU (7Hp) |  | 2/12/19 |  |  |  | MONITORS, PHYSIOLOGIC, VITAL SIGNS |  | MONITORVITALSIGNS-GE-Carescape B850 | MONITORVITALSIGNS | Carescape B850 |  |  |  | GE | Monitor, Vital Signs |  | MONITORVITALSIGNS-GE-Carescape B850 |  | 9/17/15 | Verified 3/30/2020 4:07pm (Central) |  | Covered PM Repair - Biomedical | MHHS-TMC
NO | YES |  |  |  | 077-08500 | 077-08500 | GE Healthcare | CARESCAPE B850 |  | SKA14436369GR | TMC-Children's-NICU (7Hp) | MHHS-TMC |  | Monitor, Vital Signs |  | 077-08500 | 077-08500 | TMC | MHHS-TMC | TMC-Children's-NICU (7Hp) |  | 2/12/19 |  |  |  | MONITORS, PHYSIOLOGIC, VITAL SIGNS |  | MONITORVITALSIGNS-GE-Carescape B850 | MONITORVITALSIGNS | Carescape B850 |  |  |  | GE | Monitor, Vital Signs |  | MONITORVITALSIGNS-GE-Carescape B850 |  | 9/17/15 | Verified 3/30/2020 4:07pm (Central) |  | Covered PM Repair - Biomedical | MHHS-TMC
NO | YES |  |  |  | 077-08501 | 077-08501 | GE Healthcare | CARESCAPE B850 |  | SKA14284294GR | TMC-Children's-NICU (7Hp) | MHHS-TMC |  | Monitor, Vital Signs |  | 077-08501 | 077-08501 | TMC | MHHS-TMC | TMC-Children's-NICU (7Hp) |  | 2/6/19 |  |  |  | MONITORS, PHYSIOLOGIC, VITAL SIGNS |  | MONITORVITALSIGNS-GE-Carescape B850 | MONITORVITALSIGNS | Carescape B850 |  |  |  | GE | Monitor, Vital Signs |  | MONITORVITALSIGNS-GE-Carescape B850 |  | 9/17/15 | Verified 3/30/2020 4:07pm (Central) |  | Covered PM Repair - Biomedical | MHHS-TMC
NO | YES |  |  |  | 077-08502 | 077-08502 | GE Healthcare | CARESCAPE B850 |  | SKA14426265GR | TMC-Children's-NICU (7Hp) | MHHS-TMC |  | Monitor, Vital Signs |  | 077-08502 | 077-08502 | TMC | MHHS-TMC | TMC-Children's-NICU (7Hp) |  | 1/8/19 |  |  |  | MONITORS, PHYSIOLOGIC, VITAL SIGNS |  | MONITORVITALSIGNS-GE-Carescape B850 | MONITORVITALSIGNS | Carescape B850 |  |  |  | GE | Monitor, Vital Signs |  | MONITORVITALSIGNS-GE-Carescape B850 |  | 9/17/15 | Verified 3/30/2020 4:07pm (Central) |  | Covered PM Repair - Biomedical | MHHS-TMC
NO | YES |  |  |  | 077-08503 | 077-08503 | GE Healthcare | CARESCAPE B850 |  | SKA13491533GR | TMC-Children's-NICU (7Hp) | MHHS-TMC |  | Monitor, Vital Signs |  | 077-08503 | 077-08503 | TMC | MHHS-TMC | TMC-Children's-NICU (7Hp) |  | 2/7/19 |  |  |  | MONITORS, PHYSIOLOGIC, VITAL SIGNS |  | MONITORVITALSIGNS-GE-Carescape B850 | MONITORVITALSIGNS | Carescape B850 |  |  |  | GE | Monitor, Vital Signs |  | MONITORVITALSIGNS-GE-Carescape B850 |  | 9/17/15 | Verified 3/30/2020 4:07pm (Central) |  | Covered PM Repair - Biomedical | MHHS-TMC
NO | YES |  |  |  | 077-08504 | 077-08504 | GE Healthcare | CARESCAPE B850 |  | SKA14436391GR | TMC-Children's-NICU (7Hp) | MHHS-TMC |  | Monitor, Vital Signs |  | 077-08504 | 077-08504 | TMC | MHHS-TMC | TMC-Children's-NICU (7Hp) |  | 2/7/19 |  |  |  | MONITORS, PHYSIOLOGIC, VITAL SIGNS |  | MONITORVITALSIGNS-GE-Carescape B850 | MONITORVITALSIGNS | Carescape B850 |  |  |  | GE | Monitor, Vital Signs |  | MONITORVITALSIGNS-GE-Carescape B850 |  | 5/23/20 | Verified 3/30/2020 4:07pm (Central) |  | Not Covered Vendor Only - Biomedical | MHHS-TMC
NO | YES |  |  |  | 077-08505 | 077-08505 | GE Healthcare | CARESCAPE B850 |  | SKA13450682GR | TMC-Children's-NICU (7Hp) | MHHS-TMC |  | Monitor, Vital Signs |  | 077-08505 | 077-08505 | TMC | MHHS-TMC | TMC-Children's-NICU (7Hp) |  | 2/7/19 |  |  |  | MONITORS, PHYSIOLOGIC, VITAL SIGNS |  | MONITORVITALSIGNS-GE-Carescape B850 | MONITORVITALSIGNS | Carescape B850 |  |  |  | GE | Monitor, Vital Signs |  | MONITORVITALSIGNS-GE-Carescape B850 |  | 5/23/20 | Verified 3/30/2020 4:07pm (Central) |  | Not Covered Vendor Only - Biomedical | MHHS-TMC
NO | YES |  |  |  | 077-08507 | 077-08507 | GE Healthcare | CARESCAPE B850 |  | SKA14436324GR | TMC-Children's-NICU (7Hp) | MHHS-TMC |  | Monitor, Vital Signs |  | 077-08507 | 077-08507 | TMC | MHHS-TMC | TMC-Children's-NICU (7Hp) |  | 2/7/19 |  |  |  | MONITORS, PHYSIOLOGIC, VITAL SIGNS |  | MONITORVITALSIGNS-GE-Carescape B850 | MONITORVITALSIGNS | Carescape B850 |  |  |  | GE | Monitor, Vital Signs |  | MONITORVITALSIGNS-GE-Carescape B850 |  | 5/23/20 | Verified 3/30/2020 4:07pm (Central) |  | Not Covered Vendor Only - Biomedical | MHHS-TMC
NO | YES |  |  |  | 077-08508 | 077-08508 | GE Healthcare | CARESCAPE B850 |  | SKA13450655GR | TMC-Children's-NICU (7Hp) | MHHS-TMC |  | Monitor, Vital Signs |  | 077-08508 | 077-08508 | TMC | MHHS-TMC | TMC-Children's-NICU (7Hp) |  | 2/8/19 |  |  |  | MONITORS, PHYSIOLOGIC, VITAL SIGNS |  | MONITORVITALSIGNS-GE-Carescape B850 | MONITORVITALSIGNS | Carescape B850 |  |  |  | GE | Monitor, Vital Signs |  | MONITORVITALSIGNS-GE-Carescape B850 |  | 5/23/20 | Verified 3/30/2020 4:07pm (Central) |  | Not Covered Vendor Only - Biomedical | MHHS-TMC
NO | YES |  |  |  | 077-08509 | 077-08509 | GE Healthcare | CARESCAPE B850 |  | SKA13501569GR | TMC-Children's-NICU (7Hp) | MHHS-TMC |  | Monitor, Vital Signs |  | 077-08509 | 077-08509 | TMC | MHHS-TMC | TMC-Children's-NICU (7Hp) |  | 2/8/19 |  |  |  | MONITORS, PHYSIOLOGIC, VITAL SIGNS |  | MONITORVITALSIGNS-GE-Carescape B850 | MONITORVITALSIGNS | Carescape B850 |  |  |  | GE | Monitor, Vital Signs |  | MONITORVITALSIGNS-GE-Carescape B850 |  | 5/23/20 | Verified 3/30/2020 4:07pm (Central) |  | Not Covered Vendor Only - Biomedical | MHHS-TMC
NO | YES |  |  |  | 077-08511 | 077-08511 | GE Healthcare | CARESCAPE B850 |  | SKA14436313GR | TMC-Children's-NICU (7Hp) | MHHS-TMC |  | Monitor, Vital Signs |  | 077-08511 | 077-08511 | TMC | MHHS-TMC | TMC-Children's-NICU (7Hp) |  | 2/11/19 |  |  |  | MONITORS, PHYSIOLOGIC, VITAL SIGNS |  | MONITORVITALSIGNS-GE-Carescape B850 | MONITORVITALSIGNS | Carescape B850 |  |  |  | GE | Monitor, Vital Signs |  | MONITORVITALSIGNS-GE-Carescape B850 |  | 5/23/20 | Verified 3/30/2020 4:07pm (Central) |  | Not Covered Vendor Only - Biomedical | MHHS-TMC
NO | YES |  |  |  | 077-08512 | 077-08512 | GE Healthcare | CARESCAPE B850 |  | SKA14132975GR | TMC-Children's-NICU (7Hp) | MHHS-TMC |  | Monitor, Vital Signs |  | 077-08512 | 077-08512 | TMC | MHHS-TMC | TMC-Children's-NICU (7Hp) |  | 2/11/19 |  |  |  | MONITORS, PHYSIOLOGIC, VITAL SIGNS |  | MONITORVITALSIGNS-GE-Carescape B850 | MONITORVITALSIGNS | Carescape B850 |  |  |  | GE | Monitor, Vital Signs |  | MONITORVITALSIGNS-GE-Carescape B850 |  | 5/24/20 | Verified 3/30/2020 4:07pm (Central) |  | Not Covered Vendor Only - Biomedical | MHHS-TMC
NO | YES |  |  |  | 077-08513 | 077-08513 | GE Healthcare | CARESCAPE B850 |  | SKA14254201GR | TMC-Children's-NICU (7Hp) | MHHS-TMC |  | Monitor, Vital Signs |  | 077-08513 | 077-08513 | TMC | MHHS-TMC | TMC-Children's-NICU (7Hp) |  | 2/11/19 |  |  |  | MONITORS, PHYSIOLOGIC, VITAL SIGNS |  | MONITORVITALSIGNS-GE-Carescape B850 | MONITORVITALSIGNS | Carescape B850 |  |  |  | GE | Monitor, Vital Signs |  | MONITORVITALSIGNS-GE-Carescape B850 |  | 5/24/20 | Verified 3/30/2020 4:07pm (Central) |  | Not Covered Vendor Only - Biomedical | MHHS-TMC
NO | YES |  |  |  | 077-08515 | 077-08515 | GE Healthcare | CARESCAPE B850 |  | SKA14436496GR | TMC-Children's-NICU (7Hp) | MHHS-TMC |  | Monitor, Vital Signs |  | 077-08515 | 077-08515 | TMC | MHHS-TMC | TMC-Children's-NICU (7Hp) |  | 2/12/19 |  |  |  | MONITORS, PHYSIOLOGIC, VITAL SIGNS |  | MONITORVITALSIGNS-GE-Carescape B850 | MONITORVITALSIGNS | Carescape B850 |  |  |  | GE | Monitor, Vital Signs |  | MONITORVITALSIGNS-GE-Carescape B850 |  | 5/24/20 | Verified 3/30/2020 4:07pm (Central) |  | Not Covered Vendor Only - Biomedical | MHHS-TMC
NO | YES |  |  |  | 077-08597 | 077-08597 | GE Healthcare | CARESCAPE B850 |  | SKA14284336GR | TMC-Children's-NICU (7Hp) | MHHS-TMC |  | Monitor, Vital Signs |  | 077-08597 | 077-08597 | TMC | MHHS-TMC | TMC-Children's-NICU (7Hp) |  | 12/27/19 |  |  |  | MONITORS, PHYSIOLOGIC, VITAL SIGNS |  | MONITORVITALSIGNS-GE-Carescape B850 | MONITORVITALSIGNS | Carescape B850 |  |  |  | GE | Monitor, Vital Signs |  | MONITORVITALSIGNS-GE-Carescape B850 |  | 5/24/20 | Verified 3/30/2020 4:07pm (Central) |  | Not Covered Vendor Only - Biomedical | MHHS-TMC
NO | YES |  |  |  | 077-08599 | 077-08599 | GE Healthcare | CARESCAPE B850 |  | SKA14284346GR | TMC-Children's-NICU (7Hp) | MHHS-TMC |  | Monitor, Vital Signs |  | 077-08599 | 077-08599 | TMC | MHHS-TMC | TMC-Children's-NICU (7Hp) |  | 12/27/19 |  |  |  | MONITORS, PHYSIOLOGIC, VITAL SIGNS |  | MONITORVITALSIGNS-GE-Carescape B850 | MONITORVITALSIGNS | Carescape B850 |  |  |  | GE | Monitor, Vital Signs |  | MONITORVITALSIGNS-GE-Carescape B850 |  | 5/24/20 | Verified 3/30/2020 4:07pm (Central) |  | Not Covered Vendor Only - Biomedical | MHHS-TMC
NO | YES |  |  |  | 077-08602 | 077-08602 | GE Healthcare | CARESCAPE B850 |  | SKA13370223GR | TMC-Children's-NICU (7Hp) | MHHS-TMC |  | Monitor, Vital Signs |  | 077-08602 | 077-08602 | TMC | MHHS-TMC | TMC-Children's-NICU (7Hp) |  | 12/27/19 |  |  |  | MONITORS, PHYSIOLOGIC, VITAL SIGNS |  | MONITORVITALSIGNS-GE-Carescape B850 | MONITORVITALSIGNS | Carescape B850 |  |  |  | GE | Monitor, Vital Signs |  | MONITORVITALSIGNS-GE-Carescape B850 |  | 5/24/20 | Verified 3/30/2020 4:07pm (Central) |  | Not Covered Vendor Only - Biomedical | MHHS-TMC
NO | YES |  |  |  | 077-08608 | 077-08608 | GE Healthcare | CARESCAPE B850 |  | SKA13450662GR | TMC-Children's-NICU (7Hp) | MHHS-TMC |  | Monitor, Vital Signs |  | 077-08608 | 077-08608 | TMC | MHHS-TMC | TMC-Children's-NICU (7Hp) |  | 12/27/19 |  |  |  | MONITORS, PHYSIOLOGIC, VITAL SIGNS |  | MONITORVITALSIGNS-GE-Carescape B850 | MONITORVITALSIGNS | Carescape B850 |  |  |  | GE | Monitor, Vital Signs |  | MONITORVITALSIGNS-GE-Carescape B850 |  | 5/25/18 | Verified 3/30/2020 4:07pm (Central) |  | Covered PM Repair - Biomedical | MHHS-TMC
NO | YES |  |  |  | 077-08612 | 077-08612 | GE Healthcare | CARESCAPE B850 |  | SKA13501634GR | TMC-Children's-NICU (7Hp) | MHHS-TMC |  | Monitor, Vital Signs |  | 077-08612 | 077-08612 | TMC | MHHS-TMC | TMC-Children's-NICU (7Hp) |  | 12/27/19 |  |  |  | MONITORS, PHYSIOLOGIC, VITAL SIGNS |  | MONITORVITALSIGNS-GE-Carescape B850 | MONITORVITALSIGNS | Carescape B850 |  |  |  | GE | Monitor, Vital Signs |  | MONITORVITALSIGNS-GE-Carescape B850 |  | 4/26/17 | Verified 3/30/2020 4:07pm (Central) |  | Covered PM Repair - Biomedical | MHHS-TMC
NO | YES |  |  |  | 077-08613 | 077-08613 | GE Healthcare | CARESCAPE B850 |  | SKA13501593GR | TMC-Children's-NICU (7Hp) | MHHS-TMC |  | Monitor, Vital Signs |  | 077-08613 | 077-08613 | TMC | MHHS-TMC | TMC-Children's-NICU (7Hp) |  | 12/27/19 |  |  |  | MONITORS, PHYSIOLOGIC, VITAL SIGNS |  | MONITORVITALSIGNS-GE-Carescape B850 | MONITORVITALSIGNS | Carescape B850 |  |  |  | GE | Monitor, Vital Signs |  | MONITORVITALSIGNS-GE-Carescape B850 |  | 1/21/19 | Verified 3/30/2020 4:07pm (Central) |  | Not Covered Vendor Only - Biomedical | MHHS-TMC
NO | YES |  |  |  | 077-08617 | 077-08617 | GE Healthcare | CARESCAPE B850 |  | SKA14284370GR | TMC-Children's-NICU (7Hp) | MHHS-TMC |  | Monitor, Vital Signs |  | 077-08617 | 077-08617 | TMC | MHHS-TMC | TMC-Children's-NICU (7Hp) |  | 12/27/19 |  |  |  | MONITORS, PHYSIOLOGIC, VITAL SIGNS |  | MONITORVITALSIGNS-GE-Carescape B850 | MONITORVITALSIGNS | Carescape B850 |  |  |  | GE | Monitor, Vital Signs |  | MONITORVITALSIGNS-GE-Carescape B850 |  |  | Verified 3/30/2020 4:07pm (Central) |  | Covered PM Repair - Biomedical | MHHS-TMC
NO | YES |  |  |  | 077-08620 | 077-08620 | GE Healthcare | CARESCAPE B850 |  | SKA14284337GR | TMC-Children's-NICU (7Hp) | MHHS-TMC |  | Monitor, Vital Signs |  | 077-08620 | 077-08620 | TMC | MHHS-TMC | TMC-Children's-NICU (7Hp) |  | 12/27/19 |  |  |  | MONITORS, PHYSIOLOGIC, VITAL SIGNS |  | MONITORVITALSIGNS-GE-Carescape B850 | MONITORVITALSIGNS | Carescape B850 |  |  |  | GE | Monitor, Vital Signs |  | MONITORVITALSIGNS-GE-Carescape B850 |  |  | Verified 3/30/2020 4:07pm (Central) |  | Covered PM Repair - Biomedical | MHHS-TMC
NO | YES |  |  |  | 077-08624 | 077-08624 | GE Healthcare | CARESCAPE B850 |  |  | TMC-Children's-NICU (7Hp) | MHHS-TMC |  | Monitor, Vital Signs |  | 077-08624 | 077-08624 | TMC | MHHS-TMC | TMC-Children's-NICU (7Hp) |  | 12/27/19 |  |  |  | MONITORS, PHYSIOLOGIC, VITAL SIGNS |  | MONITORVITALSIGNS-GE-Carescape B850 | MONITORVITALSIGNS | Carescape B850 |  |  |  | GE | Monitor, Vital Signs |  | MONITORVITALSIGNS-GE-Carescape B850 |  |  | Verified 3/30/2020 4:07pm (Central) |  | Covered PM Repair - Biomedical | MHHS-TMC
NO | YES |  |  |  | 077-08628 | 077-08628 | GE Healthcare | CARESCAPE B850 |  |  | TMC-Children's-NICU (7Hp) | MHHS-TMC |  | Monitor, Vital Signs |  | 077-08628 | 077-08628 | TMC | MHHS-TMC | TMC-Children's-NICU (7Hp) |  | 12/27/19 |  |  |  | MONITORS, PHYSIOLOGIC, VITAL SIGNS |  | MONITORVITALSIGNS-GE-Carescape B850 | MONITORVITALSIGNS | Carescape B850 |  |  |  | GE | Monitor, Vital Signs |  | MONITORVITALSIGNS-GE-Carescape B850 |  |  | Verified 3/30/2020 4:07pm (Central) |  | Covered PM Repair - Biomedical | MHHS-TMC
NO | YES |  |  |  | 077-08631 | 077-08631 | GE Healthcare | CARESCAPE B850 |  | SKA14284291GR | TMC-Children's-NICU (7Hp) | MHHS-TMC |  | Monitor, Vital Signs |  | 077-08631 | 077-08631 | TMC | MHHS-TMC | TMC-Children's-NICU (7Hp) |  | 12/27/19 |  |  |  | MONITORS, PHYSIOLOGIC, VITAL SIGNS |  | MONITORVITALSIGNS-GE-Carescape B850 | MONITORVITALSIGNS | Carescape B850 |  |  |  | GE | Monitor, Vital Signs |  | MONITORVITALSIGNS-GE-Carescape B850 |  |  | Verified 3/30/2020 4:07pm (Central) |  | Not Covered Vendor Only - Biomedical | MHHS-TMC
NO | YES |  |  |  | 077-08634 | 077-08634 | GE Healthcare | CARESCAPE B850 |  | SKA14042183GR | TMC-Children's-NICU (7Hp) | MHHS-TMC |  | Monitor, Vital Signs |  | 077-08634 | 077-08634 | TMC | MHHS-TMC | TMC-Children's-NICU (7Hp) |  | 12/30/19 |  |  |  | MONITORS, PHYSIOLOGIC, VITAL SIGNS |  | MONITORVITALSIGNS-GE-Carescape B850 | MONITORVITALSIGNS | Carescape B850 |  |  |  | GE | Monitor, Vital Signs |  | MONITORVITALSIGNS-GE-Carescape B850 |  | 1/12/20 | Verified 3/30/2020 4:07pm (Central) |  | Not Covered Vendor Only - Biomedical | MHHS-TMC
NO | YES |  |  |  | 077-08637 | 077-08637 | GE Healthcare | CARESCAPE B850 |  | SKA13450685GR | TMC-Children's-NICU (7Hp) | MHHS-TMC |  | Monitor, Vital Signs |  | 077-08637 | 077-08637 | TMC | MHHS-TMC | TMC-Children's-NICU (7Hp) |  | 12/27/19 |  |  |  | MONITORS, PHYSIOLOGIC, VITAL SIGNS |  | MONITORVITALSIGNS-GE-Carescape B850 | MONITORVITALSIGNS | Carescape B850 |  |  |  | GE | Monitor, Vital Signs |  | MONITORVITALSIGNS-GE-Carescape B850 |  | 1/12/20 | Verified 3/30/2020 4:07pm (Central) |  | Not Covered Vendor Only - Biomedical | MHHS-TMC
NO | YES |  |  |  | 077-08641 | 077-08641 | GE Healthcare | CARESCAPE B850 |  | SKA14042144GR | TMC-Children's-NICU (7Hp) | MHHS-TMC |  | Monitor, Vital Signs |  | 077-08641 | 077-08641 | TMC | MHHS-TMC | TMC-Children's-NICU (7Hp) |  | 12/30/19 |  |  |  | MONITORS, PHYSIOLOGIC, VITAL SIGNS |  | MONITORVITALSIGNS-GE-Carescape B850 | MONITORVITALSIGNS | Carescape B850 |  |  |  | GE | Monitor, Vital Signs |  | MONITORVITALSIGNS-GE-Carescape B850 |  | 1/10/20 | Verified 3/30/2020 4:07pm (Central) |  | Not Covered Vendor Only - Biomedical | MHHS-TMC
NO | YES |  |  |  | 077-08645 | 077-08645 | GE Healthcare | CARESCAPE B850 |  | SKA13450654GR | TMC-Children's-NICU (7Hp) | MHHS-TMC |  | Monitor, Vital Signs |  | 077-08645 | 077-08645 | TMC | MHHS-TMC | TMC-Children's-NICU (7Hp) |  | 12/20/18 |  |  |  | MONITORS, PHYSIOLOGIC, VITAL SIGNS |  | MONITORVITALSIGNS-GE-Carescape B850 | MONITORVITALSIGNS | Carescape B850 |  |  |  | GE | Monitor, Vital Signs |  | MONITORVITALSIGNS-GE-Carescape B850 |  | 1/12/20 | Verified 3/30/2020 4:07pm (Central) |  | Not Covered Vendor Only - Biomedical | MHHS-TMC
NO | YES |  |  |  | 077-08662 | 077-08662 | GE Healthcare | CARESCAPE B850 |  | SKA15048703GR | TMC-Children's-NICU (7Hp) | MHHS-TMC |  | Monitor, Vital Signs |  | 077-08662 | 077-08662 | TMC | MHHS-TMC | TMC-Children's-NICU (7Hp) |  | 3/18/19 |  |  |  | MONITORS, PHYSIOLOGIC, VITAL SIGNS |  | MONITORVITALSIGNS-GE-Carescape B850 | MONITORVITALSIGNS | Carescape B850 |  |  |  | GE | Monitor, Vital Signs |  | MONITORVITALSIGNS-GE-Carescape B850 |  | 1/12/20 | Verified 3/30/2020 4:07pm (Central) |  | Not Covered Vendor Only - Biomedical | MHHS-TMC
NO | YES |  |  |  | 077-08663 | 077-08663 | GE Healthcare | CARESCAPE B850 |  | SKA14436398GR | TMC-Children's-NICU (7Hp) | MHHS-TMC |  | Monitor, Vital Signs |  | 077-08663 | 077-08663 | TMC | MHHS-TMC | TMC-Children's-NICU (7Hp) |  | 3/19/19 |  |  |  | MONITORS, PHYSIOLOGIC, VITAL SIGNS |  | MONITORVITALSIGNS-GE-Carescape B850 | MONITORVITALSIGNS | Carescape B850 |  |  |  | GE | Monitor, Vital Signs |  | MONITORVITALSIGNS-GE-Carescape B850 |  | 1/10/20 | Verified 3/30/2020 4:07pm (Central) |  | Not Covered Vendor Only - Biomedical | MHHS-TMC
NO | YES |  |  |  | 077-08664 | 077-08664 | GE Healthcare | CARESCAPE B850 |  | SKA14436408GR | TMC-Children's-NICU (7Hp) | MHHS-TMC |  | Monitor, Vital Signs |  | 077-08664 | 077-08664 | TMC | MHHS-TMC | TMC-Children's-NICU (7Hp) |  | 3/19/19 |  |  |  | MONITORS, PHYSIOLOGIC, VITAL SIGNS |  | MONITORVITALSIGNS-GE-Carescape B850 | MONITORVITALSIGNS | Carescape B850 |  |  |  | GE | Monitor, Vital Signs |  | MONITORVITALSIGNS-GE-Carescape B850 |  | 1/12/20 | Verified 3/30/2020 4:07pm (Central) |  | Not Covered Vendor Only - Biomedical | MHHS-TMC
NO | YES |  |  |  | 077-08665 | 077-08665 | GE Healthcare | CARESCAPE B850 |  | SKA14436330GR | TMC-Children's-NICU (7Hp) | MHHS-TMC |  | Monitor, Vital Signs |  | 077-08665 | 077-08665 | TMC | MHHS-TMC | TMC-Children's-NICU (7Hp) |  | 3/19/19 |  |  |  | MONITORS, PHYSIOLOGIC, VITAL SIGNS |  | MONITORVITALSIGNS-GE-Carescape B850 | MONITORVITALSIGNS | Carescape B850 |  |  |  | GE | Monitor, Vital Signs |  | MONITORVITALSIGNS-GE-Carescape B850 |  | 1/10/20 | Verified 3/30/2020 4:07pm (Central) |  | Not Covered Vendor Only - Biomedical | MHHS-TMC
NO | YES |  |  |  | 077-08666 | 077-08666 | GE Healthcare | CARESCAPE B850 |  | SKA14426266GR |  | MHHS-TMC |  | Monitor, Vital Signs |  | 077-08666 | 077-08666 | TMC | Memorial Hemann- Texas Medical Center | [6 empty] | MONITORS, PHYSIOLOGIC, VITAL SIGNS |  | MONITORVITALSIGNS-GE-Carescape B850 | MONITORVITALSIGNS | Carescape B850 |  |  |  | GE | Monitor, Vital Signs |  | MONITORVITALSIGNS-GE-Carescape B850 |  | 1/10/20 |  |  | Not Covered Vendor Only - Biomedical | MHHS-TMC
NO | YES |  |  |  | 077-08668 | 077-08668 | GE Healthcare | CARESCAPE B850 |  | SKA15038479GR | TMC-Children's-NICU (7Hp) | MHHS-TMC |  | Monitor, Vital Signs |  | 077-08668 | 077-08668 | TMC | MHHS-TMC | TMC-Children's-NICU (7Hp) |  | 3/19/19 |  |  |  | MONITORS, PHYSIOLOGIC, VITAL SIGNS |  | MONITORVITALSIGNS-GE-Carescape B850 | MONITORVITALSIGNS | Carescape B850 |  |  |  | GE | Monitor, Vital Signs |  | MONITORVITALSIGNS-GE-Carescape B850 |  |  | Verified 3/30/2020 4:07pm (Central) |  | Covered PM Repair - Biomedical | MHHS-TMC
NO | YES |  |  |  | 077-08669 | 077-08669 | GE Healthcare | CARESCAPE B850 |  | SKA13511753GR | TMC-Children's-NICU (7Hp) | MHHS-TMC |  | Monitor, Vital Signs |  | 077-08669 | 077-08669 | TMC | MHHS-TMC | TMC-Children's-NICU (7Hp) |  | 3/19/19 |  |  |  | MONITORS, PHYSIOLOGIC, VITAL SIGNS |  | MONITORVITALSIGNS-GE-Carescape B850 | MONITORVITALSIGNS | Carescape B850 |  |  |  | GE | Monitor, Vital Signs |  | MONITORVITALSIGNS-GE-Carescape B850 |  | 4/17/20 | Verified 3/30/2020 4:07pm (Central) |  | Not Covered Vendor Only - Biomedical | MHHS-TMC
NO | YES |  |  |  | 077-08689 | 077-08689 | GE Healthcare | CARESCAPE B850 |  | SKA13481321GR | TMC-Children's-NICU (7Hp) | MHHS-TMC |  | Monitor, Vital Signs |  | 077-08689 | 077-08689 | TMC | MHHS-TMC | TMC-Children's-NICU (7Hp) |  | 3/27/19 |  |  |  | MONITORS, PHYSIOLOGIC, VITAL SIGNS |  | MONITORVITALSIGNS-GE-Carescape B850 | MONITORVITALSIGNS | Carescape B850 |  |  |  | GE | Monitor, Vital Signs |  | MONITORVITALSIGNS-GE-Carescape B850 |  | 6/19/19 | Verified 3/30/2020 4:07pm (Central) |  | Covered PM Repair - Biomedical | MHHS-TMC
NO | YES |  |  |  | 077-08690 | 077-08690 | GE Healthcare | CARESCAPE B850 |  | SKA14436463GR | TMC-Children's-NICU (7Hp) | MHHS-TMC |  | Monitor, Vital Signs |  | 077-08690 | 077-08690 | TMC | MHHS-TMC | TMC-Children's-NICU (7Hp) |  | 3/27/19 |  |  |  | MONITORS, PHYSIOLOGIC, VITAL SIGNS |  | MONITORVITALSIGNS-GE-Carescape B850 | MONITORVITALSIGNS | Carescape B850 |  |  |  | GE | Monitor, Vital Signs |  | MONITORVITALSIGNS-GE-Carescape B850 |  | 6/19/19 | (null) |  | Covered PM Repair - Biomedical | MHHS-TMC
NO | YES |  |  |  | 077-08691 | 077-08691 | GE Healthcare | CARESCAPE B850 |  | SKA14436362GR | TMC-Children's-NICU (7Hp) | MHHS-TMC |  | Monitor, Vital Signs |  | 077-08691 | 077-08691 | TMC | MHHS-TMC | TMC-Children's-NICU (7Hp) |  | 3/19/19 |  |  |  | MONITORS, PHYSIOLOGIC, VITAL SIGNS |  | MONITORVITALSIGNS-GE-Carescape B850 | MONITORVITALSIGNS | Carescape B850 |  |  |  | GE | Monitor, Vital Signs |  | MONITORVITALSIGNS-GE-Carescape B850 |  | 12/9/14 | Verified 3/30/2020 4:07pm (Central) |  | Covered PM Repair - Biomedical | MHHS-TMC
NO | YES |  |  |  | 077-08692 | 077-08692 | GE Healthcare | CARESCAPE B850 |  | SKA14436459GR | TMC-Children's-NICU (7Hp) | MHHS-TMC |  | Monitor, Vital Signs |  | 077-08692 | 077-08692 | TMC | MHHS-TMC | TMC-Children's-NICU (7Hp) |  | 3/21/19 |  |  |  | MONITORS, PHYSIOLOGIC, VITAL SIGNS |  | MONITORVITALSIGNS-GE-Carescape B850 | MONITORVITALSIGNS | Carescape B850 |  |  |  | GE | Monitor, Vital Signs |  | MONITORVITALSIGNS-GE-Carescape B850 |  | 3/3/11 | Verified 3/30/2020 4:07pm (Central) |  | Covered PM Repair - Biomedical | MHHS-TMC
NO | YES |  |  |  | 077-08693 | 077-08693 | GE Healthcare | CARESCAPE B850 |  | SKA14284284GR | TMC-Children's-NICU (7Hp) | MHHS-TMC |  | Monitor, Vital Signs |  | 077-08693 | 077-08693 | TMC | MHHS-TMC | TMC-Children's-NICU (7Hp) |  | 3/21/19 |  |  |  | MONITORS, PHYSIOLOGIC, VITAL SIGNS |  | MONITORVITALSIGNS-GE-Carescape B850 | MONITORVITALSIGNS | Carescape B850 |  |  |  | GE | Monitor, Vital Signs |  | MONITORVITALSIGNS-GE-Carescape B850 |  | 4/22/19 | Verified 3/30/2020 4:07pm (Central) |  | Covered PM Repair - Biomedical | MHHS-TMC
NO | YES |  |  |  | 077-08695 | 077-08695 | GE Healthcare | CARESCAPE B850 |  | SKA14365504GR | TMC-Children's-NICU (7Hp) | MHHS-TMC |  | Monitor, Vital Signs |  | 077-08695 | 077-08695 | TMC | MHHS-TMC | TMC-Children's-NICU (7Hp) |  | 3/21/19 |  |  |  | MONITORS, PHYSIOLOGIC, VITAL SIGNS |  | MONITORVITALSIGNS-GE-Carescape B850 | MONITORVITALSIGNS | Carescape B850 |  |  |  | GE | Monitor, Vital Signs |  | MONITORVITALSIGNS-GE-Carescape B850 |  | 3/3/10 | Verified 3/30/2020 4:07pm (Central) |  | Covered PM Repair - Biomedical | MHHS-TMC
NO | YES |  |  |  | 077-08696 | 077-08696 | GE Healthcare | CARESCAPE B850 |  | SKA14436367GR | TMC-Children's-NICU (7Hp) | MHHS-TMC |  | Monitor, Vital Signs |  | 077-08696 | 077-08696 | TMC | MHHS-TMC | TMC-Children's-NICU (7Hp) |  | 3/21/19 |  |  |  | MONITORS, PHYSIOLOGIC, VITAL SIGNS |  | MONITORVITALSIGNS-GE-Carescape B850 | MONITORVITALSIGNS | Carescape B850 |  |  |  | GE | Monitor, Vital Signs |  | MONITORVITALSIGNS-GE-Carescape B850 |  | 2/26/19 | Verified 3/30/2020 4:07pm (Central) |  | Clinical Miscellaneous | MHHS-TMC
NO | YES |  |  |  | 077-08697 | 077-08697 | GE Healthcare | CARESCAPE B850 |  | SKA14324772GR | TMC-Children's-NICU (7Hp) | MHHS-TMC |  | Monitor, Vital Signs |  | 077-08697 | 077-08697 | TMC | MHHS-TMC | TMC-Children's-NICU (7Hp) | Memorial Hermann-Texas Medica Center NICU | 3/1/20 |  | 3/1/21 |  | MONITORS, PHYSIOLOGIC, VITAL SIGNS |  | MONITORVITALSIGNS-GE-Carescape B850 | MONITORVITALSIGNS | Carescape B850 |  |  |  | GE | Monitor, Vital Signs |  | MONITORVITALSIGNS-GE-Carescape B850 |  | 3/20/14 |  |  | Covered PM Repair - Biomedical | MHHS-TMC
NO | YES |  |  |  | 077-08698 | 077-08698 | GE Healthcare | CARESCAPE B850 |  | SKA15028134GR | TMC-Children's-NICU (7Hp) | MHHS-TMC |  | Monitor, Vital Signs |  | 077-08698 | 077-08698 | TMC | MHHS-TMC | TMC-Children's-NICU (7Hp) | Memorial Hermann-Texas Medica Center NICU | 3/1/20 |  | 3/1/21 |  | MONITORS, PHYSIOLOGIC, VITAL SIGNS |  | MONITORVITALSIGNS-GE-Carescape B850 | MONITORVITALSIGNS | Carescape B850 |  |  |  | GE | Monitor, Vital Signs |  | MONITORVITALSIGNS-GE-Carescape B850 |  | 3/20/14 |  |  | Covered PM Repair - Biomedical | MHHS-TMC
NO | YES |  |  |  | 077-08699 | 077-08699 | GE Healthcare | CARESCAPE B850 |  | SKA13450659GR | TMC-Children's-NICU (7Hp) | MHHS-TMC |  | Monitor, Vital Signs |  | 077-08699 | 077-08699 | TMC | MHHS-TMC | TMC-Children's-NICU (7Hp) | Memorial Hermann- Texas Medical center | 3/1/20 |  | 3/1/21 |  | MONITORS, PHYSIOLOGIC, VITAL SIGNS |  | MONITORVITALSIGNS-GE-Carescape B850 | MONITORVITALSIGNS | Carescape B850 |  |  |  | GE | Monitor, Vital Signs |  | MONITORVITALSIGNS-GE-Carescape B850 |  | 2/1/16 |  |  | Covered PM Repair - Biomedical | MHHS-TMC
NO | YES |  |  |  | 077-08700 | 077-08700 | GE Healthcare | CARESCAPE B850 |  | SKA14426264GR | TMC-Children's-NICU (7Hp) | MHHS-TMC |  | Monitor, Vital Signs |  | 077-08700 | 077-08700 | TMC | MHHS-TMC | TMC-Children's-NICU (7Hp) | Memorial Hermann- Childrens NICU | 3/1/20 |  | 3/1/21 |  | MONITORS, PHYSIOLOGIC, VITAL SIGNS |  | MONITORVITALSIGNS-GE-Carescape B850 | MONITORVITALSIGNS | Carescape B850 |  |  |  | GE | Monitor, Vital Signs |  | MONITORVITALSIGNS-GE-Carescape B850 |  | 11/1/18 |  |  | Covered PM Repair - Biomedical | MHHS-TMC
NO | YES |  |  |  | 077-08701 | 077-08701 | GE Healthcare | CARESCAPE B850 |  | SKA14436366GR | TMC-Children's-NICU (7Hp) | MHHS-TMC |  | Monitor, Vital Signs |  | 077-08701 | 077-08701 | TMC | MHHS-TMC | TMC-Children's-NICU (7Hp) |  | 3/22/19 |  |  |  | MONITORS, PHYSIOLOGIC, VITAL SIGNS |  | MONITORVITALSIGNS-GE-Carescape B850 | MONITORVITALSIGNS | Carescape B850 |  |  |  | GE | Monitor, Vital Signs |  | MONITORVITALSIGNS-GE-Carescape B850 |  |  | Verified 3/30/2020 4:07pm (Central) |  | Covered PM Repair - Biomedical | MHHS-TMC
NO | YES |  |  |  | 077-08702 | 077-08702 | GE Healthcare | CARESCAPE B850 |  | SKA14436325GR | TMC-Children's-NICU (7Hp) | MHHS-TMC |  | Monitor, Vital Signs |  | 077-08702 | 077-08702 | TMC | MHHS-TMC | TMC-Children's-NICU (7Hp) |  | 3/22/19 |  |  |  | MONITORS, PHYSIOLOGIC, VITAL SIGNS |  | MONITORVITALSIGNS-GE-Carescape B850 | MONITORVITALSIGNS | Carescape B850 |  |  |  | GE | Monitor, Vital Signs |  | MONITORVITALSIGNS-GE-Carescape B850 |  | 2/4/00 | Verified 3/30/2020 4:07pm (Central) |  | Covered PM Repair - Biomedical | MHHS-TMC
NO | YES |  |  |  | 077-08703 | 077-08703 | GE Healthcare | CARESCAPE B850 |  | SKA14426259GR | TMC-Children's-NICU (7Hp) | MHHS-TMC |  | Monitor, Vital Signs |  | 077-08703 | 077-08703 | TMC | MHHS-TMC | TMC-Children's-NICU (7Hp) |  | 3/22/19 |  |  |  | MONITORS, PHYSIOLOGIC, VITAL SIGNS |  | MONITORVITALSIGNS-GE-Carescape B850 | MONITORVITALSIGNS | Carescape B850 |  |  |  | GE | Monitor, Vital Signs |  | MONITORVITALSIGNS-GE-Carescape B850 |  | 2/4/00 | Verified 3/30/2020 4:07pm (Central) |  | Covered PM Repair - Biomedical | MHHS-TMC
NO | YES |  |  |  | 077-08704 | 077-08704 | GE Healthcare | CARESCAPE B850 |  | SKA14426260GR | TMC-Children's-NICU (7Hp) | MHHS-TMC |  | Monitor, Vital Signs |  | 077-08704 | 077-08704 | TMC | MHHS-TMC | TMC-Children's-NICU (7Hp) |  | 3/22/19 |  |  |  | MONITORS, PHYSIOLOGIC, VITAL SIGNS |  | MONITORVITALSIGNS-GE-Carescape B850 | MONITORVITALSIGNS | Carescape B850 |  |  |  | GE | Monitor, Vital Signs |  | MONITORVITALSIGNS-GE-Carescape B850 |  | 3/31/14 | Verified 3/30/2020 4:07pm (Central) |  | Covered PM Repair - Biomedical | MHHS-TMC
NO | YES |  |  |  | 077-08752 | 077-08752 | GE Healthcare | CARESCAPE B850 |  | SKA14436419GR | TMC-Children's-NICU (7Hp) | MHHS-TMC |  | Monitor, Vital Signs |  | 077-08752 | 077-08752 | TMC | MHHS-TMC | TMC-Children's-NICU (7Hp) |  | 1/7/19 |  |  |  | MONITORS, PHYSIOLOGIC, VITAL SIGNS |  | MONITORVITALSIGNS-GE-Carescape B850 | MONITORVITALSIGNS | Carescape B850 |  |  |  | GE | Monitor, Vital Signs |  | MONITORVITALSIGNS-GE-Carescape B850 |  | 3/31/14 | Verified 3/30/2020 4:07pm (Central) |  | Covered PM Repair - Biomedical | MHHS-TMC
NO | YES |  |  |  | 077-08757 | 077-08757 | GE Healthcare | CARESCAPE B850 |  | SKA14436368GR | TMC-Children's-NICU (7Hp) | MHHS-TMC |  | Monitor, Vital Signs |  | 077-08757 | 077-08757 | TMC | MHHS-TMC | TMC-Children's-NICU (7Hp) |  | 1/10/19 |  |  |  | MONITORS, PHYSIOLOGIC, VITAL SIGNS |  | MONITORVITALSIGNS-GE-Carescape B850 | MONITORVITALSIGNS | Carescape B850 |  |  |  | GE | Monitor, Vital Signs |  | MONITORVITALSIGNS-GE-Carescape B850 |  | 2/4/06 | Verified 3/30/2020 4:07pm (Central) |  | Covered PM Repair - Biomedical | MHHS-TMC
NO | YES |  |  |  | 077-08790 | 077-08790 | GE Healthcare | CARESCAPE B850 |  | SKA14304586GR | TMC-Children's-NICU (7Hp) | MHHS-TMC |  | Monitor, Vital Signs |  | 077-08790 | 077-08790 | TMC | MHHS-TMC | TMC-Children's-NICU (7Hp) |  | 1/4/19 |  |  |  | MONITORS, PHYSIOLOGIC, VITAL SIGNS |  | MONITORVITALSIGNS-GE-Carescape B850 | MONITORVITALSIGNS | Carescape B850 |  |  |  | GE | Monitor, Vital Signs |  | MONITORVITALSIGNS-GE-Carescape B850 |  |  | Verified 3/30/2020 4:07pm (Central) |  | Covered PM Repair - Biomedical | MHHS-TMC
NO | YES |  |  |  | 077-08791 | 077-08791 | GE Healthcare | CARESCAPE B850 |  | SKA14436336GR | TMC-Children's-NICU (7Hp) | MHHS-TMC |  | Monitor, Vital Signs |  | 077-08791 | 077-08791 | TMC | MHHS-TMC | TMC-Children's-NICU (7Hp) |  | 1/4/19 |  |  |  | MONITORS, PHYSIOLOGIC, VITAL SIGNS |  | MONITORVITALSIGNS-GE-Carescape B850 | MONITORVITALSIGNS | Carescape B850 |  |  |  | GE | Monitor, Vital Signs |  | MONITORVITALSIGNS-GE-Carescape B850 |  | 2/3/00 | Verified 3/30/2020 4:07pm (Central) |  | Covered PM Repair - Biomedical | MHHS-TMC
NO | YES |  |  |  | 077-08793 | 077-08793 | GE Healthcare | CARESCAPE B850 |  | SKA15048585GR | TMC-Children's-NICU (7Hp) | MHHS-TMC |  | Monitor, Vital Signs |  | 077-08793 | 077-08793 | TMC | MHHS-TMC | TMC-Children's-NICU (7Hp) |  | 1/9/19 |  |  |  | MONITORS, PHYSIOLOGIC, VITAL SIGNS |  | MONITORVITALSIGNS-GE-Carescape B850 | MONITORVITALSIGNS | Carescape B850 |  |  |  | GE | Monitor, Vital Signs |  | MONITORVITALSIGNS-GE-Carescape B850 |  | 2/4/00 | Verified 3/30/2020 4:07pm (Central) |  | Covered PM Repair - Biomedical | MHHS-TMC
NO | YES |  |  |  | 077-08794 | 077-08794 | GE Healthcare | CARESCAPE B850 |  | SKA14294436GR | TMC-Children's-NICU (7Hp) | MHHS-TMC |  | Monitor, Vital Signs |  | 077-08794 | 077-08794 | TMC | MHHS-TMC | TMC-Children's-NICU (7Hp) |  | 1/4/19 |  |  |  | MONITORS, PHYSIOLOGIC, VITAL SIGNS |  | MONITORVITALSIGNS-GE-Carescape B850 | MONITORVITALSIGNS | Carescape B850 |  |  |  | GE | Monitor, Vital Signs |  | MONITORVITALSIGNS-GE-Carescape B850 |  | 7/5/08 | Verified 3/30/2020 4:07pm (Central) |  | Covered PM Repair - Biomedical | MHHS-TMC
NO | YES |  |  |  | 077-08795 | 077-08795 | GE Healthcare | CARESCAPE B850 |  | SKA14436456GR | TMC-Children's-NICU (7Hp) | MHHS-TMC |  | Monitor, Vital Signs |  | 077-08795 | 077-08795 | TMC | MHHS-TMC | TMC-Children's-NICU (7Hp) |  | 1/4/19 |  |  |  | MONITORS, PHYSIOLOGIC, VITAL SIGNS |  | MONITORVITALSIGNS-GE-Carescape B850 | MONITORVITALSIGNS | Carescape B850 |  |  |  | GE | Monitor, Vital Signs |  | MONITORVITALSIGNS-GE-Carescape B850 |  | 3/31/14 | Verified 3/30/2020 4:07pm (Central) |  | Covered PM Repair - Biomedical | MHHS-TMC
NO | YES |  |  |  | 077-08796 | 077-08796 | GE Healthcare | CARESCAPE B850 |  | SKA14436438GR | TMC-Children's-NICU (7Hp) | MHHS-TMC |  | Monitor, Vital Signs |  | 077-08796 | 077-08796 | TMC | MHHS-TMC | TMC-Children's-NICU (7Hp) |  | 1/10/19 |  |  |  | MONITORS, PHYSIOLOGIC, VITAL SIGNS |  | MONITORVITALSIGNS-GE-Carescape B850 | MONITORVITALSIGNS | Carescape B850 |  |  |  | GE | Monitor, Vital Signs |  | MONITORVITALSIGNS-GE-Carescape B850 |  | 3/31/14 | Verified 3/30/2020 4:07pm (Central) |  | Covered PM Repair - Biomedical | MHHS-TMC
NO | YES |  |  |  | 077-08812 | 077-08812 | GE Healthcare | CARESCAPE B850 |  | SKA14436372GR | TMC-Children's-NICU (7Hp) | MHHS-TMC |  | Monitor, Vital Signs |  | 077-08812 | 077-08812 | TMC | MHHS-TMC | TMC-Children's-NICU (7Hp) |  | 1/3/19 |  |  |  | MONITORS, PHYSIOLOGIC, VITAL SIGNS |  | MONITORVITALSIGNS-GE-Carescape B850 | MONITORVITALSIGNS | Carescape B850 |  |  |  | GE | Monitor, Vital Signs |  | MONITORVITALSIGNS-GE-Carescape B850 |  | 3/31/14 | Verified 3/30/2020 4:07pm (Central) |  | Covered PM Repair - Biomedical | MHHS-TMC
NO | YES |  |  |  | 077-08814 | 077-08814 | GE Healthcare | CARESCAPE B850 |  | SKA14436498GR | TMC-Children's-NICU (7Hp) | MHHS-TMC |  | Monitor, Vital Signs |  | 077-08814 | 077-08814 | TMC | MHHS-TMC | TMC-Children's-NICU (7Hp) |  | 1/30/19 |  |  |  | MONITORS, PHYSIOLOGIC, VITAL SIGNS |  | MONITORVITALSIGNS-GE-Carescape B850 | MONITORVITALSIGNS | Carescape B850 |  |  |  | GE | Monitor, Vital Signs |  | MONITORVITALSIGNS-GE-Carescape B850 |  | 3/31/14 | Verified 3/30/2020 4:07pm (Central) |  | Covered PM Repair - Biomedical | MHHS-TMC
NO | YES |  |  |  | 077-08815 | 077-08815 | GE Healthcare | CARESCAPE B850 |  | SKA14304522GR | TMC-Children's-NICU (7Hp) | MHHS-TMC |  | Monitor, Vital Signs |  | 077-08815 | 077-08815 | TMC | MHHS-TMC | TMC-Children's-NICU (7Hp) |  | 1/30/19 |  |  |  | MONITORS, PHYSIOLOGIC, VITAL SIGNS |  | MONITORVITALSIGNS-GE-Carescape B850 | MONITORVITALSIGNS | Carescape B850 |  |  |  | GE | Monitor, Vital Signs |  | MONITORVITALSIGNS-GE-Carescape B850 |  | 2/5/07 | Verified 3/30/2020 4:07pm (Central) |  | Covered PM Repair - Biomedical | MHHS-TMC
NO | YES |  |  |  | 077-08816 | 077-08816 | GE Healthcare | CARESCAPE B850 |  | SKA14314626GR | TMC-Children's-NICU (7Hp) | MHHS-TMC |  | Monitor, Vital Signs |  | 077-08816 | 077-08816 | TMC | MHHS-TMC | TMC-Children's-NICU (7Hp) |  | 1/28/19 |  |  |  | MONITORS, PHYSIOLOGIC, VITAL SIGNS |  | MONITORVITALSIGNS-GE-Carescape B850 | MONITORVITALSIGNS | Carescape B850 |  |  |  | GE | Monitor, Vital Signs |  | MONITORVITALSIGNS-GE-Carescape B850 |  | 3/1/20 | Verified 3/30/2020 4:07pm (Central) |  | Clinical Miscellaneous | MHHS-TMC
NO | YES |  |  |  | 077-08817 | 077-08817 | GE Healthcare | CARESCAPE B850 |  | SKA14304596GR | TMC-Children's-NICU (7Hp) | MHHS-TMC |  | Monitor, Vital Signs |  | 077-08817 | 077-08817 | TMC | MHHS-TMC | TMC-Children's-NICU (7Hp) |  | 1/24/19 |  |  |  | MONITORS, PHYSIOLOGIC, VITAL SIGNS |  | MONITORVITALSIGNS-GE-Carescape B850 | MONITORVITALSIGNS | Carescape B850 |  |  |  | GE | Monitor, Vital Signs |  | MONITORVITALSIGNS-GE-Carescape B850 |  | 3/1/20 | Verified 3/30/2020 4:07pm (Central) |  | Clinical Miscellaneous | MHHS-TMC
NO | YES |  |  |  | 077-08818 | 077-08818 | GE Healthcare | CARESCAPE B850 |  | SKA14436493GR | TMC-Children's-NICU (7Hp) | MHHS-TMC |  | Monitor, Vital Signs |  | 077-08818 | 077-08818 | TMC | MHHS-TMC | TMC-Children's-NICU (7Hp) |  | 1/30/19 |  |  |  | MONITORS, PHYSIOLOGIC, VITAL SIGNS |  | MONITORVITALSIGNS-GE-Carescape B850 | MONITORVITALSIGNS | Carescape B850 |  |  |  | GE | Monitor, Vital Signs |  | MONITORVITALSIGNS-GE-Carescape B850 |  | 3/23/18 | Verified 3/30/2020 4:07pm (Central) |  | Covered PM Repair - Biomedical | MHHS-TMC
NO | YES |  |  |  | 077-08820 | 077-08820 | GE Healthcare | CARESCAPE B850 |  | SKA14294470GR | TMC-Children's-NICU (7Hp) | MHHS-TMC |  | Monitor, Vital Signs |  | 077-08820 | 077-08820 | TMC | MHHS-TMC | TMC-Children's-NICU (7Hp) |  | 1/24/19 |  |  |  | MONITORS, PHYSIOLOGIC, VITAL SIGNS |  | MONITORVITALSIGNS-GE-Carescape B850 | MONITORVITALSIGNS | Carescape B850 |  |  |  | GE | Monitor, Vital Signs |  | MONITORVITALSIGNS-GE-Carescape B850 |  | 11/15/20 | Verified 3/30/2020 4:07pm (Central) |  | Covered PM Repair - Biomedical | MHHS-TMC
NO | YES |  |  |  | 077-08821 | 077-08821 | GE Healthcare | CARESCAPE B850 |  | SKA14304595GR | TMC-Children's-NICU (7Hp) | MHHS-TMC |  | Monitor, Vital Signs |  | 077-08821 | 077-08821 | TMC | MHHS-TMC | TMC-Children's-NICU (7Hp) |  | 1/15/19 |  |  |  | MONITORS, PHYSIOLOGIC, VITAL SIGNS |  | MONITORVITALSIGNS-GE-Carescape B850 | MONITORVITALSIGNS | Carescape B850 |  |  |  | GE | Monitor, Vital Signs |  | MONITORVITALSIGNS-GE-Carescape B850 |  |  | Verified 3/30/2020 4:07pm (Central) |  | Clinical Miscellaneous | MHHS-TMC
NO | YES |  |  |  | 077-08894 | 077-08894 | GE Healthcare | CARESCAPE B850 |  | SA310392880GR | TMC-Children's-NICU (7Hp) | MHHS-TMC |  | Monitor, Vital Signs |  | 077-08894 | 077-08894 | TMC | MHHS-TMC | TMC-Children's-NICU (7Hp) |  | 3/18/19 |  |  |  | MONITORS, PHYSIOLOGIC, VITAL SIGNS |  | MONITORVITALSIGNS-GE-Carescape B850 | MONITORVITALSIGNS | Carescape B850 |  |  |  | GE | Monitor, Vital Signs |  | MONITORVITALSIGNS-GE-Carescape B850 |  | 1/29/20 | Verified 3/30/2020 4:07pm (Central) |  | Not Covered Vendor Only - Biomedical | MHHS-TMC
NO | YES |  |  |  | 077-08753 | 077-08753 | GE Healthcare | CARESCAPE B850 |  | SKA14426305GR | TMC-Children's-NICU/SCU (8Hp) | MHHS-TMC |  | Monitor, Vital Signs |  | 077-08753 | 077-08753 | TMC | MHHS-TMC | TMC-Children's-NICU/SCU (8Hp) |  | 1/7/19 |  |  |  | MONITORS, PHYSIOLOGIC, VITAL SIGNS |  | MONITORVITALSIGNS-GE-Carescape B850 | MONITORVITALSIGNS | Carescape B850 |  |  |  | GE | Monitor, Vital Signs |  | MONITORVITALSIGNS-GE-Carescape B850 |  | 6/27/25 |  |  | Clinical Miscellaneous | MHHS-TMC
NO | YES |  |  |  | 077-08754 | 077-08754 | GE Healthcare | CARESCAPE B850 |  | SKA14436354GR | TMC-Children's-NICU/SCU (8Hp) | MHHS-TMC |  | Monitor, Vital Signs |  | 077-08754 | 077-08754 | TMC | MHHS-TMC | TMC-Children's-NICU/SCU (8Hp) |  | 1/4/19 |  |  |  | MONITORS, PHYSIOLOGIC, VITAL SIGNS |  | MONITORVITALSIGNS-GE-Carescape B850 | MONITORVITALSIGNS | Carescape B850 |  |  |  | GE | Monitor, Vital Signs |  | MONITORVITALSIGNS-GE-Carescape B850 |  | 7/5/25 |  |  | Clinical Miscellaneous | MHHS-TMC
NO | YES |  |  |  | 077-08755 | 077-08755 | GE Healthcare | CARESCAPE B850 |  | SKA14436410GR | TMC-Children's-NICU/SCU (8Hp) | MHHS-TMC |  | Monitor, Vital Signs |  | 077-08755 | 077-08755 | TMC | MHHS-TMC | TMC-Children's-NICU/SCU (8Hp) |  | 1/7/19 |  |  |  | MONITORS, PHYSIOLOGIC, VITAL SIGNS |  | MONITORVITALSIGNS-GE-Carescape B850 | MONITORVITALSIGNS | Carescape B850 |  |  |  | GE | Monitor, Vital Signs |  | MONITORVITALSIGNS-GE-Carescape B850 |  | 9/14/19 | Verified 3/30/2020 4:07pm (Central) |  | Clinical Miscellaneous | MHHS-TMC
NO | YES |  |  |  | 077-08756 | 077-08756 | GE Healthcare | CARESCAPE B850 |  | SKA14436432GR | TMC-Children's-NICU/SCU (8Hp) | MHHS-TMC |  | Monitor, Vital Signs |  | 077-08756 | 077-08756 | TMC | MHHS-TMC | TMC-Children's-NICU/SCU (8Hp) |  | 1/7/19 |  |  |  | MONITORS, PHYSIOLOGIC, VITAL SIGNS |  | MONITORVITALSIGNS-GE-Carescape B850 | MONITORVITALSIGNS | Carescape B850 |  |  |  | GE | Monitor, Vital Signs |  | MONITORVITALSIGNS-GE-Carescape B850 |  | 3/3/99 | Verified 3/30/2020 4:07pm (Central) |  | Covered PM Repair - Biomedical | MHHS-TMC
NO | YES |  |  |  | 077-08758 | 077-08758 | GE Healthcare | CARESCAPE B850 |  | SKA14426294GR | TMC-Children's-NICU/SCU (8Hp) | MHHS-TMC |  | Monitor, Vital Signs |  | 077-08758 | 077-08758 | TMC | MHHS-TMC | TMC-Children's-NICU/SCU (8Hp) |  | 3/29/18 |  |  |  | MONITORS, PHYSIOLOGIC, VITAL SIGNS |  | MONITORVITALSIGNS-GE-Carescape B850 | MONITORVITALSIGNS | Carescape B850 |  |  |  | GE | Monitor, Vital Signs |  | MONITORVITALSIGNS-GE-Carescape B850 |  | 10/1/16 | Verified 3/30/2020 4:07pm (Central) |  | Not Covered Vendor Only - Biomedical | MHHS-TMC
NO | YES |  |  |  | 077-08759 | 077-08759 | GE Healthcare | CARESCAPE B850 |  | SKA14456822GR | TMC-Children's-NICU/SCU (8Hp) | MHHS-TMC |  | Monitor, Vital Signs |  | 077-08759 | 077-08759 | TMC | MHHS-TMC | TMC-Children's-NICU/SCU (8Hp) |  | 1/8/19 |  |  |  | MONITORS, PHYSIOLOGIC, VITAL SIGNS |  | MONITORVITALSIGNS-GE-Carescape B850 | MONITORVITALSIGNS | Carescape B850 |  |  |  | GE | Monitor, Vital Signs |  | MONITORVITALSIGNS-GE-Carescape B850 |  | 10/1/16 |  |  | Not Covered Vendor Only - Biomedical | MHHS-TMC
NO | YES |  |  |  | 077-08792 | 077-08792 | GE Healthcare | CARESCAPE B850 |  | SKA14426297GR | TMC-Children's-NICU/SCU (8Hp) | MHHS-TMC |  | Monitor, Vital Signs |  | 077-08792 | 077-08792 | TMC | MHHS-TMC | TMC-Children's-NICU/SCU (8Hp) |  | 1/4/19 |  |  |  | MONITORS, PHYSIOLOGIC, VITAL SIGNS |  | MONITORVITALSIGNS-GE-Carescape B850 | MONITORVITALSIGNS | Carescape B850 |  |  |  | GE | Monitor, Vital Signs |  | MONITORVITALSIGNS-GE-Carescape B850 |  | 10/1/16 | Verified 3/30/2020 4:07pm (Central) |  | Not Covered Vendor Only - Biomedical | MHHS-TMC
NO | YES |  |  |  | 077-08847 | 077-08847 | GE Healthcare | CARESCAPE B850 |  | SKA15048584GR | TMC-Children's-NICU/SCU (8Hp) | MHHS-TMC |  | Monitor, Vital Signs |  | 077-08847 | 077-08847 | TMC | MHHS-TMC | TMC-Children's-NICU/SCU (8Hp) |  | 1/4/19 |  |  |  | MONITORS, PHYSIOLOGIC, VITAL SIGNS |  | MONITORVITALSIGNS-GE-Carescape B850 | MONITORVITALSIGNS | Carescape B850 |  |  |  | GE | Monitor, Vital Signs |  | MONITORVITALSIGNS-GE-Carescape B850 |  | 10/1/16 | Verified 3/30/2020 4:07pm (Central) |  | Covered PM Repair - Biomedical | MHHS-TMC
NO | YES |  |  |  | 077-08848 | 077-08848 | GE Healthcare | CARESCAPE B850 |  | SKA15120103GR | TMC-Children's-NICU/SCU (8Hp) | MHHS-TMC |  | Monitor, Vital Signs |  | 077-08848 | 077-08848 | TMC | MHHS-TMC | TMC-Children's-NICU/SCU (8Hp) |  | 1/9/19 |  |  |  | MONITORS, PHYSIOLOGIC, VITAL SIGNS |  | MONITORVITALSIGNS-GE-Carescape B850 | MONITORVITALSIGNS | Carescape B850 |  |  |  | GE | Monitor, Vital Signs |  | MONITORVITALSIGNS-GE-Carescape B850 |  | 10/1/16 | Verified 3/30/2020 4:07pm (Central) |  | Not Covered Vendor Only - Biomedical | MHHS-TMC
NO | YES |  |  |  | 077-08849 | 077-08849 | GE Healthcare | CARESCAPE B850 |  | SKA15120074GR | TMC-Children's-NICU/SCU (8Hp) | MHHS-TMC |  | Monitor, Vital Signs |  | 077-08849 | 077-08849 | TMC | MHHS-TMC | TMC-Children's-NICU/SCU (8Hp) |  | 1/9/19 |  |  |  | MONITORS, PHYSIOLOGIC, VITAL SIGNS |  | MONITORVITALSIGNS-GE-Carescape B850 | MONITORVITALSIGNS | Carescape B850 |  |  |  | GE | Monitor, Vital Signs |  | MONITORVITALSIGNS-GE-Carescape B850 |  | 12/6/18 | Verified 3/30/2020 4:07pm (Central) |  | Covered PM Repair - Biomedical | MHHS-TMC
NO | YES |  |  |  | 077-08850 | 077-08850 | GE Healthcare | CARESCAPE B850 |  | SKA15048631GR | TMC-Children's-NICU/SCU (8Hp) | MHHS-TMC |  | Monitor, Vital Signs |  | 077-08850 | 077-08850 | TMC | MHHS-TMC | TMC-Children's-NICU/SCU (8Hp) |  | 1/9/19 |  |  |  | MONITORS, PHYSIOLOGIC, VITAL SIGNS |  | MONITORVITALSIGNS-GE-Carescape B850 | MONITORVITALSIGNS | Carescape B850 |  |  |  | GE | Monitor, Vital Signs |  | MONITORVITALSIGNS-GE-Carescape B850 |  | 4/18/20 | Verified 3/30/2020 4:07pm (Central) |  | Not Covered Vendor Only - Biomedical | MHHS-TMC
NO | YES |  |  |  | 077-08851 | 077-08851 | GE Healthcare | CARESCAPE B850 |  | SKA15099554GR | TMC-Children's-NICU/SCU (8Hp) | MHHS-TMC |  | Monitor, Vital Signs |  | 077-08851 | 077-08851 | TMC | MHHS-TMC | TMC-Children's-NICU/SCU (8Hp) |  | 1/9/19 |  |  |  | MONITORS, PHYSIOLOGIC, VITAL SIGNS |  | MONITORVITALSIGNS-GE-Carescape B850 | MONITORVITALSIGNS | Carescape B850 |  |  |  | GE | Monitor, Vital Signs |  | MONITORVITALSIGNS-GE-Carescape B850 |  | 4/18/20 | Verified 3/30/2020 4:07pm (Central) |  | Not Covered Vendor Only - Biomedical | MHHS-TMC
NO | YES |  |  |  | 077-08852 | 077-08852 | GE Healthcare | CARESCAPE B850 |  | SKA15099562GR | TMC-Children's-NICU/SCU (8Hp) | MHHS-TMC |  | Monitor, Vital Signs |  | 077-08852 | 077-08852 | TMC | MHHS-TMC | TMC-Children's-NICU/SCU (8Hp) |  | 1/9/19 |  |  |  | MONITORS, PHYSIOLOGIC, VITAL SIGNS |  | MONITORVITALSIGNS-GE-Carescape B850 | MONITORVITALSIGNS | Carescape B850 |  |  |  | GE | Monitor, Vital Signs |  | MONITORVITALSIGNS-GE-Carescape B850 |  | 4/18/20 | Verified 3/30/2020 4:07pm (Central) |  | Not Covered Vendor Only - Biomedical | MHHS-TMC
NO | YES |  |  |  | 077-08853 | 077-08853 | GE Healthcare | CARESCAPE B850 |  | SKA15120104GR | TMC-Children's-NICU/SCU (8Hp) | MHHS-TMC |  | Monitor, Vital Signs |  | 077-08853 | 077-08853 | TMC | MHHS-TMC | TMC-Children's-NICU/SCU (8Hp) |  | 1/31/19 |  |  |  | MONITORS, PHYSIOLOGIC, VITAL SIGNS |  | MONITORVITALSIGNS-GE-Carescape B850 | MONITORVITALSIGNS | Carescape B850 |  |  |  | GE | Monitor, Vital Signs |  | MONITORVITALSIGNS-GE-Carescape B850 |  | 4/18/20 | Verified 3/30/2020 4:07pm (Central) |  | Not Covered Vendor Only - Biomedical | MHHS-TMC
NO | YES |  |  |  | 077-08854 | 077-08854 | GE Healthcare | CARESCAPE B850 |  | SKA15119916GR | TMC-Children's-NICU/SCU (8Hp) | MHHS-TMC |  | Monitor, Vital Signs |  | 077-08854 | 077-08854 | TMC | MHHS-TMC | TMC-Children's-NICU/SCU (8Hp) |  | 1/10/19 |  |  |  | MONITORS, PHYSIOLOGIC, VITAL SIGNS |  | MONITORVITALSIGNS-GE-Carescape B850 | MONITORVITALSIGNS | Carescape B850 |  |  |  | GE | Monitor, Vital Signs |  | MONITORVITALSIGNS-GE-Carescape B850 |  | 4/18/20 | Verified 3/30/2020 4:07pm (Central) |  | Not Covered Vendor Only - Biomedical | MHHS-TMC
NO | YES |  |  |  | 077-08874 | 077-08874 | GE Healthcare | CARESCAPE B850 |  | SKA15120059GR | TMC-Children's-NICU/SCU (8Hp) | MHHS-TMC |  | Monitor, Vital Signs |  | 077-08874 | 077-08874 | TMC | MHHS-TMC | TMC-Children's-NICU/SCU (8Hp) |  | 1/31/19 |  |  |  | MONITORS, PHYSIOLOGIC, VITAL SIGNS |  | MONITORVITALSIGNS-GE-Carescape B850 | MONITORVITALSIGNS | Carescape B850 |  |  |  | GE | Monitor, Vital Signs |  | MONITORVITALSIGNS-GE-Carescape B850 |  | 4/18/20 | Verified 3/30/2020 4:07pm (Central) |  | Not Covered Vendor Only - Biomedical | MHHS-TMC
NO | YES |  |  |  | 077-08875 | 077-08875 | GE Healthcare | CARESCAPE B850 |  | SKA15048676GR | NICU H8045 | MHHS-TMC |  | Monitor, Vital Signs |  | 077-08875 | 077-08875 | TMC | TMC | NICU H8045 | Memorial Hermann- Texas Medical Center | 1/1/20 |  | 1/1/21 |  | MONITORS, PHYSIOLOGIC, VITAL SIGNS |  | MONITORVITALSIGNS-GE-Carescape B850 | MONITORVITALSIGNS | Carescape B850 |  |  |  | GE | Monitor, Vital Signs |  | MONITORVITALSIGNS-GE-Carescape B850 |  | 4/18/20 |  |  | Not Covered Vendor Only - Biomedical | MHHS-TMC
NO | YES |  |  |  | 077-08877 | 077-08877 | GE Healthcare | CARESCAPE B850 |  | SKA15120078GR | TMC-Children's-NICU/SCU (8Hp) | MHHS-TMC |  | Monitor, Vital Signs |  | 077-08877 | 077-08877 | TMC | MHHS-TMC | TMC-Children's-NICU/SCU (8Hp) |  | 1/15/19 |  |  |  | MONITORS, PHYSIOLOGIC, VITAL SIGNS |  | MONITORVITALSIGNS-GE-Carescape B850 | MONITORVITALSIGNS | Carescape B850 |  |  |  | GE | Monitor, Vital Signs |  | MONITORVITALSIGNS-GE-Carescape B850 |  | 4/18/20 |  |  | Not Covered Vendor Only - Biomedical | MHHS-TMC
NO | YES |  |  |  | 069-36939 | 069-36939 | GE Healthcare | CARESCAPE B850 |  | SED11046712GR | TMC-Cullen-MICU (2C) | MHHS-TMC |  | Monitor, Vital Signs |  | 069-36939 | 069-36939 | TMC | MHHS-TMC | TMC-Cullen-MICU (2C) | TMC - CULLEN - MICU (2C) | 11/1/19 |  | 11/1/20 |  | MONITORS, PHYSIOLOGIC, VITAL SIGNS | Monitor, Vital Signs | MONITORVITALSIGNS-GE-Carescape B850 | MONITORVITALSIGNS | Carescape B850 |  |  |  | GE | Monitor, Vital Signs |  | MONITORVITALSIGNS-GE-Carescape B850 |  | 5/1/18 |  | MVS-A | Covered PM Repair - Biomedical | MHHS-TMC | [8 empty] | MONITORVITALSIGNS | Monitor, Vital Signs | GE
NO | YES |  |  |  | 069-36958 | 069-36958 | GE Healthcare | CARESCAPE B850 |  | SED11400819GR | Cullen-floor 2 | MHHS-TMC |  | Monitor, Vital Signs |  | 069-36958 | 069-36958 | TMC | Memorial Hermann-Texas Medical Center | Cullen-floor 2 | Micu 16 | 11/1/19 |  | 11/1/20 |  | MONITORS, PHYSIOLOGIC, VITAL SIGNS | Monitor, Vital Signs | MONITORVITALSIGNS-GE-Carescape B850 | MONITORVITALSIGNS | Carescape B850 |  |  |  | GE | Monitor, Vital Signs |  | MONITORVITALSIGNS-GE-Carescape B850 |  | 4/1/04 |  | MVS-A | Covered PM Repair - Biomedical | MHHS-TMC | [8 empty] | MONITORVITALSIGNS | Monitor, Vital Signs | GE
NO | YES |  |  |  | 069-39078 | 069-39078 | GE Healthcare | CARESCAPE B850 |  | SED13169071GR | Cullen-floor 2 | MHHS-TMC |  | Monitor, Vital Signs |  | 069-39078 | 069-39078 | TMC | Memorial Hermann-Texas Medical Center | Cullen-floor 2 | Micu 5 | 11/1/19 |  | 11/1/20 |  | MONITORS, PHYSIOLOGIC, VITAL SIGNS | Monitor, Vital Signs | MONITORVITALSIGNS-GE-Carescape B850 | MONITORVITALSIGNS | Carescape B850 |  |  |  | GE | Monitor, Vital Signs |  | MONITORVITALSIGNS-GE-Carescape B850 |  | 7/9/16 |  | MVS-A | Covered PM Repair - Biomedical | MHHS-TMC | [8 empty] | MONITORVITALSIGNS | Monitor, Vital Signs | GE
NO | YES |  |  |  | 069-38898 | 069-38898 | GE Healthcare | CARESCAPE B850 |  | SED12233313GR | TMC-Hermann-Adult ER (1Hp) | MHHS-TMC |  | Monitor, Vital Signs |  | 069-38898 | 069-38898 | TMC | MHHS-TMC | TMC-Hermann-Adult ER (1Hp) | Biomed S3622 | 7/1/19 |  | 7/1/20 |  | MONITORS, PHYSIOLOGIC, VITAL SIGNS |  | MONITORVITALSIGNS-GE-Carescape B850 | MONITORVITALSIGNS | Carescape B850 |  |  |  | GE | Monitor, Vital Signs |  | MONITORVITALSIGNS-GE-Carescape B850 |  | 7/1/18 |  |  | Covered PM Repair - Biomedical | MHHS-TMC
NO | YES | Asset Tag 069-45596 |  |  | 069-45596 | 069-45596 | GE Healthcare | CARESCAPE B850 |  | SED12243381GR | (null) | MHHS-TMC |  | Monitor, Vital Signs |  | 069-45596 | 069-45596 | (null) | MHHS-TMC | (null) | (null) |  |  |  | (null) | MONITORS, PHYSIOLOGIC, VITAL SIGNS |  | MONITORVITALSIGNS-GE-Carescape B850 | MONITORVITALSIGNS | Carescape B850 |  |  |  | GE | Monitor, Vital Signs |  | MONITORVITALSIGNS-GE-Carescape B850 |  | 6/28/14 |  |  | Covered PM Repair - Biomedical | MHHS-TMC
NO | YES |  |  |  | 069-38901 | 069-38901 | GE Healthcare | CARESCAPE B850 |  | SED11290092GR | TMC-Hermann-Adult ER (1Hp) | MHHS-TMC |  | Monitor, Vital Signs |  | 069-38901 | 069-38901 | TMC | MHHS-TMC | TMC-Hermann-Adult ER (1Hp) | TMC - HERMANN - ADULT ER (1HP) | 7/1/19 |  | 7/1/20 |  | MONITORS, PHYSIOLOGIC, VITAL SIGNS |  | MONITORVITALSIGNS-GE-Carescape B850 | MONITORVITALSIGNS | Carescape B850 |  |  |  | GE | Monitor, Vital Signs |  | MONITORVITALSIGNS-GE-Carescape B850 |  | 11/4/16 |  |  | Not Covered Vendor Only - Biomedical | MHHS-TMC
NO | YES | Asset Tag 074-04752 |  |  | 074-04752 | 074-04752 | GE Healthcare | CARESCAPE B850 |  | SED11229578GR | (null) | MHHS-TMC |  | Monitor, Vital Signs |  | 074-04752 | 074-04752 | TMC | (null) | (null) | (null) |  |  |  | (null) | MONITORS, PHYSIOLOGIC, VITAL SIGNS |  | MONITORVITALSIGNS-GE-Carescape B850 | MONITORVITALSIGNS | Carescape B850 |  |  |  | GE | Monitor, Vital Signs |  | MONITORVITALSIGNS-GE-Carescape B850 |  | 3/2/20 |  |  | Not Covered Vendor Only - Biomedical | MHHS-TMC
NO | YES |  |  |  | 069-38905 | 069-38905 | GE Healthcare | CARESCAPE B850 |  | SED12061741GR | (null) | MHHS-TMC |  | Monitor, Vital Signs |  | 069-38905 | 069-38905 | (null) | MHHS-TMC | (null) | (null) |  |  |  | (null) | MONITORS, PHYSIOLOGIC, VITAL SIGNS |  | MONITORVITALSIGNS-GE-Carescape B850 | MONITORVITALSIGNS | Carescape B850 |  |  |  | GE | Monitor, Vital Signs | (null) | MONITORVITALSIGNS-GE-Carescape B850 |  | 2/3/05 | (null) |  | Covered PM Repair - Biomedical | MHHS-TMC
NO | YES |  |  |  | 069-38906 | 069-38906 | GE Healthcare | CARESCAPE B850 |  | SED11300228GR | 8th Floor Medical ICU | MHHS-TMC |  | Monitor, Vital Signs |  | 069-38906 | 069-38906 | TMC | Memorial Hermann-Texas Medical Center | 8th Floor Medical ICU | S801 | 7/1/19 |  |  |  | MONITORS, PHYSIOLOGIC, VITAL SIGNS |  | MONITORVITALSIGNS-GE-Carescape B850 | MONITORVITALSIGNS | Carescape B850 |  |  |  | GE | Monitor, Vital Signs |  | MONITORVITALSIGNS-GE-Carescape B850 |  | 3/31/14 |  |  | Covered PM Repair - Biomedical | MHHS-TMC
NO | YES |  |  |  | 069-38908 | 069-38908 | GE Healthcare | CARESCAPE B850 |  | SED11300229GR | MICU | MHHS-TMC |  | Monitor, Vital Signs |  | 069-38908 | 069-38908 | TMC | Memorial Hermann-TMC | MICU | S8/35 |  |  |  |  | MONITORS, PHYSIOLOGIC, VITAL SIGNS |  | MONITORVITALSIGNS-GE-Carescape B850 | MONITORVITALSIGNS | Carescape B850 |  |  |  | GE | Monitor, Vital Signs |  | MONITORVITALSIGNS-GE-Carescape B850 |  | 3/31/14 |  |  | Covered PM Repair - Biomedical | MHHS-TMC
NO | YES |  |  |  | 069-39076 | 069-39076 | GE Healthcare | CARESCAPE B850 |  | SED11400824GR | TMC-Cullen-MICU (2C) | MHHS-TMC |  | Monitor, Vital Signs |  | 069-39076 | 069-39076 | TMC | MHHS-TMC | TMC-Cullen-MICU (2C) | Room 7 | 9/1/19 |  | 9/1/20 |  | MONITORS, PHYSIOLOGIC, VITAL SIGNS | Monitor, Vital Signs | MONITORVITALSIGNS-GE-Carescape B850 | MONITORVITALSIGNS | Carescape B850 |  |  |  | GE | Monitor, Vital Signs |  | MONITORVITALSIGNS-GE-Carescape B850 |  |  |  | MVS-A | Covered PM Repair - Biomedical | MHHS-TMC | [8 empty] | MONITORVITALSIGNS | Monitor, Vital Signs | GE
NO | YES |  |  |  | 069-39082 | 069-39082 | GE Healthcare | CARESCAPE B850 |  | SED11300219GR | ENT ICU | MHHS-TMC |  | Monitor, Vital Signs |  | 069-39082 | 069-39082 | TMC | Memorial Hermann-Texas Medical Center | ENT ICU | Room 1 | 9/1/19 |  | 9/1/20 |  | MONITORS, PHYSIOLOGIC, VITAL SIGNS | Monitor, Vital Signs | MONITORVITALSIGNS-GE-Carescape B850 | MONITORVITALSIGNS | Carescape B850 |  |  |  | GE | Monitor, Vital Signs |  | MONITORVITALSIGNS-GE-Carescape B850 |  | 11/18/13 |  | MVS-A | Covered PM Repair - Biomedical | MHHS-TMC | [8 empty] | MONITORVITALSIGNS | Monitor, Vital Signs | GE
NO | YES |  |  |  | 069-39083 | 069-39083 | GE Healthcare | CARESCAPE B850 |  | SED11400755GR | TMC-Hermann-STICU (3Hp) | MHHS-TMC |  | Monitor, Vital Signs |  | 069-39083 | 069-39083 | TMC | MHHS-TMC | TMC-Hermann-STICU (3Hp) | TMC - HERMANN -STICU (3HP) | 9/1/19 |  | 9/1/20 |  | MONITORS, PHYSIOLOGIC, VITAL SIGNS | Monitor, Vital Signs | MONITORVITALSIGNS-GE-Carescape B850 | MONITORVITALSIGNS | Carescape B850 |  |  |  | GE | Monitor, Vital Signs |  | MONITORVITALSIGNS-GE-Carescape B850 |  | 7/1/16 |  | MVS-A | Covered PM Repair - Biomedical | MHHS-TMC | [8 empty] | MONITORVITALSIGNS | Monitor, Vital Signs | GE
NO | YES |  |  |  | 069-36943 | 069-36943 | GE Healthcare | CARESCAPE B850 |  | SED11046728GR | TMC-HVI-CCU (4Hvi) | MHHS-TMC |  | Monitor, Vital Signs |  | 069-36943 | 069-36943 | TMC | MHHS-TMC | TMC-HVI-CCU (4Hvi) |  | 8/1/19 |  | 8/1/20 |  | MONITORS, PHYSIOLOGIC, VITAL SIGNS | Monitor, Vital Signs | MONITORVITALSIGNS-GE-Carescape B850 | MONITORVITALSIGNS | Carescape B850 |  |  |  | GE | Monitor, Vital Signs |  | MONITORVITALSIGNS-GE-Carescape B850 |  |  |  | MVS-A | Covered PM Repair - Biomedical | MHHS-TMC | [8 empty] | MONITORVITALSIGNS | Monitor, Vital Signs | GE
NO | YES |  |  |  | 069-40515 | 069-40515 | GE Healthcare | CARESCAPE B850 |  | SKA15048701GR |  | MHHS-TMC |  | Monitor, Vital Signs |  | 069-40515 | 069-40515 | TMC | Memorial Hermann Heart |  | CCU-03 |  |  |  |  | MONITORS, PHYSIOLOGIC, VITAL SIGNS | Monitor, Vital Signs | MONITORVITALSIGNS-GE-Carescape B850 | MONITORVITALSIGNS | Carescape B850 |  |  |  | GE | Monitor, Vital Signs |  | MONITORVITALSIGNS-GE-Carescape B850 |  | 7/12/15 |  | MVS-A | Covered PM Repair - Biomedical | MHHS-TMC | [8 empty] | MONITORVITALSIGNS | Monitor, Vital Signs | GE
NO | YES |  |  |  | 069-40518 | 069-40518 | GE Healthcare | CARESCAPE B850 |  | SKA15089353GR | TMC-HVI-CCU (4Hvi) | MHHS-TMC |  | Monitor, Vital Signs |  | 069-40518 | 069-40518 | TMC | MHHS-TMC | TMC-HVI-CCU (4Hvi) |  | 8/1/19 |  | 8/1/20 |  | MONITORS, PHYSIOLOGIC, VITAL SIGNS | Monitor, Vital Signs | MONITORVITALSIGNS-GE-Carescape B850 | MONITORVITALSIGNS | Carescape B850 |  |  |  | GE | Monitor, Vital Signs |  | MONITORVITALSIGNS-GE-Carescape B850 |  | 10/22/20 |  | MVS-A | Not Covered Vendor Only - Biomedical | MHHS-TMC | [8 empty] | MONITORVITALSIGNS | Monitor, Vital Signs | GE
NO | YES |  |  |  | 069-40519 | 069-40519 | GE Healthcare | CARESCAPE B850 |  | SKA15038469GR | TMC-HVI-CIMU (4Hvi) | MHHS-TMC |  | Monitor, Vital Signs |  | 069-40519 | 069-40519 | TMC | MHHS-TMC | TMC-HVI-CIMU (4Hvi) | TMC - HVI - CIMU (4HVI) | 8/1/19 |  | 8/1/20 |  | MONITORS, PHYSIOLOGIC, VITAL SIGNS | Monitor, Vital Signs | MONITORVITALSIGNS-GE-Carescape B850 | MONITORVITALSIGNS | Carescape B850 |  |  |  | GE | Monitor, Vital Signs |  | MONITORVITALSIGNS-GE-Carescape B850 |  | 10/22/20 |  | MVS-A | Not Covered Vendor Only - Biomedical | MHHS-TMC | [8 empty] | MONITORVITALSIGNS | Monitor, Vital Signs | GE
NO | YES |  |  |  | 069-40522 | 069-40522 | GE Healthcare | CARESCAPE B850 |  | SKA15038450GR | TMC-HVI-CIMU (4Hvi) | MHHS-TMC |  | Monitor, Vital Signs |  | 069-40522 | 069-40522 | TMC | MHHS-TMC | TMC-HVI-CIMU (4Hvi) | CIMU 30 | 8/1/19 |  | 8/1/20 |  | MONITORS, PHYSIOLOGIC, VITAL SIGNS | Monitor, Vital Signs | MONITORVITALSIGNS-GE-Carescape B850 | MONITORVITALSIGNS | Carescape B850 |  |  |  | GE | Monitor, Vital Signs |  | MONITORVITALSIGNS-GE-Carescape B850 |  |  |  | MVS-A | Covered PM Repair - Biomedical | MHHS-TMC | [8 empty] | MONITORVITALSIGNS | Monitor, Vital Signs | GE
NO | YES |  |  |  | 069-40546 | 069-40546 | GE Healthcare | CARESCAPE B850 |  | SKA15089326GR | TMC-HVI-CCU (4Hvi) | MHHS-TMC |  | Monitor, Vital Signs |  | 069-40546 | 069-40546 | TMC | MHHS-TMC | TMC-HVI-CCU (4Hvi) | TMC -HVI - CCU (4HVI) | 8/1/19 |  | 8/1/20 |  | MONITORS, PHYSIOLOGIC, VITAL SIGNS | Monitor, Vital Signs | MONITORVITALSIGNS-GE-Carescape B850 | MONITORVITALSIGNS | Carescape B850 |  |  |  | GE | Monitor, Vital Signs |  | MONITORVITALSIGNS-GE-Carescape B850 |  | 3/31/14 |  | MVS-A | Covered PM Repair - Biomedical | MHHS-TMC | [8 empty] | MONITORVITALSIGNS | Monitor, Vital Signs | GE
NO | YES |  |  |  | 074-04090 |  | GE Healthcare | CARESCAPE B850 |  | SED10303313GR | TMC-HVI-CIMU (4Hvi) | MHHS-TMC |  | Monitor, Vital Signs |  | 074-04090 |  | TMC | MHHS-TMC | TMC-HVI-CIMU (4Hvi) | CIMU 30 | 8/1/19 |  | 8/1/20 |  | MONITORS, PHYSIOLOGIC, VITAL SIGNS | Monitor, Vital Signs | MONITORVITALSIGNS-GE-Carescape B850 | MONITORVITALSIGNS | Carescape B850 |  |  |  | GE | Monitor, Vital Signs |  | MONITORVITALSIGNS-GE-Carescape B850 |  | 3/31/14 |  | MVS-A | Covered PM Repair - Biomedical | MHHS-TMC | [8 empty] | MONITORVITALSIGNS | Monitor, Vital Signs | GE
NO | YES |  |  |  | 074-04106 |  | GE Healthcare | CARESCAPE B850 |  | SED103033066R | TMC-HVI-Heart Failure ICU (5Hvi) | MHHS-TMC |  | Monitor, Vital Signs |  | 074-04106 |  | TMC | MHHS-TMC | TMC-HVI-Heart Failure ICU (5Hvi) | CVICU (5HVI) | 8/1/19 |  | 8/1/20 |  | MONITORS, PHYSIOLOGIC, VITAL SIGNS | Monitor, Vital Signs | MONITORVITALSIGNS-GE-Carescape B850 | MONITORVITALSIGNS | Carescape B850 |  |  |  | GE | Monitor, Vital Signs |  | MONITORVITALSIGNS-GE-Carescape B850 |  | 3/31/14 |  | MVS-A | Covered PM Repair - Biomedical | MHHS-TMC | [8 empty] | MONITORVITALSIGNS | Monitor, Vital Signs | GE
NO | YES |  |  |  | 074-04126 |  | GE Healthcare | CARESCAPE B850 |  | SED10222845GR | TMC-HVI-Heart Failure ICU (5Hvi) | MHHS-TMC |  | Monitor, Vital Signs |  | 074-04126 |  | TMC | MHHS-TMC | TMC-HVI-Heart Failure ICU (5Hvi) | CVICU (5HVI) | 8/1/19 |  | 8/1/20 |  | MONITORS, PHYSIOLOGIC, VITAL SIGNS | Monitor, Vital Signs | MONITORVITALSIGNS-GE-Carescape B850 | MONITORVITALSIGNS | Carescape B850 |  |  |  | GE | Monitor, Vital Signs |  | MONITORVITALSIGNS-GE-Carescape B850 |  | 3/31/14 |  | MVS-A | Covered PM Repair - Biomedical | MHHS-TMC | [8 empty] | MONITORVITALSIGNS | Monitor, Vital Signs | GE
NO | YES |  |  |  | 074-04130 |  | GE Healthcare | CARESCAPE B850 |  | SED10313514GR | TMC-HVI-Heart Failure ICU (5Hvi) | MHHS-TMC |  | Monitor, Vital Signs |  | 074-04130 |  | TMC | MHHS-TMC | TMC-HVI-Heart Failure ICU (5Hvi) | CVICU (5HVI) | 8/1/19 |  | 8/1/20 |  | MONITORS, PHYSIOLOGIC, VITAL SIGNS | Monitor, Vital Signs | MONITORVITALSIGNS-GE-Carescape B850 | MONITORVITALSIGNS | Carescape B850 |  |  |  | GE | Monitor, Vital Signs |  | MONITORVITALSIGNS-GE-Carescape B850 |  | 3/31/14 |  | MVS-A | Covered PM Repair - Biomedical | MHHS-TMC | [8 empty] | MONITORVITALSIGNS | Monitor, Vital Signs | GE
NO | YES |  |  |  | 069-36940 | 069-36940 | GE Healthcare | CARESCAPE B850 |  | SED11046718GR | HIV-floor 8 | MHHS-TMC |  | Monitor, Vital Signs |  | 069-36940 | 069-36940 | TMC | Memorial Hermann-Texas Medical Center | HIV-floor 8 | Room 109 | 8/1/19 |  |  |  | MONITORS, PHYSIOLOGIC, VITAL SIGNS | Monitor, Vital Signs | MONITORVITALSIGNS-GE-Carescape B850 | MONITORVITALSIGNS | Carescape B850 |  |  |  | GE | Monitor, Vital Signs |  | MONITORVITALSIGNS-GE-Carescape B850 |  |  |  | MVS-A | Covered PM Repair - Biomedical | MHHS-TMC | [8 empty] | MONITORVITALSIGNS | Monitor, Vital Signs | GE
NO | YES |  |  |  | 069-36948 |  | GE Healthcare | CARESCAPE B850 |  | SED11310455GR | TMC-HVI-CVICU (8Hvi) | MHHS-TMC |  | Monitor, Vital Signs |  | 069-36948 |  | TMC | MHHS-TMC | TMC-HVI-CVICU (8Hvi) | CVIMU (8HVI) | 8/1/19 |  |  |  | MONITORS, PHYSIOLOGIC, VITAL SIGNS | Monitor, Vital Signs | MONITORVITALSIGNS-GE-Carescape B850 | MONITORVITALSIGNS | Carescape B850 |  |  |  | GE | Monitor, Vital Signs |  | MONITORVITALSIGNS-GE-Carescape B850 |  | 2/3/09 |  | MVS-A | Covered PM Repair - Biomedical | MHHS-TMC | [8 empty] | MONITORVITALSIGNS | Monitor, Vital Signs | GE
NO | YES |  |  |  | 069-36953 | 069-36953 | GE Healthcare | CARESCAPE B850 |  | SED11400798GR | TMC-HVI-CVICU (8Hvi) | MHHS-TMC |  | Monitor, Vital Signs |  | 069-36953 | 069-36953 | TMC | MHHS-TMC | TMC-HVI-CVICU (8Hvi) | TMC HVI CVICU 8 | 8/1/19 |  | 8/1/20 |  | MONITORS, PHYSIOLOGIC, VITAL SIGNS | Monitor, Vital Signs | MONITORVITALSIGNS-GE-Carescape B850 | MONITORVITALSIGNS | Carescape B850 |  |  |  | GE | Monitor, Vital Signs |  | MONITORVITALSIGNS-GE-Carescape B850 |  | 1/2/09 |  | MVS-A | Covered PM Repair - Biomedical | MHHS-TMC | [8 empty] | MONITORVITALSIGNS | Monitor, Vital Signs | GE
NO | YES |  |  |  | 069-36955 |  | GE Healthcare | CARESCAPE B850 |  | SED11400804GR | TMC-HVI-CVIMU (8Hvi) | MHHS-TMC |  | Monitor, Vital Signs |  | 069-36955 |  | TMC | MHHS-TMC | TMC-HVI-CVIMU (8Hvi) | Room 102 | 8/1/19 |  | 8/1/20 |  | MONITORS, PHYSIOLOGIC, VITAL SIGNS | Monitor, Vital Signs | MONITORVITALSIGNS-GE-Carescape B850 | MONITORVITALSIGNS | Carescape B850 |  |  |  | GE | Monitor, Vital Signs |  | MONITORVITALSIGNS-GE-Carescape B850 |  | 2/3/09 |  | MVS-A | Covered PM Repair - Biomedical | MHHS-TMC | [8 empty] | MONITORVITALSIGNS | Monitor, Vital Signs | GE
NO | YES |  |  |  | 069-36957 | 069-36957 | GE Healthcare | CARESCAPE B850 |  | SED11400809GR | TMC-HVI-CVICU (8Hvi) | MHHS-TMC |  | Monitor, Vital Signs |  | 069-36957 | 069-36957 | TMC | MHHS-TMC | TMC-HVI-CVICU (8Hvi) |  | 8/1/19 |  | 8/1/20 |  | MONITORS, PHYSIOLOGIC, VITAL SIGNS | Monitor, Vital Signs | MONITORVITALSIGNS-GE-Carescape B850 | MONITORVITALSIGNS | Carescape B850 |  |  |  | GE | Monitor, Vital Signs |  | MONITORVITALSIGNS-GE-Carescape B850 |  |  |  | MVS-A | Covered PM Repair - Biomedical | MHHS-TMC | [8 empty] | MONITORVITALSIGNS | Monitor, Vital Signs | GE
NO | YES |  |  |  | 069-36960 | 069-36960 | GE Healthcare | CARESCAPE B850 |  | SED11410842GR | TMC-HVI-CVICU (8Hvi) | MHHS-TMC |  | Monitor, Vital Signs |  | 069-36960 | 069-36960 | TMC | MHHS-TMC | TMC-HVI-CVICU (8Hvi) | CVIMU Suite 811 | 11/1/19 |  | 11/1/20 |  | MONITORS, PHYSIOLOGIC, VITAL SIGNS | Monitor, Vital Signs | MONITORVITALSIGNS-GE-Carescape B850 | MONITORVITALSIGNS | Carescape B850 |  |  |  | GE | Monitor, Vital Signs |  | MONITORVITALSIGNS-GE-Carescape B850 |  |  |  | MVS-A | Covered PM Repair - Biomedical | MHHS-TMC | [8 empty] | MONITORVITALSIGNS | Monitor, Vital Signs | GE
NO | YES |  |  |  | 069-39051 | 069-39051 | GE Healthcare | CARESCAPE B850 |  | SED11400744GR | TMC-HVI-CVICU (8Hvi) | MHHS-TMC |  | Monitor, Vital Signs |  | 069-39051 | 069-39051 | TMC | MHHS-TMC | TMC-HVI-CVICU (8Hvi) | CVICU (8HVI) | 8/1/19 |  | 8/1/20 |  | MONITORS, PHYSIOLOGIC, VITAL SIGNS | Monitor, Vital Signs | MONITORVITALSIGNS-GE-Carescape B850 | MONITORVITALSIGNS | Carescape B850 |  |  |  | GE | Monitor, Vital Signs |  | MONITORVITALSIGNS-GE-Carescape B850 |  | 2/3/08 |  | MVS-A | Covered PM Repair - Biomedical | MHHS-TMC | [8 empty] | MONITORVITALSIGNS | Monitor, Vital Signs | GE
NO | YES |  |  |  | 069-39052 | 069-39052 | GE Healthcare | CARESCAPE B850 |  | SED13016770GR | 8floor heart | MHHS-TMC |  | Monitor, Vital Signs |  | 069-39052 | 069-39052 | TMC | Memorial Hermann-Texas Medical Center | 8floor heart |  | 7/1/19 |  | 7/1/20 |  | MONITORS, PHYSIOLOGIC, VITAL SIGNS | Monitor, Vital Signs | MONITORVITALSIGNS-GE-Carescape B850 | MONITORVITALSIGNS | Carescape B850 |  |  |  | GE | Monitor, Vital Signs |  | MONITORVITALSIGNS-GE-Carescape B850 |  |  |  | MVS-A | Covered PM Repair - Biomedical | MHHS-TMC | [8 empty] | MONITORVITALSIGNS | Monitor, Vital Signs | GE
NO | YES |  |  |  | 069-39053 | 069-39053 | GE Healthcare | CARESCAPE B850 |  | SED12173071GR | TMC-HVI-CVIMU (8Hvi) | MHHS-TMC |  | Monitor, Vital Signs |  | 069-39053 | 069-39053 | TCM | MHHS-TMC | TMC-HVI-CVIMU (8Hvi) | Room 818 | 8/1/19 |  | 8/1/20 |  | MONITORS, PHYSIOLOGIC, VITAL SIGNS | Monitor, Vital Signs | MONITORVITALSIGNS-GE-Carescape B850 | MONITORVITALSIGNS | Carescape B850 |  |  |  | GE | Monitor, Vital Signs |  | MONITORVITALSIGNS-GE-Carescape B850 |  |  |  | MVS-A | Covered PM Repair - Biomedical | MHHS-TMC | [8 empty] | MONITORVITALSIGNS | Monitor, Vital Signs | GE
NO | YES |  |  |  | 069-39058 | 069-39058 | GE Healthcare | CARESCAPE B850 |  | SED12173065GR | TMC-HVI-CVICU (8Hvi) | MHHS-TMC |  | Monitor, Vital Signs |  | 069-39058 | 069-39058 | TMC | MHHS-TMC | TMC-HVI-CVICU (8Hvi) | TMC - HVI - CVIMU (8HVI) | 8/1/19 |  | 8/1/20 |  | MONITORS, PHYSIOLOGIC, VITAL SIGNS | Monitor, Vital Signs | MONITORVITALSIGNS-GE-Carescape B850 | MONITORVITALSIGNS | Carescape B850 |  |  |  | GE | Monitor, Vital Signs |  | MONITORVITALSIGNS-GE-Carescape B850 |  | 3/31/14 |  | MVS-A | Covered PM Repair - Biomedical | MHHS-TMC | [8 empty] | MONITORVITALSIGNS | Monitor, Vital Signs | GE
NO | YES |  |  |  | 069-39059 | 069-39059 | GE Healthcare | CARESCAPE B850 |  | SED11400777GR |  | MHHS-TMC |  | Monitor, Vital Signs |  | 069-39059 | 069-39059 | TMC | Memorial Hermann Heart |  | CVIMU 810 | 8/1/19 |  | 8/1/20 |  | MONITORS, PHYSIOLOGIC, VITAL SIGNS | Monitor, Vital Signs | MONITORVITALSIGNS-GE-Carescape B850 | MONITORVITALSIGNS | Carescape B850 |  |  |  | GE | Monitor, Vital Signs |  | MONITORVITALSIGNS-GE-Carescape B850 |  | 3/31/14 |  | MVS-A | Covered PM Repair - Biomedical | MHHS-TMC | [8 empty] | MONITORVITALSIGNS | Monitor, Vital Signs | GE
NO | YES |  |  |  | 069-39060 | 069-39060 | GE Healthcare | CARESCAPE B850 |  | SED11400769GR | TMC-HVI-CVICU (8Hvi) | MHHS-TMC |  | Monitor, Vital Signs |  | 069-39060 | 069-39060 | TMC | MHHS-TMC | TMC-HVI-CVICU (8Hvi) | CVIMU (8HVI) | 8/1/19 |  | 8/1/20 |  | MONITORS, PHYSIOLOGIC, VITAL SIGNS | Monitor, Vital Signs | MONITORVITALSIGNS-GE-Carescape B850 | MONITORVITALSIGNS | Carescape B850 |  |  |  | GE | Monitor, Vital Signs |  | MONITORVITALSIGNS-GE-Carescape B850 |  | 1/1/10 |  | MVS-A | Covered PM Repair - Biomedical | MHHS-TMC | [8 empty] | MONITORVITALSIGNS | Monitor, Vital Signs | GE
NO | YES |  |  |  | 069-39061 | 069-39061 | GE Healthcare | CARESCAPE B850 |  | SED12173061GR | TMC-HVI-CVICU (8Hvi) | MHHS-TMC |  | Monitor, Vital Signs |  | 069-39061 | 069-39061 | TMC | MHHS-TMC | TMC-HVI-CVICU (8Hvi) | TMC - HVI - CVIMU (8HVI) | 8/1/19 |  | 8/1/20 |  | MONITORS, PHYSIOLOGIC, VITAL SIGNS | Monitor, Vital Signs | MONITORVITALSIGNS-GE-Carescape B850 | MONITORVITALSIGNS | Carescape B850 |  |  |  | GE | Monitor, Vital Signs |  | MONITORVITALSIGNS-GE-Carescape B850 |  |  |  | MVS-A | Covered PM Repair - Biomedical | MHHS-TMC | [8 empty] | MONITORVITALSIGNS | Monitor, Vital Signs | GE
NO | YES |  |  |  | 069-39074 | 069-39074 | GE Healthcare | CARESCAPE B850 |  | SED11229609GR |  | MHHS-TMC |  | Monitor, Vital Signs |  | 069-39074 | 069-39074 | TMC | Memorial Hermann Heart |  | CVIMU 812 | 8/1/19 |  | 8/1/20 |  | MONITORS, PHYSIOLOGIC, VITAL SIGNS | Monitor, Vital Signs | MONITORVITALSIGNS-GE-Carescape B850 | MONITORVITALSIGNS | Carescape B850 |  |  |  | GE | Monitor, Vital Signs |  | MONITORVITALSIGNS-GE-Carescape B850 |  | 3/31/14 |  | MVS-A | Covered PM Repair - Biomedical | MHHS-TMC | [8 empty] | MONITORVITALSIGNS | Monitor, Vital Signs | GE
NO | YES |  |  |  | 069-40549 | 069-40549 | GE Healthcare | CARESCAPE B850 |  | SKA15048581GR | TMC-HVI-Heart Failure ICU (5Hvi) | MHHS-TMC |  | Monitor, Vital Signs |  | 069-40549 | 069-40549 | TMC | MHHS-TMC | TMC-HVI-Heart Failure ICU (5Hvi) |  | 8/5/19 |  |  |  | MONITORS, PHYSIOLOGIC, VITAL SIGNS | Monitor, Vital Signs | MONITORVITALSIGNS-GE-Carescape B850 | MONITORVITALSIGNS | Carescape B850 |  |  |  | GE | Monitor, Vital Signs |  | MONITORVITALSIGNS-GE-Carescape B850 |  | 3/31/14 | Finished from Script 3/27/2020 12:11:52pm (Central) | MVS-A | Covered PM Repair - Biomedical | MHHS-TMC | [8 empty] | MONITORVITALSIGNS | Monitor, Vital Signs | GE
NO | YES |  |  |  | 074-04118 | 074-04118 | GE Healthcare | CARESCAPE B850 |  | SED10303407GR | TMC-HVI-CVICU (8Hvi) | MHHS-TMC |  | Monitor, Vital Signs |  | 074-04118 | 074-04118 | TMC | MHHS-TMC | TMC-HVI-CVICU (8Hvi) | TMC - HVI - CVIMU (8HVI) | 8/1/19 |  | 8/1/20 |  | MONITORS, PHYSIOLOGIC, VITAL SIGNS | Monitor, Vital Signs | MONITORVITALSIGNS-GE-Carescape B850 | MONITORVITALSIGNS | Carescape B850 |  |  |  | GE | Monitor, Vital Signs |  | MONITORVITALSIGNS-GE-Carescape B850 |  | 3/31/14 |  | MVS-A | Covered PM Repair - Biomedical | MHHS-TMC | [8 empty] | MONITORVITALSIGNS | Monitor, Vital Signs | GE
NO | YES |  |  |  | 074-02153 | 074-02153 | GE Healthcare | CARESCAPE B850 |  | SED10212814GR | TMC-HVI-Heart Failure ICU (5Hvi) | MHHS-TMC |  | Monitor, Vital Signs |  | 074-02153 | 074-02153 | TMC | MHHS-TMC | TMC-HVI-Heart Failure ICU (5Hvi) |  | 8/1/19 |  | 8/1/20 |  | MONITORS, PHYSIOLOGIC, VITAL SIGNS | Monitor, Vital Signs | MONITORVITALSIGNS-GE-Carescape B850 | MONITORVITALSIGNS | Carescape B850 |  |  |  | GE | Monitor, Vital Signs |  | MONITORVITALSIGNS-GE-Carescape B850 |  | 3/31/14 |  | MVS-A | Covered PM Repair - Biomedical | MHHS-TMC | [8 empty] | MONITORVITALSIGNS | Monitor, Vital Signs | GE
NO | YES |  |  |  | 074-02154 |  | GE Healthcare | CARESCAPE B850 |  | SED10313508GR | TMC-HVI-Heart Failure ICU (5Hvi) | MHHS-TMC |  | Monitor, Vital Signs |  | 074-02154 |  | TMC | MHHS-TMC | TMC-HVI-Heart Failure ICU (5Hvi) |  | 8/1/19 |  | 8/1/20 |  | MONITORS, PHYSIOLOGIC, VITAL SIGNS | Monitor, Vital Signs | MONITORVITALSIGNS-GE-Carescape B850 | MONITORVITALSIGNS | Carescape B850 |  |  |  | GE | Monitor, Vital Signs |  | MONITORVITALSIGNS-GE-Carescape B850 |  | 3/31/14 |  | MVS-A | Covered PM Repair - Biomedical | MHHS-TMC | [8 empty] | MONITORVITALSIGNS | Monitor, Vital Signs | GE
NO | YES |  |  |  | 074-04062 | 074-04062 | GE Healthcare | CARESCAPE B850 |  | SED10293272GR | TMC-HVI-Heart Failure ICU (5Hvi) | MHHS-TMC |  | Monitor, Vital Signs |  | 074-04062 | 074-04062 | TMC | MHHS-TMC | TMC-HVI-Heart Failure ICU (5Hvi) |  | 11/1/19 |  | 11/1/20 |  | MONITORS, PHYSIOLOGIC, VITAL SIGNS | Monitor, Vital Signs | MONITORVITALSIGNS-GE-Carescape B850 | MONITORVITALSIGNS | Carescape B850 |  |  |  | GE | Monitor, Vital Signs |  | MONITORVITALSIGNS-GE-Carescape B850 |  | 3/31/14 |  | MVS-A | Covered PM Repair - Biomedical | MHHS-TMC | [8 empty] | MONITORVITALSIGNS | Monitor, Vital Signs | GE
NO | YES |  |  |  | 074-04066 | 074-04066 | GE Healthcare | CARESCAPE B850 |  | SED10303414GR | TMC-HVI-Heart Failure ICU (5Hvi) | MHHS-TMC |  | Monitor, Vital Signs |  | 074-04066 | 074-04066 | TMC | MHHS-TMC | TMC-HVI-Heart Failure ICU (5Hvi) |  | 8/1/19 |  | 8/1/20 |  | MONITORS, PHYSIOLOGIC, VITAL SIGNS | Monitor, Vital Signs | MONITORVITALSIGNS-GE-Carescape B850 | MONITORVITALSIGNS | Carescape B850 |  |  |  | GE | Monitor, Vital Signs |  | MONITORVITALSIGNS-GE-Carescape B850 |  | 3/31/14 |  | MVS-A | Covered PM Repair - Biomedical | MHHS-TMC | [8 empty] | MONITORVITALSIGNS | Monitor, Vital Signs | GE
NO | YES |  |  |  | 074-04070 | 074-04070 | GE Healthcare | CARESCAPE B850 |  | SED10303308GR | TMC-HVI-Heart Failure ICU (5Hvi) | MHHS-TMC |  | Monitor, Vital Signs |  | 074-04070 | 074-04070 | TMC | MHHS-TMC | TMC-HVI-Heart Failure ICU (5Hvi) |  | 8/23/19 |  |  |  | MONITORS, PHYSIOLOGIC, VITAL SIGNS | Monitor, Vital Signs | MONITORVITALSIGNS-GE-Carescape B850 | MONITORVITALSIGNS | Carescape B850 |  |  |  | GE | Monitor, Vital Signs |  | MONITORVITALSIGNS-GE-Carescape B850 |  | 3/31/14 | Finished from Script 3/27/2020 12:11:52pm (Central) | MVS-A | Covered PM Repair - Biomedical | MHHS-TMC | [8 empty] | MONITORVITALSIGNS | Monitor, Vital Signs | GE
NO | YES |  |  |  | 074-04074 | 074-04074 | GE Healthcare | CARESCAPE B850 |  | SED10293274GR | TMC-HVI-Heart Failure ICU (5Hvi) | MHHS-TMC |  | Monitor, Vital Signs |  | 074-04074 | 074-04074 | TMC | MHHS-TMC | TMC-HVI-Heart Failure ICU (5Hvi) |  | 8/1/19 |  | 8/1/20 |  | MONITORS, PHYSIOLOGIC, VITAL SIGNS | Monitor, Vital Signs | MONITORVITALSIGNS-GE-Carescape B850 | MONITORVITALSIGNS | Carescape B850 |  |  |  | GE | Monitor, Vital Signs |  | MONITORVITALSIGNS-GE-Carescape B850 |  | 3/31/14 |  | MVS-A | Covered PM Repair - Biomedical | MHHS-TMC | [8 empty] | MONITORVITALSIGNS | Monitor, Vital Signs | GE
NO | YES |  |  |  | 074-04078 | 074-04078 | GE Healthcare | CARESCAPE B850 |  | SEG10313511GR | TMC-HVI-Heart Failure ICU (5Hvi) | MHHS-TMC |  | Monitor, Vital Signs |  | 074-04078 | 074-04078 | TMC | MHHS-TMC | TMC-HVI-Heart Failure ICU (5Hvi) |  | 11/1/19 |  | 11/1/20 |  | MONITORS, PHYSIOLOGIC, VITAL SIGNS | Monitor, Vital Signs | MONITORVITALSIGNS-GE-Carescape B850 | MONITORVITALSIGNS | Carescape B850 |  |  |  | GE | Monitor, Vital Signs |  | MONITORVITALSIGNS-GE-Carescape B850 |  | 3/31/14 |  | MVS-A | Covered PM Repair - Biomedical | MHHS-TMC | [8 empty] | MONITORVITALSIGNS | Monitor, Vital Signs | GE
NO | YES |  |  |  | 074-04134 | 074-04134 | GE Healthcare | CARESCAPE B850 |  | SED10313510GR | TMC-Hermann-SIMU (3Hp) | MHHS-TMC |  | Monitor, Vital Signs |  | 074-04134 | 074-04134 | TMC | MHHS-TMC | TMC-Hermann-SIMU (3Hp) | Room 524 | 11/1/19 |  | 11/1/20 |  | MONITORS, PHYSIOLOGIC, VITAL SIGNS | Monitor, Vital Signs | MONITORVITALSIGNS-GE-Carescape B850 | MONITORVITALSIGNS | Carescape B850 |  |  |  | GE | Monitor, Vital Signs |  | MONITORVITALSIGNS-GE-Carescape B850 |  | 3/31/14 |  | MVS-A | Covered PM Repair - Biomedical | MHHS-TMC | [8 empty] | MONITORVITALSIGNS | Monitor, Vital Signs | GE
NO | YES |  |  |  | 074-04138 | 074-04138 | GE Healthcare | CARESCAPE B850 |  | SED10313506GR | TMC-HVI-Heart Failure ICU (5Hvi) | MHHS-TMC |  | Monitor, Vital Signs |  | 074-04138 | 074-04138 | TMC | MHHS-TMC | TMC-HVI-Heart Failure ICU (5Hvi) | Room 235 | 11/1/19 |  | 11/1/20 |  | MONITORS, PHYSIOLOGIC, VITAL SIGNS | Monitor, Vital Signs | MONITORVITALSIGNS-GE-Carescape B850 | MONITORVITALSIGNS | Carescape B850 |  |  |  | GE | Monitor, Vital Signs |  | MONITORVITALSIGNS-GE-Carescape B850 |  | 1/1/11 |  | MVS-A | Covered PM Repair - Biomedical | MHHS-TMC | [8 empty] | MONITORVITALSIGNS | Monitor, Vital Signs | GE
NO | YES |  |  |  | 074-04142 | 074-04142 | GE Healthcare | CARESCAPE B850 |  | SED10303416GR | TMC-HVI-Heart Failure ICU (5Hvi) | MHHS-TMC |  | Monitor, Vital Signs |  | 074-04142 | 074-04142 | TMC | MHHS-TMC | TMC-HVI-Heart Failure ICU (5Hvi) |  | 8/1/19 |  | 8/1/20 |  | MONITORS, PHYSIOLOGIC, VITAL SIGNS | Monitor, Vital Signs | MONITORVITALSIGNS-GE-Carescape B850 | MONITORVITALSIGNS | Carescape B850 |  |  |  | GE | Monitor, Vital Signs |  | MONITORVITALSIGNS-GE-Carescape B850 |  | 11/1/16 |  | MVS-A | Covered PM Repair - Biomedical | MHHS-TMC | [8 empty] | MONITORVITALSIGNS | Monitor, Vital Signs | GE
NO | YES |  |  |  | 074-04146 | 074-04146 | GE Healthcare | CARESCAPE B850 |  | SED10303303GR | TMC-HVI-Heart Failure ICU (5Hvi) | MHHS-TMC |  | Monitor, Vital Signs |  | 074-04146 | 074-04146 | TMC | MHHS-TMC | TMC-HVI-Heart Failure ICU (5Hvi) |  | 11/13/19 |  |  |  | MONITORS, PHYSIOLOGIC, VITAL SIGNS | Monitor, Vital Signs | MONITORVITALSIGNS-GE-Carescape B850 | MONITORVITALSIGNS | Carescape B850 |  |  |  | GE | Monitor, Vital Signs |  | MONITORVITALSIGNS-GE-Carescape B850 |  |  | Finished from Script 3/27/2020 12:11:52pm (Central) | MVS-A | Covered PM Repair - Biomedical | MHHS-TMC | [8 empty] | MONITORVITALSIGNS | Monitor, Vital Signs | GE
NO | YES |  |  |  | 074-04154 | 074-04154 | GE Healthcare | CARESCAPE B850 |  | SED10313504GR | TMC-HVI-Heart Failure ICU (5Hvi) | MHHS-TMC |  | Monitor, Vital Signs |  | 074-04154 | 074-04154 | TMC | MHHS-TMC | TMC-HVI-Heart Failure ICU (5Hvi) |  | 1/1/19 |  | 1/1/20 |  | MONITORS, PHYSIOLOGIC, VITAL SIGNS | Monitor, Vital Signs | MONITORVITALSIGNS-GE-Carescape B850 | MONITORVITALSIGNS | Carescape B850 |  |  |  | GE | Monitor, Vital Signs |  | MONITORVITALSIGNS-GE-Carescape B850 |  | 2/3/00 |  | MVS-A | Covered PM Repair - Biomedical | MHHS-TMC | [8 empty] | MONITORVITALSIGNS | Monitor, Vital Signs | GE
NO | YES |  |  |  | 074-04158 | 074-04158 | GE Healthcare | CARESCAPE B850 |  | SED10313505GR | TMC-HVI-Heart Failure ICU (5Hvi) | MHHS-TMC |  | Monitor, Vital Signs |  | 074-04158 | 074-04158 | TMC | MHHS-TMC | TMC-HVI-Heart Failure ICU (5Hvi) |  | 11/13/19 |  |  |  | MONITORS, PHYSIOLOGIC, VITAL SIGNS | Monitor, Vital Signs | MONITORVITALSIGNS-GE-Carescape B850 | MONITORVITALSIGNS | Carescape B850 |  |  |  | GE | Monitor, Vital Signs |  | MONITORVITALSIGNS-GE-Carescape B850 |  |  | Finished from Script 3/27/2020 12:11:52pm (Central) | MVS-A | Covered PM Repair - Biomedical | MHHS-TMC | [8 empty] | MONITORVITALSIGNS | Monitor, Vital Signs | GE
NO | YES |  |  |  | 074-04166 | 074-04166 | GE Healthcare | CARESCAPE B850 |  | SED10303397GR | TMC-HVI-Heart Failure ICU (5Hvi) | MHHS-TMC |  | Monitor, Vital Signs |  | 074-04166 | 074-04166 | TMC | MHHS-TMC | TMC-HVI-Heart Failure ICU (5Hvi) |  | 11/1/19 |  | 11/1/20 |  | MONITORS, PHYSIOLOGIC, VITAL SIGNS | Monitor, Vital Signs | MONITORVITALSIGNS-GE-Carescape B850 | MONITORVITALSIGNS | Carescape B850 |  |  |  | GE | Monitor, Vital Signs |  | MONITORVITALSIGNS-GE-Carescape B850 |  |  |  | MVS-A | Covered PM Repair - Biomedical | MHHS-TMC | [8 empty] | MONITORVITALSIGNS | Monitor, Vital Signs | GE
NO | YES |  |  |  | 074-04343 | 074-04343 | GE Healthcare | CARESCAPE B850 |  | SED11300305GR | TMC-HVI-Heart Failure ICU (5Hvi) | MHHS-TMC |  | Monitor, Vital Signs |  | 074-04343 | 074-04343 | TMC | MHHS-TMC | TMC-HVI-Heart Failure ICU (5Hvi) |  | 8/1/19 |  |  |  | MONITORS, PHYSIOLOGIC, VITAL SIGNS | Monitor, Vital Signs | MONITORVITALSIGNS-GE-Carescape B850 | MONITORVITALSIGNS | Carescape B850 |  |  |  | GE | Monitor, Vital Signs |  | MONITORVITALSIGNS-GE-Carescape B850 |  | 1/3/09 |  | MVS-A | Covered PM Repair - Biomedical | MHHS-TMC | [8 empty] | MONITORVITALSIGNS | Monitor, Vital Signs | GE
NO | YES |  |  |  | 074-04345 | 074-04345 | GE Healthcare | CARESCAPE B850 |  | SED11430954GR | TMC-HVI-Heart Failure ICU (5Hvi) | MHHS-TMC |  | Monitor, Vital Signs |  | 074-04345 | 074-04345 | TMC | MHHS-TMC | TMC-HVI-Heart Failure ICU (5Hvi) |  | 8/1/19 |  | 8/1/20 |  | MONITORS, PHYSIOLOGIC, VITAL SIGNS | Monitor, Vital Signs | MONITORVITALSIGNS-GE-Carescape B850 | MONITORVITALSIGNS | Carescape B850 |  |  |  | GE | Monitor, Vital Signs |  | MONITORVITALSIGNS-GE-Carescape B850 |  |  |  | MVS-A | Covered PM Repair - Biomedical | MHHS-TMC | [8 empty] | MONITORVITALSIGNS | Monitor, Vital Signs | GE
NO | YES |  |  |  | 074-04348 | 074-04348 | GE Healthcare | CARESCAPE B850 |  | SED11430958GR | IICU | MHHS-TMC |  | Monitor, Vital Signs |  | 074-04348 | 074-04348 | TMC | Memorial Hermann-Texas Medical Center | IICU |  | 8/1/19 |  | 8/1/20 |  | MONITORS, PHYSIOLOGIC, VITAL SIGNS | Monitor, Vital Signs | MONITORVITALSIGNS-GE-Carescape B850 | MONITORVITALSIGNS | Carescape B850 |  |  |  | GE | Monitor, Vital Signs |  | MONITORVITALSIGNS-GE-Carescape B850 |  |  |  | MVS-A | Covered PM Repair - Biomedical | MHHS-TMC | [8 empty] | MONITORVITALSIGNS | Monitor, Vital Signs | GE
NO | YES |  |  |  | 074-04367 | 074-04367 | GE Healthcare | CARESCAPE B850 |  | SED11300213GR | TMC-HVI-Heart Failure ICU (5Hvi) | MHHS-TMC |  | Monitor, Vital Signs |  | 074-04367 | 074-04367 | TMC | MHHS-TMC | TMC-HVI-Heart Failure ICU (5Hvi) |  | 8/1/19 |  | 8/1/20 |  | MONITORS, PHYSIOLOGIC, VITAL SIGNS | Monitor, Vital Signs | MONITORVITALSIGNS-GE-Carescape B850 | MONITORVITALSIGNS | Carescape B850 |  |  |  | GE | Monitor, Vital Signs |  | MONITORVITALSIGNS-GE-Carescape B850 |  |  |  | MVS-A | Covered PM Repair - Biomedical | MHHS-TMC | [8 empty] | MONITORVITALSIGNS | Monitor, Vital Signs | GE
NO | YES |  |  |  | 074-04371 | 074-04371 | GE Healthcare | CARESCAPE B850 |  | SED11300195GR | TMC-HVI-Heart Failure ICU (5Hvi) | MHHS-TMC |  | Monitor, Vital Signs |  | 074-04371 | 074-04371 | TMC | MHHS-TMC | TMC-HVI-Heart Failure ICU (5Hvi) |  | 8/1/19 |  | 8/1/20 |  | MONITORS, PHYSIOLOGIC, VITAL SIGNS | Monitor, Vital Signs | MONITORVITALSIGNS-GE-Carescape B850 | MONITORVITALSIGNS | Carescape B850 |  |  |  | GE | Monitor, Vital Signs |  | MONITORVITALSIGNS-GE-Carescape B850 |  |  |  | MVS-A | Covered PM Repair - Biomedical | MHHS-TMC | [8 empty] | MONITORVITALSIGNS | Monitor, Vital Signs | GE
NO | YES |  |  |  | 074-04379 | 074-04379 | GE Healthcare | CARESCAPE B850 |  | SED11430961GR | TMC-HVI-Heart Failure ICU (5Hvi) | MHHS-TMC |  | Monitor, Vital Signs |  | 074-04379 | 074-04379 | TMC | MHHS-TMC | TMC-HVI-Heart Failure ICU (5Hvi) |  | 8/7/19 |  |  |  | MONITORS, PHYSIOLOGIC, VITAL SIGNS | Monitor, Vital Signs | MONITORVITALSIGNS-GE-Carescape B850 | MONITORVITALSIGNS | Carescape B850 |  |  |  | GE | Monitor, Vital Signs |  | MONITORVITALSIGNS-GE-Carescape B850 |  |  | Finished from Script 3/27/2020 12:11:52pm (Central) | MVS-A | Covered PM Repair - Biomedical | MHHS-TMC | [8 empty] | MONITORVITALSIGNS | Monitor, Vital Signs | GE
NO | YES |  |  |  | 074-04383 | 074-04383 | GE Healthcare | CARESCAPE B850 |  | NSN | TMC-HVI-Heart Failure ICU (5Hvi) | MHHS-TMC |  | Monitor, Vital Signs |  | 074-04383 | 074-04383 | TMC | MHHS-TMC | TMC-HVI-Heart Failure ICU (5Hvi) |  | 8/1/19 |  | 8/1/20 |  | MONITORS, PHYSIOLOGIC, VITAL SIGNS | Monitor, Vital Signs | MONITORVITALSIGNS-GE-Carescape B850 | MONITORVITALSIGNS | Carescape B850 |  |  |  | GE | Monitor, Vital Signs |  | MONITORVITALSIGNS-GE-Carescape B850 |  | 1/1/09 |  | MVS-A | Covered PM Repair - Biomedical | MHHS-TMC | [8 empty] | MONITORVITALSIGNS | Monitor, Vital Signs | GE
NO | YES |  |  |  | 074-04457 | 074-04457 | GE Healthcare | CARESCAPE B850 |  | SED11430955GR | TMC-HVI-CIMU (4Hvi) | MHHS-TMC |  | Monitor, Vital Signs |  | 074-04457 | 074-04457 | TMC | MHHS-TMC | TMC-HVI-CIMU (4Hvi) |  | 8/1/19 |  | 8/1/20 |  | MONITORS, PHYSIOLOGIC, VITAL SIGNS | Monitor, Vital Signs | MONITORVITALSIGNS-GE-Carescape B850 | MONITORVITALSIGNS | Carescape B850 |  |  |  | GE | Monitor, Vital Signs |  | MONITORVITALSIGNS-GE-Carescape B850 |  | 3/31/14 |  | MVS-A | Covered PM Repair - Biomedical | MHHS-TMC | [8 empty] | MONITORVITALSIGNS | Monitor, Vital Signs | GE
NO | YES |  |  |  | 074-04461 | 074-04461 | GE Healthcare | CARESCAPE B850 |  | SED11430962GR | ICU | MHHS-TMC |  | Monitor, Vital Signs |  | 074-04461 | 074-04461 | TMC | Memorial Hermann-Texas Medical Center | ICU |  | 8/1/19 |  | 8/1/20 |  | MONITORS, PHYSIOLOGIC, VITAL SIGNS | Monitor, Vital Signs | MONITORVITALSIGNS-GE-Carescape B850 | MONITORVITALSIGNS | Carescape B850 |  |  |  | GE | Monitor, Vital Signs |  | MONITORVITALSIGNS-GE-Carescape B850 |  | 3/31/14 |  | MVS-A | Covered PM Repair - Biomedical | MHHS-TMC | [8 empty] | MONITORVITALSIGNS | Monitor, Vital Signs | GE
NO | YES |  |  |  | 074-04465 | 074-04465 | GE Healthcare | CARESCAPE B850 |  | SED11420910GR | TMC-HVI-Heart Failure ICU (5Hvi) | MHHS-TMC |  | Monitor, Vital Signs |  | 074-04465 | 074-04465 | TMC | MHHS-TMC | TMC-HVI-Heart Failure ICU (5Hvi) |  | 8/16/19 |  |  |  | MONITORS, PHYSIOLOGIC, VITAL SIGNS | Monitor, Vital Signs | MONITORVITALSIGNS-GE-Carescape B850 | MONITORVITALSIGNS | Carescape B850 |  |  |  | GE | Monitor, Vital Signs |  | MONITORVITALSIGNS-GE-Carescape B850 |  | 3/3/99 | Finished from Script 3/27/2020 12:11:52pm (Central) | MVS-A | Covered PM Repair - Biomedical | MHHS-TMC | [8 empty] | MONITORVITALSIGNS | Monitor, Vital Signs | GE
NO | YES |  |  |  | 074-04469 | 074-04469 | GE Healthcare | CARESCAPE B850 |  | SED11420922GR | TMC-HVI-Heart Failure ICU (5Hvi) | MHHS-TMC |  | Monitor, Vital Signs |  | 074-04469 | 074-04469 | TMC | MHHS-TMC | TMC-HVI-Heart Failure ICU (5Hvi) |  | 8/1/19 |  |  |  | MONITORS, PHYSIOLOGIC, VITAL SIGNS | Monitor, Vital Signs | MONITORVITALSIGNS-GE-Carescape B850 | MONITORVITALSIGNS | Carescape B850 |  |  |  | GE | Monitor, Vital Signs |  | MONITORVITALSIGNS-GE-Carescape B850 |  |  |  | MVS-A | Covered PM Repair - Biomedical | MHHS-TMC | [8 empty] | MONITORVITALSIGNS | Monitor, Vital Signs | GE
NO | YES |  |  |  | 074-04473 | 074-04473 | GE Healthcare | CARESCAPE B850 |  | SED11420924GR | TMC-HVI-Heart Failure ICU (5Hvi) | MHHS-TMC |  | Monitor, Vital Signs |  | 074-04473 | 074-04473 | TMC | MHHS-TMC | TMC-HVI-Heart Failure ICU (5Hvi) |  | 8/1/19 |  |  |  | MONITORS, PHYSIOLOGIC, VITAL SIGNS | Monitor, Vital Signs | MONITORVITALSIGNS-GE-Carescape B850 | MONITORVITALSIGNS | Carescape B850 |  |  |  | GE | Monitor, Vital Signs |  | MONITORVITALSIGNS-GE-Carescape B850 |  |  |  | MVS-A | Covered PM Repair - Biomedical | MHHS-TMC | [8 empty] | MONITORVITALSIGNS | Monitor, Vital Signs | GE
NO | YES |  |  |  | 074-04478 | 074-04478 | GE Healthcare | CARESCAPE B850 |  | NSN | TMC-HVI-Heart Failure ICU (5Hvi) | MHHS-TMC |  | Monitor, Vital Signs |  | 074-04478 | 074-04478 | TMC | MHHS-TMC | TMC-HVI-Heart Failure ICU (5Hvi) |  | 8/1/19 |  |  |  | MONITORS, PHYSIOLOGIC, VITAL SIGNS | Monitor, Vital Signs | MONITORVITALSIGNS-GE-Carescape B850 | MONITORVITALSIGNS | Carescape B850 |  |  |  | GE | Monitor, Vital Signs |  | MONITORVITALSIGNS-GE-Carescape B850 |  | 2/3/00 |  | MVS-A | Covered PM Repair - Biomedical | MHHS-TMC | [8 empty] | MONITORVITALSIGNS | Monitor, Vital Signs | GE
NO | YES |  |  |  | 074-04495 | 074-04495 | GE Healthcare | CARESCAPE B850 |  | SED11430945GR | TMC-HVI-Heart Failure ICU (5Hvi) | MHHS-TMC |  | Monitor, Vital Signs |  | 074-04495 | 074-04495 | TMC | MHHS-TMC | TMC-HVI-Heart Failure ICU (5Hvi) |  | 8/1/19 |  | 8/1/20 |  | MONITORS, PHYSIOLOGIC, VITAL SIGNS | Monitor, Vital Signs | MONITORVITALSIGNS-GE-Carescape B850 | MONITORVITALSIGNS | Carescape B850 |  |  |  | GE | Monitor, Vital Signs |  | MONITORVITALSIGNS-GE-Carescape B850 |  | 5/31/20 |  | MVS-A | Not Covered Vendor Only - Biomedical | MHHS-TMC | [8 empty] | MONITORVITALSIGNS | Monitor, Vital Signs | GE
NO | YES | [5 empty] | GE Healthcare | CARESCAPE B850 |  | SEG12100879HX | TMC-HVI-Heart Failure ICU (5Hvi) | MHHS-TMC |  | Monitor, Vital Signs |  |  |  | TMC | MHHS-TMC | TMC-HVI-Heart Failure ICU (5Hvi) |  | 11/30/16 |  |  |  | MONITORS, PHYSIOLOGIC, VITAL SIGNS | Monitor, Vital Signs | MONITORVITALSIGNS-GE-Carescape B850 | MONITORVITALSIGNS | Carescape B850 |  |  |  | GE | Monitor, Vital Signs |  | MONITORVITALSIGNS-GE-Carescape B850 |  | 5/31/20 | Finished from Script 3/27/2020 12:11:52pm (Central) | MVS-A | Not Covered Vendor Only - Biomedical | MHHS-TMC | [8 empty] | MONITORVITALSIGNS | Monitor, Vital Signs | GE
NO | YES | [5 empty] | GE Healthcare | CARESCAPE B850 |  | D89834 | TMC-HVI-Heart Failure ICU (5Hvi) | MHHS-TMC |  | Monitor, Vital Signs |  |  |  | TMC | MHHS-TMC | TMC-HVI-Heart Failure ICU (5Hvi) |  | 8/13/19 |  |  |  | MONITORS, PHYSIOLOGIC, VITAL SIGNS | Monitor, Vital Signs | MONITORVITALSIGNS-GE-Carescape B850 | MONITORVITALSIGNS | Carescape B850 |  |  |  | GE | Monitor, Vital Signs |  | MONITORVITALSIGNS-GE-Carescape B850 |  | 3/3/99 | Finished from Script 3/27/2020 12:11:52pm (Central) | MVS-A | Covered PM Repair - Biomedical | MHHS-TMC | [8 empty] | MONITORVITALSIGNS | Monitor, Vital Signs | GE
NO | YES |  |  |  | 069-40329 | 069-40329 | GE Healthcare | CARESCAPE B850 |  | SKA14487208GA | TMC-Jones-Neuro Elective (4J) | MHHS-TMC |  | Monitor, Vital Signs |  | 069-40329 | 069-40329 | TMC | MHHS-TMC | TMC-Jones-Neuro Elective (4J) |  | 11/25/19 |  |  |  | MONITORS, PHYSIOLOGIC, VITAL SIGNS |  | MONITORVITALSIGNS-GE-Carescape B850 | MONITORVITALSIGNS | Carescape B850 |  |  |  | GE | Monitor, Vital Signs |  | MONITORVITALSIGNS-GE-Carescape B850 |  |  | Verified 3/29/2020 11:26:am (Central) |  | Covered PM Repair - Biomedical | MHHS-TMC
NO | YES |  |  |  | 069-40330 | 069-40330 | GE Healthcare | CARESCAPE B850 |  | SKA14487206GA | TMC-Jones-Neuro Elective (4J) | MHHS-TMC |  | Monitor, Vital Signs |  | 069-40330 | 069-40330 | TMC | MHHS-TMC | TMC-Jones-Neuro Elective (4J) | NVIC | 11/1/19 |  | 11/1/20 |  | MONITORS, PHYSIOLOGIC, VITAL SIGNS | Monitor, Vital Signs | MONITORVITALSIGNS-GE-Carescape B850 | MONITORVITALSIGNS | Carescape B850 |  |  |  | GE | Monitor, Vital Signs |  | MONITORVITALSIGNS-GE-Carescape B850 |  |  |  | MVS-A | Covered PM Repair - Biomedical | MHHS-TMC | [8 empty] | MONITORVITALSIGNS | Monitor, Vital Signs | GE
NO | YES |  |  |  | 069-40331 | 069-40331 | GE Healthcare | CARESCAPE B850 |  | SKA14487193GA | TMC-Jones-Neuro Elective (4J) | MHHS-TMC |  | Monitor, Vital Signs |  | 069-40331 | 069-40331 | TMC | MHHS-TMC | TMC-Jones-Neuro Elective (4J) | Neu 20 | 11/1/19 |  | 11/1/20 |  | MONITORS, PHYSIOLOGIC, VITAL SIGNS | Monitor, Vital Signs | MONITORVITALSIGNS-GE-Carescape B850 | MONITORVITALSIGNS | Carescape B850 |  |  |  | GE | Monitor, Vital Signs |  | MONITORVITALSIGNS-GE-Carescape B850 |  |  |  | MVS-A | Covered PM Repair - Biomedical | MHHS-TMC | [8 empty] | MONITORVITALSIGNS | Monitor, Vital Signs | GE
NO | YES |  |  |  | 069-40332 | 069-40332 | GE Healthcare | CARESCAPE B850 |  | SKA14487189GA | TMC-Jones-Neuro Elective (4J) | MHHS-TMC |  | Monitor, Vital Signs |  | 069-40332 | 069-40332 | TMC | MHHS-TMC | TMC-Jones-Neuro Elective (4J) | NVIC | 11/1/19 |  |  |  | MONITORS, PHYSIOLOGIC, VITAL SIGNS | Monitor, Vital Signs | MONITORVITALSIGNS-GE-Carescape B850 | MONITORVITALSIGNS | Carescape B850 |  |  |  | GE | Monitor, Vital Signs |  | MONITORVITALSIGNS-GE-Carescape B850 |  |  |  | MVS-A | Covered PM Repair - Biomedical | MHHS-TMC | [8 empty] | MONITORVITALSIGNS | Monitor, Vital Signs | GE
NO | YES |  |  |  | 069-40333 | 069-40333 | GE Healthcare | CARESCAPE B850 |  | SKA14487201GA | TMC-Jones-Neuro Elective (4J) | MHHS-TMC |  | Monitor, Vital Signs |  | 069-40333 | 069-40333 | TMC | MHHS-TMC | TMC-Jones-Neuro Elective (4J) | Biomed | 3/1/19 |  | 3/1/20 |  | MONITORS, PHYSIOLOGIC, VITAL SIGNS | Monitor, Vital Signs | MONITORVITALSIGNS-GE-Carescape B850 | MONITORVITALSIGNS | Carescape B850 |  |  |  | GE | Monitor, Vital Signs |  | MONITORVITALSIGNS-GE-Carescape B850 |  |  |  | MVS-A | Covered PM Repair - Biomedical | MHHS-TMC | [8 empty] | MONITORVITALSIGNS | Monitor, Vital Signs | GE
NO | YES |  |  |  | 069-40334 | 069-40334 | GE Healthcare | CARESCAPE B850 |  | SKA14487211GA | TMC-Jones-Neuro Elective (4J) | MHHS-TMC |  | Monitor, Vital Signs |  | 069-40334 | 069-40334 | TMC | MHHS-TMC | TMC-Jones-Neuro Elective (4J) | NEURO ELECTIVE (4J) | 11/1/19 |  |  |  | MONITORS, PHYSIOLOGIC, VITAL SIGNS | Monitor, Vital Signs | MONITORVITALSIGNS-GE-Carescape B850 | MONITORVITALSIGNS | Carescape B850 |  |  |  | GE | Monitor, Vital Signs |  | MONITORVITALSIGNS-GE-Carescape B850 |  |  |  | MVS-A | Covered PM Repair - Biomedical | MHHS-TMC | [8 empty] | MONITORVITALSIGNS | Monitor, Vital Signs | GE
NO | YES |  |  |  | 069-40335 | 069-40335 | GE Healthcare | CARESCAPE B850 |  | SKA14487212GA | TMC-Jones-Neuro Elective (4J) | MHHS-TMC |  | Monitor, Vital Signs |  | 069-40335 | 069-40335 | TMC | MHHS-TMC | TMC-Jones-Neuro Elective (4J) |  | 11/11/19 |  |  |  | MONITORS, PHYSIOLOGIC, VITAL SIGNS |  | MONITORVITALSIGNS-GE-Carescape B850 | MONITORVITALSIGNS | Carescape B850 |  |  |  | GE | Monitor, Vital Signs |  | MONITORVITALSIGNS-GE-Carescape B850 |  | 1/30/18 | Verified 3/29/2020 11:26:am (Central) |  | Covered PM Repair - Biomedical | MHHS-TMC
NO | YES |  |  |  | 069-40337 | 069-40337 | GE Healthcare | CARESCAPE B850 |  | SKA14487213GA | TMC-Jones-Neuro Elective (4J) | MHHS-TMC |  | Monitor, Vital Signs |  | 069-40337 | 069-40337 | TMC | MHHS-TMC | TMC-Jones-Neuro Elective (4J) | J425 | 11/1/19 |  | 11/1/20 |  | MONITORS, PHYSIOLOGIC, VITAL SIGNS | Monitor, Vital Signs | MONITORVITALSIGNS-GE-Carescape B850 | MONITORVITALSIGNS | Carescape B850 |  |  |  | GE | Monitor, Vital Signs |  | MONITORVITALSIGNS-GE-Carescape B850 |  |  |  | MVS-A | Covered PM Repair - Biomedical | MHHS-TMC | [8 empty] | MONITORVITALSIGNS | Monitor, Vital Signs | GE
NO | YES |  |  |  | 069-40338 | 069-40338 | GE Healthcare | CARESCAPE B850 |  | SKA14487209GA | TMC-Jones-Neuro Elective (4J) | MHHS-TMC |  | Monitor, Vital Signs |  | 069-40338 | 069-40338 | TMC | MHHS-TMC | TMC-Jones-Neuro Elective (4J) | TMC - JONES - NEURO ELECTIVE | 11/1/19 |  | 11/1/20 |  | MONITORS, PHYSIOLOGIC, VITAL SIGNS | Monitor, Vital Signs | MONITORVITALSIGNS-GE-Carescape B850 | MONITORVITALSIGNS | Carescape B850 |  |  |  | GE | Monitor, Vital Signs |  | MONITORVITALSIGNS-GE-Carescape B850 |  |  |  | MVS-A | Covered PM Repair - Biomedical | MHHS-TMC | [8 empty] | MONITORVITALSIGNS | Monitor, Vital Signs | GE
NO | YES |  |  |  | 069-40339 | 069-40339 | GE Healthcare | CARESCAPE B850 |  | SKA14487215GA | J4 | MHHS-TMC |  | Monitor, Vital Signs |  | 069-40339 | 069-40339 | TMC | Memorial Hermann-Texas Medical Center | J4 | J427 | 11/1/19 |  | 11/1/20 |  | MONITORS, PHYSIOLOGIC, VITAL SIGNS | Monitor, Vital Signs | MONITORVITALSIGNS-GE-Carescape B850 | MONITORVITALSIGNS | Carescape B850 |  |  |  | GE | Monitor, Vital Signs |  | MONITORVITALSIGNS-GE-Carescape B850 |  | 8/8/19 |  | MVS-A | Covered PM Repair - Biomedical | MHHS-TMC | [8 empty] | MONITORVITALSIGNS | Monitor, Vital Signs | GE
NO | YES |  |  |  | 069-40340 | 069-40340 | GE Healthcare | CARESCAPE B850 |  | SKA14487210GA | Inpatient Rehab | MHHS-TMC |  | Monitor, Vital Signs |  | 069-40340 | 069-40340 | TMC | Mischer Neuroscience Institute | Inpatient Rehab | J428 | 11/1/19 |  | 11/1/20 |  | MONITORS, PHYSIOLOGIC, VITAL SIGNS | Monitor, Vital Signs | MONITORVITALSIGNS-GE-Carescape B850 | MONITORVITALSIGNS | Carescape B850 |  |  |  | GE | Monitor, Vital Signs |  | MONITORVITALSIGNS-GE-Carescape B850 |  | 8/8/19 |  | MVS-A | Covered PM Repair - Biomedical | MHHS-TMC | [8 empty] | MONITORVITALSIGNS | Monitor, Vital Signs | GE
NO | YES |  |  |  | 069-40341 | 069-40341 | GE Healthcare | CARESCAPE B850 |  | SKA14487214GA | Neuro Elective Unit 29 | MHHS-TMC |  | Monitor, Vital Signs |  | 069-40341 | 069-40341 | TMC | TMC | Neuro Elective Unit 29 | TMC 4Johns | 11/1/19 |  | 11/1/20 |  | MONITORS, PHYSIOLOGIC, VITAL SIGNS | Monitor, Vital Signs | MONITORVITALSIGNS-GE-Carescape B850 | MONITORVITALSIGNS | Carescape B850 |  |  |  | GE | Monitor, Vital Signs |  | MONITORVITALSIGNS-GE-Carescape B850 |  | 1/1/12 |  | MVS-A | Covered PM Repair - Biomedical | MHHS-TMC | [8 empty] | MONITORVITALSIGNS | Monitor, Vital Signs | GE
NO | YES |  |  |  | 069-40667 | 069-40667 | GE Healthcare | CARESCAPE B850 |  | SKA15109608GR | TMC-Jones-Neuro ICU (7J) | MHHS-TMC |  | Monitor, Vital Signs |  | 069-40667 | 069-40667 | TMC | MHHS-TMC | TMC-Jones-Neuro ICU (7J) |  | 12/4/19 |  |  |  | MONITORS, PHYSIOLOGIC, VITAL SIGNS |  | MONITORVITALSIGNS-GE-Carescape B850 | MONITORVITALSIGNS | Carescape B850 |  |  |  | GE | Monitor, Vital Signs |  | MONITORVITALSIGNS-GE-Carescape B850 |  | 1/1/12 | Verified 3/29/2020 11:26:am (Central) |  | Covered PM Repair - Biomedical | MHHS-TMC
NO | YES |  |  |  | 069-40670 | 069-40670 | GE Healthcare | CARESCAPE B850 |  | SKA15109676GR | TMC-Jones-Neuro ICU (7J) | MHHS-TMC |  | Monitor, Vital Signs |  | 069-40670 | 069-40670 | TMC | MHHS-TMC | TMC-Jones-Neuro ICU (7J) | NSICU7 | 12/1/19 |  | 12/1/20 |  | MONITORS, PHYSIOLOGIC, VITAL SIGNS | Monitor, Vital Signs | MONITORVITALSIGNS-GE-Carescape B850 | MONITORVITALSIGNS | Carescape B850 |  |  |  | GE | Monitor, Vital Signs |  | MONITORVITALSIGNS-GE-Carescape B850 |  | 1/1/12 |  | MVS-A | Covered PM Repair - Biomedical | MHHS-TMC | [8 empty] | MONITORVITALSIGNS | Monitor, Vital Signs | GE
NO | YES |  |  |  | 069-40671 | 069-40671 | GE Healthcare | CARESCAPE B850 |  | SKA15099426GR | TMC-Jones-Neuro ICU (7J) | MHHS-TMC |  | Monitor, Vital Signs |  | 069-40671 | 069-40671 | TMC | MHHS-TMC | TMC-Jones-Neuro ICU (7J) |  | 11/1/19 |  | 11/1/20 |  | MONITORS, PHYSIOLOGIC, VITAL SIGNS | Monitor, Vital Signs | MONITORVITALSIGNS-GE-Carescape B850 | MONITORVITALSIGNS | Carescape B850 |  |  |  | GE | Monitor, Vital Signs |  | MONITORVITALSIGNS-GE-Carescape B850 |  | 1/1/12 |  | MVS-A | Covered PM Repair - Biomedical | MHHS-TMC | [8 empty] | MONITORVITALSIGNS | Monitor, Vital Signs | GE
NO | YES |  |  |  | 069-40672 | 069-40672 | GE Healthcare | CARESCAPE B850 |  | SKA15120102GR | TMC-Jones-Neuro ICU (7J) | MHHS-TMC |  | Monitor, Vital Signs |  | 069-40672 | 069-40672 | TMC | MHHS-TMC | TMC-Jones-Neuro ICU (7J) | 8Johns TMC | 11/1/19 |  | 11/1/20 |  | MONITORS, PHYSIOLOGIC, VITAL SIGNS | Monitor, Vital Signs | MONITORVITALSIGNS-GE-Carescape B850 | MONITORVITALSIGNS | Carescape B850 |  |  |  | GE | Monitor, Vital Signs |  | MONITORVITALSIGNS-GE-Carescape B850 |  | 1/1/12 |  | MVS-A | Covered PM Repair - Biomedical | MHHS-TMC | [8 empty] | MONITORVITALSIGNS | Monitor, Vital Signs | GE
NO | YES |  |  |  | 069-40673 | 069-40673 | GE Healthcare | CARESCAPE B850 |  | SKA15099556GR | TMC-Jones-Neuro ICU (7J) | MHHS-TMC |  | Monitor, Vital Signs |  | 069-40673 | 069-40673 | TMC | MHHS-TMC | TMC-Jones-Neuro ICU (7J) | J7 04 | 11/1/19 |  | 11/1/20 |  | MONITORS, PHYSIOLOGIC, VITAL SIGNS | Monitor, Vital Signs | MONITORVITALSIGNS-GE-Carescape B850 | MONITORVITALSIGNS | Carescape B850 |  |  |  | GE | Monitor, Vital Signs |  | MONITORVITALSIGNS-GE-Carescape B850 |  | 1/1/12 |  | MVS-A | Covered PM Repair - Biomedical | MHHS-TMC | [8 empty] | MONITORVITALSIGNS | Monitor, Vital Signs | GE
NO | YES |  |  |  | 069-40674 | 069-40674 | GE Healthcare | CARESCAPE B850 |  | SKA15099427GR | TMC-Jones-Neuro ICU (7J) | MHHS-TMC |  | Monitor, Vital Signs |  | 069-40674 | 069-40674 | TMC | MHHS-TMC | TMC-Jones-Neuro ICU (7J) |  | 12/1/19 |  | 12/1/20 |  | MONITORS, PHYSIOLOGIC, VITAL SIGNS | Monitor, Vital Signs | MONITORVITALSIGNS-GE-Carescape B850 | MONITORVITALSIGNS | Carescape B850 |  |  |  | GE | Monitor, Vital Signs |  | MONITORVITALSIGNS-GE-Carescape B850 |  | 1/1/12 |  | MVS-A | Covered PM Repair - Biomedical | MHHS-TMC | [8 empty] | MONITORVITALSIGNS | Monitor, Vital Signs | GE
NO | YES |  |  |  | 069-40675 | 069-40675 | GE Healthcare | CARESCAPE B850 |  | SKA15109675GR | TMC-Jones-Neuro ICU (7J) | MHHS-TMC |  | Monitor, Vital Signs |  | 069-40675 | 069-40675 | TMC | MHHS-TMC | TMC-Jones-Neuro ICU (7J) | NSICU 2 | 12/1/19 |  | 12/1/20 |  | MONITORS, PHYSIOLOGIC, VITAL SIGNS | Monitor, Vital Signs | MONITORVITALSIGNS-GE-Carescape B850 | MONITORVITALSIGNS | Carescape B850 |  |  |  | GE | Monitor, Vital Signs |  | MONITORVITALSIGNS-GE-Carescape B850 |  | 1/1/12 |  | MVS-A | Covered PM Repair - Biomedical | MHHS-TMC | [8 empty] | MONITORVITALSIGNS | Monitor, Vital Signs | GE
NO | YES |  |  |  | 069-40676 | 069-40676 | GE Healthcare | CARESCAPE B850 |  | SKA15109667GR | TMC-Jones-Neuro ICU (7J) | MHHS-TMC |  | Monitor, Vital Signs |  | 069-40676 | 069-40676 | TMC | MHHS-TMC | TMC-Jones-Neuro ICU (7J) | Rm J7 33 | 11/1/19 |  |  |  | MONITORS, PHYSIOLOGIC, VITAL SIGNS | Monitor, Vital Signs | MONITORVITALSIGNS-GE-Carescape B850 | MONITORVITALSIGNS | Carescape B850 |  |  |  | GE | Monitor, Vital Signs |  | MONITORVITALSIGNS-GE-Carescape B850 |  | 1/1/12 |  | MVS-A | Covered PM Repair - Biomedical | MHHS-TMC | [8 empty] | MONITORVITALSIGNS | Monitor, Vital Signs | GE
NO | YES |  |  |  | 069-40677 | 069-40677 | GE Healthcare | CARESCAPE B850 |  | SKA15120034GR | TMC-Jones-Neuro ICU (7J) | MHHS-TMC |  | Monitor, Vital Signs |  | 069-40677 | 069-40677 | TMC | MHHS-TMC | TMC-Jones-Neuro ICU (7J) | neuroscience | 11/1/19 |  | 11/1/20 |  | MONITORS, PHYSIOLOGIC, VITAL SIGNS | Monitor, Vital Signs | MONITORVITALSIGNS-GE-Carescape B850 | MONITORVITALSIGNS | Carescape B850 |  |  |  | GE | Monitor, Vital Signs |  | MONITORVITALSIGNS-GE-Carescape B850 |  | 1/1/12 |  | MVS-A | Covered PM Repair - Biomedical | MHHS-TMC | [8 empty] | MONITORVITALSIGNS | Monitor, Vital Signs | GE
NO | YES |  |  |  | 069-40678 | 069-40678 | GE Healthcare | CARESCAPE B850 |  | SKA15120065GR | TMC-Jones-Neuro ICU (7J) | MHHS-TMC |  | Monitor, Vital Signs |  | 069-40678 | 069-40678 | TMC | MHHS-TMC | TMC-Jones-Neuro ICU (7J) | neuroscience | 12/1/19 |  |  |  | MONITORS, PHYSIOLOGIC, VITAL SIGNS | Monitor, Vital Signs | MONITORVITALSIGNS-GE-Carescape B850 | MONITORVITALSIGNS | Carescape B850 |  |  |  | GE | Monitor, Vital Signs |  | MONITORVITALSIGNS-GE-Carescape B850 |  | 1/1/12 |  | MVS-A | Covered PM Repair - Biomedical | MHHS-TMC | [8 empty] | MONITORVITALSIGNS | Monitor, Vital Signs | GE
NO | YES |  |  |  | 069-40681 | 069-40681 | GE Healthcare | CARESCAPE B850 |  | SKA15120075GR | TMC-Jones-Stroke (4J) | MHHS-TMC |  | Monitor, Vital Signs |  | 069-40681 | 069-40681 | TMC | MHHS-TMC | TMC-Jones-Stroke (4J) | TMC JONES STROKE 4 J | 11/1/19 |  | 11/1/20 |  | MONITORS, PHYSIOLOGIC, VITAL SIGNS | Monitor, Vital Signs | MONITORVITALSIGNS-GE-Carescape B850 | MONITORVITALSIGNS | Carescape B850 |  |  |  | GE | Monitor, Vital Signs |  | MONITORVITALSIGNS-GE-Carescape B850 |  | 1/1/12 |  | MVS-A | Covered PM Repair - Biomedical | MHHS-TMC | [8 empty] | MONITORVITALSIGNS | Monitor, Vital Signs | GE
NO | YES |  |  |  | 069-40683 | 069-40683 | GE Healthcare | CARESCAPE B850 |  | SKA15119924GR | TMC-Jones-Neuro ICU (7J) | MHHS-TMC |  | Monitor, Vital Signs |  | 069-40683 | 069-40683 | TMC | MHHS-TMC | TMC-Jones-Neuro ICU (7J) | TMC JONES NEURO ICU | 11/1/19 |  | 11/1/20 |  | MONITORS, PHYSIOLOGIC, VITAL SIGNS | Monitor, Vital Signs | MONITORVITALSIGNS-GE-Carescape B850 | MONITORVITALSIGNS | Carescape B850 |  |  |  | GE | Monitor, Vital Signs |  | MONITORVITALSIGNS-GE-Carescape B850 |  | 1/1/12 |  | MVS-A | Covered PM Repair - Biomedical | MHHS-TMC | [8 empty] | MONITORVITALSIGNS | Monitor, Vital Signs | GE
NO | YES |  |  |  | 069-40684 | 069-40684 | GE Healthcare | CARESCAPE B850 |  | SKA15099549GR | TMC-Jones-Neuro ICU (7J) | MHHS-TMC |  | Monitor, Vital Signs |  | 069-40684 | 069-40684 | TMC | MHHS-TMC | TMC-Jones-Neuro ICU (7J) |  | 11/15/19 |  |  |  | MONITORS, PHYSIOLOGIC, VITAL SIGNS |  | MONITORVITALSIGNS-GE-Carescape B850 | MONITORVITALSIGNS | Carescape B850 |  |  |  | GE | Monitor, Vital Signs |  | MONITORVITALSIGNS-GE-Carescape B850 |  | 1/1/12 | Verified 3/29/2020 11:26:am (Central) |  | Covered PM Repair - Biomedical | MHHS-TMC
NO | YES |  |  |  | 069-40686 | 069-40686 | GE Healthcare | CARESCAPE B850 |  | SKA15089396GR | TMC-Jones-Neuro ICU (7J) | MHHS-TMC |  | Monitor, Vital Signs |  | 069-40686 | 069-40686 | TMC | MHHS-TMC | TMC-Jones-Neuro ICU (7J) |  | 11/1/19 |  | 11/1/20 |  | MONITORS, PHYSIOLOGIC, VITAL SIGNS | Monitor, Vital Signs | MONITORVITALSIGNS-GE-Carescape B850 | MONITORVITALSIGNS | Carescape B850 |  |  |  | GE | Monitor, Vital Signs |  | MONITORVITALSIGNS-GE-Carescape B850 |  | 1/1/12 |  | MVS-A | Covered PM Repair - Biomedical | MHHS-TMC | [8 empty] | MONITORVITALSIGNS | Monitor, Vital Signs | GE
NO | YES |  |  |  | 069-40688 | 069-40688 | GE Healthcare | CARESCAPE B850 |  | SKA15099412GR | TMC - neuroscience | MHHS-TMC |  | Monitor, Vital Signs |  | 069-40688 | 069-40688 | TMC | Memorial Hermann-Texas Medical Center | TMC - neuroscience | neuroscience | 12/1/19 |  | 3/1/20 |  | MONITORS, PHYSIOLOGIC, VITAL SIGNS | Monitor, Vital Signs | MONITORVITALSIGNS-GE-Carescape B850 | MONITORVITALSIGNS | Carescape B850 |  |  |  | GE | Monitor, Vital Signs |  | MONITORVITALSIGNS-GE-Carescape B850 |  | 1/1/12 |  | MVS-A | Covered PM Repair - Biomedical | MHHS-TMC | [8 empty] | MONITORVITALSIGNS | Monitor, Vital Signs | GE
NO | YES |  |  |  | 069-40689 | 069-40689 | GE Healthcare | CARESCAPE B850 |  | SKA15109671GR | TMC-Jones-Neuro ICU (7J) | MHHS-TMC |  | Monitor, Vital Signs |  | 069-40689 | 069-40689 | TMC | MHHS-TMC | TMC-Jones-Neuro ICU (7J) | TMC - Johns - NICu | 12/1/19 |  | 12/1/20 |  | MONITORS, PHYSIOLOGIC, VITAL SIGNS | Monitor, Vital Signs | MONITORVITALSIGNS-GE-Carescape B850 | MONITORVITALSIGNS | Carescape B850 |  |  |  | GE | Monitor, Vital Signs |  | MONITORVITALSIGNS-GE-Carescape B850 |  | 1/1/12 |  | MVS-A | Covered PM Repair - Biomedical | MHHS-TMC | [8 empty] | MONITORVITALSIGNS | Monitor, Vital Signs | GE
NO | YES |  |  |  | 069-40690 | 069-40690 | GE Healthcare | CARESCAPE B850 |  | SKA15120037GR | TMC-Jones-Neuro ICU (7J) | MHHS-TMC |  | Monitor, Vital Signs |  | 069-40690 | 069-40690 | TMC | MHHS-TMC | TMC-Jones-Neuro ICU (7J) | J7 23 | 11/1/19 |  | 11/1/20 | In use on patient | MONITORS, PHYSIOLOGIC, VITAL SIGNS | Monitor, Vital Signs | MONITORVITALSIGNS-GE-Carescape B850 | MONITORVITALSIGNS | Carescape B850 |  |  |  | GE | Monitor, Vital Signs |  | MONITORVITALSIGNS-GE-Carescape B850 |  | 1/1/12 |  | MVS-A | Covered PM Repair - Biomedical | MHHS-TMC | [8 empty] | MONITORVITALSIGNS | Monitor, Vital Signs | GE
NO | YES |  |  |  | 069-40692 | 069-40692 | GE Healthcare | CARESCAPE B850 |  | SKA15109669GR | NSICU | MHHS-TMC |  | Monitor, Vital Signs |  | 069-40692 | 069-40692 | TMC | Memorial Hermann-Texas Medical Center | NSICU |  | 12/1/19 |  | 12/1/20 |  | MONITORS, PHYSIOLOGIC, VITAL SIGNS | Monitor, Vital Signs | MONITORVITALSIGNS-GE-Carescape B850 | MONITORVITALSIGNS | Carescape B850 |  |  |  | GE | Monitor, Vital Signs |  | MONITORVITALSIGNS-GE-Carescape B850 |  | 1/1/12 |  | MVS-A | Covered PM Repair - Biomedical | MHHS-TMC | [8 empty] | MONITORVITALSIGNS | Monitor, Vital Signs | GE
NO | YES |  |  |  | 069-40693 | 069-40693 | GE Healthcare | CARESCAPE B850 |  | SKA15099419GR | TMC-Jones-Neuro ICU (7J) | MHHS-TMC |  | Monitor, Vital Signs |  | 069-40693 | 069-40693 | TMC | MHHS-TMC | TMC-Jones-Neuro ICU (7J) | J7 14 | 12/1/19 |  | 12/1/20 | In use on patient | MONITORS, PHYSIOLOGIC, VITAL SIGNS | Monitor, Vital Signs | MONITORVITALSIGNS-GE-Carescape B850 | MONITORVITALSIGNS | Carescape B850 |  |  |  | GE | Monitor, Vital Signs |  | MONITORVITALSIGNS-GE-Carescape B850 |  | 1/1/12 |  | MVS-A | Covered PM Repair - Biomedical | MHHS-TMC | [8 empty] | MONITORVITALSIGNS | Monitor, Vital Signs | GE
NO | YES |  |  |  | 069-40694 | 069-40694 | GE Healthcare | CARESCAPE B850 |  | SKA15120027GR | TMC - neuroscience | MHHS-TMC |  | Monitor, Vital Signs |  | 069-40694 | 069-40694 | TMC | Memorial Hermann-Texas Medical Center | TMC - neuroscience | neuroscience | 11/1/19 |  | 11/1/20 |  | MONITORS, PHYSIOLOGIC, VITAL SIGNS | Monitor, Vital Signs | MONITORVITALSIGNS-GE-Carescape B850 | MONITORVITALSIGNS | Carescape B850 |  |  |  | GE | Monitor, Vital Signs |  | MONITORVITALSIGNS-GE-Carescape B850 |  | 1/1/12 |  | MVS-A | Covered PM Repair - Biomedical | MHHS-TMC | [8 empty] | MONITORVITALSIGNS | Monitor, Vital Signs | GE
NO | YES |  |  |  | 069-40695 | 069-40695 | GE Healthcare | CARESCAPE B850 |  | SKA15120041GR | NSICU | MHHS-TMC |  | Monitor, Vital Signs |  | 069-40695 | 069-40695 | TMC | Memorial Hermann-Texas Medical Center | NSICU |  | 11/1/19 |  | 11/1/20 |  | MONITORS, PHYSIOLOGIC, VITAL SIGNS | Monitor, Vital Signs | MONITORVITALSIGNS-GE-Carescape B850 | MONITORVITALSIGNS | Carescape B850 |  |  |  | GE | Monitor, Vital Signs |  | MONITORVITALSIGNS-GE-Carescape B850 |  | 1/1/12 |  | MVS-A | Covered PM Repair - Biomedical | MHHS-TMC | [8 empty] | MONITORVITALSIGNS | Monitor, Vital Signs | GE
NO | YES |  |  |  | 069-40696 | 069-40696 | GE Healthcare | CARESCAPE B850 |  | SKA15099424GR | TMC-Jones-Neuro ICU (7J) | MHHS-TMC |  | Monitor, Vital Signs |  | 069-40696 | 069-40696 | TMC | MHHS-TMC | TMC-Jones-Neuro ICU (7J) |  | 11/19/19 |  |  |  | MONITORS, PHYSIOLOGIC, VITAL SIGNS |  | MONITORVITALSIGNS-GE-Carescape B850 | MONITORVITALSIGNS | Carescape B850 |  |  |  | GE | Monitor, Vital Signs |  | MONITORVITALSIGNS-GE-Carescape B850 |  | 1/1/12 | Verified 3/29/2020 11:26:am (Central) |  | Covered PM Repair - Biomedical | MHHS-TMC
NO | YES |  |  |  | 069-40516 | 069-40516 | GE Healthcare | CARESCAPE B850 |  | SKA15038462GR | ER | MHHS-TMC |  | Monitor, Vital Signs |  | 069-40516 | 069-40516 | TMC | Memorial Hermann-Texas Medical Center | ER | Trama 8 | 10/1/19 |  | 10/1/20 |  | MONITORS, PHYSIOLOGIC, VITAL SIGNS | Monitor, Vital Signs | MONITORVITALSIGNS-GE-Carescape B850 | MONITORVITALSIGNS | Carescape B850 |  |  |  | GE | Monitor, Vital Signs |  | MONITORVITALSIGNS-GE-Carescape B850 |  | 1/1/12 |  | MVS-A | Covered PM Repair - Biomedical | MHHS-TMC | [8 empty] | MONITORVITALSIGNS | Monitor, Vital Signs | GE
NO | YES |  |  |  | 069-44277 | 069-44277 | GE Healthcare | CARESCAPE B850 |  | SPM17330120SA | (null) | MHHS-TMC |  | Monitor, Vital Signs |  | 069-44277 | 069-44277 | (null) | MHHS-TMC | (null) | (null) |  |  |  | (null) | MONITORS, PHYSIOLOGIC, VITAL SIGNS |  | MONITORVITALSIGNS-GE-Carescape B850 | MONITORVITALSIGNS | Carescape B850 |  |  |  | GE | Monitor, Vital Signs |  | MONITORVITALSIGNS-GE-Carescape B850 |  | 1/1/12 |  |  | Covered PM Repair - Biomedical | MHHS-TMC
NO | YES |  |  |  | 069-44279 | 069-44279 | GE Healthcare | CARESCAPE B850 |  | SPM17330130SA | TMC - CHILDRENS - Tsicu | MHHS-TMC |  | Monitor, Vital Signs |  | 069-44279 | 069-44279 | TMC | Memorial Hermann-Texas Medical Center | TMC - CHILDRENS - Tsicu |  | 10/1/19 |  |  |  | MONITORS, PHYSIOLOGIC, VITAL SIGNS |  | MONITORVITALSIGNS-GE-Carescape B850 | MONITORVITALSIGNS | Carescape B850 |  |  |  | GE | Monitor, Vital Signs |  | MONITORVITALSIGNS-GE-Carescape B850 |  | 1/1/12 |  |  | Covered PM Repair - Biomedical | MHHS-TMC
NO | YES |  |  |  | 069-44280 | 069-44280 | GE Healthcare | CARESCAPE B850 |  | SPM17330115SA | Memorial Hermann- Texas Medical Center STICU | MHHS-TMC |  | Monitor, Vital Signs |  | 069-44280 | 069-44280 | TMC | TMC | Memorial Hermann- Texas Medical Center STICU | STICU 21 | 9/1/19 |  | 9/1/20 |  | MONITORS, PHYSIOLOGIC, VITAL SIGNS |  | MONITORVITALSIGNS-GE-Carescape B850 | MONITORVITALSIGNS | Carescape B850 |  |  |  | GE | Monitor, Vital Signs |  | MONITORVITALSIGNS-GE-Carescape B850 |  | 1/1/12 |  |  | Covered PM Repair - Biomedical | MHHS-TMC
NO | YES |  |  |  | 069-44281 | 069-44281 | GE Healthcare | CARESCAPE B850 |  | SPM17330121SA | TMC-Jones-TSCU (9J) | MHHS-TMC |  | Monitor, Vital Signs |  | 069-44281 | 069-44281 | TMC | MHHS-TMC | TMC-Jones-TSCU (9J) |  | 9/1/19 |  | 9/1/20 |  | MONITORS, PHYSIOLOGIC, VITAL SIGNS |  | MONITORVITALSIGNS-GE-Carescape B850 | MONITORVITALSIGNS | Carescape B850 |  |  |  | GE | Monitor, Vital Signs |  | MONITORVITALSIGNS-GE-Carescape B850 |  | 1/1/12 |  |  | Covered PM Repair - Biomedical | MHHS-TMC
NO | YES |  |  |  | 074-04082 | 074-04082 | GE Healthcare | CARESCAPE B850 |  | SED10313507GR | TWC | MHHS-TMC |  | Monitor, Vital Signs |  | 074-04082 | 074-04082 | TMC | Memorial Hermann-Texas Medical Center | TWC | Trauma RM 10 | 10/1/19 |  | 10/1/20 |  | MONITORS, PHYSIOLOGIC, VITAL SIGNS | Monitor, Vital Signs | MONITORVITALSIGNS-GE-Carescape B850 | MONITORVITALSIGNS | Carescape B850 |  |  |  | GE | Monitor, Vital Signs |  | MONITORVITALSIGNS-GE-Carescape B850 |  | 1/1/12 |  | MVS-A | Covered PM Repair - Biomedical | MHHS-TMC | [8 empty] | MONITORVITALSIGNS | Monitor, Vital Signs | GE
NO | YES | Asset Tag 074-04094 |  |  | 074-04094 | 074-04094 | GE Healthcare | CARESCAPE B850 |  | SED10303312GR | TMC-Jones-TSCU (9J) | MHHS-TMC |  | Monitor, Vital Signs |  | 074-04094 | 074-04094 | TMC | MHHS-TMC | TMC-Jones-TSCU (9J) |  | 9/10/18 |  |  |  | MONITORS, PHYSIOLOGIC, VITAL SIGNS | Monitor, Vital Signs | MONITORVITALSIGNS-GE-Carescape B850 | MONITORVITALSIGNS | Carescape B850 |  |  |  | GE | Monitor, Vital Signs |  | MONITORVITALSIGNS-GE-Carescape B850 |  | 1/1/12 | Finished from Script 3/27/2020 12:11:52pm (Central) | MVS-A | Covered PM Repair - Biomedical | MHHS-TMC | [8 empty] | MONITORVITALSIGNS | Monitor, Vital Signs | GE
NO | YES |  |  |  | 074-04102 | 074-04102 | GE Healthcare | CARESCAPE B850 |  | SED10303399GR | TMC-Sarofim 1-Adult ER | MHHS-TMC |  | Monitor, Vital Signs |  | 074-04102 | 074-04102 | TMC | MHHS-TMC | TMC-Sarofim 1-Adult ER | Trauma 12 | 9/1/19 |  | 9/1/20 |  | MONITORS, PHYSIOLOGIC, VITAL SIGNS | Monitor, Vital Signs | MONITORVITALSIGNS-GE-Carescape B850 | MONITORVITALSIGNS | Carescape B850 |  |  |  | GE | Monitor, Vital Signs |  | MONITORVITALSIGNS-GE-Carescape B850 |  |  |  | MVS-A | Covered PM Repair - Biomedical | MHHS-TMC | [8 empty] | MONITORVITALSIGNS | Monitor, Vital Signs | GE
NO | YES |  |  |  | 074-04264 | 074-04264 | GE Healthcare | CARESCAPE B850 |  | SED11430951GR | TMC-Sarofim 1-Adult ER | MHHS-TMC |  | Monitor, Vital Signs |  | 074-04264 | 074-04264 | TMC | MHHS-TMC | TMC-Sarofim 1-Adult ER | Er 7 | 10/1/19 |  | 10/1/20 |  | MONITORS, PHYSIOLOGIC, VITAL SIGNS | Monitor, Vital Signs | MONITORVITALSIGNS-GE-Carescape B850 | MONITORVITALSIGNS | Carescape B850 |  |  |  | GE | Monitor, Vital Signs |  | MONITORVITALSIGNS-GE-Carescape B850 |  |  |  | MVS-A | Covered PM Repair - Biomedical | MHHS-TMC | [8 empty] | MONITORVITALSIGNS | Monitor, Vital Signs | GE
NO | YES |  |  |  | 069-39062 | 069-39062 | GE Healthcare | CARESCAPE B850 |  | SED11400829GR | TMC-Respiratory-Adult | MHHS-TMC |  | Monitor, Vital Signs |  | 069-39062 | 069-39062 | TMC | MHHS-TMC | TMC-Respiratory-Adult | Biomed Shop | 8/1/19 |  | 8/1/20 |  | MONITORS, PHYSIOLOGIC, VITAL SIGNS | Monitor, Vital Signs | MONITORVITALSIGNS-GE-Carescape B850 | MONITORVITALSIGNS | Carescape B850 |  |  |  | GE | Monitor, Vital Signs |  | MONITORVITALSIGNS-GE-Carescape B850 |  | 7/6/06 |  | MVS-A | Covered PM Repair - Biomedical | MHHS-TMC | [8 empty] | MONITORVITALSIGNS | Monitor, Vital Signs | GE
NO | YES |  |  |  | 069-39073 | 069-39073 | GE Healthcare | CARESCAPE B850 |  | SED11290101GR | Tmc | MHHS-TMC |  | Monitor, Vital Signs |  | 069-39073 | 069-39073 | TMC | Memorial Hermann-Texas Medical Center | Tmc | Biomed Shop | 8/1/19 |  | 8/1/20 |  | MONITORS, PHYSIOLOGIC, VITAL SIGNS | Monitor, Vital Signs | MONITORVITALSIGNS-GE-Carescape B850 | MONITORVITALSIGNS | Carescape B850 |  |  |  | GE | Monitor, Vital Signs |  | MONITORVITALSIGNS-GE-Carescape B850 |  |  |  | MVS-A | Covered PM Repair - Biomedical | MHHS-TMC | [8 empty] | MONITORVITALSIGNS | Monitor, Vital Signs | GE
NO | YES |  |  |  | 069-42988 | 069-42988 | GE Healthcare | CARESCAPE B850 |  | SKA16320071SA | TMC-Radiology-IR/Angio | MHHS-TMC |  | Monitor, Vital Signs |  | 069-42988 | 069-42988 | TMC | MHHS-TMC | TMC-Radiology-IR/Angio | J2418 | 12/1/18 |  | 12/1/19 |  | MONITORS, PHYSIOLOGIC, VITAL SIGNS |  | MONITORVITALSIGNS-GE-Carescape B850 | MONITORVITALSIGNS | Carescape B850 |  |  |  | GE | Monitor, Vital Signs |  | MONITORVITALSIGNS-GE-Carescape B850 |  | 9/1/16 |  |  | Covered PM Repair - Biomedical | MHHS-TMC
NO | YES |  |  |  | 069-44122 | 069-44122 | GE Healthcare | CARESCAPE B850 |  | SPM19360067SA | Memorial Hermann- Texas Medical Center Radiology | MHHS-TMC |  | Monitor, Vital Signs |  | 069-44122 | 069-44122 | TMC | TMC | Memorial Hermann- Texas Medical Center Radiology | Angio 1 | 10/1/19 |  | 10/1/20 |  | MONITORS, PHYSIOLOGIC, VITAL SIGNS |  | MONITORVITALSIGNS-GE-Carescape B850 | MONITORVITALSIGNS | Carescape B850 |  |  |  | GE | Monitor, Vital Signs |  | MONITORVITALSIGNS-GE-Carescape B850 |  | 10/22/16 |  |  | Covered PM Repair - Biomedical | MHHS-TMC
NO | YES |  |  |  | 069-44123 | 069-44123 | GE Healthcare | CARESCAPE B850 |  | SPM19360108SA | Memorial Hermann- Texas Medical Center Radiology | MHHS-TMC |  | Monitor, Vital Signs |  | 069-44123 | 069-44123 | TMC | TMC | Memorial Hermann- Texas Medical Center Radiology | Angio 1 | 10/1/19 |  | 10/1/20 |  | MONITORS, PHYSIOLOGIC, VITAL SIGNS |  | MONITORVITALSIGNS-GE-Carescape B850 | MONITORVITALSIGNS | Carescape B850 |  |  |  | GE | Monitor, Vital Signs |  | MONITORVITALSIGNS-GE-Carescape B850 |  | 10/22/16 |  |  | Covered PM Repair - Biomedical | MHHS-TMC
NO | YES |  |  |  | 069-44124 | 069-44124 | GE Healthcare | CARESCAPE B850 |  | SPM19360071SA | TMC-Radiology-IR/Angio | MHHS-TMC |  | Monitor, Vital Signs |  | 069-44124 | 069-44124 | TMC | MHHS-TMC | TMC-Radiology-IR/Angio | [5 empty] | MONITORS, PHYSIOLOGIC, VITAL SIGNS |  | MONITORVITALSIGNS-GE-Carescape B850 | MONITORVITALSIGNS | Carescape B850 |  |  |  | GE | Monitor, Vital Signs |  | MONITORVITALSIGNS-GE-Carescape B850 |  | 10/22/16 |  |  | Covered PM Repair - Biomedical | MHHS-TMC
NO | YES |  |  |  | 069-44060 | 069-44060 | GE Healthcare | CARESCAPE B850 |  | SPM19190169SA | TMC-Sarofim 1-Adult ER | MHHS-TMC |  | Monitor, Vital Signs |  | 069-44060 | 069-44060 | TMC | MHHS-TMC | TMC-Sarofim 1-Adult ER | Trauma 4 |  |  |  |  | MONITORS, PHYSIOLOGIC, VITAL SIGNS | Monitor, Vital Signs | MONITORVITALSIGNS-GE-Carescape B850 | MONITORVITALSIGNS | Carescape B850 |  |  |  | GE | Monitor, Vital Signs |  | MONITORVITALSIGNS-GE-Carescape B850 |  | 10/22/16 |  | MVS-A | Covered PM Repair - Biomedical | MHHS-TMC | [8 empty] | MONITORVITALSIGNS | Monitor, Vital Signs | GE
NO | YES |  |  |  | 069-44063 | 069-44063 | GE Healthcare | CARESCAPE B850 |  | SPM19190109SA | TMC-Sarofim 1-Adult ER | MHHS-TMC |  | Monitor, Vital Signs |  | 069-44063 | 069-44063 | TMC | MHHS-TMC | TMC-Sarofim 1-Adult ER | Er 05 | 11/1/19 |  | 11/1/20 |  | MONITORS, PHYSIOLOGIC, VITAL SIGNS | Monitor, Vital Signs | MONITORVITALSIGNS-GE-Carescape B850 | MONITORVITALSIGNS | Carescape B850 |  |  |  | GE | Monitor, Vital Signs |  | MONITORVITALSIGNS-GE-Carescape B850 |  | 10/22/16 |  | MVS-A | Covered PM Repair - Biomedical | MHHS-TMC | [8 empty] | MONITORVITALSIGNS | Monitor, Vital Signs | GE
NO | YES |  |  |  | 069-44088 | 069-44088 | GE Healthcare | CARESCAPE B850 |  | SPM19190113SA | TWC | MHHS-TMC |  | Monitor, Vital Signs |  | 069-44088 | 069-44088 | TMC | Red Duke Trauma Institute (Texas Medical Center) | TWC | Trauma 07 |  |  |  |  | MONITORS, PHYSIOLOGIC, VITAL SIGNS | Monitor, Vital Signs | MONITORVITALSIGNS-GE-Carescape B850 | MONITORVITALSIGNS | Carescape B850 |  |  |  | GE | Monitor, Vital Signs |  | MONITORVITALSIGNS-GE-Carescape B850 |  | 10/22/16 |  | MVS-A | Covered PM Repair - Biomedical | MHHS-TMC | [8 empty] | MONITORVITALSIGNS | Monitor, Vital Signs | GE
NO | YES |  |  |  | 069-44091 | 069-44091 | GE Healthcare | CARESCAPE B850 |  | SPM19200054SA | ER | MHHS-TMC |  | Monitor, Vital Signs |  | 069-44091 | 069-44091 | TMC | Memorial Hermann-Texas Medical Center | ER | Trama 8 | 11/1/19 |  | 11/1/20 |  | MONITORS, PHYSIOLOGIC, VITAL SIGNS | Monitor, Vital Signs | MONITORVITALSIGNS-GE-Carescape B850 | MONITORVITALSIGNS | Carescape B850 |  |  |  | GE | Monitor, Vital Signs |  | MONITORVITALSIGNS-GE-Carescape B850 |  | 10/22/16 |  | MVS-A | Covered PM Repair - Biomedical | MHHS-TMC | [8 empty] | MONITORVITALSIGNS | Monitor, Vital Signs | GE
NO | YES |  |  |  | 069-44094 | 069-44094 | GE Healthcare | CARESCAPE B850 |  | SPM19190060SA | TMC-Sarofim 1-Adult ER | MHHS-TMC |  | Monitor, Vital Signs |  | 069-44094 | 069-44094 | TMC | MHHS-TMC | TMC-Sarofim 1-Adult ER | 9A |  |  |  |  | MONITORS, PHYSIOLOGIC, VITAL SIGNS | Monitor, Vital Signs | MONITORVITALSIGNS-GE-Carescape B850 | MONITORVITALSIGNS | Carescape B850 |  |  |  | GE | Monitor, Vital Signs |  | MONITORVITALSIGNS-GE-Carescape B850 |  | 10/22/16 |  | MVS-A | Covered PM Repair - Biomedical | MHHS-TMC | [8 empty] | MONITORVITALSIGNS | Monitor, Vital Signs | GE
NO | YES |  |  |  | 069-44097 | 069-44097 | GE Healthcare | CARESCAPE B850 |  | SPM19190086SA | TWC | MHHS-TMC |  | Monitor, Vital Signs |  | 069-44097 | 069-44097 | TMC | Memorial Hermann-Texas Medical Center | TWC | Trauma Rm 10 | 11/1/19 |  | 11/1/20 |  | MONITORS, PHYSIOLOGIC, VITAL SIGNS | Monitor, Vital Signs | MONITORVITALSIGNS-GE-Carescape B850 | MONITORVITALSIGNS | Carescape B850 |  |  |  | GE | Monitor, Vital Signs |  | MONITORVITALSIGNS-GE-Carescape B850 |  | 10/22/16 |  | MVS-A | Covered PM Repair - Biomedical | MHHS-TMC | [8 empty] | MONITORVITALSIGNS | Monitor, Vital Signs | GE
NO | YES |  |  |  | 069-44101 | 069-44101 | GE Healthcare | CARESCAPE B850 |  | SPM19190112SA | TMC-Sarofim 1-Adult ER | MHHS-TMC |  | Monitor, Vital Signs |  | 069-44101 | 069-44101 | TMC | MHHS-TMC | TMC-Sarofim 1-Adult ER | Trauma 12 | 11/1/19 |  | 11/1/20 |  | MONITORS, PHYSIOLOGIC, VITAL SIGNS | Monitor, Vital Signs | MONITORVITALSIGNS-GE-Carescape B850 | MONITORVITALSIGNS | Carescape B850 |  |  |  | GE | Monitor, Vital Signs |  | MONITORVITALSIGNS-GE-Carescape B850 |  | 10/22/16 |  | MVS-A | Covered PM Repair - Biomedical | MHHS-TMC | [8 empty] | MONITORVITALSIGNS | Monitor, Vital Signs | GE
NO | YES |  |  |  | 069-47286 | 069-47286 | GE Healthcare | CARESCAPE B850 |  | SPM19190068SA | ER | MHHS-TMC |  | Monitor, Vital Signs |  | 069-47286 | 069-47286 | TMC | Memorial Hermann-Texas Medical Center | ER | Trama 13 | 11/1/19 |  | 11/1/20 |  | MONITORS, PHYSIOLOGIC, VITAL SIGNS | Monitor, Vital Signs | MONITORVITALSIGNS-GE-Carescape B850 | MONITORVITALSIGNS | Carescape B850 |  |  |  | GE | Monitor, Vital Signs |  | MONITORVITALSIGNS-GE-Carescape B850 |  | 10/22/16 |  | MVS-A | Covered PM Repair - Biomedical | MHHS-TMC | [8 empty] | MONITORVITALSIGNS | Monitor, Vital Signs | GE
NO | YES |  |  |  | 069-47289 | 069-47289 | GE Healthcare | CARESCAPE B850 |  | SPM19190107SA | TMC-Sarofim 1-Adult ER | MHHS-TMC |  | Monitor, Vital Signs |  | 069-47289 | 069-47289 | TMC | MHHS-TMC | TMC-Sarofim 1-Adult ER |  | 11/1/19 |  | 11/1/20 |  | MONITORS, PHYSIOLOGIC, VITAL SIGNS | Monitor, Vital Signs | MONITORVITALSIGNS-GE-Carescape B850 | MONITORVITALSIGNS | Carescape B850 |  |  |  | GE | Monitor, Vital Signs |  | MONITORVITALSIGNS-GE-Carescape B850 |  | 10/22/16 |  | MVS-A | Covered PM Repair - Biomedical | MHHS-TMC | [8 empty] | MONITORVITALSIGNS | Monitor, Vital Signs | GE
NO | YES |  |  |  | 069-47292 | 069-47292 | GE Healthcare | CARESCAPE B850 |  | SPM19190049SA | TMC-Sarofim 1-Adult ER | MHHS-TMC |  | Monitor, Vital Signs |  | 069-47292 | 069-47292 | TMC | MHHS-TMC | TMC-Sarofim 1-Adult ER |  | 11/1/19 |  | 11/1/20 |  | MONITORS, PHYSIOLOGIC, VITAL SIGNS | Monitor, Vital Signs | MONITORVITALSIGNS-GE-Carescape B850 | MONITORVITALSIGNS | Carescape B850 |  |  |  | GE | Monitor, Vital Signs |  | MONITORVITALSIGNS-GE-Carescape B850 |  | 10/22/16 |  | MVS-A | Covered PM Repair - Biomedical | MHHS-TMC | [8 empty] | MONITORVITALSIGNS | Monitor, Vital Signs | GE
NO | YES |  |  |  | 069-47295 | 069-47295 | GE Healthcare | CARESCAPE B850 |  | SPM19190114SA | TMC-Sarofim 1-Adult ER | MHHS-TMC |  | Monitor, Vital Signs |  | 069-47295 | 069-47295 | TMC | MHHS-TMC | TMC-Sarofim 1-Adult ER |  | 11/1/19 |  | 11/1/20 |  | MONITORS, PHYSIOLOGIC, VITAL SIGNS | Monitor, Vital Signs | MONITORVITALSIGNS-GE-Carescape B850 | MONITORVITALSIGNS | Carescape B850 |  |  |  | GE | Monitor, Vital Signs |  | MONITORVITALSIGNS-GE-Carescape B850 |  | 10/22/16 |  | MVS-A | Covered PM Repair - Biomedical | MHHS-TMC | [8 empty] | MONITORVITALSIGNS | Monitor, Vital Signs | GE
NO | YES |  |  |  | 069-47298 | 069-47298 | GE Healthcare | CARESCAPE B850 |  | SPM19110177SA | TMC-Sarofim 1-Adult ER | MHHS-TMC |  | Monitor, Vital Signs |  | 069-47298 | 069-47298 | TMC | MHHS-TMC | TMC-Sarofim 1-Adult ER | [5 empty] | MONITORS, PHYSIOLOGIC, VITAL SIGNS | Monitor, Vital Signs | MONITORVITALSIGNS-GE-Carescape B850 | MONITORVITALSIGNS | Carescape B850 |  |  |  | GE | Monitor, Vital Signs |  | MONITORVITALSIGNS-GE-Carescape B850 |  | 10/22/16 | Finished from Script 3/27/2020 12:11:52pm (Central) | MVS-A | Covered PM Repair - Biomedical | MHHS-TMC | [8 empty] | MONITORVITALSIGNS | Monitor, Vital Signs | GE
NO | YES |  |  |  | 069-47301 | 069-47301 | GE Healthcare | CARESCAPE B850 |  | SPM19110169sA | TMC-Sarofim 1-Adult ER | MHHS-TMC |  | Monitor, Vital Signs |  | 069-47301 | 069-47301 | TMC | MHHS-TMC | TMC-Sarofim 1-Adult ER | Er 6 |  |  |  |  | MONITORS, PHYSIOLOGIC, VITAL SIGNS | Monitor, Vital Signs | MONITORVITALSIGNS-GE-Carescape B850 | MONITORVITALSIGNS | Carescape B850 |  |  |  | GE | Monitor, Vital Signs |  | MONITORVITALSIGNS-GE-Carescape B850 |  | 10/22/16 |  | MVS-A | Covered PM Repair - Biomedical | MHHS-TMC | [8 empty] | MONITORVITALSIGNS | Monitor, Vital Signs | GE
NO | YES |  |  |  | 069-48143 | 069-48143 | GE Healthcare | CARESCAPE B850 |  | SPM18380069SA | TMC-Sarofim 8-HVI ICU | MHHS-TMC |  | Monitor, Vital Signs |  | 069-48143 | 069-48143 | TMC | MHHS-TMC | TMC-Sarofim 8-HVI ICU |  | 12/1/19 |  | 12/1/21 |  | MONITORS, PHYSIOLOGIC, VITAL SIGNS |  | MONITORVITALSIGNS-GE-Carescape B850 | MONITORVITALSIGNS | Carescape B850 |  |  |  | GE | Monitor, Vital Signs |  | MONITORVITALSIGNS-GE-Carescape B850 |  |  |  |  | Covered PM Repair - Biomedical | MHHS-TMC
NO | YES |  |  |  | 069-44674 | 069-44674 | GE Healthcare | CARESCAPE B850 |  | SPM19410118SA | (null) | MHHS-TMC |  | Monitor, Vital Signs |  | 069-44674 | 069-44674 | (null) | MHHS-TMC | (null) | (null) |  |  |  | (null) | MONITORS, PHYSIOLOGIC, VITAL SIGNS |  | MONITORVITALSIGNS-GE-Carescape B850 | MONITORVITALSIGNS | Carescape B850 |  |  |  | GE | Monitor, Vital Signs |  | MONITORVITALSIGNS-GE-Carescape B850 |  |  |  |  | Covered PM Repair - Biomedical | MHHS-TMC
NO | YES |  |  |  | 099-11436 | 099-11436 | GE Healthcare | CARESCAPE B850 |  | SPM19410130SA | (null) | MHHS-TMC |  | Monitor, Vital Signs |  | 099-11436 | 099-11436 | (null) | MHHS-TMC | (null) | (null) |  |  |  | (null) | MONITORS, PHYSIOLOGIC, VITAL SIGNS |  | MONITORVITALSIGNS-GE-Carescape B850 | MONITORVITALSIGNS | Carescape B850 |  |  |  | GE | Monitor, Vital Signs |  | MONITORVITALSIGNS-GE-Carescape B850 |  | 10/10/15 |  |  | Covered PM Repair - Biomedical | MHHS-TMC
NO | YES |  |  |  | 029-06381 | 029-06381 | GE Healthcare | CARESCAPE B850 |  | SED09471462GA | Woodlands-Anesthesia | MHHS-Woodlands |  | Monitor, Vital Signs |  | 029-06381 | 029-06381 | Woodlands | MHHS-Woodlands | Woodlands-Anesthesia | OR 11 | 10/1/19 |  | 10/1/20 |  | MONITORS, PHYSIOLOGIC, VITAL SIGNS | Monitor, Vital Signs | MONITORVITALSIGNS-GE-Carescape B850 | MONITORVITALSIGNS | Carescape B850 |  |  |  | GE | Monitor, Vital Signs |  | MONITORVITALSIGNS-GE-Carescape B850 |  | 10/22/16 |  | MVS-A | Covered PM Repair - Biomedical | MHHS-Woodlands | [8 empty] | MONITORVITALSIGNS | Monitor, Vital Signs | GE
NO | YES |  |  |  | 029-07161 | 029-07161 | GE Healthcare | CARESCAPE B850 |  | SED11420883GA | Woodlands-OR | MHHS-Woodlands |  | Monitor, Vital Signs |  | 029-07161 | 029-07161 | Woodlands | MHHS-Woodlands | Woodlands-OR | OR 12 | 10/1/19 |  | 10/1/20 |  | MONITORS, PHYSIOLOGIC, VITAL SIGNS | Monitor, Vital Signs | MONITORVITALSIGNS-GE-Carescape B850 | MONITORVITALSIGNS | Carescape B850 |  |  |  | GE | Monitor, Vital Signs |  | MONITORVITALSIGNS-GE-Carescape B850 |  | 10/22/16 |  | MVS-A | Covered PM Repair - Biomedical | MHHS-Woodlands | [8 empty] | MONITORVITALSIGNS | Monitor, Vital Signs | GE
NO | YES |  |  |  | 029-07240 | 029-07240 | GE Healthcare | CARESCAPE B850 |  | SED11420881GA | Woodlands-Anesthesia | MHHS-Woodlands |  | Monitor, Vital Signs |  | 029-07240 | 029-07240 | Woodlands | MHHS-Woodlands | Woodlands-Anesthesia | OR 5 | 10/1/19 |  | 10/1/20 |  | MONITORS, PHYSIOLOGIC, VITAL SIGNS | Monitor, Vital Signs | MONITORVITALSIGNS-GE-Carescape B850 | MONITORVITALSIGNS | Carescape B850 |  |  |  | GE | Monitor, Vital Signs |  | MONITORVITALSIGNS-GE-Carescape B850 |  | 10/22/16 |  | MVS-A | Covered PM Repair - Biomedical | MHHS-Woodlands | [8 empty] | MONITORVITALSIGNS | Monitor, Vital Signs | GE
NO | YES |  |  |  | 029-09822 | 029-09822 | GE Healthcare | CARESCAPE B850 |  | SKA15028174GA | Woodlands-Anesthesia | MHHS-Woodlands |  | Monitor, Vital Signs |  | 029-09822 | 029-09822 | Woodlands | MHHS-Woodlands | Woodlands-Anesthesia | OR1 | 10/1/19 |  | 10/1/20 |  | MONITORS, PHYSIOLOGIC, VITAL SIGNS | Monitor, Vital Signs | MONITORVITALSIGNS-GE-Carescape B850 | MONITORVITALSIGNS | Carescape B850 |  |  |  | GE | Monitor, Vital Signs |  | MONITORVITALSIGNS-GE-Carescape B850 |  | 10/22/16 |  | MVS-A | Covered PM Repair - Biomedical | MHHS-Woodlands | [8 empty] | MONITORVITALSIGNS | Monitor, Vital Signs | GE
NO | YES |  |  |  |  | 029-07158 | GE Healthcare | CARESCAPE B850 |  | SED11410875GA | Woodlands-Anesthesia | MHHS-Woodlands |  | Monitor, Vital Signs |  |  | 029-07158 | Woodlands | MHHS-Woodlands | Woodlands-Anesthesia | OR 14 | 10/1/19 |  | 10/1/20 |  | MONITORS, PHYSIOLOGIC, VITAL SIGNS | Monitor, Vital Signs | MONITORVITALSIGNS-GE-Carescape B850 | MONITORVITALSIGNS | Carescape B850 |  |  |  | GE | Monitor, Vital Signs |  | MONITORVITALSIGNS-GE-Carescape B850 |  | 10/22/16 |  | MVS-A | Covered PM Repair - Biomedical | MHHS-Woodlands | [8 empty] | MONITORVITALSIGNS | Monitor, Vital Signs | GE
NO | YES |  |  |  |  | 029-07237 | GE Healthcare | CARESCAPE B850 |  | SED11410877GA | Woodlands-Anesthesia | MHHS-Woodlands |  | Monitor, Vital Signs |  |  | 029-07237 | Woodlands | MHHS-Woodlands | Woodlands-Anesthesia | OR 17 | 10/1/19 |  | 10/1/20 |  | MONITORS, PHYSIOLOGIC, VITAL SIGNS | Monitor, Vital Signs | MONITORVITALSIGNS-GE-Carescape B850 | MONITORVITALSIGNS | Carescape B850 |  |  |  | GE | Monitor, Vital Signs |  | MONITORVITALSIGNS-GE-Carescape B850 |  | 10/22/16 |  | MVS-A | Covered PM Repair - Biomedical | MHHS-Woodlands | [8 empty] | MONITORVITALSIGNS | Monitor, Vital Signs | GE
NO | YES |  |  |  |  | 029-07241 | GE Healthcare | CARESCAPE B850 |  | SED11410878GA | Woodlands-Anesthesia | MHHS-Woodlands |  | Monitor, Vital Signs |  |  | 029-07241 | Woodlands | MHHS-Woodlands | Woodlands-Anesthesia | OR 16 | 10/1/19 |  | 10/1/20 |  | MONITORS, PHYSIOLOGIC, VITAL SIGNS | Monitor, Vital Signs | MONITORVITALSIGNS-GE-Carescape B850 | MONITORVITALSIGNS | Carescape B850 |  |  |  | GE | Monitor, Vital Signs |  | MONITORVITALSIGNS-GE-Carescape B850 |  | 10/22/16 |  | MVS-A | Covered PM Repair - Biomedical | MHHS-Woodlands | [8 empty] | MONITORVITALSIGNS | Monitor, Vital Signs | GE
NO | YES |  |  |  | 029-10714 | 029-10714 | GE Healthcare | CARESCAPE B850 |  | SKA16075227SA | Woodlands-CVICU | MHHS-Woodlands |  | Monitor, Vital Signs |  | 029-10714 | 029-10714 | Woodlands | MHHS-Woodlands | Woodlands-CVICU | Room 631 | 7/1/19 |  | 7/1/20 |  | MONITORS, PHYSIOLOGIC, VITAL SIGNS | Monitor, Vital Signs | MONITORVITALSIGNS-GE-Carescape B850 | MONITORVITALSIGNS | Carescape B850 |  |  |  | GE | Monitor, Vital Signs |  | MONITORVITALSIGNS-GE-Carescape B850 |  | 10/22/16 |  | MVS-A | Covered PM Repair - Biomedical | MHHS-Woodlands | [8 empty] | MONITORVITALSIGNS | Monitor, Vital Signs | GE
NO | YES |  |  |  | 029-10717 | 029-10717 | GE Healthcare | CARESCAPE B850 |  | SKA16075215SA | Woodlands-CVICU | MHHS-Woodlands |  | Monitor, Vital Signs |  | 029-10717 | 029-10717 | Woodlands | MHHS-Woodlands | Woodlands-CVICU | Room 632 | 8/1/19 |  | 8/1/20 |  | MONITORS, PHYSIOLOGIC, VITAL SIGNS | Monitor, Vital Signs | MONITORVITALSIGNS-GE-Carescape B850 | MONITORVITALSIGNS | Carescape B850 |  |  |  | GE | Monitor, Vital Signs |  | MONITORVITALSIGNS-GE-Carescape B850 |  | 10/22/16 |  | MVS-A | Covered PM Repair - Biomedical | MHHS-Woodlands | [8 empty] | MONITORVITALSIGNS | Monitor, Vital Signs | GE
NO | YES |  |  |  | 029-10721 | 029-10721 | GE Healthcare | CARESCAPE B850 |  | SKA16075225SA | Woodlands-CVICU | MHHS-Woodlands |  | Monitor, Vital Signs |  | 029-10721 | 029-10721 | Woodlands | MHHS-Woodlands | Woodlands-CVICU | Room 633 | 8/1/19 |  | 8/1/20 |  | MONITORS, PHYSIOLOGIC, VITAL SIGNS | Monitor, Vital Signs | MONITORVITALSIGNS-GE-Carescape B850 | MONITORVITALSIGNS | Carescape B850 |  |  |  | GE | Monitor, Vital Signs |  | MONITORVITALSIGNS-GE-Carescape B850 |  | 10/22/16 |  | MVS-A | Covered PM Repair - Biomedical | MHHS-Woodlands | [8 empty] | MONITORVITALSIGNS | Monitor, Vital Signs | GE
NO | YES |  |  |  | 029-10725 | 029-10725 | GE Healthcare | CARESCAPE B850 |  | SKA16075191SA | Woodlands-CVICU | MHHS-Woodlands |  | Monitor, Vital Signs |  | 029-10725 | 029-10725 | Woodlands | MHHS-Woodlands | Woodlands-CVICU | Room 631 | 8/1/19 |  | 7/1/20 |  | MONITORS, PHYSIOLOGIC, VITAL SIGNS | Monitor, Vital Signs | MONITORVITALSIGNS-GE-Carescape B850 | MONITORVITALSIGNS | Carescape B850 |  |  |  | GE | Monitor, Vital Signs |  | MONITORVITALSIGNS-GE-Carescape B850 |  | 10/22/16 |  | MVS-A | Covered PM Repair - Biomedical | MHHS-Woodlands | [8 empty] | MONITORVITALSIGNS | Monitor, Vital Signs | GE
NO | YES |  |  |  | 029-10727 | 029-10727 | GE Healthcare | CARESCAPE B850 |  | SKA16075216SA | Woodlands-CVICU | MHHS-Woodlands |  | Monitor, Vital Signs |  | 029-10727 | 029-10727 | Woodlands | MHHS-Woodlands | Woodlands-CVICU | Room 635 | 7/1/19 |  | 7/1/20 |  | MONITORS, PHYSIOLOGIC, VITAL SIGNS | Monitor, Vital Signs | MONITORVITALSIGNS-GE-Carescape B850 | MONITORVITALSIGNS | Carescape B850 |  |  |  | GE | Monitor, Vital Signs |  | MONITORVITALSIGNS-GE-Carescape B850 |  | 10/22/16 |  | MVS-A | Covered PM Repair - Biomedical | MHHS-Woodlands | [8 empty] | MONITORVITALSIGNS | Monitor, Vital Signs | GE
NO | YES |  |  |  | 029-10731 | 029-10731 | GE Healthcare | CARESCAPE B850 |  | SKA16075214SA | Woodlands-CVICU | MHHS-Woodlands |  | Monitor, Vital Signs |  | 029-10731 | 029-10731 | Woodlands | MHHS-Woodlands | Woodlands-CVICU | CVICU | 6/1/19 |  | 6/1/20 |  | MONITORS, PHYSIOLOGIC, VITAL SIGNS | Monitor, Vital Signs | MONITORVITALSIGNS-GE-Carescape B850 | MONITORVITALSIGNS | Carescape B850 |  |  |  | GE | Monitor, Vital Signs |  | MONITORVITALSIGNS-GE-Carescape B850 |  | 10/22/16 |  | MVS-A | Covered PM Repair - Biomedical | MHHS-Woodlands | [8 empty] | MONITORVITALSIGNS | Monitor, Vital Signs | GE
NO | YES |  |  |  | 029-10733 | 029-10733 | GE Healthcare | CARESCAPE B850 |  | SKA16075217SA | Woodlands-CVICU | MHHS-Woodlands |  | Monitor, Vital Signs |  | 029-10733 | 029-10733 | Woodlands | MHHS-Woodlands | Woodlands-CVICU | CVICU | 10/1/19 |  | 10/1/20 |  | MONITORS, PHYSIOLOGIC, VITAL SIGNS | Monitor, Vital Signs | MONITORVITALSIGNS-GE-Carescape B850 | MONITORVITALSIGNS | Carescape B850 |  |  |  | GE | Monitor, Vital Signs |  | MONITORVITALSIGNS-GE-Carescape B850 |  | 8/7/19 |  | MVS-A | Covered PM Repair - Biomedical | MHHS-Woodlands | [8 empty] | MONITORVITALSIGNS | Monitor, Vital Signs | GE
NO | YES |  |  |  | 029-10750 | 029-10750 | GE Healthcare | CARESCAPE B850 |  | SKA16075192SA | Woodlands-CVICU | MHHS-Woodlands |  | Monitor, Vital Signs |  | 029-10750 | 029-10750 | Woodlands | MHHS-Woodlands | Woodlands-CVICU | CVICU | 6/1/19 |  | 6/1/20 |  | MONITORS, PHYSIOLOGIC, VITAL SIGNS | Monitor, Vital Signs | MONITORVITALSIGNS-GE-Carescape B850 | MONITORVITALSIGNS | Carescape B850 |  |  |  | GE | Monitor, Vital Signs |  | MONITORVITALSIGNS-GE-Carescape B850 |  | 10/22/16 |  | MVS-A | Covered PM Repair - Biomedical | MHHS-Woodlands | [8 empty] | MONITORVITALSIGNS | Monitor, Vital Signs | GE
NO | YES |  |  |  | 029-10757 | 029-10757 | GE Healthcare | CARESCAPE B850 |  | SKA16075224SA | Woodlands-CVICU | MHHS-Woodlands |  | Monitor, Vital Signs |  | 029-10757 | 029-10757 | Woodlands | MHHS-Woodlands | Woodlands-CVICU | CVICU | 6/1/19 |  | 6/1/20 |  | MONITORS, PHYSIOLOGIC, VITAL SIGNS | Monitor, Vital Signs | MONITORVITALSIGNS-GE-Carescape B850 | MONITORVITALSIGNS | Carescape B850 |  |  |  | GE | Monitor, Vital Signs |  | MONITORVITALSIGNS-GE-Carescape B850 |  | 10/22/16 |  | MVS-A | Covered PM Repair - Biomedical | MHHS-Woodlands | [8 empty] | MONITORVITALSIGNS | Monitor, Vital Signs | GE
NO | YES |  |  |  | 029-10764 | 029-10764 | GE Healthcare | CARESCAPE B850 |  | SKA160752205A | Woodlands-CVICU | MHHS-Woodlands |  | Monitor, Vital Signs |  | 029-10764 | 029-10764 | Woodlands | MHHS-Woodlands | Woodlands-CVICU | CVICU | 8/1/19 |  | 7/1/20 |  | MONITORS, PHYSIOLOGIC, VITAL SIGNS | Monitor, Vital Signs | MONITORVITALSIGNS-GE-Carescape B850 | MONITORVITALSIGNS | Carescape B850 |  |  |  | GE | Monitor, Vital Signs |  | MONITORVITALSIGNS-GE-Carescape B850 |  | 10/22/16 |  | MVS-A | Covered PM Repair - Biomedical | MHHS-Woodlands | [8 empty] | MONITORVITALSIGNS | Monitor, Vital Signs | GE
NO | YES |  |  |  | 029-10325 | 029-10325 | GE Healthcare | CARESCAPE B850 |  | SKA15483757SA | Woodlands-ER | MHHS-Woodlands |  | Monitor, Vital Signs |  | 029-10325 | 029-10325 | Woodlands | MHHS-Woodlands | Woodlands-ER | ER | 9/1/19 |  | 9/1/20 |  | MONITORS, PHYSIOLOGIC, VITAL SIGNS | Monitor, Vital Signs | MONITORVITALSIGNS-GE-Carescape B850 | MONITORVITALSIGNS | Carescape B850 |  |  |  | GE | Monitor, Vital Signs |  | MONITORVITALSIGNS-GE-Carescape B850 |  | 10/22/16 |  | MVS-A | Covered PM Repair - Biomedical | MHHS-Woodlands | [8 empty] | MONITORVITALSIGNS | Monitor, Vital Signs | GE
NO | YES |  |  |  | 029-10336 | 029-10336 | GE Healthcare | CARESCAPE B850 |  | SKA15483734SA | Woodlands-ER | MHHS-Woodlands |  | Monitor, Vital Signs |  | 029-10336 | 029-10336 | Woodlands | MHHS-Woodlands | Woodlands-ER | Room 6 | 9/1/19 |  | 9/1/20 |  | MONITORS, PHYSIOLOGIC, VITAL SIGNS | Monitor, Vital Signs | MONITORVITALSIGNS-GE-Carescape B850 | MONITORVITALSIGNS | Carescape B850 |  |  |  | GE | Monitor, Vital Signs |  | MONITORVITALSIGNS-GE-Carescape B850 |  | 10/22/16 |  | MVS-A | Covered PM Repair - Biomedical | MHHS-Woodlands | [8 empty] | MONITORVITALSIGNS | Monitor, Vital Signs | GE
NO | YES |  |  |  | 029-10341 | 029-10341 | GE Healthcare | CARESCAPE B850 |  | SKA15483753SA | Woodlands-ER | MHHS-Woodlands |  | Monitor, Vital Signs |  | 029-10341 | 029-10341 | Woodlands | MHHS-Woodlands | Woodlands-ER | Trauma 3 | 9/1/19 |  | 9/1/20 |  | MONITORS, PHYSIOLOGIC, VITAL SIGNS | Monitor, Vital Signs | MONITORVITALSIGNS-GE-Carescape B850 | MONITORVITALSIGNS | Carescape B850 |  |  |  | GE | Monitor, Vital Signs |  | MONITORVITALSIGNS-GE-Carescape B850 |  | 10/22/16 |  | MVS-A | Covered PM Repair - Biomedical | MHHS-Woodlands | [8 empty] | MONITORVITALSIGNS | Monitor, Vital Signs | GE
NO | YES |  |  |  | 029-10345 | 029-10345 | GE Healthcare | CARESCAPE B850 |  | SKA15483754SA | Woodlands-ER | MHHS-Woodlands |  | Monitor, Vital Signs |  | 029-10345 | 029-10345 | Woodlands | MHHS-Woodlands | Woodlands-ER | ER2 | 9/1/19 |  | 9/1/20 |  | MONITORS, PHYSIOLOGIC, VITAL SIGNS | Monitor, Vital Signs | MONITORVITALSIGNS-GE-Carescape B850 | MONITORVITALSIGNS | Carescape B850 |  |  |  | GE | Monitor, Vital Signs |  | MONITORVITALSIGNS-GE-Carescape B850 |  | 10/22/16 |  | MVS-A | Covered PM Repair - Biomedical | MHHS-Woodlands | [8 empty] | MONITORVITALSIGNS | Monitor, Vital Signs | GE
NO | YES |  |  |  | 029-10354 | 029-10354 | GE Healthcare | CARESCAPE B850 |  | SKA15493780SA | Woodlands-ER | MHHS-Woodlands |  | Monitor, Vital Signs |  | 029-10354 | 029-10354 | Woodlands | MHHS-Woodlands | Woodlands-ER | Room 1 | 9/1/19 |  |  |  | MONITORS, PHYSIOLOGIC, VITAL SIGNS | Monitor, Vital Signs | MONITORVITALSIGNS-GE-Carescape B850 | MONITORVITALSIGNS | Carescape B850 |  |  |  | GE | Monitor, Vital Signs |  | MONITORVITALSIGNS-GE-Carescape B850 |  | 10/22/16 |  | MVS-A | Covered PM Repair - Biomedical | MHHS-Woodlands | [8 empty] | MONITORVITALSIGNS | Monitor, Vital Signs | GE
NO | YES |  |  |  | 029-09758 | 029-09758 | GE Healthcare | CARESCAPE B850 |  | SKA15038484GR | Woodlands-PCU3 | MHHS-Woodlands |  | Monitor, Vital Signs |  | 029-09758 | 029-09758 | Woodlands | MHHS-Woodlands | Woodlands-PCU3 | ICU Room 3107 | 9/1/18 |  | 9/1/19 |  | MONITORS, PHYSIOLOGIC, VITAL SIGNS | Monitor, Vital Signs | MONITORVITALSIGNS-GE-Carescape B850 | MONITORVITALSIGNS | Carescape B850 |  |  |  | GE | Monitor, Vital Signs |  | MONITORVITALSIGNS-GE-Carescape B850 |  | 2/1/18 |  | MVS-A | Covered PM Repair - Biomedical | MHHS-Woodlands | [8 empty] | MONITORVITALSIGNS | Monitor, Vital Signs | GE
NO | YES |  |  |  | 029-09761 | 029-09761 | GE Healthcare | CARESCAPE B850 |  | SKA14436331GR | Woodlands-MICU | MHHS-Woodlands |  | Monitor, Vital Signs |  | 029-09761 | 029-09761 | Woodland | MHHS-Woodlands | Woodlands-MICU |  | 11/1/19 |  | 11/1/20 |  | MONITORS, PHYSIOLOGIC, VITAL SIGNS | Monitor, Vital Signs | MONITORVITALSIGNS-GE-Carescape B850 | MONITORVITALSIGNS | Carescape B850 |  |  |  | GE | Monitor, Vital Signs |  | MONITORVITALSIGNS-GE-Carescape B850 |  | 8/8/19 |  | MVS-A | Covered PM Repair - Biomedical | MHHS-Woodlands | [8 empty] | MONITORVITALSIGNS | Monitor, Vital Signs | GE
NO | YES |  |  |  | 029-09764 | 029-09764 | GE Healthcare | CARESCAPE B850 |  | SKA15048685GR | Woodlands-MICU | MHHS-Woodlands |  | Monitor, Vital Signs |  | 029-09764 | 029-09764 | Woodlands | MHHS-Woodlands | Woodlands-MICU | Room 310 | 10/1/19 |  | 10/1/20 |  | MONITORS, PHYSIOLOGIC, VITAL SIGNS | Monitor, Vital Signs | MONITORVITALSIGNS-GE-Carescape B850 | MONITORVITALSIGNS | Carescape B850 |  |  |  | GE | Monitor, Vital Signs |  | MONITORVITALSIGNS-GE-Carescape B850 |  |  |  | MVS-A | Covered PM Repair - Biomedical | MHHS-Woodlands | [8 empty] | MONITORVITALSIGNS | Monitor, Vital Signs | GE
NO | YES |  |  |  | 029-09767 | 029-09767 | GE Healthcare | CARESCAPE B850 |  | SKA15048577GR | Woodlands-PCU3 | MHHS-Woodlands |  | Monitor, Vital Signs |  | 029-09767 | 029-09767 | Woodlands | MHHS-Woodlands | Woodlands-PCU3 | ICU Room 3111 | 10/1/19 |  | 10/1/20 |  | MONITORS, PHYSIOLOGIC, VITAL SIGNS | Monitor, Vital Signs | MONITORVITALSIGNS-GE-Carescape B850 | MONITORVITALSIGNS | Carescape B850 |  |  |  | GE | Monitor, Vital Signs |  | MONITORVITALSIGNS-GE-Carescape B850 |  | 6/14/19 |  | MVS-A | Covered PM Repair - Radiology, Low End | MHHS-Woodlands | [8 empty] | MONITORVITALSIGNS | Monitor, Vital Signs | GE
NO | YES |  |  |  | 029-09837 | 029-09837 | GE Healthcare | CARESCAPE B850 |  | SKA15048695GR | Woodlands-MICU | MHHS-Woodlands |  | Monitor, Vital Signs |  | 029-09837 | 029-09837 | Woodlands | MHHS-Woodlands | Woodlands-MICU | Room 105 | 8/1/19 |  | 8/1/20 |  | MONITORS, PHYSIOLOGIC, VITAL SIGNS | Monitor, Vital Signs | MONITORVITALSIGNS-GE-Carescape B850 | MONITORVITALSIGNS | Carescape B850 |  |  |  | GE | Monitor, Vital Signs |  | MONITORVITALSIGNS-GE-Carescape B850 |  | 8/31/20 |  | MVS-A | Not Covered Vendor Only - Biomedical | MHHS-Woodlands | [8 empty] | MONITORVITALSIGNS | Monitor, Vital Signs | GE
NO | YES |  |  |  | 029-09840 | 029-09840 | GE Healthcare | CARESCAPE B850 |  | SKA15038464GR | Woodlands-MICU | MHHS-Woodlands |  | Monitor, Vital Signs |  | 029-09840 | 029-09840 | Woodland | MHHS-Woodlands | Woodlands-MICU |  | 11/1/19 |  | 11/1/20 |  | MONITORS, PHYSIOLOGIC, VITAL SIGNS | Monitor, Vital Signs | MONITORVITALSIGNS-GE-Carescape B850 | MONITORVITALSIGNS | Carescape B850 |  |  |  | GE | Monitor, Vital Signs |  | MONITORVITALSIGNS-GE-Carescape B850 |  | 4/1/19 |  | MVS-A | Covered PM Repair - Biomedical | MHHS-Woodlands | [8 empty] | MONITORVITALSIGNS | Monitor, Vital Signs | GE
NO | YES |  |  |  | 029-09869 | 029-09869 | GE Healthcare | CARESCAPE B850 |  | SKA14436355GR | Woodlands-MICU | MHHS-Woodlands |  | Monitor, Vital Signs |  | 029-09869 | 029-09869 | Woodland | MHHS-Woodlands | Woodlands-MICU |  | 6/1/19 |  | 6/1/20 |  | MONITORS, PHYSIOLOGIC, VITAL SIGNS | Monitor, Vital Signs | MONITORVITALSIGNS-GE-Carescape B850 | MONITORVITALSIGNS | Carescape B850 |  |  |  | GE | Monitor, Vital Signs |  | MONITORVITALSIGNS-GE-Carescape B850 |  |  |  | MVS-A | Covered PM Repair - Biomedical | MHHS-Woodlands | [8 empty] | MONITORVITALSIGNS | Monitor, Vital Signs | GE
NO | YES |  |  |  | 029-12526 | 029-12526 | GE Healthcare | CARESCAPE B850 |  | SPM19130075SA | Woodlands-Neurology | MHHS-Woodlands |  | Monitor, Vital Signs |  | 029-12526 | 029-12526 | Woodlands | MHHS-Woodlands | Woodlands-Neurology | Neuroscience E431 | 6/1/19 |  | 6/1/20 |  | MONITORS, PHYSIOLOGIC, VITAL SIGNS | Monitor, Vital Signs | MONITORVITALSIGNS-GE-Carescape B850 | MONITORVITALSIGNS | Carescape B850 |  |  |  | GE | Monitor, Vital Signs |  | MONITORVITALSIGNS-GE-Carescape B850 |  |  |  | MVS-A | Covered PM Repair - Biomedical | MHHS-Woodlands | [8 empty] | MONITORVITALSIGNS | Monitor, Vital Signs | GE
NO | YES |  |  |  | 029-12532 | 029-12532 | GE Healthcare | CARESCAPE B850 |  | SPM19130096SA | Woodlands-Neurology | MHHS-Woodlands |  | Monitor, Vital Signs |  | 029-12532 | 029-12532 | Woodland memorial hospital | MHHS-Woodlands | Woodlands-Neurology | E434 | 6/1/19 |  | 6/1/20 |  | MONITORS, PHYSIOLOGIC, VITAL SIGNS | Monitor, Vital Signs | MONITORVITALSIGNS-GE-Carescape B850 | MONITORVITALSIGNS | Carescape B850 |  |  |  | GE | Monitor, Vital Signs |  | MONITORVITALSIGNS-GE-Carescape B850 |  |  |  | MVS-A | Covered PM Repair - Biomedical | MHHS-Woodlands | [8 empty] | MONITORVITALSIGNS | Monitor, Vital Signs | GE
NO | YES |  |  |  | 029-12537 | 029-12537 | GE Healthcare | CARESCAPE B850 |  | SPM19130027SA | Woodlands-Neurology | MHHS-Woodlands |  | Monitor, Vital Signs |  | 029-12537 | 029-12537 | Woodlands | MHHS-Woodlands | Woodlands-Neurology | E435 | 6/1/19 |  | 6/1/20 |  | MONITORS, PHYSIOLOGIC, VITAL SIGNS | Monitor, Vital Signs | MONITORVITALSIGNS-GE-Carescape B850 | MONITORVITALSIGNS | Carescape B850 |  |  |  | GE | Monitor, Vital Signs |  | MONITORVITALSIGNS-GE-Carescape B850 |  |  |  | MVS-A | Covered PM Repair - Biomedical | MHHS-Woodlands | [8 empty] | MONITORVITALSIGNS | Monitor, Vital Signs | GE
NO | YES |  |  |  | 029-12538 | 029-12538 | GE Healthcare | CARESCAPE B850 |  | SPM19130002SA | Woodlands-Neurology | MHHS-Woodlands |  | Monitor, Vital Signs |  | 029-12538 | 029-12538 | Woodlands | MHHS-Woodlands | Woodlands-Neurology | Neuroscience 436 | 6/1/19 |  | 6/1/20 |  | MONITORS, PHYSIOLOGIC, VITAL SIGNS | Monitor, Vital Signs | MONITORVITALSIGNS-GE-Carescape B850 | MONITORVITALSIGNS | Carescape B850 |  |  |  | GE | Monitor, Vital Signs |  | MONITORVITALSIGNS-GE-Carescape B850 |  | 1/18/14 |  | MVS-A | Covered PM Repair - Biomedical | MHHS-Woodlands | [8 empty] | MONITORVITALSIGNS | Monitor, Vital Signs | GE
NO | YES |  |  |  | 029-12543 | 029-12543 | GE Healthcare | CARESCAPE B850 |  | SPM19130028SA | Woodlands-Neurology | MHHS-Woodlands |  | Monitor, Vital Signs |  | 029-12543 | 029-12543 | Woodland memorial hospital | MHHS-Woodlands | Woodlands-Neurology | E442 | 6/1/19 |  | 6/1/20 |  | MONITORS, PHYSIOLOGIC, VITAL SIGNS | Monitor, Vital Signs | MONITORVITALSIGNS-GE-Carescape B850 | MONITORVITALSIGNS | Carescape B850 |  |  |  | GE | Monitor, Vital Signs |  | MONITORVITALSIGNS-GE-Carescape B850 |  | 1/18/14 |  | MVS-A | Covered PM Repair - Biomedical | MHHS-Woodlands | [8 empty] | MONITORVITALSIGNS | Monitor, Vital Signs | GE
NO | YES |  |  |  | 029-12544 | 029-12544 | GE Healthcare | CARESCAPE B850 |  | SPM19130072SA | Woodlands-Neurology | MHHS-Woodlands |  | Monitor, Vital Signs |  | 029-12544 | 029-12544 | Woodland memorial hospital | MHHS-Woodlands | Woodlands-Neurology | E443 | 6/1/19 |  | 6/1/20 |  | MONITORS, PHYSIOLOGIC, VITAL SIGNS | Monitor, Vital Signs | MONITORVITALSIGNS-GE-Carescape B850 | MONITORVITALSIGNS | Carescape B850 |  |  |  | GE | Monitor, Vital Signs |  | MONITORVITALSIGNS-GE-Carescape B850 |  |  |  | MVS-A | Covered PM Repair - Biomedical | MHHS-Woodlands | [8 empty] | MONITORVITALSIGNS | Monitor, Vital Signs | GE
NO | YES |  |  |  | 029-12550 | 029-12550 | GE Healthcare | CARESCAPE B850 |  | SPM19130064SA | Woodlands-Neurology | MHHS-Woodlands |  | Monitor, Vital Signs |  | 029-12550 | 029-12550 | Woodlands | MHHS-Woodlands | Woodlands-Neurology | E446 | 6/1/19 |  | 6/1/20 |  | MONITORS, PHYSIOLOGIC, VITAL SIGNS | Monitor, Vital Signs | MONITORVITALSIGNS-GE-Carescape B850 | MONITORVITALSIGNS | Carescape B850 |  |  |  | GE | Monitor, Vital Signs |  | MONITORVITALSIGNS-GE-Carescape B850 |  |  |  | MVS-A | Covered PM Repair - Biomedical | MHHS-Woodlands | [8 empty] | MONITORVITALSIGNS | Monitor, Vital Signs | GE
NO | YES | Asset Tag 029-12555 |  |  | 029-12555 | 029-12555 | GE Healthcare | CARESCAPE B850 |  | SPM19130042SA | Woodlands-Neurology | MHHS-Woodlands |  | Monitor, Vital Signs |  | 029-12555 | 029-12555 | Woodland memorial hospital | MHHS-Woodlands | Woodlands-Neurology | E441 | 6/1/19 |  | 6/1/20 |  | MONITORS, PHYSIOLOGIC, VITAL SIGNS | Monitor, Vital Signs | MONITORVITALSIGNS-GE-Carescape B850 | MONITORVITALSIGNS | Carescape B850 |  |  |  | GE | Monitor, Vital Signs |  | MONITORVITALSIGNS-GE-Carescape B850 |  | 9/5/19 |  | MVS-A | Covered PM Repair - Biomedical | MHHS-Woodlands | [8 empty] | MONITORVITALSIGNS | Monitor, Vital Signs | GE
NO | YES |  |  |  | 029-32442 | 029-32442 | GE Healthcare | CARESCAPE B850 |  | SPM19130058SA | ICU | MHHS-Woodlands |  | Monitor, Vital Signs |  | 029-32442 | 029-32442 | Woodlands | Memorial Hermann Hospital Woodlands | ICU | ICU E445 | 6/1/19 |  | 6/1/20 |  | MONITORS, PHYSIOLOGIC, VITAL SIGNS | Monitor, Vital Signs | MONITORVITALSIGNS-GE-Carescape B850 | MONITORVITALSIGNS | Carescape B850 |  |  |  | GE | Monitor, Vital Signs |  | MONITORVITALSIGNS-GE-Carescape B850 |  |  |  | MVS-A | Covered PM Repair - Biomedical | MHHS-Woodlands | [8 empty] | MONITORVITALSIGNS | Monitor, Vital Signs | GE
NO | YES |  |  |  | 029-06380 | 029-06380 | GE Healthcare | CARESCAPE B850 |  | SED09451348GA | Woodlands-OR | MHHS-Woodlands |  | Monitor, Vital Signs |  | 029-06380 | 029-06380 | Woodlands | MHHS-Woodlands | Woodlands-OR | OR 10 | 10/1/19 |  | 10/1/20 |  | MONITORS, PHYSIOLOGIC, VITAL SIGNS | Monitor, Vital Signs | MONITORVITALSIGNS-GE-Carescape B850 | MONITORVITALSIGNS | Carescape B850 |  |  |  | GE | Monitor, Vital Signs |  | MONITORVITALSIGNS-GE-Carescape B850 |  | 9/10/18 |  | MVS-A | Covered PM Repair - Biomedical | MHHS-Woodlands | [8 empty] | MONITORVITALSIGNS | Monitor, Vital Signs | GE
NO | YES |  |  |  | 029-07685 | 029-07685 | GE Healthcare | CARESCAPE B850 |  | SED11057062GA | Woodlands-OR | MHHS-Woodlands |  | Monitor, Vital Signs |  | 029-07685 | 029-07685 | Woodlands | MHHS-Woodlands | Woodlands-OR | OR 2 | 9/1/19 |  | 9/1/20 |  | MONITORS, PHYSIOLOGIC, VITAL SIGNS | Monitor, Vital Signs | MONITORVITALSIGNS-GE-Carescape B850 | MONITORVITALSIGNS | Carescape B850 |  |  |  | GE | Monitor, Vital Signs |  | MONITORVITALSIGNS-GE-Carescape B850 |  | 3/6/18 |  | MVS-A | Covered PM Repair - Biomedical | MHHS-Woodlands | [8 empty] | MONITORVITALSIGNS | Monitor, Vital Signs | GE
NO | YES |  |  |  | 029-10009 | 029-10009 | GE Healthcare | CARESCAPE B850 |  | SKA15260381SA | Woodlands-OR | MHHS-Woodlands |  | Monitor, Vital Signs |  | 029-10009 | 029-10009 | Woodlands | MHHS-Woodlands | Woodlands-OR | OR6 | 10/1/19 |  | 10/1/20 |  | MONITORS, PHYSIOLOGIC, VITAL SIGNS | Monitor, Vital Signs | MONITORVITALSIGNS-GE-Carescape B850 | MONITORVITALSIGNS | Carescape B850 |  |  |  | GE | Monitor, Vital Signs |  | MONITORVITALSIGNS-GE-Carescape B850 |  |  |  | MVS-A | Covered PM Repair - Biomedical | MHHS-Woodlands | [8 empty] | MONITORVITALSIGNS | Monitor, Vital Signs | GE
NO | YES |  |  |  | 029-10014 | 029-10014 | GE Healthcare | CARESCAPE B850 |  | SKA15260384SA | Woodlands-OR | MHHS-Woodlands |  | Monitor, Vital Signs |  | 029-10014 | 029-10014 | Woodlands | MHHS-Woodlands | Woodlands-OR | OR6 | 6/1/19 |  | 12/1/20 |  | MONITORS, PHYSIOLOGIC, VITAL SIGNS | Monitor, Vital Signs | MONITORVITALSIGNS-GE-Carescape B850 | MONITORVITALSIGNS | Carescape B850 |  |  |  | GE | Monitor, Vital Signs |  | MONITORVITALSIGNS-GE-Carescape B850 |  | 2/6/14 |  | MVS-A | Covered PM Repair - Biomedical | MHHS-Woodlands | [8 empty] | MONITORVITALSIGNS | Monitor, Vital Signs | GE
NO | YES |  |  |  | 029-12895 | 029-12895 | GE Healthcare | CARESCAPE B850 |  | SPM19380005SA | Woodlands-OR | MHHS-Woodlands |  | Monitor, Vital Signs |  | 029-12895 | 029-12895 | Woodlands | MHHS-Woodlands | Woodlands-OR | Surgery room 18 | 10/1/19 |  | 10/1/20 |  | MONITORS, PHYSIOLOGIC, VITAL SIGNS | Monitor, Vital Signs | MONITORVITALSIGNS-GE-Carescape B850 | MONITORVITALSIGNS | Carescape B850 |  |  |  | GE | Monitor, Vital Signs |  | MONITORVITALSIGNS-GE-Carescape B850 |  | 7/20/15 |  | MVS-A | Covered PM Repair - Biomedical | MHHS-Woodlands | [8 empty] | MONITORVITALSIGNS | Monitor, Vital Signs | GE
NO | YES |  |  |  | 029-32200 | 029-32200 | GE Healthcare | CARESCAPE B850 |  | SPM18400045SA | Woodlands-OR | MHHS-Woodlands |  | Monitor, Vital Signs |  | 029-32200 | 029-32200 | Woodlands | MHHS-Woodlands | Woodlands-OR | OR 8 | 10/1/19 |  | 10/1/20 |  | MONITORS, PHYSIOLOGIC, VITAL SIGNS | Monitor, Vital Signs | MONITORVITALSIGNS-GE-Carescape B850 | MONITORVITALSIGNS | Carescape B850 |  |  |  | GE | Monitor, Vital Signs |  | MONITORVITALSIGNS-GE-Carescape B850 |  | 8/8/17 |  | MVS-A | Covered PM Repair - Biomedical | MHHS-Woodlands | [8 empty] | MONITORVITALSIGNS | Monitor, Vital Signs | GE
NO | YES |  |  |  | 029-07019 | 029-07019 | GE Healthcare | CARESCAPE B850 |  | SED11481187GA | Woodlands-PACU | MHHS-Woodlands |  | Monitor, Vital Signs |  | 029-07019 | 029-07019 | Woodlands | MHHS-Woodlands | Woodlands-PACU | PACU 21 | 9/1/19 |  | 9/1/20 |  | MONITORS, PHYSIOLOGIC, VITAL SIGNS | Monitor, Vital Signs | MONITORVITALSIGNS-GE-Carescape B850 | MONITORVITALSIGNS | Carescape B850 |  |  |  | GE | Monitor, Vital Signs |  | MONITORVITALSIGNS-GE-Carescape B850 |  |  |  | MVS-A | Covered PM Repair - Biomedical | MHHS-Woodlands | [8 empty] | MONITORVITALSIGNS | Monitor, Vital Signs | GE
NO | YES |  |  |  | 029-07159 | 029-07159 | GE Healthcare | CARESCAPE B850 |  | SED11481181GA | Woodlands-PACU | MHHS-Woodlands |  | Monitor, Vital Signs |  | 029-07159 | 029-07159 | Woodlands | MHHS-Woodlands | Woodlands-PACU | PACU | 9/1/19 |  | 9/1/20 |  | MONITORS, PHYSIOLOGIC, VITAL SIGNS | Monitor, Vital Signs | MONITORVITALSIGNS-GE-Carescape B850 | MONITORVITALSIGNS | Carescape B850 |  |  |  | GE | Monitor, Vital Signs |  | MONITORVITALSIGNS-GE-Carescape B850 |  |  |  | MVS-A | Covered PM Repair - Biomedical | MHHS-Woodlands | [8 empty] | MONITORVITALSIGNS | Monitor, Vital Signs | GE
NO | YES |  |  |  | 029-07160 | 029-07160 | GE Healthcare | CARESCAPE B850 |  | SED11481176GA | Woodlands-OR | MHHS-Woodlands |  | Monitor, Vital Signs |  | 029-07160 | 029-07160 | Woodlands | MHHS-Woodlands | Woodlands-OR | PACU | 9/1/19 |  | 9/1/20 |  | MONITORS, PHYSIOLOGIC, VITAL SIGNS | Monitor, Vital Signs | MONITORVITALSIGNS-GE-Carescape B850 | MONITORVITALSIGNS | Carescape B850 |  |  |  | GE | Monitor, Vital Signs |  | MONITORVITALSIGNS-GE-Carescape B850 |  | 2/14/14 |  | MVS-A | Covered PM Repair - Biomedical | MHHS-Woodlands | [8 empty] | MONITORVITALSIGNS | Monitor, Vital Signs | GE
NO | YES |  |  |  | 029-07162 | 029-07162 | GE Healthcare | CARESCAPE B850 |  | SED11481171GA | Woodlands-PACU | MHHS-Woodlands |  | Monitor, Vital Signs |  | 029-07162 | 029-07162 | Woodlands | MHHS-Woodlands | Woodlands-PACU | PACU 23 | 9/1/19 |  | 9/1/20 |  | MONITORS, PHYSIOLOGIC, VITAL SIGNS | Monitor, Vital Signs | MONITORVITALSIGNS-GE-Carescape B850 | MONITORVITALSIGNS | Carescape B850 |  |  |  | GE | Monitor, Vital Signs |  | MONITORVITALSIGNS-GE-Carescape B850 |  |  |  | MVS-A | Covered PM Repair - Biomedical | MHHS-Woodlands | [8 empty] | MONITORVITALSIGNS | Monitor, Vital Signs | GE
NO | YES |  |  |  | 029-07230 | 029-07230 | GE Healthcare | CARESCAPE B850 |  | SED11481170GA | Woodlands-PACU | MHHS-Woodlands |  | Monitor, Vital Signs |  | 029-07230 | 029-07230 | Woodlands | MHHS-Woodlands | Woodlands-PACU | Bay 24 | 9/1/19 |  | 9/1/20 |  | MONITORS, PHYSIOLOGIC, VITAL SIGNS | Monitor, Vital Signs | MONITORVITALSIGNS-GE-Carescape B850 | MONITORVITALSIGNS | Carescape B850 |  |  |  | GE | Monitor, Vital Signs |  | MONITORVITALSIGNS-GE-Carescape B850 |  | 11/1/15 |  | MVS-A | Covered PM Repair - Biomedical | MHHS-Woodlands | [8 empty] | MONITORVITALSIGNS | Monitor, Vital Signs | GE
NO | YES |  |  |  | 029-07231 | 029-07231 | GE Healthcare | CARESCAPE B850 |  | SED11481183GA | Woodlands-OR | MHHS-Woodlands |  | Monitor, Vital Signs |  | 029-07231 | 029-07231 | Woodlands | MHHS-Woodlands | Woodlands-OR | PACU | 9/1/19 |  | 9/1/20 |  | MONITORS, PHYSIOLOGIC, VITAL SIGNS | Monitor, Vital Signs | MONITORVITALSIGNS-GE-Carescape B850 | MONITORVITALSIGNS | Carescape B850 |  |  |  | GE | Monitor, Vital Signs |  | MONITORVITALSIGNS-GE-Carescape B850 |  | 1/1/10 |  | MVS-A | Covered PM Repair - Biomedical | MHHS-Woodlands | [8 empty] | MONITORVITALSIGNS | Monitor, Vital Signs | GE
NO | YES |  |  |  | 029-07233 | 029-07233 | GE Healthcare | CARESCAPE B850 |  | SED11481175GA | Woodlands-OR | MHHS-Woodlands |  | Monitor, Vital Signs |  | 029-07233 | 029-07233 | Woodlands | MHHS-Woodlands | Woodlands-OR | PACU | 8/1/19 |  | 8/1/20 |  | MONITORS, PHYSIOLOGIC, VITAL SIGNS | Monitor, Vital Signs | MONITORVITALSIGNS-GE-Carescape B850 | MONITORVITALSIGNS | Carescape B850 |  |  |  | GE | Monitor, Vital Signs |  | MONITORVITALSIGNS-GE-Carescape B850 |  | 1/1/10 |  | MVS-A | Covered PM Repair - Biomedical | MHHS-Woodlands | [8 empty] | MONITORVITALSIGNS | Monitor, Vital Signs | GE
NO | YES |  |  |  | 029-07234 | 029-07234 | GE Healthcare | CARESCAPE B850 |  | SED11481174GA | Woodlands-OR | MHHS-Woodlands |  | Monitor, Vital Signs |  | 029-07234 | 029-07234 | Woodlands | MHHS-Woodlands | Woodlands-OR | PACU | 8/1/19 |  | 8/1/20 |  | MONITORS, PHYSIOLOGIC, VITAL SIGNS | Monitor, Vital Signs | MONITORVITALSIGNS-GE-Carescape B850 | MONITORVITALSIGNS | Carescape B850 |  |  |  | GE | Monitor, Vital Signs |  | MONITORVITALSIGNS-GE-Carescape B850 |  | 1/1/10 |  | MVS-A | Covered PM Repair - Biomedical | MHHS-Woodlands | [8 empty] | MONITORVITALSIGNS | Monitor, Vital Signs | GE
NO | YES |  |  |  | 029-07235 | 029-07235 | GE Healthcare | CARESCAPE B850 |  | SED11481184GA | Woodlands-OR | MHHS-Woodlands |  | Monitor, Vital Signs |  | 029-07235 | 029-07235 | Woodlands | MHHS-Woodlands | Woodlands-OR | PACU | 9/1/19 |  | 9/1/20 |  | MONITORS, PHYSIOLOGIC, VITAL SIGNS | Monitor, Vital Signs | MONITORVITALSIGNS-GE-Carescape B850 | MONITORVITALSIGNS | Carescape B850 |  |  |  | GE | Monitor, Vital Signs |  | MONITORVITALSIGNS-GE-Carescape B850 |  | 5/16/17 |  | MVS-A | Covered PM Repair - Biomedical | MHHS-Woodlands | [8 empty] | MONITORVITALSIGNS | Monitor, Vital Signs | GE
NO | YES |  |  |  | 029-07236 | 029-07236 | GE Healthcare | CARESCAPE B850 |  | SED11481188GA | Woodlands-PACU | MHHS-Woodlands |  | Monitor, Vital Signs |  | 029-07236 | 029-07236 | Woodlands | MHHS-Woodlands | Woodlands-PACU | PACU | 9/1/19 |  | 9/1/20 |  | MONITORS, PHYSIOLOGIC, VITAL SIGNS | Monitor, Vital Signs | MONITORVITALSIGNS-GE-Carescape B850 | MONITORVITALSIGNS | Carescape B850 |  |  |  | GE | Monitor, Vital Signs |  | MONITORVITALSIGNS-GE-Carescape B850 |  |  |  | MVS-A | Covered PM Repair - Biomedical | MHHS-Woodlands | [8 empty] | MONITORVITALSIGNS | Monitor, Vital Signs | GE
NO | YES |  |  |  | 029-07242 | 029-07242 | GE Healthcare | CARESCAPE B850 |  | SED11481177GA | Woodlands-PACU | MHHS-Woodlands |  | Monitor, Vital Signs |  | 029-07242 | 029-07242 | Woodlands | MHHS-Woodlands | Woodlands-PACU | PACU 19 | 9/1/19 |  | 9/1/20 |  | MONITORS, PHYSIOLOGIC, VITAL SIGNS | Monitor, Vital Signs | MONITORVITALSIGNS-GE-Carescape B850 | MONITORVITALSIGNS | Carescape B850 |  |  |  | GE | Monitor, Vital Signs |  | MONITORVITALSIGNS-GE-Carescape B850 |  |  |  | MVS-A | Covered PM Repair - Biomedical | MHHS-Woodlands | [8 empty] | MONITORVITALSIGNS | Monitor, Vital Signs | GE
NO | YES |  |  |  | 029-07245 | 029-07245 | GE Healthcare | CARESCAPE B850 |  | SED11481185GA | Woodlands-OR | MHHS-Woodlands |  | Monitor, Vital Signs |  | 029-07245 | 029-07245 | Woodlands | MHHS-Woodlands | Woodlands-OR | PACU | 9/1/19 |  | 9/1/20 |  | MONITORS, PHYSIOLOGIC, VITAL SIGNS | Monitor, Vital Signs | MONITORVITALSIGNS-GE-Carescape B850 | MONITORVITALSIGNS | Carescape B850 |  |  |  | GE | Monitor, Vital Signs |  | MONITORVITALSIGNS-GE-Carescape B850 |  | 1/26/19 |  | MVS-A | Covered PM Repair - Biomedical | MHHS-Woodlands | [8 empty] | MONITORVITALSIGNS | Monitor, Vital Signs | GE
NO | YES |  |  |  | 029-07246 | 029-07246 | GE Healthcare | CARESCAPE B850 |  | SED11481173GA | Woodlands-PACU | MHHS-Woodlands |  | Monitor, Vital Signs |  | 029-07246 | 029-07246 | Woodlands | MHHS-Woodlands | Woodlands-PACU | Bay 22 | 9/1/19 |  | 9/1/20 |  | MONITORS, PHYSIOLOGIC, VITAL SIGNS | Monitor, Vital Signs | MONITORVITALSIGNS-GE-Carescape B850 | MONITORVITALSIGNS | Carescape B850 |  |  |  | GE | Monitor, Vital Signs |  | MONITORVITALSIGNS-GE-Carescape B850 |  | 1/26/19 |  | MVS-A | Covered PM Repair - Biomedical | MHHS-Woodlands | [8 empty] | MONITORVITALSIGNS | Monitor, Vital Signs | GE
NO | YES |  |  |  | 029-11155 | 029-11155 | GE Healthcare | CARESCAPE B850 |  | SKA16360044SA | Woodlands-PACU | MHHS-Woodlands |  | Monitor, Vital Signs |  | 029-11155 | 029-11155 | Woodlands | MHHS-Woodlands | Woodlands-PACU | Bed 13 | 9/1/19 |  | 9/1/20 |  | MONITORS, PHYSIOLOGIC, VITAL SIGNS | Monitor, Vital Signs | MONITORVITALSIGNS-GE-Carescape B850 | MONITORVITALSIGNS | Carescape B850 |  |  |  | GE | Monitor, Vital Signs |  | MONITORVITALSIGNS-GE-Carescape B850 |  | 1/26/19 |  | MVS-A | Covered PM Repair - Biomedical | MHHS-Woodlands | [8 empty] | MONITORVITALSIGNS | Monitor, Vital Signs | GE
NO | YES |  |  |  | 029-11158 | 029-11158 | GE Healthcare | CARESCAPE B850 |  | SKA16350064SA | Woodlands-PACU | MHHS-Woodlands |  | Monitor, Vital Signs |  | 029-11158 | 029-11158 | Woodlands | MHHS-Woodlands | Woodlands-PACU | Bed 16 | 9/1/19 |  | 9/1/20 |  | MONITORS, PHYSIOLOGIC, VITAL SIGNS | Monitor, Vital Signs | MONITORVITALSIGNS-GE-Carescape B850 | MONITORVITALSIGNS | Carescape B850 |  |  |  | GE | Monitor, Vital Signs |  | MONITORVITALSIGNS-GE-Carescape B850 |  | 1/12/10 |  | MVS-A | Covered PM Repair - Biomedical | MHHS-Woodlands | [8 empty] | MONITORVITALSIGNS | Monitor, Vital Signs | GE
NO | YES |  |  |  | 029-11161 | 029-11161 | GE Healthcare | CARESCAPE B850 |  | SKA16360026SA | Woodlands-PACU | MHHS-Woodlands |  | Monitor, Vital Signs |  | 029-11161 | 029-11161 | Woodlands | MHHS-Woodlands | Woodlands-PACU | Bed 17 | 9/1/19 |  | 9/1/20 |  | MONITORS, PHYSIOLOGIC, VITAL SIGNS | Monitor, Vital Signs | MONITORVITALSIGNS-GE-Carescape B850 | MONITORVITALSIGNS | Carescape B850 |  |  |  | GE | Monitor, Vital Signs |  | MONITORVITALSIGNS-GE-Carescape B850 |  |  |  | MVS-A | Covered PM Repair - Biomedical | MHHS-Woodlands | [8 empty] | MONITORVITALSIGNS | Monitor, Vital Signs | GE
NO | YES |  |  |  | 029-11173 | 029-11173 | GE Healthcare | CARESCAPE B850 |  | SKA16360014SA | Woodlands-PACU | MHHS-Woodlands |  | Monitor, Vital Signs |  | 029-11173 | 029-11173 | Woodlands | MHHS-Woodlands | Woodlands-PACU | PACU | 9/1/19 |  | 9/1/20 |  | MONITORS, PHYSIOLOGIC, VITAL SIGNS | Monitor, Vital Signs | MONITORVITALSIGNS-GE-Carescape B850 | MONITORVITALSIGNS | Carescape B850 |  |  |  | GE | Monitor, Vital Signs |  | MONITORVITALSIGNS-GE-Carescape B850 |  | 1/1/10 |  | MVS-A | Covered PM Repair - Biomedical | MHHS-Woodlands | [8 empty] | MONITORVITALSIGNS | Monitor, Vital Signs | GE
NO | YES |  |  |  | 029-11176 | 029-11176 | GE Healthcare | CARESCAPE B850 |  | SKA16360020SA | Woodlands-PACU | MHHS-Woodlands |  | Monitor, Vital Signs |  | 029-11176 | 029-11176 | Woodlands | MHHS-Woodlands | Woodlands-PACU | PACU | 9/1/19 |  | 9/1/20 |  | MONITORS, PHYSIOLOGIC, VITAL SIGNS | Monitor, Vital Signs | MONITORVITALSIGNS-GE-Carescape B850 | MONITORVITALSIGNS | Carescape B850 |  |  |  | GE | Monitor, Vital Signs |  | MONITORVITALSIGNS-GE-Carescape B850 |  | 11/1/18 |  | MVS-A | Covered PM Repair - Biomedical | MHHS-Woodlands | [8 empty] | MONITORVITALSIGNS | Monitor, Vital Signs | GE
NO | YES |  |  |  | 029-11178 | 029-11178 | GE Healthcare | CARESCAPE B850 |  | SKA16360037SA | Woodlands-PACU | MHHS-Woodlands |  | Monitor, Vital Signs |  | 029-11178 | 029-11178 | Woodlands | MHHS-Woodlands | Woodlands-PACU | Bed 12 | 9/1/19 |  | 9/1/20 |  | MONITORS, PHYSIOLOGIC, VITAL SIGNS | Monitor, Vital Signs | MONITORVITALSIGNS-GE-Carescape B850 | MONITORVITALSIGNS | Carescape B850 |  |  |  | GE | Monitor, Vital Signs |  | MONITORVITALSIGNS-GE-Carescape B850 |  | 1/2/10 |  | MVS-A | Covered PM Repair - Biomedical | MHHS-Woodlands | [8 empty] | MONITORVITALSIGNS | Monitor, Vital Signs | GE
NO | YES |  |  |  | 029-11181 | 029-11181 | GE Healthcare | CARESCAPE B850 |  | SKA16360011SA | Woodlands-PACU | MHHS-Woodlands |  | Monitor, Vital Signs |  | 029-11181 | 029-11181 | Woodlands | MHHS-Woodlands | Woodlands-PACU | Bed 14 | 9/1/19 |  |  |  | MONITORS, PHYSIOLOGIC, VITAL SIGNS | Monitor, Vital Signs | MONITORVITALSIGNS-GE-Carescape B850 | MONITORVITALSIGNS | Carescape B850 |  |  |  | GE | Monitor, Vital Signs |  | MONITORVITALSIGNS-GE-Carescape B850 |  |  |  | MVS-A | Covered PM Repair - Biomedical | MHHS-Woodlands | [8 empty] | MONITORVITALSIGNS | Monitor, Vital Signs | GE
NO | YES |  |  |  | 029-11185 | 029-11185 | GE Healthcare | CARESCAPE B850 |  | SKA16360034SA | Woodlands-PACU | MHHS-Woodlands |  | Monitor, Vital Signs |  | 029-11185 | 029-11185 | Woodlands | MHHS-Woodlands | Woodlands-PACU | PACU | 9/1/19 |  | 9/1/20 |  | MONITORS, PHYSIOLOGIC, VITAL SIGNS | Monitor, Vital Signs | MONITORVITALSIGNS-GE-Carescape B850 | MONITORVITALSIGNS | Carescape B850 |  |  |  | GE | Monitor, Vital Signs |  | MONITORVITALSIGNS-GE-Carescape B850 |  | 4/5/99 |  | MVS-A | Covered PM Repair - Biomedical | MHHS-Woodlands | [8 empty] | MONITORVITALSIGNS | Monitor, Vital Signs | GE
NO | YES |  |  |  | 029-09809 | 029-09809 | GE Healthcare | CARESCAPE B850 |  | SKA15038489GR | Woodlands-SICU | MHHS-Woodlands |  | Monitor, Vital Signs |  | 029-09809 | 029-09809 | Woodlands | MHHS-Woodlands | Woodlands-SICU | Room 1 | 11/1/19 |  | 11/1/20 |  | MONITORS, PHYSIOLOGIC, VITAL SIGNS | Monitor, Vital Signs | MONITORVITALSIGNS-GE-Carescape B850 | MONITORVITALSIGNS | Carescape B850 |  |  |  | GE | Monitor, Vital Signs |  | MONITORVITALSIGNS-GE-Carescape B850 |  |  |  | MVS-A | Covered PM Repair - Biomedical | MHHS-Woodlands | [8 empty] | MONITORVITALSIGNS | Monitor, Vital Signs | GE
NO | YES |  |  |  | 029-09812 | 029-09812 | GE Healthcare | CARESCAPE B850 |  | SKA14426298GR | Woodlands-PCU4 | MHHS-Woodlands |  | Monitor, Vital Signs |  | 029-09812 | 029-09812 | Woodlands | MHHS-Woodlands | Woodlands-PCU4 | Room 4102 | 10/1/19 |  | 10/1/20 |  | MONITORS, PHYSIOLOGIC, VITAL SIGNS | Monitor, Vital Signs | MONITORVITALSIGNS-GE-Carescape B850 | MONITORVITALSIGNS | Carescape B850 |  |  |  | GE | Monitor, Vital Signs |  | MONITORVITALSIGNS-GE-Carescape B850 |  | 1/2/10 |  | MVS-A | Covered PM Repair - Biomedical | MHHS-Woodlands | [8 empty] | MONITORVITALSIGNS | Monitor, Vital Signs | GE
NO | YES |  |  |  | 029-09815 | 029-09815 | GE Healthcare | CARESCAPE B850 |  | SKA15048582GR | Woodlands-SICU | MHHS-Woodlands |  | Monitor, Vital Signs |  | 029-09815 | 029-09815 | Woodlands | MHHS-Woodlands | Woodlands-SICU | Room 6 | 8/1/19 |  | 8/1/20 |  | MONITORS, PHYSIOLOGIC, VITAL SIGNS | Monitor, Vital Signs | MONITORVITALSIGNS-GE-Carescape B850 | MONITORVITALSIGNS | Carescape B850 |  |  |  | GE | Monitor, Vital Signs |  | MONITORVITALSIGNS-GE-Carescape B850 |  |  |  | MVS-A | Covered PM Repair - Biomedical | MHHS-Woodlands | [8 empty] | MONITORVITALSIGNS | Monitor, Vital Signs | GE
NO | YES |  |  |  | 029-09817 | 029-09817 | GE Healthcare | CARESCAPE B850 |  | SKA14436466GR | Woodlands-PCU4 | MHHS-Woodlands |  | Monitor, Vital Signs |  | 029-09817 | 029-09817 | Woodlands | MHHS-Woodlands | Woodlands-PCU4 | Isolation Room | 8/1/19 |  | 8/1/20 |  | MONITORS, PHYSIOLOGIC, VITAL SIGNS | Monitor, Vital Signs | MONITORVITALSIGNS-GE-Carescape B850 | MONITORVITALSIGNS | Carescape B850 |  |  |  | GE | Monitor, Vital Signs |  | MONITORVITALSIGNS-GE-Carescape B850 |  |  |  | MVS-A | Covered PM Repair - Biomedical | MHHS-Woodlands | [8 empty] | MONITORVITALSIGNS | Monitor, Vital Signs | GE
NO | YES |  |  |  | 029-09826 | 029-09826 | GE Healthcare | CARESCAPE B850 |  | SKA14436441GR | Woodlands-SICU | MHHS-Woodlands |  | Monitor, Vital Signs |  | 029-09826 | 029-09826 | Woodlands | MHHS-Woodlands | Woodlands-SICU | Room 3 | 11/1/19 |  | 11/1/20 |  | MONITORS, PHYSIOLOGIC, VITAL SIGNS | Monitor, Vital Signs | MONITORVITALSIGNS-GE-Carescape B850 | MONITORVITALSIGNS | Carescape B850 |  |  |  | GE | Monitor, Vital Signs |  | MONITORVITALSIGNS-GE-Carescape B850 |  | 12/31/16 |  | MVS-A | Covered PM Repair - Biomedical | MHHS-Woodlands | [8 empty] | MONITORVITALSIGNS | Monitor, Vital Signs | GE
NO | YES |  |  |  | 029-09829 | 029-09829 | GE Healthcare | CARESCAPE B850 |  | SKA14436315GA | ICU 4 | MHHS-Woodlands |  | Monitor, Vital Signs |  | 029-09829 | 029-09829 | Woodlands | Memorial Hermann The Woodlands Medical Center | ICU 4 | ICU 4 | 8/1/19 |  | 8/1/20 |  | MONITORS, PHYSIOLOGIC, VITAL SIGNS | Monitor, Vital Signs | MONITORVITALSIGNS-GE-Carescape B850 | MONITORVITALSIGNS | Carescape B850 |  |  |  | GE | Monitor, Vital Signs |  | MONITORVITALSIGNS-GE-Carescape B850 |  | 5/15/17 |  | MVS-A | Covered PM Repair - Biomedical | MHHS-Woodlands | [8 empty] | MONITORVITALSIGNS | Monitor, Vital Signs | GE
NO | YES |  |  |  | 029-09854 | 029-09854 | GE Healthcare | CARESCAPE B850 |  | SKA15038467GR | Woodlands-SICU | MHHS-Woodlands |  | Monitor, Vital Signs |  | 029-09854 | 029-09854 | Woodlands | MHHS-Woodlands | Woodlands-SICU | Room 8 | 11/1/19 |  | 11/1/20 |  | MONITORS, PHYSIOLOGIC, VITAL SIGNS | Monitor, Vital Signs | MONITORVITALSIGNS-GE-Carescape B850 | MONITORVITALSIGNS | Carescape B850 |  |  |  | GE | Monitor, Vital Signs |  | MONITORVITALSIGNS-GE-Carescape B850 |  |  |  | MVS-A | Covered PM Repair - Biomedical | MHHS-Woodlands | [8 empty] | MONITORVITALSIGNS | Monitor, Vital Signs | GE
NO | YES |  |  |  | 029-09857 | 029-09857 | GE Healthcare | CARESCAPE B850 |  | SKA14436386GR | ICU 4 | MHHS-Woodlands |  | Monitor, Vital Signs |  | 029-09857 | 029-09857 | Woodlands | Memorial Hermann The Woodlands Medical Center | ICU 4 | ICU 4 | 11/1/19 |  | 11/1/20 |  | MONITORS, PHYSIOLOGIC, VITAL SIGNS | Monitor, Vital Signs | MONITORVITALSIGNS-GE-Carescape B850 | MONITORVITALSIGNS | Carescape B850 |  |  |  | GE | Monitor, Vital Signs |  | MONITORVITALSIGNS-GE-Carescape B850 |  |  |  | MVS-A | Covered PM Repair - Biomedical | MHHS-Woodlands | [8 empty] | MONITORVITALSIGNS | Monitor, Vital Signs | GE
NO | YES |  |  |  | 029-09860 | 029-09860 | GE Healthcare | CARESCAPE B850 |  | SKA15038458GR | ICU 4 | MHHS-Woodlands |  | Monitor, Vital Signs |  | 029-09860 | 029-09860 | Woodlands | Memorial Hermann The Woodlands Medical Center | ICU 4 | ICU 4 | 12/1/19 |  | 12/1/20 |  | MONITORS, PHYSIOLOGIC, VITAL SIGNS | Monitor, Vital Signs | MONITORVITALSIGNS-GE-Carescape B850 | MONITORVITALSIGNS | Carescape B850 |  |  |  | GE | Monitor, Vital Signs |  | MONITORVITALSIGNS-GE-Carescape B850 |  |  |  | MVS-A | Covered PM Repair - Biomedical | MHHS-Woodlands | [8 empty] | MONITORVITALSIGNS | Monitor, Vital Signs | GE
NO | YES |  |  |  | 029-09863 | 029-09863 | GE Healthcare | CARESCAPE B850 |  | SKA14052374GR | Woodlands-PCU4 | MHHS-Woodlands |  | Monitor, Vital Signs |  | 029-09863 | 029-09863 | Woodlands | MHHS-Woodlands | Woodlands-PCU4 | Room 4111 | 11/1/19 |  | 11/1/20 |  | MONITORS, PHYSIOLOGIC, VITAL SIGNS | Monitor, Vital Signs | MONITORVITALSIGNS-GE-Carescape B850 | MONITORVITALSIGNS | Carescape B850 |  |  |  | GE | Monitor, Vital Signs |  | MONITORVITALSIGNS-GE-Carescape B850 |  | 11/12/20 |  | MVS-A | Not Covered Vendor Only - Biomedical | MHHS-Woodlands | [8 empty] | MONITORVITALSIGNS | Monitor, Vital Signs | GE
NO | YES |  |  |  | 029-09867 | 029-09867 | GE Healthcare | CARESCAPE B850 |  | SKA14436454GR | Woodlands-SICU | MHHS-Woodlands |  | Monitor, Vital Signs |  | 029-09867 | 029-09867 | Woodlands | MHHS-Woodlands | Woodlands-SICU | Room 12 | 10/1/19 |  | 10/1/20 |  | MONITORS, PHYSIOLOGIC, VITAL SIGNS | Monitor, Vital Signs | MONITORVITALSIGNS-GE-Carescape B850 | MONITORVITALSIGNS | Carescape B850 |  |  |  | GE | Monitor, Vital Signs |  | MONITORVITALSIGNS-GE-Carescape B850 |  | 11/12/20 |  | MVS-A | Not Covered Vendor Only - Biomedical | MHHS-Woodlands | [8 empty] | MONITORVITALSIGNS | Monitor, Vital Signs | GE
NO | YES |  |  |  | 029-07238 | 029-07238 | GE Healthcare | CARESCAPE B850 |  | SED11481178GA | [5 empty] | 029-07238 | 029-07238 | [6 empty] | 10/1/20 |  |  | Monitor, Vital Signs | MONITORVITALSIGNS-GE-Carescape B850 | [12 empty] | MVS-A | [10 empty] | MONITORVITALSIGNS | Monitor, Vital Signs | GE
NO | YES |  |  |  | 029-07036 | 029-07036 | GE Healthcare | CARESCAPE B850 |  | SED11420880GA | Woodlands-ER |  |  |  |  | 029-07036 | 029-07036 | woodlands | MHHS-Woodlands | Woodlands-ER | OR 9 |  |  | 10/1/20 |  |  | Monitor, Vital Signs | MONITORVITALSIGNS-GE-Carescape B850 | [12 empty] | MVS-A | [10 empty] | MONITORVITALSIGNS | Monitor, Vital Signs | GE
YES | YES |  |  |  | 029-06868 | 029-06868 | GE Healthcare | CARESCAPE B850 |  | dtl331c0020 | Or |  |  |  |  | 029-06868 | 029-06868 | Woodlands | Memorial Hermann The Woodlands Medical Center | Or | OR 12 | 10/1/19 |  | 10/1/20 |  |  | Monitor, Vital Signs | MONITORVITALSIGNS-GE-Carescape B850 | [12 empty] | MVS-A | [10 empty] | MONITORVITALSIGNS | Monitor, Vital Signs | GE
YES | YES |  |  |  | 029-11198 | 029-11198 | GE Healthcare | Carescape B850 |  | SKA16460010SA | ER |  |  |  |  | 029-11198 | 029-11198 | Woodlands | 24 Hour Emergency Room - Convenient Care Center in Spring | ER | ER | [5 empty] | Monitor, Vital Signs | MONITORVITALSIGNS-GE-Carescape B850 | [12 empty] | MVS-A | [10 empty] | MONITORVITALSIGNS | Monitor, Vital Signs | GE
YES | YES |  |  |  | 029-11193 | 029-11193 | GE Healthcare | Carescape B850 |  |  | CCC in spring |  |  |  |  | 029-11193 | 029-11193 | ccc spring |  | CCC in spring | ER 6 |  |  | 11/1/19 |  |  | Monitor, Vital Signs | MONITORVITALSIGNS-GE-Carescape B850 | [12 empty] | MVS-A | [10 empty] | MONITORVITALSIGNS | Monitor, Vital Signs | GE
YES | YES |  |  |  | 029-12812 | 029-12812 | GE Healthcare | Carescape B850 |  | SPM19190120SA | WOODLANDS - CENTRAL SUPPLY |  |  |  |  | 029-12812 | 029-12812 | Woodlands | Memorial Hermann The Woodlands Medical Center | WOODLANDS - CENTRAL SUPPLY | PACU L | 8/1/19 |  | 8/1/20 |  |  |  | MONITORVITALSIGNS-GE-Carescape B850
NO | YES |  |  |  | 029-12529 | 029-12529 | GE Healthcare | CARESCAPE B850 |  | SPM191300975A | ICU |  |  |  |  | 029-12529 | 029-12529 | Woodlands | Memorial Hermann Hospital Woodlands | ICU | ICU E433 | 6/1/19 |  | 6/1/20
YES | YES |  |  |  |  | 029-13437t | GE Healthcare | CARESCAPE B850 |  | SNE19242166sAmo | Neuroscience | [5 empty] | 029-13437t | Central | Memorial Herman Hospital woodland | Neuroscience | E455 | 3/1/20 | [5 empty] | MONITORVITALSIGNS-GE-Carescape B850
YES | YES |  |  |  | 029-13933 | 029-13933 | GE Healthcare | CARESCAPE B850 | [7 empty] | 029-13933 | 029-13933 | [10 empty] | MONITORVITALSIGNS-GE-Carescape B850
NO | YES |  |  |  | 029-11133 | 029-11133 | GE Healthcare | CARESCAPE B850 |  | SA308347791GR | Woodlands-Neurology |  |  |  |  | 029-11133 | 029-11133 | Woodlands | MHHS-Woodlands | Woodlands-Neurology | Neuroscience | 6/1/19 |  | 6/1/20
YES | YES |  |  |  | 069-49024 | 069-49024 | GE Healthcare | Carescape B850 |  |  | Er |  |  |  |  | 069-49024 | 069-49024 | TMC | Memorial Hermann-Texas Medical Center | Er |  | 1/1/20 |  | 1/1/21 |  |  |  | MONITORVITALSIGNS-GE-Carescape B850
YES | YES | [5 empty] | GE Healthcare | CARESCAPE B850 |  |  | TMC - HVI - HEART FAILURE ICU (5HVI) | [6 empty] | TMC | Memorial Hermann-Texas Medical Center | TMC - HVI - HEART FAILURE ICU (5HVI) |  | 8/1/18 |  | 8/1/19 | Patient was blocking acces to unit and was unable to scan code- pictures have info |  |  | MONITORVITALSIGNS-GE-Carescape B850
YES | YES | Serial Number Cnf |  |  |  |  | GE Healthcare | Carescape B850 |  | Cnf | TMC - HVI - HEART FAILURE ICU (5HVI) | [6 empty] | TMC | Memorial Hermann-Texas Medical Center | TMC - HVI - HEART FAILURE ICU (5HVI) |  | 8/1/19 |  | 8/1/20 |  |  |  | MONITORVITALSIGNS-GE-Carescape B850
YES | YES |  |  |  | 074-04080 | 074-04080 | GE Healthcare | Carescape B850 |  | DTL311K0770 | TMC - HVI - HEART FAILURE ICU (5HVI) |  |  |  |  | 074-04080 | 074-04080 | TMC | Memorial Hermann-Texas Medical Center | TMC - HVI - HEART FAILURE ICU (5HVI) | [7 empty] | MONITORVITALSIGNS-GE-Carescape B850
YES | YES |  |  |  | 074-06751 | 074-06751 | GE Healthcare | Carescape B850 |  | SNE20072170SA | TMC - HVI - CIMU (4HVI) |  |  |  |  | 074-06751 | 074-06751 | TMC | Memorial Hermann Heart | TMC - HVI - CIMU (4HVI) | TMC - HVI - CIMU (4HVI) | 3/1/20 |  | 3/1/21 |  |  |  | MONITORVITALSIGNS-GE-Carescape B850
YES | YES | Serial Number Cnf |  |  | 074-04375 | 074-04375 | GE Healthcare | CARESCAPE B850 |  | CNF | IICU |  |  |  |  | 074-04375 | 074-04375 | TMC | Memorial Hermann-Texas Medical Center | IICU |  | 8/1/19 |  | 8/1/20 |  |  |  | MONITORVITALSIGNS-GE-Carescape B850
YES | YES |  |  |  | 099-14237 | 099-14237 | GE Healthcare | Carescape B850 |  | SED13016809GR | ER |  |  |  |  | 099-14237 | 099-14237 | TMC | Memorial Hermann-Texas Medical Center | ER | Trama 13 | 11/1/19 |  | 11/1/20 |  |  |  | MONITORVITALSIGNS-GE-Carescape B850
YES | YES |  |  |  | 069-36947 | 069-36947 | GE Healthcare | Carescape B850 |  | Nsn | TMC - HVI - HEART FAILURE ICU (5HVI) |  |  |  |  | 069-36947 | 069-36947 |  | Memorial Hermann-tmc | TMC - HVI - HEART FAILURE ICU (5HVI) | Micu 14 | 11/1/19 |  | 11/1/20 |  |  |  | MONITORVITALSIGNS-GE-Carescape B850
YES | YES |  |  |  | 069-36954 | 069-36954 | GE Healthcare | Carescape B850 |  | SED1140081GR | MICU 09 |  |  |  |  | 069-36954 | 069-36954 |  | Memorial Hermann-Texas Medical Center | MICU 09 | West Cullen TMC | 11/1/19 |  | 11/1/20 |  |  |  | MONITORVITALSIGNS-GE-Carescape B850
YES | YES | Serial Number Cnf |  |  | 069-36941 | 069-36941 | GE Healthcare | CARESCAPE B850 |  | Cnf | Cullen-floor 2 |  |  |  |  | 069-36941 | 069-36941 | TMC | Memorial Hermann-Texas Medical Center | Cullen-floor 2 | Micu 15 | [6 empty] | MONITORVITALSIGNS-GE-Carescape B850
YES | YES |  |  |  | 069-39151 | 069-39151 | GE Healthcare | Carescape B850 |  | DTN301K2381 | TMC - CULLEN - MICU (2C) |  |  |  |  | 069-39151 | 069-39151 |  | Memorial Hermann-tmc | TMC - CULLEN - MICU (2C) | Room 7 |  |  |  | No PM Sticker |  |  | MONITORVITALSIGNS-GE-Carescape B850
YES | YES |  |  |  | 069-40837 | 069-40837 | GE Healthcare | CARESCAPE B850 |  | DTO521K7890 | TMC - JONES - NEURO ICU (7J) |  |  |  |  | 069-40837 | 069-40837 | TMC | Memorial Hermann-Texas Medical Center | TMC - JONES - NEURO ICU (7J) | TMC JONES NEURO ICU | [6 empty] | MONITORVITALSIGNS-GE-Carescape B850
YES | YES |  |  |  | 069-40701 | 069-40701 | GE Healthcare | CARESCAPE B850 |  | DTO521K7887 | TMC - JONES - NEURO ICU (7J) |  |  |  |  | 069-40701 | 069-40701 | TMC | Memorial Hermann-Texas Medical Center | TMC - JONES - NEURO ICU (7J) | TMC - JONES - NEURO ICU (7J) | [6 empty] | MONITORVITALSIGNS-GE-Carescape B850
NO | YES |  |  |  | 069-40687 | 069-40687 | GE Healthcare | Carescape B850 |  | NSN | Nuro ICU |  |  |  |  | 069-40687 | 069-40687 | TMC | Memorial Hermann-Texas Medical Center | Nuro ICU | NSICU19 | 11/1/19 |  | 11/1/20
NO | NO |  |  |  | 142-06281 |  | GE Healthcare | CARESCAPE B850 |  | SKA14446678GR | NE - ICU | MHHS-Northeast |  | Monitor, Vital Signs |  | 142-06281 |  | Katy |  | NE - ICU | [5 empty] | MONITORS, PHYSIOLOGIC, VITAL SIGNS |  | MONITORVITALSIGNS-GE-Carescape B850 | MONITORVITALSIGNS | Carescape B850 |  |  |  | GE | Monitor, Vital Signs |  | MONITORVITALSIGNS-GE-Carescape B850 |  |  |  |  | Not Covered Vendor Only - Biomedical | MHHS-Northeast
NO | NO |  |  |  | 142-08045 |  | GE Healthcare | CARESCAPE B850 |  | SPM18460088SA | NE - IMU1 | MHHS-Northeast |  | Monitor, Vital Signs |  | 142-08045 |  | Katy |  | NE - IMU1 | [5 empty] | MONITORS, PHYSIOLOGIC, VITAL SIGNS |  | MONITORVITALSIGNS-GE-Carescape B850 | MONITORVITALSIGNS | Carescape B850 |  |  |  | GE | Monitor, Vital Signs |  | MONITORVITALSIGNS-GE-Carescape B850 |  |  |  |  | Covered PM Repair - Biomedical | MHHS-Northeast
NO | NO |  |  |  | 142-08051 |  | GE Healthcare | CARESCAPE B850 |  | SPM18460058SA | NE - IMU1 | MHHS-Northeast |  | Monitor, Vital Signs |  | 142-08051 |  | Katy |  | NE - IMU1 | [5 empty] | MONITORS, PHYSIOLOGIC, VITAL SIGNS |  | MONITORVITALSIGNS-GE-Carescape B850 | MONITORVITALSIGNS | Carescape B850 |  |  |  | GE | Monitor, Vital Signs |  | MONITORVITALSIGNS-GE-Carescape B850 |  |  |  |  | Clinical Miscellaneous | MHHS-Northeast
NO | NO |  |  |  | 142-08060 |  | GE Healthcare | CARESCAPE B850 |  | SPM18460019SA | NE - IMU1 | MHHS-Northeast |  | Monitor, Vital Signs |  | 142-08060 |  | Katy |  | NE - IMU1 | [5 empty] | MONITORS, PHYSIOLOGIC, VITAL SIGNS |  | MONITORVITALSIGNS-GE-Carescape B850 | MONITORVITALSIGNS | Carescape B850 |  |  |  | GE | Monitor, Vital Signs |  | MONITORVITALSIGNS-GE-Carescape B850 |  |  |  |  | Covered PM Repair - Biomedical | MHHS-Northeast
NO | NO |  |  |  | 142-08066 |  | GE Healthcare | CARESCAPE B850 |  | SPM18460076SA | NE - IMU1 | MHHS-Northeast |  | Monitor, Vital Signs |  | 142-08066 |  | Katy |  | NE - IMU1 | [5 empty] | MONITORS, PHYSIOLOGIC, VITAL SIGNS |  | MONITORVITALSIGNS-GE-Carescape B850 | MONITORVITALSIGNS | Carescape B850 |  |  |  | GE | Monitor, Vital Signs |  | MONITORVITALSIGNS-GE-Carescape B850 |  |  |  |  | Covered PM Repair - Biomedical | MHHS-Northeast
NO | NO |  |  |  | 142-08078 |  | GE Healthcare | CARESCAPE B850 |  | SPM18460030SA | NE - IMU1 | MHHS-Northeast |  | Monitor, Vital Signs |  | 142-08078 |  | Katy |  | NE - IMU1 | [5 empty] | MONITORS, PHYSIOLOGIC, VITAL SIGNS |  | MONITORVITALSIGNS-GE-Carescape B850 | MONITORVITALSIGNS | Carescape B850 |  |  |  | GE | Monitor, Vital Signs |  | MONITORVITALSIGNS-GE-Carescape B850 |  |  |  |  | Covered PM Repair - Biomedical | MHHS-Northeast
NO | NO |  |  |  | 142-08084 |  | GE Healthcare | CARESCAPE B850 |  | SPM18460017SA | NE - IMU1 | MHHS-Northeast |  | Monitor, Vital Signs |  | 142-08084 |  | Katy |  | NE - IMU1 | [5 empty] | MONITORS, PHYSIOLOGIC, VITAL SIGNS |  | MONITORVITALSIGNS-GE-Carescape B850 | MONITORVITALSIGNS | Carescape B850 |  |  |  | GE | Monitor, Vital Signs |  | MONITORVITALSIGNS-GE-Carescape B850 |  |  |  |  | Covered PM Repair - Biomedical | MHHS-Northeast
NO | NO |  |  |  | 142-08087 |  | GE Healthcare | CARESCAPE B850 |  | SPM18460028SA | NE - IMU1 | MHHS-Northeast |  | Monitor, Vital Signs |  | 142-08087 |  | Katy |  | NE - IMU1 | [5 empty] | MONITORS, PHYSIOLOGIC, VITAL SIGNS |  | MONITORVITALSIGNS-GE-Carescape B850 | MONITORVITALSIGNS | Carescape B850 |  |  |  | GE | Monitor, Vital Signs |  | MONITORVITALSIGNS-GE-Carescape B850 |  |  |  |  | Covered PM Repair - Biomedical | MHHS-Northeast
NO | NO |  |  |  | 142-06309 |  | GE Healthcare | CARESCAPE B850 |  | SKA14304605GR | NE - IMU2 | MHHS-Northeast |  | Monitor, Vital Signs |  | 142-06309 |  | Katy |  | NE - IMU2 | [5 empty] | MONITORS, PHYSIOLOGIC, VITAL SIGNS |  | MONITORVITALSIGNS-GE-Carescape B850 | MONITORVITALSIGNS | Carescape B850 |  |  |  | GE | Monitor, Vital Signs |  | MONITORVITALSIGNS-GE-Carescape B850 |  |  |  |  | Covered PM Repair - Biomedical | MHHS-Northeast
NO | NO |  |  |  | 142-06311 |  | GE Healthcare | CARESCAPE B850 |  | SKA15038465GR | NE - IMU2 | MHHS-Northeast |  | Monitor, Vital Signs |  | 142-06311 |  | Katy |  | NE - IMU2 | [5 empty] | MONITORS, PHYSIOLOGIC, VITAL SIGNS |  | MONITORVITALSIGNS-GE-Carescape B850 | MONITORVITALSIGNS | Carescape B850 |  |  |  | GE | Monitor, Vital Signs |  | MONITORVITALSIGNS-GE-Carescape B850 |  |  |  |  | Covered PM Repair - Biomedical | MHHS-Northeast
NO | NO |  |  |  | 142-06313 |  | GE Healthcare | CARESCAPE B850 |  | SKA15028133GR | NE - IMU2 | MHHS-Northeast |  | Monitor, Vital Signs |  | 142-06313 |  | Katy |  | NE - IMU2 | [5 empty] | MONITORS, PHYSIOLOGIC, VITAL SIGNS |  | MONITORVITALSIGNS-GE-Carescape B850 | MONITORVITALSIGNS | Carescape B850 |  |  |  | GE | Monitor, Vital Signs |  | MONITORVITALSIGNS-GE-Carescape B850 |  |  |  |  | Covered PM Repair - Biomedical | MHHS-Northeast
NO | NO |  |  |  | 077-08333 |  | GE Healthcare | CARESCAPE B850 |  | SKA13450673GR | TMC - CHILDRENS - NICU (7HP) | MHHS-TMC |  | Monitor, Vital Signs |  | 077-08333 |  | TMC |  | TMC - CHILDRENS - NICU (7HP) | [5 empty] | MONITORS, PHYSIOLOGIC, VITAL SIGNS |  | MONITORVITALSIGNS-GE-Carescape B850 | MONITORVITALSIGNS | Carescape B850 |  |  |  | GE | Monitor, Vital Signs |  | MONITORVITALSIGNS-GE-Carescape B850 |  |  |  |  | Covered PM Repair - Biomedical | MHHS-TMC
NO | NO |  |  |  | 077-08346 |  | GE Healthcare | CARESCAPE B850 |  | SKA14294498GR | TMC - CHILDRENS - NICU (7HP) | MHHS-TMC |  | Monitor, Vital Signs |  | 077-08346 |  | TMC |  | TMC - CHILDRENS - NICU (7HP) | [5 empty] | MONITORS, PHYSIOLOGIC, VITAL SIGNS |  | MONITORVITALSIGNS-GE-Carescape B850 | MONITORVITALSIGNS | Carescape B850 |  |  |  | GE | Monitor, Vital Signs |  | MONITORVITALSIGNS-GE-Carescape B850 |  |  |  |  | Not Covered Vendor Only - Biomedical | MHHS-TMC
NO | NO |  |  |  | 077-08402 |  | GE Healthcare | CARESCAPE B850 |  | SKA14487226GA | TMC - CHILDRENS - NICU (7HP) | MHHS-TMC |  | Monitor, Vital Signs |  | 077-08402 |  | TMC |  | TMC - CHILDRENS - NICU (7HP) | [5 empty] | MONITORS, PHYSIOLOGIC, VITAL SIGNS |  | MONITORVITALSIGNS-GE-Carescape B850 | MONITORVITALSIGNS | Carescape B850 |  |  |  | GE | Monitor, Vital Signs |  | MONITORVITALSIGNS-GE-Carescape B850 |  |  |  |  | Covered PM Repair - Biomedical | MHHS-TMC
NO | NO |  |  |  | 077-08408 |  | GE Healthcare | CARESCAPE B850 |  | SKA14487219GA | TMC - CHILDRENS - NICU (7HP) | MHHS-TMC |  | Monitor, Vital Signs |  | 077-08408 |  | TMC |  | TMC - CHILDRENS - NICU (7HP) | [5 empty] | MONITORS, PHYSIOLOGIC, VITAL SIGNS |  | MONITORVITALSIGNS-GE-Carescape B850 | MONITORVITALSIGNS | Carescape B850 |  |  |  | GE | Monitor, Vital Signs |  | MONITORVITALSIGNS-GE-Carescape B850 |  |  |  |  | Covered PM Repair - Biomedical | MHHS-TMC
NO | NO |  |  |  | 077-08483 |  | GE Healthcare | CARESCAPE B850 |  | SKA13501627GR | TMC - CHILDRENS - NICU (7HP) | MHHS-TMC |  | Monitor, Vital Signs |  | 077-08483 |  | TMC |  | TMC - CHILDRENS - NICU (7HP) | [5 empty] | MONITORS, PHYSIOLOGIC, VITAL SIGNS |  | MONITORVITALSIGNS-GE-Carescape B850 | MONITORVITALSIGNS | Carescape B850 |  |  |  | GE | Monitor, Vital Signs |  | MONITORVITALSIGNS-GE-Carescape B850 |  |  |  |  | Covered PM Repair - Biomedical | MHHS-TMC
NO | NO |  |  |  | 077-08485 |  | GE Healthcare | CARESCAPE B850 |  | SKA14456819GR | TMC - CHILDRENS - NICU (7HP) | MHHS-TMC |  | Monitor, Vital Signs |  | 077-08485 |  | TMC |  | TMC - CHILDRENS - NICU (7HP) | [5 empty] | MONITORS, PHYSIOLOGIC, VITAL SIGNS |  | MONITORVITALSIGNS-GE-Carescape B850 | MONITORVITALSIGNS | Carescape B850 |  |  |  | GE | Monitor, Vital Signs |  | MONITORVITALSIGNS-GE-Carescape B850 |  |  |  |  | Covered PM Repair - Biomedical | MHHS-TMC
NO | NO |  |  |  | 077-08486 |  | GE Healthcare | CARESCAPE B850 |  | SKA14436424GR | TMC - CHILDRENS - NICU (7HP) | MHHS-TMC |  | Monitor, Vital Signs |  | 077-08486 |  | TMC |  | TMC - CHILDRENS - NICU (7HP) | [5 empty] | MONITORS, PHYSIOLOGIC, VITAL SIGNS |  | MONITORVITALSIGNS-GE-Carescape B850 | MONITORVITALSIGNS | Carescape B850 |  |  |  | GE | Monitor, Vital Signs |  | MONITORVITALSIGNS-GE-Carescape B850 |  |  |  |  | Covered PM Repair - Biomedical | MHHS-TMC
NO | NO |  |  |  | 077-08495 |  | GE Healthcare | CARESCAPE B850 |  | SKA14426269GR | TMC - CHILDRENS - NICU (7HP) | MHHS-TMC |  | Monitor, Vital Signs |  | 077-08495 |  | TMC |  | TMC - CHILDRENS - NICU (7HP) | [5 empty] | MONITORS, PHYSIOLOGIC, VITAL SIGNS |  | MONITORVITALSIGNS-GE-Carescape B850 | MONITORVITALSIGNS | Carescape B850 |  |  |  | GE | Monitor, Vital Signs |  | MONITORVITALSIGNS-GE-Carescape B850 |  |  |  |  | Covered PM Repair - Biomedical | MHHS-TMC
NO | NO |  |  |  | 077-08506 |  | GE Healthcare | CARESCAPE B850 |  | SKA14426262GR | TMC - CHILDRENS - NICU (7HP) | MHHS-TMC |  | Monitor, Vital Signs |  | 077-08506 |  | TMC |  | TMC - CHILDRENS - NICU (7HP) | [5 empty] | MONITORS, PHYSIOLOGIC, VITAL SIGNS |  | MONITORVITALSIGNS-GE-Carescape B850 | MONITORVITALSIGNS | Carescape B850 |  |  |  | GE | Monitor, Vital Signs |  | MONITORVITALSIGNS-GE-Carescape B850 |  |  |  |  | Not Covered Vendor Only - Biomedical | MHHS-TMC
NO | NO |  |  |  | 077-08510 |  | GE Healthcare | CARESCAPE B850 |  | SKA14436457GR | TMC - CHILDRENS - NICU (7HP) | MHHS-TMC |  | Monitor, Vital Signs |  | 077-08510 |  | TMC |  | TMC - CHILDRENS - NICU (7HP) | [5 empty] | MONITORS, PHYSIOLOGIC, VITAL SIGNS |  | MONITORVITALSIGNS-GE-Carescape B850 | MONITORVITALSIGNS | Carescape B850 |  |  |  | GE | Monitor, Vital Signs |  | MONITORVITALSIGNS-GE-Carescape B850 |  |  |  |  | Not Covered Vendor Only - Biomedical | MHHS-TMC
NO | NO |  |  |  | 077-08605 |  | GE Healthcare | CARESCAPE B850 |  | SKA13450658GR | TMC - CHILDRENS - NICU (7HP) | MHHS-TMC |  | Monitor, Vital Signs |  | 077-08605 |  | TMC |  | TMC - CHILDRENS - NICU (7HP) | [5 empty] | MONITORS, PHYSIOLOGIC, VITAL SIGNS |  | MONITORVITALSIGNS-GE-Carescape B850 | MONITORVITALSIGNS | Carescape B850 |  |  |  | GE | Monitor, Vital Signs |  | MONITORVITALSIGNS-GE-Carescape B850 |  |  |  |  | Covered PM Repair - Biomedical | MHHS-TMC
NO | NO |  |  |  | 077-08667 |  | GE Healthcare | CARESCAPE B850 |  | SKA14426292GR | TMC - CHILDRENS - NICU (7HP) | MHHS-TMC |  | Monitor, Vital Signs |  | 077-08667 |  | TMC |  | TMC - CHILDRENS - NICU (7HP) | [5 empty] | MONITORS, PHYSIOLOGIC, VITAL SIGNS |  | MONITORVITALSIGNS-GE-Carescape B850 | MONITORVITALSIGNS | Carescape B850 |  |  |  | GE | Monitor, Vital Signs |  | MONITORVITALSIGNS-GE-Carescape B850 |  |  |  |  | Not Covered Vendor Only - Biomedical | MHHS-TMC
NO | NO |  |  |  | 077-08694 |  | GE Healthcare | CARESCAPE B850 |  | SKA14436409GR | TMC - CHILDRENS - NICU (7HP) | MHHS-TMC |  | Monitor, Vital Signs |  | 077-08694 |  | TMC |  | TMC - CHILDRENS - NICU (7HP) | [5 empty] | MONITORS, PHYSIOLOGIC, VITAL SIGNS |  | MONITORVITALSIGNS-GE-Carescape B850 | MONITORVITALSIGNS | Carescape B850 |  |  |  | GE | Monitor, Vital Signs |  | MONITORVITALSIGNS-GE-Carescape B850 |  |  |  |  | Covered PM Repair - Biomedical | MHHS-TMC
NO | NO |  |  |  | 077-08819 |  | GE Healthcare | CARESCAPE B850 |  | SKA14304601GR | TMC - CHILDRENS - NICU (7HP) | MHHS-TMC |  | Monitor, Vital Signs |  | 077-08819 |  | TMC |  | TMC - CHILDRENS - NICU (7HP) | [5 empty] | MONITORS, PHYSIOLOGIC, VITAL SIGNS |  | MONITORVITALSIGNS-GE-Carescape B850 | MONITORVITALSIGNS | Carescape B850 |  |  |  | GE | Monitor, Vital Signs |  | MONITORVITALSIGNS-GE-Carescape B850 |  |  |  |  | Covered PM Repair - Biomedical | MHHS-TMC
NO | NO |  |  |  | 077-08873 |  | GE Healthcare | CARESCAPE B850 |  | SKA15120098GR | TMC - CHILDRENS - NICU/SCU (8HP) | MHHS-TMC |  | Monitor, Vital Signs |  | 077-08873 |  | TMC |  | TMC - CHILDRENS - NICU/SCU (8HP) | [5 empty] | MONITORS, PHYSIOLOGIC, VITAL SIGNS |  | MONITORVITALSIGNS-GE-Carescape B850 | MONITORVITALSIGNS | Carescape B850 |  |  |  | GE | Monitor, Vital Signs |  | MONITORVITALSIGNS-GE-Carescape B850 |  |  |  |  | Not Covered Vendor Only - Biomedical | MHHS-TMC
NO | NO |  |  |  | 077-08876 |  | GE Healthcare | CARESCAPE B850 |  | SKA15120101GR | TMC - CHILDRENS - NICU/SCU (8HP) | MHHS-TMC |  | Monitor, Vital Signs |  | 077-08876 |  | TMC |  | TMC - CHILDRENS - NICU/SCU (8HP) | [5 empty] | MONITORS, PHYSIOLOGIC, VITAL SIGNS |  | MONITORVITALSIGNS-GE-Carescape B850 | MONITORVITALSIGNS | Carescape B850 |  |  |  | GE | Monitor, Vital Signs |  | MONITORVITALSIGNS-GE-Carescape B850 |  |  |  |  | Not Covered Vendor Only - Biomedical | MHHS-TMC
NO | NO |  |  |  | 077-08878 |  | GE Healthcare | CARESCAPE B850 |  | SKA15028140GR | TMC - CHILDRENS - NICU/SCU (8HP) | MHHS-TMC |  | Monitor, Vital Signs |  | 077-08878 |  | TMC |  | TMC - CHILDRENS - NICU/SCU (8HP) | [5 empty] | MONITORS, PHYSIOLOGIC, VITAL SIGNS |  | MONITORVITALSIGNS-GE-Carescape B850 | MONITORVITALSIGNS | Carescape B850 |  |  |  | GE | Monitor, Vital Signs |  | MONITORVITALSIGNS-GE-Carescape B850 |  |  |  |  | Covered PM Repair - Biomedical | MHHS-TMC
NO | NO |  |  |  | 069-36942 |  | GE Healthcare | CARESCAPE B850 |  | SED11046726GR | TMC - CULLEN - MICU (2C) | MHHS-TMC |  | Monitor, Vital Signs |  | 069-36942 |  | TMC |  | TMC - CULLEN - MICU (2C) | [5 empty] | MONITORS, PHYSIOLOGIC, VITAL SIGNS |  | MONITORVITALSIGNS-GE-Carescape B850 | MONITORVITALSIGNS | Carescape B850 |  |  |  | GE | Monitor, Vital Signs |  | MONITORVITALSIGNS-GE-Carescape B850 |  |  |  |  | Covered PM Repair - Biomedical | MHHS-TMC
NO | NO |  |  |  | 069-36949 |  | GE Healthcare | CARESCAPE B850 |  | SED11310449GR | TMC - CULLEN - MICU (2C) | MHHS-TMC |  | Monitor, Vital Signs |  | 069-36949 |  | TMC |  | TMC - CULLEN - MICU (2C) | [5 empty] | MONITORS, PHYSIOLOGIC, VITAL SIGNS |  | MONITORVITALSIGNS-GE-Carescape B850 | MONITORVITALSIGNS | Carescape B850 |  |  |  | GE | Monitor, Vital Signs |  | MONITORVITALSIGNS-GE-Carescape B850 |  |  |  |  | Covered PM Repair - Biomedical | MHHS-TMC
NO | NO |  |  |  | 069-36951 |  | GE Healthcare | CARESCAPE B850 |  | SED11330603GR | TMC - CULLEN - MICU (2C) | MHHS-TMC |  | Monitor, Vital Signs |  | 069-36951 |  | TMC |  | TMC - CULLEN - MICU (2C) | [5 empty] | MONITORS, PHYSIOLOGIC, VITAL SIGNS |  | MONITORVITALSIGNS-GE-Carescape B850 | MONITORVITALSIGNS | Carescape B850 |  |  |  | GE | Monitor, Vital Signs |  | MONITORVITALSIGNS-GE-Carescape B850 |  |  |  |  | Covered PM Repair - Biomedical | MHHS-TMC
NO | NO | [5 empty] | GE Healthcare | CARESCAPE B850 |  | SED11036680GR | TMC - CULLEN - MICU (2C) | MHHS-TMC |  | Monitor, Vital Signs |  |  |  | TMC |  | TMC - CULLEN - MICU (2C) | [5 empty] | MONITORS, PHYSIOLOGIC, VITAL SIGNS |  | MONITORVITALSIGNS-GE-Carescape B850 | MONITORVITALSIGNS | Carescape B850 |  |  |  | GE | Monitor, Vital Signs |  | MONITORVITALSIGNS-GE-Carescape B850 |  |  |  |  | Covered PM Repair - Biomedical | MHHS-TMC
NO | NO | [5 empty] | GE Healthcare | CARESCAPE B850 |  | SED11036705GR | TMC - CULLEN - MICU (2C) | MHHS-TMC |  | Monitor, Vital Signs |  |  |  | TMC |  | TMC - CULLEN - MICU (2C) | [5 empty] | MONITORS, PHYSIOLOGIC, VITAL SIGNS |  | MONITORVITALSIGNS-GE-Carescape B850 | MONITORVITALSIGNS | Carescape B850 |  |  |  | GE | Monitor, Vital Signs |  | MONITORVITALSIGNS-GE-Carescape B850 |  |  |  |  | Covered PM Repair - Biomedical | MHHS-TMC
NO | NO | [5 empty] | GE Healthcare | CARESCAPE B850 |  | SED11046724GR | TMC - CULLEN - MICU (2C) | MHHS-TMC |  | Monitor, Vital Signs |  |  |  | TMC |  | TMC - CULLEN - MICU (2C) | [5 empty] | MONITORS, PHYSIOLOGIC, VITAL SIGNS |  | MONITORVITALSIGNS-GE-Carescape B850 | MONITORVITALSIGNS | Carescape B850 |  |  |  | GE | Monitor, Vital Signs |  | MONITORVITALSIGNS-GE-Carescape B850 |  |  |  |  | Covered PM Repair - Biomedical | MHHS-TMC
NO | NO | [5 empty] | GE Healthcare | CARESCAPE B850 |  | SED11117933GR | TMC - CULLEN - MICU (2C) | MHHS-TMC |  | Monitor, Vital Signs |  |  |  | TMC |  | TMC - CULLEN - MICU (2C) | [5 empty] | MONITORS, PHYSIOLOGIC, VITAL SIGNS |  | MONITORVITALSIGNS-GE-Carescape B850 | MONITORVITALSIGNS | Carescape B850 |  |  |  | GE | Monitor, Vital Signs |  | MONITORVITALSIGNS-GE-Carescape B850 |  |  |  |  | Covered PM Repair - Biomedical | MHHS-TMC
NO | NO | [5 empty] | GE Healthcare | CARESCAPE B850 |  | SED11310437GR | TMC - CULLEN - MICU (2C) | MHHS-TMC |  | Monitor, Vital Signs |  |  |  | TMC |  | TMC - CULLEN - MICU (2C) | [5 empty] | MONITORS, PHYSIOLOGIC, VITAL SIGNS |  | MONITORVITALSIGNS-GE-Carescape B850 | MONITORVITALSIGNS | Carescape B850 |  |  |  | GE | Monitor, Vital Signs |  | MONITORVITALSIGNS-GE-Carescape B850 |  |  |  |  | Covered PM Repair - Biomedical | MHHS-TMC
NO | NO | [5 empty] | GE Healthcare | CARESCAPE B850 |  | SED11310438GR | TMC - CULLEN - MICU (2C) | MHHS-TMC |  | Monitor, Vital Signs |  |  |  | TMC |  | TMC - CULLEN - MICU (2C) | [5 empty] | MONITORS, PHYSIOLOGIC, VITAL SIGNS |  | MONITORVITALSIGNS-GE-Carescape B850 | MONITORVITALSIGNS | Carescape B850 |  |  |  | GE | Monitor, Vital Signs |  | MONITORVITALSIGNS-GE-Carescape B850 |  |  |  |  | Covered PM Repair - Biomedical | MHHS-TMC
NO | NO | [5 empty] | GE Healthcare | CARESCAPE B850 |  | SED11410841GR | TMC - CULLEN - MICU (2C) | MHHS-TMC |  | Monitor, Vital Signs |  |  |  | TMC |  | TMC - CULLEN - MICU (2C) | [5 empty] | MONITORS, PHYSIOLOGIC, VITAL SIGNS |  | MONITORVITALSIGNS-GE-Carescape B850 | MONITORVITALSIGNS | Carescape B850 |  |  |  | GE | Monitor, Vital Signs |  | MONITORVITALSIGNS-GE-Carescape B850 |  |  |  |  | Covered PM Repair - Biomedical | MHHS-TMC
NO | NO | [5 empty] | GE Healthcare | CARESCAPE B850 |  | SED11310456GR | TMC - CULLEN - MICU (2C) | MHHS-TMC |  | Monitor, Vital Signs |  |  |  | TMC |  | TMC - CULLEN - MICU (2C) | [5 empty] | MONITORS, PHYSIOLOGIC, VITAL SIGNS |  | MONITORVITALSIGNS-GE-Carescape B850 | MONITORVITALSIGNS | Carescape B850 |  |  |  | GE | Monitor, Vital Signs |  | MONITORVITALSIGNS-GE-Carescape B850 |  |  |  |  | Covered PM Repair - Biomedical | MHHS-TMC
NO | NO | [5 empty] | GE Healthcare | CARESCAPE B850 |  | SED11400801GR | TMC - CULLEN - MICU (2C) | MHHS-TMC |  | Monitor, Vital Signs |  |  |  | TMC |  | TMC - CULLEN - MICU (2C) | [5 empty] | MONITORS, PHYSIOLOGIC, VITAL SIGNS |  | MONITORVITALSIGNS-GE-Carescape B850 | MONITORVITALSIGNS | Carescape B850 |  |  |  | GE | Monitor, Vital Signs |  | MONITORVITALSIGNS-GE-Carescape B850 |  |  |  |  | Covered PM Repair - Biomedical | MHHS-TMC
NO | NO | [5 empty] | GE Healthcare | CARESCAPE B850 |  | SED11410844GR | TMC - CULLEN - MICU (2C) | MHHS-TMC |  | Monitor, Vital Signs |  |  |  | TMC |  | TMC - CULLEN - MICU (2C) | [5 empty] | MONITORS, PHYSIOLOGIC, VITAL SIGNS |  | MONITORVITALSIGNS-GE-Carescape B850 | MONITORVITALSIGNS | Carescape B850 |  |  |  | GE | Monitor, Vital Signs |  | MONITORVITALSIGNS-GE-Carescape B850 |  |  |  |  | Covered PM Repair - Biomedical | MHHS-TMC
NO | NO | [5 empty] | GE Healthcare | CARESCAPE B850 |  | SED11420914GR | TMC - CULLEN - MICU (2C) | MHHS-TMC |  | Monitor, Vital Signs |  |  |  | TMC |  | TMC - CULLEN - MICU (2C) | [5 empty] | MONITORS, PHYSIOLOGIC, VITAL SIGNS |  | MONITORVITALSIGNS-GE-Carescape B850 | MONITORVITALSIGNS | Carescape B850 |  |  |  | GE | Monitor, Vital Signs |  | MONITORVITALSIGNS-GE-Carescape B850 |  |  |  |  | Covered PM Repair - Biomedical | MHHS-TMC
NO | NO |  |  |  | 069-37101 |  | GE Healthcare | CARESCAPE B850 |  | SED11420920GA | TMC - CULLEN - MIMU (2C) | MHHS-TMC |  | Monitor, Vital Signs |  | 069-37101 |  | TMC |  | TMC - CULLEN - MIMU (2C) | [5 empty] | MONITORS, PHYSIOLOGIC, VITAL SIGNS |  | MONITORVITALSIGNS-GE-Carescape B850 | MONITORVITALSIGNS | Carescape B850 |  |  |  | GE | Monitor, Vital Signs |  | MONITORVITALSIGNS-GE-Carescape B850 |  |  |  |  | Covered PM Repair - Biomedical | MHHS-TMC
NO | NO |  |  |  | 069-39081 |  | GE Healthcare | CARESCAPE B850 |  | SED114400770GR | TMC - CULLEN - MIMU (2C) | MHHS-TMC |  | Monitor, Vital Signs |  | 069-39081 |  | TMC |  | TMC - CULLEN - MIMU (2C) | [5 empty] | MONITORS, PHYSIOLOGIC, VITAL SIGNS |  | MONITORVITALSIGNS-GE-Carescape B850 | MONITORVITALSIGNS | Carescape B850 |  |  |  | GE | Monitor, Vital Signs |  | MONITORVITALSIGNS-GE-Carescape B850 |  |  |  |  | Covered PM Repair - Biomedical | MHHS-TMC
NO | NO |  |  |  | 069-38899 |  | GE Healthcare | CARESCAPE B850 |  | SED11451036GR | TMC - HERMANN - ADULT ER (1HP) | MHHS-TMC |  | Monitor, Vital Signs |  | 069-38899 |  | TMC |  | TMC - HERMANN - ADULT ER (1HP) | [5 empty] | MONITORS, PHYSIOLOGIC, VITAL SIGNS |  | MONITORVITALSIGNS-GE-Carescape B850 | MONITORVITALSIGNS | Carescape B850 |  |  |  | GE | Monitor, Vital Signs |  | MONITORVITALSIGNS-GE-Carescape B850 |  |  |  |  | Covered PM Repair - Biomedical | MHHS-TMC
NO | NO |  |  |  | 069-38903 |  | GE Healthcare | CARESCAPE B850 |  | SED11290127GR | TMC - HERMANN - ADULT ER (1HP) | MHHS-TMC |  | Monitor, Vital Signs |  | 069-38903 |  | TMC |  | TMC - HERMANN - ADULT ER (1HP) | [5 empty] | MONITORS, PHYSIOLOGIC, VITAL SIGNS |  | MONITORVITALSIGNS-GE-Carescape B850 | MONITORVITALSIGNS | Carescape B850 |  |  |  | GE | Monitor, Vital Signs |  | MONITORVITALSIGNS-GE-Carescape B850 |  |  |  |  | Covered PM Repair - Biomedical | MHHS-TMC
NO | NO |  |  |  | 069-38904 |  | GE Healthcare | CARESCAPE B850 |  | SED11400753GR | TMC - HERMANN - ADULT ER (1HP) | MHHS-TMC |  | Monitor, Vital Signs |  | 069-38904 |  | TMC |  | TMC - HERMANN - ADULT ER (1HP) | [5 empty] | MONITORS, PHYSIOLOGIC, VITAL SIGNS |  | MONITORVITALSIGNS-GE-Carescape B850 | MONITORVITALSIGNS | Carescape B850 |  |  |  | GE | Monitor, Vital Signs |  | MONITORVITALSIGNS-GE-Carescape B850 |  |  |  |  | Covered PM Repair - Biomedical | MHHS-TMC
NO | NO |  |  |  | 069-38909 |  | GE Healthcare | CARESCAPE B850 |  | SED12173079GR | TMC - HERMANN - ADULT ER (1HP) | MHHS-TMC |  | Monitor, Vital Signs |  | 069-38909 |  | TMC |  | TMC - HERMANN - ADULT ER (1HP) | [5 empty] | MONITORS, PHYSIOLOGIC, VITAL SIGNS |  | MONITORVITALSIGNS-GE-Carescape B850 | MONITORVITALSIGNS | Carescape B850 |  |  |  | GE | Monitor, Vital Signs |  | MONITORVITALSIGNS-GE-Carescape B850 |  |  |  |  | Covered PM Repair - Biomedical | MHHS-TMC
NO | NO |  |  |  | 069-40081 |  | GE Healthcare | CARESCAPE B850 |  | SED11300218GR | TMC - HERMANN - ADULT ER (1HP) | MHHS-TMC |  | Monitor, Vital Signs |  | 069-40081 |  | TMC |  | TMC - HERMANN - ADULT ER (1HP) | [5 empty] | MONITORS, PHYSIOLOGIC, VITAL SIGNS |  | MONITORVITALSIGNS-GE-Carescape B850 | MONITORVITALSIGNS | Carescape B850 |  |  |  | GE | Monitor, Vital Signs |  | MONITORVITALSIGNS-GE-Carescape B850 |  |  |  |  | Covered PM Repair - Biomedical | MHHS-TMC
NO | NO |  |  |  | 069-39063 |  | GE Healthcare | CARESCAPE B850 |  | SED11400765GR | TMC - HERMANN - STICU (3HP) | MHHS-TMC |  | Monitor, Vital Signs |  | 069-39063 |  | TMC |  | TMC - HERMANN - STICU (3HP) | [5 empty] | MONITORS, PHYSIOLOGIC, VITAL SIGNS |  | MONITORVITALSIGNS-GE-Carescape B850 | MONITORVITALSIGNS | Carescape B850 |  |  |  | GE | Monitor, Vital Signs |  | MONITORVITALSIGNS-GE-Carescape B850 |  |  |  |  | Covered PM Repair - Biomedical | MHHS-TMC
NO | NO |  |  |  | 069-39064 |  | GE Healthcare | CARESCAPE B850 |  | SED11259920GR | TMC - HERMANN - STICU (3HP) | MHHS-TMC |  | Monitor, Vital Signs |  | 069-39064 |  | TMC |  | TMC - HERMANN - STICU (3HP) | [5 empty] | MONITORS, PHYSIOLOGIC, VITAL SIGNS |  | MONITORVITALSIGNS-GE-Carescape B850 | MONITORVITALSIGNS | Carescape B850 |  |  |  | GE | Monitor, Vital Signs |  | MONITORVITALSIGNS-GE-Carescape B850 |  |  |  |  | Covered PM Repair - Biomedical | MHHS-TMC
NO | NO |  |  |  | 069-39065 |  | GE Healthcare | CARESCAPE B850 |  | SED11229610GR | TMC - HERMANN - STICU (3HP) | MHHS-TMC |  | Monitor, Vital Signs |  | 069-39065 |  | TMC |  | TMC - HERMANN - STICU (3HP) | [5 empty] | MONITORS, PHYSIOLOGIC, VITAL SIGNS |  | MONITORVITALSIGNS-GE-Carescape B850 | MONITORVITALSIGNS | Carescape B850 |  |  |  | GE | Monitor, Vital Signs |  | MONITORVITALSIGNS-GE-Carescape B850 |  |  |  |  | Covered PM Repair - Biomedical | MHHS-TMC
NO | NO |  |  |  | 069-39066 |  | GE Healthcare | CARESCAPE B850 |  | SED12173073GR | TMC - HERMANN - STICU (3HP) | MHHS-TMC |  | Monitor, Vital Signs |  | 069-39066 |  | TMC |  | TMC - HERMANN - STICU (3HP) | [5 empty] | MONITORS, PHYSIOLOGIC, VITAL SIGNS |  | MONITORVITALSIGNS-GE-Carescape B850 | MONITORVITALSIGNS | Carescape B850 |  |  |  | GE | Monitor, Vital Signs |  | MONITORVITALSIGNS-GE-Carescape B850 |  |  |  |  | Covered PM Repair - Biomedical | MHHS-TMC
NO | NO |  |  |  | 069-39067 |  | GE Healthcare | CARESCAPE B850 |  | SED11451040GR | TMC - HERMANN - STICU (3HP) | MHHS-TMC |  | Monitor, Vital Signs |  | 069-39067 |  | TMC |  | TMC - HERMANN - STICU (3HP) | [5 empty] | MONITORS, PHYSIOLOGIC, VITAL SIGNS |  | MONITORVITALSIGNS-GE-Carescape B850 | MONITORVITALSIGNS | Carescape B850 |  |  |  | GE | Monitor, Vital Signs |  | MONITORVITALSIGNS-GE-Carescape B850 |  |  |  |  | Covered PM Repair - Biomedical | MHHS-TMC
NO | NO |  |  |  | 069-39068 |  | GE Healthcare | CARESCAPE B850 |  | SED11158554GR | TMC - HERMANN - STICU (3HP) | MHHS-TMC |  | Monitor, Vital Signs |  | 069-39068 |  | TMC |  | TMC - HERMANN - STICU (3HP) | [5 empty] | MONITORS, PHYSIOLOGIC, VITAL SIGNS |  | MONITORVITALSIGNS-GE-Carescape B850 | MONITORVITALSIGNS | Carescape B850 |  |  |  | GE | Monitor, Vital Signs |  | MONITORVITALSIGNS-GE-Carescape B850 |  |  |  |  | Covered PM Repair - Biomedical | MHHS-TMC
NO | NO |  |  |  | 069-39070 |  | GE Healthcare | CARESCAPE B850 |  | SED12243386GR | TMC - HERMANN - STICU (3HP) | MHHS-TMC |  | Monitor, Vital Signs |  | 069-39070 |  | TMC |  | TMC - HERMANN - STICU (3HP) | [5 empty] | MONITORS, PHYSIOLOGIC, VITAL SIGNS |  | MONITORVITALSIGNS-GE-Carescape B850 | MONITORVITALSIGNS | Carescape B850 |  |  |  | GE | Monitor, Vital Signs |  | MONITORVITALSIGNS-GE-Carescape B850 |  |  |  |  | Covered PM Repair - Biomedical | MHHS-TMC
NO | NO |  |  |  | 069-39071 |  | GE Healthcare | CARESCAPE B850 |  | SED12162955GR | TMC - HERMANN - STICU (3HP) | MHHS-TMC |  | Monitor, Vital Signs |  | 069-39071 |  | TMC |  | TMC - HERMANN - STICU (3HP) | [5 empty] | MONITORS, PHYSIOLOGIC, VITAL SIGNS |  | MONITORVITALSIGNS-GE-Carescape B850 | MONITORVITALSIGNS | Carescape B850 |  |  |  | GE | Monitor, Vital Signs |  | MONITORVITALSIGNS-GE-Carescape B850 |  |  |  |  | Covered PM Repair - Biomedical | MHHS-TMC
NO | NO |  |  |  | 069-39072 |  | GE Healthcare | CARESCAPE B850 |  | SED12203271GR | TMC - HERMANN - STICU (3HP) | MHHS-TMC |  | Monitor, Vital Signs |  | 069-39072 |  | TMC |  | TMC - HERMANN - STICU (3HP) | [5 empty] | MONITORS, PHYSIOLOGIC, VITAL SIGNS |  | MONITORVITALSIGNS-GE-Carescape B850 | MONITORVITALSIGNS | Carescape B850 |  |  |  | GE | Monitor, Vital Signs |  | MONITORVITALSIGNS-GE-Carescape B850 |  |  |  |  | Covered PM Repair - Biomedical | MHHS-TMC
NO | NO |  |  |  | 069-39075 |  | GE Healthcare | CARESCAPE B850 |  | SED11229565GR | TMC - HERMANN - STICU (3HP) | MHHS-TMC |  | Monitor, Vital Signs |  | 069-39075 |  | TMC |  | TMC - HERMANN - STICU (3HP) | [5 empty] | MONITORS, PHYSIOLOGIC, VITAL SIGNS |  | MONITORVITALSIGNS-GE-Carescape B850 | MONITORVITALSIGNS | Carescape B850 |  |  |  | GE | Monitor, Vital Signs |  | MONITORVITALSIGNS-GE-Carescape B850 |  |  |  |  | Covered PM Repair - Biomedical | MHHS-TMC
NO | NO |  |  |  | 069-39077 |  | GE Healthcare | CARESCAPE B850 |  | SED122400824GR | TMC - HERMANN - STICU (3HP) | MHHS-TMC |  | Monitor, Vital Signs |  | 069-39077 |  | TMC |  | TMC - HERMANN - STICU (3HP) | [5 empty] | MONITORS, PHYSIOLOGIC, VITAL SIGNS |  | MONITORVITALSIGNS-GE-Carescape B850 | MONITORVITALSIGNS | Carescape B850 |  |  |  | GE | Monitor, Vital Signs |  | MONITORVITALSIGNS-GE-Carescape B850 |  |  |  |  | Covered PM Repair - Biomedical | MHHS-TMC
NO | NO |  |  |  | 069-39079 |  | GE Healthcare | CARESCAPE B850 |  | SED13350773GR | TMC - HERMANN - STICU (3HP) | MHHS-TMC |  | Monitor, Vital Signs |  | 069-39079 |  | TMC |  | TMC - HERMANN - STICU (3HP) | [5 empty] | MONITORS, PHYSIOLOGIC, VITAL SIGNS |  | MONITORVITALSIGNS-GE-Carescape B850 | MONITORVITALSIGNS | Carescape B850 |  |  |  | GE | Monitor, Vital Signs |  | MONITORVITALSIGNS-GE-Carescape B850 |  |  |  |  | Covered PM Repair - Biomedical | MHHS-TMC
NO | NO |  |  |  | 069-39080 |  | GE Healthcare | CARESCAPE B850 |  | SED13350855GR | TMC - HERMANN - STICU (3HP) | MHHS-TMC |  | Monitor, Vital Signs |  | 069-39080 |  | TMC |  | TMC - HERMANN - STICU (3HP) | [5 empty] | MONITORS, PHYSIOLOGIC, VITAL SIGNS |  | MONITORVITALSIGNS-GE-Carescape B850 | MONITORVITALSIGNS | Carescape B850 |  |  |  | GE | Monitor, Vital Signs |  | MONITORVITALSIGNS-GE-Carescape B850 |  |  |  |  | Covered PM Repair - Biomedical | MHHS-TMC
NO | NO |  |  |  | 069-39084 |  | GE Healthcare | CARESCAPE B850 |  | SED11400768GR | TMC - HERMANN - STICU (3HP) | MHHS-TMC |  | Monitor, Vital Signs |  | 069-39084 |  | TMC |  | TMC - HERMANN - STICU (3HP) | [5 empty] | MONITORS, PHYSIOLOGIC, VITAL SIGNS |  | MONITORVITALSIGNS-GE-Carescape B850 | MONITORVITALSIGNS | Carescape B850 |  |  |  | GE | Monitor, Vital Signs |  | MONITORVITALSIGNS-GE-Carescape B850 |  |  |  |  | Covered PM Repair - Biomedical | MHHS-TMC
NO | NO |  |  |  | 069-39086 |  | GE Healthcare | CARESCAPE B850 |  | SED12173074GR | TMC - HERMANN - STICU (3HP) | MHHS-TMC |  | Monitor, Vital Signs |  | 069-39086 |  | TMC |  | TMC - HERMANN - STICU (3HP) | [5 empty] | MONITORS, PHYSIOLOGIC, VITAL SIGNS |  | MONITORVITALSIGNS-GE-Carescape B850 | MONITORVITALSIGNS | Carescape B850 |  |  |  | GE | Monitor, Vital Signs |  | MONITORVITALSIGNS-GE-Carescape B850 |  |  |  |  | Covered PM Repair - Biomedical | MHHS-TMC
NO | NO | [5 empty] | GE Healthcare | CARESCAPE B850 |  | D99813 | TMC - HERMANN - STICU (3HP) | MHHS-TMC |  | Monitor, Vital Signs |  |  |  | TMC |  | TMC - HERMANN - STICU (3HP) | [5 empty] | MONITORS, PHYSIOLOGIC, VITAL SIGNS |  | MONITORVITALSIGNS-GE-Carescape B850 | MONITORVITALSIGNS | Carescape B850 |  |  |  | GE | Monitor, Vital Signs |  | MONITORVITALSIGNS-GE-Carescape B850 |  |  |  |  | Covered PM Repair - Biomedical | MHHS-TMC
NO | NO |  |  |  | 069-36952 |  | GE Healthcare | CARESCAPE B850 |  | SED11400795GR | TMC - HVI - CCU (4HVI) | MHHS-TMC |  | Monitor, Vital Signs |  | 069-36952 |  | TMC |  | TMC - HVI - CCU (4HVI) | [5 empty] | MONITORS, PHYSIOLOGIC, VITAL SIGNS |  | MONITORVITALSIGNS-GE-Carescape B850 | MONITORVITALSIGNS | Carescape B850 |  |  |  | GE | Monitor, Vital Signs |  | MONITORVITALSIGNS-GE-Carescape B850 |  |  |  |  | Covered PM Repair - Biomedical | MHHS-TMC
NO | NO |  |  |  | 069-40514 |  | GE Healthcare | CARESCAPE B850 |  | SKA15048702GR | TMC - HVI - CCU (4HVI) | MHHS-TMC |  | Monitor, Vital Signs |  | 069-40514 |  | TMC |  | TMC - HVI - CCU (4HVI) | [5 empty] | MONITORS, PHYSIOLOGIC, VITAL SIGNS |  | MONITORVITALSIGNS-GE-Carescape B850 | MONITORVITALSIGNS | Carescape B850 |  |  |  | GE | Monitor, Vital Signs |  | MONITORVITALSIGNS-GE-Carescape B850 |  |  |  |  | Not Covered Vendor Only - Biomedical | MHHS-TMC
NO | NO |  |  |  | 069-40517 |  | GE Healthcare | CARESCAPE B850 |  | SKA15038459GR | TMC - HVI - CCU (4HVI) | MHHS-TMC |  | Monitor, Vital Signs |  | 069-40517 |  | TMC |  | TMC - HVI - CCU (4HVI) | [5 empty] | MONITORS, PHYSIOLOGIC, VITAL SIGNS |  | MONITORVITALSIGNS-GE-Carescape B850 | MONITORVITALSIGNS | Carescape B850 |  |  |  | GE | Monitor, Vital Signs |  | MONITORVITALSIGNS-GE-Carescape B850 |  |  |  |  | Covered PM Repair - Radiology, High End | MHHS-TMC
NO | NO |  |  |  | 074-04086 |  | GE Healthcare | CARESCAPE B850 |  | SED10303396GR | TMC - HVI - CCU (4HVI) | MHHS-TMC |  | Monitor, Vital Signs |  | 074-04086 |  | TMC |  | TMC - HVI - CCU (4HVI) | [5 empty] | MONITORS, PHYSIOLOGIC, VITAL SIGNS |  | MONITORVITALSIGNS-GE-Carescape B850 | MONITORVITALSIGNS | Carescape B850 |  |  |  | GE | Monitor, Vital Signs |  | MONITORVITALSIGNS-GE-Carescape B850 |  |  |  |  | Covered PM Repair - Biomedical | MHHS-TMC
NO | NO |  |  |  | 074-04110 |  | GE Healthcare | CARESCAPE B850 |  | SED10515864GR | TMC - HVI - CCU (4HVI) | MHHS-TMC |  | Monitor, Vital Signs |  | 074-04110 |  | TMC |  | TMC - HVI - CCU (4HVI) | [5 empty] | MONITORS, PHYSIOLOGIC, VITAL SIGNS |  | MONITORVITALSIGNS-GE-Carescape B850 | MONITORVITALSIGNS | Carescape B850 |  |  |  | GE | Monitor, Vital Signs |  | MONITORVITALSIGNS-GE-Carescape B850 |  |  |  |  | Covered PM Repair - Biomedical | MHHS-TMC
NO | NO |  |  |  | 074-04114 |  | GE Healthcare | CARESCAPE B850 |  | SED10293271GR | TMC - HVI - CCU (4HVI) | MHHS-TMC |  | Monitor, Vital Signs |  | 074-04114 |  | TMC |  | TMC - HVI - CCU (4HVI) | [5 empty] | MONITORS, PHYSIOLOGIC, VITAL SIGNS |  | MONITORVITALSIGNS-GE-Carescape B850 | MONITORVITALSIGNS | Carescape B850 |  |  |  | GE | Monitor, Vital Signs |  | MONITORVITALSIGNS-GE-Carescape B850 |  |  |  |  | Covered PM Repair - Biomedical | MHHS-TMC
NO | NO |  |  |  | 074-04122 |  | GE Healthcare | CARESCAPE B850 |  | SED10313509GR | TMC - HVI - CCU (4HVI) | MHHS-TMC |  | Monitor, Vital Signs |  | 074-04122 |  | TMC |  | TMC - HVI - CCU (4HVI) | [5 empty] | MONITORS, PHYSIOLOGIC, VITAL SIGNS |  | MONITORVITALSIGNS-GE-Carescape B850 | MONITORVITALSIGNS | Carescape B850 |  |  |  | GE | Monitor, Vital Signs |  | MONITORVITALSIGNS-GE-Carescape B850 |  |  |  |  | Covered PM Repair - Biomedical | MHHS-TMC
NO | NO |  |  |  | 074-05571 |  | GE Healthcare | CARESCAPE B850 |  | SKA15331381SR | TMC - HVI - CCU (4HVI) | MHHS-TMC |  | Monitor, Vital Signs |  | 074-05571 |  | TMC |  | TMC - HVI - CCU (4HVI) | [5 empty] | MONITORS, PHYSIOLOGIC, VITAL SIGNS |  | MONITORVITALSIGNS-GE-Carescape B850 | MONITORVITALSIGNS | Carescape B850 |  |  |  | GE | Monitor, Vital Signs |  | MONITORVITALSIGNS-GE-Carescape B850 |  |  |  |  | Covered PM Repair - Biomedical | MHHS-TMC
NO | NO |  |  |  | 074-05572 |  | GE Healthcare | CARESCAPE B850 |  | SKA14426302GR | TMC - HVI - CCU (4HVI) | MHHS-TMC |  | Monitor, Vital Signs |  | 074-05572 |  | TMC |  | TMC - HVI - CCU (4HVI) | [5 empty] | MONITORS, PHYSIOLOGIC, VITAL SIGNS |  | MONITORVITALSIGNS-GE-Carescape B850 | MONITORVITALSIGNS | Carescape B850 |  |  |  | GE | Monitor, Vital Signs |  | MONITORVITALSIGNS-GE-Carescape B850 |  |  |  |  | Covered PM Repair - Biomedical | MHHS-TMC
NO | NO |  |  |  | 074-05917 |  | GE Healthcare | CARESCAPE B850 |  | SED12526649GR | TMC - HVI - CIMU (4HVI) | MHHS-TMC |  | Monitor, Vital Signs |  | 074-05917 |  | TMC |  | TMC - HVI - CIMU (4HVI) | [5 empty] | MONITORS, PHYSIOLOGIC, VITAL SIGNS |  | MONITORVITALSIGNS-GE-Carescape B850 | MONITORVITALSIGNS | Carescape B850 |  |  |  | GE | Monitor, Vital Signs |  | MONITORVITALSIGNS-GE-Carescape B850 |  |  |  |  | Covered PM Repair - Biomedical | MHHS-TMC
NO | NO |  |  |  | 069-36956 |  | GE Healthcare | CARESCAPE B850 |  | SED11400806GR | TMC - HVI - CVICU (8HVI) | MHHS-TMC |  | Monitor, Vital Signs |  | 069-36956 |  | TMC |  | TMC - HVI - CVICU (8HVI) | [5 empty] | MONITORS, PHYSIOLOGIC, VITAL SIGNS |  | MONITORVITALSIGNS-GE-Carescape B850 | MONITORVITALSIGNS | Carescape B850 |  |  |  | GE | Monitor, Vital Signs |  | MONITORVITALSIGNS-GE-Carescape B850 |  |  |  |  | Covered PM Repair - Biomedical | MHHS-TMC
NO | NO |  |  |  | 069-36959 |  | GE Healthcare | CARESCAPE B850 |  | SED11310441GR | TMC - HVI - CVICU (8HVI) | MHHS-TMC |  | Monitor, Vital Signs |  | 069-36959 |  | TMC |  | TMC - HVI - CVICU (8HVI) | [5 empty] | MONITORS, PHYSIOLOGIC, VITAL SIGNS |  | MONITORVITALSIGNS-GE-Carescape B850 | MONITORVITALSIGNS | Carescape B850 |  |  |  | GE | Monitor, Vital Signs |  | MONITORVITALSIGNS-GE-Carescape B850 |  |  |  |  | Covered PM Repair - Biomedical | MHHS-TMC
NO | NO |  |  |  | 069-39054 |  | GE Healthcare | CARESCAPE B850 |  | SED11511206GR | TMC - HVI - CVICU (8HVI) | MHHS-TMC |  | Monitor, Vital Signs |  | 069-39054 |  | TMC |  | TMC - HVI - CVICU (8HVI) | [5 empty] | MONITORS, PHYSIOLOGIC, VITAL SIGNS |  | MONITORVITALSIGNS-GE-Carescape B850 | MONITORVITALSIGNS | Carescape B850 |  |  |  | GE | Monitor, Vital Signs |  | MONITORVITALSIGNS-GE-Carescape B850 |  |  |  |  | Covered PM Repair - Biomedical | MHHS-TMC
NO | NO |  |  |  | 069-39055 |  | GE Healthcare | CARESCAPE B850 |  | SED11400790GR | TMC - HVI - CVICU (8HVI) | MHHS-TMC |  | Monitor, Vital Signs |  | 069-39055 |  | TMC |  | TMC - HVI - CVICU (8HVI) | [5 empty] | MONITORS, PHYSIOLOGIC, VITAL SIGNS |  | MONITORVITALSIGNS-GE-Carescape B850 | MONITORVITALSIGNS | Carescape B850 |  |  |  | GE | Monitor, Vital Signs |  | MONITORVITALSIGNS-GE-Carescape B850 |  |  |  |  | Covered PM Repair - Biomedical | MHHS-TMC
NO | NO |  |  |  | 069-39057 |  | GE Healthcare | CARESCAPE B850 |  | SED11259922GR | TMC - HVI - CVICU (8HVI) | MHHS-TMC |  | Monitor, Vital Signs |  | 069-39057 |  | TMC |  | TMC - HVI - CVICU (8HVI) | [5 empty] | MONITORS, PHYSIOLOGIC, VITAL SIGNS |  | MONITORVITALSIGNS-GE-Carescape B850 | MONITORVITALSIGNS | Carescape B850 |  |  |  | GE | Monitor, Vital Signs |  | MONITORVITALSIGNS-GE-Carescape B850 |  |  |  |  | Covered PM Repair - Biomedical | MHHS-TMC
NO | NO |  |  |  | 074-04029 |  | GE Healthcare | CARESCAPE B850 |  | SED10303382GR | TMC - HVI - HEART FAILURE ICU (5HVI) | MHHS-TMC |  | Monitor, Vital Signs |  | 074-04029 |  | TMC |  | TMC - HVI - HEART FAILURE ICU (5HVI) | [5 empty] | MONITORS, PHYSIOLOGIC, VITAL SIGNS |  | MONITORVITALSIGNS-GE-Carescape B850 | MONITORVITALSIGNS | Carescape B850 |  |  |  | GE | Monitor, Vital Signs |  | MONITORVITALSIGNS-GE-Carescape B850 |  |  |  |  | Covered PM Repair - Biomedical | MHHS-TMC
NO | NO |  |  |  | 074-04150 |  | GE Healthcare | CARESCAPE B850 |  | SED10313512GR | TMC - HVI - HEART FAILURE ICU (5HVI) | MHHS-TMC |  | Monitor, Vital Signs |  | 074-04150 |  | TMC |  | TMC - HVI - HEART FAILURE ICU (5HVI) | [5 empty] | MONITORS, PHYSIOLOGIC, VITAL SIGNS |  | MONITORVITALSIGNS-GE-Carescape B850 | MONITORVITALSIGNS | Carescape B850 |  |  |  | GE | Monitor, Vital Signs |  | MONITORVITALSIGNS-GE-Carescape B850 |  |  |  |  | Covered PM Repair - Biomedical | MHHS-TMC
NO | NO |  |  |  | 074-04162 |  | GE Healthcare | CARESCAPE B850 |  | SED10303301 | TMC - HVI - HEART FAILURE ICU (5HVI) | MHHS-TMC |  | Monitor, Vital Signs |  | 074-04162 |  | TMC |  | TMC - HVI - HEART FAILURE ICU (5HVI) | [5 empty] | MONITORS, PHYSIOLOGIC, VITAL SIGNS |  | MONITORVITALSIGNS-GE-Carescape B850 | MONITORVITALSIGNS | Carescape B850 |  |  |  | GE | Monitor, Vital Signs |  | MONITORVITALSIGNS-GE-Carescape B850 |  |  |  |  | Covered PM Repair - Biomedical | MHHS-TMC
NO | NO | [5 empty] | GE Healthcare | CARESCAPE B850 |  | SED11046717GR | TMC - HVI - HEART FAILURE ICU (5HVI) | MHHS-TMC |  | Monitor, Vital Signs |  |  |  | TMC |  | TMC - HVI - HEART FAILURE ICU (5HVI) | [5 empty] | MONITORS, PHYSIOLOGIC, VITAL SIGNS |  | MONITORVITALSIGNS-GE-Carescape B850 | MONITORVITALSIGNS | Carescape B850 |  |  |  | GE | Monitor, Vital Signs |  | MONITORVITALSIGNS-GE-Carescape B850 |  |  |  |  | Not Covered Vendor Only - Biomedical | MHHS-TMC
NO | NO |  |  |  | 069-39771 |  | GE Healthcare | CARESCAPE B850 |  | SED12394612GR | TMC - JONES - BURN UNIT (8J) | MHHS-TMC |  | Monitor, Vital Signs |  | 069-39771 |  | TMC |  | TMC - JONES - BURN UNIT (8J) | [5 empty] | MONITORS, PHYSIOLOGIC, VITAL SIGNS |  | MONITORVITALSIGNS-GE-Carescape B850 | MONITORVITALSIGNS | Carescape B850 |  |  |  | GE | Monitor, Vital Signs |  | MONITORVITALSIGNS-GE-Carescape B850 |  |  |  |  | Covered PM Repair - Biomedical | MHHS-TMC
NO | NO |  |  |  | 069-39779 |  | GE Healthcare | CARESCAPE B850 |  | SED11400792GR | TMC - JONES - BURN UNIT (8J) | MHHS-TMC |  | Monitor, Vital Signs |  | 069-39779 |  | TMC |  | TMC - JONES - BURN UNIT (8J) | [5 empty] | MONITORS, PHYSIOLOGIC, VITAL SIGNS |  | MONITORVITALSIGNS-GE-Carescape B850 | MONITORVITALSIGNS | Carescape B850 |  |  |  | GE | Monitor, Vital Signs |  | MONITORVITALSIGNS-GE-Carescape B850 |  |  |  |  | Covered PM Repair - Biomedical | MHHS-TMC
NO | NO |  |  |  | 069-42698 |  | GE Healthcare | CARESCAPE B850 |  | SED12243390GR | TMC - JONES - BURN UNIT (8J) | MHHS-TMC |  | Monitor, Vital Signs |  | 069-42698 |  | TMC |  | TMC - JONES - BURN UNIT (8J) | [5 empty] | MONITORS, PHYSIOLOGIC, VITAL SIGNS |  | MONITORVITALSIGNS-GE-Carescape B850 | MONITORVITALSIGNS | Carescape B850 |  |  |  | GE | Monitor, Vital Signs |  | MONITORVITALSIGNS-GE-Carescape B850 |  |  |  |  | Covered PM Repair - Biomedical | MHHS-TMC
NO | NO |  |  |  | 069-45335 |  | GE Healthcare | CARESCAPE B850 |  | SED11400828GR | TMC - JONES - BURN UNIT (8J) | MHHS-TMC |  | Monitor, Vital Signs |  | 069-45335 |  | TMC |  | TMC - JONES - BURN UNIT (8J) | [5 empty] | MONITORS, PHYSIOLOGIC, VITAL SIGNS |  | MONITORVITALSIGNS-GE-Carescape B850 | MONITORVITALSIGNS | Carescape B850 |  |  |  | GE | Monitor, Vital Signs |  | MONITORVITALSIGNS-GE-Carescape B850 |  |  |  |  | Covered PM Repair - Biomedical | MHHS-TMC
NO | NO |  |  |  | 069-40325 |  | GE Healthcare | CARESCAPE B850 |  | SKA14487191GA | TMC - JONES - NEURO ELECTIVE (4J) | MHHS-TMC |  | Monitor, Vital Signs |  | 069-40325 |  | TMC |  | TMC - JONES - NEURO ELECTIVE (4J) | [5 empty] | MONITORS, PHYSIOLOGIC, VITAL SIGNS |  | MONITORVITALSIGNS-GE-Carescape B850 | MONITORVITALSIGNS | Carescape B850 |  |  |  | GE | Monitor, Vital Signs |  | MONITORVITALSIGNS-GE-Carescape B850 |  |  |  |  | Covered PM Repair - Biomedical | MHHS-TMC
NO | NO |  |  |  | 069-40327 |  | GE Healthcare | CARESCAPE B850 |  | SKA14487164GA | TMC - JONES - NEURO ELECTIVE (4J) | MHHS-TMC |  | Monitor, Vital Signs |  | 069-40327 |  | TMC |  | TMC - JONES - NEURO ELECTIVE (4J) | [5 empty] | MONITORS, PHYSIOLOGIC, VITAL SIGNS |  | MONITORVITALSIGNS-GE-Carescape B850 | MONITORVITALSIGNS | Carescape B850 |  |  |  | GE | Monitor, Vital Signs |  | MONITORVITALSIGNS-GE-Carescape B850 |  |  |  |  | Not Covered Vendor Only - Biomedical | MHHS-TMC
NO | NO |  |  |  | 069-40328 |  | GE Healthcare | CARESCAPE B850 |  | SKA14487216GA | TMC - JONES - NEURO ELECTIVE (4J) | MHHS-TMC |  | Monitor, Vital Signs |  | 069-40328 |  | TMC |  | TMC - JONES - NEURO ELECTIVE (4J) | [5 empty] | MONITORS, PHYSIOLOGIC, VITAL SIGNS |  | MONITORVITALSIGNS-GE-Carescape B850 | MONITORVITALSIGNS | Carescape B850 |  |  |  | GE | Monitor, Vital Signs |  | MONITORVITALSIGNS-GE-Carescape B850 |  |  |  |  | Covered PM Repair - Biomedical | MHHS-TMC
NO | NO |  |  |  | 069-40336 |  | GE Healthcare | CARESCAPE B850 |  | SKA14487217GA | TMC - JONES - NEURO ELECTIVE (4J) | MHHS-TMC |  | Monitor, Vital Signs |  | 069-40336 |  | TMC |  | TMC - JONES - NEURO ELECTIVE (4J) | [5 empty] | MONITORS, PHYSIOLOGIC, VITAL SIGNS |  | MONITORVITALSIGNS-GE-Carescape B850 | MONITORVITALSIGNS | Carescape B850 |  |  |  | GE | Monitor, Vital Signs |  | MONITORVITALSIGNS-GE-Carescape B850 |  |  |  |  | Covered PM Repair - Biomedical | MHHS-TMC
NO | NO |  |  |  | 069-40666 |  | GE Healthcare | CARESCAPE B850 |  | SKA15099413GR | TMC - JONES - NEURO ICU (7J) | MHHS-TMC |  | Monitor, Vital Signs |  | 069-40666 |  | TMC |  | TMC - JONES - NEURO ICU (7J) | [5 empty] | MONITORS, PHYSIOLOGIC, VITAL SIGNS |  | MONITORVITALSIGNS-GE-Carescape B850 | MONITORVITALSIGNS | Carescape B850 |  |  |  | GE | Monitor, Vital Signs |  | MONITORVITALSIGNS-GE-Carescape B850 |  |  |  |  | Covered PM Repair - Biomedical | MHHS-TMC
NO | NO |  |  |  | 069-40668 |  | GE Healthcare | CARESCAPE B850 |  | SKA15120073GR | TMC - JONES - NEURO ICU (7J) | MHHS-TMC |  | Monitor, Vital Signs |  | 069-40668 |  | TMC |  | TMC - JONES - NEURO ICU (7J) | [5 empty] | MONITORS, PHYSIOLOGIC, VITAL SIGNS |  | MONITORVITALSIGNS-GE-Carescape B850 | MONITORVITALSIGNS | Carescape B850 |  |  |  | GE | Monitor, Vital Signs |  | MONITORVITALSIGNS-GE-Carescape B850 |  |  |  |  | Covered PM Repair - Biomedical | MHHS-TMC
NO | NO |  |  |  | 069-40669 |  | GE Healthcare | CARESCAPE B850 |  | SKA15099548GR | TMC - JONES - NEURO ICU (7J) | MHHS-TMC |  | Monitor, Vital Signs |  | 069-40669 |  | TMC |  | TMC - JONES - NEURO ICU (7J) | [5 empty] | MONITORS, PHYSIOLOGIC, VITAL SIGNS |  | MONITORVITALSIGNS-GE-Carescape B850 | MONITORVITALSIGNS | Carescape B850 |  |  |  | GE | Monitor, Vital Signs |  | MONITORVITALSIGNS-GE-Carescape B850 |  |  |  |  | Covered PM Repair - Biomedical | MHHS-TMC
NO | NO |  |  |  | 069-40679 |  | GE Healthcare | CARESCAPE B850 |  | SKA15099418GR | TMC - JONES - NEURO ICU (7J) | MHHS-TMC |  | Monitor, Vital Signs |  | 069-40679 |  | TMC |  | TMC - JONES - NEURO ICU (7J) | [5 empty] | MONITORS, PHYSIOLOGIC, VITAL SIGNS |  | MONITORVITALSIGNS-GE-Carescape B850 | MONITORVITALSIGNS | Carescape B850 |  |  |  | GE | Monitor, Vital Signs |  | MONITORVITALSIGNS-GE-Carescape B850 |  |  |  |  | Covered PM Repair - Biomedical | MHHS-TMC
NO | NO |  |  |  | 069-40680 |  | GE Healthcare | CARESCAPE B850 |  | SKA15120094GR | TMC - JONES - NEURO ICU (7J) | MHHS-TMC |  | Monitor, Vital Signs |  | 069-40680 |  | TMC |  | TMC - JONES - NEURO ICU (7J) | [5 empty] | MONITORS, PHYSIOLOGIC, VITAL SIGNS |  | MONITORVITALSIGNS-GE-Carescape B850 | MONITORVITALSIGNS | Carescape B850 |  |  |  | GE | Monitor, Vital Signs |  | MONITORVITALSIGNS-GE-Carescape B850 |  |  |  |  | Covered PM Repair - Biomedical | MHHS-TMC
NO | NO |  |  |  | 069-40682 |  | GE Healthcare | CARESCAPE B850 |  | SKA15099551GR | TMC - JONES - NEURO ICU (7J) | MHHS-TMC |  | Monitor, Vital Signs |  | 069-40682 |  | TMC |  | TMC - JONES - NEURO ICU (7J) | [5 empty] | MONITORS, PHYSIOLOGIC, VITAL SIGNS |  | MONITORVITALSIGNS-GE-Carescape B850 | MONITORVITALSIGNS | Carescape B850 |  |  |  | GE | Monitor, Vital Signs |  | MONITORVITALSIGNS-GE-Carescape B850 |  |  |  |  | Covered PM Repair - Biomedical | MHHS-TMC
NO | NO |  |  |  | 069-40685 |  | GE Healthcare | CARESCAPE B850 |  | SKA15120040GR | TMC - JONES - NEURO ICU (7J) | MHHS-TMC |  | Monitor, Vital Signs |  | 069-40685 |  | TMC |  | TMC - JONES - NEURO ICU (7J) | [5 empty] | MONITORS, PHYSIOLOGIC, VITAL SIGNS |  | MONITORVITALSIGNS-GE-Carescape B850 | MONITORVITALSIGNS | Carescape B850 |  |  |  | GE | Monitor, Vital Signs |  | MONITORVITALSIGNS-GE-Carescape B850 |  |  |  |  | Covered PM Repair - Biomedical | MHHS-TMC
NO | NO |  |  |  | 069-40691 |  | GE Healthcare | CARESCAPE B850 |  | SKA15109668GR | TMC - JONES - NEURO ICU (7J) | MHHS-TMC |  | Monitor, Vital Signs |  | 069-40691 |  | TMC |  | TMC - JONES - NEURO ICU (7J) | [5 empty] | MONITORS, PHYSIOLOGIC, VITAL SIGNS |  | MONITORVITALSIGNS-GE-Carescape B850 | MONITORVITALSIGNS | Carescape B850 |  |  |  | GE | Monitor, Vital Signs |  | MONITORVITALSIGNS-GE-Carescape B850 |  |  |  |  | Covered PM Repair - Biomedical | MHHS-TMC
NO | NO |  |  |  | 069-40862 |  | GE Healthcare | CARESCAPE B850 |  | SKA15099428GR | TMC - JONES - NEURO ICU (7J) | MHHS-TMC |  | Monitor, Vital Signs |  | 069-40862 |  | TMC |  | TMC - JONES - NEURO ICU (7J) | [5 empty] | MONITORS, PHYSIOLOGIC, VITAL SIGNS |  | MONITORVITALSIGNS-GE-Carescape B850 | MONITORVITALSIGNS | Carescape B850 |  |  |  | GE | Monitor, Vital Signs |  | MONITORVITALSIGNS-GE-Carescape B850 |  |  |  |  | Covered PM Repair - Biomedical | MHHS-TMC
NO | NO |  |  |  | 069-40520 |  | GE Healthcare | CARESCAPE B850 |  | SKA15048706GR | TMC - JONES - TSCU (9J) | MHHS-TMC |  | Monitor, Vital Signs |  | 069-40520 |  | TMC |  | TMC - JONES - TSCU (9J) | [5 empty] | MONITORS, PHYSIOLOGIC, VITAL SIGNS |  | MONITORVITALSIGNS-GE-Carescape B850 | MONITORVITALSIGNS | Carescape B850 |  |  |  | GE | Monitor, Vital Signs |  | MONITORVITALSIGNS-GE-Carescape B850 |  |  |  |  | Covered PM Repair - Biomedical | MHHS-TMC
NO | NO |  |  |  | 069-40521 |  | GE Healthcare | CARESCAPE B850 |  | SKA15038457GR | TMC - JONES - TSCU (9J) | MHHS-TMC |  | Monitor, Vital Signs |  | 069-40521 |  | TMC |  | TMC - JONES - TSCU (9J) | [5 empty] | MONITORS, PHYSIOLOGIC, VITAL SIGNS |  | MONITORVITALSIGNS-GE-Carescape B850 | MONITORVITALSIGNS | Carescape B850 |  |  |  | GE | Monitor, Vital Signs |  | MONITORVITALSIGNS-GE-Carescape B850 |  |  |  |  | Covered PM Repair - Biomedical | MHHS-TMC
NO | NO |  |  |  | 069-40547 |  | GE Healthcare | CARESCAPE B850 |  | SKA15038453GR | TMC - JONES - TSCU (9J) | MHHS-TMC |  | Monitor, Vital Signs |  | 069-40547 |  | TMC |  | TMC - JONES - TSCU (9J) | [5 empty] | MONITORS, PHYSIOLOGIC, VITAL SIGNS |  | MONITORVITALSIGNS-GE-Carescape B850 | MONITORVITALSIGNS | Carescape B850 |  |  |  | GE | Monitor, Vital Signs |  | MONITORVITALSIGNS-GE-Carescape B850 |  |  |  |  | Covered PM Repair - Biomedical | MHHS-TMC
NO | NO |  |  |  | 069-40548 |  | GE Healthcare | CARESCAPE B850 |  | SKA15038472GR | TMC - JONES - TSCU (9J) | MHHS-TMC |  | Monitor, Vital Signs |  | 069-40548 |  | TMC |  | TMC - JONES - TSCU (9J) | [5 empty] | MONITORS, PHYSIOLOGIC, VITAL SIGNS |  | MONITORVITALSIGNS-GE-Carescape B850 | MONITORVITALSIGNS | Carescape B850 |  |  |  | GE | Monitor, Vital Signs |  | MONITORVITALSIGNS-GE-Carescape B850 |  |  |  |  | Covered PM Repair - Biomedical | MHHS-TMC
NO | NO |  |  |  | 069-44274 |  | GE Healthcare | CARESCAPE B850 |  | SPM17330106SA | TMC - JONES - TSCU (9J) | MHHS-TMC |  | Monitor, Vital Signs |  | 069-44274 |  | TMC |  | TMC - JONES - TSCU (9J) | [5 empty] | MONITORS, PHYSIOLOGIC, VITAL SIGNS |  | MONITORVITALSIGNS-GE-Carescape B850 | MONITORVITALSIGNS | Carescape B850 |  |  |  | GE | Monitor, Vital Signs |  | MONITORVITALSIGNS-GE-Carescape B850 |  |  |  |  | Covered PM Repair - Biomedical | MHHS-TMC
NO | NO |  |  |  | 069-44275 |  | GE Healthcare | CARESCAPE B850 |  | SPM17330109SA | TMC - JONES - TSCU (9J) | MHHS-TMC |  | Monitor, Vital Signs |  | 069-44275 |  | TMC |  | TMC - JONES - TSCU (9J) | [5 empty] | MONITORS, PHYSIOLOGIC, VITAL SIGNS |  | MONITORVITALSIGNS-GE-Carescape B850 | MONITORVITALSIGNS | Carescape B850 |  |  |  | GE | Monitor, Vital Signs |  | MONITORVITALSIGNS-GE-Carescape B850 |  |  |  |  | Covered PM Repair - Biomedical | MHHS-TMC
NO | NO |  |  |  | 069-44276 |  | GE Healthcare | CARESCAPE B850 |  | SPM17330114SA | TMC - JONES - TSCU (9J) | MHHS-TMC |  | Monitor, Vital Signs |  | 069-44276 |  | TMC |  | TMC - JONES - TSCU (9J) | [5 empty] | MONITORS, PHYSIOLOGIC, VITAL SIGNS |  | MONITORVITALSIGNS-GE-Carescape B850 | MONITORVITALSIGNS | Carescape B850 |  |  |  | GE | Monitor, Vital Signs |  | MONITORVITALSIGNS-GE-Carescape B850 |  |  |  |  | Covered PM Repair - Biomedical | MHHS-TMC
NO | NO |  |  |  | 069-44278 |  | GE Healthcare | CARESCAPE B850 |  | SPM17330104SA | TMC - JONES - TSCU (9J) | MHHS-TMC |  | Monitor, Vital Signs |  | 069-44278 |  | TMC |  | TMC - JONES - TSCU (9J) | [5 empty] | MONITORS, PHYSIOLOGIC, VITAL SIGNS |  | MONITORVITALSIGNS-GE-Carescape B850 | MONITORVITALSIGNS | Carescape B850 |  |  |  | GE | Monitor, Vital Signs |  | MONITORVITALSIGNS-GE-Carescape B850 |  |  |  |  | Covered PM Repair - Biomedical | MHHS-TMC
NO | NO |  |  |  | 074-04098 |  | GE Healthcare | CARESCAPE B850 |  | SED10222846GR | TMC - JONES - TSCU (9J) | MHHS-TMC |  | Monitor, Vital Signs |  | 074-04098 |  | TMC |  | TMC - JONES - TSCU (9J) | [5 empty] | MONITORS, PHYSIOLOGIC, VITAL SIGNS |  | MONITORVITALSIGNS-GE-Carescape B850 | MONITORVITALSIGNS | Carescape B850 |  |  |  | GE | Monitor, Vital Signs |  | MONITORVITALSIGNS-GE-Carescape B850 |  |  |  |  | Covered PM Repair - Biomedical | MHHS-TMC
NO | NO |  |  |  | 074-04742 |  | GE Healthcare | CARESCAPE B850 |  | SED13158835GA | TMC - OR - ANESTHESIA (OLD) | MHHS-TMC |  | Monitor, Vital Signs |  | 074-04742 |  | TMC |  | TMC - OR - ANESTHESIA (OLD) | [5 empty] | MONITORS, PHYSIOLOGIC, VITAL SIGNS |  | MONITORVITALSIGNS-GE-Carescape B850 | MONITORVITALSIGNS | Carescape B850 |  |  |  | GE | Monitor, Vital Signs |  | MONITORVITALSIGNS-GE-Carescape B850 |  |  |  |  | Covered PM Repair - Biomedical | MHHS-TMC
NO | NO |  |  |  | 069-38206 |  | GE Healthcare | CARESCAPE B850 |  | SED12425011GA | TMC - OR - PEDI OR (2R) | MHHS-TMC |  | Monitor, Vital Signs |  | 069-38206 |  | TMC |  | TMC - OR - PEDI OR (2R) | [5 empty] | MONITORS, PHYSIOLOGIC, VITAL SIGNS |  | MONITORVITALSIGNS-GE-Carescape B850 | MONITORVITALSIGNS | Carescape B850 |  |  |  | GE | Monitor, Vital Signs |  | MONITORVITALSIGNS-GE-Carescape B850 |  |  |  |  | Covered PM Repair - Biomedical | MHHS-TMC
NO | NO |  |  |  | 069-42985 |  | GE Healthcare | CARESCAPE B850 |  | SKA16320076SA | TMC - RADIOLOGY - JONES PAVILION | MHHS-TMC |  | Monitor, Vital Signs |  | 069-42985 |  | TMC |  | TMC - RADIOLOGY - JONES PAVILION | [5 empty] | MONITORS, PHYSIOLOGIC, VITAL SIGNS |  | MONITORVITALSIGNS-GE-Carescape B850 | MONITORVITALSIGNS | Carescape B850 |  |  |  | GE | Monitor, Vital Signs |  | MONITORVITALSIGNS-GE-Carescape B850 |  |  |  |  | Covered PM Repair - Biomedical | MHHS-TMC
NO | NO |  |  |  | 069-44057 |  | GE Healthcare | CARESCAPE B850 |  | SPM19190116SA | TMC - SAROFIM 1 - ADULT ER | MHHS-TMC |  | Monitor, Vital Signs |  | 069-44057 |  | TMC |  | TMC - SAROFIM 1 - ADULT ER | [5 empty] | MONITORS, PHYSIOLOGIC, VITAL SIGNS |  | MONITORVITALSIGNS-GE-Carescape B850 | MONITORVITALSIGNS | Carescape B850 |  |  |  | GE | Monitor, Vital Signs |  | MONITORVITALSIGNS-GE-Carescape B850 |  |  |  |  | Covered PM Repair - Biomedical | MHHS-TMC
NO | NO |  |  |  | 069-44085 |  | GE Healthcare | CARESCAPE B850 |  | SPM19190074SA | TMC - SAROFIM 1 - ADULT ER | MHHS-TMC |  | Monitor, Vital Signs |  | 069-44085 |  | TMC |  | TMC - SAROFIM 1 - ADULT ER | [5 empty] | MONITORS, PHYSIOLOGIC, VITAL SIGNS |  | MONITORVITALSIGNS-GE-Carescape B850 | MONITORVITALSIGNS | Carescape B850 |  |  |  | GE | Monitor, Vital Signs |  | MONITORVITALSIGNS-GE-Carescape B850 |  |  |  |  | Covered PM Repair - Biomedical | MHHS-TMC
NO | NO |  |  |  | 069-48352 |  | GE Healthcare | CARESCAPE B850 |  | SPM19430037SA | TMC - SAROFIM 5 - BURN UNIT | MHHS-TMC |  | Monitor, Vital Signs |  | 069-48352 |  | TMC |  | TMC - SAROFIM 5 - BURN UNIT | [5 empty] | MONITORS, PHYSIOLOGIC, VITAL SIGNS |  | MONITORVITALSIGNS-GE-Carescape B850 | MONITORVITALSIGNS | Carescape B850 |  |  |  | GE | Monitor, Vital Signs |  | MONITORVITALSIGNS-GE-Carescape B850 |  |  |  |  | Covered PM Repair - Biomedical | MHHS-TMC
NO | NO |  |  |  | 069-48355 |  | GE Healthcare | CARESCAPE B850 |  | SPM19430040SA | TMC - SAROFIM 5 - BURN UNIT | MHHS-TMC |  | Monitor, Vital Signs |  | 069-48355 |  | TMC |  | TMC - SAROFIM 5 - BURN UNIT | [5 empty] | MONITORS, PHYSIOLOGIC, VITAL SIGNS |  | MONITORVITALSIGNS-GE-Carescape B850 | MONITORVITALSIGNS | Carescape B850 |  |  |  | GE | Monitor, Vital Signs |  | MONITORVITALSIGNS-GE-Carescape B850 |  |  |  |  | Covered PM Repair - Biomedical | MHHS-TMC
NO | NO |  |  |  | 069-48358 |  | GE Healthcare | CARESCAPE B850 |  | SPM19430034SA | TMC - SAROFIM 5 - BURN UNIT | MHHS-TMC |  | Monitor, Vital Signs |  | 069-48358 |  | TMC |  | TMC - SAROFIM 5 - BURN UNIT | [5 empty] | MONITORS, PHYSIOLOGIC, VITAL SIGNS |  | MONITORVITALSIGNS-GE-Carescape B850 | MONITORVITALSIGNS | Carescape B850 |  |  |  | GE | Monitor, Vital Signs |  | MONITORVITALSIGNS-GE-Carescape B850 |  |  |  |  | Covered PM Repair - Biomedical | MHHS-TMC
NO | NO |  |  |  | 069-48361 |  | GE Healthcare | CARESCAPE B850 |  | SPM19410021SA | TMC - SAROFIM 5 - BURN UNIT | MHHS-TMC |  | Monitor, Vital Signs |  | 069-48361 |  | TMC |  | TMC - SAROFIM 5 - BURN UNIT | [5 empty] | MONITORS, PHYSIOLOGIC, VITAL SIGNS |  | MONITORVITALSIGNS-GE-Carescape B850 | MONITORVITALSIGNS | Carescape B850 |  |  |  | GE | Monitor, Vital Signs |  | MONITORVITALSIGNS-GE-Carescape B850 |  |  |  |  | Covered PM Repair - Biomedical | MHHS-TMC
NO | NO |  |  |  | 069-48364 |  | GE Healthcare | CARESCAPE B850 |  | SPM19430038SA | TMC - SAROFIM 5 - BURN UNIT | MHHS-TMC |  | Monitor, Vital Signs |  | 069-48364 |  | TMC |  | TMC - SAROFIM 5 - BURN UNIT | [5 empty] | MONITORS, PHYSIOLOGIC, VITAL SIGNS |  | MONITORVITALSIGNS-GE-Carescape B850 | MONITORVITALSIGNS | Carescape B850 |  |  |  | GE | Monitor, Vital Signs |  | MONITORVITALSIGNS-GE-Carescape B850 |  |  |  |  | Covered PM Repair - Biomedical | MHHS-TMC
NO | NO |  |  |  | 069-48367 |  | GE Healthcare | CARESCAPE B850 |  | SPM19430019SA | TMC - SAROFIM 5 - BURN UNIT | MHHS-TMC |  | Monitor, Vital Signs |  | 069-48367 |  | TMC |  | TMC - SAROFIM 5 - BURN UNIT | [5 empty] | MONITORS, PHYSIOLOGIC, VITAL SIGNS |  | MONITORVITALSIGNS-GE-Carescape B850 | MONITORVITALSIGNS | Carescape B850 |  |  |  | GE | Monitor, Vital Signs |  | MONITORVITALSIGNS-GE-Carescape B850 |  |  |  |  | Covered PM Repair - Biomedical | MHHS-TMC
NO | NO |  |  |  | 069-48370 |  | GE Healthcare | CARESCAPE B850 |  | SPM19430017SA | TMC - SAROFIM 5 - BURN UNIT | MHHS-TMC |  | Monitor, Vital Signs |  | 069-48370 |  | TMC |  | TMC - SAROFIM 5 - BURN UNIT | [5 empty] | MONITORS, PHYSIOLOGIC, VITAL SIGNS |  | MONITORVITALSIGNS-GE-Carescape B850 | MONITORVITALSIGNS | Carescape B850 |  |  |  | GE | Monitor, Vital Signs |  | MONITORVITALSIGNS-GE-Carescape B850 |  |  |  |  | Covered PM Repair - Biomedical | MHHS-TMC
NO | NO |  |  |  | 069-48289 |  | GE Healthcare | CARESCAPE B850 |  | SPM19430008SA | TMC - SAROFIM 6 - STICU | MHHS-TMC |  | Monitor, Vital Signs |  | 069-48289 |  | TMC |  | TMC - SAROFIM 6 - STICU | [5 empty] | MONITORS, PHYSIOLOGIC, VITAL SIGNS |  | MONITORVITALSIGNS-GE-Carescape B850 | MONITORVITALSIGNS | Carescape B850 |  |  |  | GE | Monitor, Vital Signs |  | MONITORVITALSIGNS-GE-Carescape B850 |  |  |  |  | Covered PM Repair - Biomedical | MHHS-TMC
NO | NO |  |  |  | 069-48292 |  | GE Healthcare | CARESCAPE B850 |  | SPM19430011SA | TMC - SAROFIM 6 - STICU | MHHS-TMC |  | Monitor, Vital Signs |  | 069-48292 |  | TMC |  | TMC - SAROFIM 6 - STICU | [5 empty] | MONITORS, PHYSIOLOGIC, VITAL SIGNS |  | MONITORVITALSIGNS-GE-Carescape B850 | MONITORVITALSIGNS | Carescape B850 |  |  |  | GE | Monitor, Vital Signs |  | MONITORVITALSIGNS-GE-Carescape B850 |  |  |  |  | Covered PM Repair - Biomedical | MHHS-TMC
NO | NO |  |  |  | 069-48295 |  | GE Healthcare | CARESCAPE B850 |  | SPM19430018SA | TMC - SAROFIM 6 - STICU | MHHS-TMC |  | Monitor, Vital Signs |  | 069-48295 |  | TMC |  | TMC - SAROFIM 6 - STICU | [5 empty] | MONITORS, PHYSIOLOGIC, VITAL SIGNS |  | MONITORVITALSIGNS-GE-Carescape B850 | MONITORVITALSIGNS | Carescape B850 |  |  |  | GE | Monitor, Vital Signs |  | MONITORVITALSIGNS-GE-Carescape B850 |  |  |  |  | Covered PM Repair - Biomedical | MHHS-TMC
NO | NO |  |  |  | 069-48298 |  | GE Healthcare | CARESCAPE B850 |  | SPM19430015SA | TMC - SAROFIM 6 - STICU | MHHS-TMC |  | Monitor, Vital Signs |  | 069-48298 |  | TMC |  | TMC - SAROFIM 6 - STICU | [5 empty] | MONITORS, PHYSIOLOGIC, VITAL SIGNS |  | MONITORVITALSIGNS-GE-Carescape B850 | MONITORVITALSIGNS | Carescape B850 |  |  |  | GE | Monitor, Vital Signs |  | MONITORVITALSIGNS-GE-Carescape B850 |  |  |  |  | Covered PM Repair - Biomedical | MHHS-TMC
NO | NO |  |  |  | 069-48301 |  | GE Healthcare | CARESCAPE B850 |  | SPM19430009SA | TMC - SAROFIM 6 - STICU | MHHS-TMC |  | Monitor, Vital Signs |  | 069-48301 |  | TMC |  | TMC - SAROFIM 6 - STICU | [5 empty] | MONITORS, PHYSIOLOGIC, VITAL SIGNS |  | MONITORVITALSIGNS-GE-Carescape B850 | MONITORVITALSIGNS | Carescape B850 |  |  |  | GE | Monitor, Vital Signs |  | MONITORVITALSIGNS-GE-Carescape B850 |  |  |  |  | Covered PM Repair - Biomedical | MHHS-TMC
NO | NO |  |  |  | 069-48304 |  | GE Healthcare | CARESCAPE B850 |  | SPM19430014SA | TMC - SAROFIM 6 - STICU | MHHS-TMC |  | Monitor, Vital Signs |  | 069-48304 |  | TMC |  | TMC - SAROFIM 6 - STICU | [5 empty] | MONITORS, PHYSIOLOGIC, VITAL SIGNS |  | MONITORVITALSIGNS-GE-Carescape B850 | MONITORVITALSIGNS | Carescape B850 |  |  |  | GE | Monitor, Vital Signs |  | MONITORVITALSIGNS-GE-Carescape B850 |  |  |  |  | Covered PM Repair - Biomedical | MHHS-TMC
NO | NO |  |  |  | 069-48307 |  | GE Healthcare | CARESCAPE B850 |  | SPM19430036SA | TMC - SAROFIM 6 - STICU | MHHS-TMC |  | Monitor, Vital Signs |  | 069-48307 |  | TMC |  | TMC - SAROFIM 6 - STICU | [5 empty] | MONITORS, PHYSIOLOGIC, VITAL SIGNS |  | MONITORVITALSIGNS-GE-Carescape B850 | MONITORVITALSIGNS | Carescape B850 |  |  |  | GE | Monitor, Vital Signs |  | MONITORVITALSIGNS-GE-Carescape B850 |  |  |  |  | Covered PM Repair - Biomedical | MHHS-TMC
NO | NO |  |  |  | 069-48310 |  | GE Healthcare | CARESCAPE B850 |  | SPM19430006SA | TMC - SAROFIM 6 - STICU | MHHS-TMC |  | Monitor, Vital Signs |  | 069-48310 |  | TMC |  | TMC - SAROFIM 6 - STICU | [5 empty] | MONITORS, PHYSIOLOGIC, VITAL SIGNS |  | MONITORVITALSIGNS-GE-Carescape B850 | MONITORVITALSIGNS | Carescape B850 |  |  |  | GE | Monitor, Vital Signs |  | MONITORVITALSIGNS-GE-Carescape B850 |  |  |  |  | Covered PM Repair - Biomedical | MHHS-TMC
NO | NO |  |  |  | 069-48408 |  | GE Healthcare | CARESCAPE B850 |  | SPM19430033SA | TMC - SAROFIM 6 - STICU | MHHS-TMC |  | Monitor, Vital Signs |  | 069-48408 |  | TMC |  | TMC - SAROFIM 6 - STICU | [5 empty] | MONITORS, PHYSIOLOGIC, VITAL SIGNS |  | MONITORVITALSIGNS-GE-Carescape B850 | MONITORVITALSIGNS | Carescape B850 |  |  |  | GE | Monitor, Vital Signs |  | MONITORVITALSIGNS-GE-Carescape B850 |  |  |  |  | Covered PM Repair - Biomedical | MHHS-TMC
NO | NO |  |  |  | 069-48411 |  | GE Healthcare | CARESCAPE B850 |  | SPM19430039SA | TMC - SAROFIM 6 - STICU | MHHS-TMC |  | Monitor, Vital Signs |  | 069-48411 |  | TMC |  | TMC - SAROFIM 6 - STICU | [5 empty] | MONITORS, PHYSIOLOGIC, VITAL SIGNS |  | MONITORVITALSIGNS-GE-Carescape B850 | MONITORVITALSIGNS | Carescape B850 |  |  |  | GE | Monitor, Vital Signs |  | MONITORVITALSIGNS-GE-Carescape B850 |  |  |  |  | Covered PM Repair - Biomedical | MHHS-TMC
NO | NO |  |  |  | 069-48414 |  | GE Healthcare | CARESCAPE B850 |  | SPM19430020SA | TMC - SAROFIM 6 - STICU | MHHS-TMC |  | Monitor, Vital Signs |  | 069-48414 |  | TMC |  | TMC - SAROFIM 6 - STICU | [5 empty] | MONITORS, PHYSIOLOGIC, VITAL SIGNS |  | MONITORVITALSIGNS-GE-Carescape B850 | MONITORVITALSIGNS | Carescape B850 |  |  |  | GE | Monitor, Vital Signs |  | MONITORVITALSIGNS-GE-Carescape B850 |  |  |  |  | Covered PM Repair - Biomedical | MHHS-TMC
NO | NO |  |  |  | 069-48426 |  | GE Healthcare | CARESCAPE B850 |  | SPM19430035SA | TMC - SAROFIM 6 - STICU | MHHS-TMC |  | Monitor, Vital Signs |  | 069-48426 |  | TMC |  | TMC - SAROFIM 6 - STICU | [5 empty] | MONITORS, PHYSIOLOGIC, VITAL SIGNS |  | MONITORVITALSIGNS-GE-Carescape B850 | MONITORVITALSIGNS | Carescape B850 |  |  |  | GE | Monitor, Vital Signs |  | MONITORVITALSIGNS-GE-Carescape B850 |  |  |  |  | Covered PM Repair - Biomedical | MHHS-TMC
NO | NO |  |  |  | 069-48429 |  | GE Healthcare | CARESCAPE B850 |  | SPM19430012SA | TMC - SAROFIM 6 - STICU | MHHS-TMC |  | Monitor, Vital Signs |  | 069-48429 |  | TMC |  | TMC - SAROFIM 6 - STICU | [5 empty] | MONITORS, PHYSIOLOGIC, VITAL SIGNS |  | MONITORVITALSIGNS-GE-Carescape B850 | MONITORVITALSIGNS | Carescape B850 |  |  |  | GE | Monitor, Vital Signs |  | MONITORVITALSIGNS-GE-Carescape B850 |  |  |  |  | Covered PM Repair - Biomedical | MHHS-TMC
NO | NO |  |  |  | 069-48432 |  | GE Healthcare | CARESCAPE B850 |  | SPM19430001SA | TMC - SAROFIM 6 - STICU | MHHS-TMC |  | Monitor, Vital Signs |  | 069-48432 |  | TMC |  | TMC - SAROFIM 6 - STICU | [5 empty] | MONITORS, PHYSIOLOGIC, VITAL SIGNS |  | MONITORVITALSIGNS-GE-Carescape B850 | MONITORVITALSIGNS | Carescape B850 |  |  |  | GE | Monitor, Vital Signs |  | MONITORVITALSIGNS-GE-Carescape B850 |  |  |  |  | Covered PM Repair - Biomedical | MHHS-TMC
NO | NO |  |  |  | 069-48435 |  | GE Healthcare | CARESCAPE B850 |  | SPM18380095SA | TMC - SAROFIM 6 - STICU | MHHS-TMC |  | Monitor, Vital Signs |  | 069-48435 |  | TMC |  | TMC - SAROFIM 6 - STICU | [5 empty] | MONITORS, PHYSIOLOGIC, VITAL SIGNS |  | MONITORVITALSIGNS-GE-Carescape B850 | MONITORVITALSIGNS | Carescape B850 |  |  |  | GE | Monitor, Vital Signs |  | MONITORVITALSIGNS-GE-Carescape B850 |  |  |  |  | Covered PM Repair - Biomedical | MHHS-TMC
NO | NO |  |  |  | 069-48438 |  | GE Healthcare | CARESCAPE B850 |  | SPM18380100SA | TMC - SAROFIM 6 - STICU | MHHS-TMC |  | Monitor, Vital Signs |  | 069-48438 |  | TMC |  | TMC - SAROFIM 6 - STICU | [5 empty] | MONITORS, PHYSIOLOGIC, VITAL SIGNS |  | MONITORVITALSIGNS-GE-Carescape B850 | MONITORVITALSIGNS | Carescape B850 |  |  |  | GE | Monitor, Vital Signs |  | MONITORVITALSIGNS-GE-Carescape B850 |  |  |  |  | Covered PM Repair - Biomedical | MHHS-TMC
NO | NO |  |  |  | 069-48032 |  | GE Healthcare | CARESCAPE B850 |  | SPM19430097SA | TMC - SAROFIM 8 - HVI ICU | MHHS-TMC |  | Monitor, Vital Signs |  | 069-48032 |  | TMC |  | TMC - SAROFIM 8 - HVI ICU | [5 empty] | MONITORS, PHYSIOLOGIC, VITAL SIGNS |  | MONITORVITALSIGNS-GE-Carescape B850 | MONITORVITALSIGNS | Carescape B850 |  |  |  | GE | Monitor, Vital Signs |  | MONITORVITALSIGNS-GE-Carescape B850 |  |  |  |  | Covered PM Repair - Biomedical | MHHS-TMC
NO | NO |  |  |  | 069-48035 |  | GE Healthcare | CARESCAPE B850 |  | SPM19430024SA | TMC - SAROFIM 8 - HVI ICU | MHHS-TMC |  | Monitor, Vital Signs |  | 069-48035 |  | TMC |  | TMC - SAROFIM 8 - HVI ICU | [5 empty] | MONITORS, PHYSIOLOGIC, VITAL SIGNS |  | MONITORVITALSIGNS-GE-Carescape B850 | MONITORVITALSIGNS | Carescape B850 |  |  |  | GE | Monitor, Vital Signs |  | MONITORVITALSIGNS-GE-Carescape B850 |  |  |  |  | Covered PM Repair - Biomedical | MHHS-TMC
NO | NO |  |  |  | 069-48040 |  | GE Healthcare | CARESCAPE B850 |  | SPM19430031SA | TMC - SAROFIM 8 - HVI ICU | MHHS-TMC |  | Monitor, Vital Signs |  | 069-48040 |  | TMC |  | TMC - SAROFIM 8 - HVI ICU | [5 empty] | MONITORS, PHYSIOLOGIC, VITAL SIGNS |  | MONITORVITALSIGNS-GE-Carescape B850 | MONITORVITALSIGNS | Carescape B850 |  |  |  | GE | Monitor, Vital Signs |  | MONITORVITALSIGNS-GE-Carescape B850 |  |  |  |  | Covered PM Repair - Biomedical | MHHS-TMC
NO | NO |  |  |  | 069-48041 |  | GE Healthcare | CARESCAPE B850 |  | SPM19430122SA | TMC - SAROFIM 8 - HVI ICU | MHHS-TMC |  | Monitor, Vital Signs |  | 069-48041 |  | TMC |  | TMC - SAROFIM 8 - HVI ICU | [5 empty] | MONITORS, PHYSIOLOGIC, VITAL SIGNS |  | MONITORVITALSIGNS-GE-Carescape B850 | MONITORVITALSIGNS | Carescape B850 |  |  |  | GE | Monitor, Vital Signs |  | MONITORVITALSIGNS-GE-Carescape B850 |  |  |  |  | Covered PM Repair - Biomedical | MHHS-TMC
NO | NO |  |  |  | 069-48044 |  | GE Healthcare | CARESCAPE B850 |  | SPM19430013SA | TMC - SAROFIM 8 - HVI ICU | MHHS-TMC |  | Monitor, Vital Signs |  | 069-48044 |  | TMC |  | TMC - SAROFIM 8 - HVI ICU | [5 empty] | MONITORS, PHYSIOLOGIC, VITAL SIGNS |  | MONITORVITALSIGNS-GE-Carescape B850 | MONITORVITALSIGNS | Carescape B850 |  |  |  | GE | Monitor, Vital Signs |  | MONITORVITALSIGNS-GE-Carescape B850 |  |  |  |  | Covered PM Repair - Biomedical | MHHS-TMC
NO | NO |  |  |  | 069-48047 |  | GE Healthcare | CARESCAPE B850 |  | SPM19430026SA | TMC - SAROFIM 8 - HVI ICU | MHHS-TMC |  | Monitor, Vital Signs |  | 069-48047 |  | TMC |  | TMC - SAROFIM 8 - HVI ICU | [5 empty] | MONITORS, PHYSIOLOGIC, VITAL SIGNS |  | MONITORVITALSIGNS-GE-Carescape B850 | MONITORVITALSIGNS | Carescape B850 |  |  |  | GE | Monitor, Vital Signs |  | MONITORVITALSIGNS-GE-Carescape B850 |  |  |  |  | Covered PM Repair - Biomedical | MHHS-TMC
NO | NO |  |  |  | 069-48050 |  | GE Healthcare | CARESCAPE B850 |  | SPM19430032SA | TMC - SAROFIM 8 - HVI ICU | MHHS-TMC |  | Monitor, Vital Signs |  | 069-48050 |  | TMC |  | TMC - SAROFIM 8 - HVI ICU | [5 empty] | MONITORS, PHYSIOLOGIC, VITAL SIGNS |  | MONITORVITALSIGNS-GE-Carescape B850 | MONITORVITALSIGNS | Carescape B850 |  |  |  | GE | Monitor, Vital Signs |  | MONITORVITALSIGNS-GE-Carescape B850 |  |  |  |  | Covered PM Repair - Biomedical | MHHS-TMC
NO | NO |  |  |  | 069-48127 |  | GE Healthcare | CARESCAPE B850 |  | SPM19430120SA | TMC - SAROFIM 8 - HVI ICU | MHHS-TMC |  | Monitor, Vital Signs |  | 069-48127 |  | TMC |  | TMC - SAROFIM 8 - HVI ICU | [5 empty] | MONITORS, PHYSIOLOGIC, VITAL SIGNS |  | MONITORVITALSIGNS-GE-Carescape B850 | MONITORVITALSIGNS | Carescape B850 |  |  |  | GE | Monitor, Vital Signs |  | MONITORVITALSIGNS-GE-Carescape B850 |  |  |  |  | Covered PM Repair - Biomedical | MHHS-TMC
NO | NO |  |  |  | 069-48142 |  | GE Healthcare | CARESCAPE B850 |  | SPM18380033SA | TMC - SAROFIM 8 - HVI ICU | MHHS-TMC |  | Monitor, Vital Signs |  | 069-48142 |  | TMC |  | TMC - SAROFIM 8 - HVI ICU | [5 empty] | MONITORS, PHYSIOLOGIC, VITAL SIGNS |  | MONITORVITALSIGNS-GE-Carescape B850 | MONITORVITALSIGNS | Carescape B850 |  |  |  | GE | Monitor, Vital Signs |  | MONITORVITALSIGNS-GE-Carescape B850 |  |  |  |  | Covered PM Repair - Biomedical | MHHS-TMC
NO | NO |  |  |  | 069-48152 |  | GE Healthcare | CARESCAPE B850 |  | SPM18380090SA | TMC - SAROFIM 8 - HVI ICU | MHHS-TMC |  | Monitor, Vital Signs |  | 069-48152 |  | TMC |  | TMC - SAROFIM 8 - HVI ICU | [5 empty] | MONITORS, PHYSIOLOGIC, VITAL SIGNS |  | MONITORVITALSIGNS-GE-Carescape B850 | MONITORVITALSIGNS | Carescape B850 |  |  |  | GE | Monitor, Vital Signs |  | MONITORVITALSIGNS-GE-Carescape B850 |  |  |  |  | Not Covered Vendor Only - Biomedical | MHHS-TMC
NO | NO |  |  |  | 069-48155 |  | GE Healthcare | CARESCAPE B850 |  | SPM19390038SA | TMC - SAROFIM 8 - HVI ICU | MHHS-TMC |  | Monitor, Vital Signs |  | 069-48155 |  | TMC |  | TMC - SAROFIM 8 - HVI ICU | [5 empty] | MONITORS, PHYSIOLOGIC, VITAL SIGNS |  | MONITORVITALSIGNS-GE-Carescape B850 | MONITORVITALSIGNS | Carescape B850 |  |  |  | GE | Monitor, Vital Signs |  | MONITORVITALSIGNS-GE-Carescape B850 |  |  |  |  | Covered PM Repair - Biomedical | MHHS-TMC
NO | NO |  |  |  | 069-48158 |  | GE Healthcare | CARESCAPE B850 |  | SPM19380090SA | TMC - SAROFIM 8 - HVI ICU | MHHS-TMC |  | Monitor, Vital Signs |  | 069-48158 |  | TMC |  | TMC - SAROFIM 8 - HVI ICU | [5 empty] | MONITORS, PHYSIOLOGIC, VITAL SIGNS |  | MONITORVITALSIGNS-GE-Carescape B850 | MONITORVITALSIGNS | Carescape B850 |  |  |  | GE | Monitor, Vital Signs |  | MONITORVITALSIGNS-GE-Carescape B850 |  |  |  |  | Covered PM Repair - Biomedical | MHHS-TMC
NO | NO |  |  |  | 069-48161 |  | GE Healthcare | CARESCAPE B850 |  | SPM19430127SA | TMC - SAROFIM 8 - HVI ICU | MHHS-TMC |  | Monitor, Vital Signs |  | 069-48161 |  | TMC |  | TMC - SAROFIM 8 - HVI ICU | [5 empty] | MONITORS, PHYSIOLOGIC, VITAL SIGNS |  | MONITORVITALSIGNS-GE-Carescape B850 | MONITORVITALSIGNS | Carescape B850 |  |  |  | GE | Monitor, Vital Signs |  | MONITORVITALSIGNS-GE-Carescape B850 |  |  |  |  | Covered PM Repair - Biomedical | MHHS-TMC
NO | NO |  |  |  | 069-48164 |  | GE Healthcare | CARESCAPE B850 |  | SPM19430022SA | TMC - SAROFIM 8 - HVI ICU | MHHS-TMC |  | Monitor, Vital Signs |  | 069-48164 |  | TMC |  | TMC - SAROFIM 8 - HVI ICU | [5 empty] | MONITORS, PHYSIOLOGIC, VITAL SIGNS |  | MONITORVITALSIGNS-GE-Carescape B850 | MONITORVITALSIGNS | Carescape B850 |  |  |  | GE | Monitor, Vital Signs |  | MONITORVITALSIGNS-GE-Carescape B850 |  |  |  |  | Not Covered Vendor Only - Biomedical | MHHS-TMC
NO | NO |  |  |  | 069-48167 |  | GE Healthcare | CARESCAPE B850 |  | SPM19430096SA | TMC - SAROFIM 8 - HVI ICU | MHHS-TMC |  | Monitor, Vital Signs |  | 069-48167 |  | TMC |  | TMC - SAROFIM 8 - HVI ICU | [5 empty] | MONITORS, PHYSIOLOGIC, VITAL SIGNS |  | MONITORVITALSIGNS-GE-Carescape B850 | MONITORVITALSIGNS | Carescape B850 |  |  |  | GE | Monitor, Vital Signs |  | MONITORVITALSIGNS-GE-Carescape B850 |  |  |  |  | Covered PM Repair - Biomedical | MHHS-TMC
NO | NO |  |  |  | 069-48170 |  | GE Healthcare | CARESCAPE B850 |  | SPM19430023SA | TMC - SAROFIM 8 - HVI ICU | MHHS-TMC |  | Monitor, Vital Signs |  | 069-48170 |  | TMC |  | TMC - SAROFIM 8 - HVI ICU | [5 empty] | MONITORS, PHYSIOLOGIC, VITAL SIGNS |  | MONITORVITALSIGNS-GE-Carescape B850 | MONITORVITALSIGNS | Carescape B850 |  |  |  | GE | Monitor, Vital Signs |  | MONITORVITALSIGNS-GE-Carescape B850 |  |  |  |  | Covered PM Repair - Biomedical | MHHS-TMC
NO | NO |  |  |  | 069-48173 |  | GE Healthcare | CARESCAPE B850 |  | SPM19430019SA | TMC - SAROFIM 8 - HVI ICU | MHHS-TMC |  | Monitor, Vital Signs |  | 069-48173 |  | TMC |  | TMC - SAROFIM 8 - HVI ICU | [5 empty] | MONITORS, PHYSIOLOGIC, VITAL SIGNS |  | MONITORVITALSIGNS-GE-Carescape B850 | MONITORVITALSIGNS | Carescape B850 |  |  |  | GE | Monitor, Vital Signs |  | MONITORVITALSIGNS-GE-Carescape B850 |  |  |  |  | Covered PM Repair - Biomedical | MHHS-TMC
NO | NO |  |  |  | 069-48176 |  | GE Healthcare | CARESCAPE B850 |  | SPM19430153SA | TMC - SAROFIM 8 - HVI ICU | MHHS-TMC |  | Monitor, Vital Signs |  | 069-48176 |  | TMC |  | TMC - SAROFIM 8 - HVI ICU | [5 empty] | MONITORS, PHYSIOLOGIC, VITAL SIGNS |  | MONITORVITALSIGNS-GE-Carescape B850 | MONITORVITALSIGNS | Carescape B850 |  |  |  | GE | Monitor, Vital Signs |  | MONITORVITALSIGNS-GE-Carescape B850 |  |  |  |  | Covered PM Repair - Biomedical | MHHS-TMC
NO | NO |  |  |  | 029-07232 |  | GE Healthcare | CARESCAPE B850 |  | SED11481172GA | WOODLANDS - BIOMEDICAL SERVICES | MHHS-Woodlands |  | Monitor, Vital Signs |  | 029-07232 |  | Woodlands |  | WOODLANDS - BIOMEDICAL SERVICES | [5 empty] | MONITORS, PHYSIOLOGIC, VITAL SIGNS |  | MONITORVITALSIGNS-GE-Carescape B850 | MONITORVITALSIGNS | Carescape B850 |  |  |  | GE | Monitor, Vital Signs |  | MONITORVITALSIGNS-GE-Carescape B850 |  |  |  |  | Covered PM Repair - Biomedical | MHHS-Woodlands
NO | NO |  |  |  | 029-09834 |  | GE Healthcare | CARESCAPE B850 |  | SKA14436395GA | WOODLANDS - MICU | MHHS-Woodlands |  | Monitor, Vital Signs |  | 029-09834 |  | Woodlands |  | WOODLANDS - MICU | [5 empty] | MONITORS, PHYSIOLOGIC, VITAL SIGNS |  | MONITORVITALSIGNS-GE-Carescape B850 | MONITORVITALSIGNS | Carescape B850 |  |  |  | GE | Monitor, Vital Signs |  | MONITORVITALSIGNS-GE-Carescape B850 |  |  |  |  | Covered PM Repair - Biomedical | MHHS-Woodlands
NO | NO |  |  |  | 029-09843 |  | GE Healthcare | CARESCAPE B850 |  | SKA15048590GR | WOODLANDS - MICU | MHHS-Woodlands |  | Monitor, Vital Signs |  | 029-09843 |  | Woodlands |  | WOODLANDS - MICU | [5 empty] | MONITORS, PHYSIOLOGIC, VITAL SIGNS |  | MONITORVITALSIGNS-GE-Carescape B850 | MONITORVITALSIGNS | Carescape B850 |  |  |  | GE | Monitor, Vital Signs |  | MONITORVITALSIGNS-GE-Carescape B850 |  |  |  |  | Covered PM Repair - Biomedical | MHHS-Woodlands
NO | NO |  |  |  | 029-09846 |  | GE Healthcare | CARESCAPE B850 |  | SKA14375549GR | WOODLANDS - MICU | MHHS-Woodlands |  | Monitor, Vital Signs |  | 029-09846 |  | Woodlands |  | WOODLANDS - MICU | [5 empty] | MONITORS, PHYSIOLOGIC, VITAL SIGNS |  | MONITORVITALSIGNS-GE-Carescape B850 | MONITORVITALSIGNS | Carescape B850 |  |  |  | GE | Monitor, Vital Signs |  | MONITORVITALSIGNS-GE-Carescape B850 |  |  |  |  | Not Covered Vendor Only - Biomedical | MHHS-Woodlands
NO | NO |  |  |  | 029-09849 |  | GE Healthcare | CARESCAPE B850 |  | SKA15038460GR | WOODLANDS - MICU | MHHS-Woodlands |  | Monitor, Vital Signs |  | 029-09849 |  | Woodlands |  | WOODLANDS - MICU | [5 empty] | MONITORS, PHYSIOLOGIC, VITAL SIGNS |  | MONITORVITALSIGNS-GE-Carescape B850 | MONITORVITALSIGNS | Carescape B850 |  |  |  | GE | Monitor, Vital Signs |  | MONITORVITALSIGNS-GE-Carescape B850 |  |  |  |  | Covered PM Repair - Biomedical | MHHS-Woodlands
NO | NO |  |  |  | 029-09997 |  | GE Healthcare | CARESCAPE B850 |  | SKA15038482GR | WOODLANDS - MICU | MHHS-Woodlands |  | Monitor, Vital Signs |  | 029-09997 |  | Woodlands |  | WOODLANDS - MICU | [5 empty] | MONITORS, PHYSIOLOGIC, VITAL SIGNS |  | MONITORVITALSIGNS-GE-Carescape B850 | MONITORVITALSIGNS | Carescape B850 |  |  |  | GE | Monitor, Vital Signs |  | MONITORVITALSIGNS-GE-Carescape B850 |  |  |  |  | Covered PM Repair - Biomedical | MHHS-Woodlands
NO | NO |  |  |  | 029-12549 |  | GE Healthcare | CARESCAPE B850 |  | SPM19130087SA | WOODLANDS - NEUROLOGY | MHHS-Woodlands |  | Monitor, Vital Signs |  | 029-12549 |  | Woodlands |  | WOODLANDS - NEUROLOGY | [5 empty] | MONITORS, PHYSIOLOGIC, VITAL SIGNS |  | MONITORVITALSIGNS-GE-Carescape B850 | MONITORVITALSIGNS | Carescape B850 |  |  |  | GE | Monitor, Vital Signs |  | MONITORVITALSIGNS-GE-Carescape B850 |  |  |  |  | Covered PM Repair - Biomedical | MHHS-Woodlands
NO | NO |  |  |  | 029-09779 |  | GE Healthcare | CARESCAPE B850 |  | SKA15260379SA | WOODLANDS - OR | MHHS-Woodlands |  | Monitor, Vital Signs |  | 029-09779 |  | Woodlands |  | WOODLANDS - OR | [5 empty] | MONITORS, PHYSIOLOGIC, VITAL SIGNS |  | MONITORVITALSIGNS-GE-Carescape B850 | MONITORVITALSIGNS | Carescape B850 |  |  |  | GE | Monitor, Vital Signs |  | MONITORVITALSIGNS-GE-Carescape B850 |  |  |  |  | Not Covered Vendor Only - Lab Ana/Anes | MHHS-Woodlands
NO | NO |  |  |  | 029-07239 |  | GE Healthcare | CARESCAPE B850 |  | SED11481182GA | WOODLANDS - PACU | MHHS-Woodlands |  | Monitor, Vital Signs |  | 029-07239 |  | Woodlands |  | WOODLANDS - PACU | [5 empty] | MONITORS, PHYSIOLOGIC, VITAL SIGNS |  | MONITORVITALSIGNS-GE-Carescape B850 | MONITORVITALSIGNS | Carescape B850 |  |  |  | GE | Monitor, Vital Signs |  | MONITORVITALSIGNS-GE-Carescape B850 |  |  |  |  | Covered PM Repair - Biomedical | MHHS-Woodlands
NO | NO |  |  |  | 029-09832 |  | GE Healthcare | CARESCAPE B850 |  | SKA14436392GR | WOODLANDS - SICU | MHHS-Woodlands |  | Monitor, Vital Signs |  | 029-09832 |  | Woodlands |  | WOODLANDS - SICU | [5 empty] | MONITORS, PHYSIOLOGIC, VITAL SIGNS |  | MONITORVITALSIGNS-GE-Carescape B850 | MONITORVITALSIGNS | Carescape B850 |  |  |  | GE | Monitor, Vital Signs |  | MONITORVITALSIGNS-GE-Carescape B850 |  |  |  |  | Covered PM Repair - Biomedical | MHHS-Woodlands
NO | YES |  |  |  | 142-07919 | 142-07919 | GE Healthcare | CARESCAPE CENTRAL STATION MAS700 |  | SNF18290032SA | NE-Telemetry | MHHS-Northeast |  |  |  | 142-07919 | 142-07919 | Katy | MHHS-Northeast | NE-Telemetry | Control Monitoring | 11/1/18 | 11/1/19 |  |  | MONITORS, CENTRAL STATION | Monitor, Central Station | MONITORCENTRALSTATION-GE-Carescape MAI700 |  |  |  |  | MONITORCENTRALSTATION-GE-Carescape MAI700 | GE |  |  |  |  | 10/19/18 |  | MCS-A | Covered PM Repair - Biomedical | MHHS-Northeast | [8 empty] | MONITORCENTRALSTATION | Monitor, Central Station | GE
NO | YES |  |  |  | 142-07911 | 142-07911 | GE Healthcare | CARESCAPE CENTRAL STATION MAS700 |  | SNF18290033SA | NE-Telemetry | MHHS-Northeast |  |  |  | 142-07911 | 142-07911 | Katy | MHHS-Northeast | NE-Telemetry | Control Monitoring | 5/1/19 | 11/1/19 |  |  | MONITORS, CENTRAL STATION | Monitor, Central Station | MONITORCENTRALSTATION-GE-Carescape MAI700 |  |  |  |  | MONITORCENTRALSTATION-GE-Carescape MAI700 | GE |  |  |  |  | 6/12/15 |  | MCS-A | Covered PM Repair - Biomedical | MHHS-Northeast | [8 empty] | MONITORCENTRALSTATION | Monitor, Central Station | GE
NO | YES |  |  |  | 142-07912 | 142-07912 | GE Healthcare | CARESCAPE CENTRAL STATION MAS700 |  | SNF18290029SA | NE-Telemetry | MHHS-Northeast |  |  |  | 142-07912 | 142-07912 | Katy | MHHS-Northeast | NE-Telemetry | Tel | 5/1/19 | 1/1/19 |  |  | MONITORS, CENTRAL STATION | Monitor, Central Station | MONITORCENTRALSTATION-GE-Carescape MAI700 |  |  |  |  | MONITORCENTRALSTATION-GE-Carescape MAI700 | GE |  |  |  |  | 1/1/10 |  | MCS-A | Covered PM Repair - Biomedical | MHHS-Northeast | [8 empty] | MONITORCENTRALSTATION | Monitor, Central Station | GE
NO | YES |  |  |  | 142-07913 | 142-07913 | GE Healthcare | CARESCAPE CENTRAL STATION MAS700 |  | SNF18290031SA | NE-Telemetry | MHHS-Northeast |  |  |  | 142-07913 | 142-07913 | Katy | MHHS-Northeast | NE-Telemetry | Telemetry | 5/1/19 | 1/1/19 |  |  | MONITORS, CENTRAL STATION | Monitor, Central Station | MONITORCENTRALSTATION-GE-Carescape MAI700 |  |  |  |  | MONITORCENTRALSTATION-GE-Carescape MAI700 | GE | [6 empty] | MCS-A | Covered PM Repair - Biomedical | MHHS-Northeast | [8 empty] | MONITORCENTRALSTATION | Monitor, Central Station | GE
NO | YES |  |  |  | 142-07920 | 142-07920 | GE Healthcare | CARESCAPE CENTRAL STATION MAS700 |  | SNF18290018SA | NE-Telemetry | MHHS-Northeast |  |  |  | 142-07920 | 142-07920 | Katy | MHHS-Northeast | NE-Telemetry | Control Monitoring | 5/1/19 | 11/1/19 |  |  | MONITORS, CENTRAL STATION | Monitor, Central Station | MONITORCENTRALSTATION-GE-Carescape MAI700 |  |  |  |  | MONITORCENTRALSTATION-GE-Carescape MAI700 | GE | [6 empty] | MCS-A | Covered PM Repair - Biomedical | MHHS-Northeast | [8 empty] | MONITORCENTRALSTATION | Monitor, Central Station | GE
NO | YES |  |  |  | 142-07921 | 142-07921 | GE Healthcare | CARESCAPE CENTRAL STATION MAS700 |  | SNF18290024SA | NE-Telemetry | MHHS-Northeast |  |  |  | 142-07921 | 142-07921 | Katy | MHHS-Northeast | NE-Telemetry | Control Monitoring | 5/1/19 | 11/1/20 |  |  | MONITORS, CENTRAL STATION | Monitor, Central Station | MONITORCENTRALSTATION-GE-Carescape MAI700 |  |  |  |  | MONITORCENTRALSTATION-GE-Carescape MAI700 | GE | [6 empty] | MCS-A | Covered PM Repair - Biomedical | MHHS-Northeast | [8 empty] | MONITORCENTRALSTATION | Monitor, Central Station | GE
NO | YES |  |  |  | 142-07922 | 142-07922 | GE Healthcare | CARESCAPE CENTRAL STATION MAS700 |  | SNF18290019SA | NE-Telemetry | MHHS-Northeast |  |  |  | 142-07922 | 142-07922 | Katy | MHHS-Northeast | NE-Telemetry | Telemetry | 5/1/19 | 1/1/19 |  |  | MONITORS, CENTRAL STATION | Monitor, Central Station | MONITORCENTRALSTATION-GE-Carescape MAI700 |  |  |  |  | MONITORCENTRALSTATION-GE-Carescape MAI700 | GE |  |  |  |  | 1/2/02 |  | MCS-A | Covered PM Repair - Biomedical | MHHS-Northeast | [8 empty] | MONITORCENTRALSTATION | Monitor, Central Station | GE
YES | YES | Serial Number CNL |  |  | 142-70915 | 142-70915 | GE Healthcare | CARESCAPE CENTRAL STATION MAS700 |  | CNL | Tele |  |  |  |  | 142-70915 | 142-70915 | Katy | 3W Med Surg | Tele | Control Monitoring | 2/1/20 |  |  |  |  | Monitor, Central Station | MONITORCENTRALSTATION-GE-Carescape MAI700 | [12 empty] | MCS-A | [10 empty] | MONITORCENTRALSTATION | Monitor, Central Station | GE
NO | NO |  |  |  | 142-07915 |  | GE Healthcare | CARESCAPE CENTRAL STATION MAS700 |  | SNF18290030SA | NE - 3 WEST TOWER | MHHS-Northeast |  |  |  | 142-07915 |  | Katy |  | NE - 3 WEST TOWER | [5 empty] | MONITORS, CENTRAL STATION |  | MONITORCENTRALSTATION-GE-Carescape MAI700 |  |  |  |  | MONITORCENTRALSTATION-GE-Carescape MAI700 | GE | [7 empty] | Covered PM Repair - Biomedical | MHHS-Northeast
NO | YES |  |  |  | 142-07916 | 142-07916 | GE Healthcare | CARESCAPE CENTRAL STATION MD22 |  |  | NE-Telemetry | MHHS-Northeast |  |  |  | 142-07916 | 142-07916 | Katy | MHHS-Northeast | NE-Telemetry | Control Monitoring | 5/1/19 | 11/1/19 |  |  | MONITORS, CENTRAL STATION | Monitor, Central Station | MONITORCENTRALSTATION-GE-Carescape MAI700 |  |  |  |  | MONITORCENTRALSTATION-GE-Carescape MAI700 | GE | [6 empty] | MCS-A | Covered PM Repair - Biomedical | MHHS-Northeast | [8 empty] | MONITORCENTRALSTATION | Monitor, Central Station | GE
NO | YES |  |  |  | 142-07917 | 142-07917 | GE Healthcare | CARESCAPE CENTRAL STATION MD22 |  |  | NE-Telemetry | MHHS-Northeast |  |  |  | 142-07917 | 142-07917 | Katy | MHHS-Northeast | NE-Telemetry | Control Monitoring | 5/1/19 | 11/1/19 |  |  | MONITORS, CENTRAL STATION | Monitor, Central Station | MONITORCENTRALSTATION-GE-Carescape MAI700 |  |  |  |  | MONITORCENTRALSTATION-GE-Carescape MAI700 | GE | [6 empty] | MCS-A | Covered PM Repair - Biomedical | MHHS-Northeast | [8 empty] | MONITORCENTRALSTATION | Monitor, Central Station | GE
NO | YES |  |  |  | 142-07923 | 142-07923 | GE Healthcare | CARESCAPE CENTRAL STATION MD22 |  |  | NE-Telemetry | MHHS-Northeast |  |  |  | 142-07923 | 142-07923 | Katy | MHHS-Northeast | NE-Telemetry | Telemetry | 5/1/19 | 11/1/19 |  |  | MONITORS, CENTRAL STATION | Monitor, Central Station | MONITORCENTRALSTATION-GE-Carescape MAI700 |  |  |  |  | MONITORCENTRALSTATION-GE-Carescape MAI700 | GE | [6 empty] | MCS-A | Covered PM Repair - Biomedical | MHHS-Northeast | [8 empty] | MONITORCENTRALSTATION | Monitor, Central Station | GE
NO | YES |  |  |  | 142-07924 | 142-07924 | GE Healthcare | CARESCAPE CENTRAL STATION MD22 |  |  | NE-Telemetry | MHHS-Northeast |  |  |  | 142-07924 | 142-07924 | Katy | MHHS-Northeast | NE-Telemetry | Telemetry | 5/1/19 | 11/1/19 |  |  | MONITORS, CENTRAL STATION | Monitor, Central Station | MONITORCENTRALSTATION-GE-Carescape MAI700 |  |  |  |  | MONITORCENTRALSTATION-GE-Carescape MAI700 | GE | [6 empty] | MCS-A | Covered PM Repair - Biomedical | MHHS-Northeast | [8 empty] | MONITORCENTRALSTATION | Monitor, Central Station | GE
NO | YES |  |  |  | 142-07925 | 142-07925 | GE Healthcare | CARESCAPE CENTRAL STATION MD22 |  |  | NE-Telemetry | MHHS-Northeast |  |  |  | 142-07925 | 142-07925 | Katy | MHHS-Northeast | NE-Telemetry | Telemetry | 5/1/19 | 11/1/19 |  |  | MONITORS, CENTRAL STATION | Monitor, Central Station | MONITORCENTRALSTATION-GE-Carescape MAI700 |  |  |  |  | MONITORCENTRALSTATION-GE-Carescape MAI700 | GE | [6 empty] | MCS-A | Covered PM Repair - Biomedical | MHHS-Northeast | [8 empty] | MONITORCENTRALSTATION | Monitor, Central Station | GE
NO | YES |  |  |  | 142-07926 | 142-07926 | GE Healthcare | CARESCAPE CENTRAL STATION MD22 |  |  | NE-Telemetry | MHHS-Northeast |  |  |  | 142-07926 | 142-07926 | Katy | MHHS-Northeast | NE-Telemetry | Telemetry | 5/1/19 | 11/1/20 |  |  | MONITORS, CENTRAL STATION | Monitor, Central Station | MONITORCENTRALSTATION-GE-Carescape MAI700 |  |  |  |  | MONITORCENTRALSTATION-GE-Carescape MAI700 | GE | [6 empty] | MCS-A | Covered PM Repair - Biomedical | MHHS-Northeast | [8 empty] | MONITORCENTRALSTATION | Monitor, Central Station | GE
NO | YES |  |  |  | 142-08017 | 142-08017 | GE Healthcare | CARESCAPE CENTRAL STATION MD22 |  |  | NE-Telemetry | MHHS-Northeast |  |  |  | 142-08017 | 142-08017 | Katy | MHHS-Northeast | NE-Telemetry | Control Monitoring | 5/1/19 | 11/1/19 |  |  | MONITORS, CENTRAL STATION | Monitor, Central Station | MONITORCENTRALSTATION-GE-Carescape MAI700 |  |  |  |  | MONITORCENTRALSTATION-GE-Carescape MAI700 | GE | [6 empty] | MCS-A | Covered PM Repair - Biomedical | MHHS-Northeast | [8 empty] | MONITORCENTRALSTATION | Monitor, Central Station | GE
NO | YES |  |  |  | 142-08018 | 142-08018 | GE Healthcare | CARESCAPE CENTRAL STATION MD22 |  |  | NE-Telemetry | MHHS-Northeast |  |  |  | 142-08018 | 142-08018 | Katy | MHHS-Northeast | NE-Telemetry | Control Monitoring | 5/1/19 | 11/1/19 |  |  | MONITORS, CENTRAL STATION | Monitor, Central Station | MONITORCENTRALSTATION-GE-Carescape MAI700 |  |  |  |  | MONITORCENTRALSTATION-GE-Carescape MAI700 | GE | [6 empty] | MCS-A | Covered PM Repair - Biomedical | MHHS-Northeast | [8 empty] | MONITORCENTRALSTATION | Monitor, Central Station | GE
NO | NO |  |  |  | 142-07914 |  | GE Healthcare | CARESCAPE CENTRAL STATION MD22 |  |  | NE - 3 WEST TOWER | MHHS-Northeast |  |  |  | 142-07914 |  | Katy |  | NE - 3 WEST TOWER | [5 empty] | MONITORS, CENTRAL STATION |  | MONITORCENTRALSTATION-GE-Carescape MAI700 |  |  |  |  | MONITORCENTRALSTATION-GE-Carescape MAI700 | GE | [7 empty] | Covered PM Repair - Biomedical | MHHS-Northeast
NO | NO |  |  |  | 142-07918 |  | GE Healthcare | CARESCAPE CENTRAL STATION MD22 |  |  | NE - 3 WEST TOWER | MHHS-Northeast |  |  |  | 142-07918 |  | Katy |  | NE - 3 WEST TOWER | [5 empty] | MONITORS, CENTRAL STATION |  | MONITORCENTRALSTATION-GE-Carescape MAI700 |  |  |  |  | MONITORCENTRALSTATION-GE-Carescape MAI700 | GE | [7 empty] | Covered PM Repair - Biomedical | MHHS-Northeast
YES | YES |  |  |  | 151-02057 | 151-02057 | GE Healthcare | Carescape Central Station V1 |  | SGJ17020021SA | Biomed shop |  |  |  |  | 151-02057 | 151-02057 | Northwest | Memorial Hermann Cypress Hospital | Biomed shop | Biomed storage M2 506 | 3/1/18 | 3/1/19
NO | YES |  |  |  |  | 099-01378 | GE Healthcare | CARESCAPE CIC PRO |  | SGJ15394289SA | NE-Clinical Decision Unit | MHHS-Northeast |  |  |  |  | 099-01378 | Katy | MHHS-Northeast | NE-Clinical Decision Unit | Nursing |  |  |  |  | MONITORS, CENTRAL STATION | Monitor, Central Station | MONITORCENTRALSTATION-GE-CIC PRO |  |  |  |  | MONITORCENTRALSTATION-GE-CIC PRO | GE | [6 empty] | MCS-A | Covered PM Repair - Biomedical | MHHS-Northeast | [8 empty] | MONITORCENTRALSTATION | Monitor, Central Station | GE
NO | YES |  |  |  |  | 099-03876 | GE Healthcare | CARESCAPE CIC PRO |  | SGJ15394240SA | NE-Clinical Decision Unit | MHHS-Northeast |  |  |  |  | 099-03876 | Katy | MHHS-Northeast | NE-Clinical Decision Unit | Nurse station | 11/1/19 | 11/1/20 |  |  | MONITORS, CENTRAL STATION | Monitor, Central Station | MONITORCENTRALSTATION-GE-CIC PRO |  |  |  |  | MONITORCENTRALSTATION-GE-CIC PRO | GE | [6 empty] | MCS-A | Covered PM Repair - Biomedical | MHHS-Northeast | [8 empty] | MONITORCENTRALSTATION | Monitor, Central Station | GE
NO | YES |  |  |  | 142-06703 | 142-06703 | GE Healthcare | CARESCAPE CIC PRO |  | SGJ15466856SA | NE-Day Surgery | MHHS-Northeast |  |  |  | 142-06703 | 142-06703 | Katy | MHHS-Northeast | NE-Day Surgery | Nurses station | 4/1/19 | 4/1/20 |  |  | MONITORS, CENTRAL STATION | Monitor, Central Station | MONITORCENTRALSTATION-GE-CIC PRO |  |  |  |  | MONITORCENTRALSTATION-GE-CIC PRO | GE | [6 empty] | MCS-A | Covered PM Repair - Biomedical | MHHS-Northeast | [8 empty] | MONITORCENTRALSTATION | Monitor, Central Station | GE
NO | YES |  |  |  | 142-06916 | 142-06916 | GE Healthcare | CARESCAPE CIC PRO |  | SGJ16344228SA | NE-ER | MHHS-Northeast |  |  |  | 142-06916 | 142-06916 | Katy | MHHS-Northeast | NE-ER | Nurses Station | 8/1/19 | 8/1/20 |  |  | MONITORS, CENTRAL STATION | Monitor, Central Station | MONITORCENTRALSTATION-GE-CIC PRO |  |  |  |  | MONITORCENTRALSTATION-GE-CIC PRO | GE | [6 empty] | MCS-A | Covered PM Repair - Biomedical | MHHS-Northeast | [8 empty] | MONITORCENTRALSTATION | Monitor, Central Station | GE
NO | YES |  |  |  | 145-00336 | 145-00336 | GE Healthcare | CARESCAPE CIC PRO |  | SGJ16119891SA | Pearland-Cardiac Cath Lab | MHHS-Pearland Hospital |  |  |  | 145-00336 | 145-00336 | Pearland | MHHS-Pearland Hospital | Pearland-Cardiac Cath Lab | Cardiac Cath Lab | 7/1/19 | 7/1/20 |  |  | MONITORS, CENTRAL STATION | Monitor, Central Station | MONITORCENTRALSTATION-GE-CIC PRO |  |  |  |  | MONITORCENTRALSTATION-GE-CIC PRO | GE |  |  |  |  | 6/5/09 |  | MCS-A | Covered PM Repair - Biomedical | MHHS-Pearland Hospital | [8 empty] | MONITORCENTRALSTATION | Monitor, Central Station | GE
NO | YES |  |  |  | 077-08345 | 077-08345 | GE Healthcare | CARESCAPE CIC PRO |  | SDY14041086GR | TMC-Children's-NICU (7Hp) | MHHS-TMC |  |  |  | 077-08345 | 077-08345 | TMC | MHHS-TMC | TMC-Children's-NICU (7Hp) |  | 8/7/19 |  |  |  | MONITORS, CENTRAL STATION |  | MONITORCENTRALSTATION-GE-CIC PRO |  |  |  |  | MONITORCENTRALSTATION-GE-CIC PRO | GE | [5 empty] | Verified 3/30/2020 4:07pm (Central) |  | Covered PM Repair - Biomedical | MHHS-TMC
NO | YES |  |  |  | 077-08573 | 077-08573 | GE Healthcare | CARESCAPE CIC PRO |  | SDY13165177GR | TMC-Children's-NICU (7Hp) | MHHS-TMC |  |  |  | 077-08573 | 077-08573 | TMC | MHHS-TMC | TMC-Children's-NICU (7Hp) |  | 8/8/19 |  |  |  | MONITORS, CENTRAL STATION |  | MONITORCENTRALSTATION-GE-CIC PRO |  |  |  |  | MONITORCENTRALSTATION-GE-CIC PRO | GE | [5 empty] | Verified 3/30/2020 4:07pm (Central) |  | Covered PM Repair - Biomedical | MHHS-TMC
NO | YES |  |  |  | 077-08650 | 077-08650 | GE Healthcare | CARESCAPE CIC PRO |  | SDY12322580GR | TMC-Children's-NICU (7Hp) | MHHS-TMC |  |  |  | 077-08650 | 077-08650 | TMC | MHHS-TMC | TMC-Children's-NICU (7Hp) |  | 8/8/19 |  |  |  | MONITORS, CENTRAL STATION |  | MONITORCENTRALSTATION-GE-CIC PRO |  |  |  |  | MONITORCENTRALSTATION-GE-CIC PRO | GE | [5 empty] | Verified 3/30/2020 4:07pm (Central) |  | Covered PM Repair - Biomedical | MHHS-TMC
NO | YES |  |  |  | 077-09247 | 077-09247 | GE Healthcare | CARESCAPE CIC PRO |  | SDY13510935GA | TMC-Children's-NICU/SCU (8Hp) | MHHS-TMC |  |  |  | 077-09247 | 077-09247 | TMC | MHHS-TMC | TMC-Children's-NICU/SCU (8Hp) |  | 8/6/19 |  |  |  | MONITORS, CENTRAL STATION |  | MONITORCENTRALSTATION-GE-CIC PRO |  |  |  |  | MONITORCENTRALSTATION-GE-CIC PRO | GE | [5 empty] | Verified 3/30/2020 4:07pm (Central) |  | Covered PM Repair - Biomedical | MHHS-TMC
NO | YES |  |  |  | 077-09249 | 077-09249 | GE Healthcare | CARESCAPE CIC PRO |  | SDY13510941GA | TMC-Children's-NICU/SCU (8Hp) | MHHS-TMC |  |  |  | 077-09249 | 077-09249 | TMC | MHHS-TMC | TMC-Children's-NICU/SCU (8Hp) |  | 8/6/19 |  |  |  | MONITORS, CENTRAL STATION |  | MONITORCENTRALSTATION-GE-CIC PRO |  |  |  |  | MONITORCENTRALSTATION-GE-CIC PRO | GE | [5 empty] | Verified 3/30/2020 4:07pm (Central) |  | Covered PM Repair - Biomedical | MHHS-TMC
NO | YES |  |  |  | 069-41286 | 069-41286 | GE Healthcare | CARESCAPE CIC PRO |  | SGJ15020467GA | MICU West Cullen | MHHS-TMC |  |  |  | 069-41286 | 069-41286 | TMC | Memorial Hermann-Texas Medical Center | MICU West Cullen | West Cullen TMC | 8/1/19 |  | 8/1/20 |  | MONITORS, CENTRAL STATION | Monitor, Central Station | MONITORCENTRALSTATION-GE-CIC PRO |  |  |  |  | MONITORCENTRALSTATION-GE-CIC PRO | GE | [6 empty] | MCS-A | Covered PM Repair - Biomedical | MHHS-TMC | [8 empty] | MONITORCENTRALSTATION | Monitor, Central Station | GE
NO | YES |  |  |  | 069-39750 | 069-39750 | GE Healthcare | CARESCAPE CIC PRO |  | SDY14190497GA | TMC-PACU-HVI (7Hvi) | MHHS-TMC |  |  |  | 069-39750 | 069-39750 | TMC | MHHS-TMC | TMC-PACU-HVI (7Hvi) | TMC - PACU -HVI (7HVI) | 8/1/19 |  | 8/1/20 |  | MONITORS, CENTRAL STATION | Monitor, Central Station | MONITORCENTRALSTATION-GE-CIC PRO |  |  |  |  | MONITORCENTRALSTATION-GE-CIC PRO | GE | [6 empty] | MCS-A | Covered PM Repair - Biomedical | MHHS-TMC | [8 empty] | MONITORCENTRALSTATION | Monitor, Central Station | GE
NO | YES |  |  |  | 029-10952 | 029-10952 | GE Healthcare | CARESCAPE CIC PRO |  | SGJ16221595SA | Woodlands-PCU5 | MHHS-Woodlands |  |  |  | 029-10952 | 029-10952 | Woodlands | MHHS-Woodlands | Woodlands-PCU5 | Nurse Station 1 | 11/1/19 |  | 11/1/20 |  | MONITORS, CENTRAL STATION | Monitor, Central Station | MONITORCENTRALSTATION-GE-CIC PRO |  |  |  |  | MONITORCENTRALSTATION-GE-CIC PRO | GE |  |  |  |  | 11/12/20 |  | MCS-A | Not Covered Vendor Only - Biomedical | MHHS-Woodlands | [8 empty] | MONITORCENTRALSTATION | Monitor, Central Station | GE
NO | YES |  |  |  | 029-10955 | 029-10955 | GE Healthcare | CARESCAPE CIC PRO |  | SGJ16221617SA | Woodlands-PCU5 | MHHS-Woodlands |  |  |  | 029-10955 | 029-10955 | Woodlands | MHHS-Woodlands | Woodlands-PCU5 | Nurse Station | 11/1/19 |  | 11/1/20 |  | MONITORS, CENTRAL STATION | Monitor, Central Station | MONITORCENTRALSTATION-GE-CIC PRO |  |  |  |  | MONITORCENTRALSTATION-GE-CIC PRO | GE |  |  |  |  | 11/12/20 |  | MCS-A | Not Covered Vendor Only - Biomedical | MHHS-Woodlands | [8 empty] | MONITORCENTRALSTATION | Monitor, Central Station | GE
NO | YES |  |  |  | 029-10738 | 029-10738 | GE Healthcare | CARESCAPE CIC PRO |  | SGJ16068790SA | Woodlands-CVICU | MHHS-Woodlands |  |  |  | 029-10738 | 029-10738 | Woodlands | MHHS-Woodlands | Woodlands-CVICU | Nursing station | 5/1/19 |  | 5/1/20 |  | MONITORS, CENTRAL STATION | Monitor, Central Station | MONITORCENTRALSTATION-GE-CIC PRO |  |  |  |  | MONITORCENTRALSTATION-GE-CIC PRO | GE |  |  |  |  | 11/12/20 |  | MCS-A | Not Covered Vendor Only - Biomedical | MHHS-Woodlands | [8 empty] | MONITORCENTRALSTATION | Monitor, Central Station | GE
NO | YES |  |  |  | 029-10329 | 029-10329 | GE Healthcare | CARESCAPE CIC PRO |  | SKA15483735SA | Woodlands-ER | MHHS-Woodlands |  |  |  | 029-10329 | 029-10329 | Woodlands | MHHS-Woodlands | Woodlands-ER | Room 5 | 9/1/19 |  | 9/1/20 |  | MONITORS, CENTRAL STATION | Monitor, Central Station | MONITORCENTRALSTATION-GE-CIC PRO |  |  |  |  | MONITORCENTRALSTATION-GE-CIC PRO | GE |  |  |  |  | 11/12/20 |  | MCS-A | Not Covered Vendor Only - Biomedical | MHHS-Woodlands | [8 empty] | MONITORCENTRALSTATION | Monitor, Central Station | GE
NO | YES |  |  |  | 029-06705 | 029-06705 | GE Healthcare | CARESCAPE CIC PRO |  | SDY10325134GA | Woodlands-MICU | MHHS-Woodlands |  |  |  | 029-06705 | 029-06705 | Woodlands | MHHS-Woodlands | Woodlands-MICU | Nursing statiom | 8/1/19 |  | 8/1/20 |  | MONITORS, CENTRAL STATION | Monitor, Central Station | MONITORCENTRALSTATION-GE-CIC PRO |  |  |  |  | MONITORCENTRALSTATION-GE-CIC PRO | GE | [6 empty] | MCS-A | Covered PM Repair - Biomedical | MHHS-Woodlands | [8 empty] | MONITORCENTRALSTATION | Monitor, Central Station | GE
NO | YES |  |  |  | 029-11802 | 029-11802 | GE Healthcare | CARESCAPE CIC PRO |  | SGJ17010039SA | Woodlands-PCU6 | MHHS-Woodlands |  |  |  | 029-11802 | 029-11802 | Woodlands | MHHS-Woodlands | Woodlands-PCU6 | Nurse Station | 10/1/19 |  | 10/1/20 |  | MONITORS, CENTRAL STATION | Monitor, Central Station | MONITORCENTRALSTATION-GE-CIC PRO |  |  |  |  | MONITORCENTRALSTATION-GE-CIC PRO | GE | [6 empty] | MCS-A | Covered PM Repair - Biomedical | MHHS-Woodlands | [8 empty] | MONITORCENTRALSTATION | Monitor, Central Station | GE
NO | YES |  |  |  | 029-11529 | 029-11529 | GE Healthcare | CARESCAPE CIC PRO |  | SGJ16221594SA | Woodlands-Telemetry | MHHS-Woodlands |  |  |  | 029-11529 | 029-11529 | Woodlands | MHHS-Woodlands | Woodlands-Telemetry | TELEMETRY | 11/1/19 |  | 11/1/20 |  | MONITORS, CENTRAL STATION | Monitor, Central Station | MONITORCENTRALSTATION-GE-CIC PRO |  |  |  |  | MONITORCENTRALSTATION-GE-CIC PRO | GE | [6 empty] | MCS-A | Covered PM Repair - Biomedical | MHHS-Woodlands | [8 empty] | MONITORCENTRALSTATION | Monitor, Central Station | GE
NO | YES |  |  |  | 029-11530 | 029-11530 | GE Healthcare | CARESCAPE CIC PRO |  | SGJ16221618SA | Woodlands-Telemetry | MHHS-Woodlands |  |  |  | 029-11530 | 029-11530 | Woodlands | MHHS-Woodlands | Woodlands-Telemetry | TELEMETRY | 11/1/19 |  | 11/1/20 |  | MONITORS, CENTRAL STATION | Monitor, Central Station | MONITORCENTRALSTATION-GE-CIC PRO |  |  |  |  | MONITORCENTRALSTATION-GE-CIC PRO | GE | [6 empty] | MCS-A | Covered PM Repair - Biomedical | MHHS-Woodlands | [8 empty] | MONITORCENTRALSTATION | Monitor, Central Station | GE
NO | YES | Asset Tag 029-11531 |  |  | 029-11531 | 029-11531 | GE Healthcare | CARESCAPE CIC PRO |  | SGJ16221621SA | Woodlands-Telemetry |  |  |  |  | 029-11531 | 029-11531 | Woodlands | MHHS-Woodlands | Woodlands-Telemetry | TELEMETRY | 11/1/19 |  | 11/1/20
NO | NO |  |  |  | 142-03141 |  | GE Healthcare | CARESCAPE CIC PRO |  | SGJ15251191SA | NE - ER | MHHS-Northeast |  |  |  | 142-03141 |  | Katy |  | NE - ER | [5 empty] | MONITORS, CENTRAL STATION |  | MONITORCENTRALSTATION-GE-CIC PRO |  |  |  |  | MONITORCENTRALSTATION-GE-CIC PRO | GE | [7 empty] | Covered PM Repair - Biomedical | MHHS-Northeast
NO | NO |  |  |  | 142-03301 |  | GE Healthcare | CARESCAPE CIC PRO |  | SGJ15251195SA | NE - ER | MHHS-Northeast |  |  |  | 142-03301 |  | Katy |  | NE - ER | [5 empty] | MONITORS, CENTRAL STATION |  | MONITORCENTRALSTATION-GE-CIC PRO |  |  |  |  | MONITORCENTRALSTATION-GE-CIC PRO | GE | [7 empty] | Covered PM Repair - Biomedical | MHHS-Northeast
NO | NO |  |  |  | 077-08478 |  | GE Healthcare | CARESCAPE CIC PRO |  | SDY13490759GR | TMC - CHILDRENS - NICU (7HP) | MHHS-TMC |  |  |  | 077-08478 |  | TMC |  | TMC - CHILDRENS - NICU (7HP) | [5 empty] | MONITORS, CENTRAL STATION |  | MONITORCENTRALSTATION-GE-CIC PRO |  |  |  |  | MONITORCENTRALSTATION-GE-CIC PRO | GE | [7 empty] | Covered PM Repair - Biomedical | MHHS-TMC
NO | NO |  |  |  | 069-41288 |  | GE Healthcare | CARESCAPE CIC PRO |  | SGJ15040565GA | TMC - HERMANN - STICU (3HP) | MHHS-TMC |  |  |  | 069-41288 |  | TMC |  | TMC - HERMANN - STICU (3HP) | [5 empty] | MONITORS, CENTRAL STATION |  | MONITORCENTRALSTATION-GE-CIC PRO |  |  |  |  | MONITORCENTRALSTATION-GE-CIC PRO | GE | [7 empty] | Covered PM Repair - Biomedical | MHHS-TMC
NO | NO |  |  |  | 069-41301 |  | GE Healthcare | CARESCAPE CIC PRO |  | SGJ15040545GA | TMC - HERMANN - STICU (3HP) | MHHS-TMC |  |  |  | 069-41301 |  | TMC |  | TMC - HERMANN - STICU (3HP) | [5 empty] | MONITORS, CENTRAL STATION |  | MONITORCENTRALSTATION-GE-CIC PRO |  |  |  |  | MONITORCENTRALSTATION-GE-CIC PRO | GE | [7 empty] | Covered PM Repair - Biomedical | MHHS-TMC
NO | NO |  |  |  | 074-05535 |  | GE Healthcare | CARESCAPE CIC PRO |  | SGJ16384719SA | TMC - HVI - CARDIOLOGY (3HVI) | MHHS-TMC |  |  |  | 074-05535 |  | TMC |  | TMC - HVI - CARDIOLOGY (3HVI) | [5 empty] | MONITORS, CENTRAL STATION |  | MONITORCENTRALSTATION-GE-CIC PRO |  |  |  |  | MONITORCENTRALSTATION-GE-CIC PRO | GE | [7 empty] | Covered PM Repair - Biomedical | MHHS-TMC
NO | NO |  |  |  | 069-41293 |  | GE Healthcare | CARESCAPE CIC PRO |  | SGJ15040553GA | TMC - JONES - NEURO ELECTIVE (4J) | MHHS-TMC |  |  |  | 069-41293 |  | TMC |  | TMC - JONES - NEURO ELECTIVE (4J) | [5 empty] | MONITORS, CENTRAL STATION |  | MONITORCENTRALSTATION-GE-CIC PRO |  |  |  |  | MONITORCENTRALSTATION-GE-CIC PRO | GE | [7 empty] | Covered PM Repair - Biomedical | MHHS-TMC
NO | NO |  |  |  | 029-06704 |  | GE Healthcare | CARESCAPE CIC PRO |  | SDY10325135GA | WOODLANDS - CATH LAB | MHHS-Woodlands |  |  |  | 029-06704 |  | Woodlands |  | WOODLANDS - CATH LAB | [5 empty] | MONITORS, CENTRAL STATION |  | MONITORCENTRALSTATION-GE-CIC PRO |  |  |  |  | MONITORCENTRALSTATION-GE-CIC PRO | GE | [7 empty] | Not Covered Vendor Only - Biomedical | MHHS-Woodlands
NO | NO |  |  |  | 029-09433 |  | GE Healthcare | CARESCAPE CIC PRO |  | SDY14081703GA | WOODLANDS - CATH LAB | MHHS-Woodlands |  |  |  | 029-09433 |  | Woodlands |  | WOODLANDS - CATH LAB | [5 empty] | MONITORS, CENTRAL STATION |  | MONITORCENTRALSTATION-GE-CIC PRO |  |  |  |  | MONITORCENTRALSTATION-GE-CIC PRO | GE | [7 empty] | Not Covered Vendor Only - Biomedical | MHHS-Woodlands
NO | NO |  |  |  | 029-06711 |  | GE Healthcare | CARESCAPE CIC PRO |  | SDY10385569GA | WOODLANDS - ER | MHHS-Woodlands |  |  |  | 029-06711 |  | Woodlands |  | WOODLANDS - ER | [5 empty] | MONITORS, CENTRAL STATION |  | MONITORCENTRALSTATION-GE-CIC PRO |  |  |  |  | MONITORCENTRALSTATION-GE-CIC PRO | GE | [7 empty] | Not Covered Vendor Only - Biomedical | MHHS-Woodlands
NO | NO |  |  |  | 029-10362 |  | GE Healthcare | CARESCAPE CIC PRO |  | SGJ15517795SA | WOODLANDS - ER | MHHS-Woodlands |  |  |  | 029-10362 |  | Woodlands |  | WOODLANDS - ER | [5 empty] | MONITORS, CENTRAL STATION |  | MONITORCENTRALSTATION-GE-CIC PRO |  |  |  |  | MONITORCENTRALSTATION-GE-CIC PRO | GE | [7 empty] | Not Covered Vendor Only - Biomedical | MHHS-Woodlands
NO | NO |  |  |  | 029-10363 |  | GE Healthcare | CARESCAPE CIC PRO |  | SGJ15517800SA | WOODLANDS - ER | MHHS-Woodlands |  |  |  | 029-10363 |  | Woodlands |  | WOODLANDS - ER | [5 empty] | MONITORS, CENTRAL STATION |  | MONITORCENTRALSTATION-GE-CIC PRO |  |  |  |  | MONITORCENTRALSTATION-GE-CIC PRO | GE | [7 empty] | Not Covered Vendor Only - Biomedical | MHHS-Woodlands
NO | NO |  |  |  | 029-10364 |  | GE Healthcare | CARESCAPE CIC PRO |  | SGJ15517801SA | WOODLANDS - ER | MHHS-Woodlands |  |  |  | 029-10364 |  | Woodlands |  | WOODLANDS - ER | [5 empty] | MONITORS, CENTRAL STATION |  | MONITORCENTRALSTATION-GE-CIC PRO |  |  |  |  | MONITORCENTRALSTATION-GE-CIC PRO | GE | [7 empty] | Covered PM Repair - Biomedical | MHHS-Woodlands
YES | YES |  |  |  | 069-47917 | 069-47917 | GE Healthcare | Carescape Control |  |  | TMC - CULLEN - ONCOLOGY/HEMATOLOGY (4C) |  |  |  |  | 069-47917 | 069-47917 | TMC | Memorial Hermann-Texas Medical Center | TMC - CULLEN - ONCOLOGY/HEMATOLOGY (4C) | Nurses Station
YES | YES |  |  |  | 029-11191 | 029-11191 | GE Healthcare | Carescape D19KT |  | DTQ211K2627 | CCC in spring |  |  |  |  | 029-11191 | 029-11191 | ccc spring |  | CCC in spring | ER 6
YES | YES |  |  |  | 074-06467 | 074-06467 | GE Healthcare | Carescape D19KT |  | DTT13011920 | Neuroscience ICU |  |  |  |  | 074-06467 | 074-06467 | Woodland memorial hospital | Neurology | Neuroscience ICU | E441
YES | YES |  |  |  | 074-06468 | 074-06468 | GE Healthcare | Carescape D19KT |  | DTT13011800 | Neuroscience ICU |  |  |  |  | 074-06468 | 074-06468 | Woodland memorial hospital | Neurology | Neuroscience ICU | E443
YES | YES |  |  |  | 074-06469 | 074-06469 | GE Healthcare | Carescape D19KT |  | DTT12011709 | Neuroscience ICU |  |  |  |  | 074-06469 | 074-06469 | Woodland memorial hospital | Neurology | Neuroscience ICU | E444
YES | YES |  |  |  | 074-06488 | 074-06488 | GE Healthcare | CARESCAPE D19KT |  | DTT13011822 | ICU |  |  |  |  | 074-06488 | 074-06488 | Woodlands | Memorial Hermann Hospital Woodlands | ICU | ICU E445
YES | YES |  |  |  | 074-06490 | 074-06490 | GE Healthcare | CARESCAPE D19KT |  | DTT13012006 | ICU |  |  |  |  | 074-06490 | 074-06490 | Woodlands | Memorial Hermann Hospital Woodlands | ICU | ICU E434
YES | YES |  |  |  | 074-06404 | 074-06404 | GE Healthcare | Carescape D19KT |  | DTT13011939 | Neuroscience ICU |  |  |  |  | 074-06404 | 074-06404 | Woodlands | Woodlan memorial hospital | Neuroscience ICU | Neuroscience 436
YES | YES |  |  |  | 074-06497 | 074-06497 | GE Healthcare | CARESCAPE D19KT |  | DTT13011902 | ICU |  |  |  |  | 074-06497 | 074-06497 | Woodlands | Memorial Hermann Hospital Woodlands | ICU | ICU E433
YES | YES |  |  |  | 029-13947 | 029-13947 | GE Healthcare | CARESCAPE D19KT |  | DTT13011832 | Neuroscience |  |  |  |  | 029-13947 | 029-13947 | Woodlands | Memorial Hermann Hospital Woodlands | Neuroscience | Neuroscience E431
NO | YES |  |  |  | 029-12390 | 029-12390 | GE Healthcare | CARESCAPE E-COVX |  |  | Woodlands-Cardiopulmonary | MHHS-Woodlands |  |  |  | 029-12390 | 029-12390 | Woodlands | MHHS-Woodlands | Woodlands-Cardiopulmonary |  | 12/1/18 |  | 12/1/19 |  | PHYSIOLOGIC MONITOR MODULES, EXHALED CARBON DIOXID |  | .needs class | [5 empty] | GE | [7 empty] | Covered PM Repair - Biomedical | MHHS-Woodlands
NO | YES |  |  |  | 029-12391 | 029-12391 | GE Healthcare | CARESCAPE E-COVX |  |  | Woodlands-Cardiopulmonary | MHHS-Woodlands |  |  |  | 029-12391 | 029-12391 | Woodlands | MHHS-Woodlands | Woodlands-Cardiopulmonary |  | 12/1/18 |  | 12/1/19 |  | PHYSIOLOGIC MONITOR MODULES, EXHALED CARBON DIOXID |  | .needs class | [5 empty] | GE |  |  |  |  | 5/13/15 |  |  | Covered PM Repair - Biomedical | MHHS-Woodlands
NO | YES |  |  |  | 029-12392 | 029-12392 | GE Healthcare | CARESCAPE E-COVX |  |  | Woodlands-Cardiopulmonary | MHHS-Woodlands |  |  |  | 029-12392 | 029-12392 | Woodlands | MHHS-Woodlands | Woodlands-Cardiopulmonary |  | 12/1/18 |  | 12/1/19 |  | PHYSIOLOGIC MONITOR MODULES, EXHALED CARBON DIOXID |  | .needs class | [5 empty] | GE |  |  |  |  | 9/1/16 |  |  | Covered PM Repair - Biomedical | MHHS-Woodlands
NO | YES |  |  |  | 029-12393 | 029-12393 | GE Healthcare | CARESCAPE E-COVX |  |  | Woodlands-Respiratory | MHHS-Woodlands |  |  |  | 029-12393 | 029-12393 | Woodlands | MHHS-Woodlands | Woodlands-Respiratory | Respiratory | 12/1/18 |  | 12/1/19 |  | PHYSIOLOGIC MONITOR MODULES, EXHALED CARBON DIOXID |  | .needs class | [5 empty] | GE |  |  |  |  | 7/31/20 |  |  | Covered PM Repair - Biomedical | MHHS-Woodlands
NO | YES |  |  |  | 151-01315 | 151-01315 | GE Healthcare | CARESCAPE E-SCIAO RESPIRATORY MODULE |  | SGV16510187HA | CY-OR | MHHS-Cypress |  |  |  | 151-01315 | 151-01315 | Northwest | MHHS-Cypress | CY-OR | Endoscopy | 12/1/19 | 12/1/20 |  |  | PHYSIOLOGIC MONITOR MODULES, ANESTHETIC GAS |  | .needs class | [5 empty] | GE |  |  |  |  | 7/31/20 |  |  | Covered PM Repair - Biomedical | MHHS-Cypress
NO | YES |  |  |  | 151-01317 | 151-01317 | GE Healthcare | CARESCAPE E-SCIAO RESPIRATORY MODULE |  | SGV16490029HA | CY-Endoscopy | MHHS-Cypress |  |  |  | 151-01317 | 151-01317 | Northwest | MHHS-Cypress | CY-Endoscopy | Bronchoscopy | 12/1/19 | 12/1/20 |  |  | PHYSIOLOGIC MONITOR MODULES, ANESTHETIC GAS |  | .needs class | [5 empty] | GE |  |  |  |  | 11/12/20 |  |  | Not Covered Vendor Only - Biomedical | MHHS-Cypress
NO | YES |  |  |  | 151-01313 | 151-01313 | GE Healthcare | CARESCAPE E-SCIAO RESPIRATORY MODULE |  | SGV16510140HA | CY-OR | MHHS-Cypress |  |  |  | 151-01313 | 151-01313 | Northwest | MHHS-Cypress | CY-OR | OR 4 | 5/1/19 |  |  |  | PHYSIOLOGIC MONITOR MODULES, ANESTHETIC GAS |  | .needs class | [5 empty] | GE |  |  |  |  | 11/12/20 |  |  | Not Covered Vendor Only - Biomedical | MHHS-Cypress
NO | YES |  |  |  | 151-01314 | 151-01314 | GE Healthcare | CARESCAPE E-SCIAO RESPIRATORY MODULE |  | SGV16500155HA | CY-OR | MHHS-Cypress |  |  |  | 151-01314 | 151-01314 | Northwest | MHHS-Cypress | CY-OR | Or | 5/1/19 | 5/1/20 |  |  | PHYSIOLOGIC MONITOR MODULES, ANESTHETIC GAS |  | .needs class | [5 empty] | GE |  |  |  |  | 11/12/20 |  |  | Not Covered Vendor Only - Biomedical | MHHS-Cypress
NO | YES |  |  |  | 151-01316 | 151-01316 | GE Healthcare | CARESCAPE E-SCIAO RESPIRATORY MODULE |  | SGV16510172HA | CY-OR | MHHS-Cypress |  |  |  | 151-01316 | 151-01316 | Northwest | MHHS-Cypress | CY-OR | OR8 | 5/1/19 | 5/1/20 |  |  | PHYSIOLOGIC MONITOR MODULES, ANESTHETIC GAS |  | .needs class | [5 empty] | GE |  |  |  |  | 11/12/20 |  |  | Not Covered Vendor Only - Biomedical | MHHS-Cypress
NO | YES |  |  |  | 151-01318 | 151-01318 | GE Healthcare | CARESCAPE E-SCIAO RESPIRATORY MODULE |  | SGV16510104HA | CY-OR | MHHS-Cypress |  |  |  | 151-01318 | 151-01318 | Northwest | MHHS-Cypress | CY-OR | OR 6 | 5/1/19 |  |  |  | PHYSIOLOGIC MONITOR MODULES, ANESTHETIC GAS |  | .needs class | [5 empty] | GE |  |  |  |  | 11/12/20 |  |  | Not Covered Vendor Only - Biomedical | MHHS-Cypress
NO | NO | [5 empty] | GE Healthcare | CARESCAPE GATEWAY |  | SGC15011358GR | NE - ICU | MHHS-Northeast | [5 empty] | Katy |  | NE - ICU | [5 empty] | COMPUTERS |  | .needs class | [5 empty] | GE | [7 empty] | Not Covered Vendor Only - Biomedical | MHHS-Northeast
NO | NO |  |  |  | 069-46606 |  | GE Healthcare | CARESCAPE GATEWAY |  | SPV19311463SA | TMC - CENTRAL MONITORING - HVI (3HVI) | MHHS-TMC |  |  |  | 069-46606 |  | TMC |  | TMC - CENTRAL MONITORING - HVI (3HVI) | [5 empty] | COMPUTERS |  | .needs class | [5 empty] | GE | [7 empty] | Not Covered Vendor Only - Biomedical | MHHS-TMC
NO | NO |  |  |  | 069-46607 |  | GE Healthcare | CARESCAPE GATEWAY |  | SPV19311471SA | TMC - CENTRAL MONITORING - HVI (3HVI) | MHHS-TMC |  |  |  | 069-46607 |  | TMC |  | TMC - CENTRAL MONITORING - HVI (3HVI) | [5 empty] | COMPUTERS |  | .needs class | [5 empty] | GE | [7 empty] | Not Covered Vendor Only - Biomedical | MHHS-TMC
NO | NO |  |  |  | SGC13230675GA |  | GE Healthcare | CARESCAPE GATEWAY |  | SGC13230675GA | TMC - CENTRAL MONITORING - HVI (3HVI) | MHHS-TMC |  |  |  | SGC13230675GA |  | TMC |  | TMC - CENTRAL MONITORING - HVI (3HVI) | [5 empty] | COMPUTERS |  | .needs class | [5 empty] | GE | [7 empty] | Not Covered Vendor Only - Biomedical | MHHS-TMC
NO | NO |  |  |  | SGC13230676GA |  | GE Healthcare | CARESCAPE GATEWAY |  | SGC13230676GA | TMC - CENTRAL MONITORING - HVI (3HVI) | MHHS-TMC |  |  |  | SGC13230676GA |  | TMC |  | TMC - CENTRAL MONITORING - HVI (3HVI) | [5 empty] | COMPUTERS |  | .needs class | [5 empty] | GE | [7 empty] | Not Covered Vendor Only - Biomedical | MHHS-TMC
NO | NO |  |  |  | 029-10333 |  | GE Healthcare | CARESCAPE GATEWAY |  | SGC15021363GR | WOODLANDS - TELEMETRY | MHHS-Woodlands |  |  |  | 029-10333 |  | Woodlands |  | WOODLANDS - TELEMETRY | [5 empty] | COMPUTERS |  | .needs class | [5 empty] | GE | [7 empty] | Not Covered Vendor Only - Biomedical | MHHS-Woodlands
YES | YES |  |  |  | 000-04515 | 000-04515 | GE Healthcare | Carescape MAI700 |  | SKN18370113SA | ER |  |  |  |  | 000-04515 | 000-04515 | Katy | Memorial Hermann Convenient Care Center in Kingwood (Kingwood CCC) | ER | Nurses station | 10/1/19 | 10/1/20 |  |  |  | Monitor, Central Station | MONITORCENTRALSTATION-GE-Carescape MAI700 | [12 empty] | MCS-A | [10 empty] | MONITORCENTRALSTATION | Monitor, Central Station | GE
NO | YES | Asset Tag 142-07868 |  |  | 142-07868 | 142-07868 | GE Healthcare | Carescape MAI700 |  | SKN18290071SA | NE-2 West Tower |  |  |  |  | 142-07868 | 142-07868 | Katy | MHHS-Northeast | NE-2 West Tower | 2 West | 11/1/19 | 5/1/20 |  |  |  | Monitor, Central Station | MONITORCENTRALSTATION-GE-Carescape MAI700 | [12 empty] | MCS-A | [10 empty] | MONITORCENTRALSTATION | Monitor, Central Station | GE
YES | YES |  |  |  | 099-01837 | 099-01837 | GE Healthcare | Carescape MAI700 |  | SKN19260060SA | SC CCC - (NE) - EMERGENCY ROOM |  |  |  |  | 099-01837 | 099-01837 | Katy | Memorial Hermann Convenient Care Center in Summer Creek (Summer Creek CCC) | SC CCC - (NE) - EMERGENCY ROOM | Nurses Station | [5 empty] | Monitor, Central Station | MONITORCENTRALSTATION-GE-Carescape MAI700 | [12 empty] | MCS-A | [10 empty] | MONITORCENTRALSTATION | Monitor, Central Station | GE
NO | YES |  |  |  | 029-12583 | 029-12583 | GE Healthcare | Carescape MAI700 |  |  | Woodlands-Neurology |  |  |  |  | 029-12583 | 029-12583 | Woodlands | MHHS-Woodlands | Woodlands-Neurology | Neuroscience ICU Nurse station | 11/1/19 |  | 5/1/20
YES | YES |  |  |  | 074-06374 | 074-06374 | GE Healthcare | Carescape MAI700 |  | SKN19170040SA | West Tower 3 |  |  |  |  | 074-06374 | 074-06374 | Woodlands | Memorial Hermann Hospital Woodlands | West Tower 3 | Telemetry Room |  |  |  | No p.m. |  |  | MONITORCENTRALSTATION-GE-Carescape MAI700
YES | YES |  |  |  | 074-06337 | 074-06337 | GE Healthcare | Carescape MAI700 |  |  | West Tower 3 |  |  |  |  | 074-06337 | 074-06337 | Woodlands | Memorial Hermann Hospital Woodlands | West Tower 3 | Telemetry Room |  |  |  | No p.m. |  |  | MONITORCENTRALSTATION-GE-Carescape MAI700
YES | YES |  |  |  | 074-06338 | 074-06338 | GE Healthcare | Carescape MAI700 |  |  | West Tower 3 |  |  |  |  | 074-06338 | 074-06338 | Woodlands | Memorial Hermann Hospital Woodlands | West Tower 3 | Telemetry Room |  |  |  | No pm |  |  | MONITORCENTRALSTATION-GE-Carescape MAI700
YES | YES |  |  |  | 099-10537 | 099-10537 | GE Healthcare | Carescape MAI700 |  | SKN19320161SA | SW - NURSE CALL |  |  |  |  | 099-10537 | 099-10537 | Southwest | Memorial Hermann Heart | SW - NURSE CALL | Nurses Station - HVI Cath Lab |  |  |  | New Add - No PM Sticker |  |  | MONITORCENTRALSTATION-GE-Carescape MAI700
YES | YES |  |  |  | 069-47895 | 069-47895 | GE Healthcare | Carescape MAI700 |  | Nsn | TMC - HVI - CVIMU (8HVI) |  |  |  |  | 069-47895 | 069-47895 | TMC | Memorial Hermann-Texas Medical Center | TMC - HVI - CVIMU (8HVI) | Dictation | 12/1/19 |  | 12/1/20 |  |  |  | MONITORCENTRALSTATION-GE-Carescape MAI700
YES | YES |  |  |  | 069-47901 | 069-47901 | GE Healthcare | Carescape MAI700 |  | Nsn | TMC - HVI - CVIMU (8HVI) |  |  |  |  | 069-47901 | 069-47901 | TMC | Memorial Hermann-Texas Medical Center | TMC - HVI - CVIMU (8HVI) | Dictation | [6 empty] | MONITORCENTRALSTATION-GE-Carescape MAI700
YES | YES |  |  |  | 069-47896 | 069-47896 | GE Healthcare | Carescape MAI700 |  | SKN19350111SA | TMC - HVI - HEART FAILURE ICU (5HVI) |  |  |  |  | 069-47896 | 069-47896 | TMC | Memorial Hermann-Texas Medical Center | TMC - HVI - HEART FAILURE ICU (5HVI) | HVI 5 200.2 | [6 empty] | MONITORCENTRALSTATION-GE-Carescape MAI700
YES | YES |  |  |  | 069-47897 | 069-47897 | GE Healthcare | Carescape MAI700 |  | SKN19350048SA | TMC - HVI - HEART FAILURE ICU (5HVI) |  |  |  |  | 069-47897 | 069-47897 | TMC | Memorial Hermann-Texas Medical Center | TMC - HVI - HEART FAILURE ICU (5HVI) | HVI 5 200.2 | 12/1/19 |  | 12/1/20 |  |  |  | MONITORCENTRALSTATION-GE-Carescape MAI700
YES | YES |  |  |  | 069-47907 | 069-47907 | GE Healthcare | Carescape MAI700 |  | SKN19350116SA | MIMU |  |  |  |  | 069-47907 | 069-47907 | TMC | Memorial Hermann-Texas Medical Center | MIMU | Nurses Station | [6 empty] | MONITORCENTRALSTATION-GE-Carescape MAI700
YES | YES |  |  |  | 069-47914 | 069-47914 | GE Healthcare | Carescape MAI700 |  | SKN19350110SA | TMC - JONES - 5J |  |  |  |  | 069-47914 | 069-47914 |  | Memorial Hermann-tmc | TMC - JONES - 5J | 5J nurse station | 12/1/19 |  | 12/1/20 |  |  |  | MONITORCENTRALSTATION-GE-Carescape MAI700
YES | YES |  |  |  | 069-47915 | 069-47915 | GE Healthcare | Carescape MAI700 |  | SKN19350108SA | TMC - JONES - TSCU (9J) |  |  |  |  | 069-47915 | 069-47915 | TMC | Childrens | TMC - JONES - TSCU (9J) | Nurses Station | 12/1/19 |  | 12/1/20 |  |  |  | MONITORCENTRALSTATION-GE-Carescape MAI700
YES | YES |  |  |  | 069-48862 | 069-48862 | GE Healthcare | Carescape MAI700 |  | SKN19430047SA | Serfan 8th floor med surge |  |  |  |  | 069-48862 | 069-48862 | TMC | Memorial Hermman Texas Medical Center | Serfan 8th floor med surge | Nurse station | [6 empty] | MONITORCENTRALSTATION-GE-Carescape MAI700
YES | YES |  |  |  | 069-48892 | 069-48892 | GE Healthcare | Carescape MAI700 |  | SKN19430060SA | MICU |  |  |  |  | 069-48892 | 069-48892 | TMC | Memorial Hermann-TMC | MICU | Nurses Station | [6 empty] | MONITORCENTRALSTATION-GE-Carescape MAI700
YES | YES |  |  |  | 069-48867 | 069-48867 | GE Healthcare | Carescape MAI700 |  | SKN19430003SA | 8th med surge |  |  |  |  | 069-48867 | 069-48867 | TMC | Memorial Hermann Texas Medical Center | 8th med surge | Nurse station | [6 empty] | MONITORCENTRALSTATION-GE-Carescape MAI700
NO | YES |  |  |  | 069-48392 | 069-48392 | GE Healthcare | Carescape MAI700 |  | SKN19330046SA | TMC-Sarofim 2-Adult PACU |  |  |  |  | 069-48392 | 069-48392 | TMC | MHHS-TMC | TMC-Sarofim 2-Adult PACU | Central Station | 4/1/20 |  |  | No pm found
NO | YES | Asset Tag 069-48394 |  |  | 069-48394 | 069-48394 | GE Healthcare | Carescape MAI700 |  | SKN19330030SA | TMC-Sarofim 2-Adult PACU |  |  |  |  | 069-48394 | 069-48394 | TMC | MHHS-TMC | TMC-Sarofim 2-Adult PACU | Central Station |  |  |  | No pm found
YES | YES |  |  |  | 069-47906 | 069-47906 | GE Healthcare | Carescape MAI700 |  | SKN19350052SA | TMC - SAROFIM 5 - SILVER |  |  |  |  | 069-47906 | 069-47906 | TMC | Memorial Hermann-Texas Medical Center | TMC - SAROFIM 5 - SILVER | Nurses Station | 12/1/19 |  | 12/1/20 |  |  |  | MONITORCENTRALSTATION-GE-Carescape MAI700
YES | YES |  |  |  | 099-06461 | 099-06461 | GE Healthcare | Carescape MAI700 |  | SKN19330043SA | BioMed |  |  |  |  | 099-06461 | 099-06461 | TMC | Memorial Hermann-Texas Medical Center | BioMed | S3 BioMed Storage | [6 empty] | MONITORCENTRALSTATION-GE-Carescape MAI700
YES | YES |  |  |  | 099-06462 | 099-06462 | GE Healthcare | Carescape MAI700 |  | SKN19420037SA | BioMed |  |  |  |  | 099-06462 | 099-06462 | TMC | Memorial Hermann-Texas Medical Center | BioMed | S3 BioMed Storage | [6 empty] | MONITORCENTRALSTATION-GE-Carescape MAI700
YES | YES |  |  |  | 041-33264 | 041-33264 | GE Healthcare | Carescape MAI700 |  | SKN19420038SA | BioMed |  |  |  |  | 041-33264 | 041-33264 | TMC | Memorial Hermann-Texas Medical Center | BioMed | S3 BioMed Storage | [6 empty] | MONITORCENTRALSTATION-GE-Carescape MAI700
YES | YES |  |  |  | 041-33265 | 041-33265 | GE Healthcare | Carescape MAI700 |  | SKN19330044SA | BioMed |  |  |  |  | 041-33265 | 041-33265 | TMC | Memorial Hermann-Texas Medical Center | BioMed | S3 BioMed Storage | [6 empty] | MONITORCENTRALSTATION-GE-Carescape MAI700
YES | YES |  |  |  | 041-33266 | 041-33266 | GE Healthcare | Carescape MAI700 |  | SKN19330029SA | BioMed |  |  |  |  | 041-33266 | 041-33266 | TMC | Memorial Hermann-Texas Medical Center | BioMed | S3 BioMed Storage | [6 empty] | MONITORCENTRALSTATION-GE-Carescape MAI700
YES | YES |  |  |  | 041-33267 | 041-33267 | GE Healthcare | Carescape MAI700 |  | SKN19330042SA | BioMed |  |  |  |  | 041-33267 | 041-33267 | TMC | Memorial Hermann-Texas Medical Center | BioMed | S3 BioMed Storage | [6 empty] | MONITORCENTRALSTATION-GE-Carescape MAI700
YES | YES |  |  |  | 041-33268 | 041-33268 | GE Healthcare | Carescape MAI700 |  | SKN19330060SA | BioMed |  |  |  |  | 041-33268 | 041-33268 | TMC | Memorial Hermann-Texas Medical Center | BioMed | S3 BioMed Storage | [6 empty] | MONITORCENTRALSTATION-GE-Carescape MAI700
YES | YES |  |  |  | 151-05065 | 151-05065 | GE Healthcare | Carescape Monitor B450 |  | SNE17020258HA | Biomed shop |  |  |  |  | 151-05065 | 151-05065 | Northwest | Memorial Hermann Cypress Hospital | Biomed shop | Biomed storage M2 506 |  | 2/1/20 |  | Model may be B450-1
YES | YES |  |  |  | 151-05174 | 151-05174 | GE Healthcare | CareScape MonitorB450 |  | SNE17020252HA | [5 empty] | 151-05174 | 151-05174 | Northwest | Memorial Hermann Cypress Hospital
YES | YES |  |  |  | 151-05175 | 151-05175 | GE Healthcare | CareScape MonitorB450 |  | SNE17020251HA | [5 empty] | 151-05175 | 151-05175 | Northwest | Memorial Hermann Cypress Hospital
NO | YES | Asset Tag 029-08934 |  |  | 029-08934 | 029-08934 | GE Healthcare | CARESCAPE PDM |  | SA313377842GA | Woodlands-PACU |  |  |  |  | 029-08934 | 029-08934 | Woodlands | MHHS-Woodlands | Woodlands-PACU | Bay 22 | 9/1/19 |  | 9/1/20 |  |  | Module, Multi-Parameter | MODULEMULTIPARAMETER-GE-CARESCAPE PDM | [12 empty] | MMP-A | [10 empty] | MODULEMULTIPARAMETER | Module, Multi-Parameter | GE
YES | YES | [5 empty] | GE Healthcare | CARESCAPE PDM |  | SA311205300GR | TMC - HVI - CCU (4HVI) | [6 empty] | TMC | Memorial Hermann-Texas Medical Center | TMC - HVI - CCU (4HVI) |  | 8/1/19 |  | 8/1/20 |  |  |  | MODULEMULTIPARAMETER-GE-CARESCAPE PDM
YES | YES |  |  |  | 069-48672 | 069-48672 | GE Healthcare | CARESCAPE PDM |  | SPX19350011SA POP p | TMC - HVI - ER |  |  |  |  | 069-48672 | 069-48672 | TMC | Memorial Hermann- Texas Medical Center | TMC - HVI - ER | Trauma 06 |  |  |  | No PM Sticker |  |  | MODULEMULTIPARAMETER-GE-CARESCAPE PDM
NO | YES | Asset Tag 074-00866 |  |  | 074-00866 | 074-00866 | GE Healthcare | CARESCAPE PDM |  | SA312091262GR | [5 empty] | 074-00866 | 074-00866 |  | Tmc |  |  | 3/1/20 |  | 2/1/21
YES | YES |  |  |  | 069-48997 | 069-48997 | GE Healthcare | CARESCAPE PDM |  | SPX19350489SA | TMC - SAROFIM 2 - ADULT PRE OP |  |  |  |  | 069-48997 | 069-48997 | TMC | Memorial Hermann-Texas Medical Center | TMC - SAROFIM 2 - ADULT PRE OP | Pre-op 57 | 1/1/20 |  | 1/1/21 |  |  |  | MODULEMULTIPARAMETER-GE-CARESCAPE PDM
YES | YES |  |  |  | 069-49037 | 069-49037 | GE Healthcare | CARESCAPE PDM |  | SPX19430298SA | TMC - SAROFIM 2 - ADULT PRE OP |  |  |  |  | 069-49037 | 069-49037 |  | Memorial Hermann-tmc | TMC - SAROFIM 2 - ADULT PRE OP | Room 64 | 1/1/20 |  | 1/1/21 |  |  |  | MODULEMULTIPARAMETER-GE-CARESCAPE PDM
YES | YES |  |  |  | 069-48687 | 069-48687 | GE Healthcare | CARESCAPE PDM |  | SPX19430283SA | TMC - SAROFIM 2 - ADULT PRE OP |  |  |  |  | 069-48687 | 069-48687 |  | Memorial Hermann-tmc | TMC - SAROFIM 2 - ADULT PRE OP | Room 50 | 1/1/20 |  | 1/1/21 |  |  |  | MODULEMULTIPARAMETER-GE-CARESCAPE PDM
YES | YES |  |  |  | 069-49004 | 069-49004 | GE Healthcare | CARESCAPE PDM |  | SPX19350543SA | TMC - SAROFIM 2 - ADULT PRE OP |  |  |  |  | 069-49004 | 069-49004 |  | Memorial Hermann-tmc | TMC - SAROFIM 2 - ADULT PRE OP | Room 52 | 1/1/20 |  | 1/1/21 |  |  |  | MODULEMULTIPARAMETER-GE-CARESCAPE PDM
YES | YES |  |  |  | 069-49007 | 069-49007 | GE Healthcare | CARESCAPE PDM |  | SPX19350076SA | TMC - SAROFIM 2 - ADULT PRE OP |  |  |  |  | 069-49007 | 069-49007 | TMC | Memorial Hermann-Texas Medical Center | TMC - SAROFIM 2 - ADULT PRE OP | Pre op 58 | 1/1/20 |  | 4/1/21 |  |  |  | MODULEMULTIPARAMETER-GE-CARESCAPE PDM
YES | YES |  |  |  | 069-49010 | 069-49010 | GE Healthcare | CARESCAPE PDM |  | SPX19350498SA | TMC - SAROFIM 2 - ADULT PRE OP |  |  |  |  | 069-49010 | 069-49010 | TMC | Memorial Hermann-Texas Medical Center | TMC - SAROFIM 2 - ADULT PRE OP | Pre-op 48 | 1/1/20 |  | 1/1/21 |  |  |  | MODULEMULTIPARAMETER-GE-CARESCAPE PDM
YES | YES |  |  |  | 069-49008 | 069-49008 | GE Healthcare | CARESCAPE PDM |  | SPX19350014SA | TMC - SAROFIM 2 - ADULT PRE OP |  |  |  |  | 069-49008 | 069-49008 |  | Memorial Hermann-tmc | TMC - SAROFIM 2 - ADULT PRE OP | Room 53 | 1/1/20 |  | 1/1/21 |  |  |  | MODULEMULTIPARAMETER-GE-CARESCAPE PDM
YES | YES |  |  |  | 069-49006 | 069-49006 | GE Healthcare | CARESCAPE PDM |  | SPX19350487SA | TMC - SAROFIM 2 - ADULT PRE OP |  |  |  |  | 069-49006 | 069-49006 | TMC | Memorial Hermann-Texas Medical Center | TMC - SAROFIM 2 - ADULT PRE OP | Pre-op 46 | 1/1/20 |  | 1/1/21 |  |  |  | MODULEMULTIPARAMETER-GE-CARESCAPE PDM
YES | YES |  |  |  | 069-48989 | 069-48989 | GE Healthcare | CARESCAPE PDM |  | SPX19350480SA | TMC - SAROFIM 2 - ADULT PRE OP |  |  |  |  | 069-48989 | 069-48989 |  | Memorial Hermann-tmc | TMC - SAROFIM 2 - ADULT PRE OP | Room 55 | 1/1/20 |  | 1/1/21 |  |  |  | MODULEMULTIPARAMETER-GE-CARESCAPE PDM
YES | YES |  |  |  | 069-49003 | 069-49003 | GE Healthcare | CARESCAPE PDM |  | SPX19350098SA | TMC - SAROFIM 2 - ADULT PACU |  |  |  |  | 069-49003 | 069-49003 | TMC | Memorial Hermann-Texas Medical Center | TMC - SAROFIM 2 - ADULT PACU | PACU Iso 4 | 1/1/20 |  | 1/1/21 |  |  |  | MODULEMULTIPARAMETER-GE-CARESCAPE PDM
YES | YES |  |  |  | 069-48995 | 069-48995 | GE Healthcare | CARESCAPE PDM |  | SPX19350494SA | TMC - SAROFIM 2 - ADULT PRE OP |  |  |  |  | 069-48995 | 069-48995 | TMC | Memorial Hermann-Texas Medical Center | TMC - SAROFIM 2 - ADULT PRE OP | Pre op 44 | 1/1/20 |  | 1/1/21 |  |  |  | MODULEMULTIPARAMETER-GE-CARESCAPE PDM
YES | YES |  |  |  | 069-48093 | 069-48093 | GE Healthcare | CARESCAPE PDM |  | SPX19350067SA | TMC - SAROFIM 2 - ADULT PRE OP |  |  |  |  | 069-48093 | 069-48093 |  | Memorial Hermann-tmc | TMC - SAROFIM 2 - ADULT PRE OP | S2.05 | 4/1/20 |  | 1/1/21 |  |  |  | MODULEMULTIPARAMETER-GE-CARESCAPE PDM
YES | YES |  |  |  | 069-48996 | 069-48996 | GE Healthcare | CARESCAPE PDM |  | SPX19350501SA | TMC - SAROFIM 2 - ADULT PACU |  |  |  |  | 069-48996 | 069-48996 | TMC | Memorial Hermann-Texas Medical Center | TMC - SAROFIM 2 - ADULT PACU | Central Station | 1/1/20 |  | 1/1/21 |  |  |  | MODULEMULTIPARAMETER-GE-CARESCAPE PDM
YES | YES |  |  |  | 069-49045 | 069-49045 | GE Healthcare | CARESCAPE PDM |  | SPX19430203SA | TMC - SAROFIM 3 - PACU |  |  |  |  | 069-49045 | 069-49045 |  | Memorial Hermann-tmc | TMC - SAROFIM 3 - PACU | S3.17 | 1/1/20 |  | 1/1/21 |  |  |  | MODULEMULTIPARAMETER-GE-CARESCAPE PDM
YES | YES |  |  |  | 069-49041 | 069-49041 | GE Healthcare | CARESCAPE PDM |  | SPX19430285SA | TMC - SAROFIM 3 - PACU |  |  |  |  | 069-49041 | 069-49041 |  | Memorial Hermann-tmc | TMC - SAROFIM 3 - PACU | S3.16 | 1/1/20 |  | 1/1/21 |  |  |  | MODULEMULTIPARAMETER-GE-CARESCAPE PDM
YES | YES |  |  |  | 069-48348 | 069-48348 | GE Healthcare | CARESCAPE PDM |  | SPX19430229SA | TMC - SAROFIM 3 - PACU |  |  |  |  | 069-48348 | 069-48348 |  | Memorial Hermann-tmc | TMC - SAROFIM 3 - PACU | S3.13 | 1/1/20 |  | 1/1/21 |  |  |  | MODULEMULTIPARAMETER-GE-CARESCAPE PDM
YES | YES |  |  |  | 069-49043 | 069-49043 | GE Healthcare | CARESCAPE PDM |  | SPX19430307SA | TMC - SAROFIM 3 - PACU |  |  |  |  | 069-49043 | 069-49043 | TMC | Memorial Hermann-Texas Medical Center | TMC - SAROFIM 3 - PACU | Bay 31 | 1/1/20 |  | 1/1/21 |  |  |  | MODULEMULTIPARAMETER-GE-CARESCAPE PDM
YES | YES |  |  |  | 069-49157 | 069-49157 | GE Healthcare | CARESCAPE PDM |  | SPX19350288SA | TMC - SAROFIM 3 - PACU |  |  |  |  | 069-49157 | 069-49157 |  | Memorial Hermann-tmc | TMC - SAROFIM 3 - PACU |  | 1/1/20 |  | 1/1/21 |  |  |  | MODULEMULTIPARAMETER-GE-CARESCAPE PDM
YES | YES |  |  |  | 069-49165 | 069-49165 | GE Healthcare | CARESCAPE PDM |  | SPX19350241SA | TMC - SAROFIM 3 - PRE OP |  |  |  |  | 069-49165 | 069-49165 | TMC | Memorial Hermann-Texas Medical Center | TMC - SAROFIM 3 - PRE OP | Pre-Op S3 37 | 1/1/20 |  | 1/1/20 |  |  |  | MODULEMULTIPARAMETER-GE-CARESCAPE PDM
YES | YES |  |  |  | 069-49160 | 069-49160 | GE Healthcare | CARESCAPE PDM |  | SPX19350276SA | TMC - SAROFIM 3 - PRE OP |  |  |  |  | 069-49160 | 069-49160 |  | Memorial Hermann-tmc | TMC - SAROFIM 3 - PRE OP |  | 1/1/20 |  | 1/1/21 |  |  |  | MODULEMULTIPARAMETER-GE-CARESCAPE PDM
YES | YES |  |  |  | 069-48688 | 069-48688 | GE Healthcare | CARESCAPE PDM |  | SPX19430304SA | TMC - SAROFIM 3 - PRE OP |  |  |  |  | 069-48688 | 069-48688 | TMC | Memorial Hermann-Texas Medical Center | TMC - SAROFIM 3 - PRE OP | Pre-Op S3 39 | [6 empty] | MODULEMULTIPARAMETER-GE-CARESCAPE PDM
YES | YES |  |  |  | 069-49018 | 069-49018 | GE Healthcare | CARESCAPE PDM |  | SPX19510233SA | TMC - SAROFIM 2 - OR |  |  |  |  | 069-49018 | 069-49018 |  | Memorial Hermann-tmc | TMC - SAROFIM 2 - OR | OR10 | 1/1/20 |  | 1/1/21 |  |  |  | MODULEMULTIPARAMETER-GE-CARESCAPE PDM
YES | YES |  |  |  | 069-49016 | 069-49016 | GE Healthcare | CARESCAPE PDM |  | SPX19510259SA | TMC - SAROFIM 2 - OR |  |  |  |  | 069-49016 | 069-49016 |  | Memorial Hermann-tmc | TMC - SAROFIM 2 - OR | OR10 | 1/1/20 |  | 1/1/21 |  |  |  | MODULEMULTIPARAMETER-GE-CARESCAPE PDM
YES | YES |  |  |  | 074-02159 | 074-02159 | GE Healthcare | CARESCAPE PDM |  | SA310518477GR | TMC - RADIOLOGY - IR/ANGIO |  |  |  |  | 074-02159 | 074-02159 | TMC | Jones IR Holding | TMC - RADIOLOGY - IR/ANGIO |  | 3/1/20 |  | 3/1/21 |  |  |  | MODULEMULTIPARAMETER-GE-CARESCAPE PDM
YES | YES |  |  |  | 069-49144 | 069-49144 | GE Healthcare | CARESCAPE PDM |  | SPX19350582SA | 3rd floor Biomed |  |  |  |  | 069-49144 | 069-49144 | TMC | Memorial Hermann-Texas Medical Center | 3rd floor Biomed | Biomed storage | 1/1/20 |  | 1/1/21 |  |  |  | MODULEMULTIPARAMETER-GE-CARESCAPE PDM
YES | YES |  |  |  | 069-49017 | 069-49017 | GE Healthcare | CARESCAPE PDM |  | SPX19510232SA | 3rd floor Biomed |  |  |  |  | 069-49017 | 069-49017 | TMC | Memorial Hermann-Texas Medical Center | 3rd floor Biomed | Biomed storage | 1/1/20 |  | 1/1/21 |  |  |  | MODULEMULTIPARAMETER-GE-CARESCAPE PDM
NO | YES | Asset Tag 029-10818 |  |  | 029-10818 | 029-10818 | GE Healthcare | Carescape R860 |  |  | Woodlands-Neurology |  |  |  |  | 029-10818 | 029-10818 | Woodlands | MHHS-Woodlands | Woodlands-Neurology | Neuroscience 436 | 7/1/19 |  | 7/1/20
YES | YES |  |  |  | 074-06348 | 074-06348 | GE Healthcare | Carescape R860 |  | CBRU02518 | West Tower 3 |  |  |  |  | 074-06348 | 074-06348 | Woodlands | Memorial Hermann Hospital Woodlands | West Tower 3 | ICU Room 3111 | 4/1/19 |  | 4/1/20 |  |  |  | VENTILATOR-GE-Carescape R860
YES | YES |  |  |  | 142-08438 | 142-08438 | GE Healthcare | Carescape T14 |  | SE319440162SA | MedSurg 3 west |  |  |  |  | 142-08438 | 142-08438 | Katy | Memorial Hermann Northeast Hospital | MedSurg 3 west | Telemetry room
YES | YES |  |  |  | 142-08462 | 142-08462 | GE Healthcare | Carescape T14 |  | SE319440328SA | Memorial Hermann - MET |  |  |  |  | 142-08462 | 142-08462 | Katy | Memorial Hermann Northeast Hospital | Memorial Hermann - MET | Nurses station |  |  |  | No pm sticker
YES | YES |  |  |  | 142-08483 | 142-08483 | GE Healthcare | Carescape T14 |  | SE320090076SA | NE - TELEMETRY |  |  |  |  | 142-08483 | 142-08483 | Katy | Memorial Hermann Northeast Hospital | NE - TELEMETRY | Control monitoring
NO | YES |  |  |  | 142-06535 | 142-06535 | GE Healthcare | CARESCAPE TELEMETRY T14 |  | SE315460263GA | NE-5 South West | MHHS-Northeast |  |  |  | 142-06535 | 142-06535 | Katy | MHHS-Northeast | NE-5 South West | Sw 504 | 2/1/19 |  |  | No pm | MONITORS, TELEMETRIC, TRANSMITTER |  | .needs class |  |  |  |  | .needs class | GE |  |  |  |  | 12/7/16 |  |  | Covered PM Repair - Biomedical | MHHS-Northeast
NO | YES |  |  |  | 142-06541 | 142-06541 | GE Healthcare | CARESCAPE TELEMETRY T14 |  | SE315460269GA | NE-Biomedical Services | MHHS-Northeast |  |  |  | 142-06541 | 142-06541 | Katy | MHHS-Northeast | NE-Biomedical Services | Biomed |  |  |  | Not working C pic | MONITORS, TELEMETRIC, TRANSMITTER |  | .needs class |  |  |  |  | .needs class | GE |  |  |  |  | 12/7/16 |  |  | Covered PM Repair - Biomedical | MHHS-Northeast
NO | YES |  |  |  | 142-06561 | 142-06561 | GE Healthcare | CARESCAPE TELEMETRY T14 |  | SE315500313GA | NE-3 West Tower | MHHS-Northeast |  |  |  | 142-06561 | 142-06561 | Katy | MHHS-Northeast | NE-3 West Tower | W3-21 | 2/1/19 |  |  |  | MONITORS, TELEMETRIC, TRANSMITTER |  | .needs class |  |  |  |  | .needs class | GE |  |  |  |  | 1/5/17 |  |  | Covered PM Repair - Biomedical | MHHS-Northeast
NO | YES |  |  |  | 142-06582 | 142-06582 | GE Healthcare | CARESCAPE TELEMETRY T14 |  | SE315500418GA | NE-3 West Tower | MHHS-Northeast |  |  |  | 142-06582 | 142-06582 | Katy | MHHS-Northeast | NE-3 West Tower | Telemetry room |  |  |  |  | MONITORS, TELEMETRIC, TRANSMITTER |  | .needs class |  |  |  |  | .needs class | GE |  |  |  |  | 12/7/16 |  |  | Covered PM Repair - Biomedical | MHHS-Northeast
NO | YES |  |  |  | 142-06588 | 142-06588 | GE Healthcare | CARESCAPE TELEMETRY T14 |  | SE315510438GA | NE-Telemetry | MHHS-Northeast |  |  |  | 142-06588 | 142-06588 | Katy | MHHS-Northeast | NE-Telemetry |  |  | 2/1/20 |  | No pm | MONITORS, TELEMETRIC, TRANSMITTER |  | .needs class |  |  |  |  | .needs class | GE |  |  |  |  | 12/7/16 |  |  | Covered PM Repair - Biomedical | MHHS-Northeast
NO | YES |  |  |  | 142-06598 | 142-06598 | GE Healthcare | CARESCAPE TELEMETRY T14 |  | SE315510426GA | NE-3 West Tower | MHHS-Northeast |  |  |  | 142-06598 | 142-06598 | Katy | MHHS-Northeast | NE-3 West Tower | Room 24 | 2/1/18 |  |  |  | MONITORS, TELEMETRIC, TRANSMITTER |  | .needs class |  |  |  |  | .needs class | GE |  |  |  |  | 12/7/16 |  |  | Covered PM Repair - Biomedical | MHHS-Northeast
NO | YES |  |  |  | 142-06600 | 142-06600 | GE Healthcare | CARESCAPE TELEMETRY T14 |  | SE315510432GA | NE-Telemetry | MHHS-Northeast |  |  |  | 142-06600 | 142-06600 | Katy | MHHS-Northeast | NE-Telemetry | Control Monitoring | 2/1/18 |  |  |  | MONITORS, TELEMETRIC, TRANSMITTER |  | .needs class |  |  |  |  | .needs class | GE |  |  |  |  | 12/7/16 |  |  | Covered PM Repair - Biomedical | MHHS-Northeast
NO | YES |  |  |  | 142-06610 | 142-06610 | GE Healthcare | CARESCAPE TELEMETRY T14 |  | SE315510446GA | NE-3 West Tower | MHHS-Northeast |  |  |  | 142-06610 | 142-06610 | Katy | MHHS-Northeast | NE-3 West Tower | Telemetry room | 2/1/18 |  |  |  | MONITORS, TELEMETRIC, TRANSMITTER |  | .needs class |  |  |  |  | .needs class | GE |  |  |  |  | 1/14/17 |  |  | Covered PM Repair - Biomedical | MHHS-Northeast
NO | YES |  |  |  | 142-06617 | 142-06617 | GE Healthcare | CARESCAPE TELEMETRY T14 |  | SE315510458GA | NE-Telemetry | MHHS-Northeast |  |  |  | 142-06617 | 142-06617 | Katy | MHHS-Northeast | NE-Telemetry |  | 2/1/18 | 2/1/19 |  |  | MONITORS, TELEMETRIC, TRANSMITTER |  | .needs class |  |  |  |  | .needs class | GE |  |  |  |  | 12/20/16 |  |  | Covered PM Repair - Biomedical | MHHS-Northeast
NO | YES |  |  |  | 142-06623 | 142-06623 | GE Healthcare | CARESCAPE TELEMETRY T14 |  | SE315510538GA | NE-Biomedical Services | MHHS-Northeast |  |  |  | 142-06623 | 142-06623 | Katy | MHHS-Northeast | NE-Biomedical Services | Biomed |  |  |  | Nor working C pic | MONITORS, TELEMETRIC, TRANSMITTER |  | .needs class |  |  |  |  | .needs class | GE | [7 empty] | Covered PM Repair - Biomedical | MHHS-Northeast
NO | YES |  |  |  | 142-06627 | 142-06627 | GE Healthcare | CARESCAPE TELEMETRY T14 |  | SE315510443GA | NE-Telemetry | MHHS-Northeast |  |  |  | 142-06627 | 142-06627 | Katy | MHHS-Northeast | NE-Telemetry | Control Monitoring | 2/1/18 |  |  |  | MONITORS, TELEMETRIC, TRANSMITTER |  | .needs class |  |  |  |  | .needs class | GE |  |  |  |  | 8/21/20 |  |  | Not Covered Vendor Only - Biomedical | MHHS-Northeast
NO | YES |  |  |  | 142-06629 | 142-06629 | GE Healthcare | CARESCAPE TELEMETRY T14 |  | SE315510444GA | NE- 3 WEST TOWER CARDIO | MHHS-Northeast |  |  |  | 142-06629 | 142-06629 | Katy | Memorial Hermann North East Hospital | NE- 3 WEST TOWER CARDIO | Control Monitoring |  |  |  |  | MONITORS, TELEMETRIC, TRANSMITTER |  | .needs class |  |  |  |  | .needs class | GE | [7 empty] | Covered PM Repair - Biomedical | MHHS-Northeast
NO | YES |  |  |  | 142-06632 | 142-06632 | GE Healthcare | CARESCAPE TELEMETRY T14 |  | SE315510462GA | NE-Telemetry | MHHS-Northeast |  |  |  | 142-06632 | 142-06632 | Katy | MHHS-Northeast | NE-Telemetry |  | 2/1/18 | 2/1/19 |  |  | MONITORS, TELEMETRIC, TRANSMITTER |  | .needs class |  |  |  |  | .needs class | GE |  |  |  |  | 10/2/13 |  |  | Covered PM Repair - Biomedical | MHHS-Northeast
NO | YES |  |  |  | 142-06635 | 142-06635 | GE Healthcare | CARESCAPE TELEMETRY T14 |  | SE315510447GA | NE-Telemetry | MHHS-Northeast |  |  |  | 142-06635 | 142-06635 | Katy | MHHS-Northeast | NE-Telemetry | Room SW 536 | 2/1/18 |  |  |  | MONITORS, TELEMETRIC, TRANSMITTER |  | .needs class |  |  |  |  | .needs class | GE | [7 empty] | Covered PM Repair - Biomedical | MHHS-Northeast
NO | YES |  |  |  | 142-06781 | 142-06781 | GE Healthcare | CARESCAPE TELEMETRY T14 |  | SE318460025SA | NE- 3 WEST TOWER CARDIO | MHHS-Northeast |  |  |  | 142-06781 | 142-06781 | Katy | Memorial Hermann North East Hospital | NE- 3 WEST TOWER CARDIO | Control Monitoring |  |  |  | No pm | MONITORS, TELEMETRIC, TRANSMITTER |  | .needs class |  |  |  |  | .needs class | GE | [7 empty] | Covered PM Repair - Biomedical | MHHS-Northeast
NO | YES |  |  |  | 142-06821 | 142-06821 | GE Healthcare | CARESCAPE TELEMETRY T14 |  | SE316360102SA | NE-Med/Surg | MHHS-Northeast |  |  |  | 142-06821 | 142-06821 | Katy | MHHS-Northeast | NE-Med/Surg | W4-13 | 1/1/19 |  |  | Could not tale pics | MONITORS, TELEMETRIC, TRANSMITTER |  | .needs class |  |  |  |  | .needs class | GE | [7 empty] | Covered PM Repair - Biomedical | MHHS-Northeast
NO | YES |  |  |  | 142-06823 | 142-06823 | GE Healthcare | CARESCAPE TELEMETRY T14 |  | SE3163600655SA | NE- 3 WEST TOWER CARDIO | MHHS-Northeast |  |  |  | 142-06823 | 142-06823 | Katy | Memorial Hermann North East Hospital | NE- 3 WEST TOWER CARDIO | Control Monitoring |  |  |  | No om | MONITORS, TELEMETRIC, TRANSMITTER |  | .needs class |  |  |  |  | .needs class | GE | [7 empty] | Covered PM Repair - Biomedical | MHHS-Northeast
NO | YES |  |  |  | 142-06978 | 142-06978 | GE Healthcare | CARESCAPE TELEMETRY T14 |  | SE317340019SA | NE - TELEMETRY | MHHS-Northeast |  |  |  | 142-06978 | 142-06978 | Katy | Memorial Hermann Northeast Hospital | NE - TELEMETRY | Control monitoring |  |  |  |  | MONITORS, TELEMETRIC, TRANSMITTER |  | .needs class |  |  |  |  | .needs class | GE | [7 empty] | Covered PM Repair - Biomedical | MHHS-Northeast
NO | YES |  |  |  | 142-06979 | 142-06979 | GE Healthcare | CARESCAPE TELEMETRY T14 |  | SE317350059SA | NE-Telemetry | MHHS-Northeast |  |  |  | 142-06979 | 142-06979 | Katy | MHHS-Northeast | NE-Telemetry | Control Monitoring | 1/1/19 |  |  |  | MONITORS, TELEMETRIC, TRANSMITTER |  | .needs class |  |  |  |  | .needs class | GE | [7 empty] | Covered PM Repair - Biomedical | MHHS-Northeast
NO | YES |  |  |  | 142-06985 | 142-06985 | GE Healthcare | CARESCAPE TELEMETRY T14 |  | SE318080049SA | NE-Telemetry | MHHS-Northeast |  |  |  | 142-06985 | 142-06985 | Katy | MHHS-Northeast | NE-Telemetry | W323 | 4/1/19 |  |  |  | MONITORS, TELEMETRIC, TRANSMITTER |  | .needs class |  |  |  |  | .needs class | GE |  |  |  |  | 10/7/13 |  |  | Covered PM Repair - Biomedical | MHHS-Northeast
NO | YES |  |  |  | 142-07200 | 142-07200 | GE Healthcare | CARESCAPE TELEMETRY T14 |  | SE317380009SA | NE-3 West Tower | MHHS-Northeast |  |  |  | 142-07200 | 142-07200 | Katy | MHHS-Northeast | NE-3 West Tower | W3-29 | 11/1/19 |  |  | No pm sticker | MONITORS, TELEMETRIC, TRANSMITTER |  | .needs class |  |  |  |  | .needs class | GE |  |  |  |  | 10/13/13 |  |  | Covered PM Repair - Biomedical | MHHS-Northeast
NO | YES |  |  |  | 142-07202 | 142-07202 | GE Healthcare | CARESCAPE TELEMETRY T14 |  | SE317360040SA | NE-Telemetry | MHHS-Northeast |  |  |  | 142-07202 | 142-07202 | Katy | MHHS-Northeast | NE-Telemetry | SW521 | 11/1/19 |  |  |  | MONITORS, TELEMETRIC, TRANSMITTER |  | .needs class |  |  |  |  | .needs class | GE |  |  |  |  | 10/7/13 |  |  | Covered PM Repair - Biomedical | MHHS-Northeast
NO | YES |  |  |  | 142-07204 | 142-07204 | GE Healthcare | CARESCAPE TELEMETRY T14 |  | SE317360032SA | NE-3 West Tower | MHHS-Northeast |  |  |  | 142-07204 | 142-07204 | Katy | MHHS-Northeast | NE-3 West Tower | Telemetry room | 11/1/19 |  |  |  | MONITORS, TELEMETRIC, TRANSMITTER |  | .needs class |  |  |  |  | .needs class | GE |  |  |  |  | 11/20/18 |  |  | Covered PM Repair - Biomedical | MHHS-Northeast
NO | YES |  |  |  | 142-07205 | 142-07205 | GE Healthcare | CARESCAPE TELEMETRY T14 |  | SE317360030SA | NE-ICU | MHHS-Northeast |  |  |  | 142-07205 | 142-07205 | Katy | MHHS-Northeast | NE-ICU | ICU | 11/1/19 |  |  |  | MONITORS, TELEMETRIC, TRANSMITTER |  | .needs class |  |  |  |  | .needs class | GE | [7 empty] | Covered PM Repair - Biomedical | MHHS-Northeast
NO | YES |  |  |  | 142-07207 | 142-07207 | GE Healthcare | CARESCAPE TELEMETRY T14 |  | SE317360061SA | NE-Med/Surg | MHHS-Northeast |  |  |  | 142-07207 | 142-07207 | Katy | MHHS-Northeast | NE-Med/Surg | S215 | 11/1/19 |  |  |  | MONITORS, TELEMETRIC, TRANSMITTER |  | .needs class |  |  |  |  | .needs class | GE | [7 empty] | Covered PM Repair - Biomedical | MHHS-Northeast
NO | YES |  |  |  | 142-07263 | 142-07263 | GE Healthcare | CARESCAPE TELEMETRY T14 |  | SE317490012SA | NE-3 West Tower | MHHS-Northeast |  |  |  | 142-07263 | 142-07263 | Katy | MHHS-Northeast | NE-3 West Tower | W3-16 | 1/1/19 |  |  |  | MONITORS, TELEMETRIC, TRANSMITTER |  | .needs class |  |  |  |  | .needs class | GE | [7 empty] | Covered PM Repair - Biomedical | MHHS-Northeast
NO | YES |  |  |  | 142-07265 | 142-07265 | GE Healthcare | CARESCAPE TELEMETRY T14 |  | SE317490039SA | NE-5 South West | MHHS-Northeast |  |  |  | 142-07265 | 142-07265 | Katy | MHHS-Northeast | NE-5 South West |  | 1/1/19 |  |  |  | MONITORS, TELEMETRIC, TRANSMITTER |  | .needs class |  |  |  |  | .needs class | GE | [7 empty] | Covered PM Repair - Biomedical | MHHS-Northeast
NO | YES |  |  |  | 142-07267 | 142-07267 | GE Healthcare | CARESCAPE TELEMETRY T14 |  | SE317490001SA | NE - TELEMETRY | MHHS-Northeast |  |  |  | 142-07267 | 142-07267 | Katy | Memorial Hermann Northeast Hospital | NE - TELEMETRY | Control monitoring |  |  |  | No pm sticker | MONITORS, TELEMETRIC, TRANSMITTER |  | .needs class |  |  |  |  | .needs class | GE | [7 empty] | Covered PM Repair - Biomedical | MHHS-Northeast
NO | YES |  |  |  | 142-07268 | 142-07268 | GE Healthcare | CARESCAPE TELEMETRY T14 |  | SE317490051SA | Katy-Telemetry | MHHS-Northeast |  |  |  | 142-07268 | 142-07268 | Katy | MHHS-Katy | Katy-Telemetry | W318 | 1/1/19 |  |  |  | MONITORS, TELEMETRIC, TRANSMITTER |  | .needs class |  |  |  |  | .needs class | GE | [7 empty] | Covered PM Repair - Biomedical | MHHS-Northeast
NO | YES |  |  |  | 142-07270 | 142-07270 | GE Healthcare | CARESCAPE TELEMETRY T14 |  | SE317490016SA | NE-3 West Tower | MHHS-Northeast |  |  |  | 142-07270 | 142-07270 | Katy | MHHS-Northeast | NE-3 West Tower | Telemetry room | 1/1/19 |  |  |  | MONITORS, TELEMETRIC, TRANSMITTER |  | .needs class |  |  |  |  | .needs class | GE |  |  |  |  | 8/1/13 |  |  | Covered PM Repair - Biomedical | MHHS-Northeast
NO | YES |  |  |  | 142-07363 | 142-07363 | GE Healthcare | CARESCAPE TELEMETRY T14 |  | SE318170011SA | NE-Telemetry | MHHS-Northeast |  |  |  | 142-07363 | 142-07363 | Katy | MHHS-Northeast | NE-Telemetry | Control Monitoring | 5/1/19 |  |  |  | MONITORS, TELEMETRIC, TRANSMITTER |  | .needs class |  |  |  |  | .needs class | GE |  |  |  |  | 6/14/14 |  |  | Covered PM Repair - Biomedical | MHHS-Northeast
NO | YES |  |  |  | 142-07384 | 142-07384 | GE Healthcare | CARESCAPE TELEMETRY T14 |  | SE318220076SA | NE-Telemetry | MHHS-Northeast |  |  |  | 142-07384 | 142-07384 | Katy | MHHS-Northeast | NE-Telemetry | Control Monitoring | 6/1/19 |  |  |  | MONITORS, TELEMETRIC, TRANSMITTER |  | .needs class |  |  |  |  | .needs class | GE |  |  |  |  | 6/1/14 |  |  | Covered PM Repair - Biomedical | MHHS-Northeast
NO | YES |  |  |  | 142-08141 | 142-08141 | GE Healthcare | CARESCAPE TELEMETRY T14 |  | SE318440029SA | NE-Telemetry | MHHS-Northeast |  |  |  | 142-08141 | 142-08141 | Katy | MHHS-Northeast | NE-Telemetry | Control Monitoring | 1/1/19 |  |  |  | MONITORS, TELEMETRIC, TRANSMITTER |  | .needs class |  |  |  |  | .needs class | GE | [7 empty] | Covered PM Repair - Biomedical | MHHS-Northeast
NO | YES |  |  |  | 142-08145 | 142-08145 | GE Healthcare | CARESCAPE TELEMETRY T14 |  | SE318450074SA | NE- 3 WEST TOWER CARDIO | MHHS-Northeast |  |  |  | 142-08145 | 142-08145 | Katy | Memorial Hermann North East Hospital | NE- 3 WEST TOWER CARDIO | Control Monitoring |  |  |  | No pm | MONITORS, TELEMETRIC, TRANSMITTER |  | .needs class |  |  |  |  | .needs class | GE | [7 empty] | Covered PM Repair - Biomedical | MHHS-Northeast
NO | YES |  |  |  | 142-08147 | 142-08147 | GE Healthcare | CARESCAPE TELEMETRY T14 |  | SE318450110SA | NE-5 South West | MHHS-Northeast |  |  |  | 142-08147 | 142-08147 | Katy | MHHS-Northeast | NE-5 South West |  | 1/1/19 |  |  |  | MONITORS, TELEMETRIC, TRANSMITTER |  | .needs class |  |  |  |  | .needs class | GE |  |  |  |  | 2/15/19 |  |  | Covered PM Repair - Biomedical | MHHS-Northeast
NO | YES |  |  |  | 142-08197 | 142-08197 | GE Healthcare | CARESCAPE TELEMETRY T14 |  | SE318460106SA | NE- 3 WEST TOWER CARDIO | MHHS-Northeast |  |  |  | 142-08197 | 142-08197 | Katy | Memorial Hermann North East Hospital | NE- 3 WEST TOWER CARDIO | Control Monitoring |  |  |  | No pm | MONITORS, TELEMETRIC, TRANSMITTER |  | .needs class |  |  |  |  | .needs class | GE | [7 empty] | Covered PM Repair - Biomedical | MHHS-Northeast
NO | YES |  |  |  | 142-08202 | 142-08202 | GE Healthcare | CARESCAPE TELEMETRY T14 |  | SE318480002SA | NE-3 West Tower | MHHS-Northeast |  |  |  | 142-08202 | 142-08202 | Katy | MHHS-Northeast | NE-3 West Tower | Telemetry room | 3/1/19 |  |  |  | MONITORS, TELEMETRIC, TRANSMITTER |  | .needs class |  |  |  |  | .needs class | GE |  |  |  |  | 2/15/19 |  |  | Covered PM Repair - Biomedical | MHHS-Northeast
NO | YES |  |  |  | 142-08219 | 142-08219 | GE Healthcare | CARESCAPE TELEMETRY T14 |  | SE319120089SA | NE-3 West Tower | MHHS-Northeast |  |  |  | 142-08219 | 142-08219 | Katy | MHHS-Northeast | NE-3 West Tower | Telemetry room | 4/1/19 | 2/1/20 |  |  | MONITORS, TELEMETRIC, TRANSMITTER |  | .needs class |  |  |  |  | .needs class | GE |  |  |  |  | 2/15/19 |  |  | Covered PM Repair - Biomedical | MHHS-Northeast
NO | YES |  |  |  | 142-08220 | 142-08220 | GE Healthcare | CARESCAPE TELEMETRY T14 |  | SE319120092SA | NE - TELEMETRY | MHHS-Northeast |  |  |  | 142-08220 | 142-08220 | Katy | Memorial Hermann Northeast Hospital | NE - TELEMETRY | Control monitoring |  |  |  | No pm sticker | MONITORS, TELEMETRIC, TRANSMITTER |  | .needs class |  |  |  |  | .needs class | GE | [7 empty] | Covered PM Repair - Biomedical | MHHS-Northeast
NO | YES |  |  |  | 142-08232 | 142-08232 | GE Healthcare | CARESCAPE TELEMETRY T14 |  | SE319130033SA | NE-Telemetry | MHHS-Northeast |  |  |  | 142-08232 | 142-08232 | Katy | MHHS-Northeast | NE-Telemetry | Control Monitoring | 5/1/19 |  |  |  | MONITORS, TELEMETRIC, TRANSMITTER |  | .needs class |  |  |  |  | .needs class | GE | [7 empty] | Covered PM Repair - Biomedical | MHHS-Northeast
NO | YES |  |  |  | 142-08235 | 142-08235 | GE Healthcare | CARESCAPE TELEMETRY T14 |  | SE319180063SA | NE-3 West Tower | MHHS-Northeast |  |  |  | 142-08235 | 142-08235 | Katy | MHHS-Northeast | NE-3 West Tower | Telemetry room | 5/1/19 |  |  |  | MONITORS, TELEMETRIC, TRANSMITTER |  | .needs class |  |  |  |  | .needs class | GE | [7 empty] | Covered PM Repair - Biomedical | MHHS-Northeast
NO | YES |  |  |  | 142-08292 | 142-08292 | GE Healthcare | CARESCAPE TELEMETRY T14 |  | SE319190016SA | NE-Telemetry | MHHS-Northeast |  |  |  | 142-08292 | 142-08292 | Katy | MHHS-Northeast | NE-Telemetry |  | 6/1/19 | 6/1/20 |  |  | MONITORS, TELEMETRIC, TRANSMITTER |  | .needs class |  |  |  |  | .needs class | GE |  |  |  |  | 1/1/10 |  |  | Covered PM Repair - Biomedical | MHHS-Northeast
NO | YES |  |  |  | 142-08294 | 142-08294 | GE Healthcare | CARESCAPE TELEMETRY T14 |  | SE319190055SA | NE-Telemetry | MHHS-Northeast |  |  |  | 142-08294 | 142-08294 | Katy | MHHS-Northeast | NE-Telemetry |  | 6/1/19 | 6/1/20 |  |  | MONITORS, TELEMETRIC, TRANSMITTER |  | .needs class |  |  |  |  | .needs class | GE | [7 empty] | Covered PM Repair - Biomedical | MHHS-Northeast
NO | YES |  |  |  | 142-08295 | 142-08295 | GE Healthcare | CARESCAPE TELEMETRY T14 |  | SE319180131SA | NE-Med/Surg | MHHS-Northeast |  |  |  | 142-08295 | 142-08295 | Katy | MHHS-Northeast | NE-Med/Surg | W4-08 | 6/1/19 |  |  |  | MONITORS, TELEMETRIC, TRANSMITTER |  | .needs class |  |  |  |  | .needs class | GE | [7 empty] | Not Covered Vendor Only - Biomedical | MHHS-Northeast
NO | YES |  |  |  | 142-08297 | 142-08297 | GE Healthcare | CARESCAPE TELEMETRY T14 |  | SE319250024SA | NE-Telemetry | MHHS-Northeast |  |  |  | 142-08297 | 142-08297 | Katy | MHHS-Northeast | NE-Telemetry | SW535 | 7/1/19 |  |  |  | MONITORS, TELEMETRIC, TRANSMITTER |  | .needs class |  |  |  |  | .needs class | GE |  |  |  |  | 1/1/12 |  |  | Covered PM Repair - Biomedical | MHHS-Northeast
NO | YES |  |  |  | 142-08299 | 142-08299 | GE Healthcare | CARESCAPE TELEMETRY T14 |  | SE319250057SA | NE-Telemetry | MHHS-Northeast |  |  |  | 142-08299 | 142-08299 | Katy | MHHS-Northeast | NE-Telemetry | W403 | 7/1/19 |  |  |  | MONITORS, TELEMETRIC, TRANSMITTER |  | .needs class |  |  |  |  | .needs class | GE |  |  |  |  | 1/20/14 |  |  | Covered PM Repair - Biomedical | MHHS-Northeast
NO | YES |  |  |  | 142-08301 | 142-08301 | GE Healthcare | CARESCAPE TELEMETRY T14 |  | SE319250037SA | NE-IMU2 | MHHS-Northeast |  |  |  | 142-08301 | 142-08301 | Katy | MHHS-Northeast | NE-IMU2 | Station | 7/1/19 |  |  |  | MONITORS, TELEMETRIC, TRANSMITTER |  | .needs class |  |  |  |  | .needs class | GE | [7 empty] | Covered PM Repair - Biomedical | MHHS-Northeast
NO | YES |  |  |  | 142-08307 | 142-08307 | GE Healthcare | CARESCAPE TELEMETRY T14 |  | SE319300046SA | NE - TELEMETRY | MHHS-Northeast |  |  |  | 142-08307 | 142-08307 | Katy | Memorial Hermann Northeast Hospital | NE - TELEMETRY | Control monitoring |  |  |  | No pm sticker | MONITORS, TELEMETRIC, TRANSMITTER |  | .needs class |  |  |  |  | .needs class | GE | [7 empty] | Covered PM Repair - Biomedical | MHHS-Northeast
NO | YES |  |  |  | 142-08422 | 142-08422 | GE Healthcare | CARESCAPE TELEMETRY T14 |  | SE319370050SA | NE-Telemetry | MHHS-Northeast |  |  |  | 142-08422 | 142-08422 | Katy | MHHS-Northeast | NE-Telemetry | W414 | 11/1/19 |  |  |  | MONITORS, TELEMETRIC, TRANSMITTER |  | .needs class |  |  |  |  | .needs class | GE |  |  |  |  | 11/16/19 |  |  | Covered PM Repair - Biomedical | MHHS-Northeast
NO | YES |  |  |  | 142-08424 | 142-08424 | GE Healthcare | CARESCAPE TELEMETRY T14 |  | SE319360009SA | NE-Med/Surg | MHHS-Northeast |  |  |  | 142-08424 | 142-08424 | Katy | MHHS-Northeast | NE-Med/Surg | W4-20 | 11/1/19 |  |  |  | MONITORS, TELEMETRIC, TRANSMITTER |  | .needs class |  |  |  |  | .needs class | GE | [7 empty] | Covered PM Repair - Biomedical | MHHS-Northeast
NO | YES |  |  |  | 142-08429 | 142-08429 | GE Healthcare | CARESCAPE TELEMETRY T14 |  | SE319370024SA | NE - 4 WEST TOWER | MHHS-Northeast |  |  |  | 142-08429 | 142-08429 | Katy | Memorial Hermann Northeast Hospital | NE - 4 WEST TOWER | Neuroscience nurse station |  |  |  |  | MONITORS, TELEMETRIC, TRANSMITTER |  | .needs class |  |  |  |  | .needs class | GE | [7 empty] | Covered PM Repair - Biomedical | MHHS-Northeast
NO | YES |  |  |  | 142-08291 | 142-08291 | GE Healthcare | Carescape Telemetry T14 |  | SE319190059SA | NE-ER |  |  |  |  | 142-08291 | 142-08291 | Katy | MHHS-Northeast | NE-ER | Nurses Station
NO | YES |  |  |  | 142-08430 | 142-08430 | GE Healthcare | Carescape Telemetry T14 |  | SE319350180SA | NE-ER |  |  |  |  | 142-08430 | 142-08430 | Katy | MHHS-Northeast | NE-ER | Nurses Station
NO | YES |  |  |  | 142-08428 | 142-08428 | GE Healthcare | Carescape Telemetry T14 |  | SE319360149SA | NE-ER |  |  |  |  | 142-08428 | 142-08428 | Katy | MHHS-Northeast | NE-ER | Nurses Station
NO | YES |  |  |  | 142-08300 | 142-08300 | GE Healthcare | Carescape Telemetry T14 |  | SE319250011SA | NE-ER |  |  |  |  | 142-08300 | 142-08300 | Katy | MHHS-Northeast | NE-ER | Nurses Station
NO | YES |  |  |  | 142-06558 | 142-06558 | GE Healthcare | Carescape Telemetry T14 |  | SE315500310GA | NE-ER |  |  |  |  | 142-06558 | 142-06558 | Katy | MHHS-Northeast | NE-ER | Nurses Station
YES | YES |  |  |  | 142-08401 | 142-08401 | GE Healthcare | CARESCAPE TELEMETRY T14 |  | SE319360109SA | NE - 3 WEST TOWER |  |  |  |  | 142-08401 | 142-08401 | NorthEast |  | NE - 3 WEST TOWER |  | 2/1/20 |  |  | No pm
YES | YES |  |  |  | 142-08459 | 142-08459 | GE Healthcare | CARESCAPE TELEMETRY T14 |  | Se319440334sa | 3 west |  |  |  |  | 142-08459 | 142-08459 | Katy | Memorial Hermann Northeast Hospital | 3 west | W3-15
YES | YES |  |  |  | 142-08394 | 142-08394 | GE Healthcare | CARESCAPE TELEMETRY T14 |  | SE317430033SA | MedSurg 3 west |  |  |  |  | 142-08394 | 142-08394 | Katy | Memorial Hermann Northeast Hospital | MedSurg 3 west | Telemetry room | 2/1/20
YES | YES |  |  |  | 142-08397 | 142-08397 | GE Healthcare | CARESCAPE TELEMETRY T14 |  | SE317380027SA | NE- 3 WEST TOWER CARDIO |  |  |  |  | 142-08397 | 142-08397 | Katy | Memorial Hermann North East Hospital | NE- 3 WEST TOWER CARDIO | Control Monitoring |  |  |  | No pm
YES | YES |  |  |  | 142-08499 | 142-08499 | GE Healthcare | CARESCAPE TELEMETRY T14 |  | SE320120008SA | NE - TELEMETRY |  |  |  |  | 142-08499 | 142-08499 | Katy | Memorial Hermann Northeast Hospital | NE - TELEMETRY | Control monitoring |  |  |  |  | MONITORS, TELEMETRIC, TRANSMITTER
NO | NO |  |  |  | 142-06515 |  | GE Healthcare | CARESCAPE TELEMETRY T14 |  | SE315460208GA | NE - TELEMETRY | MHHS-Northeast |  |  |  | 142-06515 |  | Katy |  | NE - TELEMETRY | [5 empty] | MONITORS, TELEMETRIC, TRANSMITTER |  | .needs class |  |  |  |  | .needs class | GE | [7 empty] | Covered PM Repair - Biomedical | MHHS-Northeast
NO | NO |  |  |  | 142-06516 |  | GE Healthcare | CARESCAPE TELEMETRY T14 |  | SE315460209GA | NE - TELEMETRY | MHHS-Northeast |  |  |  | 142-06516 |  | Katy |  | NE - TELEMETRY | [5 empty] | MONITORS, TELEMETRIC, TRANSMITTER |  | .needs class |  |  |  |  | .needs class | GE | [7 empty] | Covered PM Repair - Biomedical | MHHS-Northeast
NO | NO |  |  |  | 142-06518 |  | GE Healthcare | CARESCAPE TELEMETRY T14 |  | SE315460211GA | NE - TELEMETRY | MHHS-Northeast |  |  |  | 142-06518 |  | Katy |  | NE - TELEMETRY | [5 empty] | MONITORS, TELEMETRIC, TRANSMITTER |  | .needs class |  |  |  |  | .needs class | GE | [7 empty] | Covered PM Repair - Biomedical | MHHS-Northeast
NO | NO |  |  |  | 142-06525 |  | GE Healthcare | CARESCAPE TELEMETRY T14 |  | SE315460242GA | NE - TELEMETRY | MHHS-Northeast |  |  |  | 142-06525 |  | Katy |  | NE - TELEMETRY | [5 empty] | MONITORS, TELEMETRIC, TRANSMITTER |  | .needs class |  |  |  |  | .needs class | GE | [7 empty] | Covered PM Repair - Biomedical | MHHS-Northeast
NO | NO |  |  |  | 142-06528 |  | GE Healthcare | CARESCAPE TELEMETRY T14 |  | SE315460253GA | NE - TELEMETRY | MHHS-Northeast |  |  |  | 142-06528 |  | Katy |  | NE - TELEMETRY | [5 empty] | MONITORS, TELEMETRIC, TRANSMITTER |  | .needs class |  |  |  |  | .needs class | GE | [7 empty] | Covered PM Repair - Biomedical | MHHS-Northeast
NO | NO |  |  |  | 142-06533 |  | GE Healthcare | CARESCAPE TELEMETRY T14 |  | SE315460261GA | NE - TELEMETRY | MHHS-Northeast |  |  |  | 142-06533 |  | Katy |  | NE - TELEMETRY | [5 empty] | MONITORS, TELEMETRIC, TRANSMITTER |  | .needs class |  |  |  |  | .needs class | GE | [7 empty] | Covered PM Repair - Biomedical | MHHS-Northeast
NO | NO |  |  |  | 142-06545 |  | GE Healthcare | CARESCAPE TELEMETRY T14 |  | SE315460273GA | NE - TELEMETRY | MHHS-Northeast |  |  |  | 142-06545 |  | Katy |  | NE - TELEMETRY | [5 empty] | MONITORS, TELEMETRIC, TRANSMITTER |  | .needs class |  |  |  |  | .needs class | GE | [7 empty] | Covered PM Repair - Biomedical | MHHS-Northeast
NO | NO |  |  |  | 142-06548 |  | GE Healthcare | CARESCAPE TELEMETRY T14 |  | SE315460276GA | NE - TELEMETRY | MHHS-Northeast |  |  |  | 142-06548 |  | Katy |  | NE - TELEMETRY | [5 empty] | MONITORS, TELEMETRIC, TRANSMITTER |  | .needs class |  |  |  |  | .needs class | GE | [7 empty] | Covered PM Repair - Biomedical | MHHS-Northeast
NO | NO |  |  |  | 142-06557 |  | GE Healthcare | CARESCAPE TELEMETRY T14 |  | SE315500309GA | NE - TELEMETRY | MHHS-Northeast |  |  |  | 142-06557 |  | Katy |  | NE - TELEMETRY | [5 empty] | MONITORS, TELEMETRIC, TRANSMITTER |  | .needs class |  |  |  |  | .needs class | GE | [7 empty] | Covered PM Repair - Biomedical | MHHS-Northeast
NO | NO |  |  |  | 142-06560 |  | GE Healthcare | CARESCAPE TELEMETRY T14 |  | SE315500312GA | NE - TELEMETRY | MHHS-Northeast |  |  |  | 142-06560 |  | Katy |  | NE - TELEMETRY | [5 empty] | MONITORS, TELEMETRIC, TRANSMITTER |  | .needs class |  |  |  |  | .needs class | GE | [7 empty] | Covered PM Repair - Biomedical | MHHS-Northeast
NO | NO |  |  |  | 142-06565 |  | GE Healthcare | CARESCAPE TELEMETRY T14 |  | SE315500333GA | NE - TELEMETRY | MHHS-Northeast |  |  |  | 142-06565 |  | Katy |  | NE - TELEMETRY | [5 empty] | MONITORS, TELEMETRIC, TRANSMITTER |  | .needs class |  |  |  |  | .needs class | GE | [7 empty] | Covered PM Repair - Biomedical | MHHS-Northeast
NO | NO |  |  |  | 142-06567 |  | GE Healthcare | CARESCAPE TELEMETRY T14 |  | SE315500335GA | NE - TELEMETRY | MHHS-Northeast |  |  |  | 142-06567 |  | Katy |  | NE - TELEMETRY | [5 empty] | MONITORS, TELEMETRIC, TRANSMITTER |  | .needs class |  |  |  |  | .needs class | GE | [7 empty] | Covered PM Repair - Biomedical | MHHS-Northeast
NO | NO |  |  |  | 142-06572 |  | GE Healthcare | CARESCAPE TELEMETRY T14 |  | SE315500340GA | NE - TELEMETRY | MHHS-Northeast |  |  |  | 142-06572 |  | Katy |  | NE - TELEMETRY | [5 empty] | MONITORS, TELEMETRIC, TRANSMITTER |  | .needs class |  |  |  |  | .needs class | GE | [7 empty] | Covered PM Repair - Biomedical | MHHS-Northeast
NO | NO |  |  |  | 142-06578 |  | GE Healthcare | CARESCAPE TELEMETRY T14 |  | SE315500414GA | NE - TELEMETRY | MHHS-Northeast |  |  |  | 142-06578 |  | Katy |  | NE - TELEMETRY | [5 empty] | MONITORS, TELEMETRIC, TRANSMITTER |  | .needs class |  |  |  |  | .needs class | GE | [7 empty] | Covered PM Repair - Biomedical | MHHS-Northeast
NO | NO |  |  |  | 142-06581 |  | GE Healthcare | CARESCAPE TELEMETRY T14 |  | SE315500417GA | NE - TELEMETRY | MHHS-Northeast |  |  |  | 142-06581 |  | Katy |  | NE - TELEMETRY | [5 empty] | MONITORS, TELEMETRIC, TRANSMITTER |  | .needs class |  |  |  |  | .needs class | GE | [7 empty] | Covered PM Repair - Biomedical | MHHS-Northeast
NO | NO |  |  |  | 142-06585 |  | GE Healthcare | CARESCAPE TELEMETRY T14 |  | SE315500421GA | NE - TELEMETRY | MHHS-Northeast |  |  |  | 142-06585 |  | Katy |  | NE - TELEMETRY | [5 empty] | MONITORS, TELEMETRIC, TRANSMITTER |  | .needs class |  |  |  |  | .needs class | GE | [7 empty] | Covered PM Repair - Biomedical | MHHS-Northeast
NO | NO |  |  |  | 142-06589 |  | GE Healthcare | CARESCAPE TELEMETRY T14 |  | SE315510431GA | NE - TELEMETRY | MHHS-Northeast |  |  |  | 142-06589 |  | Katy |  | NE - TELEMETRY | [5 empty] | MONITORS, TELEMETRIC, TRANSMITTER |  | .needs class |  |  |  |  | .needs class | GE | [7 empty] | Covered PM Repair - Biomedical | MHHS-Northeast
NO | NO |  |  |  | 142-06594 |  | GE Healthcare | CARESCAPE TELEMETRY T14 |  | SE315510430GA | NE - TELEMETRY | MHHS-Northeast |  |  |  | 142-06594 |  | Katy |  | NE - TELEMETRY | [5 empty] | MONITORS, TELEMETRIC, TRANSMITTER |  | .needs class |  |  |  |  | .needs class | GE | [7 empty] | Covered PM Repair - Biomedical | MHHS-Northeast
NO | NO |  |  |  | 142-06601 |  | GE Healthcare | CARESCAPE TELEMETRY T14 |  | SE315510435GA | NE - TELEMETRY | MHHS-Northeast |  |  |  | 142-06601 |  | Katy |  | NE - TELEMETRY | [5 empty] | MONITORS, TELEMETRIC, TRANSMITTER |  | .needs class |  |  |  |  | .needs class | GE | [7 empty] | No Coverage Specified | MHHS-Northeast
NO | NO |  |  |  | 142-06602 |  | GE Healthcare | CARESCAPE TELEMETRY T14 |  | SE315510540GA | NE - TELEMETRY | MHHS-Northeast |  |  |  | 142-06602 |  | Katy |  | NE - TELEMETRY | [5 empty] | MONITORS, TELEMETRIC, TRANSMITTER |  | .needs class |  |  |  |  | .needs class | GE | [7 empty] | Covered PM Repair - Biomedical | MHHS-Northeast
NO | NO |  |  |  | 142-06611 |  | GE Healthcare | CARESCAPE TELEMETRY T14 |  | SE315510442GA | NE - TELEMETRY | MHHS-Northeast |  |  |  | 142-06611 |  | Katy |  | NE - TELEMETRY | [5 empty] | MONITORS, TELEMETRIC, TRANSMITTER |  | .needs class |  |  |  |  | .needs class | GE | [7 empty] | Covered PM Repair - Biomedical | MHHS-Northeast
NO | NO |  |  |  | 142-06618 |  | GE Healthcare | CARESCAPE TELEMETRY T14 |  | SE315510533GA | NE - TELEMETRY | MHHS-Northeast |  |  |  | 142-06618 |  | Katy |  | NE - TELEMETRY | [5 empty] | MONITORS, TELEMETRIC, TRANSMITTER |  | .needs class |  |  |  |  | .needs class | GE | [7 empty] | Covered PM Repair - Biomedical | MHHS-Northeast
NO | NO |  |  |  | 142-06620 |  | GE Healthcare | CARESCAPE TELEMETRY T14 |  | SE315510545GA | NE - TELEMETRY | MHHS-Northeast |  |  |  | 142-06620 |  | Katy |  | NE - TELEMETRY | [5 empty] | MONITORS, TELEMETRIC, TRANSMITTER |  | .needs class |  |  |  |  | .needs class | GE | [7 empty] | Covered PM Repair - Biomedical | MHHS-Northeast
NO | NO |  |  |  | 142-06624 |  | GE Healthcare | CARESCAPE TELEMETRY T14 |  | SE315510548GA | NE - TELEMETRY | MHHS-Northeast |  |  |  | 142-06624 |  | Katy |  | NE - TELEMETRY | [5 empty] | MONITORS, TELEMETRIC, TRANSMITTER |  | .needs class |  |  |  |  | .needs class | GE | [7 empty] | Covered PM Repair - Biomedical | MHHS-Northeast
NO | NO |  |  |  | 142-06630 |  | GE Healthcare | CARESCAPE TELEMETRY T14 |  | SE315510542GA | NE - TELEMETRY | MHHS-Northeast |  |  |  | 142-06630 |  | Katy |  | NE - TELEMETRY | [5 empty] | MONITORS, TELEMETRIC, TRANSMITTER |  | .needs class |  |  |  |  | .needs class | GE | [7 empty] | Not Covered Vendor Only - Biomedical | MHHS-Northeast
NO | NO |  |  |  | 142-06788 |  | GE Healthcare | CARESCAPE TELEMETRY T14 |  | SE319010006SA | NE - TELEMETRY | MHHS-Northeast |  |  |  | 142-06788 |  | Katy |  | NE - TELEMETRY | [5 empty] | MONITORS, TELEMETRIC, TRANSMITTER |  | .needs class |  |  |  |  | .needs class | GE | [7 empty] | Clinical Miscellaneous | MHHS-Northeast
NO | NO |  |  |  | 142-06789 |  | GE Healthcare | CARESCAPE TELEMETRY T14 |  | SE319010016SA | NE - TELEMETRY | MHHS-Northeast |  |  |  | 142-06789 |  | Katy |  | NE - TELEMETRY | [5 empty] | MONITORS, TELEMETRIC, TRANSMITTER |  | .needs class |  |  |  |  | .needs class | GE | [7 empty] | Clinical Miscellaneous | MHHS-Northeast
NO | NO |  |  |  | 142-06817 |  | GE Healthcare | CARESCAPE TELEMETRY T14 |  | SE316080736GA | NE - TELEMETRY | MHHS-Northeast |  |  |  | 142-06817 |  | Katy |  | NE - TELEMETRY | [5 empty] | MONITORS, TELEMETRIC, TRANSMITTER |  | .needs class |  |  |  |  | .needs class | GE | [7 empty] | Covered PM Repair - Biomedical | MHHS-Northeast
NO | NO |  |  |  | 142-06826 |  | GE Healthcare | CARESCAPE TELEMETRY T14 |  | SE316410073SA | NE - TELEMETRY | MHHS-Northeast |  |  |  | 142-06826 |  | Katy |  | NE - TELEMETRY | [5 empty] | MONITORS, TELEMETRIC, TRANSMITTER |  | .needs class |  |  |  |  | .needs class | GE | [7 empty] | Covered PM Repair - Biomedical | MHHS-Northeast
NO | NO |  |  |  | 142-07203 |  | GE Healthcare | CARESCAPE TELEMETRY T14 |  | SE317380012SA | NE - TELEMETRY | MHHS-Northeast |  |  |  | 142-07203 |  | Katy |  | NE - TELEMETRY | [5 empty] | MONITORS, TELEMETRIC, TRANSMITTER |  | .needs class |  |  |  |  | .needs class | GE | [7 empty] | Covered PM Repair - Biomedical | MHHS-Northeast
NO | NO |  |  |  | 142-07206 |  | GE Healthcare | CARESCAPE TELEMETRY T14 |  | SE317360063SA | NE - TELEMETRY | MHHS-Northeast |  |  |  | 142-07206 |  | Katy |  | NE - TELEMETRY | [5 empty] | MONITORS, TELEMETRIC, TRANSMITTER |  | .needs class |  |  |  |  | .needs class | GE | [7 empty] | Covered PM Repair - Biomedical | MHHS-Northeast
NO | NO |  |  |  | 142-07261 |  | GE Healthcare | CARESCAPE TELEMETRY T14 |  | SE317490036SA | NE - TELEMETRY | MHHS-Northeast |  |  |  | 142-07261 |  | Katy |  | NE - TELEMETRY | [5 empty] | MONITORS, TELEMETRIC, TRANSMITTER |  | .needs class |  |  |  |  | .needs class | GE | [7 empty] | Covered PM Repair - Biomedical | MHHS-Northeast
NO | NO |  |  |  | 142-07264 |  | GE Healthcare | CARESCAPE TELEMETRY T14 |  | SE317490003SA | NE - TELEMETRY | MHHS-Northeast |  |  |  | 142-07264 |  | Katy |  | NE - TELEMETRY | [5 empty] | MONITORS, TELEMETRIC, TRANSMITTER |  | .needs class |  |  |  |  | .needs class | GE | [7 empty] | Covered PM Repair - Biomedical | MHHS-Northeast
NO | NO |  |  |  | 142-07266 |  | GE Healthcare | CARESCAPE TELEMETRY T14 |  | SE317490044SA | NE - TELEMETRY | MHHS-Northeast |  |  |  | 142-07266 |  | Katy |  | NE - TELEMETRY | [5 empty] | MONITORS, TELEMETRIC, TRANSMITTER |  | .needs class |  |  |  |  | .needs class | GE | [7 empty] | Covered PM Repair - Biomedical | MHHS-Northeast
NO | NO |  |  |  | 142-07271 |  | GE Healthcare | CARESCAPE TELEMETRY T14 |  | SE317490014SA | NE - TELEMETRY | MHHS-Northeast |  |  |  | 142-07271 |  | Katy |  | NE - TELEMETRY | [5 empty] | MONITORS, TELEMETRIC, TRANSMITTER |  | .needs class |  |  |  |  | .needs class | GE | [7 empty] | Covered PM Repair - Biomedical | MHHS-Northeast
NO | NO |  |  |  | 142-07349 |  | GE Healthcare | CARESCAPE TELEMETRY T14 |  | SE318080057SA | NE - TELEMETRY | MHHS-Northeast |  |  |  | 142-07349 |  | Katy |  | NE - TELEMETRY | [5 empty] | MONITORS, TELEMETRIC, TRANSMITTER |  | .needs class |  |  |  |  | .needs class | GE | [7 empty] | Covered PM Repair - Biomedical | MHHS-Northeast
NO | NO |  |  |  | 142-07383 |  | GE Healthcare | CARESCAPE TELEMETRY T14 |  | SE318220103SA | NE - TELEMETRY | MHHS-Northeast |  |  |  | 142-07383 |  | Katy |  | NE - TELEMETRY | [5 empty] | MONITORS, TELEMETRIC, TRANSMITTER |  | .needs class |  |  |  |  | .needs class | GE | [7 empty] | Covered PM Repair - Biomedical | MHHS-Northeast
NO | NO |  |  |  | 142-07433 |  | GE Healthcare | CARESCAPE TELEMETRY T14 |  | SE315460244GA | NE - TELEMETRY | MHHS-Northeast |  |  |  | 142-07433 |  | Katy |  | NE - TELEMETRY | [5 empty] | MONITORS, TELEMETRIC, TRANSMITTER |  | .needs class |  |  |  |  | .needs class | GE | [7 empty] | Not Covered Vendor Only - Biomedical | MHHS-Northeast
NO | NO |  |  |  | 142-07994 |  | GE Healthcare | CARESCAPE TELEMETRY T14 |  | SE318460112SA | NE - TELEMETRY | MHHS-Northeast |  |  |  | 142-07994 |  | Katy |  | NE - TELEMETRY | [5 empty] | MONITORS, TELEMETRIC, TRANSMITTER |  | .needs class |  |  |  |  | .needs class | GE | [7 empty] | Not Covered Vendor Only - Biomedical | MHHS-Northeast
NO | NO |  |  |  | 142-08106 |  | GE Healthcare | CARESCAPE TELEMETRY T14 |  | SE318450030SA | NE - TELEMETRY | MHHS-Northeast |  |  |  | 142-08106 |  | Katy |  | NE - TELEMETRY | [5 empty] | MONITORS, TELEMETRIC, TRANSMITTER |  | .needs class |  |  |  |  | .needs class | GE | [7 empty] | Clinical Miscellaneous | MHHS-Northeast
NO | NO |  |  |  | 142-08142 |  | GE Healthcare | CARESCAPE TELEMETRY T14 |  | SE318460052SA | NE - TELEMETRY | MHHS-Northeast |  |  |  | 142-08142 |  | Katy |  | NE - TELEMETRY | [5 empty] | MONITORS, TELEMETRIC, TRANSMITTER |  | .needs class |  |  |  |  | .needs class | GE | [7 empty] | Covered PM Repair - Biomedical | MHHS-Northeast
NO | NO |  |  |  | 142-08146 |  | GE Healthcare | CARESCAPE TELEMETRY T14 |  | SE318460039SA | NE - TELEMETRY | MHHS-Northeast |  |  |  | 142-08146 |  | Katy |  | NE - TELEMETRY | [5 empty] | MONITORS, TELEMETRIC, TRANSMITTER |  | .needs class |  |  |  |  | .needs class | GE | [7 empty] | Covered PM Repair - Biomedical | MHHS-Northeast
NO | NO |  |  |  | 142-08148 |  | GE Healthcare | CARESCAPE TELEMETRY T14 |  | SE318450041SA | NE - TELEMETRY | MHHS-Northeast |  |  |  | 142-08148 |  | Katy |  | NE - TELEMETRY | [5 empty] | MONITORS, TELEMETRIC, TRANSMITTER |  | .needs class |  |  |  |  | .needs class | GE | [7 empty] | Covered PM Repair - Biomedical | MHHS-Northeast
NO | NO |  |  |  | 142-08170 |  | GE Healthcare | CARESCAPE TELEMETRY T14 |  | SE319010007SA | NE - TELEMETRY | MHHS-Northeast |  |  |  | 142-08170 |  | Katy |  | NE - TELEMETRY | [5 empty] | MONITORS, TELEMETRIC, TRANSMITTER |  | .needs class |  |  |  |  | .needs class | GE | [7 empty] | Covered PM Repair - Biomedical | MHHS-Northeast
NO | NO |  |  |  | 142-08200 |  | GE Healthcare | CARESCAPE TELEMETRY T14 |  | SE318470013SA | NE - TELEMETRY | MHHS-Northeast |  |  |  | 142-08200 |  | Katy |  | NE - TELEMETRY | [5 empty] | MONITORS, TELEMETRIC, TRANSMITTER |  | .needs class |  |  |  |  | .needs class | GE | [7 empty] | Covered PM Repair - Biomedical | MHHS-Northeast
NO | NO |  |  |  | 142-08210 |  | GE Healthcare | CARESCAPE TELEMETRY T14 |  | SE319010046SA | NE - TELEMETRY | MHHS-Northeast |  |  |  | 142-08210 |  | Katy |  | NE - TELEMETRY | [5 empty] | MONITORS, TELEMETRIC, TRANSMITTER |  | .needs class |  |  |  |  | .needs class | GE | [7 empty] | Covered PM Repair - Biomedical | MHHS-Northeast
NO | NO |  |  |  | 142-08211 |  | GE Healthcare | CARESCAPE TELEMETRY T14 |  | SE318480019SA | NE - TELEMETRY | MHHS-Northeast |  |  |  | 142-08211 |  | Katy |  | NE - TELEMETRY | [5 empty] | MONITORS, TELEMETRIC, TRANSMITTER |  | .needs class |  |  |  |  | .needs class | GE | [7 empty] | Covered PM Repair - Biomedical | MHHS-Northeast
NO | NO |  |  |  | 142-08212 |  | GE Healthcare | CARESCAPE TELEMETRY T14 |  | SE318470037SA | NE - TELEMETRY | MHHS-Northeast |  |  |  | 142-08212 |  | Katy |  | NE - TELEMETRY | [5 empty] | MONITORS, TELEMETRIC, TRANSMITTER |  | .needs class |  |  |  |  | .needs class | GE | [7 empty] | Covered PM Repair - Biomedical | MHHS-Northeast
NO | NO |  |  |  | 142-08213 |  | GE Healthcare | CARESCAPE TELEMETRY T14 |  | SE319010041SA | NE - TELEMETRY | MHHS-Northeast |  |  |  | 142-08213 |  | Katy |  | NE - TELEMETRY | [5 empty] | MONITORS, TELEMETRIC, TRANSMITTER |  | .needs class |  |  |  |  | .needs class | GE | [7 empty] | Covered PM Repair - Biomedical | MHHS-Northeast
NO | NO |  |  |  | 142-08214 |  | GE Healthcare | CARESCAPE TELEMETRY T14 |  | SE318170094SA | NE - TELEMETRY | MHHS-Northeast |  |  |  | 142-08214 |  | Katy |  | NE - TELEMETRY | [5 empty] | MONITORS, TELEMETRIC, TRANSMITTER |  | .needs class |  |  |  |  | .needs class | GE | [7 empty] | Covered PM Repair - Biomedical | MHHS-Northeast
NO | NO |  |  |  | 142-08215 |  | GE Healthcare | CARESCAPE TELEMETRY T14 |  | SE319010032SA | NE - TELEMETRY | MHHS-Northeast |  |  |  | 142-08215 |  | Katy |  | NE - TELEMETRY | [5 empty] | MONITORS, TELEMETRIC, TRANSMITTER |  | .needs class |  |  |  |  | .needs class | GE | [7 empty] | Covered PM Repair - Biomedical | MHHS-Northeast
NO | NO |  |  |  | 142-08217 |  | GE Healthcare | CARESCAPE TELEMETRY T14 |  | SE319120079SA | NE - TELEMETRY | MHHS-Northeast |  |  |  | 142-08217 |  | Katy |  | NE - TELEMETRY | [5 empty] | MONITORS, TELEMETRIC, TRANSMITTER |  | .needs class |  |  |  |  | .needs class | GE | [7 empty] | Covered PM Repair - Biomedical | MHHS-Northeast
NO | NO |  |  |  | 142-08224 |  | GE Healthcare | CARESCAPE TELEMETRY T14 |  | SE319120059SA | NE - TELEMETRY | MHHS-Northeast |  |  |  | 142-08224 |  | Katy |  | NE - TELEMETRY | [5 empty] | MONITORS, TELEMETRIC, TRANSMITTER |  | .needs class |  |  |  |  | .needs class | GE | [7 empty] | Covered PM Repair - Respiratory/Steriliz | MHHS-Northeast
NO | NO |  |  |  | 142-08231 |  | GE Healthcare | CARESCAPE TELEMETRY T14 |  | SE319130010SA | NE - TELEMETRY | MHHS-Northeast |  |  |  | 142-08231 |  | Katy |  | NE - TELEMETRY | [5 empty] | MONITORS, TELEMETRIC, TRANSMITTER |  | .needs class |  |  |  |  | .needs class | GE | [7 empty] | Covered PM Repair - Biomedical | MHHS-Northeast
NO | NO |  |  |  | 142-08233 |  | GE Healthcare | CARESCAPE TELEMETRY T14 |  | SE319130001SA | NE - TELEMETRY | MHHS-Northeast |  |  |  | 142-08233 |  | Katy |  | NE - TELEMETRY | [5 empty] | MONITORS, TELEMETRIC, TRANSMITTER |  | .needs class |  |  |  |  | .needs class | GE | [7 empty] | Covered PM Repair - Biomedical | MHHS-Northeast
NO | NO |  |  |  | 142-08234 |  | GE Healthcare | CARESCAPE TELEMETRY T14 |  | SE319130002SA | NE - TELEMETRY | MHHS-Northeast |  |  |  | 142-08234 |  | Katy |  | NE - TELEMETRY | [5 empty] | MONITORS, TELEMETRIC, TRANSMITTER |  | .needs class |  |  |  |  | .needs class | GE | [7 empty] | Covered PM Repair - Biomedical | MHHS-Northeast
NO | NO |  |  |  | 142-08288 |  | GE Healthcare | CARESCAPE TELEMETRY T14 |  | SE319200156SA | NE - TELEMETRY | MHHS-Northeast |  |  |  | 142-08288 |  | Katy |  | NE - TELEMETRY | [5 empty] | MONITORS, TELEMETRIC, TRANSMITTER |  | .needs class |  |  |  |  | .needs class | GE | [7 empty] | Covered PM Repair - Biomedical | MHHS-Northeast
NO | NO |  |  |  | 142-08289 |  | GE Healthcare | CARESCAPE TELEMETRY T14 |  | SE319200184SA | NE - TELEMETRY | MHHS-Northeast |  |  |  | 142-08289 |  | Katy |  | NE - TELEMETRY | [5 empty] | MONITORS, TELEMETRIC, TRANSMITTER |  | .needs class |  |  |  |  | .needs class | GE | [7 empty] | Covered PM Repair - Biomedical | MHHS-Northeast
NO | NO |  |  |  | 142-08293 |  | GE Healthcare | CARESCAPE TELEMETRY T14 |  | SE319200061SA | NE - TELEMETRY | MHHS-Northeast |  |  |  | 142-08293 |  | Katy |  | NE - TELEMETRY | [5 empty] | MONITORS, TELEMETRIC, TRANSMITTER |  | .needs class |  |  |  |  | .needs class | GE | [7 empty] | Covered PM Repair - Biomedical | MHHS-Northeast
NO | NO |  |  |  | 142-08298 |  | GE Healthcare | CARESCAPE TELEMETRY T14 |  | SE319200078SA | NE - TELEMETRY | MHHS-Northeast |  |  |  | 142-08298 |  | Katy |  | NE - TELEMETRY | [5 empty] | MONITORS, TELEMETRIC, TRANSMITTER |  | .needs class |  |  |  |  | .needs class | GE | [7 empty] | Covered PM Repair - Biomedical | MHHS-Northeast
NO | NO |  |  |  | 142-08302 |  | GE Healthcare | CARESCAPE TELEMETRY T14 |  | SE319250001SA | NE - TELEMETRY | MHHS-Northeast |  |  |  | 142-08302 |  | Katy |  | NE - TELEMETRY | [5 empty] | MONITORS, TELEMETRIC, TRANSMITTER |  | .needs class |  |  |  |  | .needs class | GE | [7 empty] | Covered PM Repair - Biomedical | MHHS-Northeast
NO | NO |  |  |  | 142-08423 |  | GE Healthcare | CARESCAPE TELEMETRY T14 |  | SE319180008SA | NE - TELEMETRY | MHHS-Northeast |  |  |  | 142-08423 |  | Katy |  | NE - TELEMETRY | [5 empty] | MONITORS, TELEMETRIC, TRANSMITTER |  | .needs class |  |  |  |  | .needs class | GE | [7 empty] | Covered PM Repair - Biomedical | MHHS-Northeast
NO | NO |  |  |  | 142-08425 |  | GE Healthcare | CARESCAPE TELEMETRY T14 |  | SE319370011SA | NE - TELEMETRY | MHHS-Northeast |  |  |  | 142-08425 |  | Katy |  | NE - TELEMETRY | [5 empty] | MONITORS, TELEMETRIC, TRANSMITTER |  | .needs class |  |  |  |  | .needs class | GE | [7 empty] | Covered PM Repair - Biomedical | MHHS-Northeast
NO | NO |  |  |  | 142-08426 |  | GE Healthcare | CARESCAPE TELEMETRY T14 |  | SE319130051SA | NE - TELEMETRY | MHHS-Northeast |  |  |  | 142-08426 |  | Katy |  | NE - TELEMETRY | [5 empty] | MONITORS, TELEMETRIC, TRANSMITTER |  | .needs class |  |  |  |  | .needs class | GE | [7 empty] | Covered PM Repair - Biomedical | MHHS-Northeast
NO | NO |  |  |  | 142-08427 |  | GE Healthcare | CARESCAPE TELEMETRY T14 |  | SE319250099SA | NE - TELEMETRY | MHHS-Northeast |  |  |  | 142-08427 |  | Katy |  | NE - TELEMETRY | [5 empty] | MONITORS, TELEMETRIC, TRANSMITTER |  | .needs class |  |  |  |  | .needs class | GE | [7 empty] | Covered PM Repair - Biomedical | MHHS-Northeast
YES | YES |  |  |  | 142-05546 | 142-05546 | GE Healthcare | CareScape V100 |  | SH613050296SA | Radiology |  |  |  |  | 142-05546 | 142-05546 | Katy | Memorial Hermann Northeast Hospital | Radiology | Nursing office | 2/1/20 | 2/1/20
YES | YES | Asset Tag 013-36179 |  |  | 013-36179 | 013-36179 | GE Healthcare | CareScape V100 |  | SH612400033SA | MH MG - (STX) - SOUTH TEXAS - ROSENBERG |  |  |  |  | 013-36179 | 013-36179 | South | Memorial Hermann Medical Group Rosenberg | MH MG - (STX) - SOUTH TEXAS - ROSENBERG | Hall | 12/1/19 |  | 10/1/20
YES | YES | Asset Tag 013-36179 |  |  | 013-36179 | 013-36179 | GE Healthcare | Carescape V100 |  | SH612400033SA | Rosenberg |  |  |  |  | 013-36179 | 013-36179 | South | Rosenberg | Rosenberg | Hallway
YES | YES |  |  |  | 129-06758 | 129-06758 | GE Healthcare | Case |  | SN216130327SA | MH MG - (SL) - SUGAR LAND MULTI-SPECIALTY (MP1) |  |  |  |  | 129-06758 | 129-06758 | Sugar Land | Memorial Hermann Medical Group Sugar Land Multi-Specialty (#350) | MH MG - (SL) - SUGAR LAND MULTI-SPECIALTY (MP1) | Cardio 2 | 2/1/20 | 2/1/21
YES | YES |  |  |  | 029-12897 | 029-12897 | GE Healthcare | Case |  | STE19410013SA | WOODLANDS - CARDIC REHAB |  |  |  |  | 029-12897 | 029-12897 | Woodlands | Woodlands | WOODLANDS - CARDIC REHAB | MH woodlands 1st floor
YES | YES |  |  |  | 005-12423 | 005-12423 | GE Healthcare | Case |  | SPZ18040020SA | MH MG - (SE) - LC CCC - TIMESHARE |  |  |  |  | 005-12423 | 005-12423 | Southeast | Memorial Hermann Convenient Care Center in League City (League City CCC) | MH MG - (SE) - LC CCC - TIMESHARE | Ste500
NO | YES |  |  |  | 009-03307 |  | GE Healthcare | CASE SERIES |  | K3VF0859S | GH - RADIOLOGY | MHHS-Greater Heights |  |  |  | 009-03307 |  | Central & Greater Heights |  | GH - RADIOLOGY |  | 11/27/19 |  |  |  | MONITORING SYSTEMS, PHYSIOLOGIC, STRESS EXERCISE |  | .needs class | [5 empty] | GE |  |  |  |  | 1/1/12 |  |  | Covered PM Repair - Biomedical | MHHS-Greater Heights
NO | YES | [5 empty] | GE Healthcare | CASE SERIES |  | SCF08423789SA | GH-Radiology | MHHS-Greater Heights | [5 empty] | Central | MHHS-Greater Heights | GH-Radiology | Nuclear Medicine | 11/1/19 |  | 11/1/20 |  | MONITORING SYSTEMS, PHYSIOLOGIC, STRESS EXERCISE |  | .needs class | [5 empty] | GE |  |  |  |  | 1/1/18 |  |  | Covered PM Repair - Biomedical | MHHS-Greater Heights
NO | YES |  |  |  | 133-08565 | 133-08565 | GE Healthcare | CASE SERIES |  | SN215331574SA | KATY - CARDIOLOGY | MHHS-Katy |  |  |  | 133-08565 | 133-08565 | Katy |  | KATY - CARDIOLOGY | [5 empty] | MONITORING SYSTEMS, PHYSIOLOGIC, STRESS EXERCISE |  | .needs class | [5 empty] | GE | [7 empty] | No Coverage Specified | MHHS-Katy
NO | YES | Asset Tag 041-18750 |  |  | 041-18750 | 041-18750 | GE Healthcare | CASE SERIES |  | SMN14300051SA | MH MG - (MC) - MC CARDIOLOGY (MP4) STE400 | MHHS-MG |  |  |  | 041-18750 | 041-18750 | West | MHHS-MG | MH MG - (MC) - MC CARDIOLOGY (MP4) STE400 | Nuc Dept | 11/1/19 |  | 11/1/20 |  | MONITORING SYSTEMS, PHYSIOLOGIC, STRESS EXERCISE |  | .needs class | [5 empty] | GE |  |  |  |  | 1/1/12 |  |  | Covered PM Repair - Biomedical | MHHS-MG
NO | YES |  |  |  | 013-36209 | 013-36209 | GE Healthcare | CASE SERIES |  | SHS13231644SA | MH MG-(SW)-Southwest Cardiology (Mp2) | MHHS-MG |  |  |  | 013-36209 | 013-36209 | Southwest | MHHS-MG | MH MG-(SW)-Southwest Cardiology (Mp2) | Stress Room | 9/1/19 |  | 3/1/20 |  | MONITORING SYSTEMS, PHYSIOLOGIC, STRESS EXERCISE |  | .needs class | [5 empty] | GE |  |  |  |  | 1/1/12 |  |  | Covered PM Repair - Biomedical | MHHS-MG
NO | YES |  |  |  | 145-00347 | 145-00347 | GE Healthcare | CASE SERIES |  | SN216060141SA | Pearland-Cardiology Services | MHHS-Pearland Hospital |  |  |  | 145-00347 | 145-00347 | Pearland | MHHS-Pearland Hospital | Pearland-Cardiology Services | Treadmill S2 236 | 1/1/20 | 1/1/21 |  |  | MONITORING SYSTEMS, PHYSIOLOGIC, STRESS EXERCISE |  | .needs class | [5 empty] | GE |  |  |  |  | 1/1/12 |  |  | Covered PM Repair - Biomedical | MHHS-Pearland Hospital
NO | YES |  |  |  | 013-37459 | 013-37459 | GE Healthcare | CASE SERIES |  | 216180479SA | SW-HVI-Noninvasive Cardiology | MHHS-Southwest |  |  |  | 013-37459 | 013-37459 | Southwest | MHHS-Southwest | SW-HVI-Noninvasive Cardiology | Stress Echo | 12/1/19 |  | 6/1/20 |  | MONITORING SYSTEMS, PHYSIOLOGIC, STRESS EXERCISE |  | .needs class | [5 empty] | GE |  |  |  |  | 1/1/12 |  |  | Covered PM Repair - Biomedical | MHHS-Southwest
NO | YES |  |  |  | 013-38862 | 013-38862 | GE Healthcare | CASE SERIES |  | SPZ18080051SA | SW - HVI - NONINVASIVE CARDIOLOGY | MHHS-Southwest |  |  |  | 013-38862 | 013-38862 | Southwest | Memorial Hermann Southwest Hospital | SW - HVI - NONINVASIVE CARDIOLOGY | nuc Med Stress room |  |  |  |  | MONITORING SYSTEMS, PHYSIOLOGIC, STRESS EXERCISE |  | .needs class | [5 empty] | GE | [7 empty] | Covered PM Repair - Biomedical | MHHS-Southwest
NO | YES |  |  |  | 129-31038 | 129-31038 | GE Healthcare | CASE SERIES |  | SP19060004SA | SUGAR LAND - NON INVASIVE CARDIOLOGY | MHHS-Sugarland |  |  |  | 129-31038 | 129-31038 | Sugar Land | Memorial Hermann Sugar Land Hospital | SUGAR LAND - NON INVASIVE CARDIOLOGY | Non invasive | 11/1/19 |  | 5/1/20 |  | MONITORING SYSTEMS, PHYSIOLOGIC, STRESS EXERCISE |  | .needs class | [5 empty] | GE |  |  |  |  | 1/1/12 |  |  | Covered PM Repair - Biomedical | MHHS-Sugarland
YES | YES |  |  |  | 013-38299 | 013-38299 | GE Healthcare | CASE SERIES |  | SN215331575SA | MH MG - (SW) - SOUTHWEST CARDIOLOGY (MP2) |  |  |  |  | 013-38299 | 013-38299 | Southwest | Memorial Hermann Medical Group Southwest Cardiology (#700) | MH MG - (SW) - SOUTHWEST CARDIOLOGY (MP2) | Echo/Stress |  |  |  | New Add - No PM Sticker
NO | NO |  |  |  | 151-02204 |  | GE Healthcare | CASE SERIES |  | SNP17060002SA | CY - NONINVASIVE CARDIOLOGY | MHHS-Cypress |  |  |  | 151-02204 |  | Northwest & Cypress |  | CY - NONINVASIVE CARDIOLOGY | [5 empty] | MONITORING SYSTEMS, PHYSIOLOGIC, STRESS EXERCISE |  | .needs class | [5 empty] | GE | [7 empty] | Covered PM Repair - Biomedical | MHHS-Cypress
NO | NO |  |  |  | 009-10116 |  | GE Healthcare | CASE SERIES |  | SNP16280830SA | GH - CARDIOLOGY | MHHS-Greater Heights |  |  |  | 009-10116 |  | Central & Greater Heights |  | GH - CARDIOLOGY | [5 empty] | MONITORING SYSTEMS, PHYSIOLOGIC, STRESS EXERCISE |  | .needs class | [5 empty] | GE | [7 empty] | Covered PM Repair - Biomedical | MHHS-Greater Heights
NO | NO |  |  |  | 013-38863 |  | GE Healthcare | CASE SERIES |  | SPZ18080052SA | SW - HVI - NONINVASIVE CARDIOLOGY | MHHS-Southwest |  |  |  | 013-38863 |  | Southwest |  | SW - HVI - NONINVASIVE CARDIOLOGY | [5 empty] | MONITORING SYSTEMS, PHYSIOLOGIC, STRESS EXERCISE |  | .needs class | [5 empty] | GE | [7 empty] | Covered PM Repair - Biomedical | MHHS-Southwest
NO | NO |  |  |  | 074-03296 |  | GE Healthcare | CASE SERIES |  | STE19480018SA | TMC - HVI - CARDIOLOGY (3HVI) | MHHS-TMC |  |  |  | 074-03296 |  | TMC |  | TMC - HVI - CARDIOLOGY (3HVI) | [5 empty] | MONITORING SYSTEMS, PHYSIOLOGIC, STRESS EXERCISE |  | .needs class | [5 empty] | GE | [7 empty] | Covered PM Repair - Biomedical | MHHS-TMC
YES | YES |  |  |  | 151-04612 | 151-04612 | GE Healthcare | CASE v 6.7 |  | STE20040002SA | HM Medical Group Cypress |  |  |  |  | 151-04612 | 151-04612 | Northwest | Memorial Hermann Medical Group Cypress Multi-Specialty (#600) | HM Medical Group Cypress | Treadmill room |  |  |  | Cnf pm
NO | YES |  |  |  | 142-00004 | 142-00004 | GE Healthcare | CDA 18T |  | L224001306 | NE-PACU |  |  |  |  | 142-00004 | 142-00004 | Katy | MHHS-Northeast | NE-PACU | PACU | 9/1/19 | 9/1/20
NO | YES |  |  |  | 029-05162 | 029-05162 | GE Healthcare | CDA 19 |  | DTH060T0959 | Woodlands-Birth Center |  |  |  |  | 029-05162 | 029-05162 | Woodlands | MHHS-Woodlands | Woodlands-Birth Center | Nurse station 2
YES | YES |  |  |  | 074-00205 | 074-00205 | GE Healthcare | CDA 19 |  | DTH390T1662 | TMC - PLAZA - CANCER CENTER (STE 2900) |  |  |  |  | 074-00205 | 074-00205 | TMC | Memorial Hermann Cancer Center - Texas Medical Center (#2900) | TMC - PLAZA - CANCER CENTER (STE 2900) | Procedure/Exam 16 |  |  |  | No pm found
YES | YES |  |  |  | 013-39072 | 013-39072 | GE Healthcare | CDA 19T |  | DTG420D1036 | SW - OR |  |  |  |  | 013-39072 | 013-39072 | Southwest | Memorial Hermann Southwest Hospital | SW - OR | OR 21 | 7/1/19 | 7/1/20 | 7/1/20 | New Add
YES | YES |  |  |  | 069-40578 | 069-40578 | GE Healthcare | CDA 19T |  | DTO391G0921 | Tmc |  |  |  |  | 069-40578 | 069-40578 | TMC | Memorial Hermann-Texas Medical Center | Tmc | Biomed Shop |  |  |  | No PM Sticker
YES | YES |  |  |  | 069-41415 | 069-41415 | GE Healthcare | CDA 19T |  | DTN301G1325 | Tmc |  |  |  |  | 069-41415 | 069-41415 | TMC | Memorial Hermann-Texas Medical Center | Tmc | Biomed Shop |  |  |  | No PM Sticker
YES | YES |  |  |  | 069-39784 | 069-39784 | GE Healthcare | CDA 19T |  | DTN501G1667 | Tmc |  |  |  |  | 069-39784 | 069-39784 | TMC | Memorial Hermann-Texas Medical Center | Tmc | Biomed Shop |  |  |  | No PM Sticker
YES | YES |  |  |  | 069-41408 | 069-41408 | GE Healthcare | CDA 19T |  | DTO391G0972 | Tmc |  |  |  |  | 069-41408 | 069-41408 | TMC | Memorial Hermann-Texas Medical Center | Tmc | Biomed Shop |  |  |  | No PM Sticker
YES | YES |  |  |  | 069-39514 | 069-39514 | GE Healthcare | CDA 19T |  | DTN301G1234 | Tmc |  |  |  |  | 069-39514 | 069-39514 | TMC | Memorial Hermann-Texas Medical Center | Tmc | Biomed Shop |  |  |  | No PM Sticker
YES | YES |  |  |  | 069-39511 | 069-39511 | GE Healthcare | CDA 19T |  | DTN191G0901 | Tmc |  |  |  |  | 069-39511 | 069-39511 | TMC | Memorial Hermann-Texas Medical Center | Tmc | Biomed Shop |  |  |  | No PM Sticker
YES | YES |  |  |  | 069-39267 | 069-39267 | GE Healthcare | CDA 19T |  | DTN251G1071 | Tmc |  |  |  |  | 069-39267 | 069-39267 | TMC | Memorial Hermann-Texas Medical Center | Tmc | Biomed Shop |  |  |  | No PM Sticker
YES | YES |  |  |  | 074-00696 | 074-00696 | GE Healthcare | CDA 19T |  | DTJ010J0063 | Tmc |  |  |  |  | 074-00696 | 074-00696 | TMC | Memorial Hermann-Texas Medical Center | Tmc | Biomed Shop |  |  |  | No PM Sticker
YES | YES |  |  |  | 074-00207 | 074-00207 | GE Healthcare | CDA 19T |  | DTH420J1882 | TMC |  |  |  |  | 074-00207 | 074-00207 | TMC | Memorial Hermann Heart | TMC | Nurse Station
YES | YES |  |  |  | 074-05536 | 074-05536 | GE Healthcare | CDA 19T |  | DTQ271G0922 | TMC - HVI - CARDIOLOGY (3HVI) |  |  |  |  | 074-05536 | 074-05536 | TMC | Memorial Hermann-Texas Medical Center | TMC - HVI - CARDIOLOGY (3HVI) | Hallway
YES | YES |  |  |  | 069-40573 | 069-40573 | GE Healthcare | CDA 19T |  | DTP051G0399 | Central Monitoring |  |  |  |  | 069-40573 | 069-40573 | TMC | Memorial Hermann-Texas Medical Center | Central Monitoring
YES | YES | [5 empty] | GE Healthcare | CDA 19T |  |  | TMC- Central Monitoring | [6 empty] | TMC | Memorial Hermann-Texas Medical Center | TMC- Central Monitoring | Central Monitoring System
YES | YES |  |  |  | 099-06350 | 099-06350 | GE Healthcare | CDA 19T |  |  | SE - CATH LAB - RECOVERY |  |  |  |  | 099-06350 | 099-06350 | Southeast | Memorial Hermann Southeast Hospital | SE - CATH LAB - RECOVERY | RECOVERY
YES | YES |  |  |  | 029-03418 | 029-03418 | GE Healthcare | CDA15RT |  | L298001616 | Cath lab |  |  |  |  | 029-03418 | 029-03418 | Woodlands | Woodland memorial hospital | Cath lab | Rm 1 | 11/1/19 |  | 11/1/20
YES | YES |  |  |  | 069-39266 | 069-39266 | GE Healthcare | CDA19T |  | DTN251G1060 | Biomed shop |  |  |  |  | 069-39266 | 069-39266 | TMC | Memorial Hermann-Texas Medical Center | Biomed shop | Biomed shop
YES | YES |  |  |  | 099-12145 | 099-12145 | GE Healthcare | CDA19T |  | DTQ271G0919 | Biomed shop |  |  |  |  | 099-12145 | 099-12145 | TMC | Memorial Hermann-Texas Medical Center | Biomed shop | Biomed shop
YES | YES |  |  |  | 069-42999 | 069-42999 | GE Healthcare | CDA19T |  | DTQ141G0086 | TMC - CENTRAL MONITORING - ROBERTSON (1R) |  |  |  |  | 069-42999 | 069-42999 | TMC | Memorial Hermann-Texas Medical Center | TMC - CENTRAL MONITORING - ROBERTSON (1R) | Central monitoring room
YES | YES |  |  |  | 069-22744 | 069-22744 | GE Healthcare | CDA19T |  | DTG080D0174 | TMC - OR - HERMANN (2HP) |  |  |  |  | 069-22744 | 069-22744 | TMC | Memorial Hermann-Texas Medical Center | TMC - OR - HERMANN (2HP) | OR 69 |  |  |  | No pm
YES | YES |  |  |  | 142-04836 | 142-04836 | GE Healthcare | Cdl1811A |  | L224001429 | NE - ANESTHESIA |  |  |  |  | 142-04836 | 142-04836 | Katy | Memorial Hermann Northeast Hospital | NE - ANESTHESIA | Procedure 4 | 11/1/19 | 11/1/20
NO | YES | Asset Tag 1112152 |  |  |  |  | GE Healthcare | CDL1811A |  | L224001308 | NE- 5th floor | [6 empty] | Katy | Memorial Hermann North East Hospital | NE- 5th floor | Storage Unit
NO | YES |  |  |  | R-145-RFWS |  | GE Healthcare | CENTRICITY PACS SE |  |  | PEARLAND - RADIOLOGY | MHHS-Pearland Hospital |  |  |  | R-145-RFWS |  | Pearland |  | PEARLAND - RADIOLOGY |  | 2/21/19 |  |  |  | IMAGE STORAGE DEVICES |  | .needs class | [5 empty] | GE | [7 empty] | Covered PM Repair - Biomedical | MHHS-Pearland Hospital
NO | YES | Asset Tag 029-11531 |  |  | 029-11531 | 029-11531 | GE Healthcare | CIC CENTRAL BED ROCK STATION |  | SGJ16221621SA | Woodlands-Telemetry | MHHS-Woodlands |  |  |  | 029-11531 | 029-11531 | Woodlands | MHHS-Woodlands | Woodlands-Telemetry |  | 11/12/19 |  |  |  | MONITORS, CENTRAL STATION | Monitor, Central Station | MONITORCENTRALSTATION-GE-CIC PRO |  |  |  |  | MONITORCENTRALSTATION-GE-CIC PRO | GE |  |  |  |  | 1/1/12 | Finished from Script 3/27/2020 12:11:52pm (Central) | MCS-A | Covered PM Repair - Biomedical | MHHS-Woodlands | [8 empty] | MONITORCENTRALSTATION | Monitor, Central Station | GE
NO | YES | Asset Tag 029-07795 |  |  | 029-07795 | 029-07795 | GE Healthcare | CIC PRO |  | SDY11138606GA | Woodlands-PCU6 |  |  |  |  | 029-07795 | 029-07795 | Woodlands | MHHS-Woodlands | Woodlands-PCU6 | Nurse Station | 9/1/19 |  | 9/1/20
NO | YES | Asset Tag 041-17976 |  |  | 041-17976 | 041-17976 | GE Healthcare | CIC PRO |  | SDY13346426GA | MEMORIAL CITY - CATH LAB |  |  |  |  | 041-17976 | 041-17976 | West | Memorial Hermann Heart | MEMORIAL CITY - CATH LAB | Nurses Station
YES | YES |  |  |  | 069-20196 | 069-20196 | GE Healthcare | CLab II Plus 64 |  | B3XJ1422F | Biomed Shop |  |  |  |  | 069-20196 | 069-20196 | TMC | Memorial Hermann-Texas Medical Center | Biomed Shop | Biomed Shop | 3/1/20 |  |  | No PM Sticker
YES | YES |  |  |  | 013-38395 | 013-38395 | GE Healthcare | CLab II Plus 96 |  | RXJ06450362GA | SW - ER |  |  |  |  | 013-38395 | 013-38395 | Southwest | Memorial Hermann Southwest Hospital | SW - ER | EP3
YES | YES | Serial Number Cnf |  |  | 133-06544 | 133-06544 | GE Healthcare | Cnf |  | Cnf | 1st floor |  |  |  |  | 133-06544 | 133-06544 | Katy | Katy | 1st floor | ER |  |  |  | No pm |  |  | .needs class
YES | YES | Serial Number Cnf |  |  | 133-06546 | 133-06546 | GE Healthcare | Cnf |  | Cnf | 1st floor |  |  |  |  | 133-06546 | 133-06546 | Katy | Katy | 1st floor | ER |  |  |  | No pm |  |  | .needs class
YES | YES | Serial Number Cnf |  |  | 133-06404 | 133-06404 | GE Healthcare | Cnf |  | Cnf | 1st floor |  |  |  |  | 133-06404 | 133-06404 | Katy | Katy | 1st floor | ER |  |  |  | No pm |  |  | .needs class
YES | YES | Serial Number Cnf |  |  | 099-00199 | 099-00199 | GE Healthcare | Cnf |  | Cnf | 1st floor |  |  |  |  | 099-00199 | 099-00199 | Katy | Katy | 1st floor | ER |  |  |  | No pm |  |  | .needs class
YES | YES | Serial Number Cnf |  |  | 133-06425 | 133-06425 | GE Healthcare | Cnf |  | Cnf | 1st floor |  |  |  |  | 133-06425 | 133-06425 | Katy | Katy | 1st floor | ER |  |  |  | No pm |  |  | .needs class
YES | YES | Serial Number Cnf |  |  | 133-06543 | 133-06543 | GE Healthcare | Cnf |  | Cnf | 1st floor |  |  |  |  | 133-06543 | 133-06543 | Katy | Katy | 1st floor | ER |  |  |  | No pm |  |  | .needs class
NO | YES |  |  |  | 142-01613 | 142-01613 | GE Healthcare | Cnf |  | SCH07161022GA | 5th floor |  |  |  |  | 142-01613 | 142-01613 |  |  | 5th floor | Storage |  |  |  | No pm |  |  | .needs class
NO | YES |  |  |  | 074-04073 | 074-04073 | GE Healthcare | Cnf |  | SEG12070033HX | Tmc |  |  |  |  | 074-04073 | 074-04073 | TMC | Childrens Memorial Hermann Hospital | Tmc | Room 507
YES | YES | Serial Number Cnf |  |  | 099-12797 | 099-12797 | GE Healthcare | Cnf |  | Cnf | TMC - HVI - CVICU (8HVI) |  |  |  |  | 099-12797 | 099-12797 | TMC | Memorial Hermann Heart | TMC - HVI - CVICU (8HVI) | [7 empty] | .needs class
YES | YES |  |  |  | 069-18497 | 069-18497 | GE Healthcare | CNF |  | 165442wx5 | TMC - JONES - TRANSPLANT CLINIC (1J) |  |  |  |  | 069-18497 | 069-18497 | TMC | Memorial Hermann-Texas Medical Center | TMC - JONES - TRANSPLANT CLINIC (1J) | J1. Hallway |  |  |  | Docking cart
NO | YES | Serial Number JTD08411675SA |  |  | 074-03090 | 074-03090 | GE Healthcare | ComboLab |  | JTD08411675SA | Biomed Shop |  |  |  |  | 074-03090 | 074-03090 | TMC | Memorial Hermann-Texas Medical Center | Biomed Shop | Biomed Shop | 8/1/18 |  | 8/1/19
YES | YES |  |  |  | 133-06644 | 133-06644 | GE Healthcare | Compact Digital Holter |  | E89016512 | KATY - CARDIOLOGY |  |  |  |  | 133-06644 | 133-06644 | Katy | Katy | KATY - CARDIOLOGY | ECG set up room | 2/1/20
YES | YES |  |  |  | 099-02143 | 099-02143 | GE Healthcare | Compact Digital Holter |  | E891003A1 | KATY - CARDIOLOGY |  |  |  |  | 099-02143 | 099-02143 | Katy | Katy | KATY - CARDIOLOGY | ECG set up room
NO | YES | Serial Number 1151 |  |  | 029-04469 | 029-04469 | GE Healthcare | Contrast Media Warmer 712214 |  |  | OPID - (WDLS) - WOODLANDS - 430 (MP3) | MHHS-OPID |  |  |  | 029-04469 | 029-04469 | Woodlands | Memorial- Woodlands | OPID - (WDLS) - WOODLANDS - 430 (MP3) | Inside Pyxis station |  |  |  |  | WARMING UNITS, BLOOD/INTRAVENOUS SOLUTION |  | .needs class | [5 empty] | GE | [7 empty] | Covered PM Repair - Biomedical | MHHS-OPID
YES | YES | Asset Tag 129-01607 |  |  | 129-01607 | 129-01607 | GE Healthcare | Corometrics 120 |  | J3UX1769P | SUGAR LAND |  |  |  |  | 129-01607 | 129-01607 | Sugar Land | Memorial Hermann Sugar Land Hospital | SUGAR LAND | In Biomed Shop | 3/1/17 | 3/1/18
YES | YES | Asset Tag 129-01607 |  |  | 129-01607 | 129-01607 | GE Healthcare | Corometrics 120 Series |  | J3UX1769P | SUGAR LAND - CATH LAB |  |  |  |  | 129-01607 | 129-01607 | Sugar Land |  | SUGAR LAND - CATH LAB | BioMed Shop | 3/1/17 | 3/1/18 |  | No pm
NO | YES | Asset Tag 1112758 |  |  |  | 142-04703 | GE Healthcare | Corometrics 170 |  | L3uw1468p | NE-Nursery | [5 empty] | 142-04703 | Katy | MHHS-Northeast | NE-Nursery | Continuing care nursery | 4/1/19 | 4/1/20
YES | YES |  |  |  | 029-13274 | 029-13274 | GE Healthcare | D19KT |  | Dtt12011236 | OR |  |  |  |  | 029-13274 | 029-13274 | Woodlands | Memorial Hermann The Woodlands Medical Center | OR | Or 19 | [5 empty] | Monitor, Video | MONITORVIDEO-GE-D19KT | [23 empty] | MONITORVIDEO | Monitor, Video | GE
YES | YES |  |  |  | 029-09778 | 029-09778 | GE Healthcare | D19KT |  | DTO521K7880 | WOODLANDS - OR |  |  |  |  | 029-09778 | 029-09778 | Woodlands | Memorial Hermann The Woodlands Medical Center | WOODLANDS - OR | Room 15 | 3/1/20 |  | 3/1/21
YES | YES |  |  |  | 029-11195 | 029-11195 | GE Healthcare | D19KT |  | DTQ211K2618 | ER |  |  |  |  | 029-11195 | 029-11195 | Woodlands | 24 Hour Emergency Room - Convenient Care Center in Spring | ER | ER | [5 empty] | Monitor, Video | MONITORVIDEO-GE-D19KT | [23 empty] | MONITORVIDEO | Monitor, Video | GE
YES | YES |  |  |  | 029-09839 | 029-09839 | GE Healthcare | D19KT |  | DTO431K6645 | MICU |  |  |  |  | 029-09839 | 029-09839 | Woodland | Woodland memorial hospital | MICU
YES | YES |  |  |  | 069-40348 | 069-40348 | GE Healthcare | D19KT |  | DTO311K3942 | Biomed |  |  |  |  | 069-40348 | 069-40348 | TMC | Memorial Hermann-Texas Medical Center | Biomed | Biomed Shop | 3/1/20 |  |  | No PM Sticker |  |  | MONITORVIDEO-GE-D19KT
YES | YES |  |  |  | 074-04144 | 074-04144 | GE Healthcare | D19KT |  | DTL311K0702 | ICU |  |  |  |  | 074-04144 | 074-04144 | TMC | Memorial Hermann-Texas Medical Center | ICU |  |  |  |  | Pm dates faded |  |  | MONITORVIDEO-GE-D19KT
YES | YES |  |  |  | 074-04136 | 074-04136 | GE Healthcare | D19KT |  | DTL311K0713 | TMC - HERMANN - SIMU (3HP) |  |  |  |  | 074-04136 | 074-04136 | TMC | Memorial Hermann-Texas Medical Center | TMC - HERMANN - SIMU (3HP) | Room 524 | [6 empty] | MONITORVIDEO-GE-D19KT
YES | YES |  |  |  | 074-04152 | 074-04152 | GE Healthcare | D19KT |  | DTL311K0755 | ICU |  |  |  |  | 074-04152 | 074-04152 | TMC | Memorial Hermann-Texas Medical Center | ICU | Suite 528 | [6 empty] | MONITORVIDEO-GE-D19KT
YES | YES |  |  |  | 074-04156 | 074-04156 | GE Healthcare | D19KT |  | DTL311K0716 | TMC - HVI - HEART FAILURE ICU (5HVI) |  |  |  |  | 074-04156 | 074-04156 | TMC | Memorial Hermann-Texas Medical Center | TMC - HVI - HEART FAILURE ICU (5HVI) | [7 empty] | MONITORVIDEO-GE-D19KT
YES | YES |  |  |  | 074-04164 | 074-04164 | GE Healthcare | D19KT |  | DTL311K0676 | TMC - HVI - HEART FAILURE ICU (5HVI) |  |  |  |  | 074-04164 | 074-04164 | TMC | Memorial Hermann-Texas Medical Center | TMC - HVI - HEART FAILURE ICU (5HVI) | Room 531 | [6 empty] | MONITORVIDEO-GE-D19KT
YES | YES |  |  |  | 069-37008 | 069-37008 | GE Healthcare | D19KT |  | DTM451K2289 | TMC - HVI - CVIMU (8HVI) |  |  |  |  | 069-37008 | 069-37008 | TMC | Memorial Hermann Heart | TMC - HVI - CVIMU (8HVI) | TMC - HVI - CVIMU (8HVI) | [6 empty] | MONITORVIDEO-GE-D19KT
YES | YES |  |  |  | 074-04168 | 074-04168 | GE Healthcare | D19KT |  | DTL311K0569 | TMC - HVI - HEART FAILURE ICU (5HVI) |  |  |  |  | 074-04168 | 074-04168 | TMC | Memorial Hermann-Texas Medical Center | TMC - HVI - HEART FAILURE ICU (5HVI) | [7 empty] | MONITORVIDEO-GE-D19KT
YES | YES |  |  |  | 069-39088 | 069-39088 | GE Healthcare | D19KT |  | DTN301K2324 | HVI CVIM |  |  |  |  | 069-39088 | 069-39088 | TMC | Memorial Hermann- Texas Medical Center | HVI CVIM | Room 102 |  |  |  | No PM Sticker |  |  | MONITORVIDEO-GE-D19KT
YES | YES |  |  |  | 074-00718 | 074-00718 | GE Healthcare | D19KT |  | DTL311K0578 | ICU |  |  |  |  | 074-00718 | 074-00718 | TMC | Memorial Hermann-Texas Medical Center | ICU | Suite 533 | [6 empty] | MONITORVIDEO-GE-D19KT
YES | YES |  |  |  | 074-04065 | 074-04065 | GE Healthcare | D19KT |  | DTL311K0652 | TMC - HERMANN - ADULT ER (1HP) |  |  |  |  | 074-04065 | 074-04065 | TMC | Memorial Hermann-Texas Medical Center | TMC - HERMANN - ADULT ER (1HP)
YES | YES |  |  |  | 069-39111 | 069-39111 | GE Healthcare | D19KT |  | DTN301K2378 | TMC - HVI - CVIMU (8HVI) |  |  |  |  | 069-39111 | 069-39111 | TMC | Memorial Hermann Heart | TMC - HVI - CVIMU (8HVI) | TMC - HVI - CVIMU (8HVI) | [6 empty] | MONITORVIDEO-GE-D19KT
YES | YES |  |  |  | 069-39109 | 069-39109 | GE Healthcare | D19KT |  | DTN301K2475 | 8floor heart |  |  |  |  | 069-39109 | 069-39109 | TMC | Memorial Hermann-Texas Medical Center | 8floor heart |  |  |  |  | PM Not Required |  |  | MONITORVIDEO-GE-D19KT
YES | YES |  |  |  | 069-39121 | 069-39121 | GE Healthcare | D19KT |  | DTN301K2450 | HvI CVIMU |  |  |  |  | 069-39121 | 069-39121 | TCM | Memorial Hermann- Texas Medical Center | HvI CVIMU | Room 818 |  |  |  | No PM Sticker |  |  | MONITORVIDEO-GE-D19KT
YES | YES |  |  |  | 074-04480 | 074-04480 | GE Healthcare | D19KT |  | DTM431K1847 | TMC - HVI - HEART FAILURE ICU (5HVI) |  |  |  |  | 074-04480 | 074-04480 | TMC | Memorial Hermann-Texas Medical Center | TMC - HVI - HEART FAILURE ICU (5HVI) | [7 empty] | MONITORVIDEO-GE-D19KT
YES | YES |  |  |  | 074-02156 | 074-02156 | GE Healthcare | D19KT |  | DTL311K0640 | TMC - HVI - HEART FAILURE ICU (5HVI) |  |  |  |  | 074-02156 | 074-02156 | TMC | Memorial Hermann-Texas Medical Center | TMC - HVI - HEART FAILURE ICU (5HVI) | [7 empty] | MONITORVIDEO-GE-D19KT
YES | YES |  |  |  | 074-04068 | 074-04068 | GE Healthcare | D19KT |  | DTL311K0766 | ICU |  |  |  |  | 074-04068 | 074-04068 | TMC | Memorial Hermann-Texas Medical Center | ICU | [7 empty] | MONITORVIDEO-GE-D19KT
YES | YES |  |  |  | 074-04076 | 074-04076 | GE Healthcare | D19KT |  | DTL311K0761 | TMC - HVI - HEART FAILURE ICU (5HVI) |  |  |  |  | 074-04076 | 074-04076 | TMC | Memorial Hermann-Texas Medical Center | TMC - HVI - HEART FAILURE ICU (5HVI) | [7 empty] | MONITORVIDEO-GE-D19KT
YES | YES |  |  |  | 074-04344 | 074-04344 | GE Healthcare | D19KT |  | DTM431K1907 | TMC - HVI - HEART FAILURE ICU (5HVI) |  |  |  |  | 074-04344 | 074-04344 | TMC | Memorial Hermann-Texas Medical Center | TMC - HVI - HEART FAILURE ICU (5HVI) | [7 empty] | MONITORVIDEO-GE-D19KT
YES | YES |  |  |  | 074-04475 | 074-04475 | GE Healthcare | D19KT |  | DTM431K1830 | IICU |  |  |  |  | 074-04475 | 074-04475 | TMC | Memorial Hermann-Texas Medical Center | IICU
YES | YES |  |  |  | 074-05567 | 074-05567 | GE Healthcare | D19KT |  | DTQ211K2870 | [5 empty] | 074-05567 | 074-05567 | TMC | Memorial Hermann Heart |  | CIMU 31 | [6 empty] | MONITORVIDEO-GE-D19KT
YES | YES |  |  |  | 074-04370 | 074-04370 | GE Healthcare | D19KT |  | DTM431K1829 | TMC - HVI - HEART FAILURE ICU (5HVI) |  |  |  |  | 074-04370 | 074-04370 | TMC | Memorial Hermann-Texas Medical Center | TMC - HVI - HEART FAILURE ICU (5HVI) | [7 empty] | MONITORVIDEO-GE-D19KT
YES | YES |  |  |  | 074-05565 | 074-05565 | GE Healthcare | D19KT |  | DTQ211K2592 | TMC - HVI - CIMU |  |  |  |  | 074-05565 | 074-05565 | TMC | Memorial Hermann- Texas Medical Center | TMC - HVI - CIMU | Room CIMU |  |  |  | No PM Sticker |  |  | MONITORVIDEO-GE-D19KT
YES | YES |  |  |  | 074-04373 | 074-04373 | GE Healthcare | D19KT |  | DTM431K1839 | ICU |  |  |  |  | 074-04373 | 074-04373 | TMC | Memorial Hermann-Texas Medical Center | ICU | Suite 520 | [6 empty] | MONITORVIDEO-GE-D19KT
YES | YES |  |  |  | 074-04377 | 074-04377 | GE Healthcare | D19KT |  | DTM431K1934 | IICU |  |  |  |  | 074-04377 | 074-04377 | TMC | Memorial Hermann-Texas Medical Center | IICU | [7 empty] | MONITORVIDEO-GE-D19KT
YES | YES |  |  |  | 074-04474 | 074-04474 | GE Healthcare | D19KT |  | DTM431K1865 | TMC - HVI - HEART FAILURE ICU (5HVI) |  |  |  |  | 074-04474 | 074-04474 | TMC | Memorial Hermann-Texas Medical Center | TMC - HVI - HEART FAILURE ICU (5HVI) | [7 empty] | MONITORVIDEO-GE-D19KT
YES | YES |  |  |  | 074-04471 | 074-04471 | GE Healthcare | D19KT |  | DTM431K1962 | TMC - HVI - HEART FAILURE ICU (5HVI) |  |  |  |  | 074-04471 | 074-04471 | TMC | Memorial Hermann-Texas Medical Center | TMC - HVI - HEART FAILURE ICU (5HVI) | [7 empty] | MONITORVIDEO-GE-D19KT
YES | YES |  |  |  | 074-04463 | 074-04463 | GE Healthcare | D19KT |  | DTM431K1928 | ICU |  |  |  |  | 074-04463 | 074-04463 | TMC | Memorial Hermann-Texas Medical Center | ICU | [7 empty] | MONITORVIDEO-GE-D19KT
YES | YES |  |  |  | 069-36997 | 069-36997 | GE Healthcare | D19KT |  | DTM451K2257 | HM HVI 8 |  |  |  |  | 069-36997 | 069-36997 | TMC | Memorial Hermann-Texas Medical Center | HM HVI 8 | HM HVI 8 | [6 empty] | MONITORVIDEO-GE-D19KT
YES | YES |  |  |  | 069-37007 | 069-37007 | GE Healthcare | D19KT |  | DTM451K2288 | HIV-floor 8 |  |  |  |  | 069-37007 | 069-37007 | TMC | Memorial Hermann-Texas Medical Center | HIV-floor 8 | Room 109 | [6 empty] | MONITORVIDEO-GE-D19KT
YES | YES |  |  |  | 099-14956 | 099-14956 | GE Healthcare | D19KT |  | DTL311K0675 | TMC - HVI - CVIMU (8HVI) |  |  |  |  | 099-14956 | 099-14956 | TMC | Memorial Hermann-Texas Medical Center | TMC - HVI - CVIMU (8HVI) |  |  |  |  | PM Not Required |  |  | MONITORVIDEO-GE-D19KT
YES | YES |  |  |  | 099-12575 | 099-12575 | GE Healthcare | D19KT |  | DTT22013280 | TMC - SAROFIM 1 - ADULT ER |  |  |  |  | 099-12575 | 099-12575 | TMC | Memorial Hermann-Texas Medical Center | TMC - SAROFIM 1 - ADULT ER | Er 6 | [6 empty] | MONITORVIDEO-GE-D19KT
NO | YES | Asset Tag 074-04342 |  |  | 074-04342 | 074-04342 | GE Healthcare | D19KT |  | DTM431K1892 | TMC-Hermann-Adult ER (1Hp) |  |  |  |  | 074-04342 | 074-04342 | TMC | MHHS-TMC | TMC-Hermann-Adult ER (1Hp) | TMC - HERMANN - ADULT ER (1HP)
YES | YES |  |  |  | 069-37005 | 069-37005 | GE Healthcare | D19KT |  | DTM451K2278 | Cullen-floor 3 |  |  |  |  | 069-37005 | 069-37005 | TMC | Memorial Hermann-Texas Medical Center | Cullen-floor 3 | Micu 16 | [6 empty] | MONITORVIDEO-GE-D19KT
YES | YES |  |  |  | 069-36998 | 069-36998 | GE Healthcare | D19KT |  | DTM451K2263 | TMC - HVI - HEART FAILURE ICU (5HVI) |  |  |  |  | 069-36998 | 069-36998 |  | Memorial Hermann-tmc | TMC - HVI - HEART FAILURE ICU (5HVI) | Micu 14 | [6 empty] | MONITORVIDEO-GE-D19KT
YES | YES |  |  |  | 069-37002 | 069-37002 | GE Healthcare | D19KT |  | DTM451K2274 | TMC - MICU |  |  |  |  | 069-37002 | 069-37002 | TMC | Memorial Hermann-Texas Medical Center | TMC - MICU | MICU | 3/1/20
YES | YES |  |  |  | 069-37003 | 069-37003 | GE Healthcare | D19KT |  | DTM451K2275 | Cullen 2 MICU |  |  |  |  | 069-37003 | 069-37003 | TMC | Memorial Hermann-Texas Medical Center | Cullen 2 MICU | Room 3 | 3/1/20 | [5 empty] | MONITORVIDEO-GE-D19KT
YES | YES |  |  |  | 069-36994 | 069-36994 | GE Healthcare | D19KT |  | DTM451K2247 | MICU |  |  |  |  | 069-36994 | 069-36994 | TMC | Memorial Hermann-Texas Medical Center | MICU | [7 empty] | MONITORVIDEO-GE-D19KT
YES | YES |  |  |  | 069-36992 | 069-36992 | GE Healthcare | D19KT |  | DTM451K2245 | TMC - JONES - STROKE (4J) |  |  |  |  | 069-36992 | 069-36992 | TMC | Memorial Hermann-Texas Medical Center | TMC - JONES - STROKE (4J) | TMC - JONES - STROKE (4J) | [6 empty] | MONITORVIDEO-GE-D19KT
YES | YES |  |  |  |  | 069-37011 | GE Healthcare | D19KT |  | DTM461K2460 | TMC - MICU | [5 empty] | 069-37011 | TMC | Memorial Hermann-Texas Medical Center | TMC - MICU | MICU | [6 empty] | MONITORVIDEO-GE-D19KT
YES | YES |  |  |  | 069-36991 | 069-36991 | GE Healthcare | D19KT |  | DTM451K2244 | Cullen-floor 2 |  |  |  |  | 069-36991 | 069-36991 | TMC | Memorial Hermann-Texas Medical Center | Cullen-floor 2 | Micu 15 | [6 empty] | MONITORVIDEO-GE-D19KT
YES | YES |  |  |  |  | 069-37012 | GE Healthcare | D19KT |  | DTM461K2468 | TMC - MICU | [5 empty] | 069-37012 | TMC | Memorial Hermann-Texas Medical Center | TMC - MICU | MICU | [6 empty] | MONITORVIDEO-GE-D19KT
YES | YES |  |  |  | 069-37014 | 069-37014 | GE Healthcare | D19KT |  | DTM461K2483 | Cullen 2 MICU |  |  |  |  | 069-37014 | 069-37014 | TMC | Memorial Hermann-Texas Medical Center | Cullen 2 MICU | Room 8 | [6 empty] | MONITORVIDEO-GE-D19KT
YES | YES |  |  |  | 069-36996 | 069-36996 | GE Healthcare | D19KT |  | DTM451K2252 | TMC - JONES - NEURO IMU (3J) |  |  |  |  | 069-36996 | 069-36996 | TMC | Memorial Hermann-Texas Medical Center | TMC - JONES - NEURO IMU (3J) | [7 empty] | MONITORVIDEO-GE-D19KT
YES | YES |  |  |  | 069-39133 | 069-39133 | GE Healthcare | D19KT |  | DTN131K0947 | TMC - MICU |  |  |  |  | 069-39133 | 069-39133 | TMC | Memorial Hermann-Texas Medical Center | TMC - MICU | MICU | [6 empty] | MONITORVIDEO-GE-D19KT
YES | YES |  |  |  | 069-39147 | 069-39147 | GE Healthcare | D19KT |  | DTN301K2483 | Cullen 2 MICU |  |  |  |  | 069-39147 | 069-39147 | TMC | Memorial Hermann-Texas Medical Center | Cullen 2 MICU | Room 4 | [6 empty] | MONITORVIDEO-GE-D19KT
YES | YES |  |  |  | 074-04088 | 074-04088 | GE Healthcare | D19KT |  | DTL311K0699 | TMC - HERMANN - STICU (3HP) |  |  |  |  | 074-04088 | 074-04088 | TMC | Memorial Hermann-Texas Medical Center | TMC - HERMANN - STICU (3HP) | TMC - HERMANN -STICU (3HP) | [6 empty] | MONITORVIDEO-GE-D19KT
YES | YES |  |  |  | 069-39153 | 069-39153 | GE Healthcare | D19KT |  | k2307 | TMC - MIMU |  |  |  |  | 069-39153 | 069-39153 | TMC | Memorial Hermann-Texas Medical Center | TMC - MIMU | MIMU | [6 empty] | MONITORVIDEO-GE-D19KT
YES | YES |  |  |  | 069-40702 | 069-40702 | GE Healthcare | D19KT |  | DTO521K7881 | NSICU |  |  |  |  | 069-40702 | 069-40702 | TMC | Memorial Hermann-Texas Medical Center | NSICU | [7 empty] | MONITORVIDEO-GE-D19KT
YES | YES |  |  |  | 069-40839 | 069-40839 | GE Healthcare | D19KT |  | DTO521K8381 | TMC - Transional care unit (8) |  |  |  |  | 069-40839 | 069-40839 | TMC | Memorial Hermann-Texas Medical Center | TMC - Transional care unit (8) | TCU8 | [6 empty] | MONITORVIDEO-GE-D19KT
YES | YES |  |  |  | 069-40846 | 069-40846 | GE Healthcare | D19KT |  | DTO521K8375 | TMC - JONES - NEURO ICU (7J) |  |  |  |  | 069-40846 | 069-40846 |  | Memorial Hermann-tmc | TMC - JONES - NEURO ICU (7J) | J7 04 | [6 empty] | MONITORVIDEO-GE-D19KT
YES | YES |  |  |  | 069-40854 | 069-40854 | GE Healthcare | D19KT |  | DTO521K8321 | NSICU |  |  |  |  | 069-40854 | 069-40854 | TMC | Memorial Hermann-Texas Medical Center | NSICU | NSICU 2 | [6 empty] | MONITORVIDEO-GE-D19KT
YES | YES |  |  |  | 069-40700 | 069-40700 | GE Healthcare | D19KT |  | DTO521K8367 | NSICU |  |  |  |  | 069-40700 | 069-40700 | TMC | Memorial Hermann-Texas Medical Center | NSICU | Room 9 | [6 empty] | MONITORVIDEO-GE-D19KT
YES | YES |  |  |  | 069-40842 | 069-40842 | GE Healthcare | D19KT |  | DTO521K8380 | TMC - JONES - NEURO ICU (7J) |  |  |  |  | 069-40842 | 069-40842 | TMC | Memorial Hermann-Texas Medical Center | TMC - JONES - NEURO ICU (7J) | TMC JONES NEURO ICU | [6 empty] | MONITORVIDEO-GE-D19KT
YES | YES |  |  |  | 069-40850 | 069-40850 | GE Healthcare | D19KT |  | DTO521K7892 | TMC - neuroscience |  |  |  |  | 069-40850 | 069-40850 | TMC | Memorial Hermann-Texas Medical Center | TMC - neuroscience | neuroscience | [6 empty] | MONITORVIDEO-GE-D19KT
YES | YES |  |  |  | 069-40840 | 069-40840 | GE Healthcare | D19KT |  | DTO521K8352 | NSICU |  |  |  |  | 069-40840 | 069-40840 | TMC | Memorial Hermann-Texas Medical Center | NSICU | [7 empty] | MONITORVIDEO-GE-D19KT
YES | YES |  |  |  | 069-40843 | 069-40843 | GE Healthcare | D19KT |  | DTO521K8361 | TMC - JONES - NEURO ICU (7J) |  |  |  |  | 069-40843 | 069-40843 |  | Memorial Hermann-tmc | TMC - JONES - NEURO ICU (7J) | J7 14 |  |  |  | In use on patient |  |  | MONITORVIDEO-GE-D19KT
YES | YES |  |  |  | 069-40852 | 069-40852 | GE Healthcare | D19KT |  | DTO521K8359 | TMC - neuroscience |  |  |  |  | 069-40852 | 069-40852 | TMC | Memorial Hermann-Texas Medical Center | TMC - neuroscience | neuroscience | [6 empty] | MONITORVIDEO-GE-D19KT
YES | YES |  |  |  | 069-40841 | 069-40841 | GE Healthcare | D19KT |  | DTO521K8379 | NSICU |  |  |  |  | 069-40841 | 069-40841 | TMC | Memorial Hermann-Texas Medical Center | NSICU | [7 empty] | MONITORVIDEO-GE-D19KT
YES | YES |  |  |  | 069-40856 | 069-40856 | GE Healthcare | D19KT |  |  | TMC - neuroscience |  |  |  |  | 069-40856 | 069-40856 | TMC | Memorial Hermann-Texas Medical Center | TMC - neuroscience | neuroscience | [6 empty] | MONITORVIDEO-GE-D19KT
YES | YES |  |  |  | 069-40352 | 069-40352 | GE Healthcare | D19KT |  | DTO311K3905 | TMC - JONES - NEURO ELECTIVE (4J) |  |  |  |  | 069-40352 | 069-40352 |  | Memorial Hermann-tmc | TMC - JONES - NEURO ELECTIVE (4J) | J425 | [6 empty] | MONITORVIDEO-GE-D19KT
YES | YES |  |  |  | 069-40349 | 069-40349 | GE Healthcare | D19KT |  | DTO311K3939 | TMC - JONES - NEURO ELECTIVE (4J) |  |  |  |  | 069-40349 | 069-40349 | TMC | Memorial Hermann-Texas Medical Center | TMC - JONES - NEURO ELECTIVE (4J) | NEURO ELECTIVE (4J) | [6 empty] | MONITORVIDEO-GE-D19KT
YES | YES |  |  |  | 069-40346 | 069-40346 | GE Healthcare | D19KT |  | DTO311K3878 | TMC - JONES - NEURO ELECTIVE (4J) |  |  |  |  | 069-40346 | 069-40346 |  | Memorial Hermann-tmc | TMC - JONES - NEURO ELECTIVE (4J) | Neu 20 | [6 empty] | MONITORVIDEO-GE-D19KT
YES | YES |  |  |  | 069-40345 | 069-40345 | GE Healthcare | D19KT |  |  | TMC - JONES - NEURO ELECTIVE (4J) |  |  |  |  | 069-40345 | 069-40345 | TMC | Childrens ER - Texas Medical Center | TMC - JONES - NEURO ELECTIVE (4J) | NVIC | [6 empty] | MONITORVIDEO-GE-D19KT
YES | YES |  |  |  | 077-08884 | 077-08884 | GE Healthcare | D19KT |  | DTO481K6807 | NICU H8045 |  |  |  |  | 077-08884 | 077-08884 |  | TMC | NICU H8045 | Memorial Hermann- Texas Medical Center | 3/1/20 |  |  | No PM Sticker |  |  | MONITORVIDEO-GE-D19KT
YES | YES |  |  |  | 077-08426 | 077-08426 | GE Healthcare | D19KT |  | Nsn | TMC - RESPIRATORY - ADULT |  |  |  |  | 077-08426 | 077-08426 |  | TMC | TMC - RESPIRATORY - ADULT | Memorial Hermann- Texas Medical Center NICU | 3/1/20 |  |  | No PM Sticker |  |  | MONITORVIDEO-GE-D19KT
YES | YES |  |  |  | 077-08425 | 077-08425 | GE Healthcare | D19KT |  | DTO351K5451 | TMC - RESPIRATORY - ADULT |  |  |  |  | 077-08425 | 077-08425 |  | TMC | TMC - RESPIRATORY - ADULT | Memorial Hermann- Texas Medical Center NICU | 3/1/20 |  |  | No PM Sticker |  |  | MONITORVIDEO-GE-D19KT
YES | YES |  |  |  | 077-08716 | 077-08716 | GE Healthcare | D19KT |  | DTO481K7627 | Bear A |  |  |  |  | 077-08716 | 077-08716 |  | TMC | Bear A | Memorial Hermann- Childrens NICU | 3/1/20 |  |  | No PM Sticker |  |  | MONITORVIDEO-GE-D19KT
YES | YES |  |  |  | 077-07529 | 077-07529 | GE Healthcare | D19KT | [7 empty] | 077-07529 | 077-07529 |  | Mermorial Hermann-Texas Medical Center |  | H7/70 | [6 empty] | MONITORVIDEO-GE-D19KT
YES | YES |  |  |  | 077-08715 | 077-08715 | GE Healthcare | D19KT |  | DTO481K7672 | NICU Near A |  |  |  |  | 077-08715 | 077-08715 |  | TMC | NICU Near A | Memorial Hermann- Texas Medical center | 3/1/20 |  |  | No PM Sticker |  |  | MONITORVIDEO-GE-D19KT
YES | YES |  |  |  | 077-08713 | 077-08713 | GE Healthcare | D19KT |  | DTO481K7312 | [5 empty] | 077-08713 | 077-08713 | [10 empty] | MONITORVIDEO-GE-D19KT
YES | YES |  |  |  | 077-08567 | 077-08567 | GE Healthcare | D19KT |  | DTO481K7272 | NICU |  |  |  |  | 077-08567 | 077-08567 | TMC | Childrens Memorial Hermann Hospital | NICU | Rabbit A | [6 empty] | MONITORVIDEO-GE-D19KT
YES | YES |  |  |  | 099-05839 | 099-05839 | GE Healthcare | D19KT | [7 empty] | 099-05839 | 099-05839 |  | Memorial Hermann-TWC |  | STICU 22 | [6 empty] | MONITORVIDEO-GE-D19KT
YES | YES |  |  |  | 099-14616 | 099-14616 | GE Healthcare | D19KT |  | DTR19012099 | Tsicu |  |  |  |  | 099-14616 | 099-14616 | TMC | Memorial Hermann-Texas Medical Center | Tsicu | [7 empty] | MONITORVIDEO-GE-D19KT
YES | YES |  |  |  | 099-05733 | 099-05733 | GE Healthcare | D19KT |  | DTR19012128 | Memorial Hermann- Texas Medical Center STICU |  |  |  |  | 099-05733 | 099-05733 |  | TMC | Memorial Hermann- Texas Medical Center STICU |  | 3/1/20 |  |  | No PM Sticker |  |  | MONITORVIDEO-GE-D19KT
YES | YES |  |  |  | 099-05849 | 099-05849 | GE Healthcare | D19KT | [7 empty] | 099-05849 | 099-05849 |  | Memorial Hermann-TWC |  | STICU 22 |  |  |  | In use on patient |  |  | MONITORVIDEO-GE-D19KT
YES | YES |  |  |  | 099-09160 | 099-09160 | GE Healthcare | D19KT |  | DTR19011929 | TMC - JONES - TSicu |  |  |  |  | 099-09160 | 099-09160 | TMC | Memorial Hermann-Texas Medical Center | TMC - JONES - TSicu | [7 empty] | MONITORVIDEO-GE-D19KT
YES | YES |  |  |  | 069-22752 | 069-22752 | GE Healthcare | D19KT |  |  | TMC - OR - ANESTHESIA (OLD) |  |  |  |  | 069-22752 | 069-22752 | TMC | Memorial Hermann-Texas Medical Center | TMC - OR - ANESTHESIA (OLD) | [7 empty] | MONITORVIDEO-GE-D19KT
YES | YES |  |  |  | 069-39243 | 069-39243 | GE Healthcare | D19KT |  | DTN441K4031 | Sarafim |  |  |  |  | 069-39243 | 069-39243 | TMC | Memorial Hermann-Texas Medical Center | Sarafim | S8-33 | [6 empty] | MONITORVIDEO-GE-D19KT
YES | YES |  |  |  | 069-39241 | 069-39241 | GE Healthcare | D19KT |  | DTN441K3902 | TMC - HERMANN - ADULT ER (1HP) |  |  |  |  | 069-39241 | 069-39241 | TMC | Memorial Hermann-Texas Medical Center | TMC - HERMANN - ADULT ER (1HP) | TMC - HERMANN - ADULT ER (1HP) | [6 empty] | MONITORVIDEO-GE-D19KT
YES | YES |  |  |  | 069-48144 | 069-48144 | GE Healthcare | D19KT |  | DTT36014816 | TMC - SAROFIM 8 - HVI ICU |  |  |  |  | 069-48144 | 069-48144 | TMC | Memorial Hermann-Texas Medical Center | TMC - SAROFIM 8 - HVI ICU | [7 empty] | MONITORVIDEO-GE-D19KT
YES | YES |  |  |  | 069-39242 | 069-39242 | GE Healthcare | D19KT |  |  | MICU |  |  |  |  | 069-39242 | 069-39242 | TMC | Memorial Hermann-TMC | MICU | S8/35 | [6 empty] | MONITORVIDEO-GE-D19KT
YES | YES |  |  |  | 069-39264 | 069-39264 | GE Healthcare | D19KT |  | DTN441K3996 | Serofim 8 |  |  |  |  | 069-39264 | 069-39264 | TMC | Memorial Hermann-Texas Medical Center | Serofim 8 | S805 | [6 empty] | MONITORVIDEO-GE-D19KT
YES | YES |  |  |  | 069-39244 | 069-39244 | GE Healthcare | D19KT |  | DTN441K3893 | Memorial Hermann- Texas Medica Center Robertson Serafine |  |  |  |  | 069-39244 | 069-39244 |  | TCM | Memorial Hermann- Texas Medica Center Robertson Serafine | Floor 834 | 3/1/20 |  |  | No PM Sticker |  |  | MONITORVIDEO-GE-D19KT
YES | YES |  |  |  | 069-39261 | 069-39261 | GE Healthcare | D19KT |  | DTN441K4003 | 8th Floor Medical ICU |  |  |  |  | 069-39261 | 069-39261 | TMC | Memorial Hermann-Texas Medical Center | 8th Floor Medical ICU | S801 | [6 empty] | MONITORVIDEO-GE-D19KT
YES | YES |  |  |  | 069-48147 | 069-48147 | GE Healthcare | D19KT |  | DTT36014811 | TMC - SAROFIM 8 - HVI ICU |  |  |  |  | 069-48147 | 069-48147 | TMC | Memorial Hermann-Texas Medical Center | TMC - SAROFIM 8 - HVI ICU | [7 empty] | MONITORVIDEO-GE-D19KT
YES | YES |  |  |  | 069-48150 | 069-48150 | GE Healthcare | D19KT |  | DTT36014836 | 8 floor Medical ICU |  |  |  |  | 069-48150 | 069-48150 | TMC | Memorial Hermann-Texas Medical Center | 8 floor Medical ICU | S807 | [6 empty] | MONITORVIDEO-GE-D19KT
YES | YES |  |  |  | 069-48031 | 069-48031 | GE Healthcare | D19KT |  | DTT36015101 | TMC - HERMANN - ADULT ER (1HP) |  |  |  |  | 069-48031 | 069-48031 | TMC | Memorial Hermann-Texas Medical Center | TMC - HERMANN - ADULT ER (1HP) | TMC - HERMANN - ADULT ER (1HP) | [6 empty] | MONITORVIDEO-GE-D19KT
YES | YES |  |  |  | 069-39265 | 069-39265 | GE Healthcare | D19KT |  | DTN441K4011 | Sarafim |  |  |  |  | 069-39265 | 069-39265 | TMC | Memorial Hermann-Texas Medical Center | Sarafim | S8-31 | [6 empty] | MONITORVIDEO-GE-D19KT
YES | YES |  |  |  | 069-40256 | 069-40256 | GE Healthcare | D19KT |  | DTP041G0160 | TMC - JONES - Gamma Knife (JB) |  |  |  |  | 069-40256 | 069-40256 | TMC | Memorial Hermann-Texas Medical Center | TMC - JONES - Gamma Knife (JB) | Hallway | [6 empty] | MONITORVIDEO-GE-D19KT
YES | YES |  |  |  | 069-48911 | 069-48911 | GE Healthcare | D19KT |  | DTT48016220 | TMC - RADIOLOGY - IR/ANGIO |  |  |  |  | 069-48911 | 069-48911 | TMC | Memorial Hermann-Texas Medical Center | TMC - RADIOLOGY - IR/ANGIO | OR-08 | [6 empty] | MONITORVIDEO-GE-D19KT
YES | YES |  |  |  | 069-42987 | 069-42987 | GE Healthcare | D19KT |  | DTQ181K1586 | TMC - RADIOLOGY - IR/ANGIO |  |  |  |  | 069-42987 | 069-42987 | TMC | Memorial Hermann-Texas Medical Center | TMC - RADIOLOGY - IR/ANGIO | J2418 | [6 empty] | MONITORVIDEO-GE-D19KT
YES | YES |  |  |  | 074-04745 | 074-04745 | GE Healthcare | D19KT |  |  | TMC - RADIOLOGY - JONES PAVILION |  |  |  |  | 074-04745 | 074-04745 | TMC | Memorial Hermann-Texas Medical Center | TMC - RADIOLOGY - JONES PAVILION | J2.313 | [6 empty] | MONITORVIDEO-GE-D19KT
YES | YES |  |  |  | 069-37957 | 069-37957 | GE Healthcare | D19KT |  | DTL15131001 | TMC - OR - ROBERTSON (2R) |  |  |  |  | 069-37957 | 069-37957 | TMC | Memorial Hermann-Texas Medical Center | TMC - OR - ROBERTSON (2R) | Pedi or storage |  |  |  | No pm |  |  | MONITORVIDEO-GE-D19KT
YES | YES |  |  |  | 069-39245 | 069-39245 | GE Healthcare | D19KT |  | DTN441K3834 | TMC - SAROFIM 1 - ADULT ER |  |  |  |  | 069-39245 | 069-39245 | TMC | Memorial Hermann-Texas Medical Center | TMC - SAROFIM 1 - ADULT ER | Biomed S3622 | [6 empty] | MONITORVIDEO-GE-D19KT
YES | YES |  |  |  |  | 142-03814 | GE Healthcare | Dash 3000 |  | C2DJ2548G | 5th floor | [5 empty] | 142-03814 |  |  | 5th floor | Storage |  |  |  | No pm |  | Monitor, Cardiac, Fixed | MONITORCARDIACFIXED-GE-Dash 3000 | [12 empty] | MCH-A | [10 empty] | MONITORCARDIACFIXED | Monitor, Cardiac, Fixed | GE
NO | YES |  |  |  | 142-01231 | 142-01231 | GE Healthcare | Dash 3000 |  | SBG05401310GA | NE-Med/Surg |  |  |  |  | 142-01231 | 142-01231 | NorthEast | MHHS-Northeast | NE-Med/Surg |  |  |  |  | No pm |  | Monitor, Cardiac, Fixed | MONITORCARDIACFIXED-GE-Dash 3000 | [12 empty] | MCH-A | [10 empty] | MONITORCARDIACFIXED | Monitor, Cardiac, Fixed | GE
YES | YES |  |  |  | 129-01212 | 129-01212 | GE Healthcare | Dash 3000 |  | j2dj9287g | Biomed |  |  |  |  | 129-01212 | 129-01212 | Sugar Land | Memorial Hermann Sugar Land Hospital | Biomed | Biomed | 2/1/20 |  |  |  |  | Monitor, Cardiac, Fixed | MONITORCARDIACFIXED-GE-Dash 3000 | [12 empty] | MCH-A | [10 empty] | MONITORCARDIACFIXED | Monitor, Cardiac, Fixed | GE
YES | YES |  |  |  | 129-01846 | 129-01846 | GE Healthcare | Dash 3000 |  | aab04449501ga | Biomed |  |  |  |  | 129-01846 | 129-01846 | Sugar Land | Memorial Hermann Sugar Land Hospital | Biomed | Niomed | 3/1/18 | 3/1/19 |  |  |  | Monitor, Cardiac, Fixed | MONITORCARDIACFIXED-GE-Dash 3000 | [12 empty] | MCH-A | [10 empty] | MONITORCARDIACFIXED | Monitor, Cardiac, Fixed | GE
YES | YES |  |  |  | 074-02195 | 074-02195 | GE Healthcare | Dash 3000 |  | Nsn | Tmc |  |  |  |  | 074-02195 | 074-02195 | TMC | Memorial Hermann-Texas Medical Center | Tmc | Biomed Shop |  |  |  | No PM Sticker No Plate |  |  | MONITORCARDIACFIXED-GE-Dash 3000
NO | YES | Serial Number M1DJ8115G |  |  | 099-14468 | 099-14468 | GE Healthcare | Dash 3000 |  | M1DJ8115G | Tmc |  |  |  |  | 099-14468 | 099-14468 | TMC | Memorial Hermann-Texas Medical Center | Tmc | Biomed Shop |  |  |  | No PM Sticker Physically Damaged
YES | YES |  |  |  | 069-46019 | 069-46019 | GE Healthcare | Dash 3000 |  | Nsn | TMC - HERMANN - ADULT ER (1HP) |  |  |  |  | 069-46019 | 069-46019 | TMC | Memorial Hermann-Texas Medical Center | TMC - HERMANN - ADULT ER (1HP) | Er nurse station | 3/1/20 |  | 3/1/21 |  |  |  | MONITORCARDIACFIXED-GE-Dash 3000
YES | YES |  |  |  | 074-03240 | 074-03240 | GE Healthcare | Dash 3000 |  | MODJ6465G | TMC - HVI - CIMU (4HVI) |  |  |  |  | 074-03240 | 074-03240 | TMC | Memorial Hermann Heart | TMC - HVI - CIMU (4HVI) | TMC - HVI - CIMU (4HVI) | 1/1/20 |  | 7/1/20 |  |  |  | MONITORCARDIACFIXED-GE-Dash 3000
YES | YES |  |  |  | 074-00234 | 074-00234 | GE Healthcare | Dash 3000 |  | SD007462146GA | Cardiovascular Imaging |  |  |  |  | 074-00234 | 074-00234 | TMC | Memorial Hermann-Texas Medical Center | Cardiovascular Imaging | CT | [6 empty] | MONITORCARDIACFIXED-GE-Dash 3000
YES | YES |  |  |  | 151-01829 | 151-01829 | GE Healthcare | Dash 4000 |  | SD008431403GA | Biomed |  |  |  |  | 151-01829 | 151-01829 | Northwest | Memorial Hermann Cypress Hospital | Biomed | Biomed storage zm2506 | 3/1/18 | 3/1/19 |  | Dash 4000 not on list of models. |  | Monitor, Cardiac, Fixed | MONITORCARDIACFIXED-GE-Dash 4000 | [12 empty] | MCH-A | [10 empty] | MONITORCARDIACFIXED | Monitor, Cardiac, Fixed | GE
YES | YES |  |  |  | 013-11557 | 013-11557 | GE Healthcare | Dash 4000 |  | aab04326045ga | M2506 |  |  |  |  | 013-11557 | 013-11557 | Northwest | Memorial Hermann Cypress Hospital | M2506 | M2506 |  | 2/1/20 |  | The room next to biomed shop |  | Monitor, Cardiac, Fixed | MONITORCARDIACFIXED-GE-Dash 4000 | [12 empty] | MCH-A | [10 empty] | MONITORCARDIACFIXED | Monitor, Cardiac, Fixed | GE
YES | YES |  |  |  | 151-01830 | 151-01830 | GE Healthcare | Dash 4000 |  | SD008263252GA | Biomed shop |  |  |  |  | 151-01830 | 151-01830 | Northwest | Memorial Hermann Cypress Hospital | Biomed shop | Biomed storage M2 506 | 3/1/18 | 3/1/19 |  | Dash 4000 npt on list of models |  | Monitor, Cardiac, Fixed | MONITORCARDIACFIXED-GE-Dash 4000 | [12 empty] | MCH-A | [10 empty] | MONITORCARDIACFIXED | Monitor, Cardiac, Fixed | GE
YES | YES |  |  |  | 151-01832 | 151-01832 | GE Healthcare | Dash 4000 |  | SD008452290GA | M2 506 |  |  |  |  | 151-01832 | 151-01832 | Northwest | Memorial Hermann Cypress Hospital | M2 506 | Biomed Shop | 3/1/18 | 3/1/19 |  |  |  | Monitor, Cardiac, Fixed | MONITORCARDIACFIXED-GE-Dash 4000 | [12 empty] | MCH-A | [10 empty] | MONITORCARDIACFIXED | Monitor, Cardiac, Fixed | GE
YES | YES |  |  |  | 151-02476 | 151-02476 | GE Healthcare | Dash 4000 |  | DSH05338499GA | Biomed shop |  |  |  |  | 151-02476 | 151-02476 | Northwest | Memorial Hermann Cypress Hospital | Biomed shop | Biomed storage M2 506 | 3/1/18 | 3/1/19 |  | Dash 4000 not on list of models |  | Monitor, Cardiac, Fixed | MONITORCARDIACFIXED-GE-Dash 4000 | [12 empty] | MCH-A | [10 empty] | MONITORCARDIACFIXED | Monitor, Cardiac, Fixed | GE
YES | YES |  |  |  | 151-02473 | 151-02473 | GE Healthcare | Dash 4000 |  | B4EH5246G | M2 506 |  |  |  |  | 151-02473 | 151-02473 | Northwest | Memorial Hermann Cypress Hospital | M2 506 | Biomed Shop Storage | 3/1/18 | 3/1/19 |  |  |  | Monitor, Cardiac, Fixed | MONITORCARDIACFIXED-GE-Dash 4000 | [12 empty] | MCH-A | [10 empty] | MONITORCARDIACFIXED | Monitor, Cardiac, Fixed | GE
YES | YES |  |  |  | 151-01831 | 151-01831 | GE Healthcare | Dash 4000 |  | J3EH6221G | Biomed |  |  |  |  | 151-01831 | 151-01831 | Northwest | Memorial Hermann Cypress Hospital | Biomed | M2506 | 3/1/18 | 3/1/19 |  |  |  | Monitor, Cardiac, Fixed | MONITORCARDIACFIXED-GE-Dash 4000 | [12 empty] | MCH-A | [10 empty] | MONITORCARDIACFIXED | Monitor, Cardiac, Fixed | GE
YES | YES |  |  |  | 151-02474 | 151-02474 | GE Healthcare | Dash 4000 |  | DSH05328272GA | Biomed shop |  |  |  |  | 151-02474 | 151-02474 | Northwest | Memorial Hermann Cypress Hospital | Biomed shop | Biomed storage M2 506 | 3/1/18 | 3/1/19 |  | Dash 4000 not on list of models |  | Monitor, Cardiac, Fixed | MONITORCARDIACFIXED-GE-Dash 4000 | [12 empty] | MCH-A | [10 empty] | MONITORCARDIACFIXED | Monitor, Cardiac, Fixed | GE
YES | YES |  |  |  | 151-01833 | 151-01833 | GE Healthcare | Dash 4000 |  | SD008452301GA | M2-506 |  |  |  |  | 151-01833 | 151-01833 | Northwest | Memorial Hermann Cypress Hospital | M2-506 |  | 8/1/19 | 8/1/18 |  | In roon next to biomed shop |  | Monitor, Cardiac, Fixed | MONITORCARDIACFIXED-GE-Dash 4000 | [12 empty] | MCH-A | [10 empty] | MONITORCARDIACFIXED | Monitor, Cardiac, Fixed | GE
YES | YES | Serial Number Cnf |  |  | 142-00178 | 142-00178 | GE Healthcare | Dash 4000 |  | Cnf | 5th floor |  |  |  |  | 142-00178 | 142-00178 |  |  | 5th floor | Storage |  |  |  | No pm |  | Monitor, Cardiac, Fixed | MONITORCARDIACFIXED-GE-Dash 4000 | [12 empty] | MCH-A | [10 empty] | MONITORCARDIACFIXED | Monitor, Cardiac, Fixed | GE
NO | YES |  |  |  | 142-05396 | 142-05396 | GE Healthcare | Dash 4000 |  | SD011174230SA | 5th floor |  |  |  |  | 142-05396 | 142-05396 |  |  | 5th floor | Storage |  |  |  | No pm |  | Monitor, Cardiac, Fixed | MONITORCARDIACFIXED-GE-Dash 4000 | [12 empty] | MCH-A | [10 empty] | MONITORCARDIACFIXED | Monitor, Cardiac, Fixed | GE
NO | YES | Asset Tag 009-09773 |  |  | 009-09773 | 009-09773 | GE Healthcare | Dash 4000 |  | SHQ14421923SA | GH-Cath Lab |  |  |  |  | 009-09773 | 009-09773 | Central | MHHS-Greater Heights | GH-Cath Lab | Corner rooms | 10/1/19 |  | 4/1/20
NO | YES |  |  |  | 013-11591 | 013-11591 | GE Healthcare | Dash 4000 |  | AAB04302544GA | SW-Respiratory |  |  |  |  | 013-11591 | 013-11591 | Memorial Hermann Hospital - Southwest | MHHS-Southwest | SW-Respiratory | Endoscopy
NO | YES |  |  |  | 013-14573 | 013-14573 | GE Healthcare | Dash 4000 |  | SBG06409039GA | SW-Cath Lab |  |  |  |  | 013-14573 | 013-14573 | Southwest | MHHS-Southwest | SW-Cath Lab | Cath Lab
NO | YES |  |  |  | 069-48694 | 069-48694 | GE Healthcare | Dash 4000 |  | H2DJ6923G | Tmc |  |  |  |  | 069-48694 | 069-48694 | TMC | Memorial Hermann-Texas Medical Center | Tmc | Biomed Shop | 1/1/20 |  | 1/1/21
YES | YES |  |  |  | 069-49452 | 069-49452 | GE Healthcare | Dash 4000 |  |  | TMC - HERMANN - Pedi ER |  |  |  |  | 069-49452 | 069-49452 | TMC | Memorial Hermann-Texas Medical Center | TMC - HERMANN - Pedi ER | Nursing | 2/1/20 |  | 2/1/21 |  |  |  | MONITORCARDIACFIXED-GE-Dash 4000
NO | YES |  |  |  | 069-45765 | 069-45765 | GE Healthcare | Dash 4000 |  | F2DJ5300G | TMC-Hermann-COU (1R) |  |  |  |  | 069-45765 | 069-45765 | TMC | MHHS-TMC | TMC-Hermann-COU (1R) | Clinical observation
YES | YES |  |  |  | 029-05802 | 029-05802 | GE Healthcare | Dash 4000 |  | Nsn | Memorial Hermann- SE |  |  |  |  | 029-05802 | 029-05802 |  | Memorial Hermann- SE | Memorial Hermann- SE | Biomed Shop | 4/1/20 |  |  | No PM Sticker |  |  | MONITORCARDIACFIXED-GE-Dash 4000
NO | YES | Serial Number DSH05328286GA |  |  | 013-14981 | 013-14981 | GE Healthcare | Dash 4000 |  | DSH05328286GA | Endo |  |  |  |  | 013-14981 | 013-14981 | Southwest | Memorial Hermann Southwest Hospital | Endo | Bay 8
NO | YES | Serial Number AAB04326057GA |  |  | 013-11603 | 013-11603 | GE Healthcare | Dash 4000 |  | AAB04326057GA | Endo |  |  |  |  | 013-11603 | 013-11603 | Southwest | Memorial Hermann Southwest Hospital | Endo | Bay 8
YES | YES |  |  |  | 013-11602 | 013-11602 | GE Healthcare | Dash 4000 |  | AAB04325785GA | SW Endoscopy |  |  |  |  | 013-11602 | 013-11602 | Southwest | Memorial Hermann Southwest Hospital | SW Endoscopy | SW Endoscopy Bay 5
NO | YES | Serial Number AAB04315795GA |  |  | 013-11602 | 013-11602 | GE Healthcare | Dash 4000 |  | AAB04315795GA | SW Endoscopy |  |  |  |  | 013-11602 | 013-11602 | Southwest | Memorial Hermann Southwest Hospital | SW Endoscopy | SW Endoscopy Bay 5
NO | YES | Serial Number DSH05338464GA |  |  | 013-12975 | 013-12975 | GE Healthcare | Dash 4000 |  | DSH05338464GA | SW Endoscopy |  |  |  |  | 013-12975 | 013-12975 | Southwest | Memorial Hermann Southwest Hospital | SW Endoscopy | SW Endoscopy Bay 4
YES | YES |  |  |  | 013-05753 | 013-05753 | GE Healthcare | Dash 4000 |  | FIDJ1959G | SW Endoscopy |  |  |  |  | 013-05753 | 013-05753 | Southwest | Memorial Hermann Southwest Hospital | SW Endoscopy | SW Endoscopy Bay 3
NO | YES | Serial Number A2DJ8729G |  |  | 583-01580 | 583-01580 | GE Healthcare | Dash 4000 |  | A2DJ8729G | SW Endoscopy |  |  |  |  | 583-01580 | 583-01580 | Southwest | Memorial Hermann Southwest Hospital | SW Endoscopy | SW Endoscopy Bay 2
NO | YES | Serial Number AAB04398132GA |  |  | 013-11596 | 013-11596 | GE Healthcare | Dash 4000 |  | AAB04398132GA | SW Endoscopy |  |  |  |  | 013-11596 | 013-11596 | Southwest | Memorial Hermann Southwest Hospital | SW Endoscopy | SW Endoscopy Bay 1
NO | YES |  |  |  | 017-01459 | 017-01459 | GE Healthcare | DEFINIUM 5000 |  | GEHC 00198 | MH MG-(GH)-Urgent Care-Greater Heights | MHHS-MG |  | Radiographic Unit, Digital |  | 017-01459 | 017-01459 | Central | MHHS-MG | MH MG-(GH)-Urgent Care-Greater Heights | Radiology - Xray Room | 9/1/19 |  |  |  | RADIOGRAPHIC SYSTEMS, DIGITAL | Radiographic Unit, Digital | RADIOGRAPHICUNITDIGITAL-GE-Definium 5000 | RADIOGRAPHICUNITDIGITAL | Definium 5000 |  |  |  | GE | Radiographic Unit, Digital |  | RADIOGRAPHICUNITDIGITAL-GE-Definium 5000 |  | 9/17/20 |  | RUD-A | Not Covered Vendor Only - Biomedical | MHHS-MG | [8 empty] | RADIOGRAPHICUNITDIGITAL | Radiographic Unit, Digital | GE
NO | YES |  |  |  | 009-09629 | 009-09629 | GE Healthcare | DEFINIUM 5000 |  | GEHC0590 | MH MG-(GH)-Urgent Care-Washington Ave | MHHS-MG |  | Radiographic Unit, Digital |  | 009-09629 | 009-09629 | Central | MHHS-MG | MH MG-(GH)-Urgent Care-Washington Ave | Radiology Xray Room | 12/1/18 |  |  |  | RADIOGRAPHIC SYSTEMS, DIGITAL | Radiographic Unit, Digital | RADIOGRAPHICUNITDIGITAL-GE-Definium 5000 | RADIOGRAPHICUNITDIGITAL | Definium 5000 |  |  |  | GE | Radiographic Unit, Digital |  | RADIOGRAPHICUNITDIGITAL-GE-Definium 5000 |  | 9/17/20 |  | RUD-A | Not Covered Vendor Only - Biomedical | MHHS-MG | [8 empty] | RADIOGRAPHICUNITDIGITAL | Radiographic Unit, Digital | GE
NO | YES | Asset Tag 929-00703 |  |  | 929-00703 | 929-00703 | GE Healthcare | DEFINIUM 5000 |  | 713338DEF | MH MG - (SE) - URGENT CARE - CLEAR LAKE (WEBSTER) | MHHS-MG |  | Radiographic Unit, Digital |  | 929-00703 | 929-00703 | Southeast & Bay Area |  | MH MG - (SE) - URGENT CARE - CLEAR LAKE (WEBSTER) |  | 12/11/18 |  |  |  | RADIOGRAPHIC SYSTEMS, DIGITAL | Radiographic Unit, Digital | RADIOGRAPHICUNITDIGITAL-GE-Definium 5000 | RADIOGRAPHICUNITDIGITAL | Definium 5000 |  |  |  | GE | Radiographic Unit, Digital |  | RADIOGRAPHICUNITDIGITAL-GE-Definium 5000 |  | 9/17/20 | Finished from Script 3/27/2020 12:11:52pm (Central) | RUD-A | Not Covered Vendor Only - Biomedical | MHHS-MG | [8 empty] | RADIOGRAPHICUNITDIGITAL | Radiographic Unit, Digital | GE
NO | YES |  |  |  | 929-00719 | 929-00719 | GE Healthcare | DEFINIUM 5000 |  | GEHC0515 | MH MG - (SE) - URGENT CARE - FRIENDSWOOD | MHHS-MG |  | Radiographic Unit, Digital |  | 929-00719 | 929-00719 | Southeast & Bay Area | Memorail Hermann urgent cate 112 | MH MG - (SE) - URGENT CARE - FRIENDSWOOD |  | 6/1/19 | 6/1/20 |  |  | RADIOGRAPHIC SYSTEMS, DIGITAL | Radiographic Unit, Digital | RADIOGRAPHICUNITDIGITAL-GE-Definium 5000 | RADIOGRAPHICUNITDIGITAL | Definium 5000 |  |  |  | GE | Radiographic Unit, Digital |  | RADIOGRAPHICUNITDIGITAL-GE-Definium 5000 |  | 9/17/20 |  | RUD-A | Not Covered Vendor Only - Biomedical | MHHS-MG | [5 empty] | 12/1/13 |  |  | RADIOGRAPHICUNITDIGITAL | Radiographic Unit, Digital | GE
NO | YES |  |  |  | 929-01106 | 929-01106 | GE Healthcare | DEFINIUM 5000 |  | GEHC0600 | MH MG - (SL) - URGENT CARE - TELFAIR | MHHS-MG |  | Radiographic Unit, Digital |  | 929-01106 | 929-01106 | Sugar Land | Memorial Hermann Urgent Care Telfair (#A) | MH MG - (SL) - URGENT CARE - TELFAIR | Xray Room | 5/1/18 | 5/1/19 |  |  | RADIOGRAPHIC SYSTEMS, DIGITAL | Radiographic Unit, Digital | RADIOGRAPHICUNITDIGITAL-GE-Definium 5000 | RADIOGRAPHICUNITDIGITAL | Definium 5000 |  |  |  | GE | Radiographic Unit, Digital |  | RADIOGRAPHICUNITDIGITAL-GE-Definium 5000 |  | 9/17/20 |  | RUD-A | Not Covered Vendor Only - Biomedical | MHHS-MG | [8 empty] | RADIOGRAPHICUNITDIGITAL | Radiographic Unit, Digital | GE
NO | YES |  |  |  | 029-11946 | 029-11946 | GE Healthcare | DEFINIUM 5000 |  | GEHC0607 | MH MG-(WDLS)-Urgent Care-Spring | MHHS-MG |  | Radiographic Unit, Digital |  | 029-11946 | 029-11946 | Woodlands | MHHS-MG | MH MG-(WDLS)-Urgent Care-Spring |  | 10/1/19 | 10/1/20 |  | Xray RM | RADIOGRAPHIC SYSTEMS, DIGITAL | Radiographic Unit, Digital | RADIOGRAPHICUNITDIGITAL-GE-Definium 5000 | RADIOGRAPHICUNITDIGITAL | Definium 5000 |  |  |  | GE | Radiographic Unit, Digital |  | RADIOGRAPHICUNITDIGITAL-GE-Definium 5000 |  | 9/17/20 |  | RUD-A | Not Covered Vendor Only - Biomedical | MHHS-MG | [8 empty] | RADIOGRAPHICUNITDIGITAL | Radiographic Unit, Digital | GE
NO | YES |  |  |  | 005-11187 |  | GE Healthcare | DEFINIUM 5000 |  | MHBOPID5000 | OPID - (SE) - BAYSHORE - 403 | MHHS-OPID |  | Radiographic Unit, Digital |  | 005-11187 |  | Southeast & Bay Area |  | OPID - (SE) - BAYSHORE - 403 |  | 6/13/19 |  |  |  | RADIOGRAPHIC SYSTEMS, DIGITAL |  | RADIOGRAPHICUNITDIGITAL-GE-Definium 5000 | RADIOGRAPHICUNITDIGITAL | Definium 5000 |  |  |  | GE | Radiographic Unit, Digital |  | RADIOGRAPHICUNITDIGITAL-GE-Definium 5000 |  | 9/17/20 |  |  | Not Covered Vendor Only - Biomedical | MHHS-OPID
NO | YES | Asset Tag 929-00703 |  |  | 929-00703 | 929-00703 | GE Healthcare | Definium 5000 |  | G-71867 | Imaging |  |  |  |  | 929-00703 | 929-00703 |  | Urgent care Memorial Hermann | Imaging | Xray | 1/1/20 |  | 1/1/21 | [24 empty] | 2/1/20
NO | NO |  |  |  | 133-10004 |  | GE Healthcare | DEFINIUM 5000 |  | 1039386WK6 | MH MG - (MC) - URGENT CARE - TOWN & COUNTRY | MHHS-MG |  | Radiographic Unit, Digital |  | 133-10004 |  | West & Memorial City |  | MH MG - (MC) - URGENT CARE - TOWN & COUNTRY | [5 empty] | RADIOGRAPHIC SYSTEMS, DIGITAL |  | RADIOGRAPHICUNITDIGITAL-GE-Definium 5000 | RADIOGRAPHICUNITDIGITAL | Definium 5000 |  |  |  | GE | Radiographic Unit, Digital |  | RADIOGRAPHICUNITDIGITAL-GE-Definium 5000 |  |  |  |  | Not Covered Vendor Only - Biomedical | MHHS-MG
NO | NO |  |  |  | R-583-01273 |  | GE Healthcare | DEFINIUM 5000 |  | 1038757WK9 | MH MG - (KY) - URGENT CARE - FULSHEAR | MHHS-MG |  | Radiographic Unit, Digital |  | R-583-01273 |  | Katy |  | MH MG - (KY) - URGENT CARE - FULSHEAR | [5 empty] | RADIOGRAPHIC SYSTEMS, DIGITAL |  | RADIOGRAPHICUNITDIGITAL-GE-Definium 5000 | RADIOGRAPHICUNITDIGITAL | Definium 5000 |  |  |  | GE | Radiographic Unit, Digital |  | RADIOGRAPHICUNITDIGITAL-GE-Definium 5000 |  |  |  |  | Not Covered Vendor Only - Biomedical | MHHS-MG
YES | YES |  |  |  | 069-35702 | 069-35702 | GE Healthcare | DFFD15-00 |  | DTL28121780 | Biomed |  |  |  |  | 069-35702 | 069-35702 | TMC | Memorial Hermann-Texas Medical Center | Biomed | Biomed
NO | YES | Serial Number 2019205-001 |  |  | 005-06616 | 005-06616 | GE Healthcare | Dinamap |  | 2019205-001 | 2nd Floor Shell |  |  |  |  | 005-06616 | 005-06616 | Northwest | Memorial Hermann Pearland Hospital | 2nd Floor Shell | 2nd Floor Shell | [5 empty] | Monitor, Vital Signs | MONITORVITALSIGNS-GE-Dinamap | [12 empty] | MVS-A | [10 empty] | MONITORVITALSIGNS | Monitor, Vital Signs | GE
NO | YES | Serial Number 2019205-001 |  |  | 005-06614 | 005-06614 | GE Healthcare | Dinamap |  | 2019205-001 | Pearland-Med/Surg |  |  |  |  | 005-06614 | 005-06614 | Pearland | MHHS-Pearland Hospital | Pearland-Med/Surg | 2nd Floor Shell | [5 empty] | Monitor, Vital Signs | MONITORVITALSIGNS-GE-Dinamap | [12 empty] | MVS-A | [10 empty] | MONITORVITALSIGNS | Monitor, Vital Signs | GE
NO | YES | Serial Number 2019205-001 |  |  | 142-01557 | 142-01557 | GE Healthcare | Dinamap |  | 2019205-001 | Wellness Center |  |  |  |  | 142-01557 | 142-01557 | Katy | Memorial Hermann Northeast Hospital | Wellness Center |  | 12/1/18 | 12/1/19 |  |  |  | Monitor, Vital Signs | MONITORVITALSIGNS-GE-Dinamap | [12 empty] | MVS-A | [10 empty] | MONITORVITALSIGNS | Monitor, Vital Signs | GE
YES | YES |  |  |  | 133-03599 | 133-03599 | GE Healthcare | Dinamap DP 210X -EN |  | 2018877-001 | KATY - BIOMEDICAL SERVICES |  |  |  |  | 133-03599 | 133-03599 | Katy | Memorial Hermann Katy Hospital | KATY - BIOMEDICAL SERVICES | Biomed Storage
NO | YES | Serial Number 2019205-001 |  |  | 029-05599 | 029-05599 | GE Healthcare | Dinamap Pro |  | 2019205-001 | Woodlands-PCU3 |  |  |  |  | 029-05599 | 029-05599 | Woodlands | MHHS-Woodlands | Woodlands-PCU3 | Utility Room | 8/1/16 |  | 8/1/17
NO | YES |  |  |  | 129-06480 | 129-06480 | GE Healthcare | Dinamap Pro 100 |  | SH615453358SA | MH MG-(SL)-Physicians At Sugar Creek |  |  |  |  | 129-06480 | 129-06480 | Sugar Land | MHHS-MG | MH MG-(SL)-Physicians At Sugar Creek | SW.3 | [5 empty] | Monitor, Vital Signs | MONITORVITALSIGNS-GE-Dinamap ProCare 100 | [12 empty] | MVS-A | [10 empty] | MONITORVITALSIGNS | Monitor, Vital Signs | GE
NO | YES | Asset Tag 133-06160 |  |  | 133-06160 | 133-06160 | GE Healthcare | Dinamap ProCare |  | 2019194-001 | Katy-Preadmitting |  |  |  |  | 133-06160 | 133-06160 | Katy | MHHS-Katy | Katy-Preadmitting | Preadmission Testing | [5 empty] | Monitor, Vital Signs | MONITORVITALSIGNS-GE-Dinamap ProCare 100 | [12 empty] | MVS-A | [10 empty] | MONITORVITALSIGNS | Monitor, Vital Signs | GE
NO | YES | Serial Number 2019179-001 |  |  |  | 241-02328 | GE Healthcare | Dinamap ProCare |  | 2019179-001 | TIRR-PCU 5 | [5 empty] | 241-02328 | TMC | MHHS-Others | TIRR-PCU 5 |  | 3/1/18 |  | 3/1/19 | New Add
NO | YES |  |  |  |  | 099-00077 | GE Healthcare | Dinamap ProCare 100 |  | AAW06110259SA | NE-Radiology | MHHS-Northeast |  | Monitor, Vital Signs |  |  | 099-00077 | Katy | MHHS-Northeast | NE-Radiology | Nursing office | 8/1/19 | 8/1/20 |  |  | MONITORS, PHYSIOLOGIC, VITAL SIGNS | Monitor, Vital Signs | MONITORVITALSIGNS-GE-Dinamap ProCare 400 | MONITORVITALSIGNS | Dinamap ProCare 400 |  |  |  | GE | Monitor, Vital Signs |  | MONITORVITALSIGNS-GE-Dinamap ProCare 400 |  | 3/28/19 |  | MVS-A | Covered PM Repair - Biomedical | MHHS-Northeast | [8 empty] | MONITORVITALSIGNS | Monitor, Vital Signs | GE
YES | YES | Serial Number Cnf |  |  | 142-00183 | 142-00183 | GE Healthcare | Dinamap ProCare 100 |  | CNF | Radiology |  |  |  |  | 142-00183 | 142-00183 | Katy | Memorial Hermann Northeast Hospital | Radiology | Nursing office | 5/1/19 | 5/1/20 |  |  |  | Monitor, Vital Signs | MONITORVITALSIGNS-GE-Dinamap ProCare 100 | [12 empty] | MVS-A | [10 empty] | MONITORVITALSIGNS | Monitor, Vital Signs | GE
NO | NO |  |  |  | 133-05475 |  | GE Healthcare | DINAMAP PROCARE 120 |  | AAW07390540SA | KATY - EDUCATION | MHHS-Katy |  | Monitor, Vital Signs |  | 133-05475 |  | Katy |  | KATY - EDUCATION | [5 empty] | MONITORS, BEDSIDE, BLOOD PRESSURE |  | MONITORVITALSIGNS-GE-Dinamap ProCare 120 | MONITORVITALSIGNS | Dinamap ProCare 120 |  |  |  | GE | Monitor, Vital Signs |  | MONITORVITALSIGNS-GE-Dinamap ProCare 120 |  |  |  |  | Covered PM Repair - Biomedical | MHHS-Katy
NO | YES |  |  |  | 133-08238 | 133-08238 | GE Healthcare | DINAMAP PROCARE 200 |  | AAX06080023SA | Katy-Postpartum-2W | MHHS-Katy |  | Monitor, Vital Signs |  | 133-08238 | 133-08238 | Katy | MHHS-Katy | Katy-Postpartum-2W | W3:150.2 equipment storage | 6/1/19 | 6/1/20 |  |  | MONITORS, PHYSIOLOGIC, VITAL SIGNS | Monitor, Vital Signs | MONITORVITALSIGNS-GE-Dinamap ProCare 200 | MONITORVITALSIGNS | Dinamap ProCare 200 |  |  |  | GE | Monitor, Vital Signs |  | MONITORVITALSIGNS-GE-Dinamap ProCare 200 |  | 3/14/19 |  | MVS-A | Covered PM Repair - Biomedical | MHHS-Katy | [8 empty] | MONITORVITALSIGNS | Monitor, Vital Signs | GE
NO | NO | [5 empty] | GE Healthcare | DINAMAP PROCARE 200 |  | AAW05410161SA | GH - MOTHER & BABY | MHHS-Greater Heights |  | Monitor, Vital Signs |  |  |  | Central & Greater Heights |  | GH - MOTHER & BABY | [5 empty] | MONITORS, PHYSIOLOGIC, VITAL SIGNS |  | MONITORVITALSIGNS-GE-Dinamap ProCare 200 | MONITORVITALSIGNS | Dinamap ProCare 200 |  |  |  | GE | Monitor, Vital Signs |  | MONITORVITALSIGNS-GE-Dinamap ProCare 200 |  |  |  |  | Covered PM Repair - Biomedical | MHHS-Greater Heights
NO | NO | [5 empty] | GE Healthcare | DINAMAP PROCARE 200 |  | aaw063704208a | GH - NURSERY | MHHS-Greater Heights |  | Monitor, Vital Signs |  |  |  | Central & Greater Heights |  | GH - NURSERY | [5 empty] | MONITORS, PHYSIOLOGIC, VITAL SIGNS |  | MONITORVITALSIGNS-GE-Dinamap ProCare 200 | MONITORVITALSIGNS | Dinamap ProCare 200 |  |  |  | GE | Monitor, Vital Signs |  | MONITORVITALSIGNS-GE-Dinamap ProCare 200 |  |  |  |  | Covered PM Repair - Biomedical | MHHS-Greater Heights
NO | NO |  |  |  | 241-00626 |  | GE Healthcare | DINAMAP PROCARE 200 |  | AAW05460146SA | TIRR - PATIENT CARE UNIT 6 - 2414378 | MHHS-TIRR |  | Monitor, Vital Signs |  | 241-00626 |  | TMC |  | TIRR - PATIENT CARE UNIT 6 - 2414378 | [5 empty] | MONITORS, PHYSIOLOGIC, VITAL SIGNS |  | MONITORVITALSIGNS-GE-Dinamap ProCare 200 | MONITORVITALSIGNS | Dinamap ProCare 200 |  |  |  | GE | Monitor, Vital Signs |  | MONITORVITALSIGNS-GE-Dinamap ProCare 200 |  |  |  |  | Covered PM Repair - Biomedical | MHHS-TIRR
NO | NO |  |  |  | 241-00600 |  | GE Healthcare | DINAMAP PROCARE 200 |  | AAW07190425SA | TIRR - PCU 3C | MHHS-TIRR |  | Monitor, Vital Signs |  | 241-00600 |  | TMC |  | TIRR - PCU 3C | [5 empty] | MONITORS, PHYSIOLOGIC, VITAL SIGNS |  | MONITORVITALSIGNS-GE-Dinamap ProCare 200 | MONITORVITALSIGNS | Dinamap ProCare 200 |  |  |  | GE | Monitor, Vital Signs |  | MONITORVITALSIGNS-GE-Dinamap ProCare 200 |  |  |  |  | Covered PM Repair - Biomedical | MHHS-TIRR
NO | NO |  |  |  | 069-43904 |  | GE Healthcare | DINAMAP PROCARE 200 |  | 010M0389098 | TMC - ROBERTSON - CLIN RESEARCH (3R) | MHHS-TMC |  | Monitor, Vital Signs |  | 069-43904 |  | TMC |  | TMC - ROBERTSON - CLIN RESEARCH (3R) | [5 empty] | MONITORS, PHYSIOLOGIC, VITAL SIGNS |  | MONITORVITALSIGNS-GE-Dinamap ProCare 200 | MONITORVITALSIGNS | Dinamap ProCare 200 |  |  |  | GE | Monitor, Vital Signs |  | MONITORVITALSIGNS-GE-Dinamap ProCare 200 |  |  |  |  | Covered PM Repair - Biomedical | MHHS-TMC
NO | YES |  |  |  |  | 142-00508 | GE Healthcare | DINAMAP PROCARE 400 |  | AAW06110250SA | NE-Cancer Center | MHHS-Northeast |  | Monitor, Vital Signs |  |  | 142-00508 | Katy | MHHS-Northeast | NE-Cancer Center | Infusion room | 5/1/19 | 5/1/20 |  |  | MONITORS, PHYSIOLOGIC, VITAL SIGNS | Monitor, Vital Signs | MONITORVITALSIGNS-GE-Dinamap ProCare 400 | MONITORVITALSIGNS | Dinamap ProCare 400 |  |  |  | GE | Monitor, Vital Signs |  | MONITORVITALSIGNS-GE-Dinamap ProCare 400 |  | 3/22/19 |  | MVS-A | Covered PM Repair - Biomedical | MHHS-Northeast | [8 empty] | MONITORVITALSIGNS | Monitor, Vital Signs | GE
NO | YES |  |  |  |  | 099-02874 | GE Healthcare | DINAMAP PROCARE 400 |  | AAW07170151SA | NE-Cancer Center | MHHS-Northeast |  | Monitor, Vital Signs |  |  | 099-02874 | Katy | MHHS-Northeast | NE-Cancer Center | Ex 3 | 5/1/19 | 5/1/20 |  |  | MONITORS, PHYSIOLOGIC, VITAL SIGNS | Monitor, Vital Signs | MONITORVITALSIGNS-GE-Dinamap ProCare 400 | MONITORVITALSIGNS | Dinamap ProCare 400 |  |  |  | GE | Monitor, Vital Signs |  | MONITORVITALSIGNS-GE-Dinamap ProCare 400 |  | 2/1/19 |  | MVS-A | Covered PM Repair - Biomedical | MHHS-Northeast | [8 empty] | MONITORVITALSIGNS | Monitor, Vital Signs | GE
NO | YES |  |  |  |  | 142-00247 | GE Healthcare | DINAMAP PROCARE 400 |  | AAW07170253SA | NE-Cancer Center | MHHS-Northeast |  | Monitor, Vital Signs |  |  | 142-00247 | Katy | MHHS-Northeast | NE-Cancer Center | Infusion room | 5/1/19 |  |  |  | MONITORS, PHYSIOLOGIC, VITAL SIGNS | Monitor, Vital Signs | MONITORVITALSIGNS-GE-Dinamap ProCare 400 | MONITORVITALSIGNS | Dinamap ProCare 400 |  |  |  | GE | Monitor, Vital Signs |  | MONITORVITALSIGNS-GE-Dinamap ProCare 400 |  | 2/1/19 |  | MVS-A | Covered PM Repair - Biomedical | MHHS-Northeast | [8 empty] | MONITORVITALSIGNS | Monitor, Vital Signs | GE
NO | YES |  |  |  |  | 142-04264 | GE Healthcare | DINAMAP PROCARE 400 |  | AAW04210218SA | NE-Cancer Center | MHHS-Northeast |  | Monitor, Vital Signs |  |  | 142-04264 | Katy | MHHS-Northeast | NE-Cancer Center | Infusion room | 8/1/19 | 8/1/20 |  |  | MONITORS, PHYSIOLOGIC, VITAL SIGNS | Monitor, Vital Signs | MONITORVITALSIGNS-GE-Dinamap ProCare 400 | MONITORVITALSIGNS | Dinamap ProCare 400 |  |  |  | GE | Monitor, Vital Signs |  | MONITORVITALSIGNS-GE-Dinamap ProCare 400 |  |  |  | MVS-A | Covered PM Repair - Biomedical | MHHS-Northeast | [8 empty] | MONITORVITALSIGNS | Monitor, Vital Signs | GE
NO | YES |  |  |  |  | 142-00591 | GE Healthcare | DINAMAP PROCARE 400 |  | AAW07170223SA | NE-Cancer Center | MHHS-Northeast |  | Monitor, Vital Signs |  |  | 142-00591 | Katy | MHHS-Northeast | NE-Cancer Center | Infusion room | 8/1/19 | 8/1/20 |  |  | MONITORS, PHYSIOLOGIC, VITAL SIGNS | Monitor, Vital Signs | MONITORVITALSIGNS-GE-Dinamap ProCare 400 | MONITORVITALSIGNS | Dinamap ProCare 400 |  |  |  | GE | Monitor, Vital Signs |  | MONITORVITALSIGNS-GE-Dinamap ProCare 400 |  |  |  | MVS-A | Covered PM Repair - Biomedical | MHHS-Northeast | [8 empty] | MONITORVITALSIGNS | Monitor, Vital Signs | GE
NO | YES |  |  |  |  | 142-04261 | GE Healthcare | DINAMAP PROCARE 400 |  | AAW05190117SA | NE-Wound Care | MHHS-Northeast |  | Monitor, Vital Signs |  |  | 142-04261 | Katy | MHHS-Northeast | NE-Wound Care |  | 1/1/19 | 1/1/20 |  |  | MONITORS, PHYSIOLOGIC, VITAL SIGNS | Monitor, Vital Signs | MONITORVITALSIGNS-GE-Dinamap ProCare 400 | MONITORVITALSIGNS | Dinamap ProCare 400 |  |  |  | GE | Monitor, Vital Signs |  | MONITORVITALSIGNS-GE-Dinamap ProCare 400 |  |  |  | MVS-A | Covered PM Repair - Biomedical | MHHS-Northeast | [8 empty] | MONITORVITALSIGNS | Monitor, Vital Signs | GE
NO | YES |  |  |  |  | 142-00270 | GE Healthcare | DINAMAP PROCARE 400 |  | AAW07170256SA | NE-Nursery | MHHS-Northeast |  | Monitor, Vital Signs |  |  | 142-00270 | Katy | MHHS-Northeast | NE-Nursery | Nursery | 1/1/19 | 1/1/20 |  | Note says ?Ausays lows batter, even when plugged in.?Au | MONITORS, PHYSIOLOGIC, VITAL SIGNS | Monitor, Vital Signs | MONITORVITALSIGNS-GE-Dinamap ProCare 400 | MONITORVITALSIGNS | Dinamap ProCare 400 |  |  |  | GE | Monitor, Vital Signs |  | MONITORVITALSIGNS-GE-Dinamap ProCare 400 |  |  |  | MVS-A | Covered PM Repair - Biomedical | MHHS-Northeast | [8 empty] | MONITORVITALSIGNS | Monitor, Vital Signs | GE
NO | YES |  |  |  |  | 142-01557 | GE Healthcare | DINAMAP PROCARE 400 |  | AAW07170173SA | SMR-(NE)-Ne Hospital | MHHS-SMR |  | Monitor, Vital Signs |  |  | 142-01557 | Katy | MHHS-Others | SMR-(NE)-Ne Hospital | Wellness center | 12/1/18 | 12/1/19 |  |  | MONITORS, PHYSIOLOGIC, VITAL SIGNS | Monitor, Vital Signs | MONITORVITALSIGNS-GE-Dinamap ProCare 400 | MONITORVITALSIGNS | Dinamap ProCare 400 |  |  |  | GE | Monitor, Vital Signs |  | MONITORVITALSIGNS-GE-Dinamap ProCare 400 |  |  |  | MVS-A | Covered PM Repair - Biomedical | MHHS-SMR | [8 empty] | MONITORVITALSIGNS | Monitor, Vital Signs | GE
NO | YES |  |  |  | 142-04254 | 142-04254 | GE Healthcare | DINAMAP PROCARE 400 |  | AAW04210220SA | SMR-(NE)-Ne Hospital | MHHS-SMR |  | Monitor, Vital Signs |  | 142-04254 | 142-04254 | Katy | MHHS-Others | SMR-(NE)-Ne Hospital | Sport medical | 9/1/19 | 9/1/20 |  |  | MONITORS, PHYSIOLOGIC, VITAL SIGNS | Monitor, Vital Signs | MONITORVITALSIGNS-GE-Dinamap ProCare 400 | MONITORVITALSIGNS | Dinamap ProCare 400 |  |  |  | GE | Monitor, Vital Signs |  | MONITORVITALSIGNS-GE-Dinamap ProCare 400 |  |  |  | MVS-A | Covered PM Repair - Biomedical | MHHS-SMR | [8 empty] | MONITORVITALSIGNS | Monitor, Vital Signs | GE
NO | YES |  |  |  | 241-03101 | 241-03101 | GE Healthcare | DINAMAP PROCARE 400 |  | AAW072200396SA | TIRR-PCU 5 | MHHS-TIRR |  | Monitor, Vital Signs |  | 241-03101 | 241-03101 | TMC | MHHS-Others | TIRR-PCU 5 | TIRR - PCU 5 | 1/1/20 |  | 1/1/21 |  | MONITORS, PHYSIOLOGIC, VITAL SIGNS | Monitor, Vital Signs | MONITORVITALSIGNS-GE-Dinamap ProCare 400 | MONITORVITALSIGNS | Dinamap ProCare 400 |  |  |  | GE | Monitor, Vital Signs |  | MONITORVITALSIGNS-GE-Dinamap ProCare 400 |  | 3/14/19 |  | MVS-A | Covered PM Repair - Biomedical | MHHS-TIRR | [8 empty] | MONITORVITALSIGNS | Monitor, Vital Signs | GE
NO | YES |  |  |  | 241-02287 | 241-02287 | GE Healthcare | DINAMAP PROCARE 400 |  | AAW07070011SA | TIRR-PCU 4 | MHHS-TIRR |  | Monitor, Vital Signs |  | 241-02287 | 241-02287 | TMC | MHHS-Others | TIRR-PCU 4 | Hallway | 11/1/19 |  | 11/1/20 |  | MONITORS, PHYSIOLOGIC, VITAL SIGNS | Monitor, Vital Signs | MONITORVITALSIGNS-GE-Dinamap ProCare 400 | MONITORVITALSIGNS | Dinamap ProCare 400 |  |  |  | GE | Monitor, Vital Signs |  | MONITORVITALSIGNS-GE-Dinamap ProCare 400 |  | 3/28/19 |  | MVS-A | Covered PM Repair - Biomedical | MHHS-TIRR | [8 empty] | MONITORVITALSIGNS | Monitor, Vital Signs | GE
NO | YES |  |  |  | 241-02288 | 241-02288 | GE Healthcare | DINAMAP PROCARE 400 |  | AAW07220412SA | TIRR-Patient Care Unit 6-2414378 | MHHS-TIRR |  | Monitor, Vital Signs |  | 241-02288 | 241-02288 | TMC | MHHS-Others | TIRR-Patient Care Unit 6-2414378 | TIRR - PCU 4 | 12/1/19 |  | 12/1/20 |  | MONITORS, PHYSIOLOGIC, VITAL SIGNS | Monitor, Vital Signs | MONITORVITALSIGNS-GE-Dinamap ProCare 400 | MONITORVITALSIGNS | Dinamap ProCare 400 |  |  |  | GE | Monitor, Vital Signs |  | MONITORVITALSIGNS-GE-Dinamap ProCare 400 |  | 3/14/18 |  | MVS-A | Covered PM Repair - Biomedical | MHHS-TIRR | [8 empty] | MONITORVITALSIGNS | Monitor, Vital Signs | GE
NO | YES |  |  |  | 074-04921 | 074-04921 | GE Healthcare | DINAMAP PROCARE 400 |  | AAW07460008SA |  | MHHS-TMC |  | Monitor, Vital Signs |  | 074-04921 | 074-04921 | TMC | Memorial Hermann Heart |  | 14-101 | 2/1/20 |  | 2/1/21 |  | MONITORS, PHYSIOLOGIC, VITAL SIGNS | Monitor, Vital Signs | MONITORVITALSIGNS-GE-Dinamap ProCare 400 | MONITORVITALSIGNS | Dinamap ProCare 400 |  |  |  | GE | Monitor, Vital Signs |  | MONITORVITALSIGNS-GE-Dinamap ProCare 400 |  | 3/14/19 |  | MVS-A | Covered PM Repair - Biomedical | MHHS-TMC | [8 empty] | MONITORVITALSIGNS | Monitor, Vital Signs | GE
NO | YES | Serial Number 2019205-001 |  |  |  | 142-00447 | GE Healthcare | Dinamap ProCare 400 |  | 2019205-001 | NE-Radiology | [5 empty] | 142-00447 | Katy | MHHS-Northeast | NE-Radiology | Stress lab | 2/1/20 |  |  |  |  | Monitor, Vital Signs | MONITORVITALSIGNS-GE-Dinamap ProCare 400 | [12 empty] | MVS-A | [10 empty] | MONITORVITALSIGNS | Monitor, Vital Signs | GE
YES | YES |  |  |  | 069-20721 | 069-20721 | GE Healthcare | Dinamap ProCare 400 |  | DPC420NR | Biomed shop |  |  |  |  | 069-20721 | 069-20721 | TMC |  | Biomed shop | Biomed shop | 12/1/14 |  | 12/1/18
NO | NO | [5 empty] | GE Healthcare | DINAMAP PROCARE 400 |  | AAW04210147SA | NE - ER | MHHS-Northeast |  | Monitor, Vital Signs |  |  |  | Katy |  | NE - ER | [5 empty] | MONITORS, PHYSIOLOGIC, VITAL SIGNS |  | MONITORVITALSIGNS-GE-Dinamap ProCare 400 | MONITORVITALSIGNS | Dinamap ProCare 400 |  |  |  | GE | Monitor, Vital Signs |  | MONITORVITALSIGNS-GE-Dinamap ProCare 400 |  |  |  |  | Covered PM Repair - Biomedical | MHHS-Northeast
NO | NO |  |  |  | 069-20699 |  | GE Healthcare | DINAMAP PROCARE 420 |  | AAW05180031SA | TMC - PLAZA - ANESTHESIA CLINIC (UTPB, STE 600) | MHHS-TMC |  | Monitor, Vital Signs |  | 069-20699 |  | TMC |  | TMC - PLAZA - ANESTHESIA CLINIC (UTPB, STE 600) | [5 empty] | MONITORS, BEDSIDE, BLOOD PRESSURE |  | MONITORVITALSIGNS-GE-Dinamap ProCare 420 | MONITORVITALSIGNS | Dinamap ProCare 420 |  |  |  | GE | Monitor, Vital Signs |  | MONITORVITALSIGNS-GE-Dinamap ProCare 420 |  |  |  |  | Covered PM Repair - Biomedical | MHHS-TMC
NO | NO |  |  |  | 069-20700 |  | GE Healthcare | DINAMAP PROCARE 420 |  | AAW05180028SA | TMC - PLAZA - ANESTHESIA CLINIC (UTPB, STE 600) | MHHS-TMC |  | Monitor, Vital Signs |  | 069-20700 |  | TMC |  | TMC - PLAZA - ANESTHESIA CLINIC (UTPB, STE 600) | [5 empty] | MONITORS, BEDSIDE, BLOOD PRESSURE |  | MONITORVITALSIGNS-GE-Dinamap ProCare 420 | MONITORVITALSIGNS | Dinamap ProCare 420 |  |  |  | GE | Monitor, Vital Signs |  | MONITORVITALSIGNS-GE-Dinamap ProCare 420 |  |  |  |  | Covered PM Repair - Biomedical | MHHS-TMC
NO | YES |  |  |  | 142-08862 | 142-08862 | GE Healthcare | Dinamap V100 |  | SH612180247SA | MH MG-(SL)-Physicians At Sugar Creek |  |  |  |  | 142-08862 | 142-08862 | Sugar Land | MHHS-MG | MH MG-(SL)-Physicians At Sugar Creek | Gold Exam 3 | 11/1/19 | 11/1/20 |  |  |  | Monitor, Vital Signs | MONITORVITALSIGNS-GE-CareScape V100 | [12 empty] | MVS-A | [10 empty] | MONITORVITALSIGNS | Monitor, Vital Signs | GE
YES | YES |  |  |  | 009-09088 | 009-09088 | GE Healthcare | Dinamap V100 |  | SH612390005SA | MH MG - (GH)-GH CCC |  |  |  |  | 009-09088 | 009-09088 | Central | 7400 Fannin Suite 1160 | MH MG - (GH)-GH CCC | TMC Suite 1160 | 4/1/17
YES | YES |  |  |  | 151-04181 | 041-33000 | GE Healthcare | Discovery |  | SID713242NM8301 | Memorial City-NucMed |  |  |  |  | 151-04181 | 041-33000 | West | Memorial Hermann Memorial City Medical Center | Memorial City-NucMed | E8 114 |  |  |  | CNF PM sticker
NO | YES |  |  |  | 005-33546 | 005-33546 | GE Healthcare | Discovery 630 |  | 630W22846 | Nuke med |  |  |  |  | 005-33546 | 005-33546 | Southeast | Memorial Hermann Southeast Hospital | Nuke med | Nuclear Medicine 1 |  |  |  | Sys id. 713448D630RM1 |  | Camera, Spect | CAMERASPECT-GE-Discovery NM 630 | [12 empty] | CAG-SA | [7 empty] | 2/1/20 |  |  | CAMERASPECT | Camera, Spect | GE
NO | YES |  |  |  | 133-10120 | 133-10120 | GE Healthcare | Discovery NM 630 |  |  | Katy Imaging Department |  |  |  |  | 133-10120 | 133-10120 | Katy |  | Katy Imaging Department | Nuclear Medicine |  |  |  | See photos for serial number | Gamma Camera | Camera, Spect | CAMERASPECT-GE-Discovery NM 630 | [12 empty] | CAG-SA | [7 empty] | 7/1/17 |  |  | CAMERASPECT | Camera, Spect | GE
NO | YES |  |  |  | 005-33551 | 005-33551 | GE Healthcare | Discovery NM 630 |  | 630X22910 | Nuc med |  |  |  |  | 005-33551 | 005-33551 | South East | Memorial Herman Southeast 11800 ASTORIA | Nuc med | Nuclear Medicine 3 |  |  |  | ID 713448D630RM3 |  | Camera, Spect | CAMERASPECT-GE-Discovery NM 630 | [12 empty] | CAG-SA | [9 empty] | Camera, Spect | CAMERASPECT | Camera, Spect | GE
NO | YES |  |  |  | 145-00167 | 145-00167 | GE Healthcare | Discovery XR656 |  | 130216HL5 | Pearland-Radiology |  |  |  |  | 145-00167 | 145-00167 | Pearland | MHHS-Pearland Hospital | Pearland-Radiology | C1 323 Rad Room | 4/1/19 | 4/1/20 |  | Rad room with 2 moveable detectors | Radiographic System Digital | [22 empty] | 10/1/10
NO | YES |  |  |  | 029-08454 | 029-08454 | GE Healthcare | E-BIS-01 |  | SGS11456548HA | Woodlands-Anesthesia | MHHS-Woodlands |  | Module, Bispectral Index |  | 029-08454 | 029-08454 | Woodlands | MHHS-Woodlands | Woodlands-Anesthesia | OR 9 | 10/1/19 |  | 10/1/20 |  | PHYSIOLOGIC MONITOR MODULES | Module, Bispectral Index | MODULEBISPECTRALINDEX-GE-E-BIS-01 | MODULEBISPECTRALINDEX | E-BIS-01 |  |  |  | GE | Module, Bispectral Index |  | MODULEBISPECTRALINDEX-GE-E-BIS-01 |  |  |  |  | Covered PM Repair - Biomedical | MHHS-Woodlands | [8 empty] | MODULEBISPECTRALINDEX | Module, Bispectral Index | GE
NO | YES |  |  |  | 029-12741 | 029-12741 | GE Healthcare | E-BIS-01 |  | SGS19200022HA | Woodlands-OR | MHHS-Woodlands |  | Module, Bispectral Index |  | 029-12741 | 029-12741 | Woodlands | MHHS-Woodlands | Woodlands-OR | OR Room 6 | 10/1/19 |  | 10/1/20 |  | PHYSIOLOGIC MONITOR MODULES | Module, Bispectral Index | MODULEBISPECTRALINDEX-GE-E-BIS-01 | MODULEBISPECTRALINDEX | E-BIS-01 |  |  |  | GE | Module, Bispectral Index |  | MODULEBISPECTRALINDEX-GE-E-BIS-01 |  | 5/1/16 |  |  | Covered PM Repair - Biomedical | MHHS-Woodlands | [8 empty] | MODULEBISPECTRALINDEX | Module, Bispectral Index | GE
NO | YES |  |  |  | 029-12742 | 029-12742 | GE Healthcare | E-BIS-01 |  | SGS19200027HA | Woodlands-Birth Center | MHHS-Woodlands |  | Module, Bispectral Index |  | 029-12742 | 029-12742 | Woodlands | MHHS-Woodlands | Woodlands-Birth Center | L |  |  |  |  | PHYSIOLOGIC MONITOR MODULES | Module, Bispectral Index | MODULEBISPECTRALINDEX-GE-E-BIS-01 | MODULEBISPECTRALINDEX | E-BIS-01 |  |  |  | GE | Module, Bispectral Index |  | MODULEBISPECTRALINDEX-GE-E-BIS-01 |  |  |  |  | Covered PM Repair - Biomedical | MHHS-Woodlands | [8 empty] | MODULEBISPECTRALINDEX | Module, Bispectral Index | GE
NO | YES |  |  |  | 029-12752 | 029-12752 | GE Healthcare | E-BIS-01 |  | SGS19200033HA | Woodlands-NICU (New) | MHHS-Woodlands |  | Module, Bispectral Index |  | 029-12752 | 029-12752 | Woodlands | MHHS-Woodlands | Woodlands-NICU (New) | OR 17 |  |  | 8/1/20 |  | PHYSIOLOGIC MONITOR MODULES | Module, Bispectral Index | MODULEBISPECTRALINDEX-GE-E-BIS-01 | MODULEBISPECTRALINDEX | E-BIS-01 |  |  |  | GE | Module, Bispectral Index |  | MODULEBISPECTRALINDEX-GE-E-BIS-01 |  |  |  |  | Covered PM Repair - Biomedical | MHHS-Woodlands | [8 empty] | MODULEBISPECTRALINDEX | Module, Bispectral Index | GE
NO | YES |  |  |  | 029-10607 | 029-10607 | GE Healthcare | E-BIS-01 |  | SGS15210043HA | Woodlands-OR | MHHS-Woodlands |  | Module, Bispectral Index |  | 029-10607 | 029-10607 | Woodlands | MHHS-Woodlands | Woodlands-OR | OR 2 | 10/1/19 |  | 10/1/20 |  | PHYSIOLOGIC MONITOR MODULES | Module, Bispectral Index | MODULEBISPECTRALINDEX-GE-E-BIS-01 | MODULEBISPECTRALINDEX | E-BIS-01 |  |  |  | GE | Module, Bispectral Index |  | MODULEBISPECTRALINDEX-GE-E-BIS-01 |  |  |  |  | Covered PM Repair - Biomedical | MHHS-Woodlands | [8 empty] | MODULEBISPECTRALINDEX | Module, Bispectral Index | GE
NO | YES |  |  |  | 029-10610 | 029-10610 | GE Healthcare | E-BIS-01 |  | SGS15210041HA | Woodlands-OR | MHHS-Woodlands |  | Module, Bispectral Index |  | 029-10610 | 029-10610 | Woodlands | MHHS-Woodlands | Woodlands-OR | OR 1 | 10/1/19 |  | 10/1/20 |  | PHYSIOLOGIC MONITOR MODULES | Module, Bispectral Index | MODULEBISPECTRALINDEX-GE-E-BIS-01 | MODULEBISPECTRALINDEX | E-BIS-01 |  |  |  | GE | Module, Bispectral Index |  | MODULEBISPECTRALINDEX-GE-E-BIS-01 |  | 12/23/16 |  |  | Covered PM Repair - Biomedical | MHHS-Woodlands | [8 empty] | MODULEBISPECTRALINDEX | Module, Bispectral Index | GE
YES | YES |  |  |  | 029-13280 | 029-13280 | GE Healthcare | E-BIS-01 |  | Sgs191000008ha | Or |  |  |  |  | 029-13280 | 029-13280 | Woodlands | Memorial Hermann The Woodlands Medical Center | Or | OR 12 | [5 empty] | Module, Bispectral Index | MODULEBISPECTRALINDEX-GE-E-BIS-01 | [23 empty] | MODULEBISPECTRALINDEX | Module, Bispectral Index | GE
NO | YES |  |  |  | 069-37960 | 069-37960 | GE Healthcare | E-BIS-01 |  | SGS12378281HA | TMC-OR-Anesthesia (Old) |  |  |  |  | 069-37960 | 069-37960 | TMC | MHHS-TMC | TMC-OR-Anesthesia (Old) | Biomed
NO | NO |  |  |  | 029-09672 |  | GE Healthcare | E-BIS-01 |  | SGS14484263HA | WOODLANDS - ANESTHESIA | MHHS-Woodlands |  | Module, Bispectral Index |  | 029-09672 |  | Woodlands |  | WOODLANDS - ANESTHESIA | [5 empty] | PHYSIOLOGIC MONITOR MODULES |  | MODULEBISPECTRALINDEX-GE-E-BIS-01 | MODULEBISPECTRALINDEX | E-BIS-01 |  |  |  | GE | Module, Bispectral Index |  | MODULEBISPECTRALINDEX-GE-E-BIS-01 |  |  |  |  | Covered PM Repair - Biomedical | MHHS-Woodlands
NO | NO |  |  |  | 029-12604 |  | GE Healthcare | E-BIS-01 |  | SG15200013HA | WOODLANDS - MICU | MHHS-Woodlands |  | Module, Bispectral Index |  | 029-12604 |  | Woodlands |  | WOODLANDS - MICU | [5 empty] | PHYSIOLOGIC MONITOR MODULES |  | MODULEBISPECTRALINDEX-GE-E-BIS-01 | MODULEBISPECTRALINDEX | E-BIS-01 |  |  |  | GE | Module, Bispectral Index |  | MODULEBISPECTRALINDEX-GE-E-BIS-01 |  |  |  |  | Covered PM Repair - Biomedical | MHHS-Woodlands
NO | NO |  |  |  | 029-12572 |  | GE Healthcare | E-BIS-01 |  | SGS19160011HA | WOODLANDS - NEUROLOGY | MHHS-Woodlands |  | Module, Bispectral Index |  | 029-12572 |  | Woodlands |  | WOODLANDS - NEUROLOGY | [5 empty] | PHYSIOLOGIC MONITOR MODULES |  | MODULEBISPECTRALINDEX-GE-E-BIS-01 | MODULEBISPECTRALINDEX | E-BIS-01 |  |  |  | GE | Module, Bispectral Index |  | MODULEBISPECTRALINDEX-GE-E-BIS-01 |  |  |  |  | Covered PM Repair - Biomedical | MHHS-Woodlands
NO | NO |  |  |  | 029-32486 |  | GE Healthcare | E-BIS-01 |  | SGS19160010HA | WOODLANDS - NEUROLOGY | MHHS-Woodlands |  | Module, Bispectral Index |  | 029-32486 |  | Woodlands |  | WOODLANDS - NEUROLOGY | [5 empty] | PHYSIOLOGIC MONITOR MODULES |  | MODULEBISPECTRALINDEX-GE-E-BIS-01 | MODULEBISPECTRALINDEX | E-BIS-01 |  |  |  | GE | Module, Bispectral Index |  | MODULEBISPECTRALINDEX-GE-E-BIS-01 |  |  |  |  | Covered PM Repair - Biomedical | MHHS-Woodlands
NO | NO |  |  |  | 029-32487 |  | GE Healthcare | E-BIS-01 |  | SGS19160012HA | WOODLANDS - NEUROLOGY | MHHS-Woodlands |  | Module, Bispectral Index |  | 029-32487 |  | Woodlands |  | WOODLANDS - NEUROLOGY | [5 empty] | PHYSIOLOGIC MONITOR MODULES |  | MODULEBISPECTRALINDEX-GE-E-BIS-01 | MODULEBISPECTRALINDEX | E-BIS-01 |  |  |  | GE | Module, Bispectral Index |  | MODULEBISPECTRALINDEX-GE-E-BIS-01 |  |  |  |  | Covered PM Repair - Biomedical | MHHS-Woodlands
NO | NO |  |  |  | 029-32488 |  | GE Healthcare | E-BIS-01 |  | SGS19160015HA | WOODLANDS - NEUROLOGY | MHHS-Woodlands |  | Module, Bispectral Index |  | 029-32488 |  | Woodlands |  | WOODLANDS - NEUROLOGY | [5 empty] | PHYSIOLOGIC MONITOR MODULES |  | MODULEBISPECTRALINDEX-GE-E-BIS-01 | MODULEBISPECTRALINDEX | E-BIS-01 |  |  |  | GE | Module, Bispectral Index |  | MODULEBISPECTRALINDEX-GE-E-BIS-01 |  |  |  |  | Covered PM Repair - Biomedical | MHHS-Woodlands
NO | NO |  |  |  | 029-32489 |  | GE Healthcare | E-BIS-01 |  | SGS19160018HA | WOODLANDS - NEUROLOGY | MHHS-Woodlands |  | Module, Bispectral Index |  | 029-32489 |  | Woodlands |  | WOODLANDS - NEUROLOGY | [5 empty] | PHYSIOLOGIC MONITOR MODULES |  | MODULEBISPECTRALINDEX-GE-E-BIS-01 | MODULEBISPECTRALINDEX | E-BIS-01 |  |  |  | GE | Module, Bispectral Index |  | MODULEBISPECTRALINDEX-GE-E-BIS-01 |  |  |  |  | Covered PM Repair - Biomedical | MHHS-Woodlands
NO | NO |  |  |  | 029-10608 |  | GE Healthcare | E-BIS-01 |  | SBS15210053HA | WOODLANDS - OR | MHHS-Woodlands |  | Module, Bispectral Index |  | 029-10608 |  | Woodlands |  | WOODLANDS - OR | [5 empty] | PHYSIOLOGIC MONITOR MODULES |  | MODULEBISPECTRALINDEX-GE-E-BIS-01 | MODULEBISPECTRALINDEX | E-BIS-01 |  |  |  | GE | Module, Bispectral Index |  | MODULEBISPECTRALINDEX-GE-E-BIS-01 |  |  |  |  | Covered PM Repair - Biomedical | MHHS-Woodlands
NO | NO |  |  |  | 029-12855 |  | GE Healthcare | E-BIS-01 |  | SGS18390016HA | WOODLANDS - OR | MHHS-Woodlands |  | Module, Bispectral Index |  | 029-12855 |  | Woodlands |  | WOODLANDS - OR | [5 empty] | PHYSIOLOGIC MONITOR MODULES |  | MODULEBISPECTRALINDEX-GE-E-BIS-01 | MODULEBISPECTRALINDEX | E-BIS-01 |  |  |  | GE | Module, Bispectral Index |  | MODULEBISPECTRALINDEX-GE-E-BIS-01 |  |  |  |  | Covered PM Repair - Biomedical | MHHS-Woodlands
NO | NO |  |  |  | 029-12831 |  | GE Healthcare | E-BIS-01 |  | SGS15200009HA | WOODLANDS - SICU | MHHS-Woodlands |  | Module, Bispectral Index |  | 029-12831 |  | Woodlands |  | WOODLANDS - SICU | [5 empty] | PHYSIOLOGIC MONITOR MODULES |  | MODULEBISPECTRALINDEX-GE-E-BIS-01 | MODULEBISPECTRALINDEX | E-BIS-01 |  |  |  | GE | Module, Bispectral Index |  | MODULEBISPECTRALINDEX-GE-E-BIS-01 |  |  |  |  | Covered PM Repair - Biomedical | MHHS-Woodlands
NO | YES |  |  |  | 041-19418 | 041-19418 | GE Healthcare | E-CAIO-00 |  | SGV15410149HA | MEMORIAL CITY - MHT - JHC OR |  |  |  |  | 041-19418 | 041-19418 | West | Memorial Hermann Memorial City Medical Center | MEMORIAL CITY - MHT - JHC OR | MEMORIAL CITY - MHT - JHC OR
YES | YES |  |  |  | 069-48636 | 069-48636 | GE Healthcare | E-eso |  | SGV19271048HA | TMC - SAROFIM 1 - ADULT ER |  |  |  |  | 069-48636 | 069-48636 | TMC | Memorial Hermann-Texas Medical Center | TMC - SAROFIM 1 - ADULT ER
YES | YES |  |  |  | 069-48634 | 069-48634 | GE Healthcare | E-eso |  | SGV19261055HA | TMC - SAROFIM 1 - ADULT ER |  |  |  |  | 069-48634 | 069-48634 | TMC | Memorial Hermann-Texas Medical Center | TMC - SAROFIM 1 - ADULT ER
YES | YES |  |  |  | 069-48642 | 069-48642 | GE Healthcare | E-eso |  | SGV19271014HA | TMC - SAROFIM 1 - ADULT ER |  |  |  |  | 069-48642 | 069-48642 | TMC | Memorial Hermann-Texas Medical Center | TMC - SAROFIM 1 - ADULT ER
YES | YES |  |  |  | 069-48574 | 069-48574 | GE Healthcare | E-eso |  | SGV19321075HA | TMC - SAROFIM 1 - ADULT ER |  |  |  |  | 069-48574 | 069-48574 | TMC | Memorial Hermann-Texas Medical Center | TMC - SAROFIM 1 - ADULT ER
YES | YES |  |  |  | 099-00996 | 099-00996 | GE Healthcare | E-MASIMO-00 |  |  | NE - NICU |  |  |  |  | 099-00996 | 099-00996 | NorthEast |  | NE - NICU |  |  |  |  | No pm
YES | YES |  |  |  | 029-12763 | 029-12763 | GE Healthcare | E-MASIMO-00 |  |  | WOODLANDS - NICU |  |  |  |  | 029-12763 | 029-12763 | Woodlands | Memorial Hermann The Woodlands Medical Center | WOODLANDS - NICU | NICU | 8/1/19 |  | 8/1/20
YES | YES |  |  |  | 029-12766 | 029-12766 | GE Healthcare | E-MASIMO-00 |  |  | WOODLANDS - NICU (NEW) |  |  |  |  | 029-12766 | 029-12766 | Woodlands | Memorial Hermann The Woodlands Medical Center | WOODLANDS - NICU (NEW) | NICU | 8/1/19 |  | 8/1/20
YES | YES |  |  |  | 029-13426 | 029-13426 | GE Healthcare | E-MASIMO-00 |  |  | NICU |  |  |  |  | 029-13426 | 029-13426 | Woodlands | Memorial Hermann The Woodlands Medical Center | NICU | NICU
YES | YES |  |  |  | 029-12784 | 029-12784 | GE Healthcare | E-MASIMO-00 |  |  | WOODLANDS - NICU (NEW) |  |  |  |  | 029-12784 | 029-12784 | Woodlands | Memorial Hermann The Woodlands Medical Center | WOODLANDS - NICU (NEW) | NICU | 8/1/19 |  | 9/1/20
YES | YES |  |  |  | 029-12764 | 029-12764 | GE Healthcare | E-MASIMO-00 |  |  | WOODLANDS - NICU (NEW) |  |  |  |  | 029-12764 | 029-12764 | Woodlands | Memorial Hermann The Woodlands Medical Center | WOODLANDS - NICU (NEW) | NICU | 8/1/19 |  | 8/1/20
NO | YES |  |  |  | 069-41067 | 069-41067 | GE Healthcare | E-MINIC-00 |  |  | TMC-Sarofim 2-Adult PACU |  |  |  |  | 069-41067 | 069-41067 | TM | MHHS-TMC | TMC-Sarofim 2-Adult PACU | TMC - SAROFIM2 -ADULT PACU | 12/1/19 |  | 12/1/20
YES | YES |  |  |  | 069-48565 | 069-48565 | GE Healthcare | E-MINIC-00 |  | SGV19291115HA | TMC - SAROFIM 2 - ADULT PACU |  |  |  |  | 069-48565 | 069-48565 | TM | Memorial Hermann-Texas Medical Center | TMC - SAROFIM 2 - ADULT PACU | TMC - SAROFIM2 -ADULT PACU | 1/1/20 |  | 1/1/21
NO | NO |  |  |  | 029-12573 |  | GE Healthcare | E-NMT-01 |  | SJC19110073HA | WOODLANDS - NEUROLOGY | MHHS-Woodlands |  |  |  | 029-12573 |  | Woodlands |  | WOODLANDS - NEUROLOGY | [5 empty] | PHYSIOLOGIC MONITOR MODULE HOUSINGS |  | .needs class | [5 empty] | GE | [7 empty] | Not Covered Vendor Only - Lab Ana/Anes | MHHS-Woodlands
NO | NO |  |  |  | 029-32490 |  | GE Healthcare | E-NMT-01 |  | SJC19060017HA | WOODLANDS - NEUROLOGY | MHHS-Woodlands |  |  |  | 029-32490 |  | Woodlands |  | WOODLANDS - NEUROLOGY | [5 empty] | PHYSIOLOGIC MONITOR MODULE HOUSINGS |  | .needs class | [5 empty] | GE | [7 empty] | Not Covered Vendor Only - Lab Ana/Anes | MHHS-Woodlands
NO | NO |  |  |  | 029-32491 |  | GE Healthcare | E-NMT-01 |  | SJC19060026HA | WOODLANDS - NEUROLOGY | MHHS-Woodlands |  |  |  | 029-32491 |  | Woodlands |  | WOODLANDS - NEUROLOGY | [5 empty] | PHYSIOLOGIC MONITOR MODULE HOUSINGS |  | .needs class | [5 empty] | GE | [7 empty] | Not Covered Vendor Only - Lab Ana/Anes | MHHS-Woodlands
NO | NO |  |  |  | 029-32492 |  | GE Healthcare | E-NMT-01 |  | SJC19110076HA | WOODLANDS - NEUROLOGY | MHHS-Woodlands |  |  |  | 029-32492 |  | Woodlands |  | WOODLANDS - NEUROLOGY | [5 empty] | PHYSIOLOGIC MONITOR MODULE HOUSINGS |  | .needs class | [5 empty] | GE | [7 empty] | Not Covered Vendor Only - Lab Ana/Anes | MHHS-Woodlands
NO | NO |  |  |  | 029-32493 |  | GE Healthcare | E-NMT-01 |  | SJC19110083HA | WOODLANDS - NEUROLOGY | MHHS-Woodlands |  |  |  | 029-32493 |  | Woodlands |  | WOODLANDS - NEUROLOGY | [5 empty] | PHYSIOLOGIC MONITOR MODULE HOUSINGS |  | .needs class | [5 empty] | GE | [7 empty] | Not Covered Vendor Only - Lab Ana/Anes | MHHS-Woodlands
YES | YES |  |  |  |  | 069-26046 | GE Healthcare | E-P-00 |  |  | Biomed Shop | [5 empty] | 069-26046 | TMC | Memorial Hermann-Texas Medical Center | Biomed Shop | Biomed Shop |  |  |  | New Add - in Biomed
NO | YES |  |  |  | 074-05100 | 074-05100 | GE Healthcare | E-PP-00 |  |  | TMC-HVI-Heart Failure ICU (5Hvi) | MHHS-TMC |  |  |  | 074-05100 | 074-05100 | TMC | MHHS-TMC | TMC-HVI-Heart Failure ICU (5Hvi) |  | 8/26/19 |  |  |  | PHYSIOLOGIC MONITOR MODULES | Module, Blood Pressure, INV | MODULEBLOODPRESSINV-GE-E-P-00 |  |  |  |  | MODULEBLOODPRESSINV-GE-E-P-00 | GE |  |  |  |  | 2/12/16 | Finished from Script 3/27/2020 12:11:52pm (Central) | MBPI-A | Covered PM Repair - Biomedical | MHHS-TMC | [8 empty] | MODULEBLOODPRESSINV | Module, Blood Pressure, INV | GE
YES | YES |  |  |  | 069-29084 | 069-29084 | GE Healthcare | E-PT-00 |  |  | TMC - OR - ANESTHESIA (OLD) |  |  |  |  | 069-29084 | 069-29084 | TMC | Memorial Hermann-Texas Medical Center | TMC - OR - ANESTHESIA (OLD) | Biomed | 2/1/17 |  | 2/1/18
YES | YES |  |  |  | 099-01254 | 099-01254 | GE Healthcare | E-sCAi0-00 |  | SGV19280117HA | [5 empty] | 099-01254 | 099-01254 | Katy | Memorial Hermann Northeast Hospital |  | Biomed Shop | [5 empty] | Module, Medical Gas | MODULEMEDICALGAS-Datex-Ohmeda-E-sCAiO | [12 empty] | MDRG-A | [10 empty] | MODULEMEDICALGAS | Module, Medical Gas | Datex-Ohmeda
YES | YES |  |  |  | 029-12807 | 029-12807 | GE Healthcare | E-scaio-00 |  | Svg19180055ha | OR |  |  |  |  | 029-12807 | 029-12807 | Woodlands | Memorial Hermann The Woodlands Medical Center | OR | Or 19 | [5 empty] | Module, Medical Gas | MODULEMEDICALGAS-Datex-Ohmeda-E-sCAiO | [12 empty] | MDRG-A | [10 empty] | MODULEMEDICALGAS | Module, Medical Gas | Datex-Ohmeda
NO | YES |  |  |  | 925-01746 | 925-01746 | GE Healthcare | E-SCAIOV |  | SGV17500216HA | MHOSH-OR | MHHS Orthopedic & Spine |  |  |  | 925-01746 | 925-01746 | Central & Greater Heights | MHHS-Orthopedic & Spine | MHOSH-OR |  | 2/26/19 |  |  |  | PHYSIOLOGIC MONITOR MODULES, ANESTHETIC GAS | Module, Medical Gas | MODULEMEDICALGAS-Datex-Ohmeda-E-sCAiO |  |  |  |  | MODULEMEDICALGAS-Datex-Ohmeda-E-sCAiO | GE | [5 empty] | MHOSH Inventory Dec 2019 into 2020 - Copy.xls - Newly Verified | MDRG-A | Covered PM Repair - Biomedical | MHHS Orthopedic & Spine | [8 empty] | MODULEMEDICALGAS | Module, Medical Gas | Datex-Ohmeda
NO | YES |  |  |  | 925-01747 | 925-01747 | GE Healthcare | E-SCAIOV |  | SGVI7500178HA | MHOSH-OR | MHHS Orthopedic & Spine |  |  |  | 925-01747 | 925-01747 | Central & Greater Heights | MHHS-Orthopedic & Spine | MHOSH-OR |  | 2/26/19 |  |  |  | PHYSIOLOGIC MONITOR MODULES, ANESTHETIC GAS | Module, Medical Gas | MODULEMEDICALGAS-Datex-Ohmeda-E-sCAiO |  |  |  |  | MODULEMEDICALGAS-Datex-Ohmeda-E-sCAiO | GE | [5 empty] | MHOSH Inventory Dec 2019 into 2020 - Copy.xls - Newly Verified | MDRG-A | Covered PM Repair - Radiology, Low End | MHHS Orthopedic & Spine | [8 empty] | MODULEMEDICALGAS | Module, Medical Gas | Datex-Ohmeda
NO | YES |  |  |  | 925-01748 | 925-01748 | GE Healthcare | E-SCAIOV |  | SGVI7500174HA | MHOSH-OR | MHHS Orthopedic & Spine |  |  |  | 925-01748 | 925-01748 | Central & Greater Heights | MHHS-Orthopedic & Spine | MHOSH-OR |  | 2/26/19 |  |  |  | PHYSIOLOGIC MONITOR MODULES, ANESTHETIC GAS | Module, Medical Gas | MODULEMEDICALGAS-Datex-Ohmeda-E-sCAiO |  |  |  |  | MODULEMEDICALGAS-Datex-Ohmeda-E-sCAiO | GE | [5 empty] | MHOSH Inventory Dec 2019 into 2020 - Copy.xls - Newly Verified | MDRG-A | Covered PM Repair - Radiology, High End | MHHS Orthopedic & Spine | [8 empty] | MODULEMEDICALGAS | Module, Medical Gas | Datex-Ohmeda
NO | YES |  |  |  | 925-01749 | 925-01749 | GE Healthcare | E-SCAIOV |  | SGVI7500187HA | MHOSH-OR | MHHS Orthopedic & Spine |  |  |  | 925-01749 | 925-01749 | Central & Greater Heights | MHHS-Orthopedic & Spine | MHOSH-OR |  | 2/26/19 |  |  |  | PHYSIOLOGIC MONITOR MODULES, ANESTHETIC GAS | Module, Medical Gas | MODULEMEDICALGAS-Datex-Ohmeda-E-sCAiO |  |  |  |  | MODULEMEDICALGAS-Datex-Ohmeda-E-sCAiO | GE | [5 empty] | MHOSH Inventory Dec 2019 into 2020 - Copy.xls - Newly Verified | MDRG-A | Covered PM Repair - Radiology, Low End | MHHS Orthopedic & Spine | [8 empty] | MODULEMEDICALGAS | Module, Medical Gas | Datex-Ohmeda
NO | YES |  |  |  | 925-01750 | 925-01750 | GE Healthcare | E-SCAIOV |  | SGVI7520015HA | MHOSH-OR | MHHS Orthopedic & Spine |  |  |  | 925-01750 | 925-01750 | Central & Greater Heights | MHHS-Orthopedic & Spine | MHOSH-OR |  | 2/26/19 |  |  |  | PHYSIOLOGIC MONITOR MODULES, ANESTHETIC GAS | Module, Medical Gas | MODULEMEDICALGAS-Datex-Ohmeda-E-sCAiO |  |  |  |  | MODULEMEDICALGAS-Datex-Ohmeda-E-sCAiO | GE | [5 empty] | MHOSH Inventory Dec 2019 into 2020 - Copy.xls - Newly Verified | MDRG-A | Covered PM Repair - Radiology, Low End | MHHS Orthopedic & Spine | [8 empty] | MODULEMEDICALGAS | Module, Medical Gas | Datex-Ohmeda
NO | YES |  |  |  | 925-01751 | 925-01751 | GE Healthcare | E-SCAIOV |  | SGVI7510087HA | MHOSH-OR | MHHS Orthopedic & Spine |  |  |  | 925-01751 | 925-01751 | Central & Greater Heights | MHHS-Orthopedic & Spine | MHOSH-OR |  | 2/26/19 |  |  |  | PHYSIOLOGIC MONITOR MODULES, ANESTHETIC GAS | Module, Medical Gas | MODULEMEDICALGAS-Datex-Ohmeda-E-sCAiO |  |  |  |  | MODULEMEDICALGAS-Datex-Ohmeda-E-sCAiO | GE | [5 empty] | MHOSH Inventory Dec 2019 into 2020 - Copy.xls - Newly Verified | MDRG-A | Covered PM Repair - Radiology, Low End | MHHS Orthopedic & Spine | [8 empty] | MODULEMEDICALGAS | Module, Medical Gas | Datex-Ohmeda
NO | YES |  |  |  | 925-01752 | 925-01752 | GE Healthcare | E-SCAIOV |  | SGVI7510112HA | MHOSH-OR | MHHS Orthopedic & Spine |  |  |  | 925-01752 | 925-01752 | Central | MHHS-Orthopedic & Spine | MHOSH-OR | MHOSH - OR | 2/1/20 |  | 2/1/21 |  | PHYSIOLOGIC MONITOR MODULES, ANESTHETIC GAS | Module, Medical Gas | MODULEMEDICALGAS-Datex-Ohmeda-E-sCAiO |  |  |  |  | MODULEMEDICALGAS-Datex-Ohmeda-E-sCAiO | GE | [5 empty] | MHOSH Inventory Dec 2019 into 2020 - Copy.xls - Already Verified | MDRG-A | Covered PM Repair - Radiology, High End | MHHS Orthopedic & Spine | [8 empty] | MODULEMEDICALGAS | Module, Medical Gas | Datex-Ohmeda
NO | YES |  |  |  | 925-01753 | 925-01753 | GE Healthcare | E-SCAIOV |  | SGVI7510161HA | MHOSH-OR | MHHS Orthopedic & Spine |  |  |  | 925-01753 | 925-01753 | Central | MHHS-Orthopedic & Spine | MHOSH-OR | MHOSH - OR | 2/1/19 |  | 2/1/20 |  | PHYSIOLOGIC MONITOR MODULES, ANESTHETIC GAS | Module, Medical Gas | MODULEMEDICALGAS-Datex-Ohmeda-E-sCAiO |  |  |  |  | MODULEMEDICALGAS-Datex-Ohmeda-E-sCAiO | GE | [5 empty] | MHOSH Inventory Dec 2019 into 2020 - Copy.xls - Already Verified | MDRG-A | Covered PM Repair - Biomedical | MHHS Orthopedic & Spine | [8 empty] | MODULEMEDICALGAS | Module, Medical Gas | Datex-Ohmeda
NO | YES |  |  |  | 925-01754 | 925-01754 | GE Healthcare | E-SCAIOV |  | SGVI7510137HA | MHOSH-OR | MHHS Orthopedic & Spine |  |  |  | 925-01754 | 925-01754 | Central | MHHS-Orthopedic & Spine | MHOSH-OR | MHOSH - OR | 2/1/19 |  | 2/1/21 |  | PHYSIOLOGIC MONITOR MODULES, ANESTHETIC GAS | Module, Medical Gas | MODULEMEDICALGAS-Datex-Ohmeda-E-sCAiO |  |  |  |  | MODULEMEDICALGAS-Datex-Ohmeda-E-sCAiO | GE |  |  |  |  | 2/10/18 | MHOSH Inventory Dec 2019 into 2020 - Copy.xls - Already Verified | MDRG-A | Covered PM Repair - Biomedical | MHHS Orthopedic & Spine | [8 empty] | MODULEMEDICALGAS | Module, Medical Gas | Datex-Ohmeda
NO | YES |  |  |  | 925-01755 | 925-01755 | GE Healthcare | E-SCAIOV |  | SGVI7510053HA | MHOSH-OR | MHHS Orthopedic & Spine |  |  |  | 925-01755 | 925-01755 | Central & Greater Heights | MHHS-Orthopedic & Spine | MHOSH-OR |  | 2/26/19 |  |  |  | PHYSIOLOGIC MONITOR MODULES, ANESTHETIC GAS | Module, Medical Gas | MODULEMEDICALGAS-Datex-Ohmeda-E-sCAiO |  |  |  |  | MODULEMEDICALGAS-Datex-Ohmeda-E-sCAiO | GE | [5 empty] | MHOSH Inventory Dec 2019 into 2020 - Copy.xls - Newly Verified | MDRG-A | Covered PM Repair - Biomedical | MHHS Orthopedic & Spine | [8 empty] | MODULEMEDICALGAS | Module, Medical Gas | Datex-Ohmeda
NO | YES |  |  |  | 029-12805 | 029-12805 | GE Healthcare | E-SCAIOV |  | SGV18370090HA | Woodlands-Anesthesia | MHHS-Woodlands |  |  |  | 029-12805 | 029-12805 | Woodlands | MHHS-Woodlands | Woodlands-Anesthesia | OR 8 |  |  | 11/1/20 |  | PHYSIOLOGIC MONITOR MODULES, ANESTHETIC GAS | Module, Medical Gas | MODULEMEDICALGAS-Datex-Ohmeda-E-sCAiO |  |  |  |  | MODULEMEDICALGAS-Datex-Ohmeda-E-sCAiO | GE |  |  |  |  | 1/31/18 |  | MDRG-A | Covered PM Repair - Biomedical | MHHS-Woodlands | [8 empty] | MODULEMEDICALGAS | Module, Medical Gas | Datex-Ohmeda
YES | YES |  |  |  | 000-04454 | 000-04454 | GE Healthcare | E-sco |  | SGV18321263HA | ER |  |  |  |  | 000-04454 | 000-04454 | Katy | Memorial Hermann Convenient Care Center in Kingwood (Kingwood CCC) | ER | Trauma 1 | 2/1/20 |  |  |  |  | Module, End Tidal CO2 | MODULEENDTIDALCO2-GE-E-sCO | [12 empty] | MOETC-A | [10 empty] | MODULEENDTIDALCO2 | Module, End Tidal CO2 | GE
YES | YES |  |  |  | SGV16081100HA | 142-09442 | GE Healthcare | E-sCO |  | SGV16081100HA | ER |  |  |  |  | SGV16081100HA | 142-09442 | Woodlands | Memorial Hermann The Woodlands Medical Center | ER | ER | [5 empty] | Module, End Tidal CO2 | MODULEENDTIDALCO2-GE-E-sCO | [12 empty] | MOETC-A | [10 empty] | MODULEENDTIDALCO2 | Module, End Tidal CO2 | GE
YES | YES |  |  |  | 069-48552 | 069-48552 | GE Healthcare | E-sCO |  | SGV19321141HA | TWC |  |  |  |  | 069-48552 | 069-48552 | TMC | Memorial Hermann-Texas Medical Center | TWC | Trauma Rm 10 | 1/1/20 |  | 1/1/21 |  |  |  | MODULEENDTIDALCO2-GE-E-sCO
YES | YES |  |  |  | 069-48635 | 069-48635 | GE Healthcare | E-sCO |  | SGV19271091HA | TMC - SAROFIM 1 - ADULT ER |  |  |  |  | 069-48635 | 069-48635 | TMC | Memorial Hermann-Texas Medical Center | TMC - SAROFIM 1 - ADULT ER | 9A | 1/1/20 |  | 1/1/21 |  |  |  | MODULEENDTIDALCO2-GE-E-sCO
YES | YES |  |  |  | 069-48555 | 069-48555 | GE Healthcare | E-sCO |  | SGV19321056HA | Er |  |  |  |  | 069-48555 | 069-48555 | TMC | Memorial Hermann-Texas Medical Center | Er | Er trauma | 1/1/20 |  | 1/1/21 |  |  |  | MODULEENDTIDALCO2-GE-E-sCO
YES | YES |  |  |  | 069-48643 | 069-48643 | GE Healthcare | E-sCO |  | SGV19291004HA | TWC |  |  |  |  | 069-48643 | 069-48643 | TMC | Memorial Hermann-Texas Medical Center | TWC | Trauma RM 18 | [6 empty] | MODULEENDTIDALCO2-GE-E-sCO
YES | YES |  |  |  | 069-48639 | 069-48639 | GE Healthcare | E-sCO |  | SGV19271114HA | Er |  |  |  |  | 069-48639 | 069-48639 | TMC | Memorial Hermann-Texas Medical Center | Er |  | 1/1/20 |  | 1/1/21 |  |  |  | MODULEENDTIDALCO2-GE-E-sCO
YES | YES |  |  |  | 069-48573 | 069-48573 | GE Healthcare | E-sCO |  | SGV19321058HA | Er |  |  |  |  | 069-48573 | 069-48573 | TMC | Memorial Hermann-Texas Medical Center | Er |  | 1/1/20 |  | 1/1/21 |  |  |  | MODULEENDTIDALCO2-GE-E-sCO
YES | YES |  |  |  | 069-48641 | 069-48641 | GE Healthcare | E-sCO |  | SGV19321147HA | TMC - HVI - ER |  |  |  |  | 069-48641 | 069-48641 | TMC | Memorial Hermann- Texas Medical Center | TMC - HVI - ER | Trauma 06 | 1/1/20 |  | 1/1/21 |  |  |  | MODULEENDTIDALCO2-GE-E-sCO
YES | YES |  |  |  | 069-48638 | 069-48638 | GE Healthcare | E-sCO |  |  | TMC - SAROFIM 1 - ADULT ER |  |  |  |  | 069-48638 | 069-48638 | TMC | Memorial Hermann-Texas Medical Center | TMC - SAROFIM 1 - ADULT ER | Trauma 7 | [6 empty] | MODULEENDTIDALCO2-GE-E-sCO
YES | YES |  |  |  | 069-48640 | 069-48640 | GE Healthcare | E-sCO |  | SGV19271144HA | TMC - SAROFIM 1 - ADULT ER |  |  |  |  | 069-48640 | 069-48640 | TMC |  | TMC - SAROFIM 1 - ADULT ER | [7 empty] | MODULEENDTIDALCO2-GE-E-sCO
YES | YES |  |  |  | 069-48637 | 069-48637 | GE Healthcare | E-sCO |  | SGV19261037HA | TMC - SAROFIM 1 - ADULT ER |  |  |  |  | 069-48637 | 069-48637 | TMC | Memorial Hermann-Texas Medical Center | TMC - SAROFIM 1 - ADULT ER | TMC - SAROFIM 1 - ADULT T16 | [6 empty] | MODULEENDTIDALCO2-GE-E-sCO
YES | YES |  |  |  | 069-48575 | 069-48575 | GE Healthcare | E-sCO |  | SGV19301227HA | ER |  |  |  |  | 069-48575 | 069-48575 | TMC | Memorial Hermann-Texas Medical Center | ER | Trama 8 | 1/1/20 |  | 1/1/21 |  |  |  | MODULEENDTIDALCO2-GE-E-sCO
YES | YES |  |  |  | 069-48554 | 069-48554 | GE Healthcare | E-sCO |  |  | TMC - SAROFIM 1 - ADULT ER |  |  |  |  | 069-48554 | 069-48554 | TMC | Memorial Hermann-Texas Medical Center | TMC - SAROFIM 1 - ADULT ER | Trauma 4 | [6 empty] | MODULEENDTIDALCO2-GE-E-sCO
YES | YES |  |  |  | 069-48569 | 069-48569 | GE Healthcare | E-sCO |  | SGV19271079HA | TMC - SAROFIM 2 - ADULT PRE OP |  |  |  |  | 069-48569 | 069-48569 | TMC | Memorial Hermann-Texas Medical Center | TMC - SAROFIM 2 - ADULT PRE OP | PACU 12 | 1/1/20 |  | 1/1/21 |  |  |  | MODULEENDTIDALCO2-GE-E-sCO
YES | YES |  |  |  | 069-48566 | 069-48566 | GE Healthcare | E-sCO |  | SGV19271086HA | TMC - SAROFIM 2 - ADULT PRE OP |  |  |  |  | 069-48566 | 069-48566 | TMC | Memorial Hermann-Texas Medical Center | TMC - SAROFIM 2 - ADULT PRE OP | PACU 11 | 1/1/20 |  | 1/1/21 |  |  |  | MODULEENDTIDALCO2-GE-E-sCO
YES | YES |  |  |  | 069-48568 | 069-48568 | GE Healthcare | E-sCO |  | SGV19271071HA | TMC - SAROFIM 2 - ADULT PRE OP |  |  |  |  | 069-48568 | 069-48568 | TMC | Memorial Hermann-Texas Medical Center | TMC - SAROFIM 2 - ADULT PRE OP | PACU 10 | 1/1/20 |  | 1/1/21 |  |  |  | MODULEENDTIDALCO2-GE-E-sCO
YES | YES |  |  |  | 069-49019 | 069-49019 | GE Healthcare | E-sCO |  | SGV19511015HA | TMC - SAROFIM 2 - OR |  |  |  |  | 069-49019 | 069-49019 |  | Memorial Hermann-tmc | TMC - SAROFIM 2 - OR | OR10 | 1/1/20 |  | 1/1/21 |  |  |  | MODULEENDTIDALCO2-GE-E-sCO
YES | YES |  |  |  | 069-49020 | 069-49020 | GE Healthcare | E-sCO |  | SGV19511001HA | TMC - SAROFIM 2 - OR |  |  |  |  | 069-49020 | 069-49020 |  | Memorial Hermann-tmc | TMC - SAROFIM 2 - OR | OR10 | 1/1/20 |  | 1/1/21 |  |  |  | MODULEENDTIDALCO2-GE-E-sCO
YES | YES |  |  |  | 069-48542 | 069-48542 | GE Healthcare | E-sCO |  | SGV19281018HA | Biomed Shop S3 |  |  |  |  | 069-48542 | 069-48542 | TMC | Memorial Hermann Texas Medical Center | Biomed Shop S3 | Biomed Shop S3 | 1/1/20 |  | 1/1/21 |  |  |  | MODULEENDTIDALCO2-GE-E-sCO
YES | YES |  |  |  | 069-48543 | 069-48543 | GE Healthcare | E-sCO |  | SGV19291098HA | Biomed Shop S3 |  |  |  |  | 069-48543 | 069-48543 | TMC | Memorial Hermann Texas Medical Center | Biomed Shop S3 | Biomed Shop S3 | 1/1/20 |  | 1/1/21 |  |  |  | MODULEENDTIDALCO2-GE-E-sCO
YES | YES |  |  |  | 069-48544 | 069-48544 | GE Healthcare | E-sCO |  | SGV19431110HA | Biomed Shop S3 |  |  |  |  | 069-48544 | 069-48544 | TMC | Memorial Hermann Texas Medical Center | Biomed Shop S3 | Biomed Shop S3 | 1/1/20 |  | 1/1/21 |  |  |  | MODULEENDTIDALCO2-GE-E-sCO
YES | YES |  |  |  | 069-48550 | 069-48550 | GE Healthcare | E-sCO |  | SGV19411087HA | Biomed Shop S3 |  |  |  |  | 069-48550 | 069-48550 | TMC | Memorial Hermann Texas Medical Center | Biomed Shop S3 | Biomed Shop S3 | 1/1/20 |  | 1/1/21 |  |  |  | MODULEENDTIDALCO2-GE-E-sCO
YES | YES |  |  |  | 069-48549 | 069-48549 | GE Healthcare | E-sCO |  | SGV19281013HA | Biomed Shop S3 |  |  |  |  | 069-48549 | 069-48549 | TMC | Memorial Hermann Texas Medical Center | Biomed Shop S3 | Biomed Shop S3 | 1/1/20 |  | 1/1/21 |  |  |  | MODULEENDTIDALCO2-GE-E-sCO
YES | YES |  |  |  | 069-48547 | 069-48547 | GE Healthcare | E-sCO |  | SGV19321116HA | Biomed Shop S3 |  |  |  |  | 069-48547 | 069-48547 | TMC | Memorial Hermann Texas Medical Center | Biomed Shop S3 | Biomed Shop S3 | 1/1/20 |  | 1/1/21 |  |  |  | MODULEENDTIDALCO2-GE-E-sCO
YES | YES |  |  |  | 069-48548 | 069-48548 | GE Healthcare | E-sCO |  | SGV19411064HA | Biomed Shop S3 |  |  |  |  | 069-48548 | 069-48548 | TMC | Memorial Hermann Texas Medical Center | Biomed Shop S3 | Biomed Shop S3
YES | YES |  |  |  | 069-48546 | 069-48546 | GE Healthcare | E-sCO |  | SGV19411067HA | Biomed Shop S3 |  |  |  |  | 069-48546 | 069-48546 | TMC | Memorial Hermann Texas Medical Center | Biomed Shop S3 | Biomed Shop S3 | 4/1/20 |  | 1/1/21 |  |  |  | MODULEENDTIDALCO2-GE-E-sCO
YES | YES |  |  |  | 069-48551 | 069-48551 | GE Healthcare | E-sCO |  | SGV19261230HA | Biomed Shop S3 |  |  |  |  | 069-48551 | 069-48551 | TMC | Memorial Hermann Texas Medical Center | Biomed Shop S3 | Biomed Shop S3 | 4/1/20 |  | 1/1/21 |  |  |  | MODULEENDTIDALCO2-GE-E-sCO
YES | YES |  |  |  | 069-48545 | 069-48545 | GE Healthcare | E-sCO |  | SGV19431032HA | Biomed Shop S3 |  |  |  |  | 069-48545 | 069-48545 | TMC | Memorial Hermann Texas Medical Center | Biomed Shop S3 | Biomed Shop S3 | 1/1/20 |  | 1/1/21 |  |  |  | MODULEENDTIDALCO2-GE-E-sCO
YES | YES |  |  |  | 069-48561 | 069-48561 | GE Healthcare | E-sCO |  | SGV19411062HA | Biomed Shop S3 |  |  |  |  | 069-48561 | 069-48561 | TMC | Memorial Hermann Texas Medical Center | Biomed Shop S3 | Biomed Shop S3 | 1/1/20 |  | 1/1/21 |  |  |  | MODULEENDTIDALCO2-GE-E-sCO
YES | YES |  |  |  | 069-48570 | 069-48570 | GE Healthcare | E-sCO |  | SGV19411086HA | 3rd floor Biomed |  |  |  |  | 069-48570 | 069-48570 | TMC | Memorial Hermann-Texas Medical Center | 3rd floor Biomed | Biomed storage | 1/1/20 |  | 1/1/21 |  |  |  | MODULEENDTIDALCO2-GE-E-sCO
YES | YES |  |  |  | 069-48564 | 069-48564 | GE Healthcare | E-sCO |  | SGV18431033HA | Biomed Shop S3 |  |  |  |  | 069-48564 | 069-48564 | TMC | Memorial Hermann Texas Medical Center | Biomed Shop S3 | Biomed Shop S3 | 1/1/20 |  | 1/1/21 |  |  |  | MODULEENDTIDALCO2-GE-E-sCO
YES | YES |  |  |  | 069-48562 | 069-48562 | GE Healthcare | E-sCO |  | SGV19311128HA | Biomed Shop S3 |  |  |  |  | 069-48562 | 069-48562 | TMC | Memorial Hermann Texas Medical Center | Biomed Shop S3 | Biomed Shop S3 | 1/1/20 |  | 1/1/21 |  |  |  | MODULEENDTIDALCO2-GE-E-sCO
YES | YES |  |  |  | 069-48572 | 069-48572 | GE Healthcare | E-sCO |  | SGV18421088HA | 3rd floor Biomed |  |  |  |  | 069-48572 | 069-48572 | TMC | Memorial Hermann-Texas Medical Center | 3rd floor Biomed | Biomed storage | 4/1/20 |  | 1/1/21 |  |  |  | MODULEENDTIDALCO2-GE-E-sCO
YES | YES |  |  |  | 069-48563 | 069-48563 | GE Healthcare | E-sCO |  | SGV19301162HA | Biomed Shop S3 |  |  |  |  | 069-48563 | 069-48563 | TMC | Memorial Hermann Texas Medical Center | Biomed Shop S3 | Biomed Shop S3 | 1/1/20 |  | 1/1/21 |  |  |  | MODULEENDTIDALCO2-GE-E-sCO
YES | YES |  |  |  | 069-48571 | 069-48571 | GE Healthcare | E-sCO |  | SGV19391062HA | 3rd floor Biomed |  |  |  |  | 069-48571 | 069-48571 | TMC | Memorial Hermann-Texas Medical Center | 3rd floor Biomed | Biomed storage | 1/1/20 |  | 1/1/21 |  |  |  | MODULEENDTIDALCO2-GE-E-sCO
YES | YES |  |  |  | 069-48403 | 069-48403 | GE Healthcare | E-sCO |  | SGV19411088HA | Biomed Shop S3 |  |  |  |  | 069-48403 | 069-48403 | TMC | Memorial Hermann Texas Medical Center | Biomed Shop S3 | Biomed Shop S3 | 4/1/20 |  | 1/1/21 |  |  |  | MODULEENDTIDALCO2-GE-E-sCO
YES | YES |  |  |  | 069-48405 | 069-48405 | GE Healthcare | E-sCO |  | SGV19251016HA | Biomed Shop S3 |  |  |  |  | 069-48405 | 069-48405 | TMC | Memorial Hermann Texas Medical Center | Biomed Shop S3 | Biomed Shop S3 | 4/1/20 |  | 1/1/21 |  |  |  | MODULEENDTIDALCO2-GE-E-sCO
YES | YES |  |  |  | 069-48539 | 069-48539 | GE Healthcare | E-sCO |  | SGV19411073HA | Biomed Shop S3 |  |  |  |  | 069-48539 | 069-48539 | TMC | Memorial Hermann Texas Medical Center | Biomed Shop S3 | Biomed Shop S3 | 4/1/20 |  | 1/1/21 |  |  |  | MODULEENDTIDALCO2-GE-E-sCO
YES | YES |  |  |  | 069-48404 | 069-48404 | GE Healthcare | E-sCO |  | SGV19461101HA | Biomed Shop S3 |  |  |  |  | 069-48404 | 069-48404 | TMC | Memorial Hermann Texas Medical Center | Biomed Shop S3 | Biomed Shop S3 | 1/1/20 |  | 1/1/21 |  |  |  | MODULEENDTIDALCO2-GE-E-sCO
YES | YES |  |  |  | 069-48578 | 069-48578 | GE Healthcare | E-sCO |  | SGV19321063HA | Biomed Shop S3 |  |  |  |  | 069-48578 | 069-48578 | TMC | Memorial Hermann Texas Medical Center | Biomed Shop S3 | Biomed Shop S3 | 4/1/20 |  | 1/1/21 |  |  |  | MODULEENDTIDALCO2-GE-E-sCO
YES | YES |  |  |  | 069-48577 | 069-48577 | GE Healthcare | E-sCO |  | SGV19261095HA | Biomed Shop S3 |  |  |  |  | 069-48577 | 069-48577 | TMC | Memorial Hermann Texas Medical Center | Biomed Shop S3 | Biomed Shop S3 | 4/1/20 |  | 1/1/21 |  |  |  | MODULEENDTIDALCO2-GE-E-sCO
YES | YES |  |  |  | 069-48576 | 069-48576 | GE Healthcare | E-sCO |  | SGV19291003HA | Biomed Shop S3 |  |  |  |  | 069-48576 | 069-48576 | TMC | Memorial Hermann Texas Medical Center | Biomed Shop S3 | Biomed Shop S3 | 4/1/20 |  | 1/1/21 |  |  |  | MODULEENDTIDALCO2-GE-E-sCO
NO | YES |  |  |  | 151-01557 | 151-01557 | GE Healthcare | E-SCO (V) MODULE |  | SGV16501031HA | CY - RESPIRATORY CARE SERVICES | MHHS-Cypress |  |  |  | 151-01557 | 151-01557 | Northwest | Cypress | CY - RESPIRATORY CARE SERVICES | Rt room on 3 | 2/1/19 | 2/1/20 |  |  | PHYSIOLOGIC MONITOR MODULES, ANESTHETIC GAS | Module, End Tidal CO2 | MODULEENDTIDALCO2-GE-E-sCO |  |  |  |  | MODULEENDTIDALCO2-GE-E-sCO | GE |  |  |  |  | 8/24/19 |  | MOETC-A | Covered PM Repair - Biomedical | MHHS-Cypress | [8 empty] | MODULEENDTIDALCO2 | Module, End Tidal CO2 | GE
NO | YES |  |  |  | 151-01558 | 151-01558 | GE Healthcare | E-SCO (V) MODULE |  | SGV16511055HA | CY - RESPIRATORY CARE SERVICES | MHHS-Cypress |  |  |  | 151-01558 | 151-01558 | Northwest | Cypress | CY - RESPIRATORY CARE SERVICES |  | 2/1/19 | 2/1/20 |  |  | PHYSIOLOGIC MONITOR MODULES, ANESTHETIC GAS | Module, End Tidal CO2 | MODULEENDTIDALCO2-GE-E-sCO |  |  |  |  | MODULEENDTIDALCO2-GE-E-sCO | GE |  |  |  |  | 8/24/19 |  | MOETC-A | Covered PM Repair - Biomedical | MHHS-Cypress | [8 empty] | MODULEENDTIDALCO2 | Module, End Tidal CO2 | GE
NO | YES |  |  |  | 151-01559 | 151-01559 | GE Healthcare | E-SCO (V) MODULE |  | 16511099HA | CY - RESPIRATORY CARE SERVICES | MHHS-Cypress |  |  |  | 151-01559 | 151-01559 | Northwest | Cypress | CY - RESPIRATORY CARE SERVICES |  | 2/1/19 | 2/1/20 |  |  | PHYSIOLOGIC MONITOR MODULES, ANESTHETIC GAS | Module, End Tidal CO2 | MODULEENDTIDALCO2-GE-E-sCO |  |  |  |  | MODULEENDTIDALCO2-GE-E-sCO | GE |  |  |  |  | 8/24/19 |  | MOETC-A | Covered PM Repair - Biomedical | MHHS-Cypress | [8 empty] | MODULEENDTIDALCO2 | Module, End Tidal CO2 | GE
NO | YES |  |  |  | 151-01560 | 151-01560 | GE Healthcare | E-SCO (V) MODULE |  | SGV16511076HA | CY - RESPIRATORY CARE SERVICES | MHHS-Cypress |  |  |  | 151-01560 | 151-01560 | Northwest | Cypress | CY - RESPIRATORY CARE SERVICES |  | 2/1/19 | 2/1/20 |  |  | PHYSIOLOGIC MONITOR MODULES, ANESTHETIC GAS | Module, End Tidal CO2 | MODULEENDTIDALCO2-GE-E-sCO |  |  |  |  | MODULEENDTIDALCO2-GE-E-sCO | GE |  |  |  |  | 8/24/19 |  | MOETC-A | Covered PM Repair - Biomedical | MHHS-Cypress | [8 empty] | MODULEENDTIDALCO2 | Module, End Tidal CO2 | GE
NO | YES |  |  |  | 151-01561 | 151-01561 | GE Healthcare | E-SCO (V) MODULE |  | SGV16511065HA | CY - RESPIRATORY CARE SERVICES | MHHS-Cypress |  |  |  | 151-01561 | 151-01561 | Northwest | Cypress | CY - RESPIRATORY CARE SERVICES |  | 2/1/19 | 2/1/20 |  |  | PHYSIOLOGIC MONITOR MODULES, ANESTHETIC GAS | Module, End Tidal CO2 | MODULEENDTIDALCO2-GE-E-sCO |  |  |  |  | MODULEENDTIDALCO2-GE-E-sCO | GE |  |  |  |  | 8/24/19 |  | MOETC-A | Covered PM Repair - Biomedical | MHHS-Cypress | [8 empty] | MODULEENDTIDALCO2 | Module, End Tidal CO2 | GE
NO | YES |  |  |  | 151-01562 | 151-01562 | GE Healthcare | E-SCO (V) MODULE |  | SGV16511085HA | CY - RESPIRATORY CARE SERVICES | MHHS-Cypress |  |  |  | 151-01562 | 151-01562 | Northwest | Cypress | CY - RESPIRATORY CARE SERVICES |  | 2/1/19 | 2/1/20 |  |  | PHYSIOLOGIC MONITOR MODULES, ANESTHETIC GAS | Module, End Tidal CO2 | MODULEENDTIDALCO2-GE-E-sCO |  |  |  |  | MODULEENDTIDALCO2-GE-E-sCO | GE | [6 empty] | MOETC-A | Covered PM Repair - Biomedical | MHHS-Cypress | [8 empty] | MODULEENDTIDALCO2 | Module, End Tidal CO2 | GE
NO | YES |  |  |  | 151-01563 | 151-01563 | GE Healthcare | E-SCO (V) MODULE |  | SGV16491199HA | CY - RESPIRATORY CARE SERVICES | MHHS-Cypress |  |  |  | 151-01563 | 151-01563 | Northwest | Cypress | CY - RESPIRATORY CARE SERVICES | Rt work area | 2/1/19 | 2/1/20 |  |  | PHYSIOLOGIC MONITOR MODULES, ANESTHETIC GAS | Module, End Tidal CO2 | MODULEENDTIDALCO2-GE-E-sCO |  |  |  |  | MODULEENDTIDALCO2-GE-E-sCO | GE | [6 empty] | MOETC-A | Covered PM Repair - Biomedical | MHHS-Cypress | [8 empty] | MODULEENDTIDALCO2 | Module, End Tidal CO2 | GE
NO | YES |  |  |  |  | 099-01107 | GE Healthcare | E-SCO (V) MODULE |  | SGV14357539HA | NE-OR Holding | MHHS-Northeast |  |  |  |  | 099-01107 | Katy | MHHS-Northeast | NE-OR Holding |  |  | 10/1/19 |  |  | PHYSIOLOGIC MONITOR MODULES, ANESTHETIC GAS | Module, End Tidal CO2 | MODULEENDTIDALCO2-GE-E-sCO |  |  |  |  | MODULEENDTIDALCO2-GE-E-sCO | GE |  |  |  |  | 11/15/23 |  | MOETC-A | Covered PM Repair - Biomedical | MHHS-Northeast | [8 empty] | MODULEENDTIDALCO2 | Module, End Tidal CO2 | GE
NO | YES | [5 empty] | GE Healthcare | E-SCO (V) MODULE |  | SGV15381044HA | NE-OR Holding | MHHS-Northeast | [5 empty] | Katy | MHHS-Northeast | NE-OR Holding | Pacu 15 | 11/1/18 | 11/1/19 |  |  | PHYSIOLOGIC MONITOR MODULES, ANESTHETIC GAS | Module, End Tidal CO2 | MODULEENDTIDALCO2-GE-E-sCO |  |  |  |  | MODULEENDTIDALCO2-GE-E-sCO | GE | [6 empty] | MOETC-A | Covered PM Repair - Radiology, High End | MHHS-Northeast | [8 empty] | MODULEENDTIDALCO2 | Module, End Tidal CO2 | GE
NO | YES |  |  |  | 142-06660 | 142-06660 | GE Healthcare | E-SCO (V) MODULE |  | SGV16011054HA | NE-OR Holding | MHHS-Northeast |  |  |  | 142-06660 | 142-06660 | Katy | MHHS-Northeast | NE-OR Holding | Pacu 15 | 4/1/19 | 4/1/20 |  |  | PHYSIOLOGIC MONITOR MODULES, ANESTHETIC GAS | Module, End Tidal CO2 | MODULEENDTIDALCO2-GE-E-sCO |  |  |  |  | MODULEENDTIDALCO2-GE-E-sCO | GE | [6 empty] | MOETC-A | Covered PM Repair - Biomedical | MHHS-Northeast | [8 empty] | MODULEENDTIDALCO2 | Module, End Tidal CO2 | GE
NO | YES |  |  |  | 142-06670 | 142-06670 | GE Healthcare | E-SCO (V) MODULE |  | SGV15511113HA | NE - PACU | MHHS-Northeast |  |  |  | 142-06670 | 142-06670 | KATY | NE | NE - PACU | NE - PACU |  |  |  |  | PHYSIOLOGIC MONITOR MODULES, ANESTHETIC GAS |  | MODULEENDTIDALCO2-GE-E-sCO |  |  |  |  | MODULEENDTIDALCO2-GE-E-sCO | GE | [7 empty] | Covered PM Repair - Biomedical | MHHS-Northeast
NO | YES |  |  |  | 142-06686 | 142-06686 | GE Healthcare | E-SCO (V) MODULE |  | SGV15511036HA | NE-OR Holding | MHHS-Northeast |  |  |  | 142-06686 | 142-06686 | Katy | MHHS-Northeast | NE-OR Holding | Pacu 13 | 4/1/19 | 4/1/20 |  |  | PHYSIOLOGIC MONITOR MODULES, ANESTHETIC GAS | Module, End Tidal CO2 | MODULEENDTIDALCO2-GE-E-sCO |  |  |  |  | MODULEENDTIDALCO2-GE-E-sCO | GE | [6 empty] | MOETC-A | Not Covered Vendor Only - Rad, High End | MHHS-Northeast | [8 empty] | MODULEENDTIDALCO2 | Module, End Tidal CO2 | GE
NO | YES |  |  |  | 142-06701 | 142-06701 | GE Healthcare | E-SCO (V) MODULE |  | SGV16011023HA | NE-PACU | MHHS-Northeast |  |  |  | 142-06701 | 142-06701 | Katy | MHHS-Northeast | NE-PACU |  | 4/1/19 | 4/1/20 |  |  | PHYSIOLOGIC MONITOR MODULES, ANESTHETIC GAS | Module, End Tidal CO2 | MODULEENDTIDALCO2-GE-E-sCO |  |  |  |  | MODULEENDTIDALCO2-GE-E-sCO | GE | [6 empty] | MOETC-A | Covered PM Repair - Biomedical | MHHS-Northeast | [8 empty] | MODULEENDTIDALCO2 | Module, End Tidal CO2 | GE
NO | YES |  |  |  | 069-44292 | 069-44292 | GE Healthcare | E-SCO (V) MODULE |  | SGV17261165HA | TMC-Jones-TSCU (9J) | MHHS-TMC |  |  |  | 069-44292 | 069-44292 | TMC | MHHS-TMC | TMC-Jones-TSCU (9J) |  | 9/1/18 |  |  | In biomed, no PM Sticker | PHYSIOLOGIC MONITOR MODULES, ANESTHETIC GAS | Module, End Tidal CO2 | MODULEENDTIDALCO2-GE-E-sCO |  |  |  |  | MODULEENDTIDALCO2-GE-E-sCO | GE |  |  |  |  | 2/7/13 |  | MOETC-A | Covered PM Repair - Biomedical | MHHS-TMC | [8 empty] | MODULEENDTIDALCO2 | Module, End Tidal CO2 | GE
NO | YES | Asset Tag 069-46798 |  |  | 069-46798 | 069-46798 | GE Healthcare | E-SCO (V) MODULE |  | SGV16201045HA | (null) | MHHS-TMC |  |  |  | 069-46798 | 069-46798 | (null) | MHHS-TMC | (null) | (null) |  |  |  | (null) | PHYSIOLOGIC MONITOR MODULES, ANESTHETIC GAS |  | MODULEENDTIDALCO2-GE-E-sCO |  |  |  |  | MODULEENDTIDALCO2-GE-E-sCO | GE | [7 empty] | Covered PM Repair - Radiology, Low End | MHHS-TMC
NO | YES |  |  |  | 069-42902 | 069-42902 | GE Healthcare | E-SCO (V) MODULE |  | SGV16191134HA | TMC-OR-Pedi OR (2R) | MHHS-TMC |  |  |  | 069-42902 | 069-42902 | TMC | MHHS-TMC | TMC-OR-Pedi OR (2R) | PACU | 2/1/20 |  | 2/1/21 |  | PHYSIOLOGIC MONITOR MODULES, ANESTHETIC GAS |  | MODULEENDTIDALCO2-GE-E-sCO |  |  |  |  | MODULEENDTIDALCO2-GE-E-sCO | GE |  |  |  |  | 7/1/20 |  |  | Not Covered Vendor Only - Rad, Low End | MHHS-TMC
NO | YES |  |  |  | 069-42903 | 069-42903 | GE Healthcare | E-SCO (V) MODULE |  | SGV16201055HA | (null) | MHHS-TMC |  |  |  | 069-42903 | 069-42903 | (null) | MHHS-TMC | (null) | (null) |  |  |  | (null) | PHYSIOLOGIC MONITOR MODULES, ANESTHETIC GAS |  | MODULEENDTIDALCO2-GE-E-sCO |  |  |  |  | MODULEENDTIDALCO2-GE-E-sCO | GE |  | (null) |  |  |  | (null) |  | Covered PM Repair - Radiology, Low End | MHHS-TMC
NO | YES |  |  |  | 069-42905 | 069-42905 | GE Healthcare | E-SCO (V) MODULE |  | SGV16191140HA | Pediatrics PACU | MHHS-TMC |  |  |  | 069-42905 | 069-42905 | TMC | Children?Aos OR Robertson building | Pediatrics PACU |  | 12/1/20 |  | 2/1/21 |  | PHYSIOLOGIC MONITOR MODULES, ANESTHETIC GAS |  | MODULEENDTIDALCO2-GE-E-sCO |  |  |  |  | MODULEENDTIDALCO2-GE-E-sCO | GE | [7 empty] | Covered PM Repair - Biomedical | MHHS-TMC
NO | YES |  |  |  | 069-42906 | 069-42906 | GE Healthcare | E-SCO (V) MODULE |  | SGV16191070HA | TMC-PACU-Adult (2Hp) | MHHS-TMC |  |  |  | 069-42906 | 069-42906 | TMC | MHHS-TMC | TMC-PACU-Adult (2Hp) | Pacu 7 | 2/1/20 |  | 2/1/21 |  | PHYSIOLOGIC MONITOR MODULES, ANESTHETIC GAS |  | MODULEENDTIDALCO2-GE-E-sCO |  |  |  |  | MODULEENDTIDALCO2-GE-E-sCO | GE | [7 empty] | Covered PM Repair - Radiology, Low End | MHHS-TMC
NO | YES |  |  |  | 069-42914 | 069-42914 | GE Healthcare | E-SCO (V) MODULE |  | SGV16201084HA | TMC-PACU-Adult (2Hp) | MHHS-TMC |  |  |  | 069-42914 | 069-42914 | TMC | MHHS-TMC | TMC-PACU-Adult (2Hp) | Bay 24 | 3/1/20 |  | 3/1/21 |  | PHYSIOLOGIC MONITOR MODULES, ANESTHETIC GAS |  | MODULEENDTIDALCO2-GE-E-sCO |  |  |  |  | MODULEENDTIDALCO2-GE-E-sCO | GE | [7 empty] | Covered PM Repair - Radiology, Low End | MHHS-TMC
NO | YES |  |  |  | 069-42915 | 069-42915 | GE Healthcare | E-SCO (V) MODULE |  | SGV16191098HA | TMC-PACU-Pedi (2Hp) | MHHS-TMC |  |  |  | 069-42915 | 069-42915 | TMC | MHHS-TMC | TMC-PACU-Pedi (2Hp) | TMC PSCU PEDS (2HP | 3/1/20 |  | 3/1/21 |  | PHYSIOLOGIC MONITOR MODULES, ANESTHETIC GAS |  | MODULEENDTIDALCO2-GE-E-sCO |  |  |  |  | MODULEENDTIDALCO2-GE-E-sCO | GE | [7 empty] | Not Covered Vendor Only - Rad, Low End | MHHS-TMC
NO | YES | Asset Tag 069-46252 |  |  | 069-46252 | 069-46252 | GE Healthcare | E-SCO (V) MODULE |  | SGV16201056HA | (null) | MHHS-TMC |  |  |  | 069-46252 | 069-46252 | (null) | MHHS-TMC | (null) | (null) |  |  |  | (null) | PHYSIOLOGIC MONITOR MODULES, ANESTHETIC GAS |  | MODULEENDTIDALCO2-GE-E-sCO |  |  |  |  | MODULEENDTIDALCO2-GE-E-sCO | GE |  |  |  |  | 3/29/17 |  |  | Covered PM Repair - Biomedical | MHHS-TMC
NO | YES |  |  |  | 069-42917 | 069-42917 | GE Healthcare | E-SCO (V) MODULE |  | SGV16201054HA | TMC-PACU-Adult (2Hp) | MHHS-TMC |  |  |  | 069-42917 | 069-42917 | TMC | MHHS-TMC | TMC-PACU-Adult (2Hp) | TMC PACU ADULT | 12/1/19 |  | 12/1/20 |  | PHYSIOLOGIC MONITOR MODULES, ANESTHETIC GAS |  | MODULEENDTIDALCO2-GE-E-sCO |  |  |  |  | MODULEENDTIDALCO2-GE-E-sCO | GE |  |  |  |  | 3/29/17 |  |  | Covered PM Repair - Radiology, Low End | MHHS-TMC
NO | YES | Asset Tag 069-36770 |  |  | 069-36770 | 069-36770 | GE Healthcare | E-SCO (V) MODULE |  | SGV16171015HA | (null) | MHHS-TMC |  |  |  | 069-36770 | 069-36770 | (null) | MHHS-TMC | (null) | (null) |  |  |  | (null) | PHYSIOLOGIC MONITOR MODULES, ANESTHETIC GAS |  | MODULEENDTIDALCO2-GE-E-sCO |  |  |  |  | MODULEENDTIDALCO2-GE-E-sCO | GE | [7 empty] | Covered PM Repair - Biomedical | MHHS-TMC
NO | YES | Asset Tag 069-42930 |  |  | 069-42930 | 069-42930 | GE Healthcare | E-SCO (V) MODULE |  | SGV16201077HA | Memorial Hermann- Texas Medical Center OR Recovery | MHHS-TMC |  |  |  | 069-42930 | 069-42930 | TMC | TMC | Memorial Hermann- Texas Medical Center OR Recovery | Recovery Children 10 | 12/1/19 |  | 12/1/20 |  | PHYSIOLOGIC MONITOR MODULES, ANESTHETIC GAS |  | MODULEENDTIDALCO2-GE-E-sCO |  |  |  |  | MODULEENDTIDALCO2-GE-E-sCO | GE | [7 empty] | Covered PM Repair - Biomedical | MHHS-TMC
NO | YES |  |  |  | 069-42931 | 069-42931 | GE Healthcare | E-SCO (V) MODULE |  | SGV16201033HA | TMC-OR-Pedi OR (2R) | MHHS-TMC |  |  |  | 069-42931 | 069-42931 | TMC | MHHS-TMC | TMC-OR-Pedi OR (2R) | PACU | 1/1/19 |  |  |  | PHYSIOLOGIC MONITOR MODULES, ANESTHETIC GAS |  | MODULEENDTIDALCO2-GE-E-sCO |  |  |  |  | MODULEENDTIDALCO2-GE-E-sCO | GE |  |  |  |  | 6/26/20 |  |  | Not Covered Vendor Only - Rad, High End | MHHS-TMC
NO | YES |  |  |  | 069-42932 | 069-42932 | GE Healthcare | E-SCO (V) MODULE |  | SGV16191063HA | TMC-PACU-Adult (2Hp) | MHHS-TMC |  |  |  | 069-42932 | 069-42932 | TMC | MHHS-TMC | TMC-PACU-Adult (2Hp) | PACU Recovery | 12/1/19 |  |  |  | PHYSIOLOGIC MONITOR MODULES, ANESTHETIC GAS |  | MODULEENDTIDALCO2-GE-E-sCO |  |  |  |  | MODULEENDTIDALCO2-GE-E-sCO | GE |  |  |  |  | 5/22/18 |  |  | Covered PM Repair - Radiology, Low End | MHHS-TMC
NO | YES |  |  |  | 069-42933 | 069-42933 | GE Healthcare | E-SCO (V) MODULE |  | SGV16201046HA | TMC-PACU-Adult (2Hp) | MHHS-TMC |  |  |  | 069-42933 | 069-42933 | TMC | MHHS-TMC | TMC-PACU-Adult (2Hp) | Pacu 16 | 12/1/19 |  | 12/1/20 |  | PHYSIOLOGIC MONITOR MODULES, ANESTHETIC GAS |  | MODULEENDTIDALCO2-GE-E-sCO |  |  |  |  | MODULEENDTIDALCO2-GE-E-sCO | GE |  |  |  |  | 5/15/18 |  |  | Covered PM Repair - Radiology, Low End | MHHS-TMC
NO | YES |  |  |  | 069-42934 | 069-42934 | GE Healthcare | E-SCO (V) MODULE |  | SGV16191102HA | TMC-PACU-Adult (2Hp) | MHHS-TMC |  |  |  | 069-42934 | 069-42934 | TMC | MHHS-TMC | TMC-PACU-Adult (2Hp) | PACU Recovery | 12/1/19 |  |  |  | PHYSIOLOGIC MONITOR MODULES, ANESTHETIC GAS |  | MODULEENDTIDALCO2-GE-E-sCO |  |  |  |  | MODULEENDTIDALCO2-GE-E-sCO | GE | [7 empty] | Covered PM Repair - Radiology, Low End | MHHS-TMC
NO | YES |  |  |  | 069-42936 | 069-42936 | GE Healthcare | E-SCO (V) MODULE |  | SGV16201097HA | TMC-PACU-Adult (2Hp) | MHHS-TMC |  |  |  | 069-42936 | 069-42936 | TMC | MHHS-TMC | TMC-PACU-Adult (2Hp) | TMC PACU ADULT | 12/1/19 |  | 12/1/20 |  | PHYSIOLOGIC MONITOR MODULES, ANESTHETIC GAS |  | MODULEENDTIDALCO2-GE-E-sCO |  |  |  |  | MODULEENDTIDALCO2-GE-E-sCO | GE |  |  |  |  | 8/24/17 |  |  | Covered PM Repair - Radiology, Low End | MHHS-TMC
NO | YES |  |  |  | 069-42937 | 069-42937 | GE Healthcare | E-SCO (V) MODULE |  | SGV16191139HA | TMC-PACU-Pedi (2Hp) | MHHS-TMC |  |  |  | 069-42937 | 069-42937 | TMC | MHHS-TMC | TMC-PACU-Pedi (2Hp) | TMC PSCU PEDS (2HP | 3/1/20 |  | 3/1/21 |  | PHYSIOLOGIC MONITOR MODULES, ANESTHETIC GAS |  | MODULEENDTIDALCO2-GE-E-sCO |  |  |  |  | MODULEENDTIDALCO2-GE-E-sCO | GE |  |  |  |  | 8/29/17 |  |  | Covered PM Repair - Radiology, Low End | MHHS-TMC
NO | YES |  |  |  | 069-42946 | 069-42946 | GE Healthcare | E-SCO (V) MODULE |  | SGV16201126HA | TMC-PACU-Adult (2Hp) | MHHS-TMC |  |  |  | 069-42946 | 069-42946 | TMC | MHHS-TMC | TMC-PACU-Adult (2Hp) | Pacu 12 | 12/1/19 |  | 12/1/20 |  | PHYSIOLOGIC MONITOR MODULES, ANESTHETIC GAS |  | MODULEENDTIDALCO2-GE-E-sCO |  |  |  |  | MODULEENDTIDALCO2-GE-E-sCO | GE |  |  |  |  | 8/24/17 |  |  | Covered PM Repair - Radiology, Low End | MHHS-TMC
NO | YES |  |  |  | 069-42947 | 069-42947 | GE Healthcare | E-SCO (V) MODULE |  | SGV16201019HA | TMC-PACU-Adult (2Hp) | MHHS-TMC |  |  |  | 069-42947 | 069-42947 | TMC | MHHS-TMC | TMC-PACU-Adult (2Hp) | Pacu 17 | 12/1/19 |  | 12/1/20 |  | PHYSIOLOGIC MONITOR MODULES, ANESTHETIC GAS |  | MODULEENDTIDALCO2-GE-E-sCO |  |  |  |  | MODULEENDTIDALCO2-GE-E-sCO | GE |  |  |  |  | 8/29/17 |  |  | Covered PM Repair - Radiology, Low End | MHHS-TMC
NO | YES |  |  |  | 069-42948 | 069-42948 | GE Healthcare | E-SCO (V) MODULE |  | SGV16201080HA | TMC-PACU-Adult (2Hp) | MHHS-TMC |  |  |  | 069-42948 | 069-42948 | TMC | MHHS-TMC | TMC-PACU-Adult (2Hp) |  | 12/1/19 |  | 12/1/20 |  | PHYSIOLOGIC MONITOR MODULES, ANESTHETIC GAS |  | MODULEENDTIDALCO2-GE-E-sCO |  |  |  |  | MODULEENDTIDALCO2-GE-E-sCO | GE |  |  |  |  | 3/18/16 |  |  | Covered PM Repair - Radiology, Low End | MHHS-TMC
NO | YES |  |  |  | 069-42879 | 069-42879 | GE Healthcare | E-SCO (V) MODULE |  | SGV16201069HA | (null) | MHHS-TMC |  |  |  | 069-42879 | 069-42879 | (null) | MHHS-TMC | (null) | (null) |  |  |  | (null) | PHYSIOLOGIC MONITOR MODULES, ANESTHETIC GAS |  | MODULEENDTIDALCO2-GE-E-sCO |  |  |  |  | MODULEENDTIDALCO2-GE-E-sCO | GE |  |  |  |  | 1/20/17 |  |  | Covered PM Repair - Biomedical | MHHS-TMC
NO | YES |  |  |  | 069-42952 | 069-42952 | GE Healthcare | E-SCO (V) MODULE |  | SGV16201079HA | Pediatrics PACU | MHHS-TMC |  |  |  | 069-42952 | 069-42952 | TMC | Children?Aos OR Robertson building | Pediatrics PACU |  | 12/1/19 |  | 12/1/16 |  | PHYSIOLOGIC MONITOR MODULES, ANESTHETIC GAS |  | MODULEENDTIDALCO2-GE-E-sCO |  |  |  |  | MODULEENDTIDALCO2-GE-E-sCO | GE | [7 empty] | Covered PM Repair - Radiology, High End | MHHS-TMC
NO | YES |  |  |  | 069-42818 | 069-42818 | GE Healthcare | E-SCO (V) MODULE |  | SGV16161029HA | TMC-PACU-HVI (7Hvi) | MHHS-TMC |  |  |  | 069-42818 | 069-42818 | TMC | MHHS-TMC | TMC-PACU-HVI (7Hvi) | TMC - PACU - HVI (7HVI) | 5/1/19 |  | 5/1/20 |  | PHYSIOLOGIC MONITOR MODULES, ANESTHETIC GAS | Module, End Tidal CO2 | MODULEENDTIDALCO2-GE-E-sCO |  |  |  |  | MODULEENDTIDALCO2-GE-E-sCO | GE |  |  |  |  | 5/12/18 |  | MOETC-A | Covered PM Repair - Radiology, High End | MHHS-TMC | [8 empty] | MODULEENDTIDALCO2 | Module, End Tidal CO2 | GE
NO | YES |  |  |  | 069-42819 | 069-42819 | GE Healthcare | E-SCO (V) MODULE |  | SGV16161022HA | TWC | MHHS-TMC |  |  |  | 069-42819 | 069-42819 | TMC | Memorial Hermann Heart | TWC | Pre-Op 5 | 3/1/20 |  | 3/1/21 |  | PHYSIOLOGIC MONITOR MODULES, ANESTHETIC GAS | Module, End Tidal CO2 | MODULEENDTIDALCO2-GE-E-sCO |  |  |  |  | MODULEENDTIDALCO2-GE-E-sCO | GE | [6 empty] | MOETC-A | Covered PM Repair - Radiology, Low End | MHHS-TMC | [8 empty] | MODULEENDTIDALCO2 | Module, End Tidal CO2 | GE
NO | YES |  |  |  | 069-42820 | 069-42820 | GE Healthcare | E-SCO (V) MODULE |  | SGV16161042HA | TMC-OR-CVOR (7Hvi) | MHHS-TMC |  |  |  | 069-42820 | 069-42820 | TMC | MHHS-TMC | TMC-OR-CVOR (7Hvi) | Pacu 1027 | 5/1/19 |  | 5/1/20 |  | PHYSIOLOGIC MONITOR MODULES, ANESTHETIC GAS | Module, End Tidal CO2 | MODULEENDTIDALCO2-GE-E-sCO |  |  |  |  | MODULEENDTIDALCO2-GE-E-sCO | GE | [6 empty] | MOETC-A | Covered PM Repair - Biomedical | MHHS-TMC | [8 empty] | MODULEENDTIDALCO2 | Module, End Tidal CO2 | GE
NO | YES |  |  |  | 069-42822 | 069-42822 | GE Healthcare | E-SCO (V) MODULE |  | SGV16161027HA | HVI PACU | MHHS-TMC |  |  |  | 069-42822 | 069-42822 | TMC |  | HVI PACU | Bay 13 | 5/1/19 |  |  |  | PHYSIOLOGIC MONITOR MODULES, ANESTHETIC GAS | Module, End Tidal CO2 | MODULEENDTIDALCO2-GE-E-sCO |  |  |  |  | MODULEENDTIDALCO2-GE-E-sCO | GE | [6 empty] | MOETC-A | Covered PM Repair - Biomedical | MHHS-TMC | [8 empty] | MODULEENDTIDALCO2 | Module, End Tidal CO2 | GE
NO | YES |  |  |  | 069-42823 | 069-42823 | GE Healthcare | E-SCO (V) MODULE |  | SGV16161023HA | TMC-PACU-HVI (7Hvi) | MHHS-TMC |  |  |  | 069-42823 | 069-42823 | TMC | MHHS-TMC | TMC-PACU-HVI (7Hvi) | Bay 8 | 5/1/19 |  | 5/1/20 |  | PHYSIOLOGIC MONITOR MODULES, ANESTHETIC GAS | Module, End Tidal CO2 | MODULEENDTIDALCO2-GE-E-sCO |  |  |  |  | MODULEENDTIDALCO2-GE-E-sCO | GE | [6 empty] | MOETC-A | Covered PM Repair - Biomedical | MHHS-TMC | [8 empty] | MODULEENDTIDALCO2 | Module, End Tidal CO2 | GE
NO | YES |  |  |  | 074-04325 | 074-04325 | GE Healthcare | E-SCO (V) MODULE |  | SGV15043585HA | TMC-PACU-HVI (7Hvi) | MHHS-TMC |  |  |  | 074-04325 | 074-04325 | TMC | MHHS-TMC | TMC-PACU-HVI (7Hvi) |  | 5/13/19 |  |  |  | PHYSIOLOGIC MONITOR MODULES, ANESTHETIC GAS | Module, End Tidal CO2 | MODULEENDTIDALCO2-GE-E-sCO |  |  |  |  | MODULEENDTIDALCO2-GE-E-sCO | GE | [5 empty] | Finished from Script 3/27/2020 12:11:52pm (Central) | MOETC-A | Covered PM Repair - Biomedical | MHHS-TMC | [8 empty] | MODULEENDTIDALCO2 | Module, End Tidal CO2 | GE
NO | YES |  |  |  | 074-04326 | 074-04326 | GE Healthcare | E-SCO (V) MODULE |  | SGV15043768HA | TMC-OR-CVOR (7Hvi) | MHHS-TMC |  |  |  | 074-04326 | 074-04326 | TMC | MHHS-TMC | TMC-OR-CVOR (7Hvi) |  | 4/1/18 |  | 4/1/19 | In biomed | PHYSIOLOGIC MONITOR MODULES, ANESTHETIC GAS | Module, End Tidal CO2 | MODULEENDTIDALCO2-GE-E-sCO |  |  |  |  | MODULEENDTIDALCO2-GE-E-sCO | GE | [6 empty] | MOETC-A | Covered PM Repair - Biomedical | MHHS-TMC | [8 empty] | MODULEENDTIDALCO2 | Module, End Tidal CO2 | GE
NO | YES |  |  |  | 074-05212 | 074-05212 | GE Healthcare | E-SCO (V) MODULE |  | SGV16311076HA | TMC-PACU-HVI (7Hvi) | MHHS-TMC |  |  |  | 074-05212 | 074-05212 | TMC | MHHS-TMC | TMC-PACU-HVI (7Hvi) | PACU - HVI (7HVI) | 5/1/19 |  | 5/1/20 |  | PHYSIOLOGIC MONITOR MODULES, ANESTHETIC GAS | Module, End Tidal CO2 | MODULEENDTIDALCO2-GE-E-sCO |  |  |  |  | MODULEENDTIDALCO2-GE-E-sCO | GE | [6 empty] | MOETC-A | Covered PM Repair - Biomedical | MHHS-TMC | [8 empty] | MODULEENDTIDALCO2 | Module, End Tidal CO2 | GE
NO | YES |  |  |  | 074-05538 | 074-05538 | GE Healthcare | E-SCO (V) MODULE |  | SGV16411134HA | TMC-Radiology-Hvi Pavilion | MHHS-TMC |  |  |  | 074-05538 | 074-05538 | TMC | MHHS-TMC | TMC-Radiology-Hvi Pavilion |  | 7/26/19 |  |  |  | PHYSIOLOGIC MONITOR MODULES, ANESTHETIC GAS | Module, End Tidal CO2 | MODULEENDTIDALCO2-GE-E-sCO |  |  |  |  | MODULEENDTIDALCO2-GE-E-sCO | GE | [5 empty] | Finished from Script 3/27/2020 12:11:52pm (Central) | MOETC-A | Covered PM Repair - Biomedical | MHHS-TMC | [8 empty] | MODULEENDTIDALCO2 | Module, End Tidal CO2 | GE
NO | YES |  |  |  | 074-05541 | 074-05541 | GE Healthcare | E-SCO (V) MODULE |  | SGV16441083HA | TMC-Radiology-Hvi Pavilion | MHHS-TMC |  |  |  | 074-05541 | 074-05541 | TMC | MHHS-TMC | TMC-Radiology-Hvi Pavilion |  | 7/1/19 |  | 7/1/20 | In biomed | PHYSIOLOGIC MONITOR MODULES, ANESTHETIC GAS | Module, End Tidal CO2 | MODULEENDTIDALCO2-GE-E-sCO |  |  |  |  | MODULEENDTIDALCO2-GE-E-sCO | GE | [6 empty] | MOETC-A | Covered PM Repair - Biomedical | MHHS-TMC | [8 empty] | MODULEENDTIDALCO2 | Module, End Tidal CO2 | GE
NO | YES |  |  |  | 029-10339 | 029-10339 | GE Healthcare | E-SCO (V) MODULE |  | SGV15491008HA | Woodlands-ER | MHHS-Woodlands |  |  |  | 029-10339 | 029-10339 | Woodlands | MHHS-Woodlands | Woodlands-ER | ER | 10/1/19 |  | 10/1/20 |  | PHYSIOLOGIC MONITOR MODULES, ANESTHETIC GAS | Module, End Tidal CO2 | MODULEENDTIDALCO2-GE-E-sCO |  |  |  |  | MODULEENDTIDALCO2-GE-E-sCO | GE | [6 empty] | MOETC-A | Covered PM Repair - Radiology, Low End | MHHS-Woodlands | [8 empty] | MODULEENDTIDALCO2 | Module, End Tidal CO2 | GE
NO | YES |  |  |  | 029-11554 | 029-11554 | GE Healthcare | E-SCO (V) MODULE |  | SGV16391035HA | Woodlands-ER | MHHS-Woodlands |  |  |  | 029-11554 | 029-11554 | Woodlands | MHHS-Woodlands | Woodlands-ER | Storage equipment | 10/1/19 |  |  |  | PHYSIOLOGIC MONITOR MODULES, ANESTHETIC GAS | Module, End Tidal CO2 | MODULEENDTIDALCO2-GE-E-sCO |  |  |  |  | MODULEENDTIDALCO2-GE-E-sCO | GE | [6 empty] | MOETC-A | Covered PM Repair - Biomedical | MHHS-Woodlands | [8 empty] | MODULEENDTIDALCO2 | Module, End Tidal CO2 | GE
NO | YES |  |  |  | 029-11557 | 029-11557 | GE Healthcare | E-SCO (V) MODULE |  | SGV16381065HA | Woodlands-ER | MHHS-Woodlands |  |  |  | 029-11557 | 029-11557 | Woodlands | MHHS-Woodlands | Woodlands-ER | Storage equipment | 10/1/19 |  | 10/1/20 |  | PHYSIOLOGIC MONITOR MODULES, ANESTHETIC GAS | Module, End Tidal CO2 | MODULEENDTIDALCO2-GE-E-sCO |  |  |  |  | MODULEENDTIDALCO2-GE-E-sCO | GE |  |  |  |  | 5/20/19 |  | MOETC-A | Not Covered Vendor Only - Rad, Low End | MHHS-Woodlands | [8 empty] | MODULEENDTIDALCO2 | Module, End Tidal CO2 | GE
NO | YES |  |  |  | 029-11645 | 029-11645 | GE Healthcare | E-SCO (V) MODULE |  | SGV16341094HA | Woodlands-ER | MHHS-Woodlands |  |  |  | 029-11645 | 029-11645 | Woodlands | MHHS-Woodlands | Woodlands-ER | OR | 9/1/19 |  |  |  | PHYSIOLOGIC MONITOR MODULES, ANESTHETIC GAS | Module, End Tidal CO2 | MODULEENDTIDALCO2-GE-E-sCO |  |  |  |  | MODULEENDTIDALCO2-GE-E-sCO | GE |  |  |  |  | 7/8/19 |  | MOETC-A | Covered PM Repair - Radiology, High End | MHHS-Woodlands | [8 empty] | MODULEENDTIDALCO2 | Module, End Tidal CO2 | GE
NO | YES |  |  |  | 029-11672 | 029-11672 | GE Healthcare | E-SCO (V) MODULE |  | SGV16351005HA | Woodlands-ER | MHHS-Woodlands |  |  |  | 029-11672 | 029-11672 | Woodlands | MHHS-Woodlands | Woodlands-ER | ER | 10/1/19 |  | 10/1/20 |  | PHYSIOLOGIC MONITOR MODULES, ANESTHETIC GAS | Module, End Tidal CO2 | MODULEENDTIDALCO2-GE-E-sCO |  |  |  |  | MODULEENDTIDALCO2-GE-E-sCO | GE |  |  |  |  | 4/8/19 |  | MOETC-A | Covered PM Repair - Radiology, High End | MHHS-Woodlands | [8 empty] | MODULEENDTIDALCO2 | Module, End Tidal CO2 | GE
NO | YES |  |  |  | 029-12458 | 029-12458 | GE Healthcare | E-SCO (V) MODULE |  | SGV15491027HA | Woodlands-ER | MHHS-Woodlands |  |  |  | 029-12458 | 029-12458 | Woodlands | MHHS-Woodlands | Woodlands-ER | ER | 9/1/18 |  |  |  | PHYSIOLOGIC MONITOR MODULES, ANESTHETIC GAS | Module, End Tidal CO2 | MODULEENDTIDALCO2-GE-E-sCO |  |  |  |  | MODULEENDTIDALCO2-GE-E-sCO | GE |  |  |  |  | 7/8/19 |  | MOETC-A | Covered PM Repair - Radiology, High End | MHHS-Woodlands | [8 empty] | MODULEENDTIDALCO2 | Module, End Tidal CO2 | GE
NO | YES |  |  |  | 029-11908 | 029-11908 | GE Healthcare | E-SCO (V) MODULE |  | SVG16341102HA | Woodlands-SICU | MHHS-Woodlands |  |  |  | 029-11908 | 029-11908 | Woodlands | MHHS-Woodlands | Woodlands-SICU | Room 8 | 4/1/19 |  | 4/1/20 |  | PHYSIOLOGIC MONITOR MODULES, ANESTHETIC GAS | Module, End Tidal CO2 | MODULEENDTIDALCO2-GE-E-sCO |  |  |  |  | MODULEENDTIDALCO2-GE-E-sCO | GE |  |  |  |  | 4/28/16 |  | MOETC-A | Covered PM Repair - Biomedical | MHHS-Woodlands | [8 empty] | MODULEENDTIDALCO2 | Module, End Tidal CO2 | GE
YES | YES |  |  |  | 099-01108 | 099-01108 | GE Healthcare | E-SCO (V) MODULE |  |  | NE - OR HOLDING |  |  |  |  | 099-01108 | 099-01108 | NorthEast |  | NE - OR HOLDING |  | 2/1/20 |  |  | No pm |  | Module, End Tidal CO2 | MODULEENDTIDALCO2-GE-E-sCO | [12 empty] | MOETC-A | [10 empty] | MODULEENDTIDALCO2 | Module, End Tidal CO2 | GE
NO | YES |  |  |  | 074-05213 | 074-05213 | GE Healthcare | E-SCO (V) MODULE |  | SGV16311078HA | TMC-OR-CVOR (7Hvi) |  |  |  |  | 074-05213 | 074-05213 | TMC | MHHS-TMC | TMC-OR-CVOR (7Hvi) | Pacu 7
YES | YES |  |  |  | 074-03235 | 074-03235 | GE Healthcare | E-SCO (V) MODULE |  | 19041023HA | TMC - PACU - HVI (7HVI) |  |  |  |  | 074-03235 | 074-03235 | TMC | Memorial Hermann-Texas Medical Center | TMC - PACU - HVI (7HVI) | PACU - HVI (7HVI) | [6 empty] | MODULEENDTIDALCO2-GE-E-sCO
NO | NO |  |  |  | 151-01556 |  | GE Healthcare | E-SCO (V) MODULE |  | SGV16511091HA | CY - RESPIRATORY CARE SERVICES | MHHS-Cypress |  |  |  | 151-01556 |  | Northwest & Cypress |  | CY - RESPIRATORY CARE SERVICES | [5 empty] | PHYSIOLOGIC MONITOR MODULES, ANESTHETIC GAS |  | MODULEENDTIDALCO2-GE-E-sCO |  |  |  |  | MODULEENDTIDALCO2-GE-E-sCO | GE | [7 empty] | Covered PM Repair - Biomedical | MHHS-Cypress
NO | NO |  |  |  | 142-06654 |  | GE Healthcare | E-SCO (V) MODULE |  | SGV15411104HA | NE - DAY SURGERY | MHHS-Northeast |  |  |  | 142-06654 |  | Katy |  | NE - DAY SURGERY | [5 empty] | PHYSIOLOGIC MONITOR MODULES, ANESTHETIC GAS |  | MODULEENDTIDALCO2-GE-E-sCO |  |  |  |  | MODULEENDTIDALCO2-GE-E-sCO | GE | [7 empty] | Not Covered Vendor Only - Rad, High End | MHHS-Northeast
NO | NO |  |  |  | 142-08096 |  | GE Healthcare | E-SCO (V) MODULE |  | SGV18381156HA | NE - IMU1 | MHHS-Northeast |  |  |  | 142-08096 |  | Katy |  | NE - IMU1 | [5 empty] | PHYSIOLOGIC MONITOR MODULES, ANESTHETIC GAS |  | MODULEENDTIDALCO2-GE-E-sCO |  |  |  |  | MODULEENDTIDALCO2-GE-E-sCO | GE | [7 empty] | Not Covered Vendor Only - Rad, High End | MHHS-Northeast
NO | NO |  |  |  | 142-08097 |  | GE Healthcare | E-SCO (V) MODULE |  | SGV18381163HA | NE - IMU1 | MHHS-Northeast |  |  |  | 142-08097 |  | Katy |  | NE - IMU1 | [5 empty] | PHYSIOLOGIC MONITOR MODULES, ANESTHETIC GAS |  | MODULEENDTIDALCO2-GE-E-sCO |  |  |  |  | MODULEENDTIDALCO2-GE-E-sCO | GE | [7 empty] | Not Covered Vendor Only - Rad, High End | MHHS-Northeast
NO | NO |  |  |  | 142-08098 |  | GE Healthcare | E-SCO (V) MODULE |  | SGV18361060HA | NE - IMU1 | MHHS-Northeast |  |  |  | 142-08098 |  | Katy |  | NE - IMU1 | [5 empty] | PHYSIOLOGIC MONITOR MODULES, ANESTHETIC GAS |  | MODULEENDTIDALCO2-GE-E-sCO |  |  |  |  | MODULEENDTIDALCO2-GE-E-sCO | GE | [7 empty] | Not Covered Vendor Only - Rad, Low End | MHHS-Northeast
NO | NO |  |  |  | 142-08099 |  | GE Healthcare | E-SCO (V) MODULE |  | SGV18371092HA | NE - IMU1 | MHHS-Northeast |  |  |  | 142-08099 |  | Katy |  | NE - IMU1 | [5 empty] | PHYSIOLOGIC MONITOR MODULES, ANESTHETIC GAS |  | MODULEENDTIDALCO2-GE-E-sCO |  |  |  |  | MODULEENDTIDALCO2-GE-E-sCO | GE | [7 empty] | Covered PM Repair - Radiology, High End | MHHS-Northeast
NO | NO |  |  |  | 142-08100 |  | GE Healthcare | E-SCO (V) MODULE |  | SGV18381159HA | NE - IMU1 | MHHS-Northeast |  |  |  | 142-08100 |  | Katy |  | NE - IMU1 | [5 empty] | PHYSIOLOGIC MONITOR MODULES, ANESTHETIC GAS |  | MODULEENDTIDALCO2-GE-E-sCO |  |  |  |  | MODULEENDTIDALCO2-GE-E-sCO | GE | [7 empty] | Covered PM Repair - Radiology, High End | MHHS-Northeast
NO | NO |  |  |  | 142-08101 |  | GE Healthcare | E-SCO (V) MODULE |  | SGV18381120HA | NE - IMU1 | MHHS-Northeast |  |  |  | 142-08101 |  | Katy |  | NE - IMU1 | [5 empty] | PHYSIOLOGIC MONITOR MODULES, ANESTHETIC GAS |  | MODULEENDTIDALCO2-GE-E-sCO |  |  |  |  | MODULEENDTIDALCO2-GE-E-sCO | GE | [7 empty] | Covered PM Repair - Radiology, Low End | MHHS-Northeast
NO | NO |  |  |  | 142-08102 |  | GE Healthcare | E-SCO (V) MODULE |  | SGV18381181HA | NE - IMU1 | MHHS-Northeast |  |  |  | 142-08102 |  | Katy |  | NE - IMU1 | [5 empty] | PHYSIOLOGIC MONITOR MODULES, ANESTHETIC GAS |  | MODULEENDTIDALCO2-GE-E-sCO |  |  |  |  | MODULEENDTIDALCO2-GE-E-sCO | GE | [7 empty] | Covered PM Repair - Biomedical | MHHS-Northeast
NO | NO |  |  |  | 142-08103 |  | GE Healthcare | E-SCO (V) MODULE |  | SGV18381148HA | NE - IMU1 | MHHS-Northeast |  |  |  | 142-08103 |  | Katy |  | NE - IMU1 | [5 empty] | PHYSIOLOGIC MONITOR MODULES, ANESTHETIC GAS |  | MODULEENDTIDALCO2-GE-E-sCO |  |  |  |  | MODULEENDTIDALCO2-GE-E-sCO | GE | [7 empty] | Covered PM Repair - Biomedical | MHHS-Northeast
NO | NO | [5 empty] | GE Healthcare | E-SCO (V) MODULE |  | SGV15381048HA | NE - OR HOLDING | MHHS-Northeast | [5 empty] | Katy |  | NE - OR HOLDING | [5 empty] | PHYSIOLOGIC MONITOR MODULES, ANESTHETIC GAS |  | MODULEENDTIDALCO2-GE-E-sCO |  |  |  |  | MODULEENDTIDALCO2-GE-E-sCO | GE | [7 empty] | Covered PM Repair - Biomedical | MHHS-Northeast
NO | NO | [5 empty] | GE Healthcare | E-SCO (V) MODULE |  | SGV15381119HA | NE - OR HOLDING | MHHS-Northeast | [5 empty] | Katy |  | NE - OR HOLDING | [5 empty] | PHYSIOLOGIC MONITOR MODULES, ANESTHETIC GAS |  | MODULEENDTIDALCO2-GE-E-sCO |  |  |  |  | MODULEENDTIDALCO2-GE-E-sCO | GE | [7 empty] | Covered PM Repair - Biomedical | MHHS-Northeast
NO | NO | [5 empty] | GE Healthcare | E-SCO (V) MODULE |  | SGV15381032HA | NE - OR HOLDING | MHHS-Northeast | [5 empty] | Katy |  | NE - OR HOLDING | [5 empty] | PHYSIOLOGIC MONITOR MODULES, ANESTHETIC GAS |  | MODULEENDTIDALCO2-GE-E-sCO |  |  |  |  | MODULEENDTIDALCO2-GE-E-sCO | GE | [7 empty] | Covered PM Repair - Radiology, Low End | MHHS-Northeast
NO | NO | [5 empty] | GE Healthcare | E-SCO (V) MODULE |  | SGV15381081HA | NE - OR HOLDING | MHHS-Northeast | [5 empty] | Katy |  | NE - OR HOLDING | [5 empty] | PHYSIOLOGIC MONITOR MODULES, ANESTHETIC GAS |  | MODULEENDTIDALCO2-GE-E-sCO |  |  |  |  | MODULEENDTIDALCO2-GE-E-sCO | GE | [7 empty] | Covered PM Repair - Radiology, High End | MHHS-Northeast
NO | NO | [5 empty] | GE Healthcare | E-SCO (V) MODULE |  | SGV15381046HA | NE - OR HOLDING | MHHS-Northeast | [5 empty] | Katy |  | NE - OR HOLDING | [5 empty] | PHYSIOLOGIC MONITOR MODULES, ANESTHETIC GAS |  | MODULEENDTIDALCO2-GE-E-sCO |  |  |  |  | MODULEENDTIDALCO2-GE-E-sCO | GE | [7 empty] | Covered PM Repair - Radiology, High End | MHHS-Northeast
NO | NO | [5 empty] | GE Healthcare | E-SCO (V) MODULE |  | SGV13141362HA | NE - OR HOLDING | MHHS-Northeast | [5 empty] | Katy |  | NE - OR HOLDING | [5 empty] | PHYSIOLOGIC MONITOR MODULES, ANESTHETIC GAS |  | MODULEENDTIDALCO2-GE-E-sCO |  |  |  |  | MODULEENDTIDALCO2-GE-E-sCO | GE | [7 empty] | Covered PM Repair - Biomedical | MHHS-Northeast
NO | NO |  |  |  | 142-06683 |  | GE Healthcare | E-SCO (V) MODULE |  | SGV16011014HA | NE - PACU | MHHS-Northeast |  |  |  | 142-06683 |  | Katy |  | NE - PACU | [5 empty] | PHYSIOLOGIC MONITOR MODULES, ANESTHETIC GAS |  | MODULEENDTIDALCO2-GE-E-sCO |  |  |  |  | MODULEENDTIDALCO2-GE-E-sCO | GE | [7 empty] | Not Covered Vendor Only - Rad, High End | MHHS-Northeast
NO | NO |  |  |  | 142-06695 |  | GE Healthcare | E-SCO (V) MODULE |  | SGV16011132HA | NE - PACU | MHHS-Northeast |  |  |  | 142-06695 |  | Katy |  | NE - PACU | [5 empty] | PHYSIOLOGIC MONITOR MODULES, ANESTHETIC GAS |  | MODULEENDTIDALCO2-GE-E-sCO |  |  |  |  | MODULEENDTIDALCO2-GE-E-sCO | GE | [7 empty] | Covered PM Repair - Radiology, Low End | MHHS-Northeast
NO | NO |  |  |  | 142-06698 |  | GE Healthcare | E-SCO (V) MODULE |  | SGV16011021HA | NE - PACU | MHHS-Northeast |  |  |  | 142-06698 |  | Katy |  | NE - PACU | [5 empty] | PHYSIOLOGIC MONITOR MODULES, ANESTHETIC GAS |  | MODULEENDTIDALCO2-GE-E-sCO |  |  |  |  | MODULEENDTIDALCO2-GE-E-sCO | GE | [7 empty] | Covered PM Repair - Radiology, Low End | MHHS-Northeast
NO | NO |  |  |  | 142-07027 |  | GE Healthcare | E-SCO (V) MODULE |  | SGV16011121HA | NE - PACU | MHHS-Northeast |  |  |  | 142-07027 |  | Katy |  | NE - PACU | [5 empty] | PHYSIOLOGIC MONITOR MODULES, ANESTHETIC GAS |  | MODULEENDTIDALCO2-GE-E-sCO |  |  |  |  | MODULEENDTIDALCO2-GE-E-sCO | GE | [7 empty] | Covered PM Repair - Biomedical | MHHS-Northeast
NO | NO |  |  |  | 069-40251 |  | GE Healthcare | E-SCO (V) MODULE |  | SGV15099624HA | TMC - JONES - GAMMA KNIFE (JB) | MHHS-TMC |  |  |  | 069-40251 |  | TMC |  | TMC - JONES - GAMMA KNIFE (JB) | [5 empty] | PHYSIOLOGIC MONITOR MODULES, ANESTHETIC GAS |  | MODULEENDTIDALCO2-GE-E-sCO |  |  |  |  | MODULEENDTIDALCO2-GE-E-sCO | GE | [7 empty] | Covered PM Repair - Biomedical | MHHS-TMC
NO | NO |  |  |  | 069-40252 |  | GE Healthcare | E-SCO (V) MODULE |  | SGV15099622HA | TMC - JONES - GAMMA KNIFE (JB) | MHHS-TMC |  |  |  | 069-40252 |  | TMC |  | TMC - JONES - GAMMA KNIFE (JB) | [5 empty] | PHYSIOLOGIC MONITOR MODULES, ANESTHETIC GAS |  | MODULEENDTIDALCO2-GE-E-sCO |  |  |  |  | MODULEENDTIDALCO2-GE-E-sCO | GE | [7 empty] | Covered PM Repair - Radiology, Low End | MHHS-TMC
NO | NO |  |  |  | 069-40253 |  | GE Healthcare | E-SCO (V) MODULE |  | SGV15112842HA | TMC - JONES - GAMMA KNIFE (JB) | MHHS-TMC |  |  |  | 069-40253 |  | TMC |  | TMC - JONES - GAMMA KNIFE (JB) | [5 empty] | PHYSIOLOGIC MONITOR MODULES, ANESTHETIC GAS |  | MODULEENDTIDALCO2-GE-E-sCO |  |  |  |  | MODULEENDTIDALCO2-GE-E-sCO | GE | [7 empty] | Covered PM Repair - Radiology, Low End | MHHS-TMC
NO | NO |  |  |  | 069-40254 |  | GE Healthcare | E-SCO (V) MODULE |  | SGV15090204HA | TMC - JONES - GAMMA KNIFE (JB) | MHHS-TMC |  |  |  | 069-40254 |  | TMC |  | TMC - JONES - GAMMA KNIFE (JB) | [5 empty] | PHYSIOLOGIC MONITOR MODULES, ANESTHETIC GAS |  | MODULEENDTIDALCO2-GE-E-sCO |  |  |  |  | MODULEENDTIDALCO2-GE-E-sCO | GE | [7 empty] | Covered PM Repair - Radiology, Low End | MHHS-TMC
NO | NO |  |  |  | 069-44288 |  | GE Healthcare | E-SCO (V) MODULE |  | SGV17251032HA | TMC - JONES - TSCU (9J) | MHHS-TMC |  |  |  | 069-44288 |  | TMC |  | TMC - JONES - TSCU (9J) | [5 empty] | PHYSIOLOGIC MONITOR MODULES, ANESTHETIC GAS |  | MODULEENDTIDALCO2-GE-E-sCO |  |  |  |  | MODULEENDTIDALCO2-GE-E-sCO | GE | [7 empty] | Not Covered Vendor Only - Biomedical | MHHS-TMC
NO | NO |  |  |  | 069-42900 |  | GE Healthcare | E-SCO (V) MODULE |  | SGV16191135HA | TMC - PACU - ADULT (2HP) | MHHS-TMC |  |  |  | 069-42900 |  | TMC |  | TMC - PACU - ADULT (2HP) | [5 empty] | PHYSIOLOGIC MONITOR MODULES, ANESTHETIC GAS |  | MODULEENDTIDALCO2-GE-E-sCO |  |  |  |  | MODULEENDTIDALCO2-GE-E-sCO | GE | [7 empty] | Covered PM Repair - Radiology, Low End | MHHS-TMC
NO | NO |  |  |  | 069-42918 |  | GE Healthcare | E-SCO (V) MODULE |  | SGV16181007HA | TMC - PACU - ADULT (2HP) | MHHS-TMC |  |  |  | 069-42918 |  | TMC |  | TMC - PACU - ADULT (2HP) | [5 empty] | PHYSIOLOGIC MONITOR MODULES, ANESTHETIC GAS |  | MODULEENDTIDALCO2-GE-E-sCO |  |  |  |  | MODULEENDTIDALCO2-GE-E-sCO | GE | [7 empty] | Covered PM Repair - Radiology, High End | MHHS-TMC
NO | NO |  |  |  | 069-42919 |  | GE Healthcare | E-SCO (V) MODULE |  | SGV16201082HA | TMC - PACU - ADULT (2HP) | MHHS-TMC |  |  |  | 069-42919 |  | TMC |  | TMC - PACU - ADULT (2HP) | [5 empty] | PHYSIOLOGIC MONITOR MODULES, ANESTHETIC GAS |  | MODULEENDTIDALCO2-GE-E-sCO |  |  |  |  | MODULEENDTIDALCO2-GE-E-sCO | GE | [7 empty] | Not Covered Vendor Only - Rad, Low End | MHHS-TMC
NO | NO |  |  |  | 069-42935 |  | GE Healthcare | E-SCO (V) MODULE |  | SGV16191129HA | TMC - PACU - ADULT (2HP) | MHHS-TMC |  |  |  | 069-42935 |  | TMC |  | TMC - PACU - ADULT (2HP) | [5 empty] | PHYSIOLOGIC MONITOR MODULES, ANESTHETIC GAS |  | MODULEENDTIDALCO2-GE-E-sCO |  |  |  |  | MODULEENDTIDALCO2-GE-E-sCO | GE | [7 empty] | Covered PM Repair - Radiology, Low End | MHHS-TMC
NO | NO |  |  |  | 069-42949 |  | GE Healthcare | E-SCO (V) MODULE |  | SGV16201076HA | TMC - PACU - ADULT (2HP) | MHHS-TMC |  |  |  | 069-42949 |  | TMC |  | TMC - PACU - ADULT (2HP) | [5 empty] | PHYSIOLOGIC MONITOR MODULES, ANESTHETIC GAS |  | MODULEENDTIDALCO2-GE-E-sCO |  |  |  |  | MODULEENDTIDALCO2-GE-E-sCO | GE | [7 empty] | Not Covered Vendor Only - Rad, High End | MHHS-TMC
NO | NO |  |  |  | 069-42951 |  | GE Healthcare | E-SCO (V) MODULE |  | SGV16201073HA | TMC - PACU - ADULT (2HP) | MHHS-TMC |  |  |  | 069-42951 |  | TMC |  | TMC - PACU - ADULT (2HP) | [5 empty] | PHYSIOLOGIC MONITOR MODULES, ANESTHETIC GAS |  | MODULEENDTIDALCO2-GE-E-sCO |  |  |  |  | MODULEENDTIDALCO2-GE-E-sCO | GE | [7 empty] | Covered PM Repair - Biomedical | MHHS-TMC
NO | NO |  |  |  | 069-42953 |  | GE Healthcare | E-SCO (V) MODULE |  | SGV16191128HA | TMC - PACU - ADULT (2HP) | MHHS-TMC |  |  |  | 069-42953 |  | TMC |  | TMC - PACU - ADULT (2HP) | [5 empty] | PHYSIOLOGIC MONITOR MODULES, ANESTHETIC GAS |  | MODULEENDTIDALCO2-GE-E-sCO |  |  |  |  | MODULEENDTIDALCO2-GE-E-sCO | GE | [7 empty] | Covered PM Repair - Radiology, Low End | MHHS-TMC
NO | NO |  |  |  | 069-42821 |  | GE Healthcare | E-SCO (V) MODULE |  | SGV16161008HA | TMC - PACU - HVI (7HVI) | MHHS-TMC |  |  |  | 069-42821 |  | TMC |  | TMC - PACU - HVI (7HVI) | [5 empty] | PHYSIOLOGIC MONITOR MODULES, ANESTHETIC GAS |  | MODULEENDTIDALCO2-GE-E-sCO |  |  |  |  | MODULEENDTIDALCO2-GE-E-sCO | GE | [7 empty] | Covered PM Repair - Biomedical | MHHS-TMC
NO | NO |  |  |  | 074-05211 |  | GE Healthcare | E-SCO (V) MODULE |  | SGV16321016HA | TMC - PACU - HVI (7HVI) | MHHS-TMC |  |  |  | 074-05211 |  | TMC |  | TMC - PACU - HVI (7HVI) | [5 empty] | PHYSIOLOGIC MONITOR MODULES, ANESTHETIC GAS |  | MODULEENDTIDALCO2-GE-E-sCO |  |  |  |  | MODULEENDTIDALCO2-GE-E-sCO | GE | [7 empty] | Covered PM Repair - Biomedical | MHHS-TMC
NO | NO |  |  |  | 074-05214 |  | GE Healthcare | E-SCO (V) MODULE |  | SGV16321024HA | TMC - PACU - HVI (7HVI) | MHHS-TMC |  |  |  | 074-05214 |  | TMC |  | TMC - PACU - HVI (7HVI) | [5 empty] | PHYSIOLOGIC MONITOR MODULES, ANESTHETIC GAS |  | MODULEENDTIDALCO2-GE-E-sCO |  |  |  |  | MODULEENDTIDALCO2-GE-E-sCO | GE | [7 empty] | Covered PM Repair - Biomedical | MHHS-TMC
NO | NO |  |  |  | 074-05539 |  | GE Healthcare | E-SCO (V) MODULE |  | SGV16441019HA | TMC - RADIOLOGY - HVI PAVILION | MHHS-TMC |  |  |  | 074-05539 |  | TMC |  | TMC - RADIOLOGY - HVI PAVILION | [5 empty] | PHYSIOLOGIC MONITOR MODULES, ANESTHETIC GAS |  | MODULEENDTIDALCO2-GE-E-sCO |  |  |  |  | MODULEENDTIDALCO2-GE-E-sCO | GE | [7 empty] | Covered PM Repair - Biomedical | MHHS-TMC
NO | NO |  |  |  | 074-05540 |  | GE Healthcare | E-SCO (V) MODULE |  | SGV16441093HA | TMC - RADIOLOGY - HVI PAVILION | MHHS-TMC |  |  |  | 074-05540 |  | TMC |  | TMC - RADIOLOGY - HVI PAVILION | [5 empty] | PHYSIOLOGIC MONITOR MODULES, ANESTHETIC GAS |  | MODULEENDTIDALCO2-GE-E-sCO |  |  |  |  | MODULEENDTIDALCO2-GE-E-sCO | GE | [7 empty] | Covered PM Repair - Biomedical | MHHS-TMC
NO | NO |  |  |  | 074-05542 |  | GE Healthcare | E-SCO (V) MODULE |  | SGV16441084HA | TMC - RADIOLOGY - HVI PAVILION | MHHS-TMC |  |  |  | 074-05542 |  | TMC |  | TMC - RADIOLOGY - HVI PAVILION | [5 empty] | PHYSIOLOGIC MONITOR MODULES, ANESTHETIC GAS |  | MODULEENDTIDALCO2-GE-E-sCO |  |  |  |  | MODULEENDTIDALCO2-GE-E-sCO | GE | [7 empty] | Covered PM Repair - Biomedical | MHHS-TMC
NO | NO |  |  |  | 074-05544 |  | GE Healthcare | E-SCO (V) MODULE |  | SGV16441065HA | TMC - RADIOLOGY - HVI PAVILION | MHHS-TMC |  |  |  | 074-05544 |  | TMC |  | TMC - RADIOLOGY - HVI PAVILION | [5 empty] | PHYSIOLOGIC MONITOR MODULES, ANESTHETIC GAS |  | MODULEENDTIDALCO2-GE-E-sCO |  |  |  |  | MODULEENDTIDALCO2-GE-E-sCO | GE | [7 empty] | Covered PM Repair - Biomedical | MHHS-TMC
NO | NO |  |  |  | 074-05545 |  | GE Healthcare | E-SCO (V) MODULE |  | SGV16441069HA | TMC - RADIOLOGY - HVI PAVILION | MHHS-TMC |  |  |  | 074-05545 |  | TMC |  | TMC - RADIOLOGY - HVI PAVILION | [5 empty] | PHYSIOLOGIC MONITOR MODULES, ANESTHETIC GAS |  | MODULEENDTIDALCO2-GE-E-sCO |  |  |  |  | MODULEENDTIDALCO2-GE-E-sCO | GE | [7 empty] | Not Covered Vendor Only - Rad, High End | MHHS-TMC
NO | NO |  |  |  | 074-05679 |  | GE Healthcare | E-SCO (V) MODULE |  | SGV16511063HA | TMC - RADIOLOGY - HVI PAVILION | MHHS-TMC |  |  |  | 074-05679 |  | TMC |  | TMC - RADIOLOGY - HVI PAVILION | [5 empty] | PHYSIOLOGIC MONITOR MODULES, ANESTHETIC GAS |  | MODULEENDTIDALCO2-GE-E-sCO |  |  |  |  | MODULEENDTIDALCO2-GE-E-sCO | GE | [7 empty] | Not Covered Vendor Only - Rad, High End | MHHS-TMC
NO | NO |  |  |  | 029-12131 |  | GE Healthcare | E-SCO (V) MODULE |  | sgv15491023ha | WOODLANDS - ANESTHESIA | MHHS-Woodlands |  |  |  | 029-12131 |  | Woodlands |  | WOODLANDS - ANESTHESIA | [5 empty] | PHYSIOLOGIC MONITOR MODULES, ANESTHETIC GAS |  | MODULEENDTIDALCO2-GE-E-sCO |  |  |  |  | MODULEENDTIDALCO2-GE-E-sCO | GE | [7 empty] | Covered PM Repair - Biomedical | MHHS-Woodlands
NO | NO |  |  |  | 029-10783 |  | GE Healthcare | E-SCO (V) MODULE |  | SGV16011038HA | WOODLANDS - CVICU | MHHS-Woodlands |  |  |  | 029-10783 |  | Woodlands |  | WOODLANDS - CVICU | [5 empty] | PHYSIOLOGIC MONITOR MODULES, ANESTHETIC GAS |  | MODULEENDTIDALCO2-GE-E-sCO |  |  |  |  | MODULEENDTIDALCO2-GE-E-sCO | GE | [7 empty] | Covered PM Repair - Biomedical | MHHS-Woodlands
NO | NO |  |  |  | 029-10788 |  | GE Healthcare | E-SCO (V) MODULE |  | SGV16011048HA | WOODLANDS - CVICU | MHHS-Woodlands |  |  |  | 029-10788 |  | Woodlands |  | WOODLANDS - CVICU | [5 empty] | PHYSIOLOGIC MONITOR MODULES, ANESTHETIC GAS |  | MODULEENDTIDALCO2-GE-E-sCO |  |  |  |  | MODULEENDTIDALCO2-GE-E-sCO | GE | [7 empty] | Covered PM Repair - Biomedical | MHHS-Woodlands
NO | NO |  |  |  | 029-11145 |  | GE Healthcare | E-SCO (V) MODULE |  | SGV16081013HA | WOODLANDS - CVICU | MHHS-Woodlands |  |  |  | 029-11145 |  | Woodlands |  | WOODLANDS - CVICU | [5 empty] | PHYSIOLOGIC MONITOR MODULES, ANESTHETIC GAS |  | MODULEENDTIDALCO2-GE-E-sCO |  |  |  |  | MODULEENDTIDALCO2-GE-E-sCO | GE | [7 empty] | Covered PM Repair - Biomedical | MHHS-Woodlands
NO | NO |  |  |  | 029-11827 |  | GE Healthcare | E-SCO (V) MODULE |  | SGV16131010HA | WOODLANDS - CVICU | MHHS-Woodlands |  |  |  | 029-11827 |  | Woodlands |  | WOODLANDS - CVICU | [5 empty] | PHYSIOLOGIC MONITOR MODULES, ANESTHETIC GAS |  | MODULEENDTIDALCO2-GE-E-sCO |  |  |  |  | MODULEENDTIDALCO2-GE-E-sCO | GE | [7 empty] | Covered PM Repair - Respiratory/Steriliz | MHHS-Woodlands
NO | NO |  |  |  | 029-11555 |  | GE Healthcare | E-SCO (V) MODULE |  | SGV16361049HA | WOODLANDS - ER | MHHS-Woodlands |  |  |  | 029-11555 |  | Woodlands |  | WOODLANDS - ER | [5 empty] | PHYSIOLOGIC MONITOR MODULES, ANESTHETIC GAS |  | MODULEENDTIDALCO2-GE-E-sCO |  |  |  |  | MODULEENDTIDALCO2-GE-E-sCO | GE | [7 empty] | Not Covered Vendor Only - Rad, Low End | MHHS-Woodlands
NO | NO |  |  |  | 029-11556 |  | GE Healthcare | E-SCO (V) MODULE |  | SGV16361013HA | WOODLANDS - ER | MHHS-Woodlands |  |  |  | 029-11556 |  | Woodlands |  | WOODLANDS - ER | [5 empty] | PHYSIOLOGIC MONITOR MODULES, ANESTHETIC GAS |  | MODULEENDTIDALCO2-GE-E-sCO |  |  |  |  | MODULEENDTIDALCO2-GE-E-sCO | GE | [7 empty] | Not Covered Vendor Only - Rad, Low End | MHHS-Woodlands
NO | NO |  |  |  | 029-11667 |  | GE Healthcare | E-SCO (V) MODULE |  | SGV16341113HA | WOODLANDS - ER | MHHS-Woodlands |  |  |  | 029-11667 |  | Woodlands |  | WOODLANDS - ER | [5 empty] | PHYSIOLOGIC MONITOR MODULES, ANESTHETIC GAS |  | MODULEENDTIDALCO2-GE-E-sCO |  |  |  |  | MODULEENDTIDALCO2-GE-E-sCO | GE | [7 empty] | Covered PM Repair - Radiology, Low End | MHHS-Woodlands
NO | NO |  |  |  | 029-12334 |  | GE Healthcare | E-SCO (V) MODULE |  | sgv16381059ha | WOODLANDS - ER | MHHS-Woodlands |  |  |  | 029-12334 |  | Woodlands |  | WOODLANDS - ER | [5 empty] | PHYSIOLOGIC MONITOR MODULES, ANESTHETIC GAS |  | MODULEENDTIDALCO2-GE-E-sCO |  |  |  |  | MODULEENDTIDALCO2-GE-E-sCO | GE | [7 empty] | Covered PM Repair - Radiology, Low End | MHHS-Woodlands
NO | NO |  |  |  | 029-12483 |  | GE Healthcare | E-SCO (V) MODULE |  | SGV16341135HA | WOODLANDS - MICU | MHHS-Woodlands |  |  |  | 029-12483 |  | Woodlands |  | WOODLANDS - MICU | [5 empty] | PHYSIOLOGIC MONITOR MODULES, ANESTHETIC GAS |  | MODULEENDTIDALCO2-GE-E-sCO |  |  |  |  | MODULEENDTIDALCO2-GE-E-sCO | GE | [7 empty] | Covered PM Repair - Radiology, Low End | MHHS-Woodlands
NO | NO |  |  |  | 029-32404 |  | GE Healthcare | E-SCO (V) MODULE |  | SGV16026033HA | WOODLANDS - MICU | MHHS-Woodlands |  |  |  | 029-32404 |  | Woodlands |  | WOODLANDS - MICU | [5 empty] | PHYSIOLOGIC MONITOR MODULES, ANESTHETIC GAS |  | MODULEENDTIDALCO2-GE-E-sCO |  |  |  |  | MODULEENDTIDALCO2-GE-E-sCO | GE | [7 empty] | Covered PM Repair - Biomedical | MHHS-Woodlands
NO | NO |  |  |  | 029-12387 |  | GE Healthcare | E-SCO (V) MODULE |  | SGV16026002HA | WOODLANDS - RESPIRATORY | MHHS-Woodlands |  |  |  | 029-12387 |  | Woodlands |  | WOODLANDS - RESPIRATORY | [5 empty] | PHYSIOLOGIC MONITOR MODULES, ANESTHETIC GAS |  | MODULEENDTIDALCO2-GE-E-sCO |  |  |  |  | MODULEENDTIDALCO2-GE-E-sCO | GE | [7 empty] | Covered PM Repair - Radiology, High End | MHHS-Woodlands
NO | NO |  |  |  | 029-12388 |  | GE Healthcare | E-SCO (V) MODULE |  | SGV16131069HA | WOODLANDS - RESPIRATORY | MHHS-Woodlands |  |  |  | 029-12388 |  | Woodlands |  | WOODLANDS - RESPIRATORY | [5 empty] | PHYSIOLOGIC MONITOR MODULES, ANESTHETIC GAS |  | MODULEENDTIDALCO2-GE-E-sCO |  |  |  |  | MODULEENDTIDALCO2-GE-E-sCO | GE | [7 empty] | Not Covered Vendor Only - Rad, Low End | MHHS-Woodlands
NO | NO |  |  |  | 029-12389 |  | GE Healthcare | E-SCO (V) MODULE |  | SGV16131068HA | WOODLANDS - RESPIRATORY | MHHS-Woodlands |  |  |  | 029-12389 |  | Woodlands |  | WOODLANDS - RESPIRATORY | [5 empty] | PHYSIOLOGIC MONITOR MODULES, ANESTHETIC GAS |  | MODULEENDTIDALCO2-GE-E-sCO |  |  |  |  | MODULEENDTIDALCO2-GE-E-sCO | GE | [7 empty] | Covered PM Repair - Biomedical | MHHS-Woodlands
NO | NO |  |  |  | 029-12423 |  | GE Healthcare | E-SCO (V) MODULE |  | SGV16131065HA | WOODLANDS - RESPIRATORY | MHHS-Woodlands |  |  |  | 029-12423 |  | Woodlands |  | WOODLANDS - RESPIRATORY | [5 empty] | PHYSIOLOGIC MONITOR MODULES, ANESTHETIC GAS |  | MODULEENDTIDALCO2-GE-E-sCO |  |  |  |  | MODULEENDTIDALCO2-GE-E-sCO | GE | [7 empty] | Covered PM Repair - Biomedical | MHHS-Woodlands
NO | NO |  |  |  | 029-11904 |  | GE Healthcare | E-SCO (V) MODULE |  | SGV16341131HA | WOODLANDS - SICU | MHHS-Woodlands |  |  |  | 029-11904 |  | Woodlands |  | WOODLANDS - SICU | [5 empty] | PHYSIOLOGIC MONITOR MODULES, ANESTHETIC GAS |  | MODULEENDTIDALCO2-GE-E-sCO |  |  |  |  | MODULEENDTIDALCO2-GE-E-sCO | GE | [7 empty] | Covered PM Repair - Biomedical | MHHS-Woodlands
NO | NO |  |  |  | 029-11905 |  | GE Healthcare | E-SCO (V) MODULE |  | SGV16511029HA | WOODLANDS - SICU | MHHS-Woodlands |  |  |  | 029-11905 |  | Woodlands |  | WOODLANDS - SICU | [5 empty] | PHYSIOLOGIC MONITOR MODULES, ANESTHETIC GAS |  | MODULEENDTIDALCO2-GE-E-sCO |  |  |  |  | MODULEENDTIDALCO2-GE-E-sCO | GE | [7 empty] | Covered PM Repair - Biomedical | MHHS-Woodlands
NO | NO |  |  |  | 029-11906 |  | GE Healthcare | E-SCO (V) MODULE |  | SVG16131080HA | WOODLANDS - SICU | MHHS-Woodlands |  |  |  | 029-11906 |  | Woodlands |  | WOODLANDS - SICU | [5 empty] | PHYSIOLOGIC MONITOR MODULES, ANESTHETIC GAS |  | MODULEENDTIDALCO2-GE-E-sCO |  |  |  |  | MODULEENDTIDALCO2-GE-E-sCO | GE | [7 empty] | Covered PM Repair - Biomedical | MHHS-Woodlands
NO | NO |  |  |  | 029-11907 |  | GE Healthcare | E-SCO (V) MODULE |  | SGV16341116HA | WOODLANDS - SICU | MHHS-Woodlands |  |  |  | 029-11907 |  | Woodlands |  | WOODLANDS - SICU | [5 empty] | PHYSIOLOGIC MONITOR MODULES, ANESTHETIC GAS |  | MODULEENDTIDALCO2-GE-E-sCO |  |  |  |  | MODULEENDTIDALCO2-GE-E-sCO | GE | [7 empty] | Covered PM Repair - Biomedical | MHHS-Woodlands
NO | NO |  |  |  | 029-11909 |  | GE Healthcare | E-SCO (V) MODULE |  | SGV16391158HA | WOODLANDS - SICU | MHHS-Woodlands |  |  |  | 029-11909 |  | Woodlands |  | WOODLANDS - SICU | [5 empty] | PHYSIOLOGIC MONITOR MODULES, ANESTHETIC GAS |  | MODULEENDTIDALCO2-GE-E-sCO |  |  |  |  | MODULEENDTIDALCO2-GE-E-sCO | GE | [7 empty] | Covered PM Repair - Biomedical | MHHS-Woodlands
NO | NO |  |  |  | 029-11910 |  | GE Healthcare | E-SCO (V) MODULE |  | SGV16151073HA | WOODLANDS - SICU | MHHS-Woodlands |  |  |  | 029-11910 |  | Woodlands |  | WOODLANDS - SICU | [5 empty] | PHYSIOLOGIC MONITOR MODULES, ANESTHETIC GAS |  | MODULEENDTIDALCO2-GE-E-sCO |  |  |  |  | MODULEENDTIDALCO2-GE-E-sCO | GE | [7 empty] | Covered PM Repair - Biomedical | MHHS-Woodlands
NO | NO |  |  |  | 029-12459 |  | GE Healthcare | E-SCO (V) MODULE |  | SGV16026009HA | WOODLANDS - SICU | MHHS-Woodlands |  |  |  | 029-12459 |  | Woodlands |  | WOODLANDS - SICU | [5 empty] | PHYSIOLOGIC MONITOR MODULES, ANESTHETIC GAS |  | MODULEENDTIDALCO2-GE-E-sCO |  |  |  |  | MODULEENDTIDALCO2-GE-E-sCO | GE | [7 empty] | Covered PM Repair - Biomedical | MHHS-Woodlands
NO | NO |  |  |  | 000-04925 |  | GE Healthcare | E-SCO-00 |  | SGV19211050HA | SC CCC - (NE) - EMERGENCY ROOM | MHHS-Summer Creek CCC |  |  |  | 000-04925 |  | Katy |  | SC CCC - (NE) - EMERGENCY ROOM | [5 empty] | PHYSIOLOGIC MONITOR MODULES |  | MODULEENDTIDALCO2-GE-E-sCO |  |  |  |  | MODULEENDTIDALCO2-GE-E-sCO | GE | [7 empty] | Covered PM Repair - Biomedical | MHHS-Summer Creek CCC
NO | NO |  |  |  | 029-12890 |  | GE Healthcare | E-SCO-00 |  | SGV16131085HA | WOODLANDS - CENTRAL SUPPLY | MHHS-Woodlands |  |  |  | 029-12890 |  | Woodlands |  | WOODLANDS - CENTRAL SUPPLY | [5 empty] | PHYSIOLOGIC MONITOR MODULES |  | MODULEENDTIDALCO2-GE-E-sCO |  |  |  |  | MODULEENDTIDALCO2-GE-E-sCO | GE | [7 empty] | Covered PM Repair - Biomedical | MHHS-Woodlands
NO | NO |  |  |  | 029-12891 |  | GE Healthcare | E-SCO-00 |  | SGV16081098HA | WOODLANDS - ER | MHHS-Woodlands |  |  |  | 029-12891 |  | Woodlands |  | WOODLANDS - ER | [5 empty] | PHYSIOLOGIC MONITOR MODULES |  | MODULEENDTIDALCO2-GE-E-sCO |  |  |  |  | MODULEENDTIDALCO2-GE-E-sCO | GE | [7 empty] | Covered PM Repair - Biomedical | MHHS-Woodlands
NO | NO |  |  |  | 029-12528 |  | GE Healthcare | E-SCO-00 |  | SGV19021054HA | WOODLANDS - NEUROLOGY | MHHS-Woodlands |  |  |  | 029-12528 |  | Woodlands |  | WOODLANDS - NEUROLOGY | [5 empty] | PHYSIOLOGIC MONITOR MODULES |  | MODULEENDTIDALCO2-GE-E-sCO |  |  |  |  | MODULEENDTIDALCO2-GE-E-sCO | GE | [7 empty] | Covered PM Repair - Biomedical | MHHS-Woodlands
NO | NO |  |  |  | 029-12531 |  | GE Healthcare | E-SCO-00 |  | SGV19041009HA | WOODLANDS - NEUROLOGY | MHHS-Woodlands |  |  |  | 029-12531 |  | Woodlands |  | WOODLANDS - NEUROLOGY | [5 empty] | PHYSIOLOGIC MONITOR MODULES |  | MODULEENDTIDALCO2-GE-E-sCO |  |  |  |  | MODULEENDTIDALCO2-GE-E-sCO | GE | [7 empty] | Covered PM Repair - Biomedical | MHHS-Woodlands
NO | NO |  |  |  | 029-12534 |  | GE Healthcare | E-SCO-00 |  | SGV19031068HA | WOODLANDS - NEUROLOGY | MHHS-Woodlands |  |  |  | 029-12534 |  | Woodlands |  | WOODLANDS - NEUROLOGY | [5 empty] | PHYSIOLOGIC MONITOR MODULES |  | MODULEENDTIDALCO2-GE-E-sCO |  |  |  |  | MODULEENDTIDALCO2-GE-E-sCO | GE | [7 empty] | Covered PM Repair - Biomedical | MHHS-Woodlands
NO | NO |  |  |  | 029-12535 |  | GE Healthcare | E-SCO-00 |  | SGV19031087HA | WOODLANDS - NEUROLOGY | MHHS-Woodlands |  |  |  | 029-12535 |  | Woodlands |  | WOODLANDS - NEUROLOGY | [5 empty] | PHYSIOLOGIC MONITOR MODULES |  | MODULEENDTIDALCO2-GE-E-sCO |  |  |  |  | MODULEENDTIDALCO2-GE-E-sCO | GE | [7 empty] | Covered PM Repair - Biomedical | MHHS-Woodlands
NO | NO |  |  |  | 029-12540 |  | GE Healthcare | E-SCO-00 |  | SGV19041021HA | WOODLANDS - NEUROLOGY | MHHS-Woodlands |  |  |  | 029-12540 |  | Woodlands |  | WOODLANDS - NEUROLOGY | [5 empty] | PHYSIOLOGIC MONITOR MODULES |  | MODULEENDTIDALCO2-GE-E-sCO |  |  |  |  | MODULEENDTIDALCO2-GE-E-sCO | GE | [7 empty] | Covered PM Repair - Biomedical | MHHS-Woodlands
NO | NO |  |  |  | 029-12541 |  | GE Healthcare | E-SCO-00 |  | SGV19031130HA | WOODLANDS - NEUROLOGY | MHHS-Woodlands |  |  |  | 029-12541 |  | Woodlands |  | WOODLANDS - NEUROLOGY | [5 empty] | PHYSIOLOGIC MONITOR MODULES |  | MODULEENDTIDALCO2-GE-E-sCO |  |  |  |  | MODULEENDTIDALCO2-GE-E-sCO | GE | [7 empty] | Covered PM Repair - Biomedical | MHHS-Woodlands
NO | NO |  |  |  | 029-12546 |  | GE Healthcare | E-SCO-00 |  | SGV18361067HA | WOODLANDS - NEUROLOGY | MHHS-Woodlands |  |  |  | 029-12546 |  | Woodlands |  | WOODLANDS - NEUROLOGY | [5 empty] | PHYSIOLOGIC MONITOR MODULES |  | MODULEENDTIDALCO2-GE-E-sCO |  |  |  |  | MODULEENDTIDALCO2-GE-E-sCO | GE | [7 empty] | Covered PM Repair - Biomedical | MHHS-Woodlands
NO | NO |  |  |  | 029-12547 |  | GE Healthcare | E-SCO-00 |  | SGV19031124HA | WOODLANDS - NEUROLOGY | MHHS-Woodlands |  |  |  | 029-12547 |  | Woodlands |  | WOODLANDS - NEUROLOGY | [5 empty] | PHYSIOLOGIC MONITOR MODULES |  | MODULEENDTIDALCO2-GE-E-sCO |  |  |  |  | MODULEENDTIDALCO2-GE-E-sCO | GE | [7 empty] | Covered PM Repair - Biomedical | MHHS-Woodlands
NO | NO |  |  |  | 029-12552 |  | GE Healthcare | E-SCO-00 |  | SGV19031123HA | WOODLANDS - NEUROLOGY | MHHS-Woodlands |  |  |  | 029-12552 |  | Woodlands |  | WOODLANDS - NEUROLOGY | [5 empty] | PHYSIOLOGIC MONITOR MODULES |  | MODULEENDTIDALCO2-GE-E-sCO |  |  |  |  | MODULEENDTIDALCO2-GE-E-sCO | GE | [7 empty] | Covered PM Repair - Biomedical | MHHS-Woodlands
NO | NO |  |  |  | 029-12554 |  | GE Healthcare | E-SCO-00 |  | SGV19031131HA | WOODLANDS - NEUROLOGY | MHHS-Woodlands |  |  |  | 029-12554 |  | Woodlands |  | WOODLANDS - NEUROLOGY | [5 empty] | PHYSIOLOGIC MONITOR MODULES |  | MODULEENDTIDALCO2-GE-E-sCO |  |  |  |  | MODULEENDTIDALCO2-GE-E-sCO | GE | [7 empty] | Covered PM Repair - Biomedical | MHHS-Woodlands
NO | NO |  |  |  | 029-32408 |  | GE Healthcare | E-SCO-00 |  | SGV19041024HA | WOODLANDS - NEUROLOGY | MHHS-Woodlands |  |  |  | 029-32408 |  | Woodlands |  | WOODLANDS - NEUROLOGY | [5 empty] | PHYSIOLOGIC MONITOR MODULES |  | MODULEENDTIDALCO2-GE-E-sCO |  |  |  |  | MODULEENDTIDALCO2-GE-E-sCO | GE | [7 empty] | Covered PM Repair - Biomedical | MHHS-Woodlands
NO | NO |  |  |  | 029-32444 |  | GE Healthcare | E-SCO-00 |  | SGV19031134HA | WOODLANDS - NEUROLOGY | MHHS-Woodlands |  |  |  | 029-32444 |  | Woodlands |  | WOODLANDS - NEUROLOGY | [5 empty] | PHYSIOLOGIC MONITOR MODULES |  | MODULEENDTIDALCO2-GE-E-sCO |  |  |  |  | MODULEENDTIDALCO2-GE-E-sCO | GE | [7 empty] | Covered PM Repair - Biomedical | MHHS-Woodlands
YES | YES |  |  |  | 069-48557 | 069-48557 | GE Healthcare | E-sCO-OO |  | SGV19261185HA | TMC - SAROFIM 1 - ADULT ER |  |  |  |  | 069-48557 | 069-48557 | TMC | Memorial Hermann-Texas Medical Center | TMC - SAROFIM 1 - ADULT ER | Trauma 12 | 1/1/20 |  | 1/1/21 |  |  |  | MODULEENDTIDALCO2-GE-E-sCO
YES | YES |  |  |  | 069-48567 | 069-48567 | GE Healthcare | E-sCO-OO |  | SGV19301043HA | TMC - PACU - ADULT S2 |  |  |  |  | 069-48567 | 069-48567 | TMC | Memorial Hermann-Texas Medical Center | TMC - PACU - ADULT S2 | BAY 08 | 1/1/20 |  | 1/1/21 |  |  |  | MODULEENDTIDALCO2-GE-E-sCO
YES | YES |  |  |  | 099-12803 | 099-12803 | GE Healthcare | E8C-RS |  | 589657WX6 | TMC - HERMANN - ADULT ER (1HP) |  |  |  |  | 099-12803 | 099-12803 | TMC | Memorial Hermann-Texas Medical Center | TMC - HERMANN - ADULT ER (1HP) | Trauma 14
YES | YES |  |  |  | 099-12804 | 099-12804 | GE Healthcare | E8C-RS |  | 577890WX7 | TMC - HERMANN - ADULT ER (1HP) |  |  |  |  | 099-12804 | 099-12804 | TMC | Memorial Hermann-Texas Medical Center | TMC - HERMANN - ADULT ER (1HP) | Trauma 14
YES | YES |  |  |  | 099-12805 | 099-12805 | GE Healthcare | E8C-RS |  | 577860WX0 | TMC - HERMANN - ADULT ER (1HP) |  |  |  |  | 099-12805 | 099-12805 | TMC | Memorial Hermann-Texas Medical Center | TMC - HERMANN - ADULT ER (1HP) | Trauma 14
YES | YES |  |  |  | 069-18174 | 069-18174 | GE Healthcare | E8C-RS |  |  | TMC - RADIOLOGY - JONES PAVILION |  |  |  |  | 069-18174 | 069-18174 | TMC | Memorial Hermann-Texas Medical Center | TMC - RADIOLOGY - JONES PAVILION | Ultrasound - JONES PAVILION
YES | YES |  |  |  | 099-06937 | 099-06937 | GE Healthcare | EA-WMTS-SHU-4 |  | 551-1015 | 3rd floor Biomed |  |  |  |  | 099-06937 | 099-06937 | TMC | Memorial Hermann-Texas Medical Center | 3rd floor Biomed | Biomed storage |  |  |  | No pm
YES | YES |  |  |  | 099-06938 | 099-06938 | GE Healthcare | EA-WMTS-SHU-4 |  | 55110B6 | 3rd floor Biomed |  |  |  |  | 099-06938 | 099-06938 | TMC | Memorial Hermann-Texas Medical Center | 3rd floor Biomed | Biomed storage |  |  |  | No pm
YES | YES |  |  |  | 041-33027 | 041-33027 | GE Healthcare | EA-WMTS-SHU-4 |  | 55110C9 | 3rd floor Biomed |  |  |  |  | 041-33027 | 041-33027 | TMC | Memorial Hermann-Texas Medical Center | 3rd floor Biomed | Biomed storage |  |  |  | No pm
YES | YES |  |  |  | 041-33028 | 041-33028 | GE Healthcare | EA-WMTS-SHU-4 |  | 55110BE | 3rd floor Biomed |  |  |  |  | 041-33028 | 041-33028 | TMC | Memorial Hermann-Texas Medical Center | 3rd floor Biomed | Biomed storage |  |  |  | No pm
NO | YES |  |  |  | 074-04595 | 074-04595 | GE Healthcare | EE-PP-00-EN |  | MON110156 | TMC-HVI-Circulatory Support (2Hvi) | MHHS-TMC |  |  |  | 074-04595 | 074-04595 | TMC | MHHS-TMC | TMC-HVI-Circulatory Support (2Hvi) |  | 3/14/19 |  |  |  | PHYSIOLOGIC MONITOR MODULES, NONINVASIVE BLOOD PRE | Module, Blood Pressure, INV | MODULEBLOODPRESSINV-GE-E-P-00 |  |  |  |  | MODULEBLOODPRESSINV-GE-E-P-00 | GE |  |  |  |  | 9/26/14 | Finished from Script 3/27/2020 12:11:52pm (Central) | MBPI-A | Covered PM Repair - Biomedical | MHHS-TMC | [8 empty] | MODULEBLOODPRESSINV | Module, Blood Pressure, INV | GE
NO | YES |  |  |  | 074-04896 | 074-04896 | GE Healthcare | EE-PP-00-EN |  |  | TMC-HVI-CVIMU (8Hvi) | MHHS-TMC |  |  |  | 074-04896 | 074-04896 | TMC | MHHS-TMC | TMC-HVI-CVIMU (8Hvi) | Room 102 | 8/1/19 |  | 8/1/20 |  | PHYSIOLOGIC MONITOR MODULES, NONINVASIVE BLOOD PRE | Module, Blood Pressure, INV | MODULEBLOODPRESSINV-GE-E-P-00 |  |  |  |  | MODULEBLOODPRESSINV-GE-E-P-00 | GE |  |  |  |  | 10/8/15 |  | MBPI-A | Covered PM Repair - Biomedical | MHHS-TMC | [8 empty] | MODULEBLOODPRESSINV | Module, Blood Pressure, INV | GE
NO | YES |  |  |  | 074-04897 | 074-04897 | GE Healthcare | EE-PP-00-EN |  |  | TMC-HVI-CVICU (8Hvi) | MHHS-TMC |  |  |  | 074-04897 | 074-04897 | TMC | MHHS-TMC | TMC-HVI-CVICU (8Hvi) | TMC HVI CVICU 8 | 8/1/19 |  | 8/1/20 |  | PHYSIOLOGIC MONITOR MODULES, NONINVASIVE BLOOD PRE | Module, Blood Pressure, INV | MODULEBLOODPRESSINV-GE-E-P-00 |  |  |  |  | MODULEBLOODPRESSINV-GE-E-P-00 | GE |  |  |  |  | 7/23/19 |  | MBPI-A | Covered PM Repair - Biomedical | MHHS-TMC | [8 empty] | MODULEBLOODPRESSINV | Module, Blood Pressure, INV | GE
NO | YES |  |  |  | 074-04898 | 074-04898 | GE Healthcare | EE-PP-00-EN |  |  | 8floor heart | MHHS-TMC |  |  |  | 074-04898 | 074-04898 | TMC | Memorial Hermann-Texas Medical Center | 8floor heart |  | 8/1/19 |  | 8/1/20 |  | PHYSIOLOGIC MONITOR MODULES, NONINVASIVE BLOOD PRE | Module, Blood Pressure, INV | MODULEBLOODPRESSINV-GE-E-P-00 |  |  |  |  | MODULEBLOODPRESSINV-GE-E-P-00 | GE | [6 empty] | MBPI-A | Covered PM Repair - Biomedical | MHHS-TMC | [8 empty] | MODULEBLOODPRESSINV | Module, Blood Pressure, INV | GE
NO | YES |  |  |  | 074-04901 | 074-04901 | GE Healthcare | EE-PP-00-EN |  |  | TMC-HVI-CVICU (8Hvi) | MHHS-TMC |  |  |  | 074-04901 | 074-04901 | TMC | MHHS-TMC | TMC-HVI-CVICU (8Hvi) | TMC - HVI - CVIMU (8HVI) | 8/1/19 |  | 8/1/20 |  | PHYSIOLOGIC MONITOR MODULES, NONINVASIVE BLOOD PRE | Module, Blood Pressure, INV | MODULEBLOODPRESSINV-GE-E-P-00 |  |  |  |  | MODULEBLOODPRESSINV-GE-E-P-00 | GE | [6 empty] | MBPI-A | Covered PM Repair - Biomedical | MHHS-TMC | [8 empty] | MODULEBLOODPRESSINV | Module, Blood Pressure, INV | GE
NO | YES |  |  |  | 074-04902 | 074-04902 | GE Healthcare | EE-PP-00-EN |  |  | 8floor heart | MHHS-TMC |  |  |  | 074-04902 | 074-04902 | TMC | Memorial Hermann-Texas Medical Center | 8floor heart |  | 8/1/19 |  | 8/1/20 |  | PHYSIOLOGIC MONITOR MODULES, NONINVASIVE BLOOD PRE | Module, Blood Pressure, INV | MODULEBLOODPRESSINV-GE-E-P-00 |  |  |  |  | MODULEBLOODPRESSINV-GE-E-P-00 | GE | [6 empty] | MBPI-A | Covered PM Repair - Biomedical | MHHS-TMC | [8 empty] | MODULEBLOODPRESSINV | Module, Blood Pressure, INV | GE
NO | YES |  |  |  | 074-04903 | 074-04903 | GE Healthcare | EE-PP-00-EN |  |  | TMC-HVI-CVICU (8Hvi) | MHHS-TMC |  |  |  | 074-04903 | 074-04903 | TMC | MHHS-TMC | TMC-HVI-CVICU (8Hvi) | CVIMU Suite 811 | 11/1/19 |  | 11/1/20 |  | PHYSIOLOGIC MONITOR MODULES, NONINVASIVE BLOOD PRE | Module, Blood Pressure, INV | MODULEBLOODPRESSINV-GE-E-P-00 |  |  |  |  | MODULEBLOODPRESSINV-GE-E-P-00 | GE |  |  |  |  | 6/13/20 |  | MBPI-A | Covered PM Repair - Biomedical | MHHS-TMC | [8 empty] | MODULEBLOODPRESSINV | Module, Blood Pressure, INV | GE
NO | YES |  |  |  | 074-04905 | 074-04905 | GE Healthcare | EE-PP-00-EN |  |  |  | MHHS-TMC |  |  |  | 074-04905 | 074-04905 | TMC | Memorial Hermann Heart |  | CVIMU 810 | 11/1/19 |  |  |  | PHYSIOLOGIC MONITOR MODULES, NONINVASIVE BLOOD PRE | Module, Blood Pressure, INV | MODULEBLOODPRESSINV-GE-E-P-00 |  |  |  |  | MODULEBLOODPRESSINV-GE-E-P-00 | GE |  |  |  |  | 1/10/20 |  | MBPI-A | Not Covered Vendor Only - Biomedical | MHHS-TMC | [8 empty] | MODULEBLOODPRESSINV | Module, Blood Pressure, INV | GE
NO | YES |  |  |  | 074-05171 | 074-05171 | GE Healthcare | EE-PP-00-EN |  |  | TMC-HVI-CVICU (8Hvi) | MHHS-TMC |  |  |  | 074-05171 | 074-05171 | TMC | MHHS-TMC | TMC-HVI-CVICU (8Hvi) | TMC - HVI - CVIMU (8HVI) | 8/1/19 |  | 8/1/20 |  | PHYSIOLOGIC MONITOR MODULES, NONINVASIVE BLOOD PRE | Module, Blood Pressure, INV | MODULEBLOODPRESSINV-GE-E-P-00 |  |  |  |  | MODULEBLOODPRESSINV-GE-E-P-00 | GE |  |  |  |  | 1/10/20 |  | MBPI-A | Not Covered Vendor Only - Biomedical | MHHS-TMC | [8 empty] | MODULEBLOODPRESSINV | Module, Blood Pressure, INV | GE
NO | YES |  |  |  | 074-05223 | 074-05223 | GE Healthcare | EE-PP-00-EN |  |  | TMC-HVI-CVICU (8Hvi) | MHHS-TMC |  |  |  | 074-05223 | 074-05223 | TMC | MHHS-TMC | TMC-HVI-CVICU (8Hvi) | CVIMU (8HVI) | 8/1/19 |  |  |  | PHYSIOLOGIC MONITOR MODULES, NONINVASIVE BLOOD PRE | Module, Blood Pressure, INV | MODULEBLOODPRESSINV-GE-E-P-00 |  |  |  |  | MODULEBLOODPRESSINV-GE-E-P-00 | GE |  |  |  |  | 4/11/18 |  | MBPI-A | Covered PM Repair - Biomedical | MHHS-TMC | [8 empty] | MODULEBLOODPRESSINV | Module, Blood Pressure, INV | GE
NO | YES |  |  |  | 074-05225 | 074-05225 | GE Healthcare | EE-PP-00-EN |  |  | TMC-HVI-CVICU (8Hvi) | MHHS-TMC |  |  |  | 074-05225 | 074-05225 | TMC | MHHS-TMC | TMC-HVI-CVICU (8Hvi) | CVIMU (8HVI) | 8/1/19 |  |  |  | PHYSIOLOGIC MONITOR MODULES, NONINVASIVE BLOOD PRE | Module, Blood Pressure, INV | MODULEBLOODPRESSINV-GE-E-P-00 |  |  |  |  | MODULEBLOODPRESSINV-GE-E-P-00 | GE |  |  |  |  | 5/1/13 |  | MBPI-A | Covered PM Repair - Biomedical | MHHS-TMC | [8 empty] | MODULEBLOODPRESSINV | Module, Blood Pressure, INV | GE
NO | YES |  |  |  | 074-05229 | 074-05229 | GE Healthcare | EE-PP-00-EN |  |  | TMC-HVI-CVICU (8Hvi) | MHHS-TMC |  |  |  | 074-05229 | 074-05229 | TMC | MHHS-TMC | TMC-HVI-CVICU (8Hvi) | TMC - HVI - CVIMU (8HVI) | 8/1/19 |  | 8/1/20 |  | PHYSIOLOGIC MONITOR MODULES, NONINVASIVE BLOOD PRE | Module, Blood Pressure, INV | MODULEBLOODPRESSINV-GE-E-P-00 |  |  |  |  | MODULEBLOODPRESSINV-GE-E-P-00 | GE | [6 empty] | MBPI-A | Covered PM Repair - Biomedical | MHHS-TMC | [8 empty] | MODULEBLOODPRESSINV | Module, Blood Pressure, INV | GE
NO | YES |  |  |  | 074-05233 | 074-05233 | GE Healthcare | EE-PP-00-EN |  |  | TMC-HVI-CVICU (8Hvi) | MHHS-TMC |  |  |  | 074-05233 | 074-05233 | TMC | MHHS-TMC | TMC-HVI-CVICU (8Hvi) |  | 8/23/19 |  |  |  | PHYSIOLOGIC MONITOR MODULES, NONINVASIVE BLOOD PRE | Module, Blood Pressure, INV | MODULEBLOODPRESSINV-GE-E-P-00 |  |  |  |  | MODULEBLOODPRESSINV-GE-E-P-00 | GE | [5 empty] | Finished from Script 3/27/2020 12:11:52pm (Central) | MBPI-A | Covered PM Repair - Biomedical | MHHS-TMC | [8 empty] | MODULEBLOODPRESSINV | Module, Blood Pressure, INV | GE
NO | YES |  |  |  | 074-02082 | 074-02082 | GE Healthcare | EE-PP-00-EN |  |  | TMC-HVI-Heart Failure ICU (5Hvi) | MHHS-TMC |  |  |  | 074-02082 | 074-02082 | TMC | MHHS-TMC | TMC-HVI-Heart Failure ICU (5Hvi) |  | 8/1/19 |  | 8/1/20 |  | PHYSIOLOGIC MONITOR MODULES, NONINVASIVE BLOOD PRE | Module, Blood Pressure, INV | MODULEBLOODPRESSINV-GE-E-P-00 |  |  |  |  | MODULEBLOODPRESSINV-GE-E-P-00 | GE | [6 empty] | MBPI-A | Covered PM Repair - Biomedical | MHHS-TMC | [8 empty] | MODULEBLOODPRESSINV | Module, Blood Pressure, INV | GE
NO | YES |  |  |  | 074-02085 | 074-02085 | GE Healthcare | EE-PP-00-EN |  |  | TMC-HVI-CIMU (4Hvi) | MHHS-TMC |  |  |  | 074-02085 | 074-02085 | TMC | MHHS-TMC | TMC-HVI-CIMU (4Hvi) | TMC - HVI - CIMU (4HVI) | 8/1/19 |  | 8/1/20 |  | PHYSIOLOGIC MONITOR MODULES, NONINVASIVE BLOOD PRE | Module, Blood Pressure, INV | MODULEBLOODPRESSINV-GE-E-P-00 |  |  |  |  | MODULEBLOODPRESSINV-GE-E-P-00 | GE |  |  |  |  | 2/14/18 |  | MBPI-A | Covered PM Repair - Biomedical | MHHS-TMC | [8 empty] | MODULEBLOODPRESSINV | Module, Blood Pressure, INV | GE
NO | YES |  |  |  | 074-02088 | 074-02088 | GE Healthcare | EE-PP-00-EN |  |  | TMC-HVI-Heart Failure ICU (5Hvi) | MHHS-TMC |  |  |  | 074-02088 | 074-02088 | TMC | MHHS-TMC | TMC-HVI-Heart Failure ICU (5Hvi) |  | 8/1/19 |  |  |  | PHYSIOLOGIC MONITOR MODULES, NONINVASIVE BLOOD PRE | Module, Blood Pressure, INV | MODULEBLOODPRESSINV-GE-E-P-00 |  |  |  |  | MODULEBLOODPRESSINV-GE-E-P-00 | GE |  |  |  |  | 1/11/19 |  | MBPI-A | Covered PM Repair - Biomedical | MHHS-TMC | [8 empty] | MODULEBLOODPRESSINV | Module, Blood Pressure, INV | GE
NO | YES |  |  |  | 074-02089 | 074-02089 | GE Healthcare | EE-PP-00-EN |  |  | ICU | MHHS-TMC |  |  |  | 074-02089 | 074-02089 | TMC | Memorial Hermann-Texas Medical Center | ICU | Suite 520 | 8/1/19 |  |  |  | PHYSIOLOGIC MONITOR MODULES, NONINVASIVE BLOOD PRE | Module, Blood Pressure, INV | MODULEBLOODPRESSINV-GE-E-P-00 |  |  |  |  | MODULEBLOODPRESSINV-GE-E-P-00 | GE |  |  |  |  | 1/25/19 |  | MBPI-A | Covered PM Repair - Biomedical | MHHS-TMC | [8 empty] | MODULEBLOODPRESSINV | Module, Blood Pressure, INV | GE
NO | YES |  |  |  | 074-02091 | 074-02091 | GE Healthcare | EE-PP-00-EN |  |  | TMC-HVI-Heart Failure ICU (5Hvi) | MHHS-TMC |  |  |  | 074-02091 | 074-02091 | TMC | MHHS-TMC | TMC-HVI-Heart Failure ICU (5Hvi) |  | 8/1/19 |  | 8/1/20 |  | PHYSIOLOGIC MONITOR MODULES, NONINVASIVE BLOOD PRE | Module, Blood Pressure, INV | MODULEBLOODPRESSINV-GE-E-P-00 |  |  |  |  | MODULEBLOODPRESSINV-GE-E-P-00 | GE |  |  |  |  | 1/10/20 |  | MBPI-A | Not Covered Vendor Only - Biomedical | MHHS-TMC | [8 empty] | MODULEBLOODPRESSINV | Module, Blood Pressure, INV | GE
NO | YES |  |  |  | 074-05093 | 074-05093 | GE Healthcare | EE-PP-00-EN |  |  | IICU | MHHS-TMC |  |  |  | 074-05093 | 074-05093 | TMC | Memorial Hermann-Texas Medical Center | IICU |  | 8/1/19 |  | 8/1/20 |  | PHYSIOLOGIC MONITOR MODULES, NONINVASIVE BLOOD PRE | Module, Blood Pressure, INV | MODULEBLOODPRESSINV-GE-E-P-00 |  |  |  |  | MODULEBLOODPRESSINV-GE-E-P-00 | GE |  |  |  |  | 1/10/20 |  | MBPI-A | Not Covered Vendor Only - Biomedical | MHHS-TMC | [8 empty] | MODULEBLOODPRESSINV | Module, Blood Pressure, INV | GE
NO | YES |  |  |  | 074-05094 | 074-05094 | GE Healthcare | EE-PP-00-EN |  |  | TMC-HVI-Heart Failure ICU (5Hvi) | MHHS-TMC |  |  |  | 074-05094 | 074-05094 | TMC | MHHS-TMC | TMC-HVI-Heart Failure ICU (5Hvi) |  | 8/1/19 |  | 8/1/20 |  | PHYSIOLOGIC MONITOR MODULES, NONINVASIVE BLOOD PRE | Module, Blood Pressure, INV | MODULEBLOODPRESSINV-GE-E-P-00 |  |  |  |  | MODULEBLOODPRESSINV-GE-E-P-00 | GE |  |  |  |  | 1/10/20 |  | MBPI-A | Not Covered Vendor Only - Biomedical | MHHS-TMC | [8 empty] | MODULEBLOODPRESSINV | Module, Blood Pressure, INV | GE
NO | YES |  |  |  | 074-05095 | 074-05095 | GE Healthcare | EE-PP-00-EN |  |  | TMC-HVI-Heart Failure ICU (5Hvi) | MHHS-TMC |  |  |  | 074-05095 | 074-05095 | TMC | MHHS-TMC | TMC-HVI-Heart Failure ICU (5Hvi) |  | 8/1/19 |  | 8/1/20 |  | PHYSIOLOGIC MONITOR MODULES, NONINVASIVE BLOOD PRE | Module, Blood Pressure, INV | MODULEBLOODPRESSINV-GE-E-P-00 |  |  |  |  | MODULEBLOODPRESSINV-GE-E-P-00 | GE |  |  |  |  | 1/10/20 |  | MBPI-A | Not Covered Vendor Only - Biomedical | MHHS-TMC | [8 empty] | MODULEBLOODPRESSINV | Module, Blood Pressure, INV | GE
NO | YES |  |  |  | 074-05096 | 074-05096 | GE Healthcare | EE-PP-00-EN |  |  | TMC-HVI-Heart Failure ICU (5Hvi) | MHHS-TMC |  |  |  | 074-05096 | 074-05096 | TMC | MHHS-TMC | TMC-HVI-Heart Failure ICU (5Hvi) |  | 8/1/19 |  | 8/1/20 |  | PHYSIOLOGIC MONITOR MODULES, NONINVASIVE BLOOD PRE | Module, Blood Pressure, INV | MODULEBLOODPRESSINV-GE-E-P-00 |  |  |  |  | MODULEBLOODPRESSINV-GE-E-P-00 | GE |  |  |  |  | 4/1/20 |  | MBPI-A | Not Covered Vendor Only - Biomedical | MHHS-TMC | [8 empty] | MODULEBLOODPRESSINV | Module, Blood Pressure, INV | GE
NO | YES |  |  |  | 074-05097 | 074-05097 | GE Healthcare | EE-PP-00-EN |  |  | ICU | MHHS-TMC |  |  |  | 074-05097 | 074-05097 | TMC | Memorial Hermann-Texas Medical Center | ICU |  | 8/1/19 |  | 8/1/20 |  | PHYSIOLOGIC MONITOR MODULES, NONINVASIVE BLOOD PRE | Module, Blood Pressure, INV | MODULEBLOODPRESSINV-GE-E-P-00 |  |  |  |  | MODULEBLOODPRESSINV-GE-E-P-00 | GE |  |  |  |  | 4/1/19 |  | MBPI-A | Covered PM Repair - Biomedical | MHHS-TMC | [8 empty] | MODULEBLOODPRESSINV | Module, Blood Pressure, INV | GE
NO | YES |  |  |  | 074-05098 | 074-05098 | GE Healthcare | EE-PP-00-EN |  |  | TMC-HVI-Heart Failure ICU (5Hvi) | MHHS-TMC |  |  |  | 074-05098 | 074-05098 | TMC | MHHS-TMC | TMC-HVI-Heart Failure ICU (5Hvi) |  | 8/16/19 |  |  |  | PHYSIOLOGIC MONITOR MODULES, NONINVASIVE BLOOD PRE | Module, Blood Pressure, INV | MODULEBLOODPRESSINV-GE-E-P-00 |  |  |  |  | MODULEBLOODPRESSINV-GE-E-P-00 | GE | [5 empty] | Finished from Script 3/27/2020 12:11:52pm (Central) | MBPI-A | Covered PM Repair - Biomedical | MHHS-TMC | [8 empty] | MODULEBLOODPRESSINV | Module, Blood Pressure, INV | GE
NO | YES |  |  |  | 074-05099 | 074-05099 | GE Healthcare | EE-PP-00-EN |  |  | TMC-HVI-Heart Failure ICU (5Hvi) | MHHS-TMC |  |  |  | 074-05099 | 074-05099 | TMC | MHHS-TMC | TMC-HVI-Heart Failure ICU (5Hvi) |  | 8/16/19 |  |  |  | PHYSIOLOGIC MONITOR MODULES, NONINVASIVE BLOOD PRE | Module, Blood Pressure, INV | MODULEBLOODPRESSINV-GE-E-P-00 |  |  |  |  | MODULEBLOODPRESSINV-GE-E-P-00 | GE | [5 empty] | Finished from Script 3/27/2020 12:11:52pm (Central) | MBPI-A | Covered PM Repair - Biomedical | MHHS-TMC | [8 empty] | MODULEBLOODPRESSINV | Module, Blood Pressure, INV | GE
NO | YES |  |  |  | 074-05102 | 074-05102 | GE Healthcare | EE-PP-00-EN |  |  | ICU | MHHS-TMC |  |  |  | 074-05102 | 074-05102 | TMC | Memorial Hermann-Texas Medical Center | ICU | Suite 519 | 8/1/19 |  |  |  | PHYSIOLOGIC MONITOR MODULES, NONINVASIVE BLOOD PRE | Module, Blood Pressure, INV | MODULEBLOODPRESSINV-GE-E-P-00 |  |  |  |  | MODULEBLOODPRESSINV-GE-E-P-00 | GE | [6 empty] | MBPI-A | Not Covered Vendor Only - Biomedical | MHHS-TMC | [8 empty] | MODULEBLOODPRESSINV | Module, Blood Pressure, INV | GE
YES | YES |  |  |  | 074-05230 | 074-05230 | GE Healthcare | EE-PP-00-EN |  |  | HvI CVIMU |  |  |  |  | 074-05230 | 074-05230 | TCM | Memorial Hermann- Texas Medical Center | HvI CVIMU | Room 818 | 8/1/18 |  | 8/1/19
YES | YES |  |  |  | 099-13019 | 099-13019 | GE Healthcare | EE-PP-00-EN |  | SEG13486792HX | [5 empty] | 099-13019 | 099-13019 | TMC | Memorial Hermann Heart |  | CVIMU 812
YES | YES | Serial Number Cnf |  |  | 099-13579 | 099-13579 | GE Healthcare | EE-PP-00-EN |  | Cnf | TMC - HVI - CVICU (8HVI) |  |  |  |  | 099-13579 | 099-13579 | TMC | Memorial Hermann-Texas Medical Center | TMC - HVI - CVICU (8HVI)
NO | NO |  |  |  | 074-04904 |  | GE Healthcare | EE-PP-00-EN |  |  | TMC - HVI - CVICU (8HVI) | MHHS-TMC |  |  |  | 074-04904 |  | TMC |  | TMC - HVI - CVICU (8HVI) | [5 empty] | PHYSIOLOGIC MONITOR MODULES, NONINVASIVE BLOOD PRE |  | MODULEBLOODPRESSINV-GE-E-P-00 |  |  |  |  | MODULEBLOODPRESSINV-GE-E-P-00 | GE | [7 empty] | Not Covered Vendor Only - Biomedical | MHHS-TMC
NO | NO |  |  |  | 074-05224 |  | GE Healthcare | EE-PP-00-EN |  |  | TMC - HVI - CVICU (8HVI) | MHHS-TMC |  |  |  | 074-05224 |  | TMC |  | TMC - HVI - CVICU (8HVI) | [5 empty] | PHYSIOLOGIC MONITOR MODULES, NONINVASIVE BLOOD PRE |  | MODULEBLOODPRESSINV-GE-E-P-00 |  |  |  |  | MODULEBLOODPRESSINV-GE-E-P-00 | GE | [7 empty] | Covered PM Repair - Biomedical | MHHS-TMC
NO | NO |  |  |  | 074-05226 |  | GE Healthcare | EE-PP-00-EN |  |  | TMC - HVI - CVICU (8HVI) | MHHS-TMC |  |  |  | 074-05226 |  | TMC |  | TMC - HVI - CVICU (8HVI) | [5 empty] | PHYSIOLOGIC MONITOR MODULES, NONINVASIVE BLOOD PRE |  | MODULEBLOODPRESSINV-GE-E-P-00 |  |  |  |  | MODULEBLOODPRESSINV-GE-E-P-00 | GE | [7 empty] | Covered PM Repair - Biomedical | MHHS-TMC
NO | NO |  |  |  | 074-05227 |  | GE Healthcare | EE-PP-00-EN |  |  | TMC - HVI - CVICU (8HVI) | MHHS-TMC |  |  |  | 074-05227 |  | TMC |  | TMC - HVI - CVICU (8HVI) | [5 empty] | PHYSIOLOGIC MONITOR MODULES, NONINVASIVE BLOOD PRE |  | MODULEBLOODPRESSINV-GE-E-P-00 |  |  |  |  | MODULEBLOODPRESSINV-GE-E-P-00 | GE | [7 empty] | Covered PM Repair - Biomedical | MHHS-TMC
NO | NO |  |  |  | 074-05228 |  | GE Healthcare | EE-PP-00-EN |  |  | TMC - HVI - CVICU (8HVI) | MHHS-TMC |  |  |  | 074-05228 |  | TMC |  | TMC - HVI - CVICU (8HVI) | [5 empty] | PHYSIOLOGIC MONITOR MODULES, NONINVASIVE BLOOD PRE |  | MODULEBLOODPRESSINV-GE-E-P-00 |  |  |  |  | MODULEBLOODPRESSINV-GE-E-P-00 | GE | [7 empty] | Covered PM Repair - Biomedical | MHHS-TMC
NO | NO |  |  |  | 074-05231 |  | GE Healthcare | EE-PP-00-EN |  |  | TMC - HVI - CVICU (8HVI) | MHHS-TMC |  |  |  | 074-05231 |  | TMC |  | TMC - HVI - CVICU (8HVI) | [5 empty] | PHYSIOLOGIC MONITOR MODULES, NONINVASIVE BLOOD PRE |  | MODULEBLOODPRESSINV-GE-E-P-00 |  |  |  |  | MODULEBLOODPRESSINV-GE-E-P-00 | GE | [7 empty] | Covered PM Repair - Biomedical | MHHS-TMC
NO | NO |  |  |  | 074-05234 |  | GE Healthcare | EE-PP-00-EN |  |  | TMC - HVI - CVICU (8HVI) | MHHS-TMC |  |  |  | 074-05234 |  | TMC |  | TMC - HVI - CVICU (8HVI) | [5 empty] | PHYSIOLOGIC MONITOR MODULES, NONINVASIVE BLOOD PRE |  | MODULEBLOODPRESSINV-GE-E-P-00 |  |  |  |  | MODULEBLOODPRESSINV-GE-E-P-00 | GE | [7 empty] | Covered PM Repair - Biomedical | MHHS-TMC
NO | NO |  |  |  | 074-02083 |  | GE Healthcare | EE-PP-00-EN |  |  | TMC - HVI - HEART FAILURE ICU (5HVI) | MHHS-TMC |  |  |  | 074-02083 |  | TMC |  | TMC - HVI - HEART FAILURE ICU (5HVI) | [5 empty] | PHYSIOLOGIC MONITOR MODULES, NONINVASIVE BLOOD PRE |  | MODULEBLOODPRESSINV-GE-E-P-00 |  |  |  |  | MODULEBLOODPRESSINV-GE-E-P-00 | GE | [7 empty] | Covered PM Repair - Biomedical | MHHS-TMC
NO | NO |  |  |  | 074-02084 |  | GE Healthcare | EE-PP-00-EN |  |  | TMC - HVI - HEART FAILURE ICU (5HVI) | MHHS-TMC |  |  |  | 074-02084 |  | TMC |  | TMC - HVI - HEART FAILURE ICU (5HVI) | [5 empty] | PHYSIOLOGIC MONITOR MODULES, NONINVASIVE BLOOD PRE |  | MODULEBLOODPRESSINV-GE-E-P-00 |  |  |  |  | MODULEBLOODPRESSINV-GE-E-P-00 | GE | [7 empty] | Covered PM Repair - Biomedical | MHHS-TMC
NO | NO |  |  |  | 074-02086 |  | GE Healthcare | EE-PP-00-EN |  |  | TMC - HVI - HEART FAILURE ICU (5HVI) | MHHS-TMC |  |  |  | 074-02086 |  | TMC |  | TMC - HVI - HEART FAILURE ICU (5HVI) | [5 empty] | PHYSIOLOGIC MONITOR MODULES, NONINVASIVE BLOOD PRE |  | MODULEBLOODPRESSINV-GE-E-P-00 |  |  |  |  | MODULEBLOODPRESSINV-GE-E-P-00 | GE | [7 empty] | Covered PM Repair - Biomedical | MHHS-TMC
NO | NO |  |  |  | 074-02087 |  | GE Healthcare | EE-PP-00-EN |  |  | TMC - HVI - HEART FAILURE ICU (5HVI) | MHHS-TMC |  |  |  | 074-02087 |  | TMC |  | TMC - HVI - HEART FAILURE ICU (5HVI) | [5 empty] | PHYSIOLOGIC MONITOR MODULES, NONINVASIVE BLOOD PRE |  | MODULEBLOODPRESSINV-GE-E-P-00 |  |  |  |  | MODULEBLOODPRESSINV-GE-E-P-00 | GE | [7 empty] | Covered PM Repair - Biomedical | MHHS-TMC
NO | NO |  |  |  | 074-02090 |  | GE Healthcare | EE-PP-00-EN |  |  | TMC - HVI - HEART FAILURE ICU (5HVI) | MHHS-TMC |  |  |  | 074-02090 |  | TMC |  | TMC - HVI - HEART FAILURE ICU (5HVI) | [5 empty] | PHYSIOLOGIC MONITOR MODULES, NONINVASIVE BLOOD PRE |  | MODULEBLOODPRESSINV-GE-E-P-00 |  |  |  |  | MODULEBLOODPRESSINV-GE-E-P-00 | GE | [7 empty] | Not Covered Vendor Only - Biomedical | MHHS-TMC
NO | NO |  |  |  | 074-05101 |  | GE Healthcare | EE-PP-00-EN |  |  | TMC - HVI - HEART FAILURE ICU (5HVI) | MHHS-TMC |  |  |  | 074-05101 |  | TMC |  | TMC - HVI - HEART FAILURE ICU (5HVI) | [5 empty] | PHYSIOLOGIC MONITOR MODULES, NONINVASIVE BLOOD PRE |  | MODULEBLOODPRESSINV-GE-E-P-00 |  |  |  |  | MODULEBLOODPRESSINV-GE-E-P-00 | GE | [7 empty] | Not Covered Vendor Only - Biomedical | MHHS-TMC
NO | YES |  |  |  | 005-11942 | 005-11942 | GE Healthcare | EMasimo |  | NSN | SE-L |  |  |  |  | 005-11942 | 005-11942 |  | Memorial Hermann- SE- L | SE-L | NICU | 4/1/20 |  |  | In use on patient
NO | YES |  |  |  | 005-11944 | 005-11944 | GE Healthcare | EMasimo |  |  | SE-L |  |  |  |  | 005-11944 | 005-11944 |  | Memorial Hermann- SE- L | SE-L | NICU |  |  | 4/1/20 | In use on patient
NO | YES |  |  |  | 005-11941 | 005-11941 | GE Healthcare | EMasimo |  |  | SE-L |  |  |  |  | 005-11941 | 005-11941 |  | Memorial Hermann- SE- L | SE-L | NICU | 4/1/20 |  |  | No PM Sticker
NO | YES |  |  |  | 069-43553 | 069-43553 | GE Healthcare | EPS 601 |  |  | TMC-Laboratory-HLA Lab (1R) | MHHS-TMC |  |  |  | 069-43553 | 069-43553 | TMC | MHHS-TMC | TMC-Laboratory-HLA Lab (1R) | DNA Lab | 3/1/17 |  |  |  | POWER SUPPLIES |  | .needs class | [5 empty] | GE | [7 empty] | Covered PM Repair - Biomedical | MHHS-TMC
YES | YES |  |  |  | 013-14275 | 013-14275 | GE Healthcare | Exeleris |  | 713456XWS1 | SW -Nuc Med |  |  |  |  | 013-14275 | 013-14275 | Southwest | Memorial Hermann Southwest Hospital | SW -Nuc Med | Nuc Med room 1 |  |  |  | No pm sticker
NO | NO |  |  |  | 069-35705 |  | GE Healthcare | F-CU8-12-VG2 |  |  | TMC - OR - ANESTHESIA (OLD) | MHHS-TMC |  |  |  | 069-35705 |  | TMC |  | TMC - OR - ANESTHESIA (OLD) | [5 empty] | MONITORS, PHYSIOLOGIC, VITAL SIGNS |  | .needs class | [5 empty] | GE | [7 empty] | Covered PM Repair - Biomedical | MHHS-TMC
NO | NO | [5 empty] | GE Healthcare | F-CU8-12-VG2 |  |  | TMC - OR - ANESTHESIA (OLD) | MHHS-TMC | [5 empty] | TMC |  | TMC - OR - ANESTHESIA (OLD) | [5 empty] | MONITORS, PHYSIOLOGIC, VITAL SIGNS |  | .needs class | [5 empty] | GE | [7 empty] | Covered PM Repair - Biomedical | MHHS-TMC
NO | NO | [5 empty] | GE Healthcare | F-CU8-12-VG2 |  |  | TMC - OR - ANESTHESIA (OLD) | MHHS-TMC | [5 empty] | TMC |  | TMC - OR - ANESTHESIA (OLD) | [5 empty] | MONITORS, PHYSIOLOGIC, VITAL SIGNS |  | .needs class | [5 empty] | GE | [7 empty] | Covered PM Repair - Biomedical | MHHS-TMC
NO | YES |  |  |  |  | 074-04081 | GE Healthcare | F5 |  | SEG12090592HX | TMC-HVI-Heart Failure ICU (5Hvi) | MHHS-TMC |  | Carts, Central Supply, Medication |  |  | 074-04081 | TMC | MHHS-TMC | TMC-HVI-Heart Failure ICU (5Hvi) |  | 11/1/14 |  |  |  | PHYSIOLOGIC MONITOR MODULE HOUSINGS | Carts, Central Supply, Medication | MISCELLANEOUS-MMIMEDCARTS-F5 | MISCELLANEOUS | F5 |  |  |  | MMIMEDCARTS | Carts, Central Supply, Medication |  |  | MISCELLANEOUS-MMIMEDCARTS-F5 |  |  |  | Covered PM Repair - Biomedical | MHHS-TMC | [8 empty] | MISCELLANEOUS | Carts, Central Supply, Medication | MMIMEDCARTS
NO | YES | Asset Tag 1154464 |  |  |  |  | GE Healthcare | F5 |  | SEG12090593HX | TMC-HVI-Heart Failure ICU (5Hvi) | MHHS-TMC |  | Carts, Central Supply, Medication |  |  |  | TMC | MHHS-TMC | TMC-HVI-Heart Failure ICU (5Hvi) |  | 11/18/14 |  |  |  | PHYSIOLOGIC MONITOR MODULE HOUSINGS | Carts, Central Supply, Medication | MISCELLANEOUS-MMIMEDCARTS-F5 | MISCELLANEOUS | F5 |  |  |  | MMIMEDCARTS | Carts, Central Supply, Medication |  |  | MISCELLANEOUS-MMIMEDCARTS-F5 | 8/14/15 | Finished from Script 3/27/2020 12:11:52pm (Central) |  | Covered PM Repair - Biomedical | MHHS-TMC | [8 empty] | MISCELLANEOUS | Carts, Central Supply, Medication | MMIMEDCARTS
NO | YES | [5 empty] | GE Healthcare | F5 |  | SEG12090583HX | TMC-HVI-Heart Failure ICU (5Hvi) | MHHS-TMC |  | Carts, Central Supply, Medication |  |  |  | TMC | MHHS-TMC | TMC-HVI-Heart Failure ICU (5Hvi) |  | 11/1/14 |  |  |  | PHYSIOLOGIC MONITOR MODULE HOUSINGS | Carts, Central Supply, Medication | MISCELLANEOUS-MMIMEDCARTS-F5 | MISCELLANEOUS | F5 |  |  |  | MMIMEDCARTS | Carts, Central Supply, Medication |  |  | MISCELLANEOUS-MMIMEDCARTS-F5 | 11/11/12 |  |  | Covered PM Repair - Biomedical | MHHS-TMC | [8 empty] | MISCELLANEOUS | Carts, Central Supply, Medication | MMIMEDCARTS
NO | YES | [5 empty] | GE Healthcare | F5 |  | seg12493384hx | TMC-HVI-Heart Failure ICU (5Hvi) | MHHS-TMC |  | Carts, Central Supply, Medication |  |  |  | TMC | MHHS-TMC | TMC-HVI-Heart Failure ICU (5Hvi) |  | 11/6/13 |  |  |  | PHYSIOLOGIC MONITOR MODULE HOUSINGS | Carts, Central Supply, Medication | MISCELLANEOUS-MMIMEDCARTS-F5 | MISCELLANEOUS | F5 |  |  |  | MMIMEDCARTS | Carts, Central Supply, Medication |  |  | MISCELLANEOUS-MMIMEDCARTS-F5 |  | Finished from Script 3/27/2020 12:11:52pm (Central) |  | Covered PM Repair - Biomedical | MHHS-TMC | [8 empty] | MISCELLANEOUS | Carts, Central Supply, Medication | MMIMEDCARTS
NO | YES | [5 empty] | GE Healthcare | F5 |  | SEG12493362HX | TMC-HVI-Heart Failure ICU (5Hvi) | MHHS-TMC |  | Carts, Central Supply, Medication |  |  |  | TMC | MHHS-TMC | TMC-HVI-Heart Failure ICU (5Hvi) |  | 11/16/14 |  |  |  | PHYSIOLOGIC MONITOR MODULE HOUSINGS | Carts, Central Supply, Medication | MISCELLANEOUS-MMIMEDCARTS-F5 | MISCELLANEOUS | F5 |  |  |  | MMIMEDCARTS | Carts, Central Supply, Medication |  |  | MISCELLANEOUS-MMIMEDCARTS-F5 |  | Finished from Script 3/27/2020 12:11:52pm (Central) |  | Covered PM Repair - Biomedical | MHHS-TMC | [8 empty] | MISCELLANEOUS | Carts, Central Supply, Medication | MMIMEDCARTS
NO | YES |  |  |  | 069-46190 | 069-46190 | GE Healthcare | F5 |  | SEG13057857HX | Tmc | MHHS-TMC |  | Carts, Central Supply, Medication |  | 069-46190 | 069-46190 | TMC | Memorial Hermann-Texas Medical Center | Tmc | Biomed Shop | 9/1/18 |  |  | PM Not Required | PHYSIOLOGIC MONITOR MODULE HOUSINGS | Carts, Central Supply, Medication | MISCELLANEOUS-MMIMEDCARTS-F5 | MISCELLANEOUS | F5 |  |  |  | MMIMEDCARTS | Carts, Central Supply, Medication |  |  | MISCELLANEOUS-MMIMEDCARTS-F5 |  |  |  | Covered PM Repair - Biomedical | MHHS-TMC | [8 empty] | MISCELLANEOUS | Carts, Central Supply, Medication | MMIMEDCARTS
NO | YES |  |  |  | 069-44062 | 069-44062 | GE Healthcare | F5 |  | SEG19300006HX | TMC-Sarofim 1-Adult ER | MHHS-TMC |  | Carts, Central Supply, Medication |  | 069-44062 | 069-44062 | TMC | MHHS-TMC | TMC-Sarofim 1-Adult ER | Biomed S3622 |  |  |  |  | PHYSIOLOGIC MONITOR MODULE HOUSINGS |  | MISCELLANEOUS-MMIMEDCARTS-F5 | MISCELLANEOUS | F5 |  |  |  | MMIMEDCARTS | Carts, Central Supply, Medication |  |  | MISCELLANEOUS-MMIMEDCARTS-F5 | 3/2/17 |  |  | Covered PM Repair - Biomedical | MHHS-TMC
NO | YES |  |  |  | 069-44084 | 069-44084 | GE Healthcare | F5 |  | SEG19290045HX | TMC-Sarofim 1-Adult ER | MHHS-TMC |  | Carts, Central Supply, Medication |  | 069-44084 | 069-44084 | TMC | MHHS-TMC | TMC-Sarofim 1-Adult ER | Er05 | 3/1/20 |  |  | No PM Sticker | PHYSIOLOGIC MONITOR MODULE HOUSINGS | Carts, Central Supply, Medication | MISCELLANEOUS-MMIMEDCARTS-F5 | MISCELLANEOUS | F5 |  |  |  | MMIMEDCARTS | Carts, Central Supply, Medication |  |  | MISCELLANEOUS-MMIMEDCARTS-F5 | 3/2/17 |  |  | Covered PM Repair - Biomedical | MHHS-TMC | [8 empty] | MISCELLANEOUS | Carts, Central Supply, Medication | MMIMEDCARTS
NO | YES |  |  |  | 069-44087 | 069-44087 | GE Healthcare | F5 |  | SEG19300021HX | TMC - HVI - ER | MHHS-TMC |  | Carts, Central Supply, Medication |  | 069-44087 | 069-44087 | TMC | Memorial Hermann- Texas Medical Center | TMC - HVI - ER | Trauma 06 |  |  |  | No PM Sticker | PHYSIOLOGIC MONITOR MODULE HOUSINGS | Carts, Central Supply, Medication | MISCELLANEOUS-MMIMEDCARTS-F5 | MISCELLANEOUS | F5 |  |  |  | MMIMEDCARTS | Carts, Central Supply, Medication |  |  | MISCELLANEOUS-MMIMEDCARTS-F5 | 3/2/17 |  |  | Covered PM Repair - Biomedical | MHHS-TMC | [8 empty] | MISCELLANEOUS | Carts, Central Supply, Medication | MMIMEDCARTS
NO | YES |  |  |  | 069-44090 | 069-44090 | GE Healthcare | F5 |  | SEG19300024HX | TMC-Sarofim 1-Adult ER | MHHS-TMC |  | Carts, Central Supply, Medication |  | 069-44090 | 069-44090 | TMC | MHHS-TMC | TMC-Sarofim 1-Adult ER | Trauma 7 |  |  |  |  | PHYSIOLOGIC MONITOR MODULE HOUSINGS | Carts, Central Supply, Medication | MISCELLANEOUS-MMIMEDCARTS-F5 | MISCELLANEOUS | F5 |  |  |  | MMIMEDCARTS | Carts, Central Supply, Medication |  |  | MISCELLANEOUS-MMIMEDCARTS-F5 |  |  |  | Covered PM Repair - Biomedical | MHHS-TMC | [8 empty] | MISCELLANEOUS | Carts, Central Supply, Medication | MMIMEDCARTS
NO | YES |  |  |  | 069-44096 | 069-44096 | GE Healthcare | F5 |  | SEG19310027HX | TMC-Sarofim 1-Adult ER | MHHS-TMC |  | Carts, Central Supply, Medication |  | 069-44096 | 069-44096 | TMC | MHHS-TMC | TMC-Sarofim 1-Adult ER | 9A |  |  |  |  | PHYSIOLOGIC MONITOR MODULE HOUSINGS | Carts, Central Supply, Medication | MISCELLANEOUS-MMIMEDCARTS-F5 | MISCELLANEOUS | F5 |  |  |  | MMIMEDCARTS | Carts, Central Supply, Medication |  |  | MISCELLANEOUS-MMIMEDCARTS-F5 |  |  |  | Covered PM Repair - Biomedical | MHHS-TMC | [8 empty] | MISCELLANEOUS | Carts, Central Supply, Medication | MMIMEDCARTS
NO | YES |  |  |  | 069-44099 | 069-44099 | GE Healthcare | F5 |  | SEG19300014HX | TWC | MHHS-TMC |  | Carts, Central Supply, Medication |  | 069-44099 | 069-44099 | TMC | Memorial Hermann-Texas Medical Center | TWC | Trauma Rm 10 |  |  |  | No PM required | PHYSIOLOGIC MONITOR MODULE HOUSINGS | Carts, Central Supply, Medication | MISCELLANEOUS-MMIMEDCARTS-F5 | MISCELLANEOUS | F5 |  |  |  | MMIMEDCARTS | Carts, Central Supply, Medication |  |  | MISCELLANEOUS-MMIMEDCARTS-F5 | 5/11/17 |  |  | Covered PM Repair - Biomedical | MHHS-TMC | [8 empty] | MISCELLANEOUS | Carts, Central Supply, Medication | MMIMEDCARTS
NO | YES |  |  |  | 069-47285 | 069-47285 | GE Healthcare | F5 |  | SEG19280078HX | TMC-Sarofim 1-Adult ER | MHHS-TMC |  | Carts, Central Supply, Medication |  | 069-47285 | 069-47285 | TMC | MHHS-TMC | TMC-Sarofim 1-Adult ER | Trauma 12 |  |  |  |  | PHYSIOLOGIC MONITOR MODULE HOUSINGS | Carts, Central Supply, Medication | MISCELLANEOUS-MMIMEDCARTS-F5 | MISCELLANEOUS | F5 |  |  |  | MMIMEDCARTS | Carts, Central Supply, Medication |  |  | MISCELLANEOUS-MMIMEDCARTS-F5 | 5/11/17 |  |  | Covered PM Repair - Biomedical | MHHS-TMC | [8 empty] | MISCELLANEOUS | Carts, Central Supply, Medication | MMIMEDCARTS
NO | YES |  |  |  | 069-47288 | 069-47288 | GE Healthcare | F5 |  | SEG19280072HX | ER | MHHS-TMC |  | Carts, Central Supply, Medication |  | 069-47288 | 069-47288 | TMC | Memorial Hermann-Texas Medical Center | ER | Trama 13 |  |  |  |  | PHYSIOLOGIC MONITOR MODULE HOUSINGS | Carts, Central Supply, Medication | MISCELLANEOUS-MMIMEDCARTS-F5 | MISCELLANEOUS | F5 |  |  |  | MMIMEDCARTS | Carts, Central Supply, Medication |  |  | MISCELLANEOUS-MMIMEDCARTS-F5 | 5/11/17 |  |  | Covered PM Repair - Biomedical | MHHS-TMC | [8 empty] | MISCELLANEOUS | Carts, Central Supply, Medication | MMIMEDCARTS
NO | YES |  |  |  | 069-47291 | 069-47291 | GE Healthcare | F5 |  | SEG19240035HX | TMC-Sarofim 1-Adult ER | MHHS-TMC |  | Carts, Central Supply, Medication |  | 069-47291 | 069-47291 | TMC | MHHS-TMC | TMC-Sarofim 1-Adult ER | [5 empty] | PHYSIOLOGIC MONITOR MODULE HOUSINGS | Carts, Central Supply, Medication | MISCELLANEOUS-MMIMEDCARTS-F5 | MISCELLANEOUS | F5 |  |  |  | MMIMEDCARTS | Carts, Central Supply, Medication |  |  | MISCELLANEOUS-MMIMEDCARTS-F5 |  |  |  | Covered PM Repair - Biomedical | MHHS-TMC | [8 empty] | MISCELLANEOUS | Carts, Central Supply, Medication | MMIMEDCARTS
NO | YES |  |  |  | 069-47294 | 069-47294 | GE Healthcare | F5 |  | SEG19310021HX | TMC-Sarofim 1-Adult ER | MHHS-TMC |  | Carts, Central Supply, Medication |  | 069-47294 | 069-47294 | TMC | MHHS-TMC | TMC-Sarofim 1-Adult ER | [5 empty] | PHYSIOLOGIC MONITOR MODULE HOUSINGS | Carts, Central Supply, Medication | MISCELLANEOUS-MMIMEDCARTS-F5 | MISCELLANEOUS | F5 |  |  |  | MMIMEDCARTS | Carts, Central Supply, Medication |  |  | MISCELLANEOUS-MMIMEDCARTS-F5 |  |  |  | Covered PM Repair - Biomedical | MHHS-TMC | [8 empty] | MISCELLANEOUS | Carts, Central Supply, Medication | MMIMEDCARTS
NO | YES |  |  |  | 069-47297 | 069-47297 | GE Healthcare | F5 |  | SEG19300001HX | TMC-Sarofim 1-Adult ER | MHHS-TMC |  | Carts, Central Supply, Medication |  | 069-47297 | 069-47297 | TMC | MHHS-TMC | TMC-Sarofim 1-Adult ER | [5 empty] | PHYSIOLOGIC MONITOR MODULE HOUSINGS | Carts, Central Supply, Medication | MISCELLANEOUS-MMIMEDCARTS-F5 | MISCELLANEOUS | F5 |  |  |  | MMIMEDCARTS | Carts, Central Supply, Medication |  |  | MISCELLANEOUS-MMIMEDCARTS-F5 | 5/11/17 |  |  | Covered PM Repair - Biomedical | MHHS-TMC | [8 empty] | MISCELLANEOUS | Carts, Central Supply, Medication | MMIMEDCARTS
NO | YES |  |  |  | 069-47300 | 069-47300 | GE Healthcare | F5 |  | SEG19280080HX | TMC-Sarofim 1-Adult ER | MHHS-TMC |  | Carts, Central Supply, Medication |  | 069-47300 | 069-47300 | TMC | MHHS-TMC | TMC-Sarofim 1-Adult ER | [5 empty] | PHYSIOLOGIC MONITOR MODULE HOUSINGS | Carts, Central Supply, Medication | MISCELLANEOUS-MMIMEDCARTS-F5 | MISCELLANEOUS | F5 |  |  |  | MMIMEDCARTS | Carts, Central Supply, Medication |  |  | MISCELLANEOUS-MMIMEDCARTS-F5 |  |  |  | Covered PM Repair - Biomedical | MHHS-TMC | [8 empty] | MISCELLANEOUS | Carts, Central Supply, Medication | MMIMEDCARTS
NO | YES |  |  |  | 069-47303 | 069-47303 | GE Healthcare | F5 |  | SEG19280069HX | TMC-Sarofim 1-Adult ER | MHHS-TMC |  | Carts, Central Supply, Medication |  | 069-47303 | 069-47303 | TMC | MHHS-TMC | TMC-Sarofim 1-Adult ER |  |  |  |  | No PM Sticker | PHYSIOLOGIC MONITOR MODULE HOUSINGS | Carts, Central Supply, Medication | MISCELLANEOUS-MMIMEDCARTS-F5 | MISCELLANEOUS | F5 |  |  |  | MMIMEDCARTS | Carts, Central Supply, Medication |  |  | MISCELLANEOUS-MMIMEDCARTS-F5 | 3/23/16 |  |  | Covered PM Repair - Biomedical | MHHS-TMC | [8 empty] | MISCELLANEOUS | Carts, Central Supply, Medication | MMIMEDCARTS
NO | YES |  |  |  | 074-02158 | 074-02158 | GE Healthcare | F5 |  | SEG12100885HX | TMC-HVI-Heart Failure ICU (5Hvi) |  |  |  |  | 074-02158 | 074-02158 | TMC | MHHS-TMC | TMC-HVI-Heart Failure ICU (5Hvi)
NO | YES |  |  |  | 074-04346 | 074-04346 | GE Healthcare | F5 |  | SEG12493364HX | TMC-HVI-Heart Failure ICU (5Hvi) |  |  |  |  | 074-04346 | 074-04346 | TMC | MHHS-TMC | TMC-HVI-Heart Failure ICU (5Hvi)
YES | YES | Serial Number Cnf |  |  | 074-04496 | 074-04496 | GE Healthcare | F5 |  | Cnf | TMC - HVI - CVICU (8HVI) |  |  |  |  | 074-04496 | 074-04496 | TMC | Memorial Hermann-Texas Medical Center | TMC - HVI - CVICU (8HVI)
YES | YES | Serial Number Cnf |  |  | 074-04458 | 074-04458 | GE Healthcare | F5 |  | Cnf | TMC - HVI - HEART FAILURE ICU (5HVI) |  |  |  |  | 074-04458 | 074-04458 | TMC | Memorial Hermann-Texas Medical Center | TMC - HVI - HEART FAILURE ICU (5HVI)
YES | YES |  |  |  | 099-12612 | 099-12612 | GE Healthcare | F5 |  | SEG14084182HX | TMC - SAROFIM 1 - ADULT ER |  |  |  |  | 099-12612 | 099-12612 | TMC | Memorial Hermann-Texas Medical Center | TMC - SAROFIM 1 - ADULT ER
YES | YES |  |  |  | 099-11449 | 099-11449 | GE Healthcare | F5 |  | SEG12389195HX | MICU 09 |  |  |  |  | 099-11449 | 099-11449 |  | Memorial Hermann-Texas Medical Center | MICU 09 | West Cullen TMC | 3/1/20 |  |  | No PM Sticker
YES | YES |  |  |  | 099-11568 | 099-11568 | GE Healthcare | F5 |  | SEG15197981HX | NICU5 |  |  |  |  | 099-11568 | 099-11568 |  | TMC | NICU5 | TMC - Johns - NICu | 3/1/20 |  |  | No PM Sticker
YES | YES |  |  |  | 099-11518 | 099-11518 | GE Healthcare | F5 |  | SEG15177812HX | [5 empty] | 099-11518 | 099-11518 |  | TMC |  | TMC - Johns - NICu | 3/1/20 |  |  | No PM Sticker
YES | YES |  |  |  | 099-11539 | 099-11539 | GE Healthcare | F5 |  | SEG14426110HX | Neuro Elective Unit 29 |  |  |  |  | 099-11539 | 099-11539 |  | TMC | Neuro Elective Unit 29 | TMC 4Johns | 3/1/20 |  |  | No PM Sticker
NO | NO |  |  |  | SED12100889HX |  | GE Healthcare | F5 |  | SED12100889HX | TMC - HVI - CCU (4HVI) | MHHS-TMC |  | Carts, Central Supply, Medication |  | SED12100889HX |  | TMC |  | TMC - HVI - CCU (4HVI) | [5 empty] | PHYSIOLOGIC MONITOR MODULE HOUSINGS |  | MISCELLANEOUS-MMIMEDCARTS-F5 | MISCELLANEOUS | F5 |  |  |  | MMIMEDCARTS | Carts, Central Supply, Medication |  |  | MISCELLANEOUS-MMIMEDCARTS-F5 |  |  |  | Covered PM Repair - Biomedical | MHHS-TMC
NO | NO |  |  |  | SEG12070040HX |  | GE Healthcare | F5 |  | SEG12070040HX | TMC - HVI - CCU (4HVI) | MHHS-TMC |  | Carts, Central Supply, Medication |  | SEG12070040HX |  | TMC |  | TMC - HVI - CCU (4HVI) | [5 empty] | PHYSIOLOGIC MONITOR MODULE HOUSINGS |  | MISCELLANEOUS-MMIMEDCARTS-F5 | MISCELLANEOUS | F5 |  |  |  | MMIMEDCARTS | Carts, Central Supply, Medication |  |  | MISCELLANEOUS-MMIMEDCARTS-F5 |  |  |  | Covered PM Repair - Biomedical | MHHS-TMC
NO | NO |  |  |  | SEG12090594HX |  | GE Healthcare | F5 |  | SEG12090594HX | TMC - HVI - CCU (4HVI) | MHHS-TMC |  | Carts, Central Supply, Medication |  | SEG12090594HX |  | TMC |  | TMC - HVI - CCU (4HVI) | [5 empty] | PHYSIOLOGIC MONITOR MODULE HOUSINGS |  | MISCELLANEOUS-MMIMEDCARTS-F5 | MISCELLANEOUS | F5 |  |  |  | MMIMEDCARTS | Carts, Central Supply, Medication |  |  | MISCELLANEOUS-MMIMEDCARTS-F5 |  |  |  | Covered PM Repair - Biomedical | MHHS-TMC
NO | NO |  |  |  | SEG12100880HK |  | GE Healthcare | F5 |  | SEG12100880HK | TMC - HVI - CCU (4HVI) | MHHS-TMC |  | Carts, Central Supply, Medication |  | SEG12100880HK |  | TMC |  | TMC - HVI - CCU (4HVI) | [5 empty] | PHYSIOLOGIC MONITOR MODULE HOUSINGS |  | MISCELLANEOUS-MMIMEDCARTS-F5 | MISCELLANEOUS | F5 |  |  |  | MMIMEDCARTS | Carts, Central Supply, Medication |  |  | MISCELLANEOUS-MMIMEDCARTS-F5 |  |  |  | Covered PM Repair - Biomedical | MHHS-TMC
NO | NO |  |  |  | SEG12100886HX |  | GE Healthcare | F5 |  | SEG12100886HX | TMC - HVI - CCU (4HVI) | MHHS-TMC |  | Carts, Central Supply, Medication |  | SEG12100886HX |  | TMC |  | TMC - HVI - CCU (4HVI) | [5 empty] | PHYSIOLOGIC MONITOR MODULE HOUSINGS |  | MISCELLANEOUS-MMIMEDCARTS-F5 | MISCELLANEOUS | F5 |  |  |  | MMIMEDCARTS | Carts, Central Supply, Medication |  |  | MISCELLANEOUS-MMIMEDCARTS-F5 |  |  |  | Covered PM Repair - Biomedical | MHHS-TMC
NO | NO |  |  |  | SEG12100887HX |  | GE Healthcare | F5 |  | SEG12100887HX | TMC - HVI - CCU (4HVI) | MHHS-TMC |  | Carts, Central Supply, Medication |  | SEG12100887HX |  | TMC |  | TMC - HVI - CCU (4HVI) | [5 empty] | PHYSIOLOGIC MONITOR MODULE HOUSINGS |  | MISCELLANEOUS-MMIMEDCARTS-F5 | MISCELLANEOUS | F5 |  |  |  | MMIMEDCARTS | Carts, Central Supply, Medication |  |  | MISCELLANEOUS-MMIMEDCARTS-F5 |  |  |  | Covered PM Repair - Biomedical | MHHS-TMC
NO | NO |  |  |  | SEG12100888HX |  | GE Healthcare | F5 |  | SEG12100888HX | TMC - HVI - CCU (4HVI) | MHHS-TMC |  | Carts, Central Supply, Medication |  | SEG12100888HX |  | TMC |  | TMC - HVI - CCU (4HVI) | [5 empty] | PHYSIOLOGIC MONITOR MODULE HOUSINGS |  | MISCELLANEOUS-MMIMEDCARTS-F5 | MISCELLANEOUS | F5 |  |  |  | MMIMEDCARTS | Carts, Central Supply, Medication |  |  | MISCELLANEOUS-MMIMEDCARTS-F5 |  |  |  | Covered PM Repair - Biomedical | MHHS-TMC
NO | NO |  |  |  | SEG12100891HX |  | GE Healthcare | F5 |  | SEG12100891HX | TMC - HVI - CCU (4HVI) | MHHS-TMC |  | Carts, Central Supply, Medication |  | SEG12100891HX |  | TMC |  | TMC - HVI - CCU (4HVI) | [5 empty] | PHYSIOLOGIC MONITOR MODULE HOUSINGS |  | MISCELLANEOUS-MMIMEDCARTS-F5 | MISCELLANEOUS | F5 |  |  |  | MMIMEDCARTS | Carts, Central Supply, Medication |  |  | MISCELLANEOUS-MMIMEDCARTS-F5 |  |  |  | Covered PM Repair - Biomedical | MHHS-TMC
NO | NO |  |  |  | SEG13057867HX |  | GE Healthcare | F5 |  | SEG13057867HX | TMC - HVI - CCU (4HVI) | MHHS-TMC |  | Carts, Central Supply, Medication |  | SEG13057867HX |  | TMC |  | TMC - HVI - CCU (4HVI) | [5 empty] | PHYSIOLOGIC MONITOR MODULE HOUSINGS |  | MISCELLANEOUS-MMIMEDCARTS-F5 | MISCELLANEOUS | F5 |  |  |  | MMIMEDCARTS | Carts, Central Supply, Medication |  |  | MISCELLANEOUS-MMIMEDCARTS-F5 |  |  |  | Covered PM Repair - Biomedical | MHHS-TMC
NO | NO |  |  |  | SEG15155607HX |  | GE Healthcare | F5 |  | SEG15155607HX | TMC - HVI - CCU (4HVI) | MHHS-TMC |  | Carts, Central Supply, Medication |  | SEG15155607HX |  | TMC |  | TMC - HVI - CCU (4HVI) | [5 empty] | PHYSIOLOGIC MONITOR MODULE HOUSINGS |  | MISCELLANEOUS-MMIMEDCARTS-F5 | MISCELLANEOUS | F5 |  |  |  | MMIMEDCARTS | Carts, Central Supply, Medication |  |  | MISCELLANEOUS-MMIMEDCARTS-F5 |  |  |  | Covered PM Repair - Biomedical | MHHS-TMC
NO | NO |  |  |  | SEG15155623HX |  | GE Healthcare | F5 |  | SEG15155623HX | TMC - HVI - CCU (4HVI) | MHHS-TMC |  | Carts, Central Supply, Medication |  | SEG15155623HX |  | TMC |  | TMC - HVI - CCU (4HVI) | [5 empty] | PHYSIOLOGIC MONITOR MODULE HOUSINGS |  | MISCELLANEOUS-MMIMEDCARTS-F5 | MISCELLANEOUS | F5 |  |  |  | MMIMEDCARTS | Carts, Central Supply, Medication |  |  | MISCELLANEOUS-MMIMEDCARTS-F5 |  |  |  | Not Covered Vendor Only - Biomedical | MHHS-TMC
NO | NO |  |  |  | SEG15155635HX |  | GE Healthcare | F5 |  | SEG15155635HX | TMC - HVI - CCU (4HVI) | MHHS-TMC |  | Carts, Central Supply, Medication |  | SEG15155635HX |  | TMC |  | TMC - HVI - CCU (4HVI) | [5 empty] | PHYSIOLOGIC MONITOR MODULE HOUSINGS |  | MISCELLANEOUS-MMIMEDCARTS-F5 | MISCELLANEOUS | F5 |  |  |  | MMIMEDCARTS | Carts, Central Supply, Medication |  |  | MISCELLANEOUS-MMIMEDCARTS-F5 |  |  |  | Not Covered Vendor Only - Biomedical | MHHS-TMC
NO | NO |  |  |  | SEG15155637HX |  | GE Healthcare | F5 |  | SEG15155637HX | TMC - HVI - CCU (4HVI) | MHHS-TMC |  | Carts, Central Supply, Medication |  | SEG15155637HX |  | TMC |  | TMC - HVI - CCU (4HVI) | [5 empty] | PHYSIOLOGIC MONITOR MODULE HOUSINGS |  | MISCELLANEOUS-MMIMEDCARTS-F5 | MISCELLANEOUS | F5 |  |  |  | MMIMEDCARTS | Carts, Central Supply, Medication |  |  | MISCELLANEOUS-MMIMEDCARTS-F5 |  |  |  | Not Covered Vendor Only - Biomedical | MHHS-TMC
NO | NO |  |  |  | SEG13047530HX |  | GE Healthcare | F5 |  | SEG13047530HX | TMC - HVI - CVICU (8HVI) | MHHS-TMC |  | Carts, Central Supply, Medication |  | SEG13047530HX |  | TMC |  | TMC - HVI - CVICU (8HVI) | [5 empty] | PHYSIOLOGIC MONITOR MODULE HOUSINGS |  | MISCELLANEOUS-MMIMEDCARTS-F5 | MISCELLANEOUS | F5 |  |  |  | MMIMEDCARTS | Carts, Central Supply, Medication |  |  | MISCELLANEOUS-MMIMEDCARTS-F5 |  |  |  | Not Covered Vendor Only - Biomedical | MHHS-TMC
NO | NO |  |  |  | SEG13047542HX |  | GE Healthcare | F5 |  | SEG13047542HX | TMC - HVI - CVICU (8HVI) | MHHS-TMC |  | Carts, Central Supply, Medication |  | SEG13047542HX |  | TMC |  | TMC - HVI - CVICU (8HVI) | [5 empty] | PHYSIOLOGIC MONITOR MODULE HOUSINGS |  | MISCELLANEOUS-MMIMEDCARTS-F5 | MISCELLANEOUS | F5 |  |  |  | MMIMEDCARTS | Carts, Central Supply, Medication |  |  | MISCELLANEOUS-MMIMEDCARTS-F5 |  |  |  | Not Covered Vendor Only - Biomedical | MHHS-TMC
NO | NO |  |  |  | SEG13057835HX |  | GE Healthcare | F5 |  | SEG13057835HX | TMC - HVI - CVICU (8HVI) | MHHS-TMC |  | Carts, Central Supply, Medication |  | SEG13057835HX |  | TMC |  | TMC - HVI - CVICU (8HVI) | [5 empty] | PHYSIOLOGIC MONITOR MODULE HOUSINGS |  | MISCELLANEOUS-MMIMEDCARTS-F5 | MISCELLANEOUS | F5 |  |  |  | MMIMEDCARTS | Carts, Central Supply, Medication |  |  | MISCELLANEOUS-MMIMEDCARTS-F5 |  |  |  | Not Covered Vendor Only - Biomedical | MHHS-TMC
NO | NO |  |  |  | SEG13057843HX |  | GE Healthcare | F5 |  | SEG13057843HX | TMC - HVI - CVICU (8HVI) | MHHS-TMC |  | Carts, Central Supply, Medication |  | SEG13057843HX |  | TMC |  | TMC - HVI - CVICU (8HVI) | [5 empty] | PHYSIOLOGIC MONITOR MODULE HOUSINGS |  | MISCELLANEOUS-MMIMEDCARTS-F5 | MISCELLANEOUS | F5 |  |  |  | MMIMEDCARTS | Carts, Central Supply, Medication |  |  | MISCELLANEOUS-MMIMEDCARTS-F5 |  |  |  | Not Covered Vendor Only - Biomedical | MHHS-TMC
NO | NO |  |  |  | SEG13057853HX |  | GE Healthcare | F5 |  | SEG13057853HX | TMC - HVI - CVICU (8HVI) | MHHS-TMC |  | Carts, Central Supply, Medication |  | SEG13057853HX |  | TMC |  | TMC - HVI - CVICU (8HVI) | [5 empty] | PHYSIOLOGIC MONITOR MODULE HOUSINGS |  | MISCELLANEOUS-MMIMEDCARTS-F5 | MISCELLANEOUS | F5 |  |  |  | MMIMEDCARTS | Carts, Central Supply, Medication |  |  | MISCELLANEOUS-MMIMEDCARTS-F5 |  |  |  | Not Covered Vendor Only - Biomedical | MHHS-TMC
NO | NO |  |  |  | SEG13057863HX |  | GE Healthcare | F5 |  | SEG13057863HX | TMC - HVI - CVICU (8HVI) | MHHS-TMC |  | Carts, Central Supply, Medication |  | SEG13057863HX |  | TMC |  | TMC - HVI - CVICU (8HVI) | [5 empty] | PHYSIOLOGIC MONITOR MODULE HOUSINGS |  | MISCELLANEOUS-MMIMEDCARTS-F5 | MISCELLANEOUS | F5 |  |  |  | MMIMEDCARTS | Carts, Central Supply, Medication |  |  | MISCELLANEOUS-MMIMEDCARTS-F5 |  |  |  | Covered PM Repair - Biomedical | MHHS-TMC
NO | NO |  |  |  | SEG13486783HX |  | GE Healthcare | F5 |  | SEG13486783HX | TMC - HVI - CVICU (8HVI) | MHHS-TMC |  | Carts, Central Supply, Medication |  | SEG13486783HX |  | TMC |  | TMC - HVI - CVICU (8HVI) | [5 empty] | PHYSIOLOGIC MONITOR MODULE HOUSINGS |  | MISCELLANEOUS-MMIMEDCARTS-F5 | MISCELLANEOUS | F5 |  |  |  | MMIMEDCARTS | Carts, Central Supply, Medication |  |  | MISCELLANEOUS-MMIMEDCARTS-F5 |  |  |  | Covered PM Repair - Biomedical | MHHS-TMC
NO | NO |  |  |  | SEG13486845HX |  | GE Healthcare | F5 |  | SEG13486845HX | TMC - HVI - CVICU (8HVI) | MHHS-TMC |  | Carts, Central Supply, Medication |  | SEG13486845HX |  | TMC |  | TMC - HVI - CVICU (8HVI) | [5 empty] | PHYSIOLOGIC MONITOR MODULE HOUSINGS |  | MISCELLANEOUS-MMIMEDCARTS-F5 | MISCELLANEOUS | F5 |  |  |  | MMIMEDCARTS | Carts, Central Supply, Medication |  |  | MISCELLANEOUS-MMIMEDCARTS-F5 |  |  |  | Covered PM Repair - Biomedical | MHHS-TMC
NO | NO |  |  |  | SEG13486859HX |  | GE Healthcare | F5 |  | SEG13486859HX | TMC - HVI - CVICU (8HVI) | MHHS-TMC |  | Carts, Central Supply, Medication |  | SEG13486859HX |  | TMC |  | TMC - HVI - CVICU (8HVI) | [5 empty] | PHYSIOLOGIC MONITOR MODULE HOUSINGS |  | MISCELLANEOUS-MMIMEDCARTS-F5 | MISCELLANEOUS | F5 |  |  |  | MMIMEDCARTS | Carts, Central Supply, Medication |  |  | MISCELLANEOUS-MMIMEDCARTS-F5 |  |  |  | Covered PM Repair - Biomedical | MHHS-TMC
NO | NO |  |  |  | 074-04712 |  | GE Healthcare | F5 |  | SEG15155618HG | TMC - HVI - HEART FAILURE ICU (5HVI) | MHHS-TMC |  | Carts, Central Supply, Medication |  | 074-04712 |  | TMC |  | TMC - HVI - HEART FAILURE ICU (5HVI) | [5 empty] | PHYSIOLOGIC MONITOR MODULE HOUSINGS |  | MISCELLANEOUS-MMIMEDCARTS-F5 | MISCELLANEOUS | F5 |  |  |  | MMIMEDCARTS | Carts, Central Supply, Medication |  |  | MISCELLANEOUS-MMIMEDCARTS-F5 |  |  |  | Covered PM Repair - Biomedical | MHHS-TMC
NO | NO | [5 empty] | GE Healthcare | F5 |  | SEG1210088HX | TMC - HVI - HEART FAILURE ICU (5HVI) | MHHS-TMC |  | Carts, Central Supply, Medication |  |  |  | TMC |  | TMC - HVI - HEART FAILURE ICU (5HVI) | [5 empty] | PHYSIOLOGIC MONITOR MODULE HOUSINGS |  | MISCELLANEOUS-MMIMEDCARTS-F5 | MISCELLANEOUS | F5 |  |  |  | MMIMEDCARTS | Carts, Central Supply, Medication |  |  | MISCELLANEOUS-MMIMEDCARTS-F5 |  |  |  | Covered PM Repair - Biomedical | MHHS-TMC
NO | NO | [5 empty] | GE Healthcare | F5 |  | 12090585HX | TMC - HVI - HEART FAILURE ICU (5HVI) | MHHS-TMC |  | Carts, Central Supply, Medication |  |  |  | TMC |  | TMC - HVI - HEART FAILURE ICU (5HVI) | [5 empty] | PHYSIOLOGIC MONITOR MODULE HOUSINGS |  | MISCELLANEOUS-MMIMEDCARTS-F5 | MISCELLANEOUS | F5 |  |  |  | MMIMEDCARTS | Carts, Central Supply, Medication |  |  | MISCELLANEOUS-MMIMEDCARTS-F5 |  |  |  | Covered PM Repair - Biomedical | MHHS-TMC
NO | NO | [5 empty] | GE Healthcare | F5 |  | SEG1207004HX | TMC - HVI - HEART FAILURE ICU (5HVI) | MHHS-TMC |  | Carts, Central Supply, Medication |  |  |  | TMC |  | TMC - HVI - HEART FAILURE ICU (5HVI) | [5 empty] | PHYSIOLOGIC MONITOR MODULE HOUSINGS |  | MISCELLANEOUS-MMIMEDCARTS-F5 | MISCELLANEOUS | F5 |  |  |  | MMIMEDCARTS | Carts, Central Supply, Medication |  |  | MISCELLANEOUS-MMIMEDCARTS-F5 |  |  |  | Covered PM Repair - Biomedical | MHHS-TMC
NO | NO | [5 empty] | GE Healthcare | F5 |  | SEG12090586HX | TMC - HVI - HEART FAILURE ICU (5HVI) | MHHS-TMC |  | Carts, Central Supply, Medication |  |  |  | TMC |  | TMC - HVI - HEART FAILURE ICU (5HVI) | [5 empty] | PHYSIOLOGIC MONITOR MODULE HOUSINGS |  | MISCELLANEOUS-MMIMEDCARTS-F5 | MISCELLANEOUS | F5 |  |  |  | MMIMEDCARTS | Carts, Central Supply, Medication |  |  | MISCELLANEOUS-MMIMEDCARTS-F5 |  |  |  | Covered PM Repair - Biomedical | MHHS-TMC
NO | NO | [5 empty] | GE Healthcare | F5 |  | SEG12090591HX | TMC - HVI - HEART FAILURE ICU (5HVI) | MHHS-TMC |  | Carts, Central Supply, Medication |  |  |  | TMC |  | TMC - HVI - HEART FAILURE ICU (5HVI) | [5 empty] | PHYSIOLOGIC MONITOR MODULE HOUSINGS |  | MISCELLANEOUS-MMIMEDCARTS-F5 | MISCELLANEOUS | F5 |  |  |  | MMIMEDCARTS | Carts, Central Supply, Medication |  |  | MISCELLANEOUS-MMIMEDCARTS-F5 |  |  |  | Covered PM Repair - Biomedical | MHHS-TMC
NO | NO | [5 empty] | GE Healthcare | F5 |  | SEG12493346HX | TMC - HVI - HEART FAILURE ICU (5HVI) | MHHS-TMC |  | Carts, Central Supply, Medication |  |  |  | TMC |  | TMC - HVI - HEART FAILURE ICU (5HVI) | [5 empty] | PHYSIOLOGIC MONITOR MODULE HOUSINGS |  | MISCELLANEOUS-MMIMEDCARTS-F5 | MISCELLANEOUS | F5 |  |  |  | MMIMEDCARTS | Carts, Central Supply, Medication |  |  | MISCELLANEOUS-MMIMEDCARTS-F5 |  |  |  | Covered PM Repair - Biomedical | MHHS-TMC
NO | NO | [5 empty] | GE Healthcare | F5 |  | SEG12493365HX | TMC - HVI - HEART FAILURE ICU (5HVI) | MHHS-TMC |  | Carts, Central Supply, Medication |  |  |  | TMC |  | TMC - HVI - HEART FAILURE ICU (5HVI) | [5 empty] | PHYSIOLOGIC MONITOR MODULE HOUSINGS |  | MISCELLANEOUS-MMIMEDCARTS-F5 | MISCELLANEOUS | F5 |  |  |  | MMIMEDCARTS | Carts, Central Supply, Medication |  |  | MISCELLANEOUS-MMIMEDCARTS-F5 |  |  |  | Covered PM Repair - Biomedical | MHHS-TMC
NO | NO | [5 empty] | GE Healthcare | F5 |  | SEG12493343HX | TMC - HVI - HEART FAILURE ICU (5HVI) | MHHS-TMC |  | Carts, Central Supply, Medication |  |  |  | TMC |  | TMC - HVI - HEART FAILURE ICU (5HVI) | [5 empty] | PHYSIOLOGIC MONITOR MODULE HOUSINGS |  | MISCELLANEOUS-MMIMEDCARTS-F5 | MISCELLANEOUS | F5 |  |  |  | MMIMEDCARTS | Carts, Central Supply, Medication |  |  | MISCELLANEOUS-MMIMEDCARTS-F5 |  |  |  | Covered PM Repair - Biomedical | MHHS-TMC
NO | NO | [5 empty] | GE Healthcare | F5 |  | SEG12493333HX | TMC - HVI - HEART FAILURE ICU (5HVI) | MHHS-TMC |  | Carts, Central Supply, Medication |  |  |  | TMC |  | TMC - HVI - HEART FAILURE ICU (5HVI) | [5 empty] | PHYSIOLOGIC MONITOR MODULE HOUSINGS |  | MISCELLANEOUS-MMIMEDCARTS-F5 | MISCELLANEOUS | F5 |  |  |  | MMIMEDCARTS | Carts, Central Supply, Medication |  |  | MISCELLANEOUS-MMIMEDCARTS-F5 |  |  |  | Covered PM Repair - Biomedical | MHHS-TMC
NO | NO | [5 empty] | GE Healthcare | F5 |  | SEG12493360HX | TMC - HVI - HEART FAILURE ICU (5HVI) | MHHS-TMC |  | Carts, Central Supply, Medication |  |  |  | TMC |  | TMC - HVI - HEART FAILURE ICU (5HVI) | [5 empty] | PHYSIOLOGIC MONITOR MODULE HOUSINGS |  | MISCELLANEOUS-MMIMEDCARTS-F5 | MISCELLANEOUS | F5 |  |  |  | MMIMEDCARTS | Carts, Central Supply, Medication |  |  | MISCELLANEOUS-MMIMEDCARTS-F5 |  |  |  | Covered PM Repair - Biomedical | MHHS-TMC
NO | NO | [5 empty] | GE Healthcare | F5 |  | SEG12493330HX | TMC - HVI - HEART FAILURE ICU (5HVI) | MHHS-TMC |  | Carts, Central Supply, Medication |  |  |  | TMC |  | TMC - HVI - HEART FAILURE ICU (5HVI) | [5 empty] | PHYSIOLOGIC MONITOR MODULE HOUSINGS |  | MISCELLANEOUS-MMIMEDCARTS-F5 | MISCELLANEOUS | F5 |  |  |  | MMIMEDCARTS | Carts, Central Supply, Medication |  |  | MISCELLANEOUS-MMIMEDCARTS-F5 |  |  |  | Covered PM Repair - Biomedical | MHHS-TMC
NO | NO |  |  |  | SEG12090585HX |  | GE Healthcare | F5 |  | SEG12090585HX | TMC - JONES - TSCU (9J) | MHHS-TMC |  | Carts, Central Supply, Medication |  | SEG12090585HX |  | TMC |  | TMC - JONES - TSCU (9J) | [5 empty] | PHYSIOLOGIC MONITOR MODULE HOUSINGS |  | MISCELLANEOUS-MMIMEDCARTS-F5 | MISCELLANEOUS | F5 |  |  |  | MMIMEDCARTS | Carts, Central Supply, Medication |  |  | MISCELLANEOUS-MMIMEDCARTS-F5 |  |  |  | Covered PM Repair - Biomedical | MHHS-TMC
NO | NO |  |  |  | SEG12090590HX |  | GE Healthcare | F5 |  | SEG12090590HX | TMC - JONES - TSCU (9J) | MHHS-TMC |  | Carts, Central Supply, Medication |  | SEG12090590HX |  | TMC |  | TMC - JONES - TSCU (9J) | [5 empty] | PHYSIOLOGIC MONITOR MODULE HOUSINGS |  | MISCELLANEOUS-MMIMEDCARTS-F5 | MISCELLANEOUS | F5 |  |  |  | MMIMEDCARTS | Carts, Central Supply, Medication |  |  | MISCELLANEOUS-MMIMEDCARTS-F5 |  |  |  | Covered PM Repair - Biomedical | MHHS-TMC
NO | NO |  |  |  | SEG15155612HX |  | GE Healthcare | F5 |  | SEG15155612HX | TMC - JONES - TSCU (9J) | MHHS-TMC |  | Carts, Central Supply, Medication |  | SEG15155612HX |  | TMC |  | TMC - JONES - TSCU (9J) | [5 empty] | PHYSIOLOGIC MONITOR MODULE HOUSINGS |  | MISCELLANEOUS-MMIMEDCARTS-F5 | MISCELLANEOUS | F5 |  |  |  | MMIMEDCARTS | Carts, Central Supply, Medication |  |  | MISCELLANEOUS-MMIMEDCARTS-F5 |  |  |  | Covered PM Repair - Biomedical | MHHS-TMC
NO | NO |  |  |  | SEG15155624HX |  | GE Healthcare | F5 |  | SEG15155624HX | TMC - JONES - TSCU (9J) | MHHS-TMC |  | Carts, Central Supply, Medication |  | SEG15155624HX |  | TMC |  | TMC - JONES - TSCU (9J) | [5 empty] | PHYSIOLOGIC MONITOR MODULE HOUSINGS |  | MISCELLANEOUS-MMIMEDCARTS-F5 | MISCELLANEOUS | F5 |  |  |  | MMIMEDCARTS | Carts, Central Supply, Medication |  |  | MISCELLANEOUS-MMIMEDCARTS-F5 |  |  |  | Covered PM Repair - Biomedical | MHHS-TMC
NO | NO |  |  |  | SEG15155632HX |  | GE Healthcare | F5 |  | SEG15155632HX | TMC - JONES - TSCU (9J) | MHHS-TMC |  | Carts, Central Supply, Medication |  | SEG15155632HX |  | TMC |  | TMC - JONES - TSCU (9J) | [5 empty] | PHYSIOLOGIC MONITOR MODULE HOUSINGS |  | MISCELLANEOUS-MMIMEDCARTS-F5 | MISCELLANEOUS | F5 |  |  |  | MMIMEDCARTS | Carts, Central Supply, Medication |  |  | MISCELLANEOUS-MMIMEDCARTS-F5 |  |  |  | Covered PM Repair - Biomedical | MHHS-TMC
NO | NO |  |  |  | SEG15155638HX |  | GE Healthcare | F5 |  | SEG15155638HX | TMC - JONES - TSCU (9J) | MHHS-TMC |  | Carts, Central Supply, Medication |  | SEG15155638HX |  | TMC |  | TMC - JONES - TSCU (9J) | [5 empty] | PHYSIOLOGIC MONITOR MODULE HOUSINGS |  | MISCELLANEOUS-MMIMEDCARTS-F5 | MISCELLANEOUS | F5 |  |  |  | MMIMEDCARTS | Carts, Central Supply, Medication |  |  | MISCELLANEOUS-MMIMEDCARTS-F5 |  |  |  | Covered PM Repair - Biomedical | MHHS-TMC
NO | NO |  |  |  | SEG15155640HX |  | GE Healthcare | F5 |  | SEG15155640HX | TMC - JONES - TSCU (9J) | MHHS-TMC |  | Carts, Central Supply, Medication |  | SEG15155640HX |  | TMC |  | TMC - JONES - TSCU (9J) | [5 empty] | PHYSIOLOGIC MONITOR MODULE HOUSINGS |  | MISCELLANEOUS-MMIMEDCARTS-F5 | MISCELLANEOUS | F5 |  |  |  | MMIMEDCARTS | Carts, Central Supply, Medication |  |  | MISCELLANEOUS-MMIMEDCARTS-F5 |  |  |  | Covered PM Repair - Biomedical | MHHS-TMC
NO | NO |  |  |  | 074-04743 |  | GE Healthcare | F5 |  | SEG13110350HX | TMC - OR - ANESTHESIA (OLD) | MHHS-TMC |  | Carts, Central Supply, Medication |  | 074-04743 |  | TMC |  | TMC - OR - ANESTHESIA (OLD) | [5 empty] | PHYSIOLOGIC MONITOR MODULE HOUSINGS |  | MISCELLANEOUS-MMIMEDCARTS-F5 | MISCELLANEOUS | F5 |  |  |  | MMIMEDCARTS | Carts, Central Supply, Medication |  |  | MISCELLANEOUS-MMIMEDCARTS-F5 |  |  |  | Covered PM Repair - Biomedical | MHHS-TMC
NO | NO | [5 empty] | GE Healthcare | F5 |  | SEG12389226HX | TMC - OR - ANESTHESIA (OLD) | MHHS-TMC |  | Carts, Central Supply, Medication |  |  |  | TMC |  | TMC - OR - ANESTHESIA (OLD) | [5 empty] | PHYSIOLOGIC MONITOR MODULE HOUSINGS |  | MISCELLANEOUS-MMIMEDCARTS-F5 | MISCELLANEOUS | F5 |  |  |  | MMIMEDCARTS | Carts, Central Supply, Medication |  |  | MISCELLANEOUS-MMIMEDCARTS-F5 |  |  |  | Covered PM Repair - Biomedical | MHHS-TMC
NO | NO |  |  |  | 069-44059 |  | GE Healthcare | F5 |  | SEG19280076HX | TMC - SAROFIM 1 - ADULT ER | MHHS-TMC |  | Carts, Central Supply, Medication |  | 069-44059 |  | TMC |  | TMC - SAROFIM 1 - ADULT ER | [5 empty] | PHYSIOLOGIC MONITOR MODULE HOUSINGS |  | MISCELLANEOUS-MMIMEDCARTS-F5 | MISCELLANEOUS | F5 |  |  |  | MMIMEDCARTS | Carts, Central Supply, Medication |  |  | MISCELLANEOUS-MMIMEDCARTS-F5 |  |  |  | Covered PM Repair - Biomedical | MHHS-TMC
YES | YES | Serial Number M1115512 |  |  | 099-05079 | 099-05079 | GE Healthcare | F5-01 |  | M1115512 | TMC - RESPIRATORY - ADULT |  |  |  |  | 099-05079 | 099-05079 |  | TMC | TMC - RESPIRATORY - ADULT | Memorial Hermann- Texas Medical Center NICU |  |  |  | No PM Sticker
YES | YES |  |  |  | 099-05090 | 099-05090 | GE Healthcare | F5-01 |  | SEG14414575HX | TMC - RESPIRATORY - ADULT |  |  |  |  | 099-05090 | 099-05090 |  | TMC | TMC - RESPIRATORY - ADULT | Memorial Hermann- Texas Medical Center NICU | 3/1/20 |  |  | No PM Sticker
YES | YES |  |  |  | 099-05081 | 099-05081 | GE Healthcare | F5-01 |  | SEG14415375HX | TMC - RESPIRATORY - ADULT |  |  |  |  | 099-05081 | 099-05081 |  | TMC | TMC - RESPIRATORY - ADULT | Memorial Hermann- Texas Medical Center NICU | 3/1/20 |  |  | No PM Sticker
YES | YES |  |  |  | 099-05083 | 099-05083 | GE Healthcare | F5-01 |  | SEG214414574HX | TMC - RESPIRATORY - ADULT |  |  |  |  | 099-05083 | 099-05083 |  | TMC | TMC - RESPIRATORY - ADULT | Memorial Hermann- Texas Medical Center NICU | 3/1/20 |  |  | No PM Sticker
YES | YES |  |  |  | 099-05087 | 099-05087 | GE Healthcare | F5-01 |  | SEG1504-3608Hx | Bear A |  |  |  |  | 099-05087 | 099-05087 |  | TMC | Bear A | Memorial Hermann- Childrens NICU | 3/1/20 |  |  | No PM Sticker
YES | YES |  |  |  | 099-05706 | 099-05706 | GE Healthcare | F5-01 |  | SEG15032975HX | NICU bear A |  |  |  |  | 099-05706 | 099-05706 |  | TMC | NICU bear A | Memorial Hermann-Texas Medical Center NICU | 3/1/20 |  |  | No PM Sticker
YES | YES |  |  |  | 099-05736 | 099-05736 | GE Healthcare | F5-01 |  | SEG17200152HX | Memorial Hermann- Texas Medical Center STICU |  |  |  |  | 099-05736 | 099-05736 |  | TMC | Memorial Hermann- Texas Medical Center STICU | STICU 21 | 3/1/20 |  |  | No PM Sticker
YES | YES |  |  |  | 099-09384 | 099-09384 | GE Healthcare | F5-01 |  | SEG13475823HX | Memorial Hermann- Texas Medica Center Robertson Serafine |  |  |  |  | 099-09384 | 099-09384 |  | TCM | Memorial Hermann- Texas Medica Center Robertson Serafine | Floor 834 | 3/1/20 |  |  | No PM Sticker
NO | YES |  |  |  | 069-27580 | 069-27580 | GE Healthcare | Fabius gs premiun |  | Asad-0003 | TMC-OR-Robertson (2R) |  |  |  |  | 069-27580 | 069-27580 | TMC | MHHS-TMC | TMC-OR-Robertson (2R) | Pedi or storage |  |  |  | No pm sticker
YES | YES | [5 empty] | GE Healthcare | Flashpad HD 2530 |  | 281644FPDET2 | Katy-Radiology | [6 empty] | Katy | Memorial Hermann Katy Hospital | Katy-Radiology | Hall way |  |  |  | Det#2. No pm stickerbihiogjvgy
YES | YES | [5 empty] | GE Healthcare | FlashPad HD 3543 |  |  | Katy-Radiology | [6 empty] | Katy | Memorial Hermann Katy Hospital | Katy-Radiology | Hall way |  |  |  | No pm sticker
YES | YES | [5 empty] | GE Healthcare | Flashpad HD 3543 |  |  | SW RADIOLOGY | [6 empty] | Southwest | MEMORIAL HERMANN SOUTHWEST HOSPITAL | SW RADIOLOGY | RADIOLOGY |  |  |  | No pm
YES | YES | [5 empty] | GE Healthcare | Flashpad HD 3543 |  |  | SW RADIOLOGY | [6 empty] | Southwest | MEMORIAL HERMANN SOUTHWEST HOSPITAL | SW RADIOLOGY | RADIOLOGY |  |  |  | No pm
YES | YES | [5 empty] | GE Healthcare | FlashPad HD 3543 |  |  | Radiology | [6 empty] | Southeast | Memorial Hermann Southeast Hospital | Radiology | On GE portable |  |  |  | No pm sticker
YES | YES | [5 empty] | GE Healthcare | Flex Coil 1.5T |  |  | Radiology | [6 empty] | West | Memorial Hermann Memorial City Medical Center | Radiology | MRI
YES | YES | [5 empty] | GE Healthcare | Flex Coil 1.5T |  |  | Radiology | [6 empty] | West | Memorial Hermann Memorial City Medical Center | Radiology | MRI
YES | YES |  |  |  | 099-13025 | 099-13025 | GE Healthcare | Frame F5-01 |  | SEG16500017HX | [5 empty] | 099-13025 | 099-13025 | TMC | Memorial Hermann Heart |  | CIMU 31
YES | YES |  |  |  | 099-06445 | 099-06445 | GE Healthcare | FSF |  | GELU60411 | SE- NICU |  |  |  |  | 099-06445 | 099-06445 | Southeast | Memorial Hermann Southeast Hospital | SE- NICU | E4 005.11A
YES | YES |  |  |  | 099-06140 | 099-06140 | GE Healthcare | G1500213 |  |  | SE - OR |  |  |  |  | 099-06140 | 099-06140 | Southeast | Memorial Hermann South East | SE - OR | OR corridor
YES | YES |  |  |  | 041-34010 | 041-34010 | GE Healthcare | G1500213 |  |  | MEMORIAL CITY - CATH LAB |  |  |  |  | 041-34010 | 041-34010 | West | Heart | MEMORIAL CITY - CATH LAB | EP 215.1 Cath Lab 1 |  |  |  |  | PHYSIOLOGIC MONITOR MODULES, ANESTHETIC GAS
YES | YES |  |  |  | 099-00696 | 099-00696 | GE Healthcare | Giraffe |  |  | NE - 2nd - NICU |  |  |  |  | 099-00696 | 099-00696 | Katy | Memorial Hermann Northeast Hospital | NE - 2nd - NICU
NO | YES |  |  |  | 041-11841 | 041-11841 | GE Healthcare | Giraffe bedded warmer |  | HDJM51479 | MEMORIAL CITY - PEDIATRICS |  |  |  |  | 041-11841 | 041-11841 | West | West | MEMORIAL CITY - PEDIATRICS | MH4:205 Room 4M17
NO | YES |  |  |  | 041-11840 | 041-11840 | GE Healthcare | Giraffe bedded warmer |  | HDJM51414 | MEMORIAL CITY - MHT - NICU |  |  |  |  | 041-11840 | 041-11840 | West | West | MEMORIAL CITY - MHT - NICU | MH4:104 Room4M31
NO | YES |  |  |  | 151-02678 | 151-02678 | GE Healthcare | GIRAFFE BLUE SPOT PT LITE |  | QAAX61279 | CY-NICU | MHHS-Cypress |  | Lamp, Phototherapy |  | 151-02678 | 151-02678 | Northwest | MHHS-Cypress | CY-NICU | NICU 4 | 11/1/19 | 11/1/20 |  |  | PHOTOTHERAPY UNITS | Lamp, Phototherapy | LAMPPHOTOTHERAPY-GE-Giraffe Blue Spot PT Lite | LAMPPHOTOTHERAPY | Giraffe Blue Spot PT Lite |  |  |  | GE | Lamp, Phototherapy |  | LAMPPHOTOTHERAPY-GE-Giraffe Blue Spot PT Lite |  | 11/29/19 |  | LP-A | Covered PM Repair - Biomedical | MHHS-Cypress | [8 empty] | LAMPPHOTOTHERAPY | Lamp, Phototherapy | GE
NO | YES |  |  |  | 151-02679 | 151-02679 | GE Healthcare | GIRAFFE BLUE SPOT PT LITE |  | QAAX61275 | CY-NICU | MHHS-Cypress |  | Lamp, Phototherapy |  | 151-02679 | 151-02679 | Northwest | MHHS-Cypress | CY-NICU | On giraffe bed in nicu storage | 11/1/19 | 11/1/20 |  |  | PHOTOTHERAPY UNITS | Lamp, Phototherapy | LAMPPHOTOTHERAPY-GE-Giraffe Blue Spot PT Lite | LAMPPHOTOTHERAPY | Giraffe Blue Spot PT Lite |  |  |  | GE | Lamp, Phototherapy |  | LAMPPHOTOTHERAPY-GE-Giraffe Blue Spot PT Lite |  |  |  | LP-A | Covered PM Repair - Biomedical | MHHS-Cypress | [8 empty] | LAMPPHOTOTHERAPY | Lamp, Phototherapy | GE
NO | YES |  |  |  | 151-02680 | 151-02680 | GE Healthcare | GIRAFFE BLUE SPOT PT LITE |  | QAAX60343 | CY-NICU | MHHS-Cypress |  | Lamp, Phototherapy |  | 151-02680 | 151-02680 | Northwest | MHHS-Cypress | CY-NICU | Nursery | 11/1/19 | 11/1/20 |  |  | PHOTOTHERAPY UNITS | Lamp, Phototherapy | LAMPPHOTOTHERAPY-GE-Giraffe Blue Spot PT Lite | LAMPPHOTOTHERAPY | Giraffe Blue Spot PT Lite |  |  |  | GE | Lamp, Phototherapy |  | LAMPPHOTOTHERAPY-GE-Giraffe Blue Spot PT Lite |  |  |  | LP-A | Covered PM Repair - Biomedical | MHHS-Cypress | [8 empty] | LAMPPHOTOTHERAPY | Lamp, Phototherapy | GE
NO | YES |  |  |  | 151-02681 | 151-02681 | GE Healthcare | GIRAFFE BLUE SPOT PT LITE |  | QAAX61283 | CY-NICU | MHHS-Cypress |  | Lamp, Phototherapy |  | 151-02681 | 151-02681 | Northwest | MHHS-Cypress | CY-NICU | Nursery | 11/1/19 | 11/1/20 |  |  | PHOTOTHERAPY UNITS | Lamp, Phototherapy | LAMPPHOTOTHERAPY-GE-Giraffe Blue Spot PT Lite | LAMPPHOTOTHERAPY | Giraffe Blue Spot PT Lite |  |  |  | GE | Lamp, Phototherapy |  | LAMPPHOTOTHERAPY-GE-Giraffe Blue Spot PT Lite |  | 11/1/18 |  | LP-A | Covered PM Repair - Biomedical | MHHS-Cypress | [8 empty] | LAMPPHOTOTHERAPY | Lamp, Phototherapy | GE
NO | YES |  |  |  | 009-08110 | 009-08110 | GE Healthcare | GIRAFFE BLUE SPOT PT LITE |  | QAAX61796 | GH - NICU | MHHS-Greater Heights |  | Lamp, Phototherapy |  | 009-08110 | 009-08110 | Central | Memorial Hermann Greater Heights Hospital | GH - NICU | GH - NICU - Level 2 Nursey 2 |  |  |  |  | PHOTOTHERAPY UNITS |  | LAMPPHOTOTHERAPY-GE-Giraffe Blue Spot PT Lite | LAMPPHOTOTHERAPY | Giraffe Blue Spot PT Lite |  |  |  | GE | Lamp, Phototherapy |  | LAMPPHOTOTHERAPY-GE-Giraffe Blue Spot PT Lite |  |  |  |  | Covered PM Repair - Biomedical | MHHS-Greater Heights
YES | YES |  |  |  | 099-00693 | 099-00693 | GE Healthcare | Giraffe Blue Spot PT Lite |  |  | NE - 2nd - NICU |  |  |  |  | 099-00693 | 099-00693 | Katy | Memorial Hermann Northeast Hospital | NE - 2nd - NICU | [6 empty] | Lamp, Phototherapy | LAMPPHOTOTHERAPY-GE-Giraffe Blue Spot PT Lite | [12 empty] | LP-A | [10 empty] | LAMPPHOTOTHERAPY | Lamp, Phototherapy | GE
YES | YES |  |  |  | 099-00698 | 099-00698 | GE Healthcare | Giraffe Blue Spot PT Lite |  |  | NE - 2nd - NICU |  |  |  |  | 099-00698 | 099-00698 | NorthEast | Memorial Hermann Northeast Hospital | NE - 2nd - NICU | [6 empty] | Lamp, Phototherapy | LAMPPHOTOTHERAPY-GE-Giraffe Blue Spot PT Lite | [12 empty] | LP-A | [10 empty] | LAMPPHOTOTHERAPY | Lamp, Phototherapy | GE
YES | YES | Serial Number Cnf |  |  | 099-00997 | 099-00997 | GE Healthcare | Giraffe Blue Spot PT Lite |  | Cnf | [5 empty] | 099-00997 | 099-00997 | [7 empty] | No pm |  | Lamp, Phototherapy | LAMPPHOTOTHERAPY-GE-Giraffe Blue Spot PT Lite | [12 empty] | LP-A | [10 empty] | LAMPPHOTOTHERAPY | Lamp, Phototherapy | GE
YES | YES |  |  |  | 099-02399 | 099-02399 | GE Healthcare | Giraffe Blue Spot PT Lite |  |  | NE - NICU |  |  |  |  | 099-02399 | 099-02399 | NorthEast | Memorial Hermann Northeast Hospital | NE - NICU | [6 empty] | Lamp, Phototherapy | LAMPPHOTOTHERAPY-GE-Giraffe Blue Spot PT Lite | [12 empty] | LP-A | [10 empty] | LAMPPHOTOTHERAPY | Lamp, Phototherapy | GE
YES | YES |  |  |  | 013-14964 | 013-14964 | GE Healthcare | Giraffe Blue Spot PT Lite |  | HEBG50423 | SW-NICU |  |  |  |  | 013-14964 | 013-14964 | Southwest | Memorial Hermann Southwest Hospital | SW-NICU | Soiled Equipment Storage
YES | YES | Serial Number Cnf |  |  | 013-14965 | 013-14965 | GE Healthcare | Giraffe Blue Spot PT Lite |  | Cnf | Sw-NICU |  |  |  |  | 013-14965 | 013-14965 | Southwest | Memorial Hermann Southwest Hospital | Sw-NICU | NICU |  |  | 3/1/20
YES | YES | Serial Number Cnf |  |  | 099-14373 | 099-14373 | GE Healthcare | Giraffe Blue Spot PT Lite |  | Cnf | SW - NICU |  |  |  |  | 099-14373 | 099-14373 | Southwest | Memorial Hermann Southwest Hospital | SW - NICU | Nicu level 3 | [6 empty] | LAMPPHOTOTHERAPY-GE-Giraffe Blue Spot PT Lite
NO | YES |  |  |  | 145-01017 | 145-01017 | GE Healthcare | Giraffe Blue Spot PT Lite |  | NSN | SE- NICU |  |  |  |  | 145-01017 | 145-01017 | Southeast | Memorial Hermann Southeast Hospital | SE- NICU | E4 005.11A
NO | NO |  |  |  | 009-08108 |  | GE Healthcare | GIRAFFE BLUE SPOT PT LITE |  | QAAX61793 | GH - NICU | MHHS-Greater Heights |  | Lamp, Phototherapy |  | 009-08108 |  | Central & Greater Heights |  | GH - NICU | [5 empty] | PHOTOTHERAPY UNITS |  | LAMPPHOTOTHERAPY-GE-Giraffe Blue Spot PT Lite | LAMPPHOTOTHERAPY | Giraffe Blue Spot PT Lite |  |  |  | GE | Lamp, Phototherapy |  | LAMPPHOTOTHERAPY-GE-Giraffe Blue Spot PT Lite |  |  |  |  | Covered PM Repair - Biomedical | MHHS-Greater Heights
NO | NO |  |  |  | 009-08109 |  | GE Healthcare | GIRAFFE BLUE SPOT PT LITE |  | QAAX61794 | GH - NICU | MHHS-Greater Heights |  | Lamp, Phototherapy |  | 009-08109 |  | Central & Greater Heights |  | GH - NICU | [5 empty] | PHOTOTHERAPY UNITS |  | LAMPPHOTOTHERAPY-GE-Giraffe Blue Spot PT Lite | LAMPPHOTOTHERAPY | Giraffe Blue Spot PT Lite |  |  |  | GE | Lamp, Phototherapy |  | LAMPPHOTOTHERAPY-GE-Giraffe Blue Spot PT Lite |  |  |  |  | Covered PM Repair - Biomedical | MHHS-Greater Heights
NO | YES |  |  |  | 041-12596 | 041-12596 | GE HealthCare | Giraffe Incubator |  | HDHM50697 | Memorial City -Neonatal |  |  |  |  | 041-12596 | 041-12596 | Memorial City | West | Memorial City -Neonatal | MH4:312 Equipment storage
NO | YES | Asset Tag 129-05937 |  |  | 129-05937 | 129-05937 | GE Healthcare | Giraffe OmniBed |  | HDGU60092 | Sugar Land-Nursery |  |  |  |  | 129-05937 | 129-05937 | Sugar Land | MHHS-Sugarland | Sugar Land-Nursery | NICU - Rollover Nursery - W3 125.2 | 7/1/19 | 7/1/20 |  |  |  | Incubator, Infant | INCUBATORINFANT-GE-Giraffe OmniBed | [12 empty] | II-SA | [10 empty] | INCUBATORINFANT | Incubator, Infant | GE
NO | YES |  |  |  | 013-38985 | 013-38985 | GE Healthcare | Giraffe OmniBed |  | HDGG54390 | SW-NICU |  |  |  |  | 013-38985 | 013-38985 | Southwest | MHHS-Southwest | SW-NICU | Soiled Equipment Storage | 10/1/19 |  | 4/1/20
NO | YES |  |  |  | 013-09588 | 013-09588 | GE Healthcare | Giraffe OmniBed |  | HDHF54077 | SW-NICU |  |  |  |  | 013-09588 | 013-09588 | Southwest | MHHS-Southwest | SW-NICU | NICU
NO | YES |  |  |  | 145-00619 | 145-00619 | GE Healthcare | Giraffe OmniBed |  | HDGU67883 | SE- NICU |  |  |  |  | 145-00619 | 145-00619 | Southeast | Memorial Hermann Southeast Hospital | SE- NICU | E4 005.11A
NO | YES |  |  |  | 005-05772 | 005-05772 | GE Healthcare | Giraffe OmniBed |  | HDGL50276 | SE- NICU |  |  |  |  | 005-05772 | 005-05772 | Southeast | Memorial Hermann Southeast Hospital | SE- NICU | E4 005 | 3/1/20 |  | 3/1/21
NO | YES |  |  |  | 041-12633 | 041-12633 | GE Healthcare | Giraffe OmniBed |  | HDGM51238 | MEMORIAL CITY - MHT - NICU |  |  |  |  | 041-12633 | 041-12633 | West | Memorial Hermann Memorial City Medical Center | MEMORIAL CITY - MHT - NICU | MEMORIAL CITY MHT NICU
YES | YES |  |  |  | 151-04740 | 151-04740 | GE Healthcare | Giraffe Stand-Alone |  | STPV50293 | CY - L |  |  |  |  | 151-04740 | 151-04740 | Northwest | Memorial Hermann Cypress Hospital | CY - L | Infant resusitation |  |  |  | Cnf pm
NO | YES |  |  |  | 005-13063 | 005-13063 | GE Healthcare | GIRAFFE STAND-ALONE INFANT RESUSCITATION SYSTEM |  | STPU51067 | Memorial Hermann- SE | MHHS-Southeast |  |  |  | 005-13063 | 005-13063 | Southeast & Bay Area | Memorial Hermann- SE | Memorial Hermann- SE | L | 5/1/19 |  | 12/1/19 |  | RESUSCITATORS, PULMONARY |  | .needs class | [5 empty] | GE |  |  |  |  | 2/13/20 |  |  | Not Covered Vendor Only - Biomedical | MHHS-Southeast
NO | YES |  |  |  | 129-31364 | 129-31364 | GE Healthcare | GIRAFFE STAND-ALONE INFANT RESUSCITATION SYSTEM |  | SABY71224 | Sugar Land-Labor & Delivery | MHHS-Sugarland |  |  |  | 129-31364 | 129-31364 | Sugar Land | MHHS-Sugarland | Sugar Land-Labor & Delivery | Nursery | 12/1/19 |  | 12/1/20 |  | RESUSCITATORS, PULMONARY |  | .needs class | [5 empty] | GE |  |  |  |  | 2/13/20 |  |  | Not Covered Vendor Only - Biomedical | MHHS-Sugarland
YES | YES |  |  |  | 133-10101 | 133-10101 | GE Healthcare | Giraffe T-Piece 1502 |  | G217022876 | KATY - POSTPARTUM - 2W |  |  |  |  | 133-10101 | 133-10101 | Katy | Memorial Hermann Katy Hospital | KATY - POSTPARTUM - 2W | C-Section 1 | 7/1/19 | 7/1/20
YES | YES |  |  |  | 029-06235 | 029-06235 | GE Healthcare | Giraffe T-Piece 1502 |  |  | Labor / Delivery OR |  |  |  |  | 029-06235 | 029-06235 | Woodlands | Memorial Hermann Hospital Woodlands | Labor / Delivery OR | OR 2 | 5/1/19 |  | 5/1/20
YES | YES |  |  |  | 029-13017 | 029-13017 | GE Healthcare | Giraffe T-Piece 1502 |  | G22001166 | WOODLANDS - CENTRAL SUPPLY |  |  |  |  | 029-13017 | 029-13017 |  |  | WOODLANDS - CENTRAL SUPPLY | Nicu or 3 |  |  | 8/1/20
NO | YES |  |  |  | 013-19212 | 013-19212 | GE Healthcare | Giraffe Warmer |  | HDJQ50439 | SW-NICU |  |  |  |  | 013-19212 | 013-19212 | Southwest | MHHS-Southwest | SW-NICU | NICU Level 3
NO | YES |  |  |  | 041-11845 | 041-11845 | GE Healthcare | Giraffe Warmer |  | HDJM51411 | MEMORIAL CITY - MHT - NICU |  |  |  |  | 041-11845 | 041-11845 | West | Memorial Hermann Memorial City Medical Center | MEMORIAL CITY - MHT - NICU | MEMORIAL CITY MHT NICU
YES | YES |  |  |  | 020-12697 | 029-12697 | GE Healthcare | GIRRAFFE WARMER |  |  | WOODLANDS - NICU |  |  |  |  | 020-12697 | 029-12697 | Woodlands | Memorial Hermann The Woodlands Medical Center | WOODLANDS - NICU | NICU | 8/1/19 |  | 8/1/20 | NICU ROOM 31
YES | YES |  |  |  | 069-35011 | 069-35011 | GE Healthcare | GMR04 |  |  | TMC - RADIOLOGY - JONES PAVILION |  |  |  |  | 069-35011 | 069-35011 | TMC | Memorial Hermann-Texas Medical Center | TMC - RADIOLOGY - JONES PAVILION | J2 400.18
YES | YES |  |  |  |  | 099-11357 | GE Healthcare | GMR04AAMAWW |  | 03544ACLC00885 | Transitional Care Unit | [5 empty] | 099-11357 | TMC | Memorial Hermann-Texas Medical Center | Transitional Care Unit | Nurse station
YES | YES |  |  |  |  | 099-11536 | GE Healthcare | GMR04AAMAWW |  | 03544ACLC00007Z | J632 | [5 empty] | 099-11536 |  | TMC | J632 | TMC - 6Johns | 3/1/20 |  |  | No PM Sticker
NO | YES |  |  |  | 041-32140 | 041-32140 | GE Healthcare | GOV - AVANCE CS2 |  | APKX00423 | MEMORIAL CITY - CATH LAB | MHHS-Mem City |  |  |  | 041-32140 | 041-32140 | West | Heart | MEMORIAL CITY - CATH LAB | EP 215.1 Cath Lab 1 |  |  |  |  | PHYSIOLOGIC MONITOR MODULES, ANESTHETIC GAS |  | .needs class | [5 empty] | GE | [7 empty] | Covered PM Repair - Biomedical | MHHS-Mem City
YES | YES |  |  |  | 099-07894 | 099-07894 | GE Healthcare | Gth21kbxabb |  | Lr131932 | TMC - OR - ROBERTSON (2R) |  |  |  |  | 099-07894 | 099-07894 | TMC | Memorial Hermann-Texas Medical Center | TMC - OR - ROBERTSON (2R) | Clean core |  |  |  | No pm
YES | YES |  |  |  | 129-07536 | 129-07536 | GE Healthcare | GTS18DBPJLWW |  | AL500299 | MH MG - (STX) - SOUTH TEXAS - ROSENBERG |  |  |  |  | 129-07536 | 129-07536 | South | Rosenberg | MH MG - (STX) - SOUTH TEXAS - ROSENBERG | Work Room |  |  |  | New Add - ?AuNo PM Required?Au Sticker
YES | YES |  |  |  | 142-08856 | 142-08856 | GE Healthcare | GTS18IBRWRWW |  | MM522985 | MH MG - (SL) - PHYSICIANS AT SUGAR CREEK |  |  |  |  | 142-08856 | 142-08856 | Sugar Land |  | MH MG - (SL) - PHYSICIANS AT SUGAR CREEK | Nurses Station
NO | YES | Serial Number 16724 |  |  | 041-10343 | 099-06836 | GE Healthcare | H3000wt infinia gp3 |  |  | MEMORIAL CITY - NUCLEAR MEDICINE |  |  |  |  | 041-10343 | 099-06836 | West | Memorial city - nuke med | MEMORIAL CITY - NUCLEAR MEDICINE | Hot lab |  |  |  | No pm found
YES | YES | Serial Number Cnf |  |  | 133-06298 | 133-06298 | GE Healthcare | HC-GTWY1 |  | CNF | KATY - MED/SURG 5TH FLOOR |  |  |  |  | 133-06298 | 133-06298 | Katy | Memorial Hermann Katy Hospital | KATY - MED/SURG 5TH FLOOR | ISD Communications room W5:157.3 | 6/1/19 | 6/1/20
YES | YES | Serial Number Cnf |  |  | 133-06299 | 133-06299 | GE Healthcare | HC-GTWY1 |  | CNF | KATY - MED/SURG 5TH FLOOR |  |  |  |  | 133-06299 | 133-06299 | Katy | Memorial Hermann Katy Hospital | KATY - MED/SURG 5TH FLOOR | ISD Communications room W5:157.3 | 6/1/19 | 6/1/20
YES | YES | Serial Number Cnf |  |  | 133-06300 | 133-06300 | GE Healthcare | HC-GTWY1 |  | CNF | KATY - MED/SURG 5TH FLOOR |  |  |  |  | 133-06300 | 133-06300 | Katy | Memorial Hermann Katy Hospital | KATY - MED/SURG 5TH FLOOR | ISD Communications room W5:157.3 | 6/1/19 | 6/1/20
YES | YES | Serial Number Cnf |  |  | 099-04895 | 099-04895 | GE Healthcare | HC-GTWY1 |  | CnF | KATY - MED/SURG 5TH FLOOR |  |  |  |  | 099-04895 | 099-04895 | Katy | Memorial Hermann Katy Hospital | KATY - MED/SURG 5TH FLOOR | ISD Communications room W5:157.3 | 6/1/19 | 6/1/20
YES | YES | [5 empty] | GE Healthcare | HD 8ch foot ankle coil |  |  | Radiology | [6 empty] | Woodlands | Memorial Hermann The Woodlands Medical Center | Radiology | GE MRI
YES | YES | [5 empty] | GE Healthcare | HD 8ch Hires Brain coil |  |  | Radiology | [6 empty] | Woodlands | Memorial Hermann The Woodlands Medical Center | Radiology | GE MRI
YES | YES |  |  |  | S2053 | S2053 | GE Healthcare | HD Head neck |  | S2053 | Radiology |  |  |  |  | S2053 | S2053 | Woodlands | Memorial Hermann The Woodlands Medical Center | Radiology | GE MRI
YES | YES | [5 empty] | GE Healthcare | HD Head neck spine array |  |  | Radiology | [6 empty] | Woodlands | Memorial Hermann The Woodlands Medical Center | Radiology | GE MRI
YES | YES | [5 empty] | GE Healthcare | HD T/R knee coil |  |  | Radiology | [6 empty] | Woodlands | Memorial Hermann The Woodlands Medical Center | Radiology | GE MRI
YES | YES | [5 empty] | GE Healthcare | HD T/R Quad externity coil |  |  | Radiology | [6 empty] | Woodlands | Memorial Hermann The Woodlands Medical Center | Radiology | GE MRI
YES | YES |  |  |  | 099-07899 | 099-07899 | GE Healthcare | Hfl38xp |  | 044djh | TMC - PACU - ROBERTSON (2R) |  |  |  |  | 099-07899 | 099-07899 | TMC | Memorial Hermann-Texas Medical Center | TMC - PACU - ROBERTSON (2R) | Anesthesia workroom |  |  |  | No pm
YES | YES |  |  |  | 099-03384 | 099-03384 | GE Healthcare | IC5-9-D |  | 179471WX8 | Pearland Imaging |  |  |  |  | 099-03384 | 099-03384 | Pearland | MH Pearland | Pearland Imaging | C1 310 |  |  |  |  | US probe for LOGIC E9 | [22 empty] | 1/1/11
YES | YES |  |  |  | 099-09995 | 099-09995 | GE Healthcare | IC5-9-D |  | 805656WX6 | SE - ESOPHAGEAL DISEASE CENTER |  |  |  |  | 099-09995 | 099-09995 | Southeast | Memorial Hermann Southeast Hospital | SE - ESOPHAGEAL DISEASE CENTER | Radiology Work Room
YES | YES |  |  |  | 254865wx9 | 254865wx9 | GE Healthcare | IC5-9-D |  | 254865wx | MEMORIAL CITY - OUTPATIENT SURGERY RECOVERY |  |  |  |  | 254865wx9 | 254865wx9 | West | West memorial hospital - memorial herman hospital | MEMORIAL CITY - OUTPATIENT SURGERY RECOVERY | Imaging |  |  |  | Parent id, 041-16692
YES | YES |  |  |  | 636041WX6 | 636042WX7 | GE Healthcare | IC9-RS |  | 636042WX6 | GH - LABOR |  |  |  |  | 636041WX6 | 636042WX7 | Central | Greater heights | GH - LABOR | GH - LABOR
YES | YES |  |  |  | 013-17961 | 013-17961 | GE Healthcare | Infinia Hawkeye |  | 713456xws | SW RADIOLOGY |  |  |  |  | 013-17961 | 013-17961 | Southwest | Memorial Hermann Southwest Hospital | SW RADIOLOGY | Nuc med 1
YES | YES |  |  |  | 029-09310 | 029-09310 | GE Healthcare | Innova IGS 530 |  | 281MHWCL1 | Cath Lab |  |  |  |  | 029-09310 | 029-09310 | Woodlands | Memorial Hermann Hospital Woodlands | Cath Lab | Cath Lab 1 | 4/1/19 |  | 4/1/20
YES | YES |  |  |  | 013-13505 | 013-13505 | GE Healthcare | Insite |  | 431365 HP6 | MRI OPID |  |  |  |  | 013-13505 | 013-13505 | SouthWest | Memorial Hermann Southwest | MRI OPID | MRI | 2/1/20 |  | 2/1/20 | [24 empty] | 2/1/20
NO | YES |  |  |  | 151-04643 | 151-04643 | GE Healthcare | Intellivue mx400 |  | DE671F8255 | CY-Labor & Delivery |  |  |  |  | 151-04643 | 151-04643 | Northwest | MHHS-Cypress | CY-Labor & Delivery | LDR 9 | 6/1/19 | 6/1/20 |  |  |  | Monitor, Cardiac, Fixed | MONITORCARDIACFIXED-Philips-Intellivue MX400 | [12 empty] | MCH-A | [10 empty] | MONITORCARDIACFIXED | Monitor, Cardiac, Fixed | Philips
YES | YES |  |  |  | 099-14973 | 099-14973 | GE Healthcare | L12n-RS |  | 714027WX0 | TMC - HERMANN - ADULT ER (1HP) |  |  |  |  | 099-14973 | 099-14973 | TMC | Memorial Hermann-Texas Medical Center | TMC - HERMANN - ADULT ER (1HP) | TMC HERMANN ADULT ER POP
YES | YES |  |  |  | 099-12761 | 099-12761 | GE Healthcare | L12n-RS |  |  | TMC - SAROFIM 1 - ADULT ER |  |  |  |  | 099-12761 | 099-12761 | TMC | Memorial Hermann-Texas Medical Center | TMC - SAROFIM 1 - ADULT ER | TMC - SAROFIM 1 - ADULT ER
YES | YES |  |  |  | 099-12512 | 099-12512 | GE Healthcare | L12n-RS |  |  | TMC - SAROFIM 1 - ADULT ER |  |  |  |  | 099-12512 | 099-12512 | TMC | Memorial Hermann-Texas Medical Center | TMC - SAROFIM 1 - ADULT ER | Trauma 7
YES | YES |  |  |  | 099-12790 | 099-12790 | GE Healthcare | L12n-RS |  |  | TMC - SAROFIM 1 - ADULT ER |  |  |  |  | 099-12790 | 099-12790 | TMC | Memorial Hermann-Texas Medical Center | TMC - SAROFIM 1 - ADULT ER | TMC - SAROFIM 1 - ADULT T16
YES | YES |  |  |  | 099-07949 | 099-07949 | GE Healthcare | L12n-RS |  | 705711 WXO | Memorial Hermann- Texas Medical Center- Radiology- OR |  |  |  |  | 099-07949 | 099-07949 |  | TMC | Memorial Hermann- Texas Medical Center- Radiology- OR | Serafin OR Storage room |  |  | 4/1/20 | No PM Sticker
YES | YES |  |  |  | 099-06543 | 099-06543 | GE Healthcare | L12n-RS |  | 775524WX2 | TMC - JONES - TX TRAUMA (6J) |  |  |  |  | 099-06543 | 099-06543 | TMC | Memorial Hermann-Texas Medical Center | TMC - JONES - TX TRAUMA (6J) | S7 216
YES | YES |  |  |  | 099-06546 | 099-06546 | GE Healthcare | L12n-RS |  | 783257WX9 | TMC - JONES - TX TRAUMA (6J) |  |  |  |  | 099-06546 | 099-06546 | TMC | Memorial Hermann-Texas Medical Center | TMC - JONES - TX TRAUMA (6J) | S7 216
YES | YES |  |  |  | 099-06415 | 099-06415 | GE Healthcare | L12n-RS |  | 777747WX7 | TMC - SAROFIM 5 - SILVER |  |  |  |  | 099-06415 | 099-06415 | TMC | Memorial Hermann-Texas Medical Center | TMC - SAROFIM 5 - SILVER | Equipment room
YES | YES |  |  |  | 074-06085 | 074-06085 | GE Healthcare | L4-12T-RS |  | 724479WX1 | MH MG - (WDLS) - TWL PINECROFT (100/101) |  |  |  |  | 074-06085 | 074-06085 | Woodlands | Memorial Hermann Medical Group The Woodlands (#100 and #101) | MH MG - (WDLS) - TWL PINECROFT (100/101) | Exam 6 |  |  |  | New add
YES | YES |  |  |  | 241-04672 | 241-04672 | GE Healthcare | L4-12T-RS |  | 814243wx2 | TIRR - Radiolgy |  |  |  |  | 241-04672 | 241-04672 | TMC | TIRR Memorial Hermann | TIRR - Radiolgy | Ultrasound
YES | YES |  |  |  | 099-14870 | 099-14870 | GE Healthcare | L4-12T-RS |  | 831623wx4 | TMC - HERMANN - Ped ER |  |  |  |  | 099-14870 | 099-14870 | TMC | Memorial Hermann-Texas Medical Center | TMC - HERMANN - Ped ER | Nursing
YES | YES |  |  |  | 099-14868 | 099-14868 | GE Healthcare | L4-12T-RS |  | 829513wx1 | TMC - HERMANN - Ped ER |  |  |  |  | 099-14868 | 099-14868 | TMC | Memorial Hermann-Texas Medical Center | TMC - HERMANN - Ped ER | Nursing
YES | YES |  |  |  | 099-06506 | 099-06506 | GE Healthcare | L4-12T-RS |  | 584920WX3 | Radiology |  |  |  |  | 099-06506 | 099-06506 | South East | Memorial Hermann South East | Radiology | Patient holding
YES | YES |  |  |  | 099-14874 | 099-14874 | GE Healthcare | L8-18i-rs |  | 227178wp1 | TMC - HERMANN - Ped ER |  |  |  |  | 099-14874 | 099-14874 | TMC | Memorial Hermann-Texas Medical Center | TMC - HERMANN - Ped ER | Nursing
YES | YES |  |  |  | 133-04572 | 133-04572 | GE Healthcare | Light speed 16 |  | 381311CN0 | Imaging center |  |  |  |  | 133-04572 | 133-04572 | Katy | Memorial Hermann Imaging Center - Convenient Care Center in Katy | Imaging center | Suite 115 |  |  |  | No PM sticker
YES | YES |  |  |  | 013-19680 | 013-19680 | GE Healthcare | LightSpeed |  |  | Imaging |  |  |  |  | 013-19680 | 013-19680 | southwest | Memorial Hermann Southweat | Imaging | 150:22:00 | [6 empty] | SCANCOMPUTTOMOGRAPHY-GE-LightSpeed 16
YES | YES |  |  |  | 133-04576 | 133-04576 | GE Healthcare | Lightspeed 16 |  |  | Katy Imaging Center |  |  |  |  | 133-04576 | 133-04576 | Katy | Memorial Hermann | Katy Imaging Center | Katy |  |  |  | See picture for serial number |  |  | SCANCOMPUTTOMOGRAPHY-GE-LightSpeed 16
YES | YES |  |  |  | 009-05115 | 009-05115 | GE Healthcare | LightSpeed 16 |  | 285028CN7 | CTControl |  |  |  |  | 009-05115 | 009-05115 |  | Memotial Hermann 131114,104 | CTControl |  | 6/1/19 | 11/1/20 |  |  | Ct |  | SCANCOMPUTTOMOGRAPHY-GE-LightSpeed 16
YES | YES |  |  |  | 099-03588 | 099-03588 | GE Healthcare | LightSpeed VCT |  | 42034C09 | RADIOLOGY |  |  |  |  | 099-03588 | 099-03588 | Southwest | Memorial Hermann Southwest | RADIOLOGY | Ct 1
YES | YES |  |  |  | 069-18493 | 069-18493 | GE Healthcare | Logic E series |  | le160373 | TMC - JONES - TRANSPLANT CLINIC (1J) |  |  |  |  | 069-18493 | 069-18493 | TMC | Memorial Hermann-Texas Medical Center | TMC - JONES - TRANSPLANT CLINIC (1J) | J1. Hallway | 4/1/17 |  | 4/1/18
YES | YES | Asset Tag 005-04828 |  |  | 005-04828 | 005-04828 | GE Healthcare | Logic E9 |  | LE9140645 | Ultrasound |  |  |  |  | 005-04828 | 005-04828 | Southeast | Memorial Hermann Southeast Hospital | Ultrasound | Radilogy hallway
YES | YES |  |  |  | 929-00806 | 929-00806 | GE Healthcare | Logic P6 |  | LP6125736 | Rad Fluro |  |  |  |  | 929-00806 | 929-00806 | Central | Joint Center - Orthopedic and Spine Hospital | Rad Fluro
YES | YES |  |  |  | 005-09510 | 005-09510 | GE Healthcare | LOGIQ 9 |  | LP 900400 | Radiology |  |  |  |  | 005-09510 | 005-09510 | South East | Memorial Hermann South East | Radiology | Patient holding |  |  |  | Sys id LP900400
YES | YES |  |  |  | 074-06083 | 074-06083 | GE Healthcare | Logiq e |  | LE300851 | MH MG - (WDLS) - TWL PINECROFT (100/101) |  |  |  |  | 074-06083 | 074-06083 | Woodlands | Memorial Hermann Medical Group The Woodlands (#100 and #101) | MH MG - (WDLS) - TWL PINECROFT (100/101) | Exam 6 |  |  |  | New add
NO | YES |  |  |  |  | 041-16683 | GE Healthcare | LOGIQ E9 |  | 106483US1 | MEMORIAL CITY - RADIOLOGY - INPATIENT | MHHS-Mem City |  | Ultrasound, Diagnostic |  |  | 041-16683 | West | Memorial City - Memorial Hermann Hospital | MEMORIAL CITY - RADIOLOGY - INPATIENT | Ultrasound |  |  |  |  | ULTRASONIC UNITS, DIAGNOSTIC |  | ULTRASOUNDDIAGNOSTIC-GE-LOGIQ E9 | ULTRASOUNDDIAGNOSTIC | LOGIQ E9 |  |  |  | GE | Ultrasound, Diagnostic |  | ULTRASOUNDDIAGNOSTIC-GE-LOGIQ E9 |  | 2/22/17 |  |  | Covered PM Repair - Biomedical | MHHS-Mem City
NO | YES | Serial Number 106482US3 |  |  |  |  | GE Healthcare | LOGIQ E9 |  | 106482US3 | MEMORIAL CITY - RADIOLOGY - OUTPATIENT | MHHS-Mem City |  | Ultrasound, Diagnostic |  |  |  | West & Memorial City |  | MEMORIAL CITY - RADIOLOGY - OUTPATIENT |  | 7/31/19 |  |  |  | ULTRASONIC UNITS, DIAGNOSTIC |  | ULTRASOUNDDIAGNOSTIC-GE-LOGIQ E9 | ULTRASOUNDDIAGNOSTIC | LOGIQ E9 |  |  |  | GE | Ultrasound, Diagnostic |  | ULTRASOUNDDIAGNOSTIC-GE-LOGIQ E9 |  | 2/22/17 |  |  | Covered PM Repair - Biomedical | MHHS-Mem City
NO | YES |  |  |  | R-925-00992 |  | GE Healthcare | LOGIQ E9 |  | 115163US8 | OPID - (SE) - BAYSHORE - 403 | MHHS-OPID |  | Ultrasound, Diagnostic |  | R-925-00992 |  | Southeast & Bay Area |  | OPID - (SE) - BAYSHORE - 403 |  | 6/18/19 |  |  |  | ULTRASONIC UNITS, DIAGNOSTIC |  | ULTRASOUNDDIAGNOSTIC-GE-LOGIQ E9 | ULTRASOUNDDIAGNOSTIC | LOGIQ E9 |  |  |  | GE | Ultrasound, Diagnostic |  | ULTRASOUNDDIAGNOSTIC-GE-LOGIQ E9 |  | 1/8/20 |  |  | Not Covered Vendor Only - Biomedical | MHHS-OPID
NO | YES |  |  |  | R-145-USA |  | GE Healthcare | LOGIQ E9 |  | 107862US5 | PEARLAND - RADIOLOGY | MHHS-Pearland Hospital |  | Ultrasound, Diagnostic |  | R-145-USA |  | Pearland |  | PEARLAND - RADIOLOGY |  | 4/24/19 |  |  |  | ULTRASONIC UNITS, DIAGNOSTIC |  | ULTRASOUNDDIAGNOSTIC-GE-LOGIQ E9 | ULTRASOUNDDIAGNOSTIC | LOGIQ E9 |  |  |  | GE | Ultrasound, Diagnostic |  | ULTRASOUNDDIAGNOSTIC-GE-LOGIQ E9 |  | 12/19/18 |  |  | Covered PM Repair - Biomedical | MHHS-Pearland Hospital
NO | YES |  |  |  | R-145-USB |  | GE Healthcare | LOGIQ E9 |  | 200948US5 | PEARLAND - RADIOLOGY | MHHS-Pearland Hospital |  | Ultrasound, Diagnostic |  | R-145-USB |  | Pearland |  | PEARLAND - RADIOLOGY |  | 4/30/19 |  |  |  | ULTRASONIC UNITS, DIAGNOSTIC |  | ULTRASOUNDDIAGNOSTIC-GE-LOGIQ E9 | ULTRASOUNDDIAGNOSTIC | LOGIQ E9 |  |  |  | GE | Ultrasound, Diagnostic |  | ULTRASOUNDDIAGNOSTIC-GE-LOGIQ E9 |  | 5/1/18 |  |  | Covered PM Repair - Biomedical | MHHS-Pearland Hospital
NO | YES |  |  |  | R-005-MAMUS |  | GE Healthcare | LOGIQ E9 |  | 140644US6 | SE - RADIOLOGY | MHHS-Southeast |  | Ultrasound, Diagnostic |  | R-005-MAMUS |  | Southeast & Bay Area |  | SE - RADIOLOGY |  | 10/31/19 |  |  |  | ULTRASONIC UNITS, DIAGNOSTIC |  | ULTRASOUNDDIAGNOSTIC-GE-LOGIQ E9 | ULTRASOUNDDIAGNOSTIC | LOGIQ E9 |  |  |  | GE | Ultrasound, Diagnostic |  | ULTRASOUNDDIAGNOSTIC-GE-LOGIQ E9 |  | 1/1/18 |  |  | Covered PM Repair - Biomedical | MHHS-Southeast
YES | YES |  |  |  | 145-00170 | 145-00170 | GE Healthcare | LOGIQ E9 |  | GE site LE9200948US5 | Pearland Imaging |  |  |  |  | 145-00170 | 145-00170 | Pearland | MH Pearland | Pearland Imaging | C1 310 | 4/1/19 | 4/1/20 |  |  | Ultrasound Diagnostic |  | ULTRASOUNDDIAGNOSTIC-GE-LOGIQ E9 | [20 empty] | 8/1/15
YES | YES |  |  |  | 145-00169 | 145-00169 | GE Healthcare | LOGIQ E9 |  | GE site LE9R107862 | Pearland Imaging |  |  |  |  | 145-00169 | 145-00169 | Pearland | MH Pearland | Pearland Imaging | C1 313 | 4/1/19 | 4/1/20 |  | Damaged xducer port | Ultrasound Diagnostic |  | ULTRASOUNDDIAGNOSTIC-GE-LOGIQ E9
YES | YES |  |  |  | 925-00992 | 925-00992 | GE Healthcare | LOGIQ E9 |  | LE9R115163 | Ultrasound |  |  |  |  | 925-00992 | 925-00992 | Southeast | Memorial Hermann Imaging Center - Pasadena | Ultrasound | Ultrasound | [6 empty] | ULTRASOUNDDIAGNOSTIC-GE-LOGIQ E9
NO | YES |  |  |  | 069-18173 | 069-18173 | GE Healthcare | LOGIQ E9 |  | 194161WX6 | TMC-Children's-L&D (5Hp) |  |  |  |  | 069-18173 | 069-18173 | TMC | MHHS-TMC | TMC-Children's-L&D (5Hp) | Triage rm 6
YES | YES | Serial Number Cnf |  |  | 069-38596 | 069-38596 | GE Healthcare | LOGIQ E9 |  | CNF | TMC - CHILDRENS - L |  |  |  |  | 069-38596 | 069-38596 | TMC | Children?Aos Memorial Hermann | TMC - CHILDRENS - L | Triage rm 6 | [6 empty] | ULTRASOUNDDIAGNOSTIC-GE-LOGIQ E9
YES | YES |  |  |  | 005-09490 | 005-09490 | GE Healthcare | LOGIQ E9 |  | ALGJKL | SE- Ultrasound |  |  |  |  | 005-09490 | 005-09490 | Southeast | Memorial Hermann Southeast Hospital | SE- Ultrasound | Ultrasound room | [6 empty] | ULTRASOUNDDIAGNOSTIC-GE-LOGIQ E9
NO | YES | Serial Number 106482US3 |  |  | 041-16692 | 041-16692 | GE Healthcare | Logiq E9 |  | 106482US3 | Radiology |  |  |  |  | 041-16692 | 041-16692 | West | Memorial City - Memorial Hermann Hospital | Radiology | XRay Ultrasound 3 |  |  |  | Sys id. LE9106482
NO | NO |  |  |  | R-005-ERUS2 |  | GE Healthcare | LOGIQ E9 |  | 140645US3 | SE - EMERGENCY CENTER | MHHS-Southeast |  | Ultrasound, Diagnostic |  | R-005-ERUS2 |  | Southeast & Bay Area |  | SE - EMERGENCY CENTER | [5 empty] | ULTRASONIC UNITS, DIAGNOSTIC |  | ULTRASOUNDDIAGNOSTIC-GE-LOGIQ E9 | ULTRASOUNDDIAGNOSTIC | LOGIQ E9 |  |  |  | GE | Ultrasound, Diagnostic |  | ULTRASOUNDDIAGNOSTIC-GE-LOGIQ E9 |  |  |  |  | Covered PM Repair - Biomedical | MHHS-Southeast
NO | YES |  |  |  | 133-08303 | 133-08303 | GE Healthcare | LOGIQ P5 |  | 109068SU7 | MH MG-(KY)-Katy Urology (Mp2) | MHHS-MG |  | Ultrasound, Diagnostic |  | 133-08303 | 133-08303 | Katy | MHHS-MG | MH MG-(KY)-Katy Urology (Mp2) | Room 1 | 2/1/20 | 2/1/21 |  |  | ULTRASONIC UNITS, DIAGNOSTIC | Ultrasound, Diagnostic | ULTRASOUNDDIAGNOSTIC-GE-Logiq P5 | ULTRASOUNDDIAGNOSTIC | Logiq P5 |  |  |  | GE | Ultrasound, Diagnostic |  | ULTRASOUNDDIAGNOSTIC-GE-Logiq P5 |  | 7/20/17 |  | UD-A | Covered PM Repair - Biomedical | MHHS-MG | [8 empty] | ULTRASOUNDDIAGNOSTIC | Ultrasound, Diagnostic | GE
NO | NO |  |  |  | 041-20170 |  | GE Healthcare | LOGIQ P5 |  | 213679SU4 | MH MG - (MC) - UROLOGY MC (MP3) | MHHS-MG |  | Ultrasound, Diagnostic |  | 041-20170 |  | West & Memorial City |  | MH MG - (MC) - UROLOGY MC (MP3) | [5 empty] | ULTRASONIC UNITS, DIAGNOSTIC |  | ULTRASOUNDDIAGNOSTIC-GE-Logiq P5 | ULTRASOUNDDIAGNOSTIC | Logiq P5 |  |  |  | GE | Ultrasound, Diagnostic |  | ULTRASOUNDDIAGNOSTIC-GE-Logiq P5 |  |  |  |  | Covered PM Repair - Biomedical | MHHS-MG
NO | YES |  |  |  | R-005-SPECIALSUS3 |  | GE Healthcare | LOGIQ P9 |  | LP9000400 | SE - RADIOLOGY | MHHS-Southeast |  | Ultrasound, Diagnostic |  | R-005-SPECIALSUS3 |  | Southeast & Bay Area |  | SE - RADIOLOGY |  | 7/23/19 |  |  |  | ULTRASONIC UNITS, DIAGNOSTIC |  | ULTRASOUNDDIAGNOSTIC-GE-LOGIQ P9 | ULTRASOUNDDIAGNOSTIC | LOGIQ P9 |  |  |  | GE | Ultrasound, Diagnostic |  | ULTRASOUNDDIAGNOSTIC-GE-LOGIQ P9 |  | 6/1/14 |  |  | Covered PM Repair - Biomedical | MHHS-Southeast
YES | YES |  |  |  | 241-04674 | 241-04674 | GE Healthcare | LOGIQ P9 |  |  | TIRR - Radiolgy |  |  |  |  | 241-04674 | 241-04674 | TMC | TIRR Memorial Hermann | TIRR - Radiolgy | Ultrasound
NO | YES |  |  |  | 041-21035 | 041-21035 | GE Healthcare | LOGIQ V2 |  | 628872WXO | Memorial City-Labor & Delivery | MHHS-Mem City |  |  |  | 041-21035 | 041-21035 | West | MHHS-Mem City | Memorial City-Labor & Delivery | Room 5 | 11/1/18 |  |  |  | ULTRASONIC UNITS, DIAGNOSTIC |  | .needs class | [5 empty] | GE |  |  |  |  | 6/1/14 |  |  | Covered PM Repair - Biomedical | MHHS-Mem City
NO | YES |  |  |  | 005-11247 | 005-11247 | GE Healthcare | Lullaby LED |  | SGT16211291PA | SE-Unit 4B (Women'S Services) |  |  |  |  | 005-11247 | 005-11247 | Southeast | MHHS-Southeast | SE-Unit 4B (Women'S Services) | NICU | 10/1/19
NO | YES |  |  |  | 005-13055 | 005-13055 | GE Healthcare | LULLABY LED PHOTOTHERAPY SYSTEM |  | SGT15459327PA | SE-Labor & Delivery | MHHS-Southeast |  |  |  | 005-13055 | 005-13055 | Southeast | MHHS-Southeast | SE-Labor & Delivery |  | 4/1/19 |  |  |  | PHOTOTHERAPY UNITS |  | .needs class | [5 empty] | GE | [7 empty] | Not Covered Vendor Only - Biomedical | MHHS-Southeast
NO | YES |  |  |  | 005-13056 | 005-13056 | GE Healthcare | LULLABY LED PHOTOTHERAPY SYSTEM |  | SGT15469409PA | SE-Labor & Delivery | MHHS-Southeast |  |  |  | 005-13056 | 005-13056 | Southeast | MHHS-Southeast | SE-Labor & Delivery |  | 4/1/19 |  |  |  | PHOTOTHERAPY UNITS |  | .needs class | [5 empty] | GE | [7 empty] | Not Covered Vendor Only - Biomedical | MHHS-Southeast
NO | YES |  |  |  | 005-10796 | 005-10796 | GE Healthcare | LULLABY LED PHOTOTHERAPY SYSTEM |  | SGT15449148PA | SE-Neonatal ICU | MHHS-Southeast |  |  |  | 005-10796 | 005-10796 | Southeast | MHHS-Southeast | SE-Neonatal ICU |  | 11/1/19 |  |  |  | PHOTOTHERAPY UNITS |  | .needs class | [5 empty] | GE | [7 empty] | Not Covered Vendor Only - Biomedical | MHHS-Southeast
NO | YES |  |  |  | 005-10797 | 005-10797 | GE Healthcare | LULLABY LED PHOTOTHERAPY SYSTEM |  | SGT15439147PA | SE-Neonatal ICU | MHHS-Southeast |  |  |  | 005-10797 | 005-10797 | Southeast | MHHS-Southeast | SE-Neonatal ICU |  | 3/1/19 |  |  |  | PHOTOTHERAPY UNITS |  | .needs class | [5 empty] | GE | [7 empty] | Not Covered Vendor Only - Biomedical | MHHS-Southeast
NO | NO |  |  |  | 009-33644 |  | GE Healthcare | LULLABY LED PHOTOTHERAPY SYSTEM |  | SGT18310049PA | GH - NICU | MHHS-Greater Heights |  |  |  | 009-33644 |  | Central & Greater Heights |  | GH - NICU | [5 empty] | PHOTOTHERAPY UNITS |  | .needs class | [5 empty] | GE | [7 empty] | Not Covered Vendor Only - Biomedical | MHHS-Greater Heights
NO | YES | Asset Tag 017-00592 |  |  | 017-00592 | 017-00592 | GE Healthcare | Lunar Prodigy | [7 empty] | 017-00592 | 017-00592 | Sugar Land |  |  |  | 2/1/20 |  |  | No pm
NO | NO |  |  |  | 041-18122 |  | GE Healthcare | LUNAR PRODIGY ADVANCE |  |  | MH MG - (MC) - MC EXEC HEALTH (MHT) | MHHS-MG |  | Densitometer, Bone |  | 041-18122 |  | West & Memorial City |  | MH MG - (MC) - MC EXEC HEALTH (MHT) | [5 empty] | DENSITOMETERS, BONE |  | DENSITOMETERBONE-GE-Lunar Prodigy Advance | DENSITOMETERBONE | Lunar Prodigy Advance |  |  |  | GE | Densitometer, Bone |  | DENSITOMETERBONE-GE-Lunar Prodigy Advance |  |  |  |  | Covered PM Repair - Biomedical | MHHS-MG
YES | YES |  |  |  | 074-04422 | 074-04422 | GE Healthcare | M-Port |  |  | HVI CVIM |  |  |  |  | 074-04422 | 074-04422 | TMC | Memorial Hermann- Texas Medical Center | HVI CVIM | Room 102 |  |  |  | No PM Sticker
NO | YES |  |  |  | 041-11092 | 041-11092 | GE Healthcare | M1091160 |  | HFAM50194 | Memorial City - NICU | MHHS-Mem City |  |  |  | 041-11092 | 041-11092 | West | Memorial City - Memorial Hermann Hospital | Memorial City - NICU | MH4:304 |  |  |  |  | PHOTOTHERAPY UNITS |  | .needs class | [5 empty] | GE | [7 empty] | Covered PM Repair - Biomedical | MHHS-Mem City
NO | YES |  |  |  | 013-37652 | 013-37652 | GE Healthcare | M1091160 |  | HFAV60691 | SW-NICU | MHHS-Southwest |  |  |  | 013-37652 | 013-37652 | Southwest | MHHS-Southwest | SW-NICU | NICU | 8/1/19 |  | 8/1/20 |  | PHOTOTHERAPY UNITS |  | .needs class | [5 empty] | GE |  |  |  |  | 5/1/16 |  |  | Covered PM Repair - Biomedical | MHHS-Southwest
NO | YES |  |  |  | 013-37653 | 013-37653 | GE Healthcare | M1091160 |  | HFAV60687 | SW-NICU | MHHS-Southwest |  |  |  | 013-37653 | 013-37653 | Southwest | MHHS-Southwest | SW-NICU | NICU | 10/1/19 |  | 10/1/20 |  | PHOTOTHERAPY UNITS |  | .needs class | [5 empty] | GE | [7 empty] | Covered PM Repair - Biomedical | MHHS-Southwest
NO | YES |  |  |  | 013-37654 | 013-37654 | GE Healthcare | M1091160 |  | HFAV60603 | SW-NICU | MHHS-Southwest |  |  |  | 013-37654 | 013-37654 | Southwest | MHHS-Southwest | SW-NICU | NICU | 8/1/19 |  | 8/1/20 |  | PHOTOTHERAPY UNITS |  | .needs class | [5 empty] | GE | [7 empty] | Covered PM Repair - Biomedical | MHHS-Southwest
NO | NO |  |  |  | 013-37655 |  | GE Healthcare | M1091160 |  | HFAV60605 | SW - NICU | MHHS-Southwest |  |  |  | 013-37655 |  | Southwest |  | SW - NICU | [5 empty] | PHOTOTHERAPY UNITS |  | .needs class | [5 empty] | GE | [7 empty] | Covered PM Repair - Biomedical | MHHS-Southwest
NO | NO | [5 empty] | GE Healthcare | M1091160 |  | HFAP50066 | SW - NICU | MHHS-Southwest | [5 empty] | Southwest |  | SW - NICU | [5 empty] | PHOTOTHERAPY UNITS |  | .needs class | [5 empty] | GE | [7 empty] | Covered PM Repair - Biomedical | MHHS-Southwest
YES | YES |  |  |  | 099-11591 | 099-11591 | GE healthcare | M1115512 |  | SEG15177805HX | TMC - JONES - STROKE (4J) |  |  |  |  | 099-11591 | 099-11591 | TMC | Memorial Hermann TMC | TMC - JONES - STROKE (4J) | Rm J7 33
NO | YES |  |  |  | 069-44093 | 069-44093 | GE Healthcare | M1115512 (F5-01) |  | SEG19280070HX | ER | MHHS-TMC |  | Carts, Central Supply, Medication |  | 069-44093 | 069-44093 | TMC | Memorial Hermann-Texas Medical Center | ER | Trama 8 |  |  |  |  | PHYSIOLOGIC MONITOR MODULE HOUSINGS | Carts, Central Supply, Medication | MISCELLANEOUS-MMIMEDCARTS-F5 | MISCELLANEOUS | F5 |  |  |  | MMIMEDCARTS | Carts, Central Supply, Medication |  |  | MISCELLANEOUS-MMIMEDCARTS-F5 |  |  |  | Covered PM Repair - Biomedical | MHHS-TMC | [8 empty] | MISCELLANEOUS | Carts, Central Supply, Medication | MMIMEDCARTS
YES | YES |  |  |  | 099-00653 | 099-00653 | GE Healthcare | M1115512 (F5-01) |  | SEG18360149HX | NE - 4th IMCU |  |  |  |  | 099-00653 | 099-00653 | Katy | Memorial Hermann Northeast Hospital | NE - 4th IMCU
YES | YES |  |  |  | 099-00657 | 099-00657 | GE Healthcare | M1115512 (F5-01) |  | SEG18360150HX | NE - 4th IMCU |  |  |  |  | 099-00657 | 099-00657 | Katy | Memorial Hermann Northeast Hospital | NE - 4th IMCU
YES | YES |  |  |  | 099-00661 | 099-00661 | GE Healthcare | M1115512 (F5-01) |  | SEG15134873HX | NE - IMU2 |  |  |  |  | 099-00661 | 099-00661 | Katy | Memorial Hermann Northeast Hospital | NE - IMU2
YES | YES |  |  |  | 099-00977 | 099-00977 | GE Healthcare | M1115512 (F5-01) |  | SEG15134862HX | NE - ICU -4th |  |  |  |  | 099-00977 | 099-00977 | Katy | Memorial Hermann Northeast Hospital | NE - ICU -4th
YES | YES |  |  |  | 099-00970 | 099-00970 | GE Healthcare | M1115512 (F5-01) |  | SEG15134867HX | NE - ICU -4th |  |  |  |  | 099-00970 | 099-00970 | Katy | Memorial Hermann Northeast Hospital | NE - ICU -4th
YES | YES |  |  |  | 142-08896 | 142-08896 | GE Healthcare | M1115512 (F5-01) |  | SEG15134869HX | Central supply |  |  |  |  | 142-08896 | 142-08896 | Katy | Memorial Hermann Northeast Hospital | Central supply | Icu 4032
YES | YES |  |  |  | 005-33126 | 005-33126 | GE Healthcare | M1115512 (F5-01) |  | SEG15470015HX | WOODLANDS - ER |  |  |  |  | 005-33126 | 005-33126 | Woodlands | Memorial Hermann The Woodlands Medical Center | WOODLANDS - ER | Trauma 3 |  |  |  | New add
YES | YES |  |  |  | 241-04264 | 241-04264 | GE Healthcare | M1115512 (F5-01) |  | SEG13486800HX | TMC - RESPIRATORY - ADULT |  |  |  |  | 241-04264 | 241-04264 | TMC | Memorial Hermann-Texas Medical Center | TMC - RESPIRATORY - ADULT | Biomed Shop | 11/1/15 |  |  | New Add - One Time Inspection Sticker
NO | YES |  |  |  | 074-04097 | 074-04097 | GE Healthcare | M1115512 (F5-01) |  | SEG12080128HX | TWC |  |  |  |  | 074-04097 | 074-04097 | TMC | Memorial Hermann-Texas Medical Center | TWC | Trauma RM 10
YES | YES |  |  |  | 099-14162 | 099-14162 | GE Healthcare | M1115512 (F5-01) |  |  | TWC |  |  |  |  | 099-14162 | 099-14162 | TMC | Memorial Hermann-Texas Medical Center | TWC | Trauma RM 18
NO | YES |  |  |  | 074-04153 | 074-04153 | GE Healthcare | M1115512 (F5-01) |  | SEG12100876HX | ICU |  |  |  |  | 074-04153 | 074-04153 | TMC | Memorial Hermann-Texas Medical Center | ICU | Suite 528
NO | YES |  |  |  | 074-04145 | 074-04145 | GE Healthcare | M1115512 (F5-01) |  | SEG12100884HX | ICU |  |  |  |  | 074-04145 | 074-04145 | TMC | Memorial Hermann-Texas Medical Center | ICU |  | 11/1/14 |  | 11/1/15
NO | YES |  |  |  | 074-04157 | 074-04157 | GE Healthcare | M1115512 (F5-01) |  | SEG12090584HX | TMC-HVI-Heart Failure ICU (5Hvi) |  |  |  |  | 074-04157 | 074-04157 | TMC | MHHS-TMC | TMC-HVI-Heart Failure ICU (5Hvi)
NO | YES |  |  |  | 074-04169 | 074-04169 | GE Healthcare | M1115512 (F5-01) |  | SEG12100877HX | TMC-HVI-Heart Failure ICU (5Hvi) |  |  |  |  | 074-04169 | 074-04169 | TMC | MHHS-TMC | TMC-HVI-Heart Failure ICU (5Hvi)
YES | YES |  |  |  | 099-13995 | 099-13995 | GE Healthcare | M1115512 (F5-01) |  | SEG12100881HX | ICU |  |  |  |  | 099-13995 | 099-13995 | TMC | Memorial Hermann-Texas Medical Center | ICU | Suite 533
YES | YES | Serial Number M1115512 |  |  | 099-12268 | 099-12268 | GE Healthcare | M1115512 (F5-01) |  | M1115512 | HVI CVIM |  |  |  |  | 099-12268 | 099-12268 | TMC | Memorial Hermann- Texas Medical Center | HVI CVIM | Room 102 |  |  |  | No PM Sticker
NO | YES |  |  |  | 074-04064 | 074-04064 | GE Healthcare | M1115512 (F5-01) |  | SEG12090582HX | TMC-Hermann-Adult ER (1Hp) |  |  |  |  | 074-04064 | 074-04064 | TMC | MHHS-TMC | TMC-Hermann-Adult ER (1Hp)
NO | YES |  |  |  | 099-12318 | 099-12318 | GE Healthcare | M1115512 (F5-01) |  | SEG13486777HX | 8floor heart |  |  |  |  | 099-12318 | 099-12318 | TMC | Memorial Hermann-Texas Medical Center | 8floor heart |  |  |  |  | PM Not Required
YES | YES |  |  |  | 099-12265 | 099-12265 | GE Healthcare | M1115512 (F5-01) |  | SEG13476205HX | HvI CVIMU |  |  |  |  | 099-12265 | 099-12265 | TCM | Memorial Hermann- Texas Medical Center | HvI CVIMU | Room 818 |  |  |  | No PM Sticker
NO | YES |  |  |  | 074-04336 | 074-04336 | GE Healthcare | M1115512 (F5-01) |  | SEG12493335HX | TMC-HVI-Heart Failure ICU (5Hvi) |  |  |  |  | 074-04336 | 074-04336 | TMC | MHHS-TMC | TMC-HVI-Heart Failure ICU (5Hvi)
NO | YES |  |  |  | 074-02157 | 074-02157 | GE Healthcare | M1115512 (F5-01) |  | SEG12100890HX | TMC-HVI-Heart Failure ICU (5Hvi) |  |  |  |  | 074-02157 | 074-02157 | TMC | MHHS-TMC | TMC-HVI-Heart Failure ICU (5Hvi)
YES | YES |  |  |  | 074-04069 | 074-04069 | GE Healthcare | M1115512 (F5-01) |  | SEG12100882HX | ICU |  |  |  |  | 074-04069 | 074-04069 | TMC | Memorial Hermann-Texas Medical Center | ICU
NO | YES |  |  |  | 074-04077 | 074-04077 | GE Healthcare | M1115512 (F5-01) |  | SEG12090588HX | TMC-HVI-Heart Failure ICU (5Hvi) |  |  |  |  | 074-04077 | 074-04077 | TMC | MHHS-TMC | TMC-HVI-Heart Failure ICU (5Hvi)
NO | YES |  |  |  | 074-04333 | 074-04333 | GE Healthcare | M1115512 (F5-01) |  | SEG12493363HX | IICU |  |  |  |  | 074-04333 | 074-04333 | TMC | Memorial Hermann-Texas Medical Center | IICU
YES | YES |  |  |  |  | 074-04129 | GE Healthcare | M1115512 (F5-01) |  |  | TMC - HVI - CVICU (5HVI) | [5 empty] | 074-04129 | TMC | Memorial Hermann-Texas Medical Center | TMC - HVI - CVICU (5HVI) | CVICU (5HVI)
NO | YES |  |  |  | 099-12332 | 099-12332 | GE Healthcare | M1115512 (F5-01) |  | SEG13057851HX | TMC-HVI-CCU (4Hvi) |  |  |  |  | 099-12332 | 099-12332 | TMC | MHHS-TMC | TMC-HVI-CCU (4Hvi) |  | 11/1/15 |  | 3/1/20 | PM Not Required
YES | YES |  |  |  |  | 074-04133 | GE Healthcare | M1115512 (F5-01) |  |  | TMC - HVI - CVICU (5HVI) | [5 empty] | 074-04133 | TMC | Memorial Hermann-Texas Medical Center | TMC - HVI - CVICU (5HVI) | CVICU (5HVI)
YES | YES |  |  |  | 099-12373 | 099-12373 | GE Healthcare | M1115512 (F5-01) |  | SEG16460189HX | TMC - HVI - CIMU |  |  |  |  | 099-12373 | 099-12373 | TMC | Memorial Hermann- Texas Medical Center | TMC - HVI - CIMU | CIMU 30 | 3/1/20 |  |  | No PM Sticker
NO | YES |  |  |  | 074-04376 | 074-04376 | GE Healthcare | M1115512 (F5-01) |  | SEG12493350HX | IICU |  |  |  |  | 074-04376 | 074-04376 | TMC | Memorial Hermann-Texas Medical Center | IICU
NO | YES |  |  |  | 074-04372 | 074-04372 | GE Healthcare | M1115512 (F5-01) |  | SEG12493398HX | TMC-HVI-Heart Failure ICU (5Hvi) |  |  |  |  | 074-04372 | 074-04372 | TMC | MHHS-TMC | TMC-HVI-Heart Failure ICU (5Hvi)
YES | YES |  |  |  | 074-04109 | 074-04109 | GE Healthcare | M1115512 (F5-01) |  |  | TMC - HVI - CVICU (5HVI) |  |  |  |  | 074-04109 | 074-04109 | TMC | Memorial Hermann-Texas Medical Center | TMC - HVI - CVICU (5HVI) | CVICU (5HVI)
NO | YES |  |  |  | 074-04493 | 074-04493 | GE Healthcare | M1115512 (F5-01) |  | SEG12493376HX | TMC-HVI-Heart Failure ICU (5Hvi) |  |  |  |  | 074-04493 | 074-04493 | TMC | MHHS-TMC | TMC-HVI-Heart Failure ICU (5Hvi)
NO | YES |  |  |  | 074-04470 | 074-04470 | GE Healthcare | M1115512 (F5-01) |  | SEG12493325HX | TMC-HVI-Heart Failure ICU (5Hvi) |  |  |  |  | 074-04470 | 074-04470 | TMC | MHHS-TMC | TMC-HVI-Heart Failure ICU (5Hvi)
NO | YES |  |  |  | 074-04462 | 074-04462 | GE Healthcare | M1115512 (F5-01) |  | SEG12493327HX | ICU |  |  |  |  | 074-04462 | 074-04462 | TMC | Memorial Hermann-Texas Medical Center | ICU
NO | YES |  |  |  | 099-12378 | 099-12378 | GE Healthcare | M1115512 (F5-01) |  | SEG15155628HX | TMC-HVI-CIMU (4Hvi) |  |  |  |  | 099-12378 | 099-12378 | TMC | MHHS-TMC | TMC-HVI-CIMU (4Hvi) | CCU 13 |  |  |  | No PM Sticker
NO | YES |  |  |  | 099-13027 | 099-13027 | GE Healthcare | M1115512 (F5-01) |  | SEG15155615HX | [5 empty] | 099-13027 | 099-13027 | TMC | Memorial Hermann Heart |  | CCU-03
NO | YES |  |  |  | 099-12303 | 099-12303 | GE Healthcare | M1115512 (F5-01) |  | SEG15155650Hx | TMC-HVI-CCU (4Hvi) |  |  |  |  | 099-12303 | 099-12303 | TMC | MHHS-TMC | TMC-HVI-CCU (4Hvi) |  |  |  |  | PM Not Required
YES | YES |  |  |  | 074-04113 | 074-04113 | GE Healthcare | M1115512 (F5-01) |  |  | TMC - HVI - CCU (4HVI) |  |  |  |  | 074-04113 | 074-04113 | TMC | Memorial Hermann-Texas Medical Center | TMC - HVI - CCU (4HVI) | CCU (4HVI)
YES | YES |  |  |  | 099-12530 | 099-12530 | GE Healthcare | M1115512 (F5-01) |  | SEG12090587HX | TMC - HVI - CVIMU (8HVI) |  |  |  |  | 099-12530 | 099-12530 | TMC | Memorial Hermann-Texas Medical Center | TMC - HVI - CVIMU (8HVI) |  |  |  |  | PM Not Required
YES | YES |  |  |  | 099-14236 | 099-14236 | GE Healthcare | M1115512 (F5-01) |  | SEG14020119HX | ER |  |  |  |  | 099-14236 | 099-14236 | TMC | Memorial Hermann-Texas Medical Center | ER | Trama 13
NO | YES |  |  |  | 074-04085 | 074-04085 | GE Healthcare | M1115512 (F5-01) |  | SEG12100878HX | TMC-Sarofim 1-Adult ER |  |  |  |  | 074-04085 | 074-04085 | TMC | MHHS-TMC | TMC-Sarofim 1-Adult ER | Er 7 |  |  |  | PM Not Required
NO | YES |  |  |  | 099-12807 | 099-12807 | GE Healthcare | M1115512 (F5-01) |  | SEG12493370HX | TMC-Sarofim 1-Adult ER |  |  |  |  | 099-12807 | 099-12807 | TMC | MHHS-TMC | TMC-Sarofim 1-Adult ER | Trauma 12
YES | YES |  |  |  | 074-04105 | 074-04105 | GE Healthcare | M1115512 (F5-01) |  |  | ER |  |  |  |  | 074-04105 | 074-04105 | TMC | Memorial Hermann-Texas Medical Center | ER | Trama 8
YES | YES |  |  |  | 099-12576 | 099-12576 | GE Healthcare | M1115512 (F5-01) |  | SEG19440029HX | TMC - SAROFIM 1 - ADULT ER |  |  |  |  | 099-12576 | 099-12576 | TMC | Memorial Hermann-Texas Medical Center | TMC - SAROFIM 1 - ADULT ER | Er 6
YES | YES |  |  |  | 099-12579 | 099-12579 | GE Healthcare | M1115512 (F5-01) |  | SEG14117059HX | TMC - SAROFIM 1 - ADULT ER |  |  |  |  | 099-12579 | 099-12579 | TMC | Memorial Hermann-Texas Medical Center | TMC - SAROFIM 1 - ADULT ER | Er 4
YES | YES |  |  |  | 099-12876 | 099-12876 | GE Healthcare | M1115512 (F5-01) |  | SEG14117049HX | TMC - SAROFIM 1 - ADULT ER |  |  |  |  | 099-12876 | 099-12876 | TMC | Memorial Hermann-Texas Medical Center | TMC - SAROFIM 1 - ADULT ER | Er 16
YES | YES |  |  |  | 099-11366 | 099-11366 | GE Healthcare | M1115512 (F5-01) |  | SEG13057849HX | Cullen-floor 3 |  |  |  |  | 099-11366 | 099-11366 | TMC | Memorial Hermann-Texas Medical Center | Cullen-floor 3 | Micu 16
YES | YES |  |  |  | 099-13504 | 099-13504 | GE Healthcare | M1115512 (F5-01) |  | SEG12389142HX | TMC - HVI - HEART FAILURE ICU (5HVI) |  |  |  |  | 099-13504 | 099-13504 |  | Memorial Hermann-tmc | TMC - HVI - HEART FAILURE ICU (5HVI) | Micu 14
YES | YES |  |  |  | 099-12652 | 099-12652 | GE Healthcare | M1115512 (F5-01) |  | SEG13057856HX | MICU |  |  |  |  | 099-12652 | 099-12652 | TMC | Memorial Hermann-Texas Medical Center | MICU
YES | YES |  |  |  | 099-11393 | 099-11393 | GE Healthcare | M1115512 (F5-01) |  | SEG12389148HX | Cullen 2 MICU |  |  |  |  | 099-11393 | 099-11393 | TMC | Memorial Hermann-Texas Medical Center | Cullen 2 MICU | Room 3
YES | YES |  |  |  | 099-11370 | 099-11370 | GE Healthcare | M1115512 (F5-01) |  | SEG15177806HX | Cullen-floor 2 |  |  |  |  | 099-11370 | 099-11370 | TMC | Memorial Hermann-Texas Medical Center | Cullen-floor 2 | Micu 15
YES | YES |  |  |  | 099-11398 | 099-11398 | GE Healthcare | M1115512 (F5-01) |  | SEG13057850HX | Cullen 2 MICU |  |  |  |  | 099-11398 | 099-11398 | TMC | Memorial Hermann-Texas Medical Center | Cullen 2 MICU | Room 8
YES | YES |  |  |  | 099-12655 | 099-12655 | GE Healthcare | M1115512 (F5-01) |  | SEG14426117HX | TMC - JONES - NEURO IMU (3J) |  |  |  |  | 099-12655 | 099-12655 | TMC | Memorial Hermann-Texas Medical Center | TMC - JONES - NEURO IMU (3J)
YES | YES |  |  |  | 099-11048 | 099-11048 | GE Healthcare | M1115512 (F5-01) |  | SEG13486846HX | ENT ICU |  |  |  |  | 099-11048 | 099-11048 | TMC | Memorial Hermann-Texas Medical Center | ENT ICU | Room 1
NO | YES |  |  |  | 074-04332 | 074-04332 | GE Healthcare | M1115512 (F5-01) |  | SEG12493344HX | Cullen-floor 2 |  |  |  |  | 074-04332 | 074-04332 | TMC | Memorial Hermann-Texas Medical Center | Cullen-floor 2 | Micu 5
YES | YES |  |  |  | 099-11399 | 099-11399 | GE Healthcare | M1115512 (F5-01) |  | SEG13486848HX | Cullen 2 MICU |  |  |  |  | 099-11399 | 099-11399 | TMC | Memorial Hermann-Texas Medical Center | Cullen 2 MICU | Room 4
YES | YES |  |  |  | 099-11435 | 099-11435 | GE Healthcare | M1115512 (F5-01) |  | SEG13486778HX | TWC |  |  |  |  | 099-11435 | 099-11435 | TMC | Memorial Hermann-Texas Medical Center | TWC | IMICU 6
YES | YES |  |  |  | 099-13512 | 099-13512 | GE Healthcare | M1115512 (F5-01) |  | SEG15177803HX | TMC - CULLEN - MICU (2C) |  |  |  |  | 099-13512 | 099-13512 |  | Memorial Hermann-tmc | TMC - CULLEN - MICU (2C) | Room 7 |  |  |  | No PM Sticker
YES | YES |  |  |  | 099-11079 | 099-11079 | GE Healthcare | M1115512 (F5-01) |  | SEG13057861HX | NSICU |  |  |  |  | 099-11079 | 099-11079 | TMC | Memorial Hermann-Texas Medical Center | NSICU
YES | YES |  |  |  | 099-11699 | 099-11699 | GE Healthcare | M1115512 (F5-01) |  | SEG15197987HX | TMC - 7J |  |  |  |  | 099-11699 | 099-11699 | TMC | Memorial Hermann-Texas Medical Center | TMC - 7J
YES | YES |  |  |  | 099-11096 | 099-11096 | GE Healthcare | M1115512 (F5-01) |  | SEG13476207HX | NSICU |  |  |  |  | 099-11096 | 099-11096 | TMC | Memorial Hermann-Texas Medical Center | NSICU | NSICU 2
YES | YES |  |  |  | 099-11360 | 099-11360 | GE Healthcare | M1115512 (F5-01) |  | SEG15197994HX | NSICU |  |  |  |  | 099-11360 | 099-11360 | TMC | Memorial Hermann-Texas Medical Center | NSICU | Room 9
YES | YES |  |  |  | 099-11769 | 099-11769 | GE Healthcare | M1115512 (F5-01) |  | SEG15197997HX | TMC - JONES - NEURO ICU (7J) |  |  |  |  | 099-11769 | 099-11769 |  | Memorial Hermann-tmc | TMC - JONES - NEURO ICU (7J) | J7 04
YES | YES |  |  |  | 099-12684 | 099-12684 | GE Healthcare | M1115512 (F5-01) |  | SEG15198006HX | Nuro ICU |  |  |  |  | 099-12684 | 099-12684 | TMC | Memorial Hermann-Texas Medical Center | Nuro ICU | NSICU7
YES | YES |  |  |  | 099-11783 | 099-11783 | GE Healthcare | M1115512 (F5-01) |  | SEG15177811HX | TMC - JONES - NEURO ICU (7J) |  |  |  |  | 099-11783 | 099-11783 |  | Memorial Hermann-tmc | TMC - JONES - NEURO ICU (7J) | J7 14
YES | YES |  |  |  | 099-11734 | 099-11734 | GE Healthcare | M1115512 (F5-01) |  | SEG15177802HX | NSICU |  |  |  |  | 099-11734 | 099-11734 | TMC | Memorial Hermann-Texas Medical Center | NSICU
YES | YES |  |  |  | 099-11738 | 099-11738 | GE Healthcare | M1115512 (F5-01) |  | SEG15197986HX | NSICU |  |  |  |  | 099-11738 | 099-11738 | TMC | Memorial Hermann-Texas Medical Center | NSICU
YES | YES |  |  |  | 099-11708 | 099-11708 | GE Healthcare | M1115512 (F5-01) |  | SEG15197990HX | TMC - 7J |  |  |  |  | 099-11708 | 099-11708 | TMC | Memorial Hermann-Texas Medical Center | TMC - 7J
YES | YES |  |  |  | 099-12689 | 099-12689 | GE Healthcare | M1115512 (F5-01) |  | SEG15198002HX | Nuro ICU |  |  |  |  | 099-12689 | 099-12689 | TMC | Memorial Hermann-Texas Medical Center | Nuro ICU | By NSICU19
YES | YES |  |  |  | 099-11776 | 099-11776 | GE Healthcare | M1115512 (F5-01) |  | SEG15177800HX | TMC - JONES - NEURO ICU (7J) |  |  |  |  | 099-11776 | 099-11776 |  | Memorial Hermann-tmc | TMC - JONES - NEURO ICU (7J) | J7 23 |  |  |  | In use on patient
YES | YES |  |  |  | 099-11867 | 099-11867 | GE Healthcare | M1115512 (F5-01) |  | SEG14436895HX | TMC - JONES - NEURO ELECTIVE (4J) |  |  |  |  | 099-11867 | 099-11867 |  | Memorial Hermann-tmc | TMC - JONES - NEURO ELECTIVE (4J) | J425
YES | YES |  |  |  | 099-11896 | 099-11896 | GE Healthcare | M1115512 (F5-01) |  | SEG14436882HX | J4 |  |  |  |  | 099-11896 | 099-11896 | TMC | Memorial Hermann-Texas Medical Center | J4 | J427
YES | YES |  |  |  | 099-11124 | 099-11124 | GE Healthcare | M1115512 (F5-01) |  | SEG144368H6HS | Inpatient Rehab |  |  |  |  | 099-11124 | 099-11124 | TMC | Mischer Neuroscience Institute | Inpatient Rehab | J428
YES | YES |  |  |  | 099-11862 | 099-11862 | GE Healthcare | M1115512 (F5-01) |  | SEG14436876HX | TMC - JONES - NEURO ELECTIVE (4J) |  |  |  |  | 099-11862 | 099-11862 |  | Memorial Hermann-tmc | TMC - JONES - NEURO ELECTIVE (4J) | Neu 20
YES | YES |  |  |  | 099-11128 | 099-11128 | GE Healthcare | M1115512 (F5-01) |  | SEG14426108HX | Inpatient Rehab |  |  |  |  | 099-11128 | 099-11128 | TMC | Mischer Neuroscience Institute | Inpatient Rehab | By J417
YES | YES |  |  |  | 099-12012 | 099-12012 | GE Healthcare | M1115512 (F5-01) |  | SEG15089214HX | NICU |  |  |  |  | 099-12012 | 099-12012 | TMC | Childrens Memorial Hermann Hospital | NICU | H8027
YES | YES |  |  |  | 099-05095 | 099-05095 | GE Healthcare | M1115512 (F5-01) |  | SEG15044641HX | NICU H8045 |  |  |  |  | 099-05095 | 099-05095 |  | TMC | NICU H8045 | Memorial Hermann- Texas Medical Center | 3/1/20 |  |  | No PM Sticker
YES | YES |  |  |  | 099-05790 | 099-05790 | GE Healthcare | M1115512 (F5-01) | [7 empty] | 099-05790 | 099-05790 |  | Memorial Hemann- Texas Medical Center |  | H7/50.4
YES | YES |  |  |  | 099-05796 | 099-05796 | GE Healthcare | M1115512 (F5-01) | [7 empty] | 099-05796 | 099-05796 |  | Memorial Hermann-Texas Medical Center |  | H7/85B
YES | YES |  |  |  | 099-14620 | 099-14620 | GE Healthcare | M1115512 (F5-01) |  | SEG17200147HX | TMC - HERMANN - PEDI tsicu |  |  |  |  | 099-14620 | 099-14620 | TMC | Memorial Hermann-Texas Medical Center | TMC - HERMANN - PEDI tsicu
YES | YES |  |  |  | 099-05838 | 099-05838 | GE Healthcare | M1115512 (F5-01) | [7 empty] | 099-05838 | 099-05838 |  | Memorial Hermann-TWC |  | STICU 22
YES | YES |  |  |  | 099-05850 | 099-05850 | GE Healthcare | M1115512 (F5-01) | [7 empty] | 099-05850 | 099-05850 |  | Memorial Hermann-TWC |  | STICU 22 |  |  |  | In use on patient
YES | YES |  |  |  | 099-14615 | 099-14615 | GE Healthcare | M1115512 (F5-01) |  | SEG17200149HX | TMC - JONES - TSicu |  |  |  |  | 099-14615 | 099-14615 | TMC | Memorial Hermann-Texas Medical Center | TMC - JONES - TSicu
YES | YES |  |  |  | 069-48145 | 069-48145 | GE Healthcare | M1115512 (F5-01) |  | SEG17510130HX | TMC - SAROFIM 8 - HVI ICU |  |  |  |  | 069-48145 | 069-48145 | TMC | Memorial Hermann-Texas Medical Center | TMC - SAROFIM 8 - HVI ICU
YES | YES |  |  |  | 099-09527 | 099-09527 | GE Healthcare | M1115512 (F5-01) |  | SEG13476147HX | TMC - HERMANN - ADULT ER (1HP) |  |  |  |  | 099-09527 | 099-09527 | TMC | Memorial Hermann-Texas Medical Center | TMC - HERMANN - ADULT ER (1HP) | TMC - HERMANN - ADULT ER (1HP)
YES | YES |  |  |  | 099-09437 | 099-09437 | GE Healthcare | M1115512 (F5-01) |  |  | MICU |  |  |  |  | 099-09437 | 099-09437 | TMC | Memorial Hermann-TMC | MICU | S8/35
YES | YES |  |  |  | 099-09179 | 099-09179 | GE Healthcare | M1115512 (F5-01) |  | SEG13475825HX | Serofim 8 |  |  |  |  | 099-09179 | 099-09179 | TMC | Memorial Hermann-Texas Medical Center | Serofim 8 | S805
YES | YES |  |  |  | 099-09313 | 099-09313 | GE Healthcare | M1115512 (F5-01) |  | SEG13476146HX | 8th Floor Medical ICU |  |  |  |  | 099-09313 | 099-09313 | TMC | Memorial Hermann-Texas Medical Center | 8th Floor Medical ICU | S801
YES | YES |  |  |  | 069-48151 | 069-48151 | GE Healthcare | M1115512 (F5-01) |  | Seg19410037hx | 8 floor Medical ICU |  |  |  |  | 069-48151 | 069-48151 | TMC | Memorial Hermann-Texas Medical Center | 8 floor Medical ICU | Nurse station
YES | YES |  |  |  | 069-48030 | 069-48030 | GE Healthcare | M1115512 (F5-01) |  | SEG19430059HX | TMC - HERMANN - ADULT ER (1HP) |  |  |  |  | 069-48030 | 069-48030 | TMC | Memorial Hermann-Texas Medical Center | TMC - HERMANN - ADULT ER (1HP) | TMC - HERMANN - ADULT ER (1HP)
YES | YES |  |  |  | 069-48148 | 069-48148 | GE Healthcare | M1115512 (F5-01) |  | SEG17510122HX | TMC - SAROFIM 8 - HVI ICU |  |  |  |  | 069-48148 | 069-48148 | TMC | Memorial Hermann-Texas Medical Center | TMC - SAROFIM 8 - HVI ICU
YES | YES |  |  |  | 069-44792 | 069-44792 | GE Healthcare | M1115512 (F5-01) |  | SEG13497608HX | Sarafim |  |  |  |  | 069-44792 | 069-44792 | TMC | Memorial Hermann-Texas Medical Center | Sarafim | S8-31
YES | YES |  |  |  | 142-08950 | 142-08950 | GE Healthcare | M4S-RS |  | 166965yp4 | MH MG - (SL) - SUGAR LAND CARDIOLOGY |  |  |  |  | 142-08950 | 142-08950 | Sugar Land | Memorial Hermann Medical Group Sugar Land Cardiology (#210) | MH MG - (SL) - SUGAR LAND CARDIOLOGY | Exho room
YES | YES |  |  |  | 142-08979 | 142-08979 | GE Healthcare | M4S-RS |  | 195232YP4 | MH MG - (SL) - SUGAR LAND MULTI-SPECIALTY (MP1) |  |  |  |  | 142-08979 | 142-08979 | Sugar Land | Memorial Hermann Medical Group Sugar Land Multi-Specialty (#350) | MH MG - (SL) - SUGAR LAND MULTI-SPECIALTY (MP1) | Cardio 2
YES | YES |  |  |  | 099-09023 | 099-09023 | GE Healthcare | M4S-RS |  | 118288YP0 | Cardio Vascular |  |  |  |  | 099-09023 | 099-09023 | Southwest | Memorial Hermann Heart | Cardio Vascular | Exam Echo
YES | YES |  |  |  | 583-01682 | 583-01682 | GE Healthcare | M4S-RS |  | 132167YP8 | MH MG - (MC) - COMPREHENSIVE HEART CARE |  |  |  |  | 583-01682 | 583-01682 | West | Maura Herman Memorial city | MH MG - (MC) - COMPREHENSIVE HEART CARE | MH MG MC Comprehension heart care
YES | YES |  |  |  |  | 069-36055 | GE Healthcare | M5S-D |  |  | PICU | [5 empty] | 069-36055 | TMC | Childrens Memorial Hermann Hospital | PICU | Storage
YES | YES | Serial Number Bf-180029 |  |  | bf-180029 | bf-180029 | GE Healthcare | M5S-D |  | Bf-180029 | MEMORIAL CITY - OUTPATIENT SURGERY RECOVERY |  |  |  |  | bf-180029 | bf-180029 | West | West memorial hospital - memorial herman hospital | MEMORIAL CITY - OUTPATIENT SURGERY RECOVERY | Imaging |  |  |  | Pm not found
YES | YES |  |  |  | 099-06525 | 099-06525 | GE Healthcare | M5Sc |  | 327442YP0 | Stress Test |  |  |  |  | 099-06525 | 099-06525 | South East | Memorial Hermann South East | Stress Test | Stress Lab
YES | YES |  |  |  | 142-09175 | 142-09175 | GE Healthcare | M5Sc-D |  | 252055YP9 | MH MG - (WDLS) - TWL CARDIOLOGY (STE 300) |  |  |  |  | 142-09175 | 142-09175 | Woodlands | Memorial Hermann The Woodlands Medical Center | MH MG - (WDLS) - TWL CARDIOLOGY (STE 300) | Cardiology - MP4 - 4th floor - EKG Room
YES | YES |  |  |  | 029-12838 | 029-12838 | GE Healthcare | M5Sc-D |  | 330915YPO | Cardio pulmonary |  |  |  |  | 029-12838 | 029-12838 | Woodlands | Memorial Hermann The Woodlands Medical Center | Cardio pulmonary | ECCHO 1
YES | YES |  |  |  | 005-33068 | 005-33068 | GE Healthcare | M5Sc-D |  | 342823YP2 | [5 empty] | 005-33068 | 005-33068 | Woodlands | Memorial Hermann The Woodlands Medical Center |  | ECHO 1
YES | YES |  |  |  | 142-09454 | 142-09454 | GE Healthcare | M5Sc-D |  | 321292YP5 | Cardio pulmonary |  |  |  |  | 142-09454 | 142-09454 | Woodlands | Memorial Hermann The Woodlands Medical Center | Cardio pulmonary | ECCHO 1
YES | YES |  |  |  | 099-02340 | 099-02340 | GE Healthcare | M5Sc-D |  | 342817YP4 | WOODLANDS - CARDIC REHAB |  |  |  |  | 099-02340 | 099-02340 | Woodlands | Woodlands | WOODLANDS - CARDIC REHAB | MH woodlands 1st floor
YES | YES |  |  |  | 099-06189 | 099-06189 | GE Healthcare | M5Sc-D |  | 327441YP2 | Memorial Hermann- SE - Radiology- NuclearMed |  |  |  |  | 099-06189 | 099-06189 |  | Memorial Hermann- SE - Radiology- NuclearMed | Memorial Hermann- SE - Radiology- NuclearMed | Echo Room1 | 4/1/20 |  |  | No PM Sticker
YES | YES |  |  |  | 069-47893 | 069-47893 | GE Healthcare | MA1700 |  | SKN19350051SA | TMC - HVI - CVIMU (8HVI) |  |  |  |  | 069-47893 | 069-47893 | TMC | Memorial Hermann Heart | TMC - HVI - CVIMU (8HVI) | TMC - HVI - CVIMU (8HVI) | 12/1/19 |  | 12/1/20
YES | YES |  |  |  | 069-47899 | 069-47899 | GE Healthcare | MA1700 |  | SKN19350107SA | TMC - HVI - CVIMU (8HVI) |  |  |  |  | 069-47899 | 069-47899 | TMC | Memorial Hermann Heart | TMC - HVI - CVIMU (8HVI) | TMC - HVI - CVIMU (8HVI) | 12/1/19 |  | 12/1/20
YES | YES |  |  |  | 069-47912 | 069-47912 | GE Healthcare | MA1700 |  | SKN19350045SA | TMC - HVI - CIMU (4HVI) |  |  |  |  | 069-47912 | 069-47912 | TMC | Memorial Hermann Heart | TMC - HVI - CIMU (4HVI) | TMC - HVI - CIMU (4HVI) | 12/1/19 |  | 12/1/20
YES | YES |  |  |  | 069-47910 | 069-47910 | GE Healthcare | MA1700 |  | SKN19350112SA | TMC - HVI - CIMU (4HVI) |  |  |  |  | 069-47910 | 069-47910 | TMC | Memorial Hermann Heart | TMC - HVI - CIMU (4HVI) | TMC - HVI - CIMU (4HVI) | 12/1/16 |  | 12/1/20
YES | YES |  |  |  | 069-47918 | 069-47918 | GE Healthcare | MA1700 |  | SKN19350114SA | ACE |  |  |  |  | 069-47918 | 069-47918 | TMC | Memorial Hermann-Texas Medical Center | ACE | ACE | 12/1/19 |  | 12/1/20
YES | YES |  |  |  | 069-47921 | 069-47921 | GE Healthcare | Ma1700 |  | SKN19350043SA | Cullen 5w |  |  |  |  | 069-47921 | 069-47921 |  | Memorial Hermann-tmc | Cullen 5w | Nurse station | 12/1/19 |  | 12/1/20
YES | YES |  |  |  | 069-47922 | 069-47922 | GE Healthcare | Ma1700 |  | SKN19350042SA | Tmc cullen 5w signature |  |  |  |  | 069-47922 | 069-47922 |  | Tmc | Tmc cullen 5w signature | Nurse station | 12/1/19 |  | 12/1/20
YES | YES |  |  |  | 013-11635 | 013-11635 | GE Healthcare | MAC 5000 |  | AAY04433582PA | MH MG - (SL) - SWEETWATER |  |  |  |  | 013-11635 | 013-11635 | Sugar Land | Memorial Hermann Medical Group Sweetwater (#B) | MH MG - (SL) - SWEETWATER | Ambulatory Service | 12/1/19 | 12/1/20 |  |  |  | ECG Machine | [24 empty] | ECGMACHINE | ECG Machine | GE
YES | YES |  |  |  | 013-10686 | 013-10686 | GE Healthcare | MAC 5000 |  | AAY04031077PA | MH MG - (SL) - SWEETWATER |  |  |  |  | 013-10686 | 013-10686 | Sugar Land | Memorial Hermann Medical Group Sweetwater (#B) | MH MG - (SL) - SWEETWATER | Exam room 9 | 12/1/19 | 12/1/20 |  |  |  | ECG Machine | [24 empty] | ECGMACHINE | ECG Machine | GE
YES | YES |  |  |  |  | 009-09969 | GE Healthcare | MAC 5000 |  |  | Suite 250 | [5 empty] | 009-09969 | Southeast | Herman memorial Cardiology | Suite 250 | Stress Room | 12/1/15 |  | 6/1/16
YES | YES |  |  |  | 013-11418 | 013-11418 | GE Healthcare | MAC 5000 |  | AAY04380867GA | SW - Cardiac Rehab |  |  |  |  | 013-11418 | 013-11418 | Southwest | Memorial Hermann Southwest Hospital | SW - Cardiac Rehab | Assessment 2 | 11/1/19 |  | 11/1/20 | New Add
YES | YES |  |  |  | 005?Ai03955 | 005-03955 | GE Healthcare | MAC 5000 |  |  | SE - NONINVASIVE CARDIOLOGY |  |  |  |  | 005?Ai03955 | 005-03955 | Southeast | Memorial Hermann Southeast Hospital | SE - NONINVASIVE CARDIOLOGY | Stress Lab | 5/1/19 |  | 5/1/20
NO | YES |  |  |  | 133-07696 | 133-07696 | GE Healthcare | MAC 5500 |  | SCD09366509PA | Katy-ER |  |  |  |  | 133-07696 | 133-07696 | Katy | MHHS-Katy | Katy-ER | Katy - ER | [5 empty] | ECG Machine | ECGMACHINE-GE-MAC 5500 | [23 empty] | ECGMACHINE | ECG Machine | GE
NO | YES |  |  |  | 041-34118 | 041-34118 | GE Healthcare | MAC 5500 |  | SKJ15043653SA | 6E Cardiology |  |  |  |  | 041-34118 | 041-34118 | West | Memorial Hermann Memorial City Medical Center | 6E Cardiology | Memorial Hermann cardio 6E
YES | YES |  |  |  | 099-04536 | 099-04536 | GE Healthcare | MAC 5500 HD |  | SKJ15538470PA | Pearland |  |  |  |  | 099-04536 | 099-04536 | Pearland | MHPH | Pearland | Hallway | 8/1/19 | 8/1/20 |  |  |  | ECG Machine | ECGMACHINE-GE-MAC 5500 HD | [23 empty] | ECGMACHINE | ECG Machine | GE
YES | YES |  |  |  | 000-04446 | 000-04446 | GE Healthcare | MAC 5500 HD |  | SKJ18310078PA | ER |  |  |  |  | 000-04446 | 000-04446 | Katy | Memorial Hermann Convenient Care Center in Kingwood (Kingwood CCC) | ER | Hall | 10/1/19 | 10/1/20 |  |  |  | ECG Machine | ECGMACHINE-GE-MAC 5500 HD | [23 empty] | ECGMACHINE | ECG Machine | GE
YES | YES |  |  |  | 133-31153 | 133-31153 | GE Healthcare | MAC 5500 HD |  | SKJ19510001PA | KATY - ER |  |  |  |  | 133-31153 | 133-31153 | Katy | Memorial Hermann Katy Hospital | KATY - ER | ER | 1/1/20 | 1/1/21 |  |  |  | ECG Machine | ECGMACHINE-GE-MAC 5500 HD | [23 empty] | ECGMACHINE | ECG Machine | GE
YES | YES |  |  |  | 009-10535 | 009-10535 | GE Healthcare | MAC 5500 HD |  | SKJ17210260PA | Emergency Center |  |  |  |  | 009-10535 | 009-10535 | Central | Memorial Hermann Urgent Care Greater Heights (#100) | Emergency Center | Treatment Room 5 | 4/1/19 | 4/1/20 |  |  |  | ECG Machine | ECGMACHINE-GE-MAC 5500 HD | [23 empty] | ECGMACHINE | ECG Machine | GE
NO | YES |  |  |  |  | 000-0333 | GE Healthcare | MAC 5500 HD |  | NSN | NE-Respiratory | [5 empty] | 000-0333 | Katy | MHHS-Northeast | NE-Respiratory | Blood gas lab | 2/1/19 | 2/1/20 |  |  |  | ECG Machine | ECGMACHINE-GE-MAC 5500 HD | [23 empty] | ECGMACHINE | ECG Machine | GE
YES | YES |  |  |  | 029-12260 | 029-12260 | GE Healthcare | MAC 5500 HD |  | SKJ18280140PA | ER |  |  |  |  | 029-12260 | 029-12260 | Woodlands | Memorial Hermann 24-Hour Emergency Care | ER | Hall | 9/1/19 |  | 9/1/20 |  |  | ECG Machine | ECGMACHINE-GE-MAC 5500 HD | [23 empty] | ECGMACHINE | ECG Machine | GE
YES | YES |  |  |  | 029-12979 | 029-12979 | GE Healthcare | MAC 5500 HD |  | SKJ19500034PA | ER |  |  |  |  | 029-12979 | 029-12979 | Woodlands | Memorial Hermann The Woodlands Medical Center | ER | ER | 1/1/20 |  | 1/1/21 |  |  | ECG Machine | ECGMACHINE-GE-MAC 5500 HD | [23 empty] | ECGMACHINE | ECG Machine | GE
YES | YES |  |  |  | 029-12978 | 029-12978 | GE Healthcare | MAC 5500 HD |  | SKJ19510009PA | ER |  |  |  |  | 029-12978 | 029-12978 | Woodlands | Memorial Hermann The Woodlands Medical Center | ER | ER | 1/1/20 |  | 1/1/21 |  |  | ECG Machine | ECGMACHINE-GE-MAC 5500 HD | [23 empty] | ECGMACHINE | ECG Machine | GE
YES | YES |  |  |  | 029-11433 | 029-11433 | GE Healthcare | MAC 5500 HD |  | SKJ16482330PA | ER |  |  |  |  | 029-11433 | 029-11433 | Woodlands | 24 Hour Emergency Room - Convenient Care Center in Spring | ER | ER | 11/1/19 |  | 10/1/20 |  |  | ECG Machine | ECGMACHINE-GE-MAC 5500 HD | [23 empty] | ECGMACHINE | ECG Machine | GE
YES | YES |  |  |  | 029-11432 | 029-11432 | GE Healthcare | MAC 5500 HD |  | SKJ16472297PA | CCC in spring |  |  |  |  | 029-11432 | 029-11432 | ccc spring |  | CCC in spring |  |  |  | 11/1/20 |  |  | ECG Machine | ECGMACHINE-GE-MAC 5500 HD | [23 empty] | ECGMACHINE | ECG Machine | GE
YES | YES |  |  |  | 013-15618 | 013-15618 | GE Healthcare | MAC 5500 HD |  |  | 8th floor |  |  |  |  | 013-15618 | 013-15618 | Southwest | Memorial Hermann Southwest Hospital | 8th floor | Evac chair room E wing | 9/1/19 |  | 9/1/20 |  |  |  | ECGMACHINE-GE-MAC 5500 HD
YES | YES |  |  |  | 013-15508 | 013-15508 | GE Healthcare | MAC 5500 HD |  |  | 4th floor |  |  |  |  | 013-15508 | 013-15508 | Southwest | Memorial Hermann Southwest Hospital | 4th floor | B Wing hallway | 3/1/20 |  | 1/1/21 |  |  |  | ECGMACHINE-GE-MAC 5500 HD
YES | YES |  |  |  | 013-39257 | 013-39257 | GE Healthcare | MAC 5500 HD |  | SKJ18370121PA | SW - ER |  |  |  |  | 013-39257 | 013-39257 | Southwest | Memorial Hermann Southwest Hospital Emergency Center | SW - ER | EMS Triage 1 |  |  |  | New Add |  |  | ECGMACHINE-GE-MAC 5500 HD
NO | YES |  |  |  | 099-08879 | 099-08879 | GE Healthcare | MAC 5500 HD |  | SCD08333620PA | SW-ER |  |  |  |  | 099-08879 | 099-08879 | Southwest | MHHS-Southwest | SW-ER | Pod A Nurses Station |  |  |  | New Add
YES | YES |  |  |  | 005-12337 | 005-12337 | GE Healthcare | MAC 5500 HD |  | SKJ17490246PA | ER |  |  |  |  | 005-12337 | 005-12337 | Southeast | Memorial Hermann Convenient Care Center in League City (League City CCC) | ER | Nurse Station | 2/1/20 |  | 2/1/21 |  |  |  | ECGMACHINE-GE-MAC 5500 HD
YES | YES |  |  |  | 005-12336 | 005-12336 | GE Healthcare | MAC 5500 HD |  | SKJ17490301PA | ER |  |  |  |  | 005-12336 | 005-12336 | Southeast | Memorial Hermann Convenient Care Center in League City (League City CCC) | ER | ER | 2/1/20 |  | 2/1/21 |  |  |  | ECGMACHINE-GE-MAC 5500 HD
NO | YES | Asset Tag 069-47015 |  |  | 069-47015 | 069-47015 | GE Healthcare | MAC 5500 HD |  | SKJ19370046PA | TMC-Hermann-Adult ER (1Hp) |  |  |  |  | 069-47015 | 069-47015 | TMC | MHHS-TMC | TMC-Hermann-Adult ER (1Hp) |  | 11/1/19 |  | 11/1/20
YES | YES |  |  |  | 005-13136 | 005-13136 | GE Healthcare | MAC 5500 HD |  | SKJ20020003PA | SE - ESOPHAGEAL DISEASE CENTER |  |  |  |  | 005-13136 | 005-13136 | Southeast | Memorial Hermann Southeast Hospital | SE - ESOPHAGEAL DISEASE CENTER | SE - ESOPHAGEAL DISEASE CENTER | 1/1/20 |  | 1/1/21 |  |  |  | ECGMACHINE-GE-MAC 5500 HD
YES | YES |  |  |  | 005-13139 | 005-13139 | GE Healthcare | MAC 5500 HD |  | SKJ20020015PA | SE - NONINVASIVE CARDIOLOGY |  |  |  |  | 005-13139 | 005-13139 | Southeast | Memorial Hermann Southeast Hospital | SE - NONINVASIVE CARDIOLOGY | Recovery bay 1 | 1/1/20 |  | 1/1/21 |  |  |  | ECGMACHINE-GE-MAC 5500 HD
YES | YES |  |  |  | 005-12087 | 005-12087 | GE Healthcare | Mac lab recording system |  | JTD13515763SA | SE - CATH LAB |  |  |  |  | 005-12087 | 005-12087 | Southeast | Memorial Hermann Southeast Hospital | SE - CATH LAB | Cath lab1 |  |  |  | No pm required
YES | YES |  |  |  | 013-18268 | 013-18268 | GE Healthcare | Mac-1200 |  |  | Cardiovascular |  |  |  |  | 013-18268 | 013-18268 | Southwest | Memorial Harmann Hospital - Medical Plaza 2 | Cardiovascular | Cardiovascular
YES | YES |  |  |  | 013-39294 | 013-39294 | GE Healthcare | Mac-Lab |  | SH913483971TA | SW - OR - CATH |  |  |  |  | 013-39294 | 013-39294 | Southwest | Memorial Hermann Heart | SW - OR - CATH | CATH 1
NO | YES |  |  |  | 013-39292 | 013-39292 | GE Healthcare | Mac-Lab |  | SH913483982TA | SW-Cath Lab |  |  |  |  | 013-39292 | 013-39292 | Southwest | MHHS-Southwest | SW-Cath Lab | Cath 2
YES | YES |  |  |  | 013-39296 | 013-39296 | GE Healthcare | Mac-Lab |  | SH913483975TA | SW - CATH LAB |  |  |  |  | 013-39296 | 013-39296 | Southwest | Memorial Hermann Heart | SW - CATH LAB | Cath 5
YES | YES |  |  |  | 005-12093 | 005-12093 | GE Healthcare | Mac-Lab recording system |  | JTD13515761SA | SE - CATH LAB |  |  |  |  | 005-12093 | 005-12093 | Southeast | Memorial Hermann Southeast Hospital | SE - CATH LAB | Rm 2 |  |  |  | No pm required
YES | YES |  |  |  | 069-47894 | 069-47894 | GE Healthcare | MAI 700 |  |  | TMC - DIALYSIS - ADULT (9J) |  |  |  |  | 069-47894 | 069-47894 | TMC | J9 | TMC - DIALYSIS - ADULT (9J) | Nurses Station
YES | YES |  |  |  | 099-00238 | 099-00238 | GE Healthcare | Marquette |  | J2MF7973P | KATY - OR |  |  |  |  | 099-00238 | 099-00238 | Katy | Katy | KATY - OR | Bio med shop |  |  |  | No pm
YES | YES | Serial Number Cnf |  |  | 133-02556 | 133-02556 | GE Healthcare | Marquette |  | Cnf | KATY - BIOMED |  |  |  |  | 133-02556 | 133-02556 | Katy | Memorial Hermann Katy Hospital | KATY - BIOMED | Biomed Office
YES | YES |  |  |  | 069-29658 | 069-29658 | GE Healthcare | Md 15t |  | DTJ24081194 | Gi lab |  |  |  |  | 069-29658 | 069-29658 | TMC | Memorial Hermann-Texas Medical Center | Gi lab | J1. 482
YES | YES |  |  |  | 069-49141 | 069-49141 | GE Healthcare | Md 15t |  | Nsn | 8 floor Medical ICU |  |  |  |  | 069-49141 | 069-49141 | TMC | Memorial Hermann-Texas Medical Center | 8 floor Medical ICU | S807 | 1/1/20 |  | 1/1/21 | In use, unable to get sn
YES | YES |  |  |  | 099-09427 | 099-09427 | GE Healthcare | Md15t |  | DTL05080033 | TMC - RADIOLOGY - JONES PAVILION |  |  |  |  | 099-09427 | 099-09427 | TMC | Memorial Hermann-Texas Medical Center | TMC - RADIOLOGY - JONES PAVILION | J2 400.18
YES | YES |  |  |  | 069-38231 | 069-38231 | GE Healthcare | MD15T |  |  | TMC- GI Lab |  |  |  |  | 069-38231 | 069-38231 | TMC | Memorial Hermann-Texas Medical Center | TMC- GI Lab | J1/488
YES | YES |  |  |  | 069-29451 | 069-29451 | GE Healthcare | Md15t |  | DTJ24080823 | Memorial Hermann- Texas Medical Center- OR |  |  |  |  | 069-29451 | 069-29451 |  | TMC | Memorial Hermann- Texas Medical Center- OR | Serafine 3floor OR storage room | 4/1/20 |  |  | No PM Sticker
NO | YES |  |  |  | 041-11421 | 041-11421 | GE Healthcare | MINI TELEMETRY SYSTEM |  | SGH13072077PA | Memorial City-Labor & Delivery | MHHS-Mem City |  |  |  | 041-11421 | 041-11421 | West | MHHS-Mem City | Memorial City-Labor & Delivery | Clean Utility | 6/1/18 |  | 6/1/19 |  | MONITORS, TELEMETRIC |  | .needs class | [5 empty] | GE |  |  |  |  | 1/1/17 |  |  | Covered PM Repair - Biomedical | MHHS-Mem City
NO | YES |  |  |  | 041-11422 | 041-11422 | GE Healthcare | MINI TELEMETRY SYSTEM |  | sgh130702076pa | Memorial City-Labor & Delivery | MHHS-Mem City |  |  |  | 041-11422 | 041-11422 | West | MHHS-Mem City | Memorial City-Labor & Delivery | Clean Utility | 6/1/18 |  | 6/1/19 |  | MONITORS, TELEMETRIC |  | .needs class | [5 empty] | GE |  |  |  |  | 1/1/17 |  |  | Covered PM Repair - Biomedical | MHHS-Mem City
NO | YES |  |  |  | 041-11423 | 041-11423 | GE Healthcare | MINI TELEMETRY SYSTEM |  | sgh13092175pa | Memorial City-Labor & Delivery | MHHS-Mem City |  |  |  | 041-11423 | 041-11423 | West | MHHS-Mem City | Memorial City-Labor & Delivery | Clean Utility | 6/1/18 |  | 6/1/19 |  | MONITORS, TELEMETRIC |  | .needs class | [5 empty] | GE |  |  |  |  | 1/1/17 |  |  | Covered PM Repair - Biomedical | MHHS-Mem City
NO | YES |  |  |  | 041-11424 | 041-11424 | GE Healthcare | MINI TELEMETRY SYSTEM |  | sgh1392174pa | Memorial City-Labor & Delivery | MHHS-Mem City |  |  |  | 041-11424 | 041-11424 | West | MHHS-Mem City | Memorial City-Labor & Delivery |  | 6/1/18 |  |  |  | MONITORS, TELEMETRIC |  | .needs class | [5 empty] | GE | [7 empty] | Covered PM Repair - Biomedical | MHHS-Mem City
NO | YES |  |  |  | 041-11425 | 041-11425 | GE Healthcare | MINI TELEMETRY SYSTEM |  | sgh13142227pa | Memorial City-Labor & Delivery | MHHS-Mem City |  |  |  | 041-11425 | 041-11425 | West | MHHS-Mem City | Memorial City-Labor & Delivery | Clean Utility | 8/1/18 |  | 8/1/19 |  | MONITORS, TELEMETRIC |  | .needs class | [5 empty] | GE |  |  |  |  | 1/1/17 |  |  | Covered PM Repair - Biomedical | MHHS-Mem City
NO | YES |  |  |  | 041-11426 | 041-11426 | GE Healthcare | MINI TELEMETRY SYSTEM |  | sgh131422269pa | MEMORIAL CITY - MHT - NICU | MHHS-Mem City |  |  |  | 041-11426 | 041-11426 | West | Memorial City-Memorial Hermann Hospital | MEMORIAL CITY - MHT - NICU | Biomed Shop |  |  |  | Unit is past PM due date. Currently in biomed shop. Possible repair. | MONITORS, TELEMETRIC |  | .needs class | [5 empty] | GE | [7 empty] | Covered PM Repair - Biomedical | MHHS-Mem City
NO | YES |  |  |  | 041-11427 | 041-11427 | GE Healthcare | MINI TELEMETRY SYSTEM |  | sgh13142243pa | Memorial City-Labor & Delivery | MHHS-Mem City |  |  |  | 041-11427 | 041-11427 | West | MHHS-Mem City | Memorial City-Labor & Delivery | Clean Utility | 7/1/18 |  | 7/1/19 |  | MONITORS, TELEMETRIC |  | .needs class | [5 empty] | GE |  |  |  |  | 1/1/17 |  |  | Covered PM Repair - Biomedical | MHHS-Mem City
NO | YES |  |  |  | 041-11428 | 041-11428 | GE Healthcare | MINI TELEMETRY SYSTEM |  | sgh13142242pa | Memorial City-Labor & Delivery | MHHS-Mem City |  |  |  | 041-11428 | 041-11428 | West | MHHS-Mem City | Memorial City-Labor & Delivery | Clean Utility | 7/1/18 |  | 7/1/19 |  | MONITORS, TELEMETRIC |  | .needs class | [5 empty] | GE |  |  |  |  | 1/1/17 |  |  | Covered PM Repair - Biomedical | MHHS-Mem City
NO | YES |  |  |  | 041-11429 | 041-11429 | GE Healthcare | MINI TELEMETRY SYSTEM |  | sgh13142223pa | Memorial City-Labor & Delivery | MHHS-Mem City |  |  |  | 041-11429 | 041-11429 | West | MHHS-Mem City | Memorial City-Labor & Delivery | Clean Utility | 6/1/18 |  | 6/1/19 |  | MONITORS, TELEMETRIC |  | .needs class | [5 empty] | GE |  |  |  |  | 1/1/17 |  |  | Covered PM Repair - Biomedical | MHHS-Mem City
NO | YES |  |  |  | 041-11431 | 041-11431 | GE Healthcare | MINI TELEMETRY SYSTEM |  | sgh13142229pa | Memorial City-Labor & Delivery | MHHS-Mem City |  |  |  | 041-11431 | 041-11431 | West | MHHS-Mem City | Memorial City-Labor & Delivery |  | 6/1/18 |  |  |  | MONITORS, TELEMETRIC |  | .needs class | [5 empty] | GE | [7 empty] | Covered PM Repair - Biomedical | MHHS-Mem City
NO | YES |  |  |  | 041-11432 | 041-11432 | GE Healthcare | MINI TELEMETRY SYSTEM |  | sgh13142228pa | Memorial City-Labor & Delivery | MHHS-Mem City |  |  |  | 041-11432 | 041-11432 | West | MHHS-Mem City | Memorial City-Labor & Delivery | Clean Utility | 6/1/18 |  | 6/1/19 |  | MONITORS, TELEMETRIC |  | .needs class | [5 empty] | GE | [7 empty] | Covered PM Repair - Biomedical | MHHS-Mem City
YES | YES |  |  |  | 099-12073 | 099-12073 | GE Healthcare | ML6-15 |  | 156265YP1 | Ultrasound |  |  |  |  | 099-12073 | 099-12073 | Southeast | Memorial Hermann Imaging Center - Pasadena | Ultrasound | Ultrasound
YES | YES |  |  |  | 099-03392 | 099-03392 | GE Healthcare | ML6-15-D |  | 195037YP7 | Pearland Imaging |  |  |  |  | 099-03392 | 099-03392 | Pearland | MH Pearland | Pearland Imaging | C1 310 | 2/1/20 |  |  |  | US probe for LOGIC E9 | [22 empty] | 1/1/16
YES | YES |  |  |  | 099-03441 | 099-03441 | GE Healthcare | ML6-15-D |  | 127484YP4 | Pearland Imaging |  |  |  |  | 099-03441 | 099-03441 | Pearland | MH Pearland | Pearland Imaging | C1 313 |  |  |  |  | US probe for LOGIC E9 | [22 empty] | 10/1/13
YES | YES |  |  |  | 005-08966 | 005-08966 | GE Healthcare | ML6-15-D |  | 38753YP0 | SE - ESOPHAGEAL DISEASE CENTER |  |  |  |  | 005-08966 | 005-08966 | Southeast | Memorial Hermann Southeast Hospital | SE - ESOPHAGEAL DISEASE CENTER | Radiology Work Room
YES | YES |  |  |  | 099-07814 | 099-07814 | GE Healthcare | ML6-15-D |  | 168441YP4 | SE - Radiology |  |  |  |  | 099-07814 | 099-07814 | Southeast | Memorial Hermann-Southeast Hosptal | SE - Radiology | W1 413 Radiology Work Room
YES | YES |  |  |  | 041-16688 | 041-16688 | GE Healthcare | ML6-15-D |  | 73541yp5 | MEMORIAL CITY - OUTPATIENT SURGERY RECOVERY |  |  |  |  | 041-16688 | 041-16688 | West | West memorial hospital - memorial herman hospital | MEMORIAL CITY - OUTPATIENT SURGERY RECOVERY | Imaging |  |  |  | No pm found
YES | YES |  |  |  | 069-17764 | 069-17764 | GE Healthcare | MOLVL 150-05 |  | 15T08521540VA | Memorial Hermann- T exas Medical Center Childrens OR |  |  |  |  | 069-17764 | 069-17764 |  | TCM | Memorial Hermann- T exas Medical Center Childrens OR | OR 53 | 4/1/20 |  |  | No PM Sticker
NO | YES |  |  |  | 029-05261 | 029-05261 | GE Healthcare | MOLVL150-05 |  | 15T08200161VA | Woodlands-Cath Lab |  |  |  |  | 029-05261 | 029-05261 | Woodlands | MHHS-Woodlands | Woodlands-Cath Lab | Cath Lab 2
YES | YES |  |  |  | 069-27491 | 069-27491 | GE Healthcare | MOLVL150-05 |  | 15T08062568VA | TMC - OR - HERMANN (2HP) |  |  |  |  | 069-27491 | 069-27491 | TMC | Memorial Hermann-Texas Medical Center | TMC - OR - HERMANN (2HP) | OR 54
NO | YES | Serial Number 15T11153277VA |  |  | 069-34958 | 069-34958 | GE Healthcare | MOLVL150-05 |  | 15T11153277VA | TMC-OR-Pedi OR (2R) |  |  |  |  | 069-34958 | 069-34958 | TMC | MHHS-TMC | TMC-OR-Pedi OR (2R) |  |  |  |  | No pm label
YES | YES |  |  |  | 069-34974 | 069-34974 | GE Healthcare | MOLVL150-05 |  | 15T11113065VA | TMC- OR- (3HP) |  |  |  |  | 069-34974 | 069-34974 | TMC | Memorial Hermann-Texas Medical Center | TMC- OR- (3HP) | Storage
YES | YES |  |  |  | 069-28602 | 069-28602 | GE Healthcare | MOLVL150-05 |  | 15T08390861VA | TMC- OR- (3HP) |  |  |  |  | 069-28602 | 069-28602 | TMC | Memorial Hermann-Texas Medical Center | TMC- OR- (3HP) | Storage
YES | YES |  |  |  | 069-17763 | 069-17763 | GE Healthcare | MOLVL150-05 |  | 15T08521552VA | TMC - OR - ANESTHESIA (OLD) |  |  |  |  | 069-17763 | 069-17763 | TMC | Memorial Hermann-Texas Medical Center | TMC - OR - ANESTHESIA (OLD) | Storage
YES | YES |  |  |  | 099-11434 | 099-11434 | GE Healthcare | Monitor Pro 8850 |  |  | TWC |  |  |  |  | 099-11434 | 099-11434 | TMC | Memorial Hermann-Texas Medical Center | TWC | MIMU 6
NO | YES |  |  |  | 069-07502 | 069-07502 | GE Healthcare | MP100D |  | SDY12302424GA | TMC-OR-Day Surgery (2R) |  |  |  |  | 069-07502 | 069-07502 | TMC | MHHS-TMC | TMC-OR-Day Surgery (2R) | Clean Utility | 12/1/19 |  | 12/1/20
NO | NO |  |  |  | 074-05812 |  | GE Healthcare | MP100R |  | SEE19130008SA | TMC - CENTRAL MONITORING - HVI (3HVI) | MHHS-TMC |  |  |  | 074-05812 |  | TMC |  | TMC - CENTRAL MONITORING - HVI (3HVI) | [5 empty] | NETWORK SERVERS |  | MONITORCENTRALSTATION-GE-Carescape MP100R |  |  |  |  | MONITORCENTRALSTATION-GE-Carescape MP100R | GE | [7 empty] | Covered PM Repair - Biomedical | MHHS-TMC
NO | NO |  |  |  | 074-05813 |  | GE Healthcare | MP100R |  | SEE19170020SA | TMC - CENTRAL MONITORING - HVI (3HVI) | MHHS-TMC |  |  |  | 074-05813 |  | TMC |  | TMC - CENTRAL MONITORING - HVI (3HVI) | [5 empty] | NETWORK SERVERS |  | MONITORCENTRALSTATION-GE-Carescape MP100R |  |  |  |  | MONITORCENTRALSTATION-GE-Carescape MP100R | GE | [7 empty] | Covered PM Repair - Biomedical | MHHS-TMC
NO | NO |  |  |  | 029-06417 |  | GE Healthcare | MP100R |  | SEE09410571GA | WOODLANDS - TELEMETRY | MHHS-Woodlands |  |  |  | 029-06417 |  | Woodlands |  | WOODLANDS - TELEMETRY | [5 empty] | NETWORK SERVERS |  | MONITORCENTRALSTATION-GE-Carescape MP100R |  |  |  |  | MONITORCENTRALSTATION-GE-Carescape MP100R | GE | [7 empty] | Covered PM Repair - Biomedical | MHHS-Woodlands
NO | NO |  |  |  | 029-06418 |  | GE Healthcare | MP100R |  | SEE09410580GA | WOODLANDS - TELEMETRY | MHHS-Woodlands |  |  |  | 029-06418 |  | Woodlands |  | WOODLANDS - TELEMETRY | [5 empty] | NETWORK SERVERS |  | MONITORCENTRALSTATION-GE-Carescape MP100R |  |  |  |  | MONITORCENTRALSTATION-GE-Carescape MP100R | GE | [7 empty] | Covered PM Repair - Biomedical | MHHS-Woodlands
NO | NO |  |  |  | SEE16221558SA |  | GE Healthcare | MP100R |  | SEE16221558SA | WOODLANDS - TELEMETRY | MHHS-Woodlands |  |  |  | SEE16221558SA |  | Woodlands |  | WOODLANDS - TELEMETRY | [5 empty] | NETWORK SERVERS |  | MONITORCENTRALSTATION-GE-Carescape MP100R |  |  |  |  | MONITORCENTRALSTATION-GE-Carescape MP100R | GE | [7 empty] | Covered PM Repair - Biomedical | MHHS-Woodlands
YES | YES |  |  |  | 069-49164 | 069-49164 | GE Healthcare | Mpm |  | SPX19350062SA | TMC - SAROFIM 2 - ADULT PACU |  |  |  |  | 069-49164 | 069-49164 | TMC | Memorial Hermann-Texas Medical Center | TMC - SAROFIM 2 - ADULT PACU | Pre-op 56 | 1/1/20 |  | 1/1/21
YES | YES |  |  |  | 069-49155 | 069-49155 | GE Healthcare | Mpm |  | SPX19350289SA | TMC - SAROFIM 2 - ADULT PACU |  |  |  |  | 069-49155 | 069-49155 | TMC | Memorial Hermann-Texas Medical Center | TMC - SAROFIM 2 - ADULT PACU | Pre-op 56 | 1/1/20 |  | 1/1/21
NO | YES |  |  |  | 069-41011 | 069-41011 | GE Healthcare | Mpm |  | SA314452514GA | Pacu |  |  |  |  | 069-41011 | 069-41011 | Tmc | Adult pacu | Pacu | Room 25 | 10/1/19 |  | 10/1/20
NO | YES |  |  |  | 069-41012 | 069-41012 | GE Healthcare | Mpm |  | SA314452511GA | Pacu |  |  |  |  | 069-41012 | 069-41012 | Tmc | Adult pacu | Pacu | Room 26 | 10/1/19 |  | 10/1/20
YES | YES |  |  |  | 069-48690 | 069-48690 | GE Healthcare | Mpm |  | SPX19430208SA | TMC - SAROFIM 3 - PACU |  |  |  |  | 069-48690 | 069-48690 | TMC | Memorial Hermann-Texas Medical Center | TMC - SAROFIM 3 - PACU | Room 5 | 1/1/20 |  | 1/1/21
YES | YES |  |  |  | 069-48686 | 069-48686 | GE Healthcare | Mpm |  | SPX19430167SA | TMC - SAROFIM 3 - PACU |  |  |  |  | 069-48686 | 069-48686 | TMC | Memorial Hermann-Texas Medical Center | TMC - SAROFIM 3 - PACU | Room 8 | 1/1/20 |  | 1/1/21
YES | YES |  |  |  | 069-48956 | 069-48956 | GE Healthcare | Multiparameter |  | Nsn | Memorial Hermann- Texas Medica Center Robertson Serafine |  |  |  |  | 069-48956 | 069-48956 |  | TCM | Memorial Hermann- Texas Medica Center Robertson Serafine | Floor 834 | 1/1/20 |  | 1/1/21 | In use on patient
NO | YES |  |  |  | 005-10389 | 005-10389 | GE Healthcare | MultiParameter |  | NSN | SE-L |  |  |  |  | 005-10389 | 005-10389 |  | Memorial Hermann- SE- L | SE-L | NICU | 4/1/20 |  |  | In use on patient
NO | YES |  |  |  | 005-10397 | 005-10397 | GE Healthcare | MultiParameter |  | NSN | SE-L |  |  |  |  | 005-10397 | 005-10397 |  | Memorial Hermann- SE- L | SE-L | NICU | 4/1/20 |  |  | In use on patient
NO | YES |  |  |  | 005-10399 | 005-10399 | GE Healthcare | MultiParameter |  | SA310028319GR | SE-L |  |  |  |  | 005-10399 | 005-10399 |  | Memorial Hermann- SE- L | SE-L | NICU | 11/1/18 |  | 11/1/19
YES | YES |  |  |  | MHSWOPT220FP | MHSWOOT220FP | GE Healthcare | N3732 |  | MHSWOPT220FP | SW Radiology |  |  |  |  | MHSWOPT220FP | MHSWOOT220FP | Southwest | Memorial Hermann Southwest Hospital | SW Radiology | SW Radiology
YES | YES | Asset Tag 1103 |  |  |  |  | GE Healthcare | Neck chest coil |  |  | Radiology | [6 empty] | Woodlands | Memorial Hermann The Woodlands Medical Center | Radiology | GE MRI
YES | YES | [5 empty] | GE Healthcare | Neuro array |  |  | Radiology | [6 empty] | Woodlands | Memorial Hermann The Woodlands Medical Center | Radiology | GE MRI
YES | YES |  |  |  | NVA0084 | NVA0084 | GE Healthcare | Neurovascular Coil |  | NVA0084 | Radiology |  |  |  |  | NVA0084 | NVA0084 | West | Memorial Hermann Memorial City Medical Center | Radiology | MRI
YES | YES |  |  |  | NVA0572 | NVA0572 | GE Healthcare | Neurovascular Coil base |  | NVA0572 | Radiology |  |  |  |  | NVA0572 | NVA0572 | West | Memorial Hermann Memorial City Medical Center | Radiology | MRI
YES | YES |  |  |  | 099-03567 | 099-03567 | GE Healthcare | NM 830 |  | 830Y60112 | Sugar Land Imaging |  |  |  |  | 099-03567 | 099-03567 | Sugar Land | Memorial Hermann Sugar Land | Sugar Land Imaging | Sugar Land West Tower Nuclear Medicine |  |  |  | Sys id 281MHSL830 | Gamma Camera | [22 empty] | 10/1/19
YES | YES |  |  |  | 069-40771 | 069-40771 | GE Healthcare | OEC |  |  | TMC - RADIOLOGY - HVI PAVILION |  |  |  |  | 069-40771 | 069-40771 | TMC | Memorial Hermann-Texas Medical Center | TMC - RADIOLOGY - HVI PAVILION | CT room | 1/1/20 |  | 1/1/21
NO | YES |  |  |  | 005-10555 | 005-10555 | GE Healthcare | OEC 9900 |  | E9-2801 | OR |  |  |  |  | 005-10555 | 005-10555 |  | Memorial Hermann Houston | OR | Mobile | 7/1/19 | 7/1/20 |  | C Arm 1 | [23 empty] | 5/1/15
NO | YES | Serial Number E2-4806 |  |  | 099-10910 | 099-10910 | GE Healthcare | OEC 9900 Elite |  | E2-4806 | SW-OR |  |  |  |  | 099-10910 | 099-10910 | Southwest | MHHS-Southwest | SW-OR | HVI OR |  |  |  | New Add
NO | YES | Asset Tag 013-38128 |  |  | 013-38128 | 013-38128 | GE Healthcare | OEC 9900 Elite |  | E2XXXX05874 | SW-HVI-OR |  |  |  |  | 013-38128 | 013-38128 | Southwest | MHHS-Southwest | SW-HVI-OR | Hallway
YES | YES |  |  |  | 069-40770 | 069-40770 | GE Healthcare | OEC 9900 Elite |  |  | TWC |  |  |  |  | 069-40770 | 069-40770 | TMC | Memorial Hermann Heart | TWC | CVOR | 3/1/20 |  | 3/1/20 | NSN
YES | YES |  |  |  | 069-45881 | 069-45881 | GE Healthcare | OEC 9900 Elite |  | E3xxxx06608 | TMC - OR - ROBERTSON (2R) |  |  |  |  | 069-45881 | 069-45881 | TMC | Memorial Hermann-Texas Medical Center | TMC - OR - ROBERTSON (2R) | Hall way | 10/1/19 |  | 10/1/20
NO | YES |  |  |  | 069-40804 | 069-40804 | GE Healthcare | OEC 9900 Elite |  | E2-4801 | TMC-OR-Robertson (2R) |  |  |  |  | 069-40804 | 069-40804 | TMC | MHHS-TMC | TMC-OR-Robertson (2R) | Hallway | 6/1/19 |  | 6/1/20
NO | YES |  |  |  | 069-40803 | 069-40803 | GE Healthcare | OEC 9900 Elite |  | E2-4802 | TMC-OR-Robertson (2R) |  |  |  |  | 069-40803 | 069-40803 | TMC | MHHS-TMC | TMC-OR-Robertson (2R) | Hallway |  |  |  | No pm sticker
NO | YES |  |  |  | 069-45855 | 069-45855 | GE Healthcare | OEC 9900 Elite |  | E2XXXX06632 | TMC-OR-Robertson (2R) |  |  |  |  | 069-45855 | 069-45855 | TMC | MHHS-TMC | TMC-OR-Robertson (2R) | TMC OR ROBERTSON (2R) | 10/1/19 |  | 10/1/20
NO | YES |  |  |  | 005-11052 | 005-11052 | GE Healthcare | OEC 9900 Elite |  | E2XXXX05885 | Endoscopy |  |  |  |  | 005-11052 | 005-11052 | Southeast | Memorial Hermann Medical Group Southeast General Surgery Medical Plaza 1 (#350) | Endoscopy | By Physicians office | 2/1/20 |  | 2/1/21
NO | YES |  |  |  | 145-00163 | 145-00163 | GE Healthcare | OEC 9900 Elite ESP |  | E9-2970 | Pearland-Radiology |  |  |  |  | 145-00163 | 145-00163 | Pearland | MHHS-Pearland Hospital | Pearland-Radiology | Surgery | 12/1/19 | 12/1/20 |  |  | C-arm | [22 empty] | 2/1/16
NO | YES |  |  |  | 145-00168 | 145-00168 | GE Healthcare | OEC 9900 Elite VAS 8 |  | E2-4773 | Pearland-OR |  |  |  |  | 145-00168 | 145-00168 | Pearland | MHHS-Pearland Hospital | Pearland-OR | Surgery | 3/1/19 | 3/1/20 |  |  | C-arm | [22 empty] | 5/1/15
NO | YES |  |  |  | 041-20898 |  | GE Healthcare | OEC ELITE |  | FAHXXX00069 | MEMORIAL CITY - RADIOLOGY - INPATIENT | MHHS-Mem City |  | C-Arm, Portable |  | 041-20898 |  | West & Memorial City |  | MEMORIAL CITY - RADIOLOGY - INPATIENT |  | 2/27/19 |  |  |  | RADIOGRAPHIC/FLUOROSCOPIC UNITS, MOBILE |  | CARMPORTABLE-GE-OEC Elite | CARMPORTABLE | OEC Elite |  |  |  | GE | C-Arm, Portable |  | CARMPORTABLE-GE-OEC Elite |  | 11/24/25 |  |  | Not Covered Vendor Only - Biomedical | MHHS-Mem City
NO | YES |  |  |  | 041-20897 |  | GE Healthcare | OEC ELITE |  | FAXXXE00046 | MEMORIAL CITY - RADIOLOGY - OUTPATIENT | MHHS-Mem City |  | C-Arm, Portable |  | 041-20897 |  | West & Memorial City |  | MEMORIAL CITY - RADIOLOGY - OUTPATIENT |  | 2/28/19 |  |  |  | RADIOGRAPHIC/FLUOROSCOPIC UNITS, MOBILE |  | CARMPORTABLE-GE-OEC Elite | CARMPORTABLE | OEC Elite |  |  |  | GE | C-Arm, Portable |  | CARMPORTABLE-GE-OEC Elite |  | 11/24/25 |  |  | Not Covered Vendor Only - Biomedical | MHHS-Mem City
NO | YES |  |  |  | 142-06791 | 142-06791 | GE Healthcare | OEC ELITE |  | FBXXXE00545 | NE-Radiology | MHHS-Northeast |  | C-Arm, Portable |  | 142-06791 | 142-06791 | Katy | MHHS-Northeast | NE-Radiology |  | 5/1/19 | 3/1/20 |  |  | RADIOGRAPHIC/FLUOROSCOPIC UNITS, MOBILE | C-Arm, Portable | CARMPORTABLE-GE-OEC Elite | CARMPORTABLE | OEC Elite |  |  |  | GE | C-Arm, Portable |  | CARMPORTABLE-GE-OEC Elite |  | 11/24/25 |  | CAP-A | Not Covered Vendor Only - Biomedical | MHHS-Northeast | [8 empty] | CARMPORTABLE | C-Arm, Portable | GE
NO | YES |  |  |  | 069-46494 | 069-46494 | GE Healthcare | OEC ELITE |  | FBXXXE00475 | OPID - (TMC) - UPPER KIRBY - 467 | MHHS-OPID |  | C-Arm, Portable |  | 069-46494 | 069-46494 | TMC | Upper Kirby Outpatient Imaging | OPID - (TMC) - UPPER KIRBY - 467 | Fluro | 3/1/19 |  |  |  | RADIOGRAPHIC/FLUOROSCOPIC UNITS, MOBILE | C-Arm, Portable | CARMPORTABLE-GE-OEC Elite | CARMPORTABLE | OEC Elite |  |  |  | GE | C-Arm, Portable |  | CARMPORTABLE-GE-OEC Elite |  | 11/24/25 |  | CAP-A | Not Covered Vendor Only - Biomedical | MHHS-OPID | [8 empty] | CARMPORTABLE | C-Arm, Portable | GE
NO | YES |  |  |  | 013-38842 | 013-38842 | GE Healthcare | OEC ELITE |  | FBXXXE00544 | SW-Radiology | MHHS-Southwest |  | C-Arm, Portable |  | 013-38842 | 013-38842 | Southwest | MHHS-Southwest | SW-Radiology | OR hallway | 4/1/19 |  |  |  | RADIOGRAPHIC/FLUOROSCOPIC UNITS, MOBILE | C-Arm, Portable | CARMPORTABLE-GE-OEC Elite | CARMPORTABLE | OEC Elite |  |  |  | GE | C-Arm, Portable |  | CARMPORTABLE-GE-OEC Elite |  | 11/24/25 |  | CAP-A | Not Covered Vendor Only - Biomedical | MHHS-Southwest | [8 empty] | CARMPORTABLE | C-Arm, Portable | GE
YES | YES |  |  |  | 069-46866 | 069-46866 | GE Healthcare | OEC Elite |  | 01008406821217291119120021F2XXTX00028 | TMC - OR - ROBERTSON (2R) |  |  |  |  | 069-46866 | 069-46866 | TMC | Memorial Hermann-Texas Medical Center | TMC - OR - ROBERTSON (2R) | Hall way | 1/1/20 |  | 1/1/21 | C arm 35
NO | NO |  |  |  | 009-09676 |  | GE Healthcare | OEC ELITE |  | FBXXXE00082 | GH - OR | MHHS-Greater Heights |  | C-Arm, Portable |  | 009-09676 |  | Central & Greater Heights |  | GH - OR | [5 empty] | RADIOGRAPHIC/FLUOROSCOPIC UNITS, MOBILE |  | CARMPORTABLE-GE-OEC Elite | CARMPORTABLE | OEC Elite |  |  |  | GE | C-Arm, Portable |  | CARMPORTABLE-GE-OEC Elite |  |  |  |  | Not Covered Vendor Only - Biomedical | MHHS-Greater Heights
NO | YES |  |  |  | R-069-CA20 |  | GE Healthcare | OEC ELITE CFD ERGO C |  | FBXXXE00207 | TMC - RADIOLOGY - JONES PAVILION | MHHS-TMC |  |  |  | R-069-CA20 |  | TMC |  | TMC - RADIOLOGY - JONES PAVILION |  | 1/31/19 |  |  |  | RADIOGRAPHIC/FLUOROSCOPIC UNITS, MOBILE |  | .needs class | [5 empty] | GE |  |  |  |  | 11/24/25 |  |  | Not Covered Vendor Only - Biomedical | MHHS-TMC
NO | YES |  |  |  | 145-01217 | 145-01217 | GE Healthcare | OEC ELITE VAS MTS |  | I2Y8T-0082 | Pearland-OR | MHHS-Pearland Hospital |  | C-Arm, Portable |  | 145-01217 | 145-01217 | Pearland | MHHS-Pearland Hospital | Pearland-OR | Surgery | 9/1/19 | 9/1/20 |  |  | RADIOGRAPHIC/FLUOROSCOPIC UNITS, MOBILE | C-Arm, Portable | CARMPORTABLE-GE-OEC Elite | CARMPORTABLE | OEC Elite |  |  |  | GE | C-Arm, Portable |  | CARMPORTABLE-GE-OEC Elite |  | 11/24/25 |  | CAP-A | Not Covered Vendor Only - Biomedical | MHHS-Pearland Hospital | [5 empty] | 9/1/19 |  |  | CARMPORTABLE | C-Arm, Portable | GE
NO | YES |  |  |  | 129-01859 | 129-01859 | GE Healthcare | OEC MiniView 6800 |  | 86-1383 | Sugar Zland Imaging |  |  |  |  | 129-01859 | 129-01859 | Sugar Land | MH SL | Sugar Zland Imaging | Surgery | 12/1/19 | 12/1/20 |  |  | Mini C-arm | [22 empty] | 11/1/04
NO | YES |  |  |  | 099-09798 | 099-09798 | GE Healthcare | OEC MINIVIEW 6800 |  | 86-0862 | TMC-Sarofim 3-OR |  |  |  |  | 099-09798 | 099-09798 | TMC | MHHS-TMC | TMC-Sarofim 3-OR | Hall | 3/1/20 |  | 3/1/21
NO | NO |  |  |  | 041-32987 |  | GE Healthcare | OEC ONE |  | BB8SS1900038HL | MH MG - (MC) - BARIATRIC SURGERY GALLERIA | MHHS-MG |  | C-Arm, Portable |  | 041-32987 |  | West & Memorial City |  | MH MG - (MC) - BARIATRIC SURGERY GALLERIA | [5 empty] | RADIOGRAPHIC/FLUOROSCOPIC UNITS, MOBILE |  | CARMPORTABLE-GE Hualun Med Sys-OEC One | CARMPORTABLE | OEC One |  |  |  | GE Hualun Med Sys | C-Arm, Portable |  |  | CARMPORTABLE-GE Hualun Med Sys-OEC One |  |  |  | Not Covered Vendor Only - Biomedical | MHHS-MG
YES | YES |  |  |  | 041-32997 | 041-32997 | GE Healthcare | OEC One CFD |  | 180871HL6 | Bariatric clinic |  |  |  |  | 041-32997 | 041-32997 | West | Bariatric clinic | Bariatric clinic | Radiology room | 11/1/19 | 11/1/20
NO | YES |  |  |  | 041-12635 | 041-12635 | GE Healthcare | OmniBed |  | HDGM51186 | MEMORIAL CITY - MHT - NICU |  |  |  |  | 041-12635 | 041-12635 | West | West | MEMORIAL CITY - MHT - NICU | MH4:118 Room4M19
NO | YES |  |  |  | 041-12620 | 041-12620 | GE Healthcare | OmniBed |  | HDGM51237 | MEMORIAL CITY - MHT - NICU |  |  |  |  | 041-12620 | 041-12620 | West | West | MEMORIAL CITY - MHT - NICU | MH4:104 Room4M31
NO | YES |  |  |  | 041-12630 | 041-12630 | GE Healthcare | OmniBed |  | HDGM51195 | MEMORIAL CITY - MHT - NICU |  |  |  |  | 041-12630 | 041-12630 | West | West | MEMORIAL CITY - MHT - NICU | MH4:103 4M32
YES | YES |  |  |  | 005-10666 | 005-10666 | GE Healthcare | Optima |  | HUDKX1800137WK | Imaging |  |  |  |  | 005-10666 | 005-10666 |  | Memorial Hermon Houston | Imaging | Mobile | 3/1/19 | 3/1/20 | [25 empty] | 11/1/18
YES | YES |  |  |  | 241-02943 | 241-02943 | GE Healthcare | Optima |  | 713MAHAMX220 | TIRR - RADIOLOGY |  |  |  |  | 241-02943 | 241-02943 | TMC | TIRR Memorial Hermann | TIRR - RADIOLOGY | TIRR -Radiology | 3/1/20 |  | 4/1/20
YES | YES |  |  |  | 099-03537 | 099-03537 | GE Healthcare | Optima |  | MHSW08T220 | SW Radiology |  |  |  |  | 099-03537 | 099-03537 | Southwest | Memorial Hermann Southwest Hospital | SW Radiology | SW Radiology
NO | YES | Asset Tag 013-36429 |  |  | 013-36429 | 013-36429 | GE Healthcare | Optima |  | HL02N925 | SW Radiology |  |  |  |  | 013-36429 | 013-36429 | Southwest | Memorial Hermann Southwest Hospital | SW Radiology | SW Radiology
YES | YES |  |  |  | 145-00171 | 145-00171 | GE Healthcare | Optima CT660 |  | GE Site MHPEARCT | Pearland Imaging |  |  |  |  | 145-00171 | 145-00171 | Pearland | MH Pearland | Pearland Imaging | C1 320 CT Room | 12/1/19 | 12/1/20 |  |  | CT | [22 empty] | 2/1/20
NO | YES |  |  |  | 929-00855 | 929-00855 | GE Healthcare | Optima NM/CT 640 |  |  | Pearland-Radiology |  |  |  |  | 929-00855 | 929-00855 | Pearland | MHHS-Pearland Hospital | Pearland-Radiology | S2 233 | 12/1/19 | 12/1/20 |  |  | Gamma Camera CT | [22 empty] | 1/1/16
NO | YES | Asset Tag 133-08284 |  |  | 133-08284 |  | GE Healthcare | OPTIMA XR200AMX |  | HDUKX1800090WK | KATY - RADIOLOGY | MHHS-Katy |  | Radiographic Unit, Portable |  | 133-08284 |  | Katy |  | KATY - RADIOLOGY |  | 1/16/19 |  |  |  | RADIOGRAPHIC UNITS, MOBILE |  | RADIOGRAPHICUNITPORTABLE-GE-Optima XR200amx | RADIOGRAPHICUNITPORTABLE | Optima XR200amx |  |  |  | GE | Radiographic Unit, Portable |  | RADIOGRAPHICUNITPORTABLE-GE-Optima XR200amx |  | 12/1/17 |  |  | Covered PM Repair - Biomedical | MHHS-Katy
NO | YES |  |  |  | 133-08397 | 133-08397 | GE Healthcare | OPTIMA XR200AMX |  | 1038026WK9 | Katy-IMU | MHHS-Katy |  | Radiographic Unit, Portable |  | 133-08397 | 133-08397 | Katy | MHHS-Katy | Katy-IMU | IMU | 5/1/19 | 5/1/20 |  |  | RADIOGRAPHIC UNITS, MOBILE | Radiographic Unit, Portable | RADIOGRAPHICUNITPORTABLE-GE-Optima XR200amx | RADIOGRAPHICUNITPORTABLE | Optima XR200amx |  |  |  | GE | Radiographic Unit, Portable |  | RADIOGRAPHICUNITPORTABLE-GE-Optima XR200amx |  | 7/1/16 |  | RUP-A | Covered PM Repair - Biomedical | MHHS-Katy | [8 empty] | RADIOGRAPHICUNITPORTABLE | Radiographic Unit, Portable | GE
NO | YES |  |  |  | 145-00174 | 145-00174 | GE Healthcare | Optima XR200amx |  | 1037252WK2 | Pearland-Radiology |  |  |  |  | 145-00174 | 145-00174 | Pearland | MHHS-Pearland Hospital | Pearland-Radiology | Radiology | 12/1/19 | 12/1/20 |  |  | Digital Radiographic Portable | [22 empty] | 11/1/15
NO | YES |  |  |  | 009-09690 |  | GE Healthcare | OPTIMA XR220AMX |  | 16K528 | GH - RADIOLOGY | MHHS-Greater Heights |  | Radiographic Unit, Portable |  | 009-09690 |  | Central & Greater Heights |  | GH - RADIOLOGY |  | 3/7/19 |  |  |  | RADIOGRAPHIC UNITS, MOBILE |  | RADIOGRAPHICUNITPORTABLE-GE-Optima XR220amx | RADIOGRAPHICUNITPORTABLE | Optima XR220amx |  |  |  | GE | Radiographic Unit, Portable |  | RADIOGRAPHICUNITPORTABLE-GE-Optima XR220amx |  | 12/1/17 |  |  | Covered PM Repair - Biomedical | MHHS-Greater Heights
NO | YES |  |  |  | 041-20236 |  | GE Healthcare | OPTIMA XR220AMX |  | SB2201600152WK | MEMORIAL CITY - RADIOLOGY - INPATIENT | MHHS-Mem City |  | Radiographic Unit, Portable |  | 041-20236 |  | West & Memorial City |  | MEMORIAL CITY - RADIOLOGY - INPATIENT |  | 12/13/18 |  |  |  | RADIOGRAPHIC UNITS, MOBILE |  | RADIOGRAPHICUNITPORTABLE-GE-Optima XR220amx | RADIOGRAPHICUNITPORTABLE | Optima XR220amx |  |  |  | GE | Radiographic Unit, Portable |  | RADIOGRAPHICUNITPORTABLE-GE-Optima XR220amx |  | 12/1/17 |  |  | Covered PM Repair - Biomedical | MHHS-Mem City
NO | YES |  |  |  | 041-32251 |  | GE Healthcare | OPTIMA XR220AMX |  | SB2201600168WK | MEMORIAL CITY - RADIOLOGY - INPATIENT | MHHS-Mem City |  | Radiographic Unit, Portable |  | 041-32251 |  | West & Memorial City |  | MEMORIAL CITY - RADIOLOGY - INPATIENT |  | 12/5/18 |  |  |  | RADIOGRAPHIC UNITS, MOBILE |  | RADIOGRAPHICUNITPORTABLE-GE-Optima XR220amx | RADIOGRAPHICUNITPORTABLE | Optima XR220amx |  |  |  | GE | Radiographic Unit, Portable |  | RADIOGRAPHICUNITPORTABLE-GE-Optima XR220amx |  | 12/1/17 |  |  | Covered PM Repair - Biomedical | MHHS-Mem City
NO | YES |  |  |  | 142-03548 |  | GE Healthcare | OPTIMA XR220AMX |  | 1037217WK5 | NE - RADIOLOGY | MHHS-Northeast |  | Radiographic Unit, Portable |  | 142-03548 |  | Katy |  | NE - RADIOLOGY |  | 1/11/19 |  |  |  | RADIOGRAPHIC UNITS, MOBILE |  | RADIOGRAPHICUNITPORTABLE-GE-Optima XR220amx | RADIOGRAPHICUNITPORTABLE | Optima XR220amx |  |  |  | GE | Radiographic Unit, Portable |  | RADIOGRAPHICUNITPORTABLE-GE-Optima XR220amx |  |  |  |  | Covered PM Repair - Biomedical | MHHS-Northeast
NO | YES |  |  |  | R-005-PD1 |  | GE Healthcare | OPTIMA XR220AMX |  | 1036259WK8 | SE - RADIOLOGY | MHHS-Southeast |  | Radiographic Unit, Portable |  | R-005-PD1 |  | Southeast & Bay Area |  | SE - RADIOLOGY |  | 9/25/19 |  |  |  | RADIOGRAPHIC UNITS, MOBILE |  | RADIOGRAPHICUNITPORTABLE-GE-Optima XR220amx | RADIOGRAPHICUNITPORTABLE | Optima XR220amx |  |  |  | GE | Radiographic Unit, Portable |  | RADIOGRAPHICUNITPORTABLE-GE-Optima XR220amx |  | 12/1/17 |  |  | Covered PM Repair - Biomedical | MHHS-Southeast
NO | YES |  |  |  | R-005-PD3 |  | GE Healthcare | OPTIMA XR220AMX |  | 1037198WK7 | SE - RADIOLOGY | MHHS-Southeast |  | Radiographic Unit, Portable |  | R-005-PD3 |  | Southeast & Bay Area |  | SE - RADIOLOGY |  | 7/30/19 |  |  |  | RADIOGRAPHIC UNITS, MOBILE |  | RADIOGRAPHICUNITPORTABLE-GE-Optima XR220amx | RADIOGRAPHICUNITPORTABLE | Optima XR220amx |  |  |  | GE | Radiographic Unit, Portable |  | RADIOGRAPHICUNITPORTABLE-GE-Optima XR220amx |  | 12/1/17 |  |  | Covered PM Repair - Biomedical | MHHS-Southeast
NO | YES |  |  |  | R-241-PD1 |  | GE Healthcare | OPTIMA XR220AMX |  |  | TIRR - RADIOLOGY | MHHS-TIRR |  | Radiographic Unit, Portable |  | R-241-PD1 |  | TMC |  | TIRR - RADIOLOGY |  | 4/3/19 |  |  |  | RADIOGRAPHIC UNITS, MOBILE |  | RADIOGRAPHICUNITPORTABLE-GE-Optima XR220amx | RADIOGRAPHICUNITPORTABLE | Optima XR220amx |  |  |  | GE | Radiographic Unit, Portable |  | RADIOGRAPHICUNITPORTABLE-GE-Optima XR220amx |  |  |  |  | Covered PM Repair - Biomedical | MHHS-TIRR
NO | YES |  |  |  | 029-10240 | 029-10240 | GE Healthcare | OPTIMA XR220AMX |  | 1037461WK9 | Woodlands-OR | MHHS-Woodlands |  | Radiographic Unit, Portable |  | 029-10240 | 029-10240 | Woodlands | MHHS-Woodlands | Woodlands-OR |  | 12/1/19 | 12/1/20 |  | GE ID 281MHWOPT | RADIOGRAPHIC UNITS, MOBILE | Radiographic Unit, Portable | RADIOGRAPHICUNITPORTABLE-GE-Optima XR220amx | RADIOGRAPHICUNITPORTABLE | Optima XR220amx |  |  |  | GE | Radiographic Unit, Portable |  | RADIOGRAPHICUNITPORTABLE-GE-Optima XR220amx |  |  |  | RUP-A | Covered PM Repair - Biomedical | MHHS-Woodlands | [8 empty] | RADIOGRAPHICUNITPORTABLE | Radiographic Unit, Portable | GE
NO | YES |  |  |  | 029-05774 | 029-05774 | GE Healthcare | OPTIMA XR220AMX |  | SB2201600094WK | Woodlands-Radiology | MHHS-Woodlands |  | Radiographic Unit, Portable |  | 029-05774 | 029-05774 | Woodlands | MHHS-Woodlands | Woodlands-Radiology | Hallway |  |  |  | GE ID MHTWOPT220 | RADIOGRAPHIC UNITS, MOBILE | Radiographic Unit, Portable | RADIOGRAPHICUNITPORTABLE-GE-Optima XR220amx | RADIOGRAPHICUNITPORTABLE | Optima XR220amx |  |  |  | GE | Radiographic Unit, Portable |  | RADIOGRAPHICUNITPORTABLE-GE-Optima XR220amx |  | 8/1/19 |  | RUP-A | Covered PM Repair - Biomedical | MHHS-Woodlands | [8 empty] | RADIOGRAPHICUNITPORTABLE | Radiographic Unit, Portable | GE
NO | YES |  |  |  | 029-11250 | 029-11250 | GE Healthcare | OPTIMA XR220AMX |  | SB2201600136WK | Woodlands-Radiology | MHHS-Woodlands |  | Radiographic Unit, Portable |  | 029-11250 | 029-11250 | Woodlands | MHHS-Woodlands | Woodlands-Radiology | Cray | 11/1/19 |  |  |  | RADIOGRAPHIC UNITS, MOBILE | Radiographic Unit, Portable | RADIOGRAPHICUNITPORTABLE-GE-Optima XR220amx | RADIOGRAPHICUNITPORTABLE | Optima XR220amx |  |  |  | GE | Radiographic Unit, Portable |  | RADIOGRAPHICUNITPORTABLE-GE-Optima XR220amx |  | 8/1/19 |  | RUP-A | Covered PM Repair - Biomedical | MHHS-Woodlands | [8 empty] | RADIOGRAPHICUNITPORTABLE | Radiographic Unit, Portable | GE
NO | YES |  |  |  | 029-11260 | 029-11260 | GE Healthcare | OPTIMA XR220AMX |  | HDUKX1800142WK | Woodlands-Radiology | MHHS-Woodlands |  | Radiographic Unit, Portable |  | 029-11260 | 029-11260 | Woodlands | MHHS-Woodlands | Woodlands-Radiology | Xray | 11/1/19 |  |  |  | RADIOGRAPHIC UNITS, MOBILE | Radiographic Unit, Portable | RADIOGRAPHICUNITPORTABLE-GE-Optima XR220amx | RADIOGRAPHICUNITPORTABLE | Optima XR220amx |  |  |  | GE | Radiographic Unit, Portable |  | RADIOGRAPHICUNITPORTABLE-GE-Optima XR220amx |  | 4/1/17 |  | RUP-A | Covered PM Repair - Biomedical | MHHS-Woodlands | [8 empty] | RADIOGRAPHICUNITPORTABLE | Radiographic Unit, Portable | GE
NO | YES |  |  |  | 145-01393 | 145-01393 | GE Healthcare | Optima XR220amx |  | 1027324WK1 | Pearland-Radiology |  |  |  |  | 145-01393 | 145-01393 | Pearland | MHHS-Pearland Hospital | Pearland-Radiology | Radiology | 4/1/19 | 4/1/20 |  |  | Radiographic System Portable | [22 empty] | 2/1/13
NO | YES |  |  |  | 145-00178 | 145-00178 | GE Healthcare | Optima XR220amx |  | 1037218WK3 | Pearland-Radiology |  |  |  |  | 145-00178 | 145-00178 | Pearland | MHHS-Pearland Hospital | Pearland-Radiology | Radiology | 4/1/19 | 4/1/20 |  |  | Digital Radiographic System Portable | [22 empty] | 12/1/15
YES | YES |  |  |  | 099-03587 | 099-03587 | GE Healthcare | Optima XR220amx |  | 16L189 | Imaging |  |  |  |  | 099-03587 | 099-03587 | Southwest | Memorial Hermann Southwest | Imaging | Er pod c | 1/1/19 |  | 1/1/20
YES | YES |  |  |  | 005-12634 | 005-12634 | GE Healthcare | Optima XR220amx |  | 1036259WKB | Radiology |  |  |  |  | 005-12634 | 005-12634 | Southeast | Memorial Hermann Southeast Hospital | Radiology | Bio Med Imagimg Shop |  |  |  | System was in Bio Med Imaging shop for repairs
YES | YES |  |  |  | 099-03583 | 099-03583 | GE Healthcare | OPTIMA XR240AMX |  | 612572GE8 | Imaging Dept |  |  |  |  | 099-03583 | 099-03583 | Katy | Memorial Hermann | Imaging Dept | Katy (Rad) | 7/1/19 | 7/1/20 |  | Digital Portable Diagnostic Imaging System
NO | YES |  |  |  | 005-11051 | 005-11051 | GE Healthcare | Optima XR240amx |  | SB2201600167WK | Radiology |  |  |  |  | 005-11051 | 005-11051 | Southeast | Memorial Hermann Southeast Hospital | Radiology | Storage room |  |  |  | No pm sticker
NO | YES | Asset Tag 133-08284 |  |  | 133-08284 | 133-08284 | GE Healthcare | Optima XR240amx |  | MHKATYOPT220 | Katy-Radiology |  |  |  |  | 133-08284 | 133-08284 | Katy | Memorial Hermann Katy Hospital | Katy-Radiology | Hall way |  |  |  | #3. No pm sticker. Biomed # 7176
YES | YES |  |  |  | 009-33194 | 009-33194 | GE Healthcare | Optima XR240amx |  | HDUKX1800095WK | Radiology |  |  |  |  | 009-33194 | 009-33194 | West | Memorial Hermann Memorial City Medical Center | Radiology | Imaging |  |  |  | Sys id. MHMCOPT2202
NO | YES |  |  |  | 069-37548 | 069-37548 | GE Healthcare | P2500 |  | USED-0448 | TMC-OR-Anesthesia (Contract Equip) |  |  |  |  | 069-37548 | 069-37548 | TMC | MHHS-TMC | TMC-OR-Anesthesia (Contract Equip) | S2 OR 4 | 8/1/18 |  | 8/1/19
NO | YES |  |  |  | 069-37136 | 069-37136 | GE Healthcare | P2500 |  | USFF-0072 | TMC-Sarofim 2-OR |  |  |  |  | 069-37136 | 069-37136 | TMC | MHHS-TMC | TMC-Sarofim 2-OR | S2 OR 1 |  |  |  | No pm found
NO | YES |  |  |  | 069-41485 | 069-41485 | GE Healthcare | P2500 |  | USED-0443 | TMC-Sarofim 2-OR |  |  |  |  | 069-41485 | 069-41485 | TMC | MHHS-TMC | TMC-Sarofim 2-OR | S2 OR 67 |  |  |  | No pm found
NO | YES |  |  |  | 129-31069 | 129-31069 | GE Healthcare | PANDA |  | PBWY70184 | L |  |  |  |  | 129-31069 | 129-31069 | Sugar Land | Memorial Hermann Sugar Land Hospital | L | L | 9/1/19 |  | 3/1/20
YES | YES |  |  |  | 129-07941 | 129-07941 | GE Healthcare | PANDA |  | PBWY72323 | L |  |  |  |  | 129-07941 | 129-07941 | Sugar Land | Memorial Hermann Sugar Land Hospital | L | L | 10/1/19 |  | 4/1/20
NO | YES |  |  |  | 133-31089 | 133-31089 | GE Healthcare | PANDA IRES |  | PBWY71699 | Katy-Postpartum-2W | MHHS-Katy |  | Warmer, Radiant, Infant |  | 133-31089 | 133-31089 | Katy | MHHS-Katy | Katy-Postpartum-2W | LDR 3 | 8/1/19 | 2/1/20 |  |  | WARMING UNITS, PATIENT, RADIANT, INFANT | Warmer, Radiant, Infant | WARMERRADINFANT-GE-Panda iRes | WARMERRADINFANT | Panda iRes |  |  |  | GE | Warmer, Radiant, Infant |  | WARMERRADINFANT-GE-Panda iRes |  | 4/1/17 |  | WRI-SA | Covered PM Repair - Biomedical | MHHS-Katy | [8 empty] | WARMERRADINFANT | Warmer, Radiant, Infant | GE
NO | YES |  |  |  | 133-31090 | 133-31090 | GE Healthcare | PANDA IRES |  | PBWY71701 | Katy-Postpartum-2W | MHHS-Katy |  | Warmer, Radiant, Infant |  | 133-31090 | 133-31090 | Katy | MHHS-Katy | Katy-Postpartum-2W | LDR 2 | 8/1/19 | 2/1/20 |  |  | WARMING UNITS, PATIENT, RADIANT, INFANT | Warmer, Radiant, Infant | WARMERRADINFANT-GE-Panda iRes | WARMERRADINFANT | Panda iRes |  |  |  | GE | Warmer, Radiant, Infant |  | WARMERRADINFANT-GE-Panda iRes |  | 4/1/17 |  | WRI-SA | Covered PM Repair - Biomedical | MHHS-Katy | [8 empty] | WARMERRADINFANT | Warmer, Radiant, Infant | GE
NO | YES |  |  |  | 133-31091 | 133-31091 | GE Healthcare | PANDA IRES |  | PBWY71698 | Katy-Labor & Delivery OR | MHHS-Katy |  | Warmer, Radiant, Infant |  | 133-31091 | 133-31091 | Katy | MHHS-Katy | Katy-Labor & Delivery OR | LDR 7 | 8/1/19 | 2/1/20 |  |  | WARMING UNITS, PATIENT, RADIANT, INFANT | Warmer, Radiant, Infant | WARMERRADINFANT-GE-Panda iRes | WARMERRADINFANT | Panda iRes |  |  |  | GE | Warmer, Radiant, Infant |  | WARMERRADINFANT-GE-Panda iRes |  | 4/1/17 |  | WRI-SA | Covered PM Repair - Biomedical | MHHS-Katy | [8 empty] | WARMERRADINFANT | Warmer, Radiant, Infant | GE
NO | YES |  |  |  | 133-31092 | 133-31092 | GE Healthcare | PANDA IRES |  | PBWY71700 | Katy-Postpartum-2W | MHHS-Katy |  | Warmer, Radiant, Infant |  | 133-31092 | 133-31092 | Katy | MHHS-Katy | Katy-Postpartum-2W | L | 8/1/19 | 8/1/20 |  |  | WARMING UNITS, PATIENT, RADIANT, INFANT | Warmer, Radiant, Infant | WARMERRADINFANT-GE-Panda iRes | WARMERRADINFANT | Panda iRes |  |  |  | GE | Warmer, Radiant, Infant |  | WARMERRADINFANT-GE-Panda iRes |  | 6/29/20 |  | WRI-SA | Covered PM Repair - Biomedical | MHHS-Katy | [8 empty] | WARMERRADINFANT | Warmer, Radiant, Infant | GE
NO | YES |  |  |  | 133-31093 | 133-31093 | GE Healthcare | PANDA IRES |  | PBWY71702 | Katy-Labor & Delivery OR | MHHS-Katy |  | Warmer, Radiant, Infant |  | 133-31093 | 133-31093 | Katy | MHHS-Katy | Katy-Labor & Delivery OR | LDR 4 | 8/1/19 |  |  |  | WARMING UNITS, PATIENT, RADIANT, INFANT | Warmer, Radiant, Infant | WARMERRADINFANT-GE-Panda iRes | WARMERRADINFANT | Panda iRes |  |  |  | GE | Warmer, Radiant, Infant |  | WARMERRADINFANT-GE-Panda iRes |  | 12/1/20 |  | WRI-SA | No Coverage Specified | MHHS-Katy | [8 empty] | WARMERRADINFANT | Warmer, Radiant, Infant | GE
NO | YES |  |  |  | 129-07905 | 129-07905 | GE Healthcare | PANDA IRES |  | PBWY72068 | Sugar Land-Labor & Delivery | MHHS-Sugarland |  | Warmer, Radiant, Infant |  | 129-07905 | 129-07905 | Sugar Land | MHHS-Sugarland | Sugar Land-Labor & Delivery | L | 9/1/19 |  | 3/1/20 |  | WARMING UNITS, PATIENT, RADIANT, INFANT | Warmer, Radiant, Infant | WARMERRADINFANT-GE-Panda iRes | WARMERRADINFANT | Panda iRes |  |  |  | GE | Warmer, Radiant, Infant |  | WARMERRADINFANT-GE-Panda iRes |  | 6/14/20 |  | WRI-SA | Not Covered Vendor Only - Biomedical | MHHS-Sugarland | [8 empty] | WARMERRADINFANT | Warmer, Radiant, Infant | GE
NO | YES |  |  |  | 129-07906 | 129-07906 | GE Healthcare | PANDA IRES |  | PBWY72073 | Sugar Land-Labor & Delivery | MHHS-Sugarland |  | Warmer, Radiant, Infant |  | 129-07906 | 129-07906 | Sugar Land | MHHS-Sugarland | Sugar Land-Labor & Delivery | L | 9/1/19 |  |  |  | WARMING UNITS, PATIENT, RADIANT, INFANT | Warmer, Radiant, Infant | WARMERRADINFANT-GE-Panda iRes | WARMERRADINFANT | Panda iRes |  |  |  | GE | Warmer, Radiant, Infant |  | WARMERRADINFANT-GE-Panda iRes |  | 6/29/20 |  | WRI-SA | Not Covered Vendor Only - Biomedical | MHHS-Sugarland | [8 empty] | WARMERRADINFANT | Warmer, Radiant, Infant | GE
NO | YES |  |  |  | 129-07907 | 129-07907 | GE Healthcare | PANDA IRES |  | PBWY72074 | Sugar Land-Labor & Delivery | MHHS-Sugarland |  | Warmer, Radiant, Infant |  | 129-07907 | 129-07907 | Sugar Land | MHHS-Sugarland | Sugar Land-Labor & Delivery | Suite 305 | 9/1/19 | 3/1/20 |  |  | WARMING UNITS, PATIENT, RADIANT, INFANT | Warmer, Radiant, Infant | WARMERRADINFANT-GE-Panda iRes | WARMERRADINFANT | Panda iRes |  |  |  | GE | Warmer, Radiant, Infant |  | WARMERRADINFANT-GE-Panda iRes |  | 6/29/20 |  | WRI-SA | Not Covered Vendor Only - Biomedical | MHHS-Sugarland | [8 empty] | WARMERRADINFANT | Warmer, Radiant, Infant | GE
NO | YES |  |  |  | 129-07908 | 129-07908 | GE Healthcare | PANDA IRES |  | PBWY72075 | Sugar Land-Labor & Delivery | MHHS-Sugarland |  | Warmer, Radiant, Infant |  | 129-07908 | 129-07908 | Sugar Land | MHHS-Sugarland | Sugar Land-Labor & Delivery | L | 9/1/19 |  | 3/1/20 |  | WARMING UNITS, PATIENT, RADIANT, INFANT | Warmer, Radiant, Infant | WARMERRADINFANT-GE-Panda iRes | WARMERRADINFANT | Panda iRes |  |  |  | GE | Warmer, Radiant, Infant |  | WARMERRADINFANT-GE-Panda iRes |  | 6/14/20 |  | WRI-SA | Not Covered Vendor Only - Biomedical | MHHS-Sugarland | [8 empty] | WARMERRADINFANT | Warmer, Radiant, Infant | GE
NO | YES |  |  |  | 029-32387 | 029-32387 | GE Healthcare | PANDA IRES |  | PBWY70660 | Woodlands-NICU | MHHS-Woodlands |  | Warmer, Radiant, Infant |  | 029-32387 | 029-32387 | Woodlands | MHHS-Woodlands | Woodlands-NICU | Storage room | 7/1/19 |  | 7/1/20 |  | WARMING UNITS, PATIENT, RADIANT, INFANT | Warmer, Radiant, Infant | WARMERRADINFANT-GE-Panda iRes | WARMERRADINFANT | Panda iRes |  |  |  | GE | Warmer, Radiant, Infant |  | WARMERRADINFANT-GE-Panda iRes |  | 6/14/20 |  | WRI-SA | Not Covered Vendor Only - Biomedical | MHHS-Woodlands | [8 empty] | WARMERRADINFANT | Warmer, Radiant, Infant | GE
NO | YES |  |  |  | 099-00690 | 099-00690 | GE Healthcare | Panda iRes |  | PBWW61629 | NE-Labor & Delivery |  |  |  |  | 099-00690 | 099-00690 | Katy | MHHS-Northeast | NE-Labor & Delivery | Suite 2020 | 7/1/18 | 7/1/19
YES | YES |  |  |  | 009-33947 | 009-33947 | GE Healthcare | Panda iRes |  | PBWY73348 | GH - LABOR |  |  |  |  | 009-33947 | 009-33947 | Central | Memorial Hermann Hospital greater heights | GH - LABOR | Nursery | 12/1/19 |  | 12/1/20
YES | YES |  |  |  | 009-33946 | 009-33946 | GE Healthcare | Panda iRes |  | PBWY73346 | GH - LABOR |  |  |  |  | 009-33946 | 009-33946 | Central | Memorial Hermann Hospital greater heights | GH - LABOR | Nursery | 12/1/19 |  | 6/1/20
YES | YES |  |  |  | 099-14318 | 099-14318 | GE Healthcare | Panda iRes |  | PBWW62507 | SWE-CCC |  |  |  |  | 099-14318 | 099-14318 | Southeast | Memorial Hermann Convenient Care Center in League City (League City CCC) | SWE-CCC | CCC-ER
YES | YES |  |  |  | 005-06881 | 005-06881 | GE Healthcare | Panda iRes |  | HDJN51224 | SE- NICU |  |  |  |  | 005-06881 | 005-06881 | Southeast | Memorial Hermann Southeast Hospital | SE- NICU | E4 005.11A | 2/1/20 |  | 2/1/21
YES | YES |  |  |  | 099-03019 | 099-03019 | GE Healthcare | PANDA Warmer |  | G21902697 | Labor And Delivery |  |  |  |  | 099-03019 | 099-03019 | Katy | Memorial Hermann Katy Hospital | Labor And Delivery | LDR 7
YES | YES |  |  |  | 009-33949 | 009-33949 | GE Healthcare | Panda warmer |  | PBWY73347 | Nursery |  |  |  |  | 009-33949 | 009-33949 | Central | Memorial hermann greater heights hospital | Nursery | Nursery | 12/1/19 |  | 6/1/20
YES | YES |  |  |  | 009-33948 | 009-33948 | GE Healthcare | Panda warmer |  | PBWY73345 | Nursery |  |  |  |  | 009-33948 | 009-33948 | Central | Memorial hermann greater heights hospital | Nursery | Nursery | 12/1/19 |  | 6/1/20
YES | YES |  |  |  | 099-05226 | 099-05226 | GE Healthcare | Panda Warmer | [7 empty] | 099-05226 | 099-05226 | TMC | TMC |  | H9/25 PEDI
YES | YES |  |  |  | 069-49011 | 069-49011 | GE Healthcare | Patient data |  | SPX19350028SA | Memorial Hermann- Texas Medical Center Johnson PreOp |  |  |  |  | 069-49011 | 069-49011 |  | TMC | Memorial Hermann- Texas Medical Center Johnson PreOp |  | 1/1/20 |  | 1/1/21
YES | YES |  |  |  | 069-48973 | 069-48973 | GE Healthcare | Patient data |  | SPX19350477SA | Memorial Hermann- Texas Medical Center Johnson PreOp |  |  |  |  | 069-48973 | 069-48973 |  | TMC | Memorial Hermann- Texas Medical Center Johnson PreOp |  | 1/1/20 |  | 1/1/21
YES | YES |  |  |  | 069-48097 | 069-48097 | GE Healthcare | Patient Data Module |  |  | TMC - SAROFIM 1 - ADULT ER |  |  |  |  | 069-48097 | 069-48097 | TMC | Memorial Hermann-Texas Medical Center | TMC - SAROFIM 1 - ADULT ER | Trauma 7
YES | YES |  |  |  | 069-48278 | 069-48278 | GE Healthcare | Patient Data Module |  |  | TMC - SAROFIM 1 - ADULT ER |  |  |  |  | 069-48278 | 069-48278 | TMC | Memorial Hermann-Texas Medical Center | TMC - SAROFIM 1 - ADULT ER | Trauma 4
YES | YES |  |  |  | 099-12510 | 099-12510 | GE Healthcare | Patient Data Module |  | SEG13476136HX | TMC - SAROFIM 1 - ADULT ER |  |  |  |  | 099-12510 | 099-12510 | TMC | Memorial Hermann-Texas Medical Center | TMC - SAROFIM 1 - ADULT ER | Trauma 4
YES | YES |  |  |  | 069-48667 | 069-48667 | GE Healthcare | Patient Data Module |  |  | TMC - SAROFIM 1 - ADULT ER |  |  |  |  | 069-48667 | 069-48667 | TMC | Memorial Hermann-Texas Medical Center | TMC - SAROFIM 1 - ADULT ER | Trauma 4
YES | YES |  |  |  | 145-00926 | 145-00926 | GE Healthcare | PDM Base Station |  | SJJ15510697SA | Cath lab |  |  |  |  | 145-00926 | 145-00926 | Pearland | Memorial Hermann Pearland Hospital | Cath lab | Cat Lab | 2/1/20
YES | YES |  |  |  | 133-08641 | 133-08641 | GE Healthcare | PDM base station |  | SJJ14100220SA | KATY - CATH LAB |  |  |  |  | 133-08641 | 133-08641 | Katy | Memorial Hermann Katy Hospital | KATY - CATH LAB | Cathlab 2
YES | YES |  |  |  | 099-06312 | 099-06312 | GE Healthcare | PDM base station |  | S KR18492261TA | SE - OR |  |  |  |  | 099-06312 | 099-06312 | Southeast | Memorial Hermann Southeast Hospital | SE - OR | Hybrid Ii |  |  |  | CNF
YES | YES |  |  |  | 099-07912 | 099-07912 | GE Healthcare | PDM BASE STATION PLUS |  | SKR18201709TA | SE - OR |  |  |  |  | 099-07912 | 099-07912 | Southeast | Memorial Hermann Southeast Hospital | SE - OR | Hybrid OR |  |  |  | No pm found
YES | YES |  |  |  |  | 133-08324 | GE Healthcare | Precision 500D | [8 empty] | 133-08324
YES | YES |  |  |  | 145-00164 | 145-00164 | GE Healthcare | Precision RXi |  | 107839HL3 | Pearland Imaging |  |  |  |  | 145-00164 | 145-00164 | Pearland | MH Pearland | Pearland Imaging | Pearland Radiology C1 322 RF Room | 2/1/20 | 2/1/21 |  |  | Digital Radiographic / Fluoroscopic System | [22 empty] | 1/1/14
YES | YES |  |  |  | 133-08324 | 133-08324 | GE Healthcare | Presicion 500D |  | 281540neccrf | Katy Imaging Center |  |  |  |  | 133-08324 | 133-08324 | Katy |  | Katy Imaging Center | Katy |  |  |  | Note: Detector
YES | YES |  |  |  | 151-02058 | 151-02058 | GE Healthcare | PRN 50-M |  | A2045230 | Biomed |  |  |  |  | 151-02058 | 151-02058 | Northwest | Memorial Hermann Cypress Hospital | Biomed | M2506 | 3/1/18 | 3/1/19
YES | YES |  |  |  | 099-02682 | 099-02682 | GE Healthcare | Prn 50-M |  | A2145375 | ER |  |  |  |  | 099-02682 | 099-02682 | Katy | Memorial Hermann Convenient Care Center in Kingwood (Kingwood CCC) | ER | Nurses station
YES | YES |  |  |  | 029-08299 | 029-08299 | GE Healthcare | Prn 50-M |  | RPV11337635GA | WOODLANDS - OR |  |  |  |  | 029-08299 | 029-08299 | Woodlands | Memorial Hermann in the woodlands | WOODLANDS - OR | PACU
YES | YES |  |  |  | 013-11988 | 013-11988 | GE Healthcare | Prn 50-M |  | RPV04330447GA | SW - NURSE CALL |  |  |  |  | 013-11988 | 013-11988 | Southwest | Memorial Hermann Heart | SW - NURSE CALL | Nurses Station - HVI Cath Lab |  |  |  | New Add
YES | YES |  |  |  | 099-12062 | 099-12062 | GE Healthcare | Prn 50-M |  | A2035087 | Biomed shop |  |  |  |  | 099-12062 | 099-12062 | TMC | Memorial Hermann-Texas Medical Center | Biomed shop | Biomed shop
YES | YES |  |  |  | 099-12063 | 099-12063 | GE Healthcare | Prn 50-M |  | A2035086 | Biomed shop |  |  |  |  | 099-12063 | 099-12063 | TMC | Memorial Hermann-Texas Medical Center | Biomed shop | Biomed shop
YES | YES |  |  |  | 069-43020 | 069-43020 | GE Healthcare | Prn 50-M |  | A1997058 | TMC - JONES - 5J |  |  |  |  | 069-43020 | 069-43020 |  | Memorial Hermann-tmc | TMC - JONES - 5J | 5J nurse station |  |  |  | No PM Sticker
NO | YES |  |  |  | 077-07837 | 077-07837 | GE Healthcare | Prn 50-M |  | RPV07483997GA | 7h childrens |  |  |  |  | 077-07837 | 077-07837 | TMC | Memorial Hermann-Texas Medical Center | 7h childrens | Nurse station
YES | YES |  |  |  | 069-41802 | 069-41802 | GE Healthcare | Prn 50-M |  | Nsn | Memorial Hermann- Texas Medical Center Radiology |  |  |  |  | 069-41802 | 069-41802 |  | TMC | Memorial Hermann- Texas Medical Center Radiology | Angio 1 | 4/1/20 |  |  | No PM Sticker
YES | YES |  |  |  | 099-01838 | 099-01838 | GE Healthcare | PRN-50 |  | RPV12490383GA | SC CCC - (NE) - EMERGENCY ROOM |  |  |  |  | 099-01838 | 099-01838 | Katy | Memorial Hermann Convenient Care Center in Summer Creek (Summer Creek CCC) | SC CCC - (NE) - EMERGENCY ROOM | Nurses Station
NO | YES |  |  |  |  | 142-04925 | GE Healthcare | PRN-50M |  | E4PV9538G | NE-ER | [5 empty] | 142-04925 | Katy | MHHS-Northeast | NE-ER | Nurses Station | 8/1/19 | 8/1/20
NO | YES |  |  |  | 142-04355 | 142-04355 | GE Healthcare | PRN-50M |  | RPV04451546GA | 5th floor |  |  |  |  | 142-04355 | 142-04355 |  |  | 5th floor | Storage |  |  |  | No pm
NO | YES |  |  |  | 142-03817 | 142-03817 | GE Healthcare | PRN-50M |  | A2PV1623G | 5th floor |  |  |  |  | 142-03817 | 142-03817 |  |  | 5th floor | Storage |  |  |  | No pm
YES | YES | [5 empty] | GE Healthcare | PRN-50M |  | RPV04421309GA | 5th floor | [8 empty] | 5th floor | Storage |  |  |  | No pm
YES | YES |  |  |  |  | 142-00506 | GE Healthcare | PRN-50M |  | E4PV9585G | 5th floor | [5 empty] | 142-00506 |  |  | 5th floor | Storage |  |  |  | No pm
NO | YES |  |  |  |  | 142-01781 | GE Healthcare | PRN-50M |  | RPV07151484GA | NE-IMU1 | [5 empty] | 142-01781 | Katy | MHHS-Northeast | NE-IMU1 | Nurse?Aos Station | 6/1/19 | 6/1/20
YES | YES |  |  |  | 029-13273 | 029-13273 | GE Healthcare | PRN-50M |  | A2172498 | OR |  |  |  |  | 029-13273 | 029-13273 | Woodlands | Memorial Hermann The Woodlands Medical Center | OR | Or 19
YES | YES |  |  |  | 029-05348 | 029-05348 | GE Healthcare | PRN-50M |  | RPV08427801GA | West Tower 3 |  |  |  |  | 029-05348 | 029-05348 | Woodlands | Memorial Hermann Hospital Woodlands | West Tower 3 | Telemetry Room
YES | YES |  |  |  | 069-39518 | 069-39518 | GE Healthcare | PRN-50M |  | RPV13504009GA | Tmc |  |  |  |  | 069-39518 | 069-39518 | TMC | Memorial Hermann-Texas Medical Center | Tmc | Biomed Shop |  |  |  | No PM Sticker
YES | YES |  |  |  | 069-39268 | 069-39268 | GE Healthcare | PRN-50M |  | RPV13493925GA | Tmc |  |  |  |  | 069-39268 | 069-39268 | TMC | Memorial Hermann-Texas Medical Center | Tmc | Biomed Shop |  |  |  | No PM Sticker
YES | YES |  |  |  | 069-39517 | 069-39517 | GE Healthcare | PRN-50M |  | RPV13504005GA | Tmc |  |  |  |  | 069-39517 | 069-39517 | TMC | Memorial Hermann-Texas Medical Center | Tmc | Biomed Shop |  |  |  | No PM Sticker
YES | YES |  |  |  | 069-34878 | 069-34878 | GE Healthcare | PRN-50M |  | RPV11115784GA | Tmc |  |  |  |  | 069-34878 | 069-34878 | TMC | Memorial Hermann-Texas Medical Center | Tmc | Biomed Shop |  |  |  | No PM Sticker
YES | YES |  |  |  | 074-00717 | 074-00717 | GE Healthcare | PRN-50M |  |  | TMC |  |  |  |  | 074-00717 | 074-00717 | TMC | Memorial Hermann Heart | TMC | Nurse Station
NO | YES |  |  |  | 069-35134 | 069-35134 | GE Healthcare | PRN-50M |  | RPV11044861GA | TMC-Central Monitoring-Robertson (1R) |  |  |  |  | 069-35134 | 069-35134 | TMC | MHHS-TMC | TMC-Central Monitoring-Robertson (1R) | Central monitoring room
YES | YES |  |  |  | 069-37056 | 069-37056 | GE Healthcare | PRN-50M |  | RPV13021184GA | TMC - CENTRAL MONITORING - ROBERTSON (1R) |  |  |  |  | 069-37056 | 069-37056 | TMC | Memorial Hermann-Texas Medical Center | TMC - CENTRAL MONITORING - ROBERTSON (1R) | Central monitoring room
YES | YES |  |  |  | 069-37055 | 069-37055 | GE Healthcare | PRN-50M |  | RPV13021182GA | MICU West Cullen |  |  |  |  | 069-37055 | 069-37055 |  | Memorial Hermann-Texas Medical Center | MICU West Cullen | West Cullen TMC | 3/1/20 |  |  | No PM Sticker
YES | YES |  |  |  | 069-26905 | 069-26905 | GE Healthcare | PRN-50M |  |  | NSICU |  |  |  |  | 069-26905 | 069-26905 | TMC | Memorial Hermann-Texas Medical Center | NSICU | NSICU Nurses Station
YES | YES |  |  |  | 069-41410 | 069-41410 | GE Healthcare | PRN-50M |  |  | NSICU |  |  |  |  | 069-41410 | 069-41410 | TMC | Memorial Hermann-Texas Medical Center | NSICU | NSICU Nurses Station
YES | YES |  |  |  | 099-09533 | 099-09533 | GE Healthcare | PRN-50M |  | A2367998 | TMC - HERMANN - ADULT ER (1HP) |  |  |  |  | 099-09533 | 099-09533 | TMC | Memorial Hermann-Texas Medical Center | TMC - HERMANN - ADULT ER (1HP) | TMC - HERMANN - ADULT ER (1HP)
YES | YES |  |  |  | 099-07940 | 099-07940 | GE Healthcare | PRN-50M |  | A 204-0706 | Memorial Hermann- T exas Medical Center Childrens OR |  |  |  |  | 099-07940 | 099-07940 |  | TCM | Memorial Hermann- T exas Medical Center Childrens OR | Nurse station | 4/1/20 |  |  | PM Not Required
YES | YES |  |  |  | 069-35133 | 069-35133 | GE Healthcare | PRN-50M |  | RPV11065042G | 2nd floor childrens surgery |  |  |  |  | 069-35133 | 069-35133 | TMC | Memorial Hermann-Texas Medical Center | 2nd floor childrens surgery | PACU
YES | YES |  |  |  | 099-09750 | 099-09750 | GE Healthcare | PRN-50M |  |  | SE - CATH LAB - RECOVERY |  |  |  |  | 099-09750 | 099-09750 | Southeast | Memorial Hermann Southeast Hospital | SE - CATH LAB - RECOVERY | RECOVERY
NO | YES | Asset Tag 1112107 |  |  |  | 142-04940 | GE Healthcare | PRN-50M |  | Cnf | NE- 5th floor | [5 empty] | 142-04940 | Katy | Memorial Hermann North East Hospital | NE- 5th floor | Storage Unit
YES | YES |  |  |  | 005-02831 | 005-02831 | GE Healthcare | Pro Series |  |  | SE - Storage 4th |  |  |  |  | 005-02831 | 005-02831 | Southeast | Memorial Hermann Southeast Hospital | SE - Storage 4th | Storage | 6/1/19 |  | 6/1/20 | Discard
NO | YES | Serial Number 2019205-001 |  |  | 129-02986 | 129-02986 | GE Healthcare | PROCARE |  | 2019205-001 | MH MG-(SL)-Sugar Land Multi-Specialty (Mp1) |  |  |  |  | 129-02986 | 129-02986 | Sugar Land | MHHS-MG | MH MG-(SL)-Sugar Land Multi-Specialty (Mp1) | Storage
NO | YES | Serial Number 2019205-001 |  |  | 142-00301 | 142-00301 | GE Healthcare | ProCare 400 |  | 2019205-001 | NE-Cancer Center |  |  |  |  | 142-00301 | 142-00301 | Katy | MHHS-Northeast | NE-Cancer Center | Linear Acceleratin
NO | YES |  |  |  | 013-36432 | 013-36432 | GE Healthcare | Proteus |  | 1039523WK4 | SW-ER |  |  |  |  | 013-36432 | 013-36432 | Southwest | MHHS-Southwest | SW-ER | Room2 | [27 empty] | 1/1/16
YES | YES |  |  |  | 013-12265 | 013-12265 | GE Healthcare | Proteus XR/a |  | 42788 HLD | Out patient |  |  |  |  | 013-12265 | 013-12265 | Southwest | Memorial Hermann Southwest | Out patient | 7789 sw freeway | 2/1/20 |  | 2/1/20 | System ID 1429912
YES | YES |  |  |  | 209653MR5 | 209653MR5 | GE Healthcare | Quad head coil 1.5T |  | 209653MR5 | Radiology |  |  |  |  | 209653MR5 | 209653MR5 | West | Memorial Hermann Memorial City Medical Center | Radiology | MRI
YES | YES |  |  |  | 099-03640 | 099-03640 | GE Healthcare | RAB2-5-D |  | 121037KR6 | [5 empty] | 099-03640 | 099-03640 | Katy | Memorial Hermann Medical Group Katy OBGYN (#510) |  | Exam 1
YES | YES |  |  |  | 133-09044 | 133-09044 | GE Healthcare | RAB6-D |  | 590679WX7 | KATY - MATERNAL |  |  |  |  | 133-09044 | 133-09044 | Katy | Plaza 1 suite 305 | KATY - MATERNAL | Exam A
YES | YES |  |  |  | 134297KR1 | 134297KR1 | GE Healthcare | RAB6-D |  | 134297KR1 | KATY - MATERNAL |  |  |  |  | 134297KR1 | 134297KR1 | Katy | Plaza 1 suite 305 | KATY - MATERNAL | Exam B
YES | YES |  |  |  | 099-01925 | 099-01925 | GE Healthcare | RAB6-D |  | 159506KR5 | MH MG - (NE) - SUMMER CREEK CCC |  |  |  |  | 099-01925 | 099-01925 | NorthEast |  | MH MG - (NE) - SUMMER CREEK CCC |  |  |  |  | No pm
YES | YES |  |  |  | 099-14495 | 099-14495 | GE Healthcare | RAB6-D |  | 179374KR4 | MH MG - (TMC) - OB-GYN/NEUROLOGY (STE 2440) |  |  |  |  | 099-14495 | 099-14495 | TMC | Memorial Hermann-Texas Medical Center | MH MG - (TMC) - OB-GYN/NEUROLOGY (STE 2440) | Ultrasound room
YES | YES |  |  |  | 542100WX3 | 542100WX3 | GE Healthcare | RAB6-D |  | 542200WX3 | GH - LABOR |  |  |  |  | 542100WX3 | 542100WX3 | Central | Greater heights | GH - LABOR | GH - LABOR
YES | YES |  |  |  | 009-33195 | 009-33195 | GE Healthcare | Rad portable detector |  | UA45223-4 | Radiology |  |  |  |  | 009-33195 | 009-33195 | Southwest | Memorial Hermann Southwest Hospital | Radiology | Rm 1 |  |  |  | Sys id MHSW25R646RF2
YES | YES |  |  |  | 074-00322 | 074-00322 | GE Healthcare | Remote Alarm Box |  |  | TMC - CULLEN - MIMU (2C) |  |  |  |  | 074-00322 | 074-00322 | TMC | Memorial Hermann-Texas Medical Center | TMC - CULLEN - MIMU (2C) | Biomed | 12/1/16 |  | 12/1/17
YES | YES |  |  |  | 074-00326 | 074-00326 | GE Healthcare | Remote Alarm Box |  |  | Biomed |  |  |  |  | 074-00326 | 074-00326 | TMC | Memorial Hermann-Texas Medical Center | Biomed | Biomex
YES | YES |  |  |  | 099-03638 | 099-03638 | GE Healthcare | RIC5-9-D |  | 201367KR0 | [5 empty] | 099-03638 | 099-03638 | Katy | Memorial Hermann Medical Group Katy OBGYN (#510) |  | Exam 1 | [6 empty] | TRANSDUCERULTRASOUND-GE-RIC5-9-D
YES | YES |  |  |  | 133-09042 | 133-09042 | GE Healthcare | RIC5-9-D |  | 216821KR9 | KATY - MATERNAL |  |  |  |  | 133-09042 | 133-09042 | Katy | Plaza 1 suite 305 | KATY - MATERNAL | Exam A | [6 empty] | TRANSDUCERULTRASOUND-GE-RIC5-9-D
YES | YES |  |  |  | 200184KR0 | 200184KR0 | GE Healthcare | RIC5-9-D |  | 200184KR0 | KATY - MATERNAL |  |  |  |  | 200184KR0 | 200184KR0 | Katy | Plaza 1 suite 305 | KATY - MATERNAL | Exam B | [6 empty] | TRANSDUCERULTRASOUND-GE-RIC5-9-D
YES | YES |  |  |  | 099-01920 | 099-01920 | GE Healthcare | RIC5-9-D |  | 207024KR1 | MH MG - (NE) - SUMMER CREEK CCC |  |  |  |  | 099-01920 | 099-01920 | NorthEast |  | MH MG - (NE) - SUMMER CREEK CCC |  |  |  |  | No pm |  |  | TRANSDUCERULTRASOUND-GE-RIC5-9-D
YES | YES |  |  |  | 099-13542 | 099-13542 | GE Healthcare | RIC5-9-D |  | 211649kr9 | MH MG - (TMC) - OB-GYN/NEUROLOGY (STE 2440) |  |  |  |  | 099-13542 | 099-13542 | TMC | Memorial Hermann-Texas Medical Center | MH MG - (TMC) - OB-GYN/NEUROLOGY (STE 2440) | Exam room ultrasound |  |  |  | No PM Sticker |  |  | TRANSDUCERULTRASOUND-GE-RIC5-9-D
YES | YES |  |  |  | 099-14188 | 099-14188 | GE Healthcare | RIC5-9-D |  | 223845KR9 | MH MG - (TMC) - OB-GYN/NEUROLOGY (STE 2440) |  |  |  |  | 099-14188 | 099-14188 | TMC | Memorial Hermann-Texas Medical Center | MH MG - (TMC) - OB-GYN/NEUROLOGY (STE 2440) | Ultrasound room | [6 empty] | TRANSDUCERULTRASOUND-GE-RIC5-9-D
YES | YES |  |  |  | 099-14845 | 099-14845 | GE Healthcare | RIC5-9-D |  | 372594wx2 | SE - BAYSHORE |  |  |  |  | 099-14845 | 099-14845 | Southeast | Memorial Hermann Southeast Hospital | SE - BAYSHORE | 11476 Space Center Blvd | [6 empty] | TRANSDUCERULTRASOUND-GE-RIC5-9-D
YES | YES |  |  |  | 769027WX4 | 769027WX4 | GE Healthcare | RIC5-9-D |  | 769027WX4 | MEMORIAL CITY - RADIOLOGY - INPATIENT |  |  |  |  | 769027WX4 | 769027WX4 | West | Memorial Hermann Memorial City Medical Center | MEMORIAL CITY - RADIOLOGY - INPATIENT | Hallway (Outside XRay Ultrasound 2)
YES | YES |  |  |  | 209937KR4 | 209936KR4 | GE Healthcare | RIC5-9-D |  | 209936KR4 | GH - LABOR |  |  |  |  | 209937KR4 | 209936KR4 | Central | Greater heights | GH - LABOR | GH - LABOR
YES | YES |  |  |  | 176695KR5 | 176695KR5 | GE Healthcare | RIC5-9W-RS |  | 176695KR5 | MH MG - (STX) - SOUTH TEXAS - WHARTon |  |  |  |  | 176695KR5 | 176695KR5 | South | OB/GYN | MH MG - (STX) - SOUTH TEXAS - WHARTon | Room 2
YES | YES |  |  |  | 099-03393 | 099-03393 | GE Healthcare | S4-10-D |  |  | Pearland Imaging |  |  |  |  | 099-03393 | 099-03393 | Pearland | MH Pearland | Pearland Imaging | C1 310 |  |  |  |  | US probe for LOGIC E9 | [22 empty] | 9/1/15
YES | YES |  |  |  | 099-09994 | 099-09994 | GE Healthcare | S4-10-D |  |  | SE - ESOPHAGEAL DISEASE CENTER |  |  |  |  | 099-09994 | 099-09994 | Southeast | Memorial Hermann Southeast Hospital | SE - ESOPHAGEAL DISEASE CENTER | Radiology Work Room
NO | YES |  |  |  | 029-03328 | 029-03328 | GE Healthcare | SAM |  | RC904420708GA | Woodlands-Cath Lab |  |  |  |  | 029-03328 | 029-03328 | Woodlands | MHHS-Woodlands | Woodlands-Cath Lab | Rm 1 | 7/1/19 |  | 7/1/20
NO | YES | Asset Tag 1112115 |  |  |  |  | GE Healthcare | Sam |  | Cnf | NE- 5th floor | [6 empty] | Katy | Memorial Hermann North East Hospital | NE- 5th floor | Storage Unit
NO | YES | Asset Tag 013-00275 |  |  | 013-00275 | 013-00275 | GE Healthcare | SAM |  | L9C83126G | SW Endoscopy |  |  |  |  | 013-00275 | 013-00275 | Southwest | Memorial Hermann Southwest Hospital | SW Endoscopy | SW Endoscopy
YES | YES |  |  |  | 133-03861 | 133-03861 | GE Healthcare | SEER Light Extend |  | E96050899 | KATY - CARDIOLOGY |  |  |  |  | 133-03861 | 133-03861 | Katy | Memorial Hermann Katy Hospital | KATY - CARDIOLOGY | ECG room |  |  |  | No pm
YES | YES |  |  |  | 133-03858 | 133-03858 | GE Healthcare | SEER Light Extend |  | E96040729 | KATY - CARDIOLOGY |  |  |  |  | 133-03858 | 133-03858 | Katy | Memorial Hermann Katy Hospital | KATY - CARDIOLOGY | ECG room
YES | YES |  |  |  | 133-08596 | 133-08596 | GE Healthcare | SEER Light Extend |  | 133-08596 | KATY - CARDIOLOGY |  |  |  |  | 133-08596 | 133-08596 | Katy | Memorial Hermann Katy Hospital | KATY - CARDIOLOGY | Cardiology
YES | YES |  |  |  | 099-00338 | 099-00338 | GE Healthcare | SEER Light Extend |  | E891002a7 | KATY - CARDIOLOGY |  |  |  |  | 099-00338 | 099-00338 | Katy | Memorial Hermann Katy Hospital | KATY - CARDIOLOGY | Clean storage room
YES | YES |  |  |  | 099-00339 | 099-00339 | GE Healthcare | SEER Light Extend |  | E891002A5 | KATY - CARDIOLOGY |  |  |  |  | 099-00339 | 099-00339 | Katy | Memorial Hermann Katy Hospital | KATY - CARDIOLOGY | Clean storage room
YES | YES |  |  |  | 133-03863 | 133-03863 | GE Healthcare | SEER Light Extend |  | E86061712 | KATY - CARDIOLOGY |  |  |  |  | 133-03863 | 133-03863 | Katy | Memorial Hermann Katy Hospital | KATY - CARDIOLOGY | Cardiology
YES | YES |  |  |  | 133-07337 | 133-07337 | GE Healthcare | SEER Light Extend |  | E89015F49 | KATY - CARDIOLOGY |  |  |  |  | 133-07337 | 133-07337 | Katy | Memorial Hermann Katy Hospital | KATY - CARDIOLOGY | Cardiology
YES | YES |  |  |  | U10457 | U10457 | GE Healthcare | Shoulder Coil large |  | U10457 | Radiology |  |  |  |  | U10457 | U10457 | West | Memorial Hermann Memorial City Medical Center | Radiology | MRI
YES | YES |  |  |  | U3204 | U3204 | GE Healthcare | Shoulder coil small |  | U3204 | Radiology |  |  |  |  | U3204 | U3204 | West | Memorial Hermann Memorial City Medical Center | Radiology | MRI
NO | YES |  |  |  | 145-00175 | 145-00175 | GE Healthcare | Signa EchoSpeed SR120 |  | R0131 | Pearland-Radiology |  |  |  |  | 145-00175 | 145-00175 | Pearland | MHHS-Pearland Hospital | Pearland-Radiology | C1 312 | 12/1/19 | 12/1/20 |  |  | MRI 1.5T | [22 empty] | 4/1/15
YES | YES |  |  |  | 099-14274 | 099-14274 | GE Healthcare | Signa Excite 3.0 |  |  | MRI |  |  |  |  | 099-14274 | 099-14274 | TMC | Memorial Hermann Hospital MRI | MRI | MRI 4
YES | YES | Serial Number Cnf |  |  | 069-27177 | 069-27177 | GE Healthcare | Solar |  | Cnf | TMC - OR - HERMANN (2HP) |  |  |  |  | 069-27177 | 069-27177 | TMC | Memorial Hermann-Texas Medical Center | TMC - OR - HERMANN (2HP) | OR 69 |  |  |  | No pm
YES | YES |  |  |  |  | 142-04835 | GE Healthcare | Solar 8000i |  | SBM05260137GA | NE - ANESTHESIA | [5 empty] | 142-04835 | Katy | Memorial Hermann Northeast Hospital | NE - ANESTHESIA | Procedure 4 | 11/1/19 | 11/1/20
YES | YES |  |  |  | 029-13963 | 029-13963 | GE Healthcare | Solar 8000i |  | SBL07017899GA | Cath lab |  |  |  |  | 029-13963 | 029-13963 | Woodlands | Woodland memorial hospital | Cath lab | Rm 1
YES | YES |  |  |  | 074-00630 | 074-00630 | GE Healthcare | Solar 8000i |  | SBL06284438GR | Biomed |  |  |  |  | 074-00630 | 074-00630 | TMC | Memorial Hermann-Texas Medical Center | Biomed | Biomed
NO | YES |  |  |  | 069-27184 | 069-27184 | GE Healthcare | Solar 8000i |  | SE408111078GA | TMC-OR-Hermann (2Hp) |  |  |  |  | 069-27184 | 069-27184 | TMC | MHHS-TMC | TMC-OR-Hermann (2Hp) | OR 54 | 10/1/19 |  | 10/1/20
YES | YES |  |  |  | 069-29199 | 069-29199 | GE Healthcare | Solar 8000i |  | SE411282324GA | TMC - OR - PEDI OR (2R) |  |  |  |  | 069-29199 | 069-29199 | TMC | Memorial Hermann-Texas Medical Center | TMC - OR - PEDI OR (2R) | PEDI OR (2R) | 10/1/19 |  | 10/1/20
YES | YES |  |  |  | 069-34970 | 069-34970 | GE Healthcare | Solar 8000i |  | Se11120844ga | TMC - OR - HERMANN (2HP) |  |  |  |  | 069-34970 | 069-34970 | TMC | Memorial Hermann-Texas Medical Center | TMC - OR - HERMANN (2HP) | OR 69 | 10/1/19 |  | 10/1/20
YES | YES |  |  |  | 069-27554 | 069-27554 | GE Healthcare | Solar 8000i |  | SCZ7300971GR | TMC - OR - PEDI OR (2R) |  |  |  |  | 069-27554 | 069-27554 | TMC | Memorial Hermann-Texas Medical Center | TMC - OR - PEDI OR (2R) |  |  |  |  | no pm label
NO | YES | Asset Tag 1112153 |  |  |  | 142-04987 | GE Healthcare | Solar 8000M |  | Cnf | NE- 5th floor | [5 empty] | 142-04987 | Katy | Memorial Hermann North East Hospital | NE- 5th floor | Storage Unit
NO | YES | Serial Number SBM06251066GA |  |  | 069-22740 |  | GE Healthcare | Solar 800i |  | SBM06251066GA | Memorial Hermann- Texas Medical Center- Radiology- PEDI OR |  |  |  |  | 069-22740 |  |  | TMC | Memorial Hermann- Texas Medical Center- Radiology- PEDI OR | PEDI OR Storage room | 12/1/19 |  | 12/1/20
YES | YES |  |  |  | 069-22737 | 069-22737 | GE Healthcare | Solar 800i |  | SBM06251055GA | Memorial Hermann- Texas Medical Center- OR |  |  |  |  | 069-22737 | 069-22737 |  | TMC | Memorial Hermann- Texas Medical Center- OR | Serafine 3floor OR storage room | 4/1/20 |  |  | No PM Sticker
NO | YES |  |  |  | 013-00248 | 013-00248 | GE Healthcare | SOLAR 9500 |  | K9MU0503G | SW-Labor & Delivery | MHHS-Southwest |  | Monitor, Cardiac, Fixed |  | 013-00248 | 013-00248 | Southwest | MHHS-Southwest | SW-Labor & Delivery | OR 3 | 8/1/19 |  | 8/1/20 |  | MONITORS, PHYSIOLOGIC, VITAL SIGNS | Monitor, Cardiac, Fixed | MONITORCARDIACFIXED-GE-Solar 9500 | MONITORCARDIACFIXED | Solar 9500 |  |  |  | GE | Monitor, Cardiac, Fixed |  | MONITORCARDIACFIXED-GE-Solar 9500 |  | 10/1/16 |  | MCH-A | Covered PM Repair - Biomedical | MHHS-Southwest | [8 empty] | MONITORCARDIACFIXED | Monitor, Cardiac, Fixed | GE
NO | YES | Asset Tag 013-00049 |  |  | 013-00049 | 013-00049 | GE Healthcare | SOLAR 9500 |  | K9MU0506G | SW-Preop | MHHS-Southwest |  | Monitor, Cardiac, Fixed |  | 013-00049 | 013-00049 | Southwest | MHHS-Southwest | SW-Preop | Rm 1 | 7/1/19 |  | 6/1/20 |  | MONITORS, PHYSIOLOGIC, VITAL SIGNS | Monitor, Cardiac, Fixed | MONITORCARDIACFIXED-GE-Solar 9500 | MONITORCARDIACFIXED | Solar 9500 |  |  |  | GE | Monitor, Cardiac, Fixed |  | MONITORCARDIACFIXED-GE-Solar 9500 |  | 3/1/18 |  | MCH-A | Covered PM Repair - Radiology, Low End | MHHS-Southwest | [8 empty] | MONITORCARDIACFIXED | Monitor, Cardiac, Fixed | GE
NO | YES |  |  |  | 013-00088 | 013-00088 | GE Healthcare | SOLAR 9500 |  | J9MU0427G | SW-OR | MHHS-Southwest |  | Monitor, Cardiac, Fixed |  | 013-00088 | 013-00088 | Southwest | MHHS-Southwest | SW-OR | Or 26 | 7/1/19 |  | 7/1/20 |  | MONITORS, PHYSIOLOGIC, VITAL SIGNS | Monitor, Cardiac, Fixed | MONITORCARDIACFIXED-GE-Solar 9500 | MONITORCARDIACFIXED | Solar 9500 |  |  |  | GE | Monitor, Cardiac, Fixed |  | MONITORCARDIACFIXED-GE-Solar 9500 |  | 5/28/16 |  | MCH-A | Covered PM Repair - Radiology, Low End | MHHS-Southwest | [8 empty] | MONITORCARDIACFIXED | Monitor, Cardiac, Fixed | GE
NO | YES |  |  |  | 013-00092 | 013-00092 | GE Healthcare | SOLAR 9500 |  | K9MU0501G | SW-OR | MHHS-Southwest |  | Monitor, Cardiac, Fixed |  | 013-00092 | 013-00092 | Southwest | MHHS-Southwest | SW-OR | OR 21 | 7/1/19 | 7/1/20 | 7/1/20 |  | MONITORS, PHYSIOLOGIC, VITAL SIGNS | Monitor, Cardiac, Fixed | MONITORCARDIACFIXED-GE-Solar 9500 | MONITORCARDIACFIXED | Solar 9500 |  |  |  | GE | Monitor, Cardiac, Fixed |  | MONITORCARDIACFIXED-GE-Solar 9500 |  |  |  | MCH-A | Covered PM Repair - Biomedical | MHHS-Southwest | [8 empty] | MONITORCARDIACFIXED | Monitor, Cardiac, Fixed | GE
NO | YES |  |  |  | 013-00175 | 013-00175 | GE Healthcare | SOLAR 9500 |  | L9MU0585G | SW-OR | MHHS-Southwest |  | Monitor, Cardiac, Fixed |  | 013-00175 | 013-00175 | Southwest | MHHS-Southwest | SW-OR | OR 1 | 7/1/19 |  | 7/1/20 |  | MONITORS, PHYSIOLOGIC, VITAL SIGNS | Monitor, Cardiac, Fixed | MONITORCARDIACFIXED-GE-Solar 9500 | MONITORCARDIACFIXED | Solar 9500 |  |  |  | GE | Monitor, Cardiac, Fixed |  | MONITORCARDIACFIXED-GE-Solar 9500 |  | 9/15/15 |  | MCH-A | Covered PM Repair - Biomedical | MHHS-Southwest | [8 empty] | MONITORCARDIACFIXED | Monitor, Cardiac, Fixed | GE
NO | YES |  |  |  | 013-00179 | 013-00179 | GE Healthcare | SOLAR 9500 |  | L9MU0578G | SW-OR | MHHS-Southwest |  | Monitor, Cardiac, Fixed |  | 013-00179 | 013-00179 | Southwest | MHHS-Southwest | SW-OR | OR6 | 7/1/19 |  | 7/1/20 |  | MONITORS, PHYSIOLOGIC, VITAL SIGNS | Monitor, Cardiac, Fixed | MONITORCARDIACFIXED-GE-Solar 9500 | MONITORCARDIACFIXED | Solar 9500 |  |  |  | GE | Monitor, Cardiac, Fixed |  | MONITORCARDIACFIXED-GE-Solar 9500 |  |  |  | MCH-A | Covered PM Repair - Radiology, Low End | MHHS-Southwest | [8 empty] | MONITORCARDIACFIXED | Monitor, Cardiac, Fixed | GE
NO | YES |  |  |  | 013-00226 | 013-00226 | GE Healthcare | SOLAR 9500 |  | D0MU0897G | SW-HVI-OR | MHHS-Southwest |  | Monitor, Cardiac, Fixed |  | 013-00226 | 013-00226 | Southwest | MHHS-Southwest | SW-HVI-OR | SW - HVI - OR | 8/1/19 |  | 7/1/20 |  | MONITORS, PHYSIOLOGIC, VITAL SIGNS | Monitor, Cardiac, Fixed | MONITORCARDIACFIXED-GE-Solar 9500 | MONITORCARDIACFIXED | Solar 9500 |  |  |  | GE | Monitor, Cardiac, Fixed |  | MONITORCARDIACFIXED-GE-Solar 9500 |  |  |  | MCH-A | Covered PM Repair - Biomedical | MHHS-Southwest | [8 empty] | MONITORCARDIACFIXED | Monitor, Cardiac, Fixed | GE
NO | YES |  |  |  | 013-00227 | 013-00227 | GE Healthcare | SOLAR 9500 |  | l9mu0584g | SW-OR | MHHS-Southwest |  | Monitor, Cardiac, Fixed |  | 013-00227 | 013-00227 | Southwest | MHHS-Southwest | SW-OR | OR11 | 7/1/19 |  | 7/1/20 |  | MONITORS, PHYSIOLOGIC, VITAL SIGNS | Monitor, Cardiac, Fixed | MONITORCARDIACFIXED-GE-Solar 9500 | MONITORCARDIACFIXED | Solar 9500 |  |  |  | GE | Monitor, Cardiac, Fixed |  | MONITORCARDIACFIXED-GE-Solar 9500 |  |  |  | MCH-A | Covered PM Repair - Radiology, Low End | MHHS-Southwest | [8 empty] | MONITORCARDIACFIXED | Monitor, Cardiac, Fixed | GE
NO | YES |  |  |  | 013-00228 | 013-00228 | GE Healthcare | SOLAR 9500 |  | K9MU0500G | SW-OR | MHHS-Southwest |  | Monitor, Cardiac, Fixed |  | 013-00228 | 013-00228 | Southwest | MHHS-Southwest | SW-OR | Room 17 | 7/1/19 |  | 7/1/20 |  | MONITORS, PHYSIOLOGIC, VITAL SIGNS | Monitor, Cardiac, Fixed | MONITORCARDIACFIXED-GE-Solar 9500 | MONITORCARDIACFIXED | Solar 9500 |  |  |  | GE | Monitor, Cardiac, Fixed |  | MONITORCARDIACFIXED-GE-Solar 9500 |  | 8/26/16 |  | MCH-A | Covered PM Repair - Radiology, Low End | MHHS-Southwest | [8 empty] | MONITORCARDIACFIXED | Monitor, Cardiac, Fixed | GE
NO | YES |  |  |  | 013-00229 | 013-00229 | GE Healthcare | SOLAR 9500 |  | K9MU0504G | SW-OR | MHHS-Southwest |  | Monitor, Cardiac, Fixed |  | 013-00229 | 013-00229 | Southwest | MHHS-Southwest | SW-OR | SW - OR | 7/1/19 |  | 7/1/20 |  | MONITORS, PHYSIOLOGIC, VITAL SIGNS | Monitor, Cardiac, Fixed | MONITORCARDIACFIXED-GE-Solar 9500 | MONITORCARDIACFIXED | Solar 9500 |  |  |  | GE | Monitor, Cardiac, Fixed |  | MONITORCARDIACFIXED-GE-Solar 9500 |  | 4/7/15 |  | MCH-A | Covered PM Repair - Radiology, Low End | MHHS-Southwest | [8 empty] | MONITORCARDIACFIXED | Monitor, Cardiac, Fixed | GE
NO | YES |  |  |  | 013-00231 | 013-00231 | GE Healthcare | SOLAR 9500 |  | L9MU0619G | SW-OR | MHHS-Southwest |  | Monitor, Cardiac, Fixed |  | 013-00231 | 013-00231 | Southwest | MHHS-Southwest | SW-OR | OR | 7/1/19 |  | 7/1/20 |  | MONITORS, PHYSIOLOGIC, VITAL SIGNS | Monitor, Cardiac, Fixed | MONITORCARDIACFIXED-GE-Solar 9500 | MONITORCARDIACFIXED | Solar 9500 |  |  |  | GE | Monitor, Cardiac, Fixed |  | MONITORCARDIACFIXED-GE-Solar 9500 |  | 8/1/17 |  | MCH-A | Covered PM Repair - Biomedical | MHHS-Southwest | [8 empty] | MONITORCARDIACFIXED | Monitor, Cardiac, Fixed | GE
NO | YES |  |  |  | 013-00232 | 013-00232 | GE Healthcare | SOLAR 9500 |  | L9MU0632G | SW-OR | MHHS-Southwest |  | Monitor, Cardiac, Fixed |  | 013-00232 | 013-00232 | Southwest | MHHS-Southwest | SW-OR | Room 14 | 8/1/19 |  | 7/1/20 |  | MONITORS, PHYSIOLOGIC, VITAL SIGNS | Monitor, Cardiac, Fixed | MONITORCARDIACFIXED-GE-Solar 9500 | MONITORCARDIACFIXED | Solar 9500 |  |  |  | GE | Monitor, Cardiac, Fixed |  | MONITORCARDIACFIXED-GE-Solar 9500 |  |  |  | MCH-A | Covered PM Repair - Biomedical | MHHS-Southwest | [8 empty] | MONITORCARDIACFIXED | Monitor, Cardiac, Fixed | GE
NO | YES |  |  |  | 013-00233 | 013-00233 | GE Healthcare | SOLAR 9500 |  | L9MU0626G | SW-OR | MHHS-Southwest |  | Monitor, Cardiac, Fixed |  | 013-00233 | 013-00233 | Southwest | MHHS-Southwest | SW-OR | OR1 |  |  |  |  | MONITORS, PHYSIOLOGIC, VITAL SIGNS | Monitor, Cardiac, Fixed | MONITORCARDIACFIXED-GE-Solar 9500 | MONITORCARDIACFIXED | Solar 9500 |  |  |  | GE | Monitor, Cardiac, Fixed |  | MONITORCARDIACFIXED-GE-Solar 9500 |  | 8/16/19 |  | MCH-A | Covered PM Repair - Radiology, Low End | MHHS-Southwest | [8 empty] | MONITORCARDIACFIXED | Monitor, Cardiac, Fixed | GE
NO | YES |  |  |  | 013-00234 | 013-00234 | GE Healthcare | SOLAR 9500 |  | L9MU0575G | SW-OR | MHHS-Southwest |  | Monitor, Cardiac, Fixed |  | 013-00234 | 013-00234 | Southwest | MHHS-Southwest | SW-OR | OR | 7/1/19 |  | 7/1/20 |  | MONITORS, PHYSIOLOGIC, VITAL SIGNS | Monitor, Cardiac, Fixed | MONITORCARDIACFIXED-GE-Solar 9500 | MONITORCARDIACFIXED | Solar 9500 |  |  |  | GE | Monitor, Cardiac, Fixed |  | MONITORCARDIACFIXED-GE-Solar 9500 |  | 12/24/15 |  | MCH-A | Covered PM Repair - Radiology, Low End | MHHS-Southwest | [8 empty] | MONITORCARDIACFIXED | Monitor, Cardiac, Fixed | GE
NO | YES |  |  |  | 013-00256 | 013-00256 | GE Healthcare | SOLAR 9500 |  | K9MU0507G | SW-OR | MHHS-Southwest |  | Monitor, Cardiac, Fixed |  | 013-00256 | 013-00256 | Southwest | MHHS-Southwest | SW-OR | Room 27 - Cysto | 7/1/19 |  | 7/1/20 |  | MONITORS, PHYSIOLOGIC, VITAL SIGNS | Monitor, Cardiac, Fixed | MONITORCARDIACFIXED-GE-Solar 9500 | MONITORCARDIACFIXED | Solar 9500 |  |  |  | GE | Monitor, Cardiac, Fixed |  | MONITORCARDIACFIXED-GE-Solar 9500 |  | 9/1/17 |  | MCH-A | Covered PM Repair - Radiology, Low End | MHHS-Southwest | [8 empty] | MONITORCARDIACFIXED | Monitor, Cardiac, Fixed | GE
NO | YES |  |  |  | 013-00258 | 013-00258 | GE Healthcare | SOLAR 9500 |  | K9MU0475G | SW-OR | MHHS-Southwest |  | Monitor, Cardiac, Fixed |  | 013-00258 | 013-00258 | Southwest | MHHS-Southwest | SW-OR | Or 24 | 7/1/19 |  | 7/1/20 |  | MONITORS, PHYSIOLOGIC, VITAL SIGNS | Monitor, Cardiac, Fixed | MONITORCARDIACFIXED-GE-Solar 9500 | MONITORCARDIACFIXED | Solar 9500 |  |  |  | GE | Monitor, Cardiac, Fixed |  | MONITORCARDIACFIXED-GE-Solar 9500 |  | 8/26/17 |  | MCH-A | Covered PM Repair - Radiology, High End | MHHS-Southwest | [8 empty] | MONITORCARDIACFIXED | Monitor, Cardiac, Fixed | GE
NO | YES |  |  |  | 013-00260 | 013-00260 | GE Healthcare | SOLAR 9500 |  | K9MU0498G | SW-OR | MHHS-Southwest |  | Monitor, Cardiac, Fixed |  | 013-00260 | 013-00260 | Southwest | MHHS-Southwest | SW-OR | OR5 | 7/1/19 |  | 7/1/20 |  | MONITORS, PHYSIOLOGIC, VITAL SIGNS | Monitor, Cardiac, Fixed | MONITORCARDIACFIXED-GE-Solar 9500 | MONITORCARDIACFIXED | Solar 9500 |  |  |  | GE | Monitor, Cardiac, Fixed |  | MONITORCARDIACFIXED-GE-Solar 9500 |  | 9/1/17 |  | MCH-A | Covered PM Repair - Biomedical | MHHS-Southwest | [8 empty] | MONITORCARDIACFIXED | Monitor, Cardiac, Fixed | GE
NO | YES |  |  |  | 013-00264 | 013-00264 | GE Healthcare | SOLAR 9500 |  | J9MU0423G | SW-OR | MHHS-Southwest |  | Monitor, Cardiac, Fixed |  | 013-00264 | 013-00264 | Southwest | MHHS-Southwest | SW-OR | Room 15 1/2 | 7/1/19 |  | 7/1/20 |  | MONITORS, PHYSIOLOGIC, VITAL SIGNS | Monitor, Cardiac, Fixed | MONITORCARDIACFIXED-GE-Solar 9500 | MONITORCARDIACFIXED | Solar 9500 |  |  |  | GE | Monitor, Cardiac, Fixed |  | MONITORCARDIACFIXED-GE-Solar 9500 |  | 8/1/17 |  | MCH-A | Covered PM Repair - Biomedical | MHHS-Southwest | [8 empty] | MONITORCARDIACFIXED | Monitor, Cardiac, Fixed | GE
NO | YES |  |  |  | 013-08586 | 013-08586 | GE Healthcare | SOLAR 9500 |  | K3MU2792G | SW-OR | MHHS-Southwest |  | Monitor, Cardiac, Fixed |  | 013-08586 | 013-08586 | Southwest | MHHS-Southwest | SW-OR | OR | 7/1/19 |  | 7/1/20 |  | MONITORS, PHYSIOLOGIC, VITAL SIGNS | Monitor, Cardiac, Fixed | MONITORCARDIACFIXED-GE-Solar 9500 | MONITORCARDIACFIXED | Solar 9500 |  |  |  | GE | Monitor, Cardiac, Fixed |  | MONITORCARDIACFIXED-GE-Solar 9500 |  |  |  | MCH-A | Covered PM Repair - Biomedical | MHHS-Southwest | [8 empty] | MONITORCARDIACFIXED | Monitor, Cardiac, Fixed | GE
NO | YES |  |  |  | 013-36622 | 013-36622 | GE Healthcare | SOLAR 9500 |  | D4MU2949G | SW-OR | MHHS-Southwest |  | Monitor, Cardiac, Fixed |  | 013-36622 | 013-36622 | Southwest | MHHS-Southwest | SW-OR | OR 2 | 7/1/19 |  | 7/1/20 |  | MONITORS, PHYSIOLOGIC, VITAL SIGNS | Monitor, Cardiac, Fixed | MONITORCARDIACFIXED-GE-Solar 9500 | MONITORCARDIACFIXED | Solar 9500 |  |  |  | GE | Monitor, Cardiac, Fixed |  | MONITORCARDIACFIXED-GE-Solar 9500 |  |  |  | MCH-A | Covered PM Repair - Biomedical | MHHS-Southwest | [8 empty] | MONITORCARDIACFIXED | Monitor, Cardiac, Fixed | GE
NO | YES |  |  |  | 013-36623 | 013-36623 | GE Healthcare | SOLAR 9500 |  | J3MU2752G | SW-OR | MHHS-Southwest |  | Monitor, Cardiac, Fixed |  | 013-36623 | 013-36623 | Southwest | MHHS-Southwest | SW-OR | Room 10 | 7/1/19 |  | 7/1/20 |  | MONITORS, PHYSIOLOGIC, VITAL SIGNS | Monitor, Cardiac, Fixed | MONITORCARDIACFIXED-GE-Solar 9500 | MONITORCARDIACFIXED | Solar 9500 |  |  |  | GE | Monitor, Cardiac, Fixed |  | MONITORCARDIACFIXED-GE-Solar 9500 |  |  |  | MCH-A | Covered PM Repair - Biomedical | MHHS-Southwest | [8 empty] | MONITORCARDIACFIXED | Monitor, Cardiac, Fixed | GE
NO | NO |  |  |  | 013-00051 |  | GE Healthcare | SOLAR 9500 |  | K9MU0505G | SW - LABOR & DELIVERY | MHHS-Southwest |  | Monitor, Cardiac, Fixed |  | 013-00051 |  | Southwest |  | SW - LABOR & DELIVERY | [5 empty] | MONITORS, PHYSIOLOGIC, VITAL SIGNS |  | MONITORCARDIACFIXED-GE-Solar 9500 | MONITORCARDIACFIXED | Solar 9500 |  |  |  | GE | Monitor, Cardiac, Fixed |  | MONITORCARDIACFIXED-GE-Solar 9500 |  |  |  |  | Covered PM Repair - Biomedical | MHHS-Southwest
NO | NO |  |  |  | 013-00262 |  | GE Healthcare | SOLAR 9500 |  | L9MU0638G | SW - OR | MHHS-Southwest |  | Monitor, Cardiac, Fixed |  | 013-00262 |  | Southwest |  | SW - OR | [5 empty] | MONITORS, PHYSIOLOGIC, VITAL SIGNS |  | MONITORCARDIACFIXED-GE-Solar 9500 | MONITORCARDIACFIXED | Solar 9500 |  |  |  | GE | Monitor, Cardiac, Fixed |  | MONITORCARDIACFIXED-GE-Solar 9500 |  |  |  |  | Covered PM Repair - Biomedical | MHHS-Southwest
NO | NO |  |  |  | 013-36624 |  | GE Healthcare | SOLAR 9500 |  | J3MU2725G | SW - OR | MHHS-Southwest |  | Monitor, Cardiac, Fixed |  | 013-36624 |  | Southwest |  | SW - OR | [5 empty] | MONITORS, PHYSIOLOGIC, VITAL SIGNS |  | MONITORCARDIACFIXED-GE-Solar 9500 | MONITORCARDIACFIXED | Solar 9500 |  |  |  | GE | Monitor, Cardiac, Fixed |  | MONITORCARDIACFIXED-GE-Solar 9500 |  |  |  |  | Covered PM Repair - Biomedical | MHHS-Southwest
NO | NO |  |  |  | 029-02914 |  | GE Healthcare | SOLAR 9500 |  | L2MU2459G | TMC - OR - TRAINING LAB | MHHS-TMC |  | Monitor, Cardiac, Fixed |  | 029-02914 |  | TMC |  | TMC - OR - TRAINING LAB | [5 empty] | MONITORS, PHYSIOLOGIC, VITAL SIGNS |  | MONITORCARDIACFIXED-GE-Solar 9500 | MONITORCARDIACFIXED | Solar 9500 |  |  |  | GE | Monitor, Cardiac, Fixed |  | MONITORCARDIACFIXED-GE-Solar 9500 |  |  |  |  | Covered PM Repair - Biomedical | MHHS-TMC
NO | NO |  |  |  | 029-02940 |  | GE Healthcare | SOLAR 9500 |  | K2MU2454G | TMC - OR - TRAINING LAB | MHHS-TMC |  | Monitor, Cardiac, Fixed |  | 029-02940 |  | TMC |  | TMC - OR - TRAINING LAB | [5 empty] | MONITORS, PHYSIOLOGIC, VITAL SIGNS |  | MONITORCARDIACFIXED-GE-Solar 9500 | MONITORCARDIACFIXED | Solar 9500 |  |  |  | GE | Monitor, Cardiac, Fixed |  | MONITORCARDIACFIXED-GE-Solar 9500 |  |  |  |  | Covered PM Repair - Biomedical | MHHS-TMC
NO | NO | [5 empty] | GE Healthcare | SOLAR 9500 |  | RMU04460188GA | WOODLANDS - OR | MHHS-Woodlands |  | Monitor, Cardiac, Fixed |  |  |  | Woodlands |  | WOODLANDS - OR | [5 empty] | MONITORS, PHYSIOLOGIC, VITAL SIGNS |  | MONITORCARDIACFIXED-GE-Solar 9500 | MONITORCARDIACFIXED | Solar 9500 |  |  |  | GE | Monitor, Cardiac, Fixed |  | MONITORCARDIACFIXED-GE-Solar 9500 |  |  |  |  | Covered PM Repair - Biomedical | MHHS-Woodlands
YES | YES |  |  |  | 56921WHD | 56921WHD | GE Healthcare | Split head coil |  | 56921WHD | Radiology |  |  |  |  | 56921WHD | 56921WHD | Woodlands | Memorial Hermann The Woodlands Medical Center | Radiology | GE MRI
YES | YES |  |  |  | 029-13308 | 029-13308 | GE Healthcare | Sync F7-01 |  | SEF15166520HX | Surgery OR |  |  |  |  | 029-13308 | 029-13308 | Woodlands | Memorial Hermann Hospital Woodlands | Surgery OR | OR Room 6
YES | YES |  |  |  | 029-13311 | 029-13311 | GE Healthcare | Sync F7-01 |  | SEF15166523HX | Surgery OR |  |  |  |  | 029-13311 | 029-13311 | Woodlands | Memorial Hermann Hospital Woodlands | Surgery OR | OR Room 7
NO | YES |  |  |  | 009-10136 | 009-10136 | GE Healthcare | T2100 |  | SN816280726SA | GH-Cath Lab | MHHS-Greater Heights |  | Treadmill |  | 009-10136 | 009-10136 | Central | MHHS-Greater Heights | GH-Cath Lab | Cathlab | 4/1/19 |  | 4/1/20 |  | TREADMILLS | Treadmill | TREADMILL-GE-T2100 | TREADMILL | T2100 |  |  |  | GE | Treadmill |  | TREADMILL-GE-T2100 |  |  |  | TREAD-A | Covered PM Repair - Biomedical | MHHS-Greater Heights | [8 empty] | TREADMILL | Treadmill | GE
NO | YES |  |  |  | 133-08566 | 133-08566 | GE Healthcare | T2100 |  | SN814473130SA | Katy-Cardiology | MHHS-Katy |  | Treadmill |  | 133-08566 | 133-08566 | Katy | MHHS-Katy | Katy-Cardiology | ECG/Stress1 | 3/1/19 | 3/1/20 |  |  | TREADMILLS | Treadmill | TREADMILL-GE-T2100 | TREADMILL | T2100 |  |  |  | GE | Treadmill |  | TREADMILL-GE-T2100 |  |  |  | TREAD-A | Covered PM Repair - Biomedical | MHHS-Katy | [8 empty] | TREADMILL | Treadmill | GE
NO | YES |  |  |  | 041-16202 | 041-16202 | GE Healthcare | T2100 |  | SJV13151032SA | MH MG - (MC) - MC CARDIOLOGY (MP4) STE400 | MHHS-MG |  | Treadmill |  | 041-16202 | 041-16202 | West & Memorial City | MHHS-MG | MH MG - (MC) - MC CARDIOLOGY (MP4) STE400 | Echo stress test | 8/1/18 |  |  | No PM Sticker | TREADMILLS |  | TREADMILL-GE-T2100 | TREADMILL | T2100 |  |  |  | GE | Treadmill |  | TREADMILL-GE-T2100 |  | 2/1/18 |  |  | Covered PM Repair - Biomedical | MHHS-MG
NO | YES |  |  |  | 929-01190 | 929-01190 | GE Healthcare | T2100 |  | SJU14302678SA | MH MG - (MC) - MC CARDIOLOGY (MP4) STE400 | MHHS-MG |  | Treadmill |  | 929-01190 | 929-01190 | West | MHHS-MG | MH MG - (MC) - MC CARDIOLOGY (MP4) STE400 | Nuc Dept | 11/1/19 |  | 11/1/20 |  | TREADMILLS |  | TREADMILL-GE-T2100 | TREADMILL | T2100 |  |  |  | GE | Treadmill |  | TREADMILL-GE-T2100 |  |  |  |  | Covered PM Repair - Biomedical | MHHS-MG
NO | YES |  |  |  | 129-06759 | 129-06759 | GE Healthcare | T2100 |  | SN816130324SA | MH MG-(SL)-Sugar Land Multi-Specialty (Mp1) | MHHS-MG |  | Treadmill |  | 129-06759 | 129-06759 | Sugar Land | MHHS-MG | MH MG-(SL)-Sugar Land Multi-Specialty (Mp1) | Cardio 2 | 12/1/18 |  |  |  | TREADMILLS | Treadmill | TREADMILL-GE-T2100 | TREADMILL | T2100 |  |  |  | GE | Treadmill |  | TREADMILL-GE-T2100 |  | 10/1/16 |  | TREAD-A | Covered PM Repair - Biomedical | MHHS-MG | [8 empty] | TREADMILL | Treadmill | GE
NO | YES |  |  |  | 013-36210 | 013-36210 | GE Healthcare | T2100 |  | SJV13231204SA | MH MG-(SW)-Southwest Cardiology (Mp2) | MHHS-MG |  | Treadmill |  | 013-36210 | 013-36210 | Southwest | MHHS-MG | MH MG-(SW)-Southwest Cardiology (Mp2) | Stress Room | 9/1/19 |  | 3/1/20 |  | TREADMILLS | Treadmill | TREADMILL-GE-T2100 | TREADMILL | T2100 |  |  |  | GE | Treadmill |  | TREADMILL-GE-T2100 |  | 5/1/17 |  | TREAD-A | Covered PM Repair - Biomedical | MHHS-MG | [8 empty] | TREADMILL | Treadmill | GE
NO | YES |  |  |  | 029-12328 | 029-12328 | GE Healthcare | T2100 |  | SJV13080896SA | MH MG-(WDLS)-Twl Cardiology (Ste 300) | MHHS-MG |  | Treadmill |  | 029-12328 | 029-12328 | Woodlands | MHHS-MG | MH MG-(WDLS)-Twl Cardiology (Ste 300) |  | 8/1/19 |  | 8/1/20 |  | TREADMILLS | Treadmill | TREADMILL-GE-T2100 | TREADMILL | T2100 |  |  |  | GE | Treadmill |  | TREADMILL-GE-T2100 |  | 2/12/19 |  | TREAD-A | Covered PM Repair - Biomedical | MHHS-MG | [8 empty] | TREADMILL | Treadmill | GE
NO | YES |  |  |  | 041-18263 | 041-18263 | GE Healthcare | T2100 |  | SHS13111583SA | MH MG-(WDLS)-Twl Cardiology (Ste 300) | MHHS-MG |  | Treadmill |  | 041-18263 | 041-18263 | Woodlands | MHHS-MG | MH MG-(WDLS)-Twl Cardiology (Ste 300) |  | 8/1/19 |  | 8/1/20 |  | TREADMILLS | Treadmill | TREADMILL-GE-T2100 | TREADMILL | T2100 |  |  |  | GE | Treadmill |  | TREADMILL-GE-T2100 |  | 5/1/17 |  | TREAD-A | Covered PM Repair - Biomedical | MHHS-MG | [8 empty] | TREADMILL | Treadmill | GE
NO | YES |  |  |  | 145-00346 | 145-00346 | GE Healthcare | T2100 |  | 816060137SA | Pearland-Cardiology Services | MHHS-Pearland Hospital |  | Treadmill |  | 145-00346 | 145-00346 | Pearland | MHHS-Pearland Hospital | Pearland-Cardiology Services | Treadmill room | 2/1/19 | 2/1/20 |  |  | TREADMILLS | Treadmill | TREADMILL-GE-T2100 | TREADMILL | T2100 |  |  |  | GE | Treadmill |  | TREADMILL-GE-T2100 |  | 5/1/17 |  | TREAD-A | Covered PM Repair - Biomedical | MHHS-Pearland Hospital | [8 empty] | TREADMILL | Treadmill | GE
NO | YES | Asset Tag 005-02924 |  |  | 005-02924 | 005-02924 | GE Healthcare | T2100 |  | M2Y59484S | Stress Test | MHHS-Southeast |  | Treadmill |  | 005-02924 | 005-02924 | South East | Memorial Hermann South East | Stress Test | Stress Lab |  |  |  |  | TREADMILLS |  | TREADMILL-GE-T2100 | TREADMILL | T2100 |  |  |  | GE | Treadmill |  | TREADMILL-GE-T2100 |  | 4/1/19 |  |  | Covered PM Repair - Biomedical | MHHS-Southeast
NO | YES |  |  |  | 005-04435 | 005-04435 | GE Healthcare | T2100 |  | ABM04250577SA | SE-Noninvasive Cardiology | MHHS-Southeast |  | Treadmill |  | 005-04435 | 005-04435 | Southeast | MHHS-Southeast | SE-Noninvasive Cardiology | Stress Lab |  |  |  |  | TREADMILLS |  | TREADMILL-GE-T2100 | TREADMILL | T2100 |  |  |  | GE | Treadmill |  | TREADMILL-GE-T2100 |  |  |  |  | Covered PM Repair - Biomedical | MHHS-Southeast
NO | YES |  |  |  | 005-04437 | 005-04437 | GE Healthcare | T2100 |  | ABM04250574SA | Stress Test | MHHS-Southeast |  | Treadmill |  | 005-04437 | 005-04437 | South East | Memorial Hermann South East | Stress Test | Stress Lab |  |  |  |  | TREADMILLS |  | TREADMILL-GE-T2100 | TREADMILL | T2100 |  |  |  | GE | Treadmill |  | TREADMILL-GE-T2100 |  |  |  |  | Covered PM Repair - Biomedical | MHHS-Southeast
NO | YES |  |  |  | 013-37460 | 013-37460 | GE Healthcare | T2100 |  | 816170474SA | SW-HVI-Noninvasive Cardiology | MHHS-Southwest |  | Treadmill |  | 013-37460 | 013-37460 | Southwest | MHHS-Southwest | SW-HVI-Noninvasive Cardiology | Stress Echo | 8/1/19 |  | 8/1/20 |  | TREADMILLS | Treadmill | TREADMILL-GE-T2100 | TREADMILL | T2100 |  |  |  | GE | Treadmill |  | TREADMILL-GE-T2100 |  | 12/1/18 |  | TREAD-A | Covered PM Repair - Biomedical | MHHS-Southwest | [8 empty] | TREADMILL | Treadmill | GE
YES | YES |  |  |  | 151-04611 | 151-04611 | GE Healthcare | T2100 |  | GEDC-3529 | HM Medical Group Cypress |  |  |  |  | 151-04611 | 151-04611 | Northwest | Memorial Hermann Medical Group Cypress Multi-Specialty (#600) | HM Medical Group Cypress | Treadmill room | 2/1/20 |  |  | Cnf pm |  | Treadmill | TREADMILL-GE-T2100 | [12 empty] | TREAD-A | [10 empty] | TREADMILL | Treadmill | GE
NO | YES |  |  |  | 129-06500 | 129-06500 | GE Healthcare | T2100 |  | SN815323905SA | Cardiology 202 |  |  |  |  | 129-06500 | 129-06500 | Sugar Land | Memorial Hermann Medical Group Sugar Land Cardiology (#210) | Cardiology 202 | Stress | 9/1/19 | 9/1/20 |  |  |  | Treadmill | TREADMILL-GE-T2100 | [12 empty] | TREAD-A | [10 empty] | TREADMILL | Treadmill | GE
NO | NO |  |  |  | 151-02205 |  | GE Healthcare | T2100 |  | GEDC-0060 | CY - NONINVASIVE CARDIOLOGY | MHHS-Cypress |  | Treadmill |  | 151-02205 |  | Northwest & Cypress |  | CY - NONINVASIVE CARDIOLOGY | [5 empty] | TREADMILLS |  | TREADMILL-GE-T2100 | TREADMILL | T2100 |  |  |  | GE | Treadmill |  | TREADMILL-GE-T2100 |  |  |  |  | Covered PM Repair - Biomedical | MHHS-Cypress
NO | NO |  |  |  | 041-18779 |  | GE Healthcare | T2100 |  | SJV14483162SA | MEMORIAL CITY - NUCLEAR MEDICINE | MHHS-Mem City |  | Treadmill |  | 041-18779 |  | West & Memorial City |  | MEMORIAL CITY - NUCLEAR MEDICINE | [5 empty] | TREADMILLS |  | TREADMILL-GE-T2100 | TREADMILL | T2100 |  |  |  | GE | Treadmill |  | TREADMILL-GE-T2100 |  |  |  |  | Covered PM Repair - Biomedical | MHHS-Mem City
NO | NO | [5 empty] | GE Healthcare | T2100 |  | SBC06401460SA | SW - HVI - NONINVASIVE CARDIOLOGY | MHHS-Southwest |  | Treadmill |  |  |  | Southwest |  | SW - HVI - NONINVASIVE CARDIOLOGY | [5 empty] | TREADMILLS |  | TREADMILL-GE-T2100 | TREADMILL | T2100 |  |  |  | GE | Treadmill |  | TREADMILL-GE-T2100 |  |  |  |  | Covered PM Repair - Biomedical | MHHS-Southwest
NO | NO | [5 empty] | GE Healthcare | T2100 |  | SBC06341319SA71 | TMC - HVI - CARDIOLOGY (3HVI) | MHHS-TMC |  | Treadmill |  |  |  | TMC |  | TMC - HVI - CARDIOLOGY (3HVI) | [5 empty] | TREADMILLS |  | TREADMILL-GE-T2100 | TREADMILL | T2100 |  |  |  | GE | Treadmill |  | TREADMILL-GE-T2100 |  |  |  |  | Covered PM Repair - Biomedical | MHHS-TMC
NO | NO | [5 empty] | GE Healthcare | T2100 |  | 07493204SA | TMC - HVI - CARDIOLOGY (3HVI) | MHHS-TMC |  | Treadmill |  |  |  | TMC |  | TMC - HVI - CARDIOLOGY (3HVI) | [5 empty] | TREADMILLS |  | TREADMILL-GE-T2100 | TREADMILL | T2100 |  |  |  | GE | Treadmill |  | TREADMILL-GE-T2100 |  |  |  |  | Covered PM Repair - Biomedical | MHHS-TMC
NO | YES | Serial Number 55 |  |  | 142-07272 | 142-07272 | GE Healthcare | T2100-ST1 |  |  | NE-Radiology | MHHS-Northeast |  |  |  | 142-07272 | 142-07272 | Katy | MHHS-Northeast | NE-Radiology | Stress lab | 11/1/18 |  |  |  | TREADMILLS |  | .needs class | [5 empty] | GE |  |  |  |  | 9/11/20 |  |  | Not Covered - Biomedical | MHHS-Northeast
YES | YES |  |  |  | 005-12424 | 005-12424 | GE Healthcare | T2100-ST1 |  | GEDC0509 | MH MG - (SE) - LC CCC - TIMESHARE |  |  |  |  | 005-12424 | 005-12424 | Southeast | Memorial Hermann Convenient Care Center in League City (League City CCC) | MH MG - (SE) - LC CCC - TIMESHARE | EKG procedure room
NO | NO |  |  |  | 074-03295 |  | GE Healthcare | T2100-ST1 |  | GEDC-3447 | TMC - HVI - CARDIOLOGY (3HVI) | MHHS-TMC |  |  |  | 074-03295 |  | TMC |  | TMC - HVI - CARDIOLOGY (3HVI) | [5 empty] | TREADMILLS |  | .needs class | [5 empty] | GE | [7 empty] | Covered PM Repair - Biomedical | MHHS-TMC
YES | YES |  |  |  | 142-09498 | 142-09498 | GE Healthcare | T2100-ST2 |  | GEDC-3067 | WOODLANDS - CARDIC REHAB |  |  |  |  | 142-09498 | 142-09498 | Woodlands | Woodlands | WOODLANDS - CARDIC REHAB | MH woodlands 1st floor
YES | YES |  |  |  | 133-31159 | 133-31159 | GE Healthcare | T2100-st2 |  | Gedc-3788 | Non invasive cardiology |  |  |  |  | 133-31159 | 133-31159 | Katy | Imaging | Non invasive cardiology | EEG/stress 2
NO | NO |  |  |  | 069-39350 |  | GE Healthcare | TAX4ANXCWN |  | RR136736 | TMC - LABORATORY - SURGICAL STAT LAB (2R) | MHHS-TMC |  |  |  | 069-39350 |  | TMC |  | TMC - LABORATORY - SURGICAL STAT LAB (2R) | [5 empty] | REFRIGERATORS, LABORATORY |  | .needs class | [5 empty] | GE | [7 empty] | Covered PM Repair - Biomedical | MHHS-TMC
YES | YES |  |  |  | 099-00812 | 099-00812 | GE Healthcare | TDX9 |  | VV070908 | NEIGHBORHOOD CLINIC - (GH) - NORTHWEST CC |  |  |  |  | 099-00812 | 099-00812 | Central | Memorial Hermann Neighborhood Health Center - Greater Heights (#103) | NEIGHBORHOOD CLINIC - (GH) - NORTHWEST CC | Hall
YES | YES |  |  |  | 151-04649 | 151-04649 | GE Healthcare | Tec 7 |  | BEJJ03381 | CY - OR |  |  |  |  | 151-04649 | 151-04649 | Northwest | Memorial Hermann Cypress Hospital | CY - OR | OR 4 |  |  |  | Cnf pm |  | Vaporizer, Anesthesia | VAPORIZERANESTHESIA-Datex-Ohmeda-TEC 7 | [12 empty] | VA-SA | [10 empty] | VAPORIZERANESTHESIA | Vaporizer, Anesthesia | Datex-Ohmeda
YES | YES |  |  |  | 074-04540 | 074-04540 | GE Healthcare | Tec 7 |  |  | TMC - OR - CVOR (7HVI) |  |  |  |  | 074-04540 | 074-04540 | TMC | Memorial Hermann-Texas Medical Center | TMC - OR - CVOR (7HVI) | CVOR (7HVI)
YES | YES |  |  |  | 099-07365 | 099-07365 | GE Healthcare | Tec 850 |  | SQAY02050 | TMC - OR - (2HP) |  |  |  |  | 099-07365 | 099-07365 | TMC | Memorial Hermann-Texas Medical Center | TMC - OR - (2HP) | Storage
YES | YES |  |  |  | 013-39327 | 013-39327 | GE Healthcare | Tec850 |  | SQBY08966 | SW -MRI |  |  |  |  | 013-39327 | 013-39327 | Southwest | Memorial Hermann Southwest Hospital | SW -MRI | MRI
YES | YES |  |  |  | 133-06202 | 133-06202 | GE Healthcare | Telligence |  | 133-06202 | KATY - 7TH FLOOR |  |  |  |  | 133-06202 | 133-06202 | Katy | Memorial Hermann Katy Hospital | KATY - 7TH FLOOR | 7th Floor ISD Room | [5 empty] | System, Nurse Call | SYSNURSECALL-GE-Telligence | [23 empty] | SYSNURSECALL | System, Nurse Call | GE
YES | YES |  |  |  | 133-06203 | 133-06203 | GE Healthcare | Telligence |  | 133-06203 | KATY - 7TH FLOOR |  |  |  |  | 133-06203 | 133-06203 | Katy | Memorial Hermann Katy Hospital | KATY - 7TH FLOOR | 7th Floor ISD Room | [5 empty] | System, Nurse Call | SYSNURSECALL-GE-Telligence | [23 empty] | SYSNURSECALL | System, Nurse Call | GE
YES | YES |  |  |  | 133-06204 | 133-06204 | GE Healthcare | Telligence |  | 133-06204 | KATY - 7TH FLOOR |  |  |  |  | 133-06204 | 133-06204 | Katy | Memorial Hermann Katy Hospital | KATY - 7TH FLOOR | 7th Floor ISD Room | [5 empty] | System, Nurse Call | SYSNURSECALL-GE-Telligence | [23 empty] | SYSNURSECALL | System, Nurse Call | GE
YES | YES |  |  |  | 133-06205 | 133-06205 | GE Healthcare | Telligence |  | 133-06205 | KATY - 7TH FLOOR |  |  |  |  | 133-06205 | 133-06205 | Katy | Memorial Hermann Katy Hospital | KATY - 7TH FLOOR | 7th Floor ISD Room | [5 empty] | System, Nurse Call | SYSNURSECALL-GE-Telligence | [23 empty] | SYSNURSECALL | System, Nurse Call | GE
YES | YES |  |  |  | 099-03004 | 099-03004 | GE Healthcare | Telligence |  | 099-03004 | KATY - 7TH FLOOR |  |  |  |  | 099-03004 | 099-03004 | Katy | Memorial Hermann Katy Hospital | KATY - 7TH FLOOR | 7th Floor ISD Room | [5 empty] | System, Nurse Call | SYSNURSECALL-GE-Telligence | [23 empty] | SYSNURSECALL | System, Nurse Call | GE
YES | YES | Serial Number Cnf |  |  | 133-06231 | 133-06231 | GE Healthcare | Telligence |  | CNF | MEDSURG 7TH Floor |  |  |  |  | 133-06231 | 133-06231 | Katy | Memorial Hermann Katy Hospital | MEDSURG 7TH Floor | MEDSURG 7th Floor Hallway | [5 empty] | System, Nurse Call | SYSNURSECALL-GE-Telligence | [23 empty] | SYSNURSECALL | System, Nurse Call | GE
YES | YES | Serial Number Cnf |  |  | 133-06468 | 133-06468 | GE Healthcare | Telligence |  | Cnf | Katy |  |  |  |  | 133-06468 | 133-06468 | Katy | Katy | Katy | Pepi ER Unit |  | 2/1/20 |  |  |  | System, Nurse Call | SYSNURSECALL-GE-Telligence | [23 empty] | SYSNURSECALL | System, Nurse Call | GE
YES | YES | Serial Number Cnf |  |  | 133-04939 | 133-04939 | GE Healthcare | Telligence |  | Cnf | KATY - ER |  |  |  |  | 133-04939 | 133-04939 | Katy | Memorial Hermann Katy Hospital | KATY - ER | EC 10 | [5 empty] | System, Nurse Call | SYSNURSECALL-GE-Telligence | [23 empty] | SYSNURSECALL | System, Nurse Call | GE
YES | YES |  |  |  | 133-05791 | 133-05791 | GE Healthcare | Telligence 854N |  | 3302975-18 | KATY - OR |  |  |  |  | 133-05791 | 133-05791 | Katy | Katy | KATY - OR | Bio med shop |  |  |  | No pm |  | System, Nurse Call | SYSNURSECALL-GE-Telligence | [23 empty] | SYSNURSECALL | System, Nurse Call | GE
NO | YES |  |  |  | 133-08026 | 133-08026 | GE Healthcare | Telligence Nurse Call |  | NSN | Katy-Postpartum-2W | MHHS-Katy |  |  |  | 133-08026 | 133-08026 | Katy | MHHS-Katy | Katy-Postpartum-2W | Labor | 7/1/19 | 7/1/20 |  |  | HOSPITAL COMMUNICATION SYSTEMS, NURSE CALL | System, Nurse Call | SYSNURSECALL-GE-Telligence |  |  |  |  | SYSNURSECALL-GE-Telligence | GE |  |  |  |  | 5/15/14 |  |  | Covered PM Repair - Biomedical | MHHS-Katy | [8 empty] | SYSNURSECALL | System, Nurse Call | GE
YES | YES |  |  |  | 133-06206 | 133-06206 | GE Healthcare | Telligence Nurse Call |  | 854N | MEDSURG 7TH Floor |  |  |  |  | 133-06206 | 133-06206 | Katy | Memorial Hermann Katy Hospital | MEDSURG 7TH Floor | MEDSURG 7th Floor Hallway |  | 2/1/20 |  |  |  | System, Nurse Call | SYSNURSECALL-GE-Telligence | [23 empty] | SYSNURSECALL | System, Nurse Call | GE
YES | YES | Serial Number Cnf |  |  | 133-06221 | 133-06221 | GE Healthcare | Telligence Nurse Call |  | CNF | MEDSURG 7TH Floor |  |  |  |  | 133-06221 | 133-06221 | Katy | Memorial Hermann Katy Hospital | MEDSURG 7TH Floor | MEDSURG 7th Floor Hallway | [5 empty] | System, Nurse Call | SYSNURSECALL-GE-Telligence | [23 empty] | SYSNURSECALL | System, Nurse Call | GE
YES | YES |  |  |  | 133-06216 | 133-06216 | GE Healthcare | Telligence Nurse Call |  |  | MEDSURG 7TH Floor |  |  |  |  | 133-06216 | 133-06216 | Katy | Memorial Hermann Katy Hospital | MEDSURG 7TH Floor | MEDSURG 7th Floor 709 | [5 empty] | System, Nurse Call | SYSNURSECALL-GE-Telligence | [23 empty] | SYSNURSECALL | System, Nurse Call | GE
YES | YES | Serial Number Cnf |  |  | 133-06215 | 133-06215 | GE Healthcare | Telligence Nurse Call |  | CNF | MEDSURG 7TH Floor |  |  |  |  | 133-06215 | 133-06215 | Katy | Memorial Hermann Katy Hospital | MEDSURG 7TH Floor | MEDSURG 7th Floor 709 | [5 empty] | System, Nurse Call | SYSNURSECALL-GE-Telligence | [23 empty] | SYSNURSECALL | System, Nurse Call | GE
YES | YES |  |  |  | 133-06210 | 133-06210 | GE Healthcare | Telligence Nurse Call |  |  | MEDSURG 7TH Floor |  |  |  |  | 133-06210 | 133-06210 | Katy | Memorial Hermann Katy Hospital | MEDSURG 7TH Floor | MEDSURG 7th Floor Hallway | [5 empty] | System, Nurse Call | SYSNURSECALL-GE-Telligence | [23 empty] | SYSNURSECALL | System, Nurse Call | GE
YES | YES | Serial Number Cnf |  |  | 133-06211 | 133-06211 | GE Healthcare | Telligence Nurse Call |  | Cnf | MedSurg 7th Floor |  |  |  |  | 133-06211 | 133-06211 | Katy | Memorial Hermann Katy Hospital | MedSurg 7th Floor | Soiled workroom W7:144.5 | 2/1/20 | 2/1/20 |  |  |  | System, Nurse Call | SYSNURSECALL-GE-Telligence | [23 empty] | SYSNURSECALL | System, Nurse Call | GE
YES | YES | Serial Number Cnf |  |  | 133-06208 | 133-06208 | GE Healthcare | Telligence Nurse Call |  | CNF | MEDSURG 7TH Floor |  |  |  |  | 133-06208 | 133-06208 | Katy | Memorial Hermann Katy Hospital | MEDSURG 7TH Floor | MEDSURG 7th Floor 702 | [5 empty] | System, Nurse Call | SYSNURSECALL-GE-Telligence | [23 empty] | SYSNURSECALL | System, Nurse Call | GE
YES | YES | Serial Number Cnf |  |  | 133-06235 | 133-06235 | GE Healthcare | Telligence Nurse Call |  | Cnf | MedSurg 7th Floor |  |  |  |  | 133-06235 | 133-06235 | Katy | Memorial Hermann Katy Hospital | MedSurg 7th Floor | W8:144.1 equipment room | 2/1/20 | 2/1/20 |  |  |  | System, Nurse Call | SYSNURSECALL-GE-Telligence | [23 empty] | SYSNURSECALL | System, Nurse Call | GE
YES | YES | Serial Number Cnf |  |  | 133-06246 | 133-06246 | GE Healthcare | Telligence Nurse Call |  | CNF | MEDSURG 7TH Floor |  |  |  |  | 133-06246 | 133-06246 | Katy | Memorial Hermann Katy Hospital | MEDSURG 7TH Floor | MEDSURG 7th Floor 702Clean Work Room W7 145.7 | [5 empty] | System, Nurse Call | SYSNURSECALL-GE-Telligence | [23 empty] | SYSNURSECALL | System, Nurse Call | GE
YES | YES | Serial Number Cnf |  |  | 133-06222 | 133-06222 | GE Healthcare | Telligence Nurse Call |  | CNF | MEDSURG 7TH Floor |  |  |  |  | 133-06222 | 133-06222 | Katy | Memorial Hermann Katy Hospital | MEDSURG 7TH Floor | MEDSURG 7th Floor 702Clean Work Room | [5 empty] | System, Nurse Call | SYSNURSECALL-GE-Telligence | [23 empty] | SYSNURSECALL | System, Nurse Call | GE
YES | YES | Serial Number Cnf |  |  | 133-04927 | 133-04927 | GE Healthcare | Telligence Nurse Call |  | Cnf | KATY - POSTPARTUM - 2W |  |  |  |  | 133-04927 | 133-04927 | Katy | Memorial Hermann Katy Hospital | KATY - POSTPARTUM - 2W | W3:150.2 equipment storage | 2/1/20 | 2/1/20 |  |  |  | System, Nurse Call | SYSNURSECALL-GE-Telligence | [23 empty] | SYSNURSECALL | System, Nurse Call | GE
YES | YES | Serial Number Cnf |  |  | 133-06478 | 133-06478 | GE Healthcare | Telligence Nurse Call |  | CNF | KATY - NEW TOWER |  |  |  |  | 133-06478 | 133-06478 | Katy | Memorial Hermann Katy Hospital | KATY - NEW TOWER | 4th Floor RAU RM 3 | [5 empty] | System, Nurse Call | SYSNURSECALL-GE-Telligence | [23 empty] | SYSNURSECALL | System, Nurse Call | GE
YES | YES | Serial Number Cbf |  |  | 133-04928 | 133-04928 | GE Healthcare | Telligence Nurse Call |  | Cbf | KATY - Post Partum 3FL |  |  |  |  | 133-04928 | 133-04928 | Katy | Memorial Hermann Katy Hospital | KATY - Post Partum 3FL | W3:150.6 clean workroom | [5 empty] | System, Nurse Call | SYSNURSECALL-GE-Telligence | [23 empty] | SYSNURSECALL | System, Nurse Call | GE
YES | YES | Serial Number Cnf |  |  | 133-06420 | 133-06420 | GE Healthcare | Telligence Nurse Call |  | Cnf | KATY - Post Partum 3FL |  |  |  |  | 133-06420 | 133-06420 | Katy | Memorial Hermann Katy Hospital | KATY - Post Partum 3FL | Nurse station A | [5 empty] | System, Nurse Call | SYSNURSECALL-GE-Telligence | [23 empty] | SYSNURSECALL | System, Nurse Call | GE
YES | YES | Serial Number Cnf |  |  | 133-08027 | 133-08027 | GE Healthcare | Telligence Nurse Call |  | Cnf | KATY - POSTPARTUM - 2W |  |  |  |  | 133-08027 | 133-08027 | Katy | Memorial Hermann Katy Hospital | KATY - POSTPARTUM - 2W | Care Team Center | [5 empty] | System, Nurse Call | SYSNURSECALL-GE-Telligence | [23 empty] | SYSNURSECALL | System, Nurse Call | GE
YES | YES | Serial Number Cnf |  |  | 133-06457 | 133-06457 | GE Healthcare | Telligence Nurse Call |  | CNF | KATY - NEW TOWER |  |  |  |  | 133-06457 | 133-06457 | Katy | Memorial Hermann Katy Hospital | KATY - NEW TOWER | 4th Floor Soiled Utility | [5 empty] | System, Nurse Call | SYSNURSECALL-GE-Telligence | [23 empty] | SYSNURSECALL | System, Nurse Call | GE
YES | YES | Serial Number Cnf |  |  | 099-03009 | 099-03009 | GE Healthcare | Telligence Nurse Call |  | CNF | KATY - NEW TOWER |  |  |  |  | 099-03009 | 099-03009 | Katy | Memorial Hermann Katy Hospital | KATY - NEW TOWER | 4th Floor Soiled Utility | [5 empty] | System, Nurse Call | SYSNURSECALL-GE-Telligence | [23 empty] | SYSNURSECALL | System, Nurse Call | GE
YES | YES | Serial Number Cnf |  |  | 099-03014 | 099-03014 | GE Healthcare | Telligence Nurse Call |  | CNF | KATY - POSTPARTUM - 2W |  |  |  |  | 099-03014 | 099-03014 | Katy | Memorial Hermann Katy Hospital | KATY - POSTPARTUM - 2W | Hallway | [5 empty] | System, Nurse Call | SYSNURSECALL-GE-Telligence | [23 empty] | SYSNURSECALL | System, Nurse Call | GE
YES | YES |  |  |  | 133-06351 | 133-06351 | GE Healthcare | Telligence Nurse Call |  |  | Post Partum 3FL |  |  |  |  | 133-06351 | 133-06351 | Katy | Memorial Hermann Katy Hospital | Post Partum 3FL | Post partum equipment storage room | [5 empty] | System, Nurse Call | SYSNURSECALL-GE-Telligence | [23 empty] | SYSNURSECALL | System, Nurse Call | GE
YES | YES |  |  |  | 133-04925 | 133-04925 | GE Healthcare | Telligence Nurse Call |  |  | Post Partum 3FL |  |  |  |  | 133-04925 | 133-04925 | Katy | Memorial Hermann Katy Hospital | Post Partum 3FL | Nurse station D | [5 empty] | System, Nurse Call | SYSNURSECALL-GE-Telligence | [23 empty] | SYSNURSECALL | System, Nurse Call | GE
YES | YES | Serial Number Cnf |  |  | 099-03021 | 099-03021 | GE Healthcare | Telligence Nurse Call |  | CNF | KATY - POSTPARTUM - 2W |  |  |  |  | 099-03021 | 099-03021 | Katy | Memorial Hermann Katy Hospital | KATY - POSTPARTUM - 2W | [6 empty] | System, Nurse Call | SYSNURSECALL-GE-Telligence | [23 empty] | SYSNURSECALL | System, Nurse Call | GE
YES | YES | Serial Number Cnf |  |  | 133-06445 | 133-06445 | GE Healthcare | Telligence Nurse Call |  | Cnf | KATY - NICU |  |  |  |  | 133-06445 | 133-06445 | Katy | Memorial Hermann Katy Hospital | KATY - NICU | L | [5 empty] | System, Nurse Call | SYSNURSECALL-GE-Telligence | [23 empty] | SYSNURSECALL | System, Nurse Call | GE
YES | YES | Serial Number Cnf |  |  | 133-06446 | 133-06446 | GE Healthcare | Telligence Nurse Call |  | Cnf | KATY - POSTPARTUM - 2W |  |  |  |  | 133-06446 | 133-06446 | Katy | Memorial Hermann Katy Hospital | KATY - POSTPARTUM - 2W | W3:202 clean utility and supply | [5 empty] | System, Nurse Call | SYSNURSECALL-GE-Telligence | [23 empty] | SYSNURSECALL | System, Nurse Call | GE
YES | YES | Serial Number Cnf |  |  | 133-06424 | 133-06424 | GE Healthcare | Telligence Nurse Call |  | Cnf | KATY - POSTPARTUM - 2W |  |  |  |  | 133-06424 | 133-06424 | Katy | Memorial Hermann Katy Hospital | KATY - POSTPARTUM - 2W | Labor | [5 empty] | System, Nurse Call | SYSNURSECALL-GE-Telligence | [23 empty] | SYSNURSECALL | System, Nurse Call | GE
YES | YES | Serial Number Cnf |  |  | 133-06534 | 133-06534 | GE Healthcare | Telligence Nurse Call |  | Cnf | KATY - POSTPARTUM - 2W |  |  |  |  | 133-06534 | 133-06534 | Katy | Memorial Hermann Katy Hospital | KATY - POSTPARTUM - 2W | LDR4 | [5 empty] | System, Nurse Call | SYSNURSECALL-GE-Telligence | [23 empty] | SYSNURSECALL | System, Nurse Call | GE
YES | YES | Serial Number Cnf |  |  | 099-04887 | 099-04887 | GE Healthcare | Telligence Nurse Call |  | Cnf | KATY - POSTPARTUM - 2W |  |  |  |  | 099-04887 | 099-04887 | Katy | Memorial Hermann Katy Hospital | KATY - POSTPARTUM - 2W | OBED1 | [5 empty] | System, Nurse Call | SYSNURSECALL-GE-Telligence | [23 empty] | SYSNURSECALL | System, Nurse Call | GE
YES | YES | Serial Number Cnf |  |  | 133-04926 | 133-04926 | GE Healthcare | Telligence Nurse Call |  | Cnf | Post partum 3fl |  |  |  |  | 133-04926 | 133-04926 | Katy | Memorial Hermann Katy Hospital | Post partum 3fl | W3:150.4 Hearing screening room | [5 empty] | System, Nurse Call | SYSNURSECALL-GE-Telligence | [23 empty] | SYSNURSECALL | System, Nurse Call | GE
YES | YES | Serial Number Cnf |  |  | 133-06396 | 133-06396 | GE Healthcare | Telligence Nurse Call |  | Cnf | Post Partum 3-FL |  |  |  |  | 133-06396 | 133-06396 | Katy | Memorial Hermann Katy Hospital | Post Partum 3-FL | Post Partum rm307 | [5 empty] | System, Nurse Call | SYSNURSECALL-GE-Telligence | [23 empty] | SYSNURSECALL | System, Nurse Call | GE
YES | YES | Serial Number Cnf |  |  | 133-06356 | 133-06356 | GE Healthcare | Telligence Nurse Call |  | Cnf | Post Partum 3-FL |  |  |  |  | 133-06356 | 133-06356 | Katy | Memorial Hermann Katy Hospital | Post Partum 3-FL | Post Partum rm310 | [5 empty] | System, Nurse Call | SYSNURSECALL-GE-Telligence | [23 empty] | SYSNURSECALL | System, Nurse Call | GE
YES | YES | Serial Number Cnf |  |  | 133-06338 | 133-06338 | GE Healthcare | Telligence Station Gateway |  | CNF | KATY - POSTPARTUM - 2W |  |  |  |  | 133-06338 | 133-06338 | Katy | Memorial Hermann Katy Hospital | KATY - POSTPARTUM - 2W | ISD communications rm W3:150.1 | 2/1/20 |  |  |  |  | System, Nurse Call | SYSNURSECALL-GE-Telligence | [23 empty] | SYSNURSECALL | System, Nurse Call | GE
YES | YES | Serial Number Cnf |  |  | 133-06339 | 133-06339 | GE Healthcare | Telligence Station Gateway |  | Cnf | KATY - POSTPARTUM - 2W |  |  |  |  | 133-06339 | 133-06339 | Katy | Memorial Hermann Katy Hospital | KATY - POSTPARTUM - 2W | ISD communications rm W3:150.1 | [5 empty] | System, Nurse Call | SYSNURSECALL-GE-Telligence | [23 empty] | SYSNURSECALL | System, Nurse Call | GE
YES | YES | Serial Number Cnf |  |  | 133-06340 | 133-06340 | GE Healthcare | Telligence Station Gateway |  | Cnf | KATY - POSTPARTUM - 2W |  |  |  |  | 133-06340 | 133-06340 | Katy | Memorial Hermann Katy Hospital | KATY - POSTPARTUM - 2W | ISD communications rm W3:150.1 | [5 empty] | System, Nurse Call | SYSNURSECALL-GE-Telligence | [23 empty] | SYSNURSECALL | System, Nurse Call | GE
YES | YES | Serial Number Cnf |  |  | 133-06341 | 133-06341 | GE Healthcare | Telligence Station Gateway |  | Cnf | KATY - POSTPARTUM - 2W |  |  |  |  | 133-06341 | 133-06341 | Katy | Memorial Hermann Katy Hospital | KATY - POSTPARTUM - 2W | ISD communications rm W3:150.1 | [5 empty] | System, Nurse Call | SYSNURSECALL-GE-Telligence | [23 empty] | SYSNURSECALL | System, Nurse Call | GE
YES | YES | Serial Number Cnf |  |  | 133-06342 | 133-06342 | GE Healthcare | Telligence Station Gateway |  | Cnf | KATY - POSTPARTUM - 2W |  |  |  |  | 133-06342 | 133-06342 | Katy | Memorial Hermann Katy Hospital | KATY - POSTPARTUM - 2W | ISD communications rm W3:150.1 | [5 empty] | System, Nurse Call | SYSNURSECALL-GE-Telligence | [23 empty] | SYSNURSECALL | System, Nurse Call | GE
YES | YES | Serial Number Cnf |  |  | 133-06343 | 133-06343 | GE Healthcare | Telligence Station Gateway |  | Cnf | KATY - POSTPARTUM - 2W |  |  |  |  | 133-06343 | 133-06343 | Katy | Memorial Hermann Katy Hospital | KATY - POSTPARTUM - 2W | ISD communications rm W3:150.1 | [5 empty] | System, Nurse Call | SYSNURSECALL-GE-Telligence | [23 empty] | SYSNURSECALL | System, Nurse Call | GE
YES | YES | Serial Number Cnf |  |  | 133-06031 | 133-06031 | GE Healthcare | Telligence Station Gateway |  | Cnf | KATY - POSTPARTUM - 2W |  |  |  |  | 133-06031 | 133-06031 | Katy | Memorial Hermann Katy Hospital | KATY - POSTPARTUM - 2W | ISD communications rm W3:150.1 | [5 empty] | System, Nurse Call | SYSNURSECALL-GE-Telligence | [23 empty] | SYSNURSECALL | System, Nurse Call | GE
YES | YES | Serial Number Cnf |  |  | 133-06032 | 133-06032 | GE Healthcare | Telligence Station Gateway |  | Cnf | KATY - POSTPARTUM - 2W |  |  |  |  | 133-06032 | 133-06032 | Katy | Memorial Hermann Katy Hospital | KATY - POSTPARTUM - 2W | ISD communications rm W3:150.1 | [5 empty] | System, Nurse Call | SYSNURSECALL-GE-Telligence | [23 empty] | SYSNURSECALL | System, Nurse Call | GE
YES | YES | Serial Number Cnf |  |  | 133-06033 | 133-06033 | GE Healthcare | Telligence Station Gateway |  | Cnf | KATY - POSTPARTUM - 2W |  |  |  |  | 133-06033 | 133-06033 | Katy | Memorial Hermann Katy Hospital | KATY - POSTPARTUM - 2W | ISD communications rm W3:150.1 | [5 empty] | System, Nurse Call | SYSNURSECALL-GE-Telligence | [23 empty] | SYSNURSECALL | System, Nurse Call | GE
YES | YES | Serial Number Cnf |  |  | 133-06352 | 133-06352 | GE Healthcare | Telligence Station Gateway |  | Cnf | KATY - MED/SURG 6TH FLOOR |  |  |  |  | 133-06352 | 133-06352 | Katy | Memorial Hermann Katy Hospital | KATY - MED/SURG 6TH FLOOR | Suite 316 | [5 empty] | System, Nurse Call | SYSNURSECALL-GE-Telligence | [23 empty] | SYSNURSECALL | System, Nurse Call | GE
YES | YES |  |  |  | 013-14906 | 013-14906 | GE Healthcare | Tram |  |  | SW - HVI - OR |  |  |  |  | 013-14906 | 013-14906 | Southwest | Memorial Hermann Southwest Hospital | SW - HVI - OR | Nurse station
YES | YES |  |  |  |  | 069-02891 | GE Healthcare | Tram |  |  | TMC - JONES - NEURO ICU (7J) | [5 empty] | 069-02891 | TMC | Memorial Hermann-Texas Medical Center | TMC - JONES - NEURO ICU (7J) | Biomed Shop | 12/1/17 |  | 12/1/18 | New Add - being used as a catch all.
NO | YES | Asset Tag 1182626 |  |  |  |  | GE Healthcare | Tram |  | Cnf | NE- 5th floor | [6 empty] | Katy | Memorial Hermann North East Hospital | NE- 5th floor | Storage Unit
NO | YES | Asset Tag 013-00160 |  |  | 013-00160 | 013-00160 | GE Healthcare | Tram 450 SL |  | L9HB2423G | SW Endoscopy |  |  |  |  | 013-00160 | 013-00160 | Southwest | Memorial Hermann Southwest Hospital | SW Endoscopy | SW Endoscopy
YES | YES |  |  |  | 013-00208 | 013-00208 | GE Healthcare | Tram 450SL |  | L9HB2477G | SW - HVI - TELEMETRY |  |  |  |  | 013-00208 | 013-00208 | Southwest | Memorial Hermann Heart | SW - HVI - TELEMETRY | Nurse?Aos Station | 8/1/15 |  | 8/1/16 | New Add
NO | YES |  |  |  | 142-00062 | 142-00062 | GE Healthcare | Tram 451M |  | RT106034479GA | 5th floor |  |  |  |  | 142-00062 | 142-00062 |  |  | 5th floor | Storage |  |  |  | No pm |  | Module, Multi-Parameter | MODULEMULTIPARAMETER-GE-451N | [12 empty] | MMP-A | [10 empty] | MODULEMULTIPARAMETER | Module, Multi-Parameter | GE
NO | YES |  |  |  |  | 142-04440 | GE Healthcare | Tram 451M |  | F7HB3583G | 5th floor | [5 empty] | 142-04440 |  |  | 5th floor | Storage |  |  |  | No pm |  | Module, Multi-Parameter | MODULEMULTIPARAMETER-GE-451N | [12 empty] | MMP-A | [10 empty] | MODULEMULTIPARAMETER | Module, Multi-Parameter | GE
YES | YES |  |  |  | 074-06336 | 074-06336 | GE Healthcare | Tram 451M |  | RT412101646GA | WOODLANDS - CATH LAB |  |  |  |  | 074-06336 | 074-06336 |  |  | WOODLANDS - CATH LAB | Room 1
YES | YES |  |  |  | 069-19891 | 069-19891 | GE Healthcare | Tram 451M |  | H3T17513G | Gi lab |  |  |  |  | 069-19891 | 069-19891 | TMC | Memorial Hermann-Texas Medical Center | Gi lab | Fluro scope 482 | 10/1/19 |  | 10/1/20
YES | YES |  |  |  |  | 074-00119 | GE Healthcare | Tram 451M |  |  | TMC - Central supply | [5 empty] | 074-00119 | TMC | Memorial Hermann-Texas Medical Center | TMC - Central supply | Central supply | 4/1/20
YES | YES |  |  |  |  | 074-00125 | GE Healthcare | Tram 451M |  |  | TMC - Central supply | [5 empty] | 074-00125 | TMC | Memorial Hermann-Texas Medical Center | TMC - Central supply | Central supply
YES | YES |  |  |  |  | 013-14998 | GE Healthcare | Tram 451N |  | C3T16230G | SW - HVI - OR | [5 empty] | 013-14998 | Southwest | Memorial Hermann Heart | SW - HVI - OR | Endovascular Room 7 | 12/1/16 |  | 12/1/17 | New Add
YES | YES |  |  |  | 013-13894 | 013-13894 | GE Healthcare | Tram 451N5 oximax |  | SBB06402338GA | Cath Lan |  |  |  |  | 013-13894 | 013-13894 | Sugar Land | Memorial Hermann Sugar Land Hospital | Cath Lan
YES | YES |  |  |  |  | 013-15024 | GE Healthcare | Tram 451N5 Oximax |  | SBB06402343GA | SW - HVI - TELEMETRY | [5 empty] | 013-15024 | Southwest | Memorial Hermann Heart | SW - HVI - TELEMETRY | Nurse?Aos Station | 3/1/19 |  | 3/1/20
YES | YES |  |  |  | 074-00120 | 074-00120 | GE Healthcare | Tram 451N5 Oximax |  | SBB07405597GA | TMC - DIALYSIS - ADULT (9J) |  |  |  |  | 074-00120 | 074-00120 | TMC | Memorial Hermann-Texas Medical Center | TMC - DIALYSIS - ADULT (9J) | Work Room | 8/1/18 |  | 8/1/19
YES | YES | Serial Number Cnf |  |  | 099-03850 | 099-03850 | GE Healthcare | Tram Rac 4 |  | Cnf | NE - ANESTHESIA |  |  |  |  | 099-03850 | 099-03850 | Katy | Memorial Hermann Northeast Hospital | NE - ANESTHESIA | Procedure 4 |  |  |  | One time safety. Could not get serial
YES | YES | Serial Number Cnf |  |  | 099-01677 | 099-01677 | GE Healthcare | Tram Rac 4 |  | Cnf | NE - ANESTHESIA |  |  |  |  | 099-01677 | 099-01677 | Katy | Memorial Hermann Northeast Hospital | NE - ANESTHESIA | Storage room 5 |  |  |  | No pm required.
YES | YES |  |  |  |  | 099-00835 | GE Healthcare | Tram Rac 4 |  | J5ST4295GR | NE - LABOR | [5 empty] | 099-00835 | Katy | Memorial Hermann Northeast Hospital | NE - LABOR | OR 2
YES | YES |  |  |  | 029-05254 | 029-05254 | GE Healthcare | Tram Rac 4 |  | RST08349744GA | WOODLANDS - ANESTHESIA |  |  |  |  | 029-05254 | 029-05254 | Woodlands |  | WOODLANDS - ANESTHESIA | OR 4
YES | YES |  |  |  | 142-09546 | 142-09546 | GE Healthcare | Tram Rac 4 |  | L9ST4139G | SW-Labor and delivery |  |  |  |  | 142-09546 | 142-09546 | Southwest | Memorial Hermann Southwest Hospital | SW-Labor and delivery
YES | YES |  |  |  | 069-09849 | 069-09849 | GE Healthcare | Tram rac 4a |  | Nsn | Memorial Hermann- T exas Medical Center Childrens OR |  |  |  |  | 069-09849 | 069-09849 |  | TCM | Memorial Hermann- T exas Medical Center Childrens OR | OR 53 | 4/1/20 |  |  | No PM Sticker
YES | YES | Serial Number Cnf |  |  | 142-04926 | 142-04926 | GE Healthcare | Tram-Rac 4A |  | Cnf | NE - OR HOLDING |  |  |  |  | 142-04926 | 142-04926 | Katy | Memorial Hermann Northeast Hospital | NE - OR HOLDING | Pacu 13 |  |  |  | Serial covered up |  | Module, Control/Rack | MODULECONTROLRACK-GE-Tram-Rac 4A | [23 empty] | MODULECONTROLRACK | Module, Control/Rack | GE
YES | YES | Serial Number Cnf |  |  |  | 142-01512 | GE Healthcare | Tram-Rac 4A |  | Cnf | Cath Lab | [5 empty] | 142-01512 |  |  | Cath Lab | Cath Lab |  |  |  | No pm |  | Module, Control/Rack | MODULECONTROLRACK-GE-Tram-Rac 4A | [23 empty] | MODULECONTROLRACK | Module, Control/Rack | GE
YES | YES |  |  |  | 029-04104 | 029-04104 | GE Healthcare | Tram-Rac 4A |  | RST05398853GA | Cath Lab |  |  |  |  | 029-04104 | 029-04104 | Woodlands | Memorial Hermann Hospital Woodlands | Cath Lab | Cath Lab 2
YES | YES |  |  |  | 029-06388 | 029-06388 | GE Healthcare | Tram-Rac 4A |  | RST09508324GA | Cath lab |  |  |  |  | 029-06388 | 029-06388 | Woodlands | Woodland memorial hospital | Cath lab | Rm 2
YES | YES |  |  |  | 029-04106 | 029-04106 | GE Healthcare | Tram-Rac 4A |  |  | Cath lab |  |  |  |  | 029-04106 | 029-04106 | Woodlands | Woodland memorial hospital | Cath lab | Rm 1 |  |  |  | Cannot access sn#
YES | YES |  |  |  | 029-13961 | 029-13961 | GE Healthcare | Tram-Rac 4A |  | RST12498913GA | Cath lab |  |  |  |  | 029-13961 | 029-13961 | Woodlands | Woodland memorial hospital | Cath lab | Rm 1
YES | YES |  |  |  | 013-13868 | 013-13868 | GE Healthcare | Tram-Rac 4A |  | RST06397377GA | SW - OR |  |  |  |  | 013-13868 | 013-13868 | Southwest | Memorial Hermann Southwest Hospital | SW - OR | Or 24 |  |  | 3/1/20 | No pm
YES | YES | [5 empty] | GE Healthcare | Tram-Rac 4A |  | RST06448081GA | SW - OR | [6 empty] | Southwest | Memorial Hermann Southwest Hospital | SW - OR | OR11
YES | YES |  |  |  | 099-10977 | 099-10977 | GE Healthcare | Tram-Rac 4A |  | RST13490078GA | SW - HVI - OR |  |  |  |  | 099-10977 | 099-10977 | Southwest | Memorial Hermann Heart | SW - HVI - OR | Endovascular Room 7 |  |  |  | New Add
YES | YES |  |  |  | 013-14997 | 013-14997 | GE Healthcare | Tram-Rac 4A |  |  | SW - ER |  |  |  |  | 013-14997 | 013-14997 | Southwest | Memorial Hermann Southwest Hospital | SW - ER | EP3
YES | YES |  |  |  | 099-08834 | 099-08834 | GE Healthcare | Tram-Rac 4A |  | RST13489975GA | SW - ER |  |  |  |  | 099-08834 | 099-08834 | Southwest | Memorial Hermann Southwest Hospital | SW - ER | EP3
YES | YES |  |  |  | 077-05896 | 077-05896 | GE Healthcare | Tram-Rac 4A |  | RST110431 | TMC - RESPIRATORY - ADULT |  |  |  |  | 077-05896 | 077-05896 | TMC | Memorial Hermann-Texas Medical Center | TMC - RESPIRATORY - ADULT | Biomed Shop |  |  |  | New Add
YES | YES |  |  |  | 069-19843 | 069-19843 | GE Healthcare | Tram-Rac 4A |  | J3ST1565G | TMC - LABORATORY - BLOOD BANK (1R) |  |  |  |  | 069-19843 | 069-19843 | TMC | Memorial Hermann-Texas Medical Center | TMC - LABORATORY - BLOOD BANK (1R) | Biomed
YES | YES |  |  |  | 069-02990 | 069-02990 | GE Healthcare | Tram-Rac 4A |  |  | TMC - RADIOLOGY - JONES PAVILION |  |  |  |  | 069-02990 | 069-02990 | TMC | Memorial Hermann-Texas Medical Center | TMC - RADIOLOGY - JONES PAVILION | Ultrasound - JONES PAVILION | 3/1/20 |  | 3/1/21
YES | YES | Serial Number Cnf |  |  |  |  | GE Healthcare | Tram-Rac 4A |  | Cnf | TMC - OR - HERMANN (2HP) | [6 empty] | TMC | Memorial Hermann-Texas Medical Center | TMC - OR - HERMANN (2HP) | OR 54
YES | YES |  |  |  | 069-19162 | 069-19162 | GE Healthcare | Tram-Rac 4A |  | A4ST4023G | TMC - OR - PEDI OR (2R) |  |  |  |  | 069-19162 | 069-19162 | TMC | Memorial Hermann-Texas Medical Center | TMC - OR - PEDI OR (2R) | S2 OR 55 |  |  |  | No pm found
YES | YES | Serial Number Cnf |  |  | 099-09724 | 099-09724 | GE Healthcare | Tram-Rac 4A |  | Cnf | TMC - OR - HERMANN (2HP) |  |  |  |  | 099-09724 | 099-09724 | TMC | Memorial Hermann-Texas Medical Center | TMC - OR - HERMANN (2HP) | OR 69 |  |  |  | No pm
YES | YES | [5 empty] | GE Healthcare | Tram-Rac 4A |  |  | Sarofim 3 | [6 empty] | TMC | Memorial Hermann-Texas Medical Center | Sarofim 3 | Storage
YES | YES |  |  |  | 005-09691 | 005-09691 | GE Healthcare | Tram-Rac 4A |  | RST12388713GA | SE - RESPIRATORY |  |  |  |  | 005-09691 | 005-09691 | Southeast | Memorial Hermann Southeast Hospital | SE - RESPIRATORY | 4th Floor Storage
YES | YES |  |  |  | 074-00385 | 074-00385 | GE Healthcare | Tram451N5 OXIMAX |  | SBB07435856GA | CV PACU |  |  |  |  | 074-00385 | 074-00385 | TMC | Memorial Hermann Heart | CV PACU | Clean Utility
NO | YES |  |  |  | 029-05406 | 029-05406 | GE Healthcare | Transport PRO |  | SCS08493406GA | Woodlands-OR |  |  |  |  | 029-05406 | 029-05406 | Woodlands | MHHS-Woodlands | Woodlands-OR | PACU | 8/1/18 |  | 8/1/19
NO | YES |  |  |  | 029-04729 | 029-04729 | GE Healthcare | Transport Pro |  | SCS07090914GA | Woodlands-PCU3 |  |  |  |  | 029-04729 | 029-04729 | Woodlands | MHHS-Woodlands | Woodlands-PCU3 | Clean Storage | 8/1/19 |  | 8/1/20
YES | YES |  |  |  | 013-14564 | 013-14564 | GE Healthcare | Transport Pro |  | SCS06430305GA | SW - HVI - TELEMETRY |  |  |  |  | 013-14564 | 013-14564 | Southwest | Memorial Hermann Heart | SW - HVI - TELEMETRY | Nurse?Aos Station | 3/1/19 |  | 3/1/20 | New Add
YES | YES |  |  |  |  | 013-14567 | GE Healthcare | Transport Pro |  | SCS06430295GA | SW - HVI - TELEMETRY | [5 empty] | 013-14567 | Southwest | Memorial Hermann Heart | SW - HVI - TELEMETRY | Nurse?Aos Station | 12/1/17 |  | 12/1/18 | New Add
YES | YES | Serial Number Cnf |  |  | 074-00576 | 074-00576 | GE Healthcare | Transport Pro |  | Cnf | HVI Cardio Sugery |  |  |  |  | 074-00576 | 074-00576 | TMC | Memorial Hermann-Texas Medical Center | HVI Cardio Sugery | Clean Utility | 7/1/18 |  | 7/1/19
NO | YES |  |  |  | 069-45762 | 069-45762 | GE Healthcare | Transport Pro |  | aad06302006ga | TMC - HVI - HEART FAILURE ICU (5HVI) |  |  |  |  | 069-45762 | 069-45762 |  | Memorial Hermann-tmc | TMC - HVI - HEART FAILURE ICU (5HVI) | Clean utility | 7/1/19 |  | 7/1/20
NO | YES | Asset Tag 069-41130 |  |  | 069-41130 | 069-41130 | GE Healthcare | Transport Pro |  | SCS13058093GA | Cullen 2 MICU |  |  |  |  | 069-41130 | 069-41130 | TMC | Memorial Hermann-Texas Medical Center | Cullen 2 MICU | Room 4
YES | YES |  |  |  | 069-22765 | 069-22765 | GE Healthcare | Transport Pro |  | AADD06312016GA | TMC - JONES - TRANSPLANT CLINIC (1J) |  |  |  |  | 069-22765 | 069-22765 | TMC | Memorial Hermann-Texas Medical Center | TMC - JONES - TRANSPLANT CLINIC (1J) | J1444 | 7/1/17 |  | 7/1/18
NO | YES |  |  |  | 069-36897 | 069-36897 | GE Healthcare | UNITY NETWORK ID |  | SJZ13084546GA | TMC-Jones-Stroke (4J) | MHHS-TMC |  | System, Interface |  | 069-36897 | 069-36897 | TMC | MHHS-TMC | TMC-Jones-Stroke (4J) | TMC - JONES - STROKE (4J) | 11/1/14 |  |  |  | NETWORK SERVERS | System, Interface | SYSTEMINTERFACE-GE-Unity Network ID | SYSTEMINTERFACE | Unity Network ID |  |  |  | GE | System, Interface |  | SYSTEMINTERFACE-GE-Unity Network ID |  | 4/1/18 |  |  | Covered PM Repair - Biomedical | MHHS-TMC | [8 empty] | SYSTEMINTERFACE | System, Interface | GE
YES | YES |  |  |  | 099-13138 | 099-13138 | GE Healthcare | Unity Network ID |  | SKM14352516GA | TMC |  |  |  |  | 099-13138 | 099-13138 | TMC | Memorial Hermann-Texas Medical Center | TMC | Biomed Shop
YES | YES |  |  |  | 099-12319 | 099-12319 | GE Healthcare | Unity Network ID |  | Nsn | 8floor heart |  |  |  |  | 099-12319 | 099-12319 | TMC | Memorial Hermann-Texas Medical Center | 8floor heart
YES | YES |  |  |  | 074-04415 | 074-04415 | GE Healthcare | Unity Network ID |  | SJZ13024289GA | TMC - HVI - HEART FAILURE ICU (5HVI) |  |  |  |  | 074-04415 | 074-04415 | TMC | Memorial Hermann-Texas Medical Center | TMC - HVI - HEART FAILURE ICU (5HVI)
YES | YES |  |  |  | 074-04407 | 074-04407 | GE Healthcare | Unity Network ID |  | SJZ13024284GA | TMC - HVI - HEART FAILURE ICU (5HVI) |  |  |  |  | 074-04407 | 074-04407 | TMC | Memorial Hermann-Texas Medical Center | TMC - HVI - HEART FAILURE ICU (5HVI)
YES | YES |  |  |  | 074-04408 | 074-04408 | GE Healthcare | Unity Network ID |  | SJZ13024270GA | TMC - HVI - HEART FAILURE ICU (5HVI) |  |  |  |  | 074-04408 | 074-04408 | TMC | Memorial Hermann-Texas Medical Center | TMC - HVI - HEART FAILURE ICU (5HVI)
YES | YES |  |  |  | 074-04405 | 074-04405 | GE Healthcare | Unity Network ID |  | SJZ13024273GA | TMC - HVI - HEART FAILURE ICU (5HVI) |  |  |  |  | 074-04405 | 074-04405 | TMC | Memorial Hermann-Texas Medical Center | TMC - HVI - HEART FAILURE ICU (5HVI)
YES | YES |  |  |  | 074-04414 | 074-04414 | GE Healthcare | Unity Network ID |  | SJZ13024265GA | TMC - HVI - CIMU (4HVI) |  |  |  |  | 074-04414 | 074-04414 | TMC | Memorial Hermann-Texas Medical Center | TMC - HVI - CIMU (4HVI)
YES | YES | Serial Number Cnf |  |  | 069-36886 | 069-36886 | GE Healthcare | Unity Network ID |  | Cnf | TMC - HVI - CVICU (8HVI) |  |  |  |  | 069-36886 | 069-36886 | TMC | Memorial Hermann Heart | TMC - HVI - CVICU (8HVI)
YES | YES |  |  |  | 069-36894 | 069-36894 | GE Healthcare | Unity Network ID |  | SJZ13104563GA | TMC - JONES - NEURO IMU (3J) |  |  |  |  | 069-36894 | 069-36894 | TMC | Memorial Hermann-Texas Medical Center | TMC - JONES - NEURO IMU (3J)
YES | YES |  |  |  | 069-36891 | 069-36891 | GE Healthcare | Unity Network ID |  | SJZ13084552GA | TMC - JONES - NEURO IMU (3J) |  |  |  |  | 069-36891 | 069-36891 | TMC | Memorial Hermann-Texas Medical Center | TMC - JONES - NEURO IMU (3J)
YES | YES |  |  |  | 069-41542 | 069-41542 | GE Healthcare | UNITY NETWORK ID |  | SJZ13366012GA | TMC - HERMANN - STICU (3HP) |  |  |  |  | 069-41542 | 069-41542 | TMC | Memorial Hermann-Texas Medical Center | TMC - HERMANN - STICU (3HP) | TMC - HERMANN -STICU (3HP)
YES | YES |  |  |  | 069-41540 | 069-41540 | GE Healthcare | Unity Network ID |  |  | TWC |  |  |  |  | 069-41540 | 069-41540 | TMC | Memorial Hermann-Texas Medical Center | TWC | MIMU 6
YES | YES |  |  |  | 099-14501 | 099-14501 | GE Healthcare | Unity Network ID |  | SJZ13366014GA | TMC - CULLEN - MICU (2C) |  |  |  |  | 099-14501 | 099-14501 |  | Memorial Hermann-tmc | TMC - CULLEN - MICU (2C) | Room 7 |  |  |  | PM Not Required
YES | YES |  |  |  | 099-11727 | 099-11727 | GE Healthcare | Unity Network ID |  | SKM14372693GA | NSICU |  |  |  |  | 099-11727 | 099-11727 | TMC | Memorial Hermann-Texas Medical Center | NSICU
YES | YES |  |  |  | 099-11719 | 099-11719 | GE Healthcare | Unity Network ID |  | SMR15020185GA | TMC - 7J |  |  |  |  | 099-11719 | 099-11719 | TMC | Memorial Hermann-Texas Medical Center | TMC - 7J
YES | YES |  |  |  | 099-11570 | 099-11570 | GE Healthcare | Unity Network ID |  |  | NICU5 |  |  |  |  | 099-11570 | 099-11570 |  | TMC | NICU5 | TMC - Johns - NICu |  |  |  | No PM Sticker
YES | YES |  |  |  | 099-11097 | 099-11097 | GE Healthcare | Unity Network ID |  |  | NSICU |  |  |  |  | 099-11097 | 099-11097 | TMC | Memorial Hermann-Texas Medical Center | NSICU | NSICU 2
YES | YES |  |  |  | 099-11767 | 099-11767 | GE Healthcare | Unity Network ID |  | SKM14362641GA | TMC - JONES - NEURO ICU (7J) |  |  |  |  | 099-11767 | 099-11767 |  | Memorial Hermann-tmc | TMC - JONES - NEURO ICU (7J) | J7 04
YES | YES |  |  |  | 099-11781 | 099-11781 | GE Healthcare | Unity Network ID |  | SMR15020189GA | TMC - JONES - NEURO ICU (7J) |  |  |  |  | 099-11781 | 099-11781 |  | Memorial Hermann-tmc | TMC - JONES - NEURO ICU (7J) | J7 14 |  |  |  | In use on patient
YES | YES |  |  |  | 099-11735 | 099-11735 | GE Healthcare | Unity Network ID |  | SMR15020187GA | NSICU |  |  |  |  | 099-11735 | 099-11735 | TMC | Memorial Hermann-Texas Medical Center | NSICU
YES | YES |  |  |  | 099-11739 | 099-11739 | GE Healthcare | Unity Network ID |  | SMR15110780GA | NSICU |  |  |  |  | 099-11739 | 099-11739 | TMC | Memorial Hermann-Texas Medical Center | NSICU
YES | YES |  |  |  | 099-11775 | 099-11775 | GE Healthcare | Unity Network ID |  | SMR15110779GA | TMC - JONES - NEURO ICU (7J) |  |  |  |  | 099-11775 | 099-11775 |  | Memorial Hermann-tmc | TMC - JONES - NEURO ICU (7J) | J7 23 |  |  |  | In use on patient
YES | YES |  |  |  | 099-11716 | 099-11716 | GE Healthcare | Unity Network ID |  | SKM14362643GA | TMC - 7J |  |  |  |  | 099-11716 | 099-11716 | TMC | Memorial Hermann-Texas Medical Center | TMC - 7J
YES | YES |  |  |  | 099-11522 | 099-11522 | GE Healthcare | Unity Network ID | [7 empty] | 099-11522 | 099-11522 |  | TMC |  | TMC - Johns - NICu |  |  |  | No PM Sticker
YES | YES |  |  |  | 099-11550 | 099-11550 | GE Healthcare | Unity Network ID |  | SKM14362636GA | Neuro Elective Unit 29 |  |  |  |  | 099-11550 | 099-11550 |  | TMC | Neuro Elective Unit 29 | TMC 4Johns | 3/1/20 |  |  | No PM Sticker
YES | YES |  |  |  | 099-11897 | 099-11897 | GE Healthcare | Unity Network ID |  | SKM14362638GA | J4 |  |  |  |  | 099-11897 | 099-11897 | TMC | Memorial Hermann-Texas Medical Center | J4 | J427
YES | YES |  |  |  | 099-11866 | 099-11866 | GE Healthcare | Unity Network ID |  | SKM14372697GA | TMC - JONES - NEURO ELECTIVE (4J) |  |  |  |  | 099-11866 | 099-11866 |  | Memorial Hermann-tmc | TMC - JONES - NEURO ELECTIVE (4J) | J425
YES | YES |  |  |  | 099-11860 | 099-11860 | GE Healthcare | Unity Network ID |  | SKM14352519GA | TMC - JONES - NEURO ELECTIVE (4J) |  |  |  |  | 099-11860 | 099-11860 |  | Memorial Hermann-tmc | TMC - JONES - NEURO ELECTIVE (4J) | Neu 20
YES | YES |  |  |  | 069-49032 | 069-49032 | GE Healthcare | Unity Network ID |  | SQD20020047SA | TMC - HERMANN - ADULT ER (1HP) |  |  |  |  | 069-49032 | 069-49032 | TMC | Memorial Hermann-Texas Medical Center | TMC - HERMANN - ADULT ER (1HP) | TMC - HERMANN - ADULT ER (1HP)
NO | NO |  |  |  | 069-36896 |  | GE Healthcare | UNITY NETWORK ID |  | SJZ13104565GA | TMC - CULLEN - MICU (2C) | MHHS-TMC |  | System, Interface |  | 069-36896 |  | TMC |  | TMC - CULLEN - MICU (2C) | [5 empty] | NETWORK SERVERS |  | SYSTEMINTERFACE-GE-Unity Network ID | SYSTEMINTERFACE | Unity Network ID |  |  |  | GE | System, Interface |  | SYSTEMINTERFACE-GE-Unity Network ID |  |  |  |  | Covered PM Repair - Biomedical | MHHS-TMC
NO | NO |  |  |  | SJZ13355942GA |  | GE Healthcare | UNITY NETWORK ID |  | SJZ13355942GA | TMC - HERMANN - STICU (3HP) | MHHS-TMC |  | System, Interface |  | SJZ13355942GA |  | TMC |  | TMC - HERMANN - STICU (3HP) | [5 empty] | NETWORK SERVERS |  | SYSTEMINTERFACE-GE-Unity Network ID | SYSTEMINTERFACE | Unity Network ID |  |  |  | GE | System, Interface |  | SYSTEMINTERFACE-GE-Unity Network ID |  |  |  |  | Covered PM Repair - Biomedical | MHHS-TMC
NO | NO |  |  |  | SJZ13084549GA |  | GE Healthcare | UNITY NETWORK ID |  | SJZ13084549GA | TMC - HVI - CVICU (8HVI) | MHHS-TMC |  | System, Interface |  | SJZ13084549GA |  | TMC |  | TMC - HVI - CVICU (8HVI) | [5 empty] | NETWORK SERVERS |  | SYSTEMINTERFACE-GE-Unity Network ID | SYSTEMINTERFACE | Unity Network ID |  |  |  | GE | System, Interface |  | SYSTEMINTERFACE-GE-Unity Network ID |  |  |  |  | Covered PM Repair - Biomedical | MHHS-TMC
NO | NO |  |  |  | SJZ13104556GA |  | GE Healthcare | UNITY NETWORK ID |  | SJZ13104556GA | TMC - HVI - CVICU (8HVI) | MHHS-TMC |  | System, Interface |  | SJZ13104556GA |  | TMC |  | TMC - HVI - CVICU (8HVI) | [5 empty] | NETWORK SERVERS |  | SYSTEMINTERFACE-GE-Unity Network ID | SYSTEMINTERFACE | Unity Network ID |  |  |  | GE | System, Interface |  | SYSTEMINTERFACE-GE-Unity Network ID |  |  |  |  | Covered PM Repair - Biomedical | MHHS-TMC
NO | NO |  |  |  | SJZ13104558GA |  | GE Healthcare | UNITY NETWORK ID |  | SJZ13104558GA | TMC - HVI - CVICU (8HVI) | MHHS-TMC |  | System, Interface |  | SJZ13104558GA |  | TMC |  | TMC - HVI - CVICU (8HVI) | [5 empty] | NETWORK SERVERS |  | SYSTEMINTERFACE-GE-Unity Network ID | SYSTEMINTERFACE | Unity Network ID |  |  |  | GE | System, Interface |  | SYSTEMINTERFACE-GE-Unity Network ID |  |  |  |  | Covered PM Repair - Biomedical | MHHS-TMC
NO | NO |  |  |  | SJZ13104559GA |  | GE Healthcare | UNITY NETWORK ID |  | SJZ13104559GA | TMC - HVI - CVICU (8HVI) | MHHS-TMC |  | System, Interface |  | SJZ13104559GA |  | TMC |  | TMC - HVI - CVICU (8HVI) | [5 empty] | NETWORK SERVERS |  | SYSTEMINTERFACE-GE-Unity Network ID | SYSTEMINTERFACE | Unity Network ID |  |  |  | GE | System, Interface |  | SYSTEMINTERFACE-GE-Unity Network ID |  |  |  |  | Covered PM Repair - Biomedical | MHHS-TMC
YES | YES |  |  |  | UA46308-7 | UA46308-7 | GE Healthcare | URP RAD PORTABLE DETECTOR |  | UA46308-7 | Radiology |  |  |  |  | UA46308-7 | UA46308-7 | TMC | Memorial Hermann Imaging Center - TIRR | Radiology | Ct |  |  |  | SYS ID. MHTIRR646FP
YES | YES |  |  |  | 005-12636 | 005-12636 | GE Healthcare | URP RAD PORTABLE DETECTOR |  | UA47152-4 | Radiology |  |  |  |  | 005-12636 | 005-12636 | Southeast | Memorial Hermann Southeast Hospital | Radiology | Bio Med Imagimg Shop |  |  |  | Didital Detector / No pm sticker
YES | YES |  |  |  | 029-09630 | 029-09630 | GE Healthcare | USE 1901A |  | DTM371F0106 | West Tower 6 Floor |  |  |  |  | 029-09630 | 029-09630 | Woodlands | Herman memorial hospital Woodlands | West Tower 6 Floor | Nurse Station | 5/1/19 |  | 5/1/20
NO | YES |  |  |  | 077-09880 | 077-09880 | GE Healthcare | USE-1921A |  | DTO391K5915 | TMC-Children's-NICU/SCU (8Hp) | MHHS-TMC |  |  |  | 077-09880 | 077-09880 | TMC | MHHS-TMC | TMC-Children's-NICU/SCU (8Hp) |  | 1/22/19 |  |  |  | MONITORS, VIDEO |  | .needs class |  |  |  |  | .needs class | GE |  |  |  |  | 4/1/18 | Verified 3/30/2020 4:07pm (Central) |  | Covered PM Repair - Lab Analyzers/Anesth | MHHS-TMC
NO | YES |  |  |  | 069-39786 | 069-39786 | GE Healthcare | USE-1921A |  | DTO121K2232 | ER | MHHS-TMC |  |  |  | 069-39786 | 069-39786 | TMC | Memorial Hermann-Texas Medical Center | ER | Trama 13 | 12/1/17 |  |  |  | MONITORS, VIDEO |  | .needs class |  |  |  |  | .needs class | GE |  |  |  |  | 4/1/18 |  |  | Covered PM Repair - Lab Analyzers/Anesth | MHHS-TMC
NO | YES |  |  |  | 069-39795 | 069-39795 | GE Healthcare | USE-1921A |  | DTO121K2193 | TMC-Sarofim 1-Adult ER | MHHS-TMC |  |  |  | 069-39795 | 069-39795 | TMC | MHHS-TMC | TMC-Sarofim 1-Adult ER | Er 4 | 12/1/17 |  |  | PM Not Required | MONITORS, VIDEO |  | .needs class |  |  |  |  | .needs class | GE |  |  |  |  | 4/1/18 |  |  | Not Covered Vendor Only - Lab Ana/Anes | MHHS-TMC
NO | YES |  |  |  | 069-40353 | 069-40353 | GE Healthcare | USE-1921A |  | DTO311K4006 | TMC-Jones-Neuro Elective (4J) | MHHS-TMC |  |  |  | 069-40353 | 069-40353 | TMC | MHHS-TMC | TMC-Jones-Neuro Elective (4J) | TMC - JONES - NEURO ELECTIVE | 12/1/17 |  |  |  | MONITORS, VIDEO |  | .needs class |  |  |  |  | .needs class | GE |  |  |  |  | 4/1/18 |  |  | Not Covered Vendor Only - Biomedical | MHHS-TMC
NO | NO |  |  |  | 077-08633 |  | GE Healthcare | USE-1921A |  | DTO311K4653 | TMC - CHILDRENS - NICU (7HP) | MHHS-TMC |  |  |  | 077-08633 |  | TMC |  | TMC - CHILDRENS - NICU (7HP) | [5 empty] | MONITORS, VIDEO |  | .needs class |  |  |  |  | .needs class | GE | [7 empty] | Covered PM Repair - Lab Analyzers/Anesth | MHHS-TMC
NO | NO |  |  |  | 077-08881 |  | GE Healthcare | USE-1921A |  | DTO481K7098 | TMC - CHILDRENS - NICU/SCU (8HP) | MHHS-TMC |  |  |  | 077-08881 |  | TMC |  | TMC - CHILDRENS - NICU/SCU (8HP) | [5 empty] | MONITORS, VIDEO |  | .needs class |  |  |  |  | .needs class | GE | [7 empty] | Covered PM Repair - Lab Analyzers/Anesth | MHHS-TMC
NO | NO |  |  |  | 069-39792 |  | GE Healthcare | USE-1921A |  | DTO121K2192 | TMC - JONES - BURN UNIT (8J) | MHHS-TMC |  |  |  | 069-39792 |  | TMC |  | TMC - JONES - BURN UNIT (8J) | [5 empty] | MONITORS, VIDEO |  | .needs class |  |  |  |  | .needs class | GE | [7 empty] | Covered PM Repair - Lab Analyzers/Anesth | MHHS-TMC
NO | NO |  |  |  | 069-39794 |  | GE Healthcare | USE-1921A |  | DTO121K2140 | TMC - JONES - BURN UNIT (8J) | MHHS-TMC |  |  |  | 069-39794 |  | TMC |  | TMC - JONES - BURN UNIT (8J) | [5 empty] | MONITORS, VIDEO |  | .needs class |  |  |  |  | .needs class | GE | [7 empty] | Not Covered Vendor Only - Lab Ana/Anes | MHHS-TMC
NO | NO |  |  |  | 069-39797 |  | GE Healthcare | USE-1921A |  | DTO121K2162 | TMC - JONES - BURN UNIT (8J) | MHHS-TMC |  |  |  | 069-39797 |  | TMC |  | TMC - JONES - BURN UNIT (8J) | [5 empty] | MONITORS, VIDEO |  | .needs class |  |  |  |  | .needs class | GE | [7 empty] | Not Covered Vendor Only - Biomedical | MHHS-TMC
NO | NO |  |  |  | 069-40351 |  | GE Healthcare | USE-1921A |  | DTO311K3977 | TMC - JONES - NEURO ELECTIVE (4J) | MHHS-TMC |  |  |  | 069-40351 |  | TMC |  | TMC - JONES - NEURO ELECTIVE (4J) | [5 empty] | MONITORS, VIDEO |  | .needs class |  |  |  |  | .needs class | GE | [7 empty] | Not Covered Vendor Only - Lab Ana/Anes | MHHS-TMC
YES | YES |  |  |  | 013-17063 | 013-17063 | GE Healthcare | USE1901A |  | DTI470D1414 | SW - BEDS |  |  |  |  | 013-17063 | 013-17063 | Southwest | Memorial Hermann Southwest Hospital | SW - BEDS | Bed storage
NO | YES |  |  |  | 013-18037 | 013-18037 | GE Healthcare | Use1901A |  | DTJ140D0613 | SW-HVI-OR |  |  |  |  | 013-18037 | 013-18037 | Southwest | MHHS-Southwest | SW-HVI-OR | SW - HVI - OR | 3/1/19 |  | 3/1/20
YES | YES |  |  |  | 069-22748 | 069-22748 | GE Healthcare | USE1901A |  | DTG080D0197 | TMC - OR - PEDI OR (2R) |  |  |  |  | 069-22748 | 069-22748 | TMC | Memorial Hermann-Texas Medical Center | TMC - OR - PEDI OR (2R) | S2 OR 55 |  |  |  | No pm found
NO | YES | Asset Tag 013-18036 |  |  | 013-18036 | 013-18036 | GE Healthcare | USE1901A |  | DTJ140D0762 | SW Endoscopy |  |  |  |  | 013-18036 | 013-18036 | Southwest | Memorial Hermann Southwest Hospital | SW Endoscopy | SW Endoscopy
YES | YES |  |  |  | 145-00337 | 145-00337 | GE Healthcare | USE1911A |  | DTP351G1560 | PEARLAND - CARDIAC CATH LAB |  |  |  |  | 145-00337 | 145-00337 | Pearland | Memorial Hermann Pearland Hospital | PEARLAND - CARDIAC CATH LAB | Cardiac Cath Lab
NO | YES |  |  |  | 142-06641 | 142-06641 | GE Healthcare | USE1911A |  | DTP44J6 | 5th floor |  |  |  |  | 142-06641 | 142-06641 |  |  | 5th floor | Storage |  |  |  | No pm
NO | YES |  |  |  | 142-06642 | 142-06642 | GE Healthcare | USE1911A |  | DTP441G2087 | 5th floor |  |  |  |  | 142-06642 | 142-06642 |  |  | 5th floor | Storage |  |  |  | No pm
YES | YES |  |  |  | 074-06345 | 074-06345 | GE Healthcare | USE1911A |  | DTP391G1873 | West Tower 3 |  |  |  |  | 074-06345 | 074-06345 | Woodlands | Memorial Hermann Hospital Woodlands | West Tower 3 | Telemetry Room |  |  |  | Monitor
YES | YES |  |  |  | 074-06346 | 074-06346 | GE Healthcare | USE1911A |  |  | West Tower 3 |  |  |  |  | 074-06346 | 074-06346 | Woodlands | Memorial Hermann Hospital Woodlands | West Tower 3 | Telemetry Room
YES | YES |  |  |  | 074-06347 | 074-06347 | GE Healthcare | USE1911A |  |  | West Tower 3 |  |  |  |  | 074-06347 | 074-06347 | Woodlands | Memorial Hermann Hospital Woodlands | West Tower 3 | Telemetry Room
YES | YES |  |  |  | 069-39783 | 069-39783 | GE Healthcare | USE1911A |  | DTN501G1792 | TMC - RESPIRATORY - ADULT |  |  |  |  | 069-39783 | 069-39783 | TMC | Memorial Hermann-Texas Medical Center | TMC - RESPIRATORY - ADULT | Biomed Shop | 8/1/16 |  | 8/1/17 | New Add
YES | YES |  |  |  | 069-34961 | 069-34961 | GE Healthcare | USE1911A |  | DTK470J1427 | RTA |  |  |  |  | 069-34961 | 069-34961 | TMC | Memorial Hermann-Texas Medical Center | RTA | Back nurses station
YES | YES |  |  |  | 074-00081 | 074-00081 | GE Healthcare | USE1911A |  | DTH420J1748 | TMC - PACU - HVI (7HVI) |  |  |  |  | 074-00081 | 074-00081 | TMC |  | TMC - PACU - HVI (7HVI) | TMC - PACU -HVI (7HVI)
YES | YES |  |  |  | 069-38911 | 069-38911 | GE Healthcare | USE1911A |  | DTN311G1501 | TMC - War Room |  |  |  |  | 069-38911 | 069-38911 | TMC | Memorial Hermann- Texas Medical Center | TMC - War Room | Central Monitor |  |  |  | No PM Sticker
YES | YES |  |  |  | 069-39494 | 069-39494 | GE Healthcare | USE1911A |  | DTN311G1480 | TMC - War Room |  |  |  |  | 069-39494 | 069-39494 | TMC | Memorial Hermann- Texas Medical Center | TMC - War Room | Central Monitor |  |  |  | No PM Sticker
YES | YES |  |  |  | 074-00082 | 074-00082 | GE Healthcare | USE1911A |  |  | TMC - War Room |  |  |  |  | 074-00082 | 074-00082 | TMC | Memorial Hermann- Texas Medical Center | TMC - War Room | Central Monitor |  |  |  | No PM Sticker
YES | YES |  |  |  | 069-40576 | 069-40576 | GE Healthcare | USE1911A |  | DTP051G0458 | TMC - War Room |  |  |  |  | 069-40576 | 069-40576 | TMC | Memorial Hermann- Texas Medical Center | TMC - War Room | Central Monitor |  |  |  | No PM Sticker
NO | YES | Asset Tag 074-05907 |  |  | 074-05907 | 074-05907 | GE Healthcare | USE1911A |  | DTH060J0985 | TMC - CMIU |  |  |  |  | 074-05907 | 074-05907 | TMC | Memorial Hermann- Texas Medical Center | TMC - CMIU | Central Monitoring |  |  |  | No PM Sticker
YES | YES |  |  |  | 074-00214 | 074-00214 | GE Healthcare | USE1911A |  | DTH420J1909 | TMC - CMIU |  |  |  |  | 074-00214 | 074-00214 | TMC | Memorial Hermann- Texas Medical Center | TMC - CMIU | Central Monitoring |  |  |  | No PM Sticker
YES | YES |  |  |  | 074-00215 | 074-00215 | GE Healthcare | USE1911A |  |  | TMC - CMIU |  |  |  |  | 074-00215 | 074-00215 | TMC | Memorial Hermann- Texas Medical Center | TMC - CMIU | Central Monitoring |  |  |  | No PM Sticker
YES | YES |  |  |  | 074-04566 | 074-04566 | GE Healthcare | USE1911A |  | DTM511G1493 | TMC - CMIU |  |  |  |  | 074-04566 | 074-04566 | TMC | Memorial Hermann- Texas Medical Center | TMC - CMIU | Central Monitoring |  |  |  | No PM Sticker
YES | YES |  |  |  | 074-04852 | 074-04852 | GE Healthcare | USE1911A |  | DTH390T1546 | TMC - CMIU |  |  |  |  | 074-04852 | 074-04852 | TMC | Memorial Hermann- Texas Medical Center | TMC - CMIU | Central Monitoring |  |  |  | No PM Sticker
YES | YES |  |  |  | 074-00209 | 074-00209 | GE Healthcare | USE1911A |  | DTH420J1811 | TMC - CMIU |  |  |  |  | 074-00209 | 074-00209 | TMC | Memorial Hermann- Texas Medical Center | TMC - CMIU | Central Monitoring |  |  |  | No PM Sticker
NO | YES |  |  |  | 074-00107 |  | GE Healthcare | USE1911A |  | DTH390T1609 | TMC - CMIU |  |  |  |  | 074-00107 |  | TMC | Memorial Hermann- Texas Medical Center | TMC - CMIU | Central Monitoring |  |  |  | No PM Sticker
YES | YES |  |  |  | 069-39513 | 069-39513 | GE Healthcare | USE1911A |  | DTN301G1215 | MICU West Cullen |  |  |  |  | 069-39513 | 069-39513 |  | Memorial Hermann-Texas Medical Center | MICU West Cullen |  | 3/1/20 |  |  | No PM Sticker
YES | YES |  |  |  | 069-27898 | 069-27898 | GE Healthcare | USE1911A |  | DTH460J2619 | NSICU |  |  |  |  | 069-27898 | 069-27898 | TMC | Memorial Hermann-Texas Medical Center | NSICU | NSICU Nurses Station
YES | YES |  |  |  |  | 069-27927 | GE Healthcare | USE1911A |  | DTH460J2612 | NSICU | [5 empty] | 069-27927 | TMC | Memorial Hermann-Texas Medical Center | NSICU | Nurse station | 3/1/20
YES | YES |  |  |  |  | 069-27837 | GE Healthcare | USE1911A |  | DTH460J2614 | NSICU | [5 empty] | 069-27837 | TMC | Memorial Hermann-Texas Medical Center | NSICU | Nurse station
YES | YES |  |  |  | 069-35127 | 069-35127 | GE Healthcare | USE1911A |  | DTK370J0485 | Memorial Hermann- T exas Medical Center Childrens OR |  |  |  |  | 069-35127 | 069-35127 |  | TCM | Memorial Hermann- T exas Medical Center Childrens OR | Nurse station | 4/1/20 |  |  | No PM Sticker
YES | YES |  |  |  | 151-05062 | 151-05062 | GE Healthcare | Use1913A |  | DTQ431I0409 | Biomed shop |  |  |  |  | 151-05062 | 151-05062 | Northwest | Memorial Hermann Cypress Hospital | Biomed shop | Biomed storage M2 506 | 3/1/18 | 3/1/19
YES | YES |  |  |  | 099-07004 | 099-07004 | GE Healthcare | Utility Network ID |  | SJZ14230511GA | 5 Floor |  |  |  |  | 099-07004 | 099-07004 |  | Memorial Hermann- Texas Medical Center- S3 | 5 Floor | Storage S3622 | 4/1/20 |  |  | PM Not Required
YES | YES |  |  |  | 099-07001 | 099-07001 | GE Healthcare | Utility Network ID |  | sKZ 14230512GA | 5 Floor |  |  |  |  | 099-07001 | 099-07001 |  | Memorial Hermann- Texas Medical Center- S3 | 5 Floor | Storage S3622 | 4/1/20 |  |  | PM Not Required
YES | YES |  |  |  | 099-07003 | 099-07003 | GE Healthcare | Utility Network ID |  | SJZ14230534GA | 5 Floor |  |  |  |  | 099-07003 | 099-07003 |  | Memorial Hermann- Texas Medical Center- S3 | 5 Floor | Storage S3622 | 4/1/20 |  |  | PM Not Required
YES | YES |  |  |  | 099-07008 | 099-07008 | GE Healthcare | Utility Network ID |  | SKM14362639GA | 5 Floor |  |  |  |  | 099-07008 | 099-07008 |  | Memorial Hermann- Texas Medical Center- S3 | 5 Floor | Storage S3622 | 4/1/20 |  |  | PM Not Required
YES | YES |  |  |  | 099-07007 | 099-07007 | GE Healthcare | Utility Network ID |  | SJZ14230529GA | 5 Floor |  |  |  |  | 099-07007 | 099-07007 |  | Memorial Hermann- Texas Medical Center- S3 | 5 Floor | Storage S3622 | 4/1/20 |  |  | PM Not Required
YES | YES |  |  |  | 099-07006 | 099-07006 | GE Healthcare | Utility Network ID |  | SJ214230525GA | 5 Floor |  |  |  |  | 099-07006 | 099-07006 |  | Memorial Hermann- Texas Medical Center- S3 | 5 Floor | Storage S3622 | 4/1/20 |  |  | PM Not Required
YES | YES |  |  |  | 099-07002 | 099-07002 | GE Healthcare | Utility Network ID |  | SJZ14230496GA | 5 Floor |  |  |  |  | 099-07002 | 099-07002 |  | Memorial Hermann- Texas Medical Center- S3 | 5 Floor | Storage S3622 | 4/1/20 |  |  | PM Not Required
YES | YES |  |  |  | 099-03586 | 099-03586 | GE Healthcare | VAS 8 |  | EN:E2-5352 | OR |  |  |  |  | 099-03586 | 099-03586 |  | Memorial Hermann Houston | OR | Hall | 6/1/19 | 6/1/20 | [25 empty] | 3/1/16
NO | YES |  |  |  | 009-09677 | 009-09677 | GE Healthcare | VENUE |  |  | GH - ER | MHHS-Greater Heights |  |  |  | 009-09677 | 009-09677 | Central | Greater heights | GH - ER | GH - ER |  |  |  |  | ULTRASONIC UNITS, DIAGNOSTIC |  | .needs class | [5 empty] | GE | [7 empty] | Not Covered Vendor Only - Biomedical | MHHS-Greater Heights
YES | YES |  |  |  | 069-45811 | 069-45811 | GE Healthcare | Venue |  |  | TMC - SAROFIM 1 - ADULT ER |  |  |  |  | 069-45811 | 069-45811 | TMC | Memorial Hermann-Texas Medical Center | TMC - SAROFIM 1 - ADULT ER | TMC - SAROFIM 1 - ADULT ER |  |  | 3/1/20
YES | YES |  |  |  | 069-45809 | 069-45809 | GE Healthcare | Venue |  |  | TMC - SAROFIM 1 - ADULT ER |  |  |  |  | 069-45809 | 069-45809 | TMC | Memorial Hermann-Texas Medical Center | TMC - SAROFIM 1 - ADULT ER | TMC - SAROFIM 1 - ADULT T16
NO | NO |  |  |  | R-069-ERUS2 |  | GE Healthcare | VENUE |  | VEB002165 | TMC - HERMANN - ADULT ER (1HP) | MHHS-TMC |  |  |  | R-069-ERUS2 |  | TMC |  | TMC - HERMANN - ADULT ER (1HP) | [5 empty] | ULTRASONIC UNITS, DIAGNOSTIC |  | .needs class | [5 empty] | GE | [7 empty] | Covered PM Repair - Biomedical | MHHS-TMC
NO | NO |  |  |  | R-069-ERUS3 |  | GE Healthcare | VENUE |  | VEB002452 | TMC - HERMANN - ADULT ER (1HP) | MHHS-TMC |  |  |  | R-069-ERUS3 |  | TMC |  | TMC - HERMANN - ADULT ER (1HP) | [5 empty] | ULTRASONIC UNITS, DIAGNOSTIC |  | .needs class | [5 empty] | GE | [7 empty] | Not Covered Vendor Only - Biomedical | MHHS-TMC
NO | NO |  |  |  | R-069-ERUS4 |  | GE Healthcare | VENUE |  | VEB002172 | TMC - HERMANN - ADULT ER (1HP) | MHHS-TMC |  |  |  | R-069-ERUS4 |  | TMC |  | TMC - HERMANN - ADULT ER (1HP) | [5 empty] | ULTRASONIC UNITS, DIAGNOSTIC |  | .needs class | [5 empty] | GE | [7 empty] | Not Covered Vendor Only - Biomedical | MHHS-TMC
NO | NO |  |  |  | R-069-UTVENUS1 |  | GE Healthcare | VENUE |  |  | TMC - MHTMC - NON HOSPITAL-OWNED | MHHS-TMC |  |  |  | R-069-UTVENUS1 |  | TMC |  | TMC - MHTMC - NON HOSPITAL-OWNED | [5 empty] | ULTRASONIC UNITS, DIAGNOSTIC |  | .needs class | [5 empty] | GE | [7 empty] | Not Covered Vendor Only - Biomedical | MHHS-TMC
NO | YES | [5 empty] | GE Healthcare | VENUE 40 |  | 207404WX5 | Woodlands-Anesthesia | MHHS-Woodlands |  | Ultrasound, Diagnostic |  |  |  | Woodlands | MHHS-Woodlands | Woodlands-Anesthesia | Surgery room 18 | 1/1/19 |  | 1/1/21 |  | ULTRASONIC UNITS, DIAGNOSTIC | Ultrasound, Diagnostic | ULTRASOUNDDIAGNOSTIC-GE-Venue 40 | ULTRASOUNDDIAGNOSTIC | Venue 40 |  |  |  | GE | Ultrasound, Diagnostic |  | ULTRASOUNDDIAGNOSTIC-GE-Venue 40 |  | 6/1/20 |  | UD-A | Not Covered Vendor Only - Biomedical | MHHS-Woodlands | [8 empty] | ULTRASOUNDDIAGNOSTIC | Ultrasound, Diagnostic | GE
NO | YES | [5 empty] | GE Healthcare | VENUE 40 |  | C0923044 | Woodlands-Radiology | MHHS-Woodlands |  | Ultrasound, Diagnostic |  |  |  | Woodlands | MHHS-Woodlands | Woodlands-Radiology | OR | 8/1/19 |  |  |  | ULTRASONIC UNITS, DIAGNOSTIC | Ultrasound, Diagnostic | ULTRASOUNDDIAGNOSTIC-GE-Venue 40 | ULTRASOUNDDIAGNOSTIC | Venue 40 |  |  |  | GE | Ultrasound, Diagnostic |  | ULTRASOUNDDIAGNOSTIC-GE-Venue 40 |  | 6/1/20 |  | UD-A | Not Covered Vendor Only - Biomedical | MHHS-Woodlands | [8 empty] | ULTRASOUNDDIAGNOSTIC | Ultrasound, Diagnostic | GE
YES | YES |  |  |  | 069-46889 | 069-46889 | GE Healthcare | Venue Go |  | vgb000783 | TMC - HERMANN - Ped ER |  |  |  |  | 069-46889 | 069-46889 | TMC | Memorial Hermann-Texas Medical Center | TMC - HERMANN - Ped ER | Nursing
YES | YES |  |  |  | 069-46888 | 069-46888 | GE Healthcare | Venue Go |  | VGB000782 | TMC - HERMANN - Ped ER |  |  |  |  | 069-46888 | 069-46888 | TMC | Memorial Hermann-Texas Medical Center | TMC - HERMANN - Ped ER | Nursing
NO | YES |  |  |  | 069-45808 | 069-45808 | GE Healthcare | Venue R2 |  | VEB002162 | TMC-Hermann-Adult ER (1Hp) |  |  |  |  | 069-45808 | 069-45808 | TMC | MHHS-TMC | TMC-Hermann-Adult ER (1Hp) | TMC HERMANN ADULT ER POP
YES | YES |  |  |  | 069-46849 | 069-46849 | GE Healthcare | Venue R2 |  | VEB002992 | TMC - JONES - TX TRAUMA (6J) |  |  |  |  | 069-46849 | 069-46849 | TMC | Memorial Hermann-Texas Medical Center | TMC - JONES - TX TRAUMA (6J) | S7 216 | 2/1/20 |  | 2/1/21
YES | YES |  |  |  | 099-06542 | 099-06542 | GE Healthcare | Venue R2 |  | VEB002832 | TMC - JONES - TX TRAUMA (6J) |  |  |  |  | 099-06542 | 099-06542 | TMC | Memorial Hermann-Texas Medical Center | TMC - JONES - TX TRAUMA (6J) | S7 216 |  |  |  | No pm label
YES | YES |  |  |  | 069-46870 | 069-46870 | GE Healthcare | Venue R2 |  | VEB002996 | TMC - SAROFIM 5 - SILVER |  |  |  |  | 069-46870 | 069-46870 | TMC | Memorial Hermann-Texas Medical Center | TMC - SAROFIM 5 - SILVER | Equipment room
YES | YES |  |  |  | 583-01526 | 583-01526 | GE Healthcare | Vivid 7 Dimension | [7 empty] | 583-01526 | 583-01526 | Suite 630
YES | YES |  |  |  | 069-36051 | 069-36051 | GE Healthcare | Vivid E9 |  | H45541SD | PICU |  |  |  |  | 069-36051 | 069-36051 | TMC |  | PICU | Storage
NO | YES |  |  |  | 029-11913 | 029-11913 | GE Healthcare | VIVID E95 |  | AU60557 | Woodlands-Cardiopulmonary | MHHS-Woodlands |  | Ultrasound, Diagnostic |  | 029-11913 | 029-11913 | Woodlands | MHHS-Woodlands | Woodlands-Cardiopulmonary |  | 3/1/19 | 3/1/20 |  | US4 | ULTRASONIC UNITS, DIAGNOSTIC | Ultrasound, Diagnostic | ULTRASOUNDDIAGNOSTIC-GE-Vivid E95 | ULTRASOUNDDIAGNOSTIC | Vivid E95 |  |  |  | GE | Ultrasound, Diagnostic |  | ULTRASOUNDDIAGNOSTIC-GE-Vivid E95 |  | 4/3/17 |  | UD-A | Covered PM Repair - Biomedical | MHHS-Woodlands | [8 empty] | ULTRASOUNDDIAGNOSTIC | Ultrasound, Diagnostic | GE
NO | YES |  |  |  | 029-12836 | 029-12836 | GE Healthcare | VIVID E95 |  | AU70155 | Woodlands-Noninvasive Cardiology | MHHS-Woodlands |  | Ultrasound, Diagnostic |  | 029-12836 | 029-12836 | Woodlands | MHHS-Woodlands | Woodlands-Noninvasive Cardiology |  | 10/1/19 | 10/1/20 |  | GE ID AU70155 | ULTRASONIC UNITS, DIAGNOSTIC | Ultrasound, Diagnostic | ULTRASOUNDDIAGNOSTIC-GE-Vivid E95 | ULTRASOUNDDIAGNOSTIC | Vivid E95 |  |  |  | GE | Ultrasound, Diagnostic |  | ULTRASOUNDDIAGNOSTIC-GE-Vivid E95 |  | 4/3/17 |  | UD-A | Covered PM Repair - Biomedical | MHHS-Woodlands | [8 empty] | ULTRASOUNDDIAGNOSTIC | Ultrasound, Diagnostic | GE
NO | YES |  |  |  | 029-32014 | 029-32014 | GE Healthcare | VIVID E95 |  | VE95R060372 | Woodlands-OR | MHHS-Woodlands |  | Ultrasound, Diagnostic |  | 029-32014 | 029-32014 | Woodlands | MHHS-Woodlands | Woodlands-OR |  | 11/15/19 |  |  |  | ULTRASONIC UNITS, DIAGNOSTIC | Ultrasound, Diagnostic | ULTRASOUNDDIAGNOSTIC-GE-Vivid E95 | ULTRASOUNDDIAGNOSTIC | Vivid E95 |  |  |  | GE | Ultrasound, Diagnostic |  | ULTRASOUNDDIAGNOSTIC-GE-Vivid E95 |  | 4/4/17 | Finished from Script 3/27/2020 12:11:52pm (Central) | UD-A | Covered PM Repair - Biomedical | MHHS-Woodlands | [8 empty] | ULTRASOUNDDIAGNOSTIC | Ultrasound, Diagnostic | GE
NO | YES |  |  |  | 029-32366 | 029-32366 | GE Healthcare | VIVID E95 |  | VE95010322 | Woodlands-OR | MHHS-Woodlands |  | Ultrasound, Diagnostic |  | 029-32366 | 029-32366 | Woodlands | MHHS-Woodlands | Woodlands-OR | Rm 19 | 6/1/19 |  | 6/1/20 |  | ULTRASONIC UNITS, DIAGNOSTIC | Ultrasound, Diagnostic | ULTRASOUNDDIAGNOSTIC-GE-Vivid E95 | ULTRASOUNDDIAGNOSTIC | Vivid E95 |  |  |  | GE | Ultrasound, Diagnostic |  | ULTRASOUNDDIAGNOSTIC-GE-Vivid E95 |  | 4/4/17 |  | UD-A | Covered PM Repair - Biomedical | MHHS-Woodlands | [8 empty] | ULTRASOUNDDIAGNOSTIC | Ultrasound, Diagnostic | GE
YES | YES |  |  |  | 029-12937 | 029-12937 | GE Healthcare | Vivid E95 |  | RAU70097 | Cardio pulmonary |  |  |  |  | 029-12937 | 029-12937 | Woodlands | Memorial Hermann The Woodlands Medical Center | Cardio pulmonary | ECHO 1 | 1/1/20 |  | 1/1/21 |  |  | Ultrasound, Diagnostic | ULTRASOUNDDIAGNOSTIC-GE-Vivid E95 | [12 empty] | UD-A | [10 empty] | ULTRASOUNDDIAGNOSTIC | Ultrasound, Diagnostic | GE
YES | YES |  |  |  | 029-12936 | 029-12936 | GE Healthcare | Vivid E95 |  | RAU10160 | WOODLANDS - CARDIC REHAB |  |  |  |  | 029-12936 | 029-12936 | Woodlands |  | WOODLANDS - CARDIC REHAB | MH woodlands 1st floor |  |  | 1/1/21 |  |  | Ultrasound, Diagnostic | ULTRASOUNDDIAGNOSTIC-GE-Vivid E95 | [12 empty] | UD-A | [10 empty] | ULTRASOUNDDIAGNOSTIC | Ultrasound, Diagnostic | GE
NO | YES | [5 empty] | GE Healthcare | VIVID I |  | CP8533 | Woodlands-Cath Lab | MHHS-Woodlands |  | Ultrasound, Diagnostic |  |  |  | Woodlands | MHHS-Woodlands | Woodlands-Cath Lab | Cath lab storage | 1/1/20 |  | 1/1/21 |  | ULTRASONIC UNITS, DIAGNOSTIC | Ultrasound, Diagnostic | ULTRASOUNDDIAGNOSTIC-GE-Vivid i | ULTRASOUNDDIAGNOSTIC | Vivid i |  |  |  | GE | Ultrasound, Diagnostic |  | ULTRASOUNDDIAGNOSTIC-GE-Vivid i |  | 4/4/17 |  | UD-A | Covered PM Repair - Biomedical | MHHS-Woodlands | [8 empty] | ULTRASOUNDDIAGNOSTIC | Ultrasound, Diagnostic | GE
NO | NO |  |  |  | R-069-HFUS3 |  | GE Healthcare | VIVID I |  | 3456VI | CAHF - (TMC) - TMC MEDICAL PLAZA [MHMP-STE2500] | MHHS - Heart Failure Clinics |  | Ultrasound, Diagnostic |  | R-069-HFUS3 |  | TMC |  | CAHF - (TMC) - TMC MEDICAL PLAZA [MHMP-STE2500] | [5 empty] | ULTRASONIC UNITS, DIAGNOSTIC |  | ULTRASOUNDDIAGNOSTIC-GE-Vivid i | ULTRASOUNDDIAGNOSTIC | Vivid i |  |  |  | GE | Ultrasound, Diagnostic |  | ULTRASOUNDDIAGNOSTIC-GE-Vivid i |  |  |  |  | Covered PM Repair - Biomedical | MHHS - Heart Failure Clinics
YES | YES |  |  |  | 005-33544 | 005-33544 | GE Healthcare | Vivid S70 |  | 210764S7ON | Echo |  |  |  |  | 005-33544 | 005-33544 |  | Memorial Hermann Houston | Echo | Echo Room3 | 1/1/20 | 10/1/20 | [25 empty] | 2/1/20
NO | YES |  |  |  | 099-06471 | 099-06471 | GE Healthcare | Vivid S70 |  | 210764S70N | SE-Noninvasive Cardiology |  |  |  |  | 099-06471 | 099-06471 | Southeast | MHHS-Southeast | SE-Noninvasive Cardiology | Nuclear Medicine Holding Room
NO | YES |  |  |  | 029-32370 | 029-32370 | GE Healthcare | VIVID S70N |  | 100610S70N | Woodlands-Cath Lab | MHHS-Woodlands |  |  |  | 029-32370 | 029-32370 | Woodlands | MHHS-Woodlands | Woodlands-Cath Lab | Cath 1 | 6/1/19 | 6/1/20 |  |  | ULTRASONIC UNITS, DIAGNOSTIC |  | .needs class | [5 empty] | GE |  |  |  |  | 4/4/17 |  |  | Covered PM Repair - Biomedical | MHHS-Woodlands
NO | YES | Serial Number D53487 |  |  | 013-35591 | 013-35591 | GE Healthcare | VOLUSON E6 |  | D53487 | MH MG-(KY)-OB/GYN | MHHS-MG |  | Ultrasound, Diagnostic |  | 013-35591 | 013-35591 | Katy | MHHS-MG | MH MG-(KY)-OB/GYN | Exam 1 |  |  |  |  | ULTRASONIC UNITS, DIAGNOSTIC | Ultrasound, Diagnostic | ULTRASOUNDDIAGNOSTIC-GE-Voluson E6 | ULTRASOUNDDIAGNOSTIC | Voluson E6 |  |  |  | GE | Ultrasound, Diagnostic |  | ULTRASOUNDDIAGNOSTIC-GE-Voluson E6 |  | 4/30/20 |  | UD-A | Not Covered Vendor Only - Biomedical | MHHS-MG | [8 empty] | ULTRASOUNDDIAGNOSTIC | Ultrasound, Diagnostic | GE
NO | YES |  |  |  | 142-06895 | 142-06895 | GE Healthcare | VOLUSON E6 |  | D64180 | MH MG-(NE)-Kingwood Ob/Gyn | MHHS-MG |  | Ultrasound, Diagnostic |  | 142-06895 | 142-06895 | Katy | MHHS-MG | MH MG-(NE)-Kingwood Ob/Gyn |  | 4/1/19 | 2/1/20 |  |  | ULTRASONIC UNITS, DIAGNOSTIC | Ultrasound, Diagnostic | ULTRASOUNDDIAGNOSTIC-GE-Voluson E6 | ULTRASOUNDDIAGNOSTIC | Voluson E6 |  |  |  | GE | Ultrasound, Diagnostic |  | ULTRASOUNDDIAGNOSTIC-GE-Voluson E6 |  |  |  | UD-A | Covered PM Repair - Biomedical | MHHS-MG | [8 empty] | ULTRASOUNDDIAGNOSTIC | Ultrasound, Diagnostic | GE
NO | YES |  |  |  | 142-07490 | 142-07490 | GE Healthcare | VOLUSON E6 |  | E09332 | MH MG-(NE)-Kingwood Ob/Gyn | MHHS-MG |  | Ultrasound, Diagnostic |  | 142-07490 | 142-07490 | Katy | MHHS-MG | MH MG-(NE)-Kingwood Ob/Gyn |  | 2/1/19 | 2/1/20 |  |  | ULTRASONIC UNITS, DIAGNOSTIC | Ultrasound, Diagnostic | ULTRASOUNDDIAGNOSTIC-GE-Voluson E6 | ULTRASOUNDDIAGNOSTIC | Voluson E6 |  |  |  | GE | Ultrasound, Diagnostic |  | ULTRASOUNDDIAGNOSTIC-GE-Voluson E6 |  |  |  | UD-A | Covered PM Repair - Biomedical | MHHS-MG | [8 empty] | ULTRASOUNDDIAGNOSTIC | Ultrasound, Diagnostic | GE
NO | YES |  |  |  | 009-08474 | 009-08474 | GE Healthcare | VOLUSON E6 |  | D58869 | MH MG-(NE)-Summer Creek CCC | MHHS-MG |  | Ultrasound, Diagnostic |  | 009-08474 | 009-08474 | Katy | MHHS-MG | MH MG-(NE)-Summer Creek CCC | MH NE OBGYN | 10/1/19 |  |  |  | ULTRASONIC UNITS, DIAGNOSTIC | Ultrasound, Diagnostic | ULTRASOUNDDIAGNOSTIC-GE-Voluson E6 | ULTRASOUNDDIAGNOSTIC | Voluson E6 |  |  |  | GE | Ultrasound, Diagnostic |  | ULTRASOUNDDIAGNOSTIC-GE-Voluson E6 |  | 4/3/17 |  | UD-A | Covered PM Repair - Biomedical | MHHS-MG | [8 empty] | ULTRASOUNDDIAGNOSTIC | Ultrasound, Diagnostic | GE
NO | YES |  |  |  | 017-01343 | 017-01343 | GE Healthcare | VOLUSON E6 |  | E064486 | MH MG-(WDLS)-Ob/Gyn (Mp3) | MHHS-MG |  | Ultrasound, Diagnostic |  | 017-01343 | 017-01343 | Woodlands | MHHS-MG | MH MG-(WDLS)-Ob/Gyn (Mp3) |  | 9/1/19 | 9/1/20 |  | GE ID K606486 | ULTRASONIC UNITS, DIAGNOSTIC | Ultrasound, Diagnostic | ULTRASOUNDDIAGNOSTIC-GE-Voluson E6 | ULTRASOUNDDIAGNOSTIC | Voluson E6 |  |  |  | GE | Ultrasound, Diagnostic |  | ULTRASOUNDDIAGNOSTIC-GE-Voluson E6 |  | 4/3/17 |  | UD-A | Covered PM Repair - Biomedical | MHHS-MG | [8 empty] | ULTRASOUNDDIAGNOSTIC | Ultrasound, Diagnostic | GE
NO | YES |  |  |  | 029-32009 | 029-32009 | GE Healthcare | VOLUSON E6 |  | E09562 | MH MG-(WDLS)-Ob/Gyn (Mp3) | MHHS-MG |  | Ultrasound, Diagnostic |  | 029-32009 | 029-32009 | Woodlands | MHHS-MG | MH MG-(WDLS)-Ob/Gyn (Mp3) | Room 10 | 9/1/19 |  |  |  | ULTRASONIC UNITS, DIAGNOSTIC | Ultrasound, Diagnostic | ULTRASOUNDDIAGNOSTIC-GE-Voluson E6 | ULTRASOUNDDIAGNOSTIC | Voluson E6 |  |  |  | GE | Ultrasound, Diagnostic |  | ULTRASOUNDDIAGNOSTIC-GE-Voluson E6 |  | 4/3/17 |  | UD-A | Covered PM Repair - Biomedical | MHHS-MG | [8 empty] | ULTRASOUNDDIAGNOSTIC | Ultrasound, Diagnostic | GE
YES | YES | Serial Number Cnf |  |  | 099-01922 | 099-01922 | GE Healthcare | Voluson E6 |  | Cnf | MH MG - (NE) - SUMMER CREEK CCC |  |  |  |  | 099-01922 | 099-01922 | NorthEast |  | MH MG - (NE) - SUMMER CREEK CCC |  |  |  |  | No pm |  | Ultrasound, Diagnostic | ULTRASOUNDDIAGNOSTIC-GE-Voluson E6 | [12 empty] | UD-A | [10 empty] | ULTRASOUNDDIAGNOSTIC | Ultrasound, Diagnostic | GE
NO | YES | Serial Number D53487 |  |  | 133-31042 | 133-31042 | GE Healthcare | Voluson E6 |  | D53487 | Memorial Hermann Katy OB/GYN |  |  |  |  | 133-31042 | 133-31042 | MHHS-Katy | MHHS-Group Katy OB/GYN (#510) | Memorial Hermann Katy OB/GYN | Suite 510
NO | NO |  |  |  | 069-27090 |  | GE Healthcare | VOLUSON E6 |  | D62997 | MH MG - (TMC) - OB-GYN/NEUROLOGY (STE 2440) | MHHS-MG |  | Ultrasound, Diagnostic |  | 069-27090 |  | TMC |  | MH MG - (TMC) - OB-GYN/NEUROLOGY (STE 2440) | [5 empty] | ULTRASONIC UNITS, DIAGNOSTIC |  | ULTRASOUNDDIAGNOSTIC-GE-Voluson E6 | ULTRASOUNDDIAGNOSTIC | Voluson E6 |  |  |  | GE | Ultrasound, Diagnostic |  | ULTRASOUNDDIAGNOSTIC-GE-Voluson E6 |  |  |  |  | Covered PM Repair - Biomedical | MHHS-MG
NO | YES |  |  |  | 145-00327 | 145-00327 | GE Healthcare | Voluson E8 |  | E33660 | SE-Unit 4B (Women'S Services) |  |  |  |  | 145-00327 | 145-00327 | Southeast | MHHS-Southeast | SE-Unit 4B (Women'S Services) | Room 415 | 8/1/19 |  | 8/1/20
NO | YES |  |  |  | 009-09674 | 009-09674 | GE Healthcare | Voluson E8 BT11 |  | E-34022 | GH - LABOR | MHHS-Greater Heights |  |  |  | 009-09674 | 009-09674 | Central | Greater heights | GH - LABOR | GH - LABOR |  |  |  |  | ULTRASONIC UNITS, DIAGNOSTIC |  | .needs class | [5 empty] | GE | [7 empty] | Covered PM Repair - Biomedical | MHHS-Greater Heights
NO | YES |  |  |  | 009-09675 | 009-09675 | GE Healthcare | VOLUSON P8 |  | VP8003529 | GH - LABOR | MHHS-Greater Heights |  | Ultrasound, Diagnostic |  | 009-09675 | 009-09675 | Central | Greater heights | GH - LABOR | GH - LABOR |  |  |  |  | ULTRASONIC UNITS, DIAGNOSTIC |  | ULTRASOUNDDIAGNOSTIC-GE-Voluson P8 | ULTRASOUNDDIAGNOSTIC | Voluson P8 |  |  |  | GE | Ultrasound, Diagnostic |  | ULTRASOUNDDIAGNOSTIC-GE-Voluson P8 |  |  |  |  | Covered PM Repair - Biomedical | MHHS-Greater Heights
NO | YES |  |  |  | 029-10154 | 029-10154 | GE Healthcare | VOLUSON P8 |  | 310786SU9 | NE-Labor & Delivery | MHHS-Northeast |  | Ultrasound, Diagnostic |  | 029-10154 | 029-10154 | Katy | MHHS-Northeast | NE-Labor & Delivery | NICU | 2/1/19 | 2/1/20 |  |  | ULTRASONIC UNITS, DIAGNOSTIC | Ultrasound, Diagnostic | ULTRASOUNDDIAGNOSTIC-GE-Voluson P8 | ULTRASOUNDDIAGNOSTIC | Voluson P8 |  |  |  | GE | Ultrasound, Diagnostic |  | ULTRASOUNDDIAGNOSTIC-GE-Voluson P8 |  |  |  | UD-A | Covered PM Repair - Biomedical | MHHS-Northeast | [8 empty] | ULTRASOUNDDIAGNOSTIC | Ultrasound, Diagnostic | GE
NO | YES |  |  |  | 029-32270 | 029-32270 | GE Healthcare | VOLUSON P8 |  | KP8801252 | Woodlands-Birth Center | MHHS-Woodlands |  | Ultrasound, Diagnostic |  | 029-32270 | 029-32270 | Woodlands | MHHS-Woodlands | Woodlands-Birth Center | BIRTH CENTER | 2/1/19 |  | 2/1/20 |  | ULTRASONIC UNITS, DIAGNOSTIC | Ultrasound, Diagnostic | ULTRASOUNDDIAGNOSTIC-GE-Voluson P8 | ULTRASOUNDDIAGNOSTIC | Voluson P8 |  |  |  | GE | Ultrasound, Diagnostic |  | ULTRASOUNDDIAGNOSTIC-GE-Voluson P8 |  |  |  | UD-A | Covered PM Repair - Biomedical | MHHS-Woodlands | [8 empty] | ULTRASOUNDDIAGNOSTIC | Ultrasound, Diagnostic | GE
NO | YES |  |  |  | 925-00990 | 925-00990 | GE Healthcare | VOLUSON S6 |  | 265667SU6 | MH MG-(STX)-South Texas-Wharton | MHHS-MG |  | Ultrasound, Diagnostic |  | 925-00990 | 925-00990 | South | MHHS-MG | MH MG-(STX)-South Texas-Wharton | Room 2 | 11/1/17 | 11/1/18 |  |  | ULTRASONIC UNITS, DIAGNOSTIC | Ultrasound, Diagnostic | ULTRASOUNDDIAGNOSTIC-GE-Voluson S6 | ULTRASOUNDDIAGNOSTIC | Voluson S6 |  |  |  | GE | Ultrasound, Diagnostic |  | ULTRASOUNDDIAGNOSTIC-GE-Voluson S6 |  |  |  | UD-A | Not Covered Vendor Only - Biomedical | MHHS-MG | [8 empty] | ULTRASOUNDDIAGNOSTIC | Ultrasound, Diagnostic | GE
NO | YES |  |  |  | 005-10209 | 005-10209 | GE Healthcare | Voluson S8 |  | 233275SU7 | MH MG-(PL)-Pearland Timeshare (Mp1) |  |  |  |  | 005-10209 | 005-10209 | Pearland | MHHS-MG | MH MG-(PL)-Pearland Timeshare (Mp1) | Treadmill/Procedure room | 2/1/20 | 12/1/19
NO | YES |  |  |  | 029-32326 | 029-32326 | GE Healthcare | VSCAN |  | VH16443532 | Woodlands-Cath Lab | MHHS-Woodlands |  | Ultrasound, Diagnostic |  | 029-32326 | 029-32326 | Woodlands | MHHS-Woodlands | Woodlands-Cath Lab | Storage room | 6/1/19 |  |  |  | ULTRASONIC UNITS, DIAGNOSTIC | Ultrasound, Diagnostic | ULTRASOUNDDIAGNOSTIC-GE-Vscan | ULTRASOUNDDIAGNOSTIC | Vscan |  |  |  | GE | Ultrasound, Diagnostic |  | ULTRASOUNDDIAGNOSTIC-GE-Vscan |  | 2/22/17 |  | UD-A | Not Covered Vendor Only - Lab Ana/Anes | MHHS-Woodlands | [8 empty] | ULTRASOUNDDIAGNOSTIC | Ultrasound, Diagnostic | GE
NO | NO | [5 empty] | GE Healthcare | VSCAN |  | VH007915GL | KATY - ULTRASOUND | MHHS-Katy |  | Ultrasound, Diagnostic |  |  |  | Katy |  | KATY - ULTRASOUND | [5 empty] | ULTRASONIC UNITS, DIAGNOSTIC |  | ULTRASOUNDDIAGNOSTIC-GE-Vscan | ULTRASOUNDDIAGNOSTIC | Vscan |  |  |  | GE | Ultrasound, Diagnostic |  | ULTRASOUNDDIAGNOSTIC-GE-Vscan |  |  |  |  | Not Covered Vendor Only - Lab Ana/Anes | MHHS-Katy
NO | NO |  |  |  | R-005-CLUS |  | GE Healthcare | VSCAN |  | VH0148331N | SE - CATH LAB | MHHS-Southeast |  | Ultrasound, Diagnostic |  | R-005-CLUS |  | Southeast & Bay Area |  | SE - CATH LAB | [5 empty] | ULTRASONIC UNITS, DIAGNOSTIC |  | ULTRASOUNDDIAGNOSTIC-GE-Vscan | ULTRASOUNDDIAGNOSTIC | Vscan |  |  |  | GE | Ultrasound, Diagnostic |  | ULTRASOUNDDIAGNOSTIC-GE-Vscan |  |  |  |  | Not Covered Vendor Only - Lab Ana/Anes | MHHS-Southeast
NO | NO |  |  |  | R-069-36075 |  | GE Healthcare | VSCAN |  | VH007185NS | TMC - CHILDRENS - PROCEDURE SUITE (GHP) | MHHS-TMC |  | Ultrasound, Diagnostic |  | R-069-36075 |  | TMC |  | TMC - CHILDRENS - PROCEDURE SUITE (GHP) | [5 empty] | ULTRASONIC UNITS, DIAGNOSTIC |  | ULTRASOUNDDIAGNOSTIC-GE-Vscan | ULTRASOUNDDIAGNOSTIC | Vscan |  |  |  | GE | Ultrasound, Diagnostic |  | ULTRASOUNDDIAGNOSTIC-GE-Vscan |  |  |  |  | Not Covered Vendor Only - Lab Ana/Anes | MHHS-TMC
NO | NO |  |  |  | R-069-45751 |  | GE Healthcare | VSCAN |  | GM000310 | TMC - JONES - APHERESIS (9J) | MHHS-TMC |  | Ultrasound, Diagnostic |  | R-069-45751 |  | TMC |  | TMC - JONES - APHERESIS (9J) | [5 empty] | ULTRASONIC UNITS, DIAGNOSTIC |  | ULTRASOUNDDIAGNOSTIC-GE-Vscan | ULTRASOUNDDIAGNOSTIC | Vscan |  |  |  | GE | Ultrasound, Diagnostic |  | ULTRASOUNDDIAGNOSTIC-GE-Vscan |  |  |  |  | Not Covered Vendor Only - Lab Ana/Anes | MHHS-TMC
YES | YES |  |  |  | 1HB10R0124 | 1HB10R0124 | GE Healthcare | Wrist coil |  | 1HB10R0124 | Radiology |  |  |  |  | 1HB10R0124 | 1HB10R0124 | Woodlands | Memorial Hermann The Woodlands Medical Center | Radiology | GE MRI
NO | YES |  |  |  | R-041-20653 |  | GE Healthcare | XELERIS |  | CZC109CCPQ | OPID - (MC) - MEMORIAL CITY - 422 (MP4) | MHHS-OPID |  | Software, Information System, Data Management |  | R-041-20653 |  | West & Memorial City |  | OPID - (MC) - MEMORIAL CITY - 422 (MP4) |  | 7/27/17 |  |  |  | COMPUTERS |  | MISCELLANEOUS-GE-Xeleris | MISCELLANEOUS | Xeleris |  |  |  | GE | Software, Information System, Data Management |  | MISCELLANEOUS-GE-Xeleris |  |  |  |  | Covered PM Repair - Biomedical | MHHS-OPID
NO | YES |  |  |  | R-041-20654 |  | GE Healthcare | XELERIS |  | FRB437092K | OPID - (MC) - MEMORIAL CITY - 422 (MP4) | MHHS-OPID |  | Software, Information System, Data Management |  | R-041-20654 |  | West & Memorial City |  | OPID - (MC) - MEMORIAL CITY - 422 (MP4) |  | 7/27/17 |  |  |  | COMPUTERS |  | MISCELLANEOUS-GE-Xeleris | MISCELLANEOUS | Xeleris |  |  |  | GE | Software, Information System, Data Management |  | MISCELLANEOUS-GE-Xeleris |  |  |  |  | Covered PM Repair - Biomedical | MHHS-OPID
NO | YES |  |  |  | R-041-20655 |  | GE Healthcare | XELERIS |  | FR31125602 | OPID - (MC) - MEMORIAL CITY - 422 (MP4) | MHHS-OPID |  | Software, Information System, Data Management |  | R-041-20655 |  | West & Memorial City |  | OPID - (MC) - MEMORIAL CITY - 422 (MP4) |  | 7/28/17 |  |  |  | COMPUTERS |  | MISCELLANEOUS-GE-Xeleris | MISCELLANEOUS | Xeleris |  |  |  | GE | Software, Information System, Data Management |  | MISCELLANEOUS-GE-Xeleris |  |  |  |  | Covered PM Repair - Biomedical | MHHS-OPID
NO | YES |  |  |  | 069-18367 |  | GE Healthcare | XELERIS |  | CZC5471LJM | OPID - (TMC) - MH IMAGING CENTER - 417 | MHHS-OPID |  | Software, Information System, Data Management |  | 069-18367 |  | TMC |  | OPID - (TMC) - MH IMAGING CENTER - 417 |  | 12/20/18 |  |  |  | COMPUTERS |  | MISCELLANEOUS-GE-Xeleris | MISCELLANEOUS | Xeleris |  |  |  | GE | Software, Information System, Data Management |  | MISCELLANEOUS-GE-Xeleris |  |  |  |  | Covered PM Repair - Biomedical | MHHS-OPID
NO | YES |  |  |  | 069-18378 |  | GE Healthcare | XELERIS |  | 713ACCXLRS2 | OPID - (TMC) - MH IMAGING CENTER - 417 | MHHS-OPID |  | Software, Information System, Data Management |  | 069-18378 |  | TMC |  | OPID - (TMC) - MH IMAGING CENTER - 417 |  | 12/20/18 |  |  |  | COMPUTERS |  | MISCELLANEOUS-GE-Xeleris | MISCELLANEOUS | Xeleris |  |  |  | GE | Software, Information System, Data Management |  | MISCELLANEOUS-GE-Xeleris |  |  |  |  | Covered PM Repair - Biomedical | MHHS-OPID
NO | YES |  |  |  | R-145-NMWS1 |  | GE Healthcare | XELERIS |  | AAYB3789 | PEARLAND - RADIOLOGY - NUC MED | MHHS-Pearland Hospital |  | Software, Information System, Data Management |  | R-145-NMWS1 |  | Pearland |  | PEARLAND - RADIOLOGY - NUC MED |  | 12/11/18 |  |  |  | COMPUTERS |  | MISCELLANEOUS-GE-Xeleris | MISCELLANEOUS | Xeleris |  |  |  | GE | Software, Information System, Data Management |  | MISCELLANEOUS-GE-Xeleris |  | 4/1/17 |  |  | Covered PM Repair - Biomedical | MHHS-Pearland Hospital
NO | YES |  |  |  | R-005-NM1WS |  | GE Healthcare | XELERIS |  | CZC7238WGV | SE - RADIOLOGY - NUC MED | MHHS-Southeast |  | Software, Information System, Data Management |  | R-005-NM1WS |  | Southeast & Bay Area |  | SE - RADIOLOGY - NUC MED |  | 5/23/19 |  |  |  | COMPUTERS |  | MISCELLANEOUS-GE-Xeleris | MISCELLANEOUS | Xeleris |  |  |  | GE | Software, Information System, Data Management |  | MISCELLANEOUS-GE-Xeleris |  |  |  |  | Covered PM Repair - Biomedical | MHHS-Southeast
NO | YES | Serial Number CZC7238WSP |  |  | R-005-NM2WS |  | GE Healthcare | XELERIS |  | CZC7238WSP | SE - RADIOLOGY - NUC MED | MHHS-Southeast |  | Software, Information System, Data Management |  | R-005-NM2WS |  | Southeast & Bay Area |  | SE - RADIOLOGY - NUC MED |  | 5/23/19 |  |  |  | COMPUTERS |  | MISCELLANEOUS-GE-Xeleris | MISCELLANEOUS | Xeleris |  |  |  | GE | Software, Information System, Data Management |  | MISCELLANEOUS-GE-Xeleris |  |  |  |  | Covered PM Repair - Biomedical | MHHS-Southeast
NO | YES | Serial Number CZC7238WK1 |  |  | R-005-NM3WS |  | GE Healthcare | XELERIS |  | CZC7238WK1 | SE - RADIOLOGY - NUC MED | MHHS-Southeast |  | Software, Information System, Data Management |  | R-005-NM3WS |  | Southeast & Bay Area |  | SE - RADIOLOGY - NUC MED |  | 7/30/19 |  |  |  | COMPUTERS |  | MISCELLANEOUS-GE-Xeleris | MISCELLANEOUS | Xeleris |  |  |  | GE | Software, Information System, Data Management |  | MISCELLANEOUS-GE-Xeleris |  |  |  |  | Covered PM Repair - Biomedical | MHHS-Southeast
NO | YES |  |  |  | R-005-NMDRWS |  | GE Healthcare | XELERIS |  | CZC651B3B9 | SE - RADIOLOGY - NUC MED | MHHS-Southeast |  | Software, Information System, Data Management |  | R-005-NMDRWS |  | Southeast & Bay Area |  | SE - RADIOLOGY - NUC MED |  | 12/2/19 |  |  |  | COMPUTERS |  | MISCELLANEOUS-GE-Xeleris | MISCELLANEOUS | Xeleris |  |  |  | GE | Software, Information System, Data Management |  | MISCELLANEOUS-GE-Xeleris |  |  |  |  | Covered PM Repair - Biomedical | MHHS-Southeast
NO | YES |  |  |  | PPK140 |  | GE Healthcare | XELERIS |  |  | SW - RADIOLOGY | MHHS-Southwest |  | Software, Information System, Data Management |  | PPK140 |  | Southwest |  | SW - RADIOLOGY | [5 empty] | COMPUTERS |  | MISCELLANEOUS-GE-Xeleris | MISCELLANEOUS | Xeleris |  |  |  | GE | Software, Information System, Data Management |  | MISCELLANEOUS-GE-Xeleris |  |  |  |  | Covered PM Repair - Biomedical | MHHS-Southwest
NO | YES |  |  |  | PPK142 |  | GE Healthcare | XELERIS |  |  | SW - RADIOLOGY | MHHS-Southwest |  | Software, Information System, Data Management |  | PPK142 |  | Southwest |  | SW - RADIOLOGY | [5 empty] | COMPUTERS |  | MISCELLANEOUS-GE-Xeleris | MISCELLANEOUS | Xeleris |  |  |  | GE | Software, Information System, Data Management |  | MISCELLANEOUS-GE-Xeleris |  |  |  |  | Covered PM Repair - Biomedical | MHHS-Southwest
YES | YES |  |  |  | 009-33190 | 009-33190 | GE Healthcare | Xeleris |  | 281725XELERIS1 | Radiology |  |  |  |  | 009-33190 | 009-33190 | Sugar Land | Memorial Hermann Sugar Land Hospital | Radiology | Nuc Med
YES | YES |  |  |  | 013-36673 | 013-36673 | GE Healthcare | Xeleris |  | 713776XWS2 | SW - Nuc Med |  |  |  |  | 013-36673 | 013-36673 | Southwest | Memorial Hermann Southwest Hospital | SW - Nuc Med | Nuc Medroom 3 |  |  |  | No pm sticker | Xeleris work station
NO | YES | Serial Number CZC7238WSP |  |  | 005-33549 | 005-33549 | GE Healthcare | Xeleris |  | CZC7238WSP | Nuc med |  |  |  |  | 005-33549 | 005-33549 | Southeast | Memorial Hermann Southeast Hospital | Nuc med | Rm 2 |  |  |  | 713448XELRM2
NO | NO |  |  |  | R-069-VENTRIWS2 |  | GE Healthcare | XELERIS |  | CZC85406KZY | TMC - HVI - CARDIOLOGY (3HVI) | MHHS-TMC |  | Software, Information System, Data Management |  | R-069-VENTRIWS2 |  | TMC |  | TMC - HVI - CARDIOLOGY (3HVI) | [5 empty] | COMPUTERS |  | MISCELLANEOUS-GE-Xeleris | MISCELLANEOUS | Xeleris |  |  |  | GE | Software, Information System, Data Management |  | MISCELLANEOUS-GE-Xeleris |  |  |  |  | Covered PM Repair - Biomedical | MHHS-TMC
NO | YES | Serial Number DF2401800239WK |  |  | 009-09683 |  | GE Healthcare | XR240AMX |  | DF2401800239WK | GH - RADIOLOGY | MHHS-Greater Heights |  |  |  | 009-09683 |  | Central & Greater Heights |  | GH - RADIOLOGY |  | 8/7/19 |  |  |  | RADIOGRAPHIC UNITS, MOBILE |  | .needs class | [5 empty] | GE | [7 empty] | Not Covered Vendor Only - Biomedical | MHHS-Greater Heights
NO | YES |  |  |  | 041-32248 |  | GE Healthcare | XR240AMX |  | SB2201600159WK | MEMORIAL CITY - RADIOLOGY - INPATIENT | MHHS-Mem City |  |  |  | 041-32248 |  | West & Memorial City |  | MEMORIAL CITY - RADIOLOGY - INPATIENT |  | 1/15/19 |  |  |  | RADIOGRAPHIC UNITS, MOBILE |  | .needs class | [5 empty] | GE | [7 empty] | Covered PM Repair - Biomedical | MHHS-Mem City
NO | YES |  |  |  | 142-06934 | 142-06934 | GE Healthcare | XR240AMX |  | HDUKX1800139WK | NE-Radiology | MHHS-Northeast |  |  |  | 142-06934 | 142-06934 | Katy | MHHS-Northeast | NE-Radiology | Rad | 1/1/19 |  |  | Tag missing was retagged 281540OPT2401 | RADIOGRAPHIC UNITS, MOBILE |  | .needs class | [5 empty] | GE | [7 empty] | Covered PM Repair - Biomedical | MHHS-Northeast
NO | YES |  |  |  | R-005-PD2 |  | GE Healthcare | XR240AMX |  | hdukx1800137wk | SE - RADIOLOGY | MHHS-Southeast |  |  |  | R-005-PD2 |  | Southeast & Bay Area |  | SE - RADIOLOGY |  | 10/3/19 |  |  |  | RADIOGRAPHIC UNITS, MOBILE |  | .needs class | [5 empty] | GE |  |  |  |  | 11/1/16 |  |  | Not Covered Vendor Only - Biomedical | MHHS-Southeast
NO | YES |  |  |  | 013-36675 |  | GE Healthcare | XR240AMX |  | HDUKX1800132WK | SW - RADIOLOGY | MHHS-Southwest |  |  |  | 013-36675 |  | Southwest |  | SW - RADIOLOGY | [5 empty] | RADIOGRAPHIC UNITS, MOBILE |  | .needs class | [5 empty] | GE | [7 empty] | Covered PM Repair - Biomedical | MHHS-Southwest
NO | YES |  |  |  | 013-36676 |  | GE Healthcare | XR240AMX |  | HDUKX1800145WK | SW - RADIOLOGY | MHHS-Southwest |  |  |  | 013-36676 |  | Southwest |  | SW - RADIOLOGY |  | 12/24/19 |  |  |  | RADIOGRAPHIC UNITS, MOBILE |  | .needs class | [5 empty] | GE | [7 empty] | Covered PM Repair - Biomedical | MHHS-Southwest
NO | YES |  |  |  | 013-38796 |  | GE Healthcare | XR240AMX |  | DF2401800297WK | SW - RADIOLOGY | MHHS-Southwest |  |  |  | 013-38796 |  | Southwest |  | SW - RADIOLOGY |  | 10/4/19 |  |  |  | RADIOGRAPHIC UNITS, MOBILE |  | .needs class | [5 empty] | GE | [7 empty] | Covered PM Repair - Biomedical | MHHS-Southwest
NO | YES |  |  |  | 013-12268 | 013-12268 | GE Healthcare | XRD LIGHTNING |  | 72353WG6 | SW-Radiology | MHHS-Southwest |  |  |  | 013-12268 | 013-12268 | Southwest | MHHS-Southwest | SW-Radiology | Rad Rm 4 |  |  |  |  | RADIOGRAPHIC SYSTEMS, DIGITAL |  | .needs class | [5 empty] | GE |  |  |  |  | 4/1/17 |  |  | Covered PM Repair - Biomedical | MHHS-Southwest
YES | YES | [5 empty] | GE Healthcareflashpad hd 3543 |  |  |  | Radiology | [6 empty] | West | Memorial Hermann Memorial City Medical Center | Radiology | Imaging |  |  |  | Sys id. MHMCOPTFP3
NO | YES |  |  |  | 041-00846 | 041-00846 | GE HUALUN MEDICAL SYSTEMS CO. Ltd. |  |  | HCCC00174 | Memorial City-Postpartum-Nursery |  |  |  |  | 041-00846 | 041-00846 | West | MHHS-Mem City | Memorial City-Postpartum-Nursery |  |  |  | 4/1/20
YES | YES |  |  |  | 013-00130 | 013-00130 | Ge Marquette Medical systems | Rac 4a |  | L9SY4139G | SW - LABOR |  |  |  |  | 013-00130 | 013-00130 | Southwest | Memorial Hermann Southwest Hospital | SW - LABOR | Delivery2
YES | YES |  |  |  | 013-00176 | 013-00176 | GE Marquette Medical Systems | SOlAR 9500 |  | J9MU0431G | SW - LABOR |  |  |  |  | 013-00176 | 013-00176 | Southwest | Memorial Hermann Southwest Hospital | SW - LABOR | Delivery2
YES | YES |  |  |  | 029-13092 | 029-13092 | GE Medical | Bite Hole Indicator |  |  | Surgery |  |  |  |  | 029-13092 | 029-13092 | Woodlands | Memorial Hermann Hospital Woodlands | Surgery | Biohazard room
YES | YES |  |  |  | 005-13178 | 005-13178 | GE Medical | CAM-14 |  | SK919460106PA | MEMORIAL CITY - NUCLEAR MEDICINE |  |  |  |  | 005-13178 | 005-13178 | West | Memorial Hermann - Memorial City | MEMORIAL CITY - NUCLEAR MEDICINE | East Tower Patient Assessment
YES | YES |  |  |  |  | 069-37006 | GE Medical | D19kt |  | DTM451K2283 | TMC - HVI - CVIMU (8HVI) | [5 empty] | 069-37006 | TMC | Memorial Hermann-Texas Medical Center | TMC - HVI - CVIMU (8HVI) | CVIMU (8HVI) | [6 empty] | MONITORVIDEO-GE-D19KT
YES | YES |  |  |  | 069-39117 | 069-39117 | GE Medical | D19kt |  | DTN131K0992 | TMC - HVI - CVICU (8HVI) |  |  |  |  | 069-39117 | 069-39117 | TMC | Memorial Hermann-Texas Medical Center | TMC - HVI - CVICU (8HVI) | CVIMU (8HVI) | [6 empty] | MONITORVIDEO-GE-D19KT
YES | YES |  |  |  | 074-03276 | 074-03276 | GE Medical | Dash 4000 |  | 13260357SA | TMC - PACU - HVI (7HVI) |  |  |  |  | 074-03276 | 074-03276 | TMC | Memorial Hermann-Texas Medical Center | TMC - PACU - HVI (7HVI) | PACU - HVI (7HVI) | 7/1/19 |  | 7/1/20 |  |  |  | MONITORCARDIACFIXED-GE-Dash 4000
YES | YES |  |  |  | 074-04895 | 074-04895 | GE Medical | E-pp-00 |  |  | TMC - HVI - CVICU (8HVI) |  |  |  |  | 074-04895 | 074-04895 | TMC | Memorial Hermann-Texas Medical Center | TMC - HVI - CVICU (8HVI) | CVICU (8HVI)
YES | YES |  |  |  | 099-14286 | 099-14286 | GE Medical | Lightspeed 16 |  |  | TMC-Outpatient-Imaging |  |  |  |  | 099-14286 | 099-14286 | TMC | Memorial Hermann-Texas Medical Center Outpatient | TMC-Outpatient-Imaging | Outpatient MH Imaging Center - CT | 3/1/20 |  | 3/1/20 |  |  |  | SCANCOMPUTTOMOGRAPHY-GE-LightSpeed 16
YES | YES |  |  |  | 241-01640 | 241-01640 | GE Medical | Lightspeed Pro 16 |  | 713622HLS3 | TIRR - SPEECH DEPARTMENT |  |  |  |  | 241-01640 | 241-01640 | TMC | TMC-TIRR-Radiology | TIRR - SPEECH DEPARTMENT | CT Room |  |  |  | 713622HLS3 |  |  | SCANCOMPUTTOMOGRAPHY-GE-LightSpeed 16
YES | YES |  |  |  | 041-08966 | 041-08966 | GE Medical | Lightspeed Pro 16 |  | 713242MCT4 | MH West Memorial City Imaging Center |  |  |  |  | 041-08966 | 041-08966 | West | Memorial Hermann Imaging Center - Memorial City (#200) | MH West Memorial City Imaging Center | CT Room | [6 empty] | SCANCOMPUTTOMOGRAPHY-GE-LightSpeed 16
YES | YES |  |  |  | 099-14282 | 099-14282 | GE Medical | Lightspeed Ultra |  | 713704HLS1 | TMC-Radiology-Nuc Med |  |  |  |  | 099-14282 | 099-14282 | TMC | Memorial Hermann-Texas Medical Center | TMC-Radiology-Nuc Med | Radiology Jones GE CT | 3/1/20 |  | 3/1/20
NO | YES |  |  |  | VVC122 |  | GE MEDICAL | MAC 5500 |  | SCD06496064PA | Rental | MHHS-Katy Rehab |  |  |  | VVC122 |  | Katy |  | Rental | [7 empty] | .needs class |  | MAC 5500 ECG ANALYSIS SYSTEM | [9 empty] | Verified as Rental |  |  | MHHS-Katy Rehab
YES | YES |  |  |  | 069-42203 | 069-42203 | Ge medical | Molvl150-05 |  | 15T11183651VA | TMC - OR - PEDI OR (2R) |  |  |  |  | 069-42203 | 069-42203 | TMC | Memorial Hermann-Texas Medical Center | TMC - OR - PEDI OR (2R) | PEDI OR (2R)
YES | YES |  |  |  | 241-05147 | 241-05147 | GE Medical | Optima Rad Room |  | MHTIRR646 | TMC-TIRR-Radiology |  |  |  |  | 241-05147 | 241-05147 | TMC | Memorial Hermann Imaging Center - TIRR | TMC-TIRR-Radiology | X-Ray Room 2
YES | YES |  |  |  | 241-03254 | 241-03254 | GE Medical | Optima Rad Room |  | MHTIRR656R1 | TMC-TIRR-Radiology |  |  |  |  | 241-03254 | 241-03254 | TMC | Memorial Hermann Imaging Center - TIRR | TMC-TIRR-Radiology | X-Ray Room 1 |  |  |  | No PM STICKER
YES | YES |  |  |  | 074-00299 | 074-00299 | GE Medical | Use1913a |  | DTH520T2423 | TMC - CATH LAB - HOLDING (2HVI) |  |  |  |  | 074-00299 | 074-00299 | TMC | Memorial Hermann-Texas Medical Center | TMC - CATH LAB - HOLDING (2HVI) | HOLDING (2HVI)
YES | YES |  |  |  | 583-01544 | 583-01544 | GE Medical System | Flash pad HD 3543 |  |  | Radiology |  |  |  |  | 583-01544 | 583-01544 | Central | Memorial Hermann Greater Heights Hospital | Radiology | Radiology Docking area |  |  |  | No pm sticker
YES | YES |  |  |  | 099-03342 | 099-03342 | GE Medical System | Flash pad HD 3543 |  |  | Radiology |  |  |  |  | 099-03342 | 099-03342 | Central | Memorial Hermann Greater Heights Hospital | Radiology | Radiology Docking area |  |  |  | No pm sticker
NO | YES | Serial Number DF2401800239WK |  |  | 583-01545 | 583-01545 | GE medical system | optima XR 240amx |  | DF2401800239WK | Radiology |  |  |  |  | 583-01545 | 583-01545 | Central | Memorial Hermann Greater Heights Hospital | Radiology | Radiology Docking area
YES | YES |  |  |  | 583-01546 | 583-01546 | GE medical system | optima XR 240amx |  | SB2201600148WK | Radiology |  |  |  |  | 583-01546 | 583-01546 | Central | Memorial Hermann Greater Heights Hospital | Radiology | Radiology Docking area
NO | YES |  |  |  | 013-17458 | 013-17458 | GE Medical System | USE1901A |  | DTI470D1384 | SW-Labor |  |  |  |  | 013-17458 | 013-17458 | Southwest | MHHS-Southwest | SW-Labor | OR1 |  |  |  | No pm
NO | YES |  |  |  | 129-04347 | 129-04347 | GE Medical Systems | 00190F03B29E |  | 00190F033F81 | Sugar Land-Cath Lab | MHHS-Sugarland |  |  |  | 129-04347 | 129-04347 | Sugar Land | MHHS-Sugarland | Sugar Land-Cath Lab | CATH LAB | 12/1/19 |  | 6/1/20 |  | MONITORING SYSTEMS, PHYSIOLOGIC, CARDIAC ELECTROPH |  | .Needs Class |  |  |  |  | .Needs Class | GE | [7 empty] | Covered PM Repair - Biomedical | MHHS-Sugarland
NO | YES |  |  |  | 129-04348 | 129-04348 | GE Medical Systems | 00190F03B29E |  | 00190F02721C | Sugar Land-Cath Lab | MHHS-Sugarland |  |  |  | 129-04348 | 129-04348 | Sugar Land | MHHS-Sugarland | Sugar Land-Cath Lab | Room 2 | 12/1/19 |  | 12/1/20 |  | MONITORING SYSTEMS, PHYSIOLOGIC, CARDIAC ELECTROPH |  | .Needs Class |  |  |  |  | .Needs Class | GE |  |  |  |  | 7/8/17 |  |  | Covered PM Repair - Biomedical | MHHS-Sugarland
NO | YES |  |  |  | 129-04349 | 129-04349 | GE Medical Systems | 00190F03B29E |  | 00190F033FA1 | Sugar Land-Cath Lab | MHHS-Sugarland |  |  |  | 129-04349 | 129-04349 | Sugar Land | MHHS-Sugarland | Sugar Land-Cath Lab |  | 12/1/19 |  |  |  | MONITORING SYSTEMS, PHYSIOLOGIC, CARDIAC ELECTROPH |  | .Needs Class |  |  |  |  | .Needs Class | GE |  |  |  |  | 4/10/14 |  |  | Covered PM Repair - Biomedical | MHHS-Sugarland
NO | YES |  |  |  | 129-04350 | 129-04350 | GE Medical Systems | 00190F03B29E |  | 00190F0272EC | Sugar Land-Cath Lab | MHHS-Sugarland |  |  |  | 129-04350 | 129-04350 | Sugar Land | MHHS-Sugarland | Sugar Land-Cath Lab | Room 4 | 12/1/19 | 6/1/20 |  |  | MONITORING SYSTEMS, PHYSIOLOGIC, CARDIAC ELECTROPH |  | .Needs Class |  |  |  |  | .Needs Class | GE |  |  |  |  | 4/10/14 |  |  | Covered PM Repair - Biomedical | MHHS-Sugarland
NO | YES |  |  |  | 129-04351 | 129-04351 | GE Medical Systems | 00190F03B29E |  | 00190F033FA6 | Sugar Land-Cath Lab | MHHS-Sugarland |  |  |  | 129-04351 | 129-04351 | Sugar Land | MHHS-Sugarland | Sugar Land-Cath Lab | Room 5 | 12/1/19 | 6/1/20 |  |  | MONITORING SYSTEMS, PHYSIOLOGIC, CARDIAC ELECTROPH |  | .Needs Class |  |  |  |  | .Needs Class | GE |  |  |  |  | 9/14/17 |  |  | Covered PM Repair - Radiology, High End | MHHS-Sugarland
NO | NO | [5 empty] | GE Medical Systems |  |  | 0128AAN | NE - LABOR & DELIVERY | MHHS-Northeast |  | Monitor, Cardiac, Fetal |  |  |  | Katy |  | NE - LABOR & DELIVERY | [5 empty] | MONITORS, BEDSIDE, FETAL |  | MONITORCARDIACFETAL-GE-120 | MONITORCARDIACFETAL |  |  |  |  | GE | Monitor, Cardiac, Fetal |  | MONITORCARDIACFETAL-GE-120 |  |  |  |  | Covered PM Repair - Biomedical | MHHS-Northeast
NO | YES |  |  |  | 133-09568 | 133-09568 | GE Medical Systems | 1502 RESUSCITATION MODULE |  | G21501676 | Katy-Postpartum-2W | MHHS-Katy |  |  |  | 133-09568 | 133-09568 | Katy | MHHS-Katy | Katy-Postpartum-2W | C-Section 1 | 7/1/19 | 7/1/20 |  |  | FLOWMETERS, GAS | Resuscitator | RESUSCITATOR-GE-Giraffe T-Piece 1502 |  |  |  |  | RESUSCITATOR-GE-Giraffe T-Piece 1502 | GE | [7 empty] | Covered PM Repair - Biomedical | MHHS-Katy | [8 empty] | RESUSCITATOR | Resuscitator | GE
NO | YES |  |  |  | 583-00553 | 583-00553 | GE Medical Systems | 1502 RESUSCITATION MODULE |  |  | KT CCC-(KY)-Emergency Room | MHHS-South Katy CCC |  |  |  | 583-00553 | 583-00553 | Katy | MHHS-Others | KT CCC-(KY)-Emergency Room | Clean equipment | 6/1/16 |  |  |  | FLOWMETERS, GAS | Resuscitator | RESUSCITATOR-GE-Giraffe T-Piece 1502 |  |  |  |  | RESUSCITATOR-GE-Giraffe T-Piece 1502 | GE | [7 empty] | Covered PM Repair - Biomedical | MHHS-South Katy CCC | [8 empty] | RESUSCITATOR | Resuscitator | GE
NO | YES | Asset Tag 005-08217 |  |  | 005-08217 | 005-08217 | GE Medical Systems | 1502 RESUSCITATION MODULE |  |  | (null) | MHHS-Southeast |  |  |  | 005-08217 | 005-08217 | (null) | MHHS-Southeast | (null) | (null) |  |  |  | (null) | FLOWMETERS, GAS |  | RESUSCITATOR-GE-Giraffe T-Piece 1502 |  |  |  |  | RESUSCITATOR-GE-Giraffe T-Piece 1502 | GE |  | (null) |  |  | 8/21/16 | (null) |  | Covered PM Repair - Biomedical | MHHS-Southeast
NO | YES |  |  |  | 005-33784 | 005-33784 | GE Medical Systems | 1502 RESUSCITATION MODULE |  |  | SE-Labor & Delivery | MHHS-Southeast |  |  |  | 005-33784 | 005-33784 | Southeast | MHHS-Southeast | SE-Labor & Delivery | Or 1 | 1/1/19 |  | 1/1/20 |  | FLOWMETERS, GAS |  | RESUSCITATOR-GE-Giraffe T-Piece 1502 |  |  |  |  | RESUSCITATOR-GE-Giraffe T-Piece 1502 | GE |  |  |  |  | 8/1/16 |  |  | Covered PM Repair - Biomedical | MHHS-Southeast
NO | NO |  |  |  | 133-09562 |  | GE Medical Systems | 1502 RESUSCITATION MODULE |  | G21501855 | KATY - POSTPARTUM - 2W | MHHS-Katy |  |  |  | 133-09562 |  | Katy |  | KATY - POSTPARTUM - 2W | [5 empty] | FLOWMETERS, GAS |  | RESUSCITATOR-GE-Giraffe T-Piece 1502 |  |  |  |  | RESUSCITATOR-GE-Giraffe T-Piece 1502 | GE | [7 empty] | Covered PM Repair - Biomedical | MHHS-Katy
NO | NO |  |  |  | 005-33807 |  | GE Medical Systems | 1502 RESUSCITATION MODULE |  |  | SE - LABOR & DELIVERY | MHHS-Southeast |  |  |  | 005-33807 |  | Southeast & Bay Area |  | SE - LABOR & DELIVERY | [5 empty] | FLOWMETERS, GAS |  | RESUSCITATOR-GE-Giraffe T-Piece 1502 |  |  |  |  | RESUSCITATOR-GE-Giraffe T-Piece 1502 | GE | [7 empty] | Covered PM Repair - Biomedical | MHHS-Southeast
NO | YES |  |  |  |  | 0009-03311 | GE Medical Systems |  |  | K3Y50780S | GH-Radiology | MHHS-Greater Heights |  | Wheelchair, Mechanical |  |  | 0009-03311 | Central | MHHS-Greater Heights | GH-Radiology | Nuclear Medicine |  |  |  |  | TREADMILLS | Wheelchair, Mechanical | WHEELCHAIRMECH-MEDLINE-2000 | WHEELCHAIRMECH |  |  |  |  | MEDLINE | Wheelchair, Mechanical |  |  | WHEELCHAIRMECH-MEDLINE-2000 |  |  |  | Covered PM Repair - Biomedical | MHHS-Greater Heights | [8 empty] | WHEELCHAIRMECH | Wheelchair, Mechanical | MEDLINE
NO | YES |  |  |  | 133-02456 | 133-02456 | GE Medical Systems |  |  | ABM04250576SA | Katy-Cardiology | MHHS-Katy |  | Wheelchair, Mechanical |  | 133-02456 | 133-02456 | Katy | MHHS-Katy | Katy-Cardiology | EEG Stress 2 | 5/1/19 | 5/1/20 |  |  | TREADMILLS | Wheelchair, Mechanical | WHEELCHAIRMECH-MEDLINE-2000 | WHEELCHAIRMECH |  |  |  |  | MEDLINE | Wheelchair, Mechanical |  |  | WHEELCHAIRMECH-MEDLINE-2000 |  |  |  | Covered PM Repair - Biomedical | MHHS-Katy | [8 empty] | WHEELCHAIRMECH | Wheelchair, Mechanical | MEDLINE
NO | YES | [5 empty] | GE Medical Systems |  |  | ABM04380963SA | SW - HVI - NONINVASIVE CARDIOLOGY | MHHS-Southwest |  | Wheelchair, Mechanical |  |  |  | Southwest | Memorial Hermann Southwest Hospital | SW - HVI - NONINVASIVE CARDIOLOGY | nuc Med Stress room |  |  |  |  | TREADMILLS |  | WHEELCHAIRMECH-MEDLINE-2000 | WHEELCHAIRMECH |  |  |  |  | MEDLINE | Wheelchair, Mechanical |  |  | WHEELCHAIRMECH-MEDLINE-2000 |  |  |  | Covered PM Repair - Biomedical | MHHS-Southwest
NO | YES |  |  |  | 009-10282 |  | GE Medical Systems | 2016793-003 |  | SA316420521SA | GH - RADIOLOGY | MHHS-Greater Heights |  | Module, Multi-Parameter |  | 009-10282 |  | Central & Greater Heights |  | GH - RADIOLOGY |  | 6/25/19 |  |  |  | MONITORS, PHYSIOLOGIC, VITAL SIGNS |  | MODULEMULTIPARAMETER-GE-2016793-003 | MODULEMULTIPARAMETER | 2016793-003 |  |  |  | GE | Module, Multi-Parameter |  | MODULEMULTIPARAMETER-GE-2016793-003 |  |  |  |  | Covered PM Repair - Biomedical | MHHS-Greater Heights
NO | YES |  |  |  | 041-17915 | 041-17915 | GE Medical Systems | 2016793-003 |  | SA313106273GA | MEMORIAL CITY - CENTRAL SUPPLY | MHHS-Mem City |  | Module, Multi-Parameter |  | 041-17915 | 041-17915 | West | Memorial city hear and vascular - memorial city | MEMORIAL CITY - CENTRAL SUPPLY | Cath lab 2 |  |  |  |  | MONITORS, PHYSIOLOGIC, VITAL SIGNS |  | MODULEMULTIPARAMETER-GE-2016793-003 | MODULEMULTIPARAMETER | 2016793-003 |  |  |  | GE | Module, Multi-Parameter |  | MODULEMULTIPARAMETER-GE-2016793-003 |  |  |  |  | Covered PM Repair - Biomedical | MHHS-Mem City
NO | YES |  |  |  | 041-17927 | 041-17927 | GE Medical Systems | 2016793-003 |  | SA313229623GA | MEMORIAL CITY - CATH LAB | MHHS-Mem City |  | Module, Multi-Parameter |  | 041-17927 | 041-17927 | West | Memorial herman heart and vascular - memorial city | MEMORIAL CITY - CATH LAB | Cath lab 5 |  |  |  |  | MONITORS, PHYSIOLOGIC, VITAL SIGNS |  | MODULEMULTIPARAMETER-GE-2016793-003 | MODULEMULTIPARAMETER | 2016793-003 |  |  |  | GE | Module, Multi-Parameter |  | MODULEMULTIPARAMETER-GE-2016793-003 |  |  |  |  | Covered PM Repair - Biomedical | MHHS-Mem City
NO | YES |  |  |  | 041-17936 | 041-17936 | GE Medical Systems | 2016793-003 |  | SA313127703GA | MEMORIAL CITY - CATH LAB | MHHS-Mem City |  | Module, Multi-Parameter |  | 041-17936 | 041-17936 | West | Memorial Hermann - Memorial City | MEMORIAL CITY - CATH LAB | Cath Lab 1 |  |  |  |  | MONITORS, PHYSIOLOGIC, VITAL SIGNS |  | MODULEMULTIPARAMETER-GE-2016793-003 | MODULEMULTIPARAMETER | 2016793-003 |  |  |  | GE | Module, Multi-Parameter |  | MODULEMULTIPARAMETER-GE-2016793-003 |  |  |  |  | Covered PM Repair - Biomedical | MHHS-Mem City
NO | YES |  |  |  | 041-17946 | 041-17946 | GE Medical Systems | 2016793-003 |  | SA13106254GA | MEMORIAL CITY - CATH LAB | MHHS-Mem City |  | Module, Multi-Parameter |  | 041-17946 | 041-17946 | West | Memorial Hermann Heart | MEMORIAL CITY - CATH LAB | Cath Lab 3 |  |  |  |  | MONITORS, PHYSIOLOGIC, VITAL SIGNS |  | MODULEMULTIPARAMETER-GE-2016793-003 | MODULEMULTIPARAMETER | 2016793-003 |  |  |  | GE | Module, Multi-Parameter |  | MODULEMULTIPARAMETER-GE-2016793-003 |  |  |  |  | Covered PM Repair - Biomedical | MHHS-Mem City
NO | YES |  |  |  | 041-17956 | 041-17956 | GE Medical Systems | 2016793-003 |  | SA313105766GA | MEMORIAL CITY - CATH LAB | MHHS-Mem City |  | Module, Multi-Parameter |  | 041-17956 | 041-17956 | West | Memorial herman heart and vascular - memorial city | MEMORIAL CITY - CATH LAB | Ct room 1 |  |  |  |  | MONITORS, PHYSIOLOGIC, VITAL SIGNS |  | MODULEMULTIPARAMETER-GE-2016793-003 | MODULEMULTIPARAMETER | 2016793-003 |  |  |  | GE | Module, Multi-Parameter |  | MODULEMULTIPARAMETER-GE-2016793-003 |  |  |  |  | Covered PM Repair - Biomedical | MHHS-Mem City
NO | YES |  |  |  | 041-18621 | 041-18621 | GE Medical Systems | 2016793-003 |  | SA314190973GA | Cath Lab | MHHS-Mem City |  | Module, Multi-Parameter |  | 041-18621 | 041-18621 | West | Memorial Hermann - Memorial City | Cath Lab | Room E9-2151 |  |  |  |  | MONITORS, PHYSIOLOGIC, VITAL SIGNS |  | MODULEMULTIPARAMETER-GE-2016793-003 | MODULEMULTIPARAMETER | 2016793-003 |  |  |  | GE | Module, Multi-Parameter |  | MODULEMULTIPARAMETER-GE-2016793-003 |  |  |  |  | Covered PM Repair - Biomedical | MHHS-Mem City
NO | YES |  |  |  | 029-08986 | 029-08986 | GE Medical Systems | 2016793-003 |  | SA313377939GA | Woodlands-ER | MHHS-Woodlands |  | Module, Multi-Parameter |  | 029-08986 | 029-08986 | Woodlands | MHHS-Woodlands | Woodlands-ER | Room 9 | 2/1/19 |  | 2/1/20 |  | MONITORS, PHYSIOLOGIC, VITAL SIGNS | Module, Multi-Parameter | MODULEMULTIPARAMETER-GE-2016793-003 | MODULEMULTIPARAMETER | 2016793-003 |  |  |  | GE | Module, Multi-Parameter |  | MODULEMULTIPARAMETER-GE-2016793-003 |  |  |  | MMP-A | Covered PM Repair - Biomedical | MHHS-Woodlands | [8 empty] | MODULEMULTIPARAMETER | Module, Multi-Parameter | GE
NO | YES |  |  |  | 029-08987 | 029-08987 | GE Medical Systems | 2016793-003 |  | SA313377878GA | ICU 4 | MHHS-Woodlands |  | Module, Multi-Parameter |  | 029-08987 | 029-08987 | Woodlands | Memorial Hermann The Woodlands Medical Center | ICU 4 | ICU 4 | 5/1/19 |  | 5/1/20 |  | MONITORS, PHYSIOLOGIC, VITAL SIGNS | Module, Multi-Parameter | MODULEMULTIPARAMETER-GE-2016793-003 | MODULEMULTIPARAMETER | 2016793-003 |  |  |  | GE | Module, Multi-Parameter |  | MODULEMULTIPARAMETER-GE-2016793-003 |  |  |  | MMP-A | Covered PM Repair - Biomedical | MHHS-Woodlands | [8 empty] | MODULEMULTIPARAMETER | Module, Multi-Parameter | GE
NO | YES |  |  |  | 029-08988 | 029-08988 | GE Medical Systems | 2016793-003 |  | SA313377866GA | Woodlands-Neurology | MHHS-Woodlands |  | Module, Multi-Parameter |  | 029-08988 | 029-08988 | Woodland memorial hospital | MHHS-Woodlands | Woodlands-Neurology | E443 | 7/1/19 |  | 7/1/20 |  | MONITORS, PHYSIOLOGIC, VITAL SIGNS | Module, Multi-Parameter | MODULEMULTIPARAMETER-GE-2016793-003 | MODULEMULTIPARAMETER | 2016793-003 |  |  |  | GE | Module, Multi-Parameter |  | MODULEMULTIPARAMETER-GE-2016793-003 |  |  |  | MMP-A | Covered PM Repair - Biomedical | MHHS-Woodlands | [8 empty] | MODULEMULTIPARAMETER | Module, Multi-Parameter | GE
NO | YES |  |  |  | 029-08989 | 029-08989 | GE Medical Systems | 2016793-003 |  | SA313377927GA | Woodlands-Anesthesia | MHHS-Woodlands |  | Module, Multi-Parameter |  | 029-08989 | 029-08989 | Woodlands | MHHS-Woodlands | Woodlands-Anesthesia | Room 226 | 12/1/19 |  | 12/1/20 |  | MONITORS, PHYSIOLOGIC, VITAL SIGNS | Module, Multi-Parameter | MODULEMULTIPARAMETER-GE-2016793-003 | MODULEMULTIPARAMETER | 2016793-003 |  |  |  | GE | Module, Multi-Parameter |  | MODULEMULTIPARAMETER-GE-2016793-003 |  |  |  | MMP-A | Covered PM Repair - Biomedical | MHHS-Woodlands | [8 empty] | MODULEMULTIPARAMETER | Module, Multi-Parameter | GE
NO | YES |  |  |  | 029-08990 | 029-08990 | GE Medical Systems | 2016793-003 |  | SA313377979GA | Woodlands-Anesthesia | MHHS-Woodlands |  | Module, Multi-Parameter |  | 029-08990 | 029-08990 | Woodlands | MHHS-Woodlands | Woodlands-Anesthesia | OR7 | 10/1/19 |  | 10/1/20 |  | MONITORS, PHYSIOLOGIC, VITAL SIGNS | Module, Multi-Parameter | MODULEMULTIPARAMETER-GE-2016793-003 | MODULEMULTIPARAMETER | 2016793-003 |  |  |  | GE | Module, Multi-Parameter |  | MODULEMULTIPARAMETER-GE-2016793-003 |  |  |  | MMP-A | Covered PM Repair - Biomedical | MHHS-Woodlands | [8 empty] | MODULEMULTIPARAMETER | Module, Multi-Parameter | GE
NO | YES |  |  |  | 029-08991 | 029-08991 | GE Medical Systems | 2016793-003 |  | SA313377931GA | Woodlands-Anesthesia | MHHS-Woodlands |  | Module, Multi-Parameter |  | 029-08991 | 029-08991 | Woodlands | MHHS-Woodlands | Woodlands-Anesthesia | OR | 12/1/18 |  | 2/1/21 |  | MONITORS, PHYSIOLOGIC, VITAL SIGNS | Module, Multi-Parameter | MODULEMULTIPARAMETER-GE-2016793-003 | MODULEMULTIPARAMETER | 2016793-003 |  |  |  | GE | Module, Multi-Parameter |  | MODULEMULTIPARAMETER-GE-2016793-003 |  |  |  | MMP-A | Covered PM Repair - Biomedical | MHHS-Woodlands | [8 empty] | MODULEMULTIPARAMETER | Module, Multi-Parameter | GE
NO | YES |  |  |  | 029-08993 | 029-08993 | GE Medical Systems | 2016793-003 |  | SA313377923GA | Woodlands-Anesthesia | MHHS-Woodlands |  | Module, Multi-Parameter |  | 029-08993 | 029-08993 | Woodlands | MHHS-Woodlands | Woodlands-Anesthesia | OR 17 | 12/1/18 |  | 12/1/19 |  | MONITORS, PHYSIOLOGIC, VITAL SIGNS | Module, Multi-Parameter | MODULEMULTIPARAMETER-GE-2016793-003 | MODULEMULTIPARAMETER | 2016793-003 |  |  |  | GE | Module, Multi-Parameter |  | MODULEMULTIPARAMETER-GE-2016793-003 |  |  |  | MMP-A | Covered PM Repair - Biomedical | MHHS-Woodlands | [8 empty] | MODULEMULTIPARAMETER | Module, Multi-Parameter | GE
NO | YES |  |  |  |  | 029-07693 | GE Medical Systems | 2016793-003 |  | SA310039540GA | Woodlands-Anesthesia | MHHS-Woodlands |  | Module, Multi-Parameter |  |  | 029-07693 | Woodlands | MHHS-Woodlands | Woodlands-Anesthesia | Room 1 | 12/1/18 |  | 12/1/19 |  | MONITORS, PHYSIOLOGIC, VITAL SIGNS | Module, Multi-Parameter | MODULEMULTIPARAMETER-GE-2016793-003 | MODULEMULTIPARAMETER | 2016793-003 |  |  |  | GE | Module, Multi-Parameter |  | MODULEMULTIPARAMETER-GE-2016793-003 |  |  |  | MMP-A | Covered PM Repair - Biomedical | MHHS-Woodlands | [8 empty] | MODULEMULTIPARAMETER | Module, Multi-Parameter | GE
NO | YES |  |  |  |  | 029-07939 u | GE Medical Systems | 2016793-003 |  | SA311039547GA | Woodlands-Anesthesia | MHHS-Woodlands |  | Module, Multi-Parameter |  |  | 029-07939 u | Woodlands | MHHS-Woodlands | Woodlands-Anesthesia | OR 5 | 10/1/19 |  | 10/1/20 |  | MONITORS, PHYSIOLOGIC, VITAL SIGNS | Module, Multi-Parameter | MODULEMULTIPARAMETER-GE-2016793-003 | MODULEMULTIPARAMETER | 2016793-003 |  |  |  | GE | Module, Multi-Parameter |  | MODULEMULTIPARAMETER-GE-2016793-003 |  | 8/1/12 |  | MMP-A | Covered PM Repair - Biomedical | MHHS-Woodlands | [8 empty] | MODULEMULTIPARAMETER | Module, Multi-Parameter | GE
NO | YES |  |  |  | 029-12530 | 029-12530 | GE Medical Systems | 2016793-003 |  | SPX19160288SA | Woodlands-Neurology | MHHS-Woodlands |  | Module, Multi-Parameter |  | 029-12530 | 029-12530 | Woodlands | MHHS-Woodlands | Woodlands-Neurology |  | 6/1/19 |  | 6/1/20 |  | MONITORS, PHYSIOLOGIC, VITAL SIGNS | Module, Multi-Parameter | MODULEMULTIPARAMETER-GE-2016793-003 | MODULEMULTIPARAMETER | 2016793-003 |  |  |  | GE | Module, Multi-Parameter |  | MODULEMULTIPARAMETER-GE-2016793-003 |  |  |  | MMP-A | Covered PM Repair - Biomedical | MHHS-Woodlands | [8 empty] | MODULEMULTIPARAMETER | Module, Multi-Parameter | GE
NO | YES |  |  |  | 029-12533 | 029-12533 | GE Medical Systems | 2016793-003 |  | SPX19160297SA | Woodlands-Neurology | MHHS-Woodlands |  | Module, Multi-Parameter |  | 029-12533 | 029-12533 | Woodland memorial hospital | MHHS-Woodlands | Woodlands-Neurology | E442 | 6/1/19 |  | 6/1/20 |  | MONITORS, PHYSIOLOGIC, VITAL SIGNS | Module, Multi-Parameter | MODULEMULTIPARAMETER-GE-2016793-003 | MODULEMULTIPARAMETER | 2016793-003 |  |  |  | GE | Module, Multi-Parameter |  | MODULEMULTIPARAMETER-GE-2016793-003 |  |  |  | MMP-A | Covered PM Repair - Biomedical | MHHS-Woodlands | [8 empty] | MODULEMULTIPARAMETER | Module, Multi-Parameter | GE
NO | YES |  |  |  | 029-12536 | 029-12536 | GE Medical Systems | 2016793-003 |  | SPX19160316SA | Woodlands-Neurology | MHHS-Woodlands |  | Module, Multi-Parameter |  | 029-12536 | 029-12536 | Woodlands | MHHS-Woodlands | Woodlands-Neurology | Neuroscience 436 | 6/1/19 |  |  |  | MONITORS, PHYSIOLOGIC, VITAL SIGNS | Module, Multi-Parameter | MODULEMULTIPARAMETER-GE-2016793-003 | MODULEMULTIPARAMETER | 2016793-003 |  |  |  | GE | Module, Multi-Parameter |  | MODULEMULTIPARAMETER-GE-2016793-003 |  |  |  | MMP-A | Covered PM Repair - Biomedical | MHHS-Woodlands | [8 empty] | MODULEMULTIPARAMETER | Module, Multi-Parameter | GE
NO | YES |  |  |  | 029-12539 | 029-12539 | GE Medical Systems | 2016793-003 |  | SPX19160257SA | Woodlands-Neurology | MHHS-Woodlands |  | Module, Multi-Parameter |  | 029-12539 | 029-12539 | Woodlands | MHHS-Woodlands | Woodlands-Neurology | Room 232 | 10/1/19 |  | 10/1/20 |  | MONITORS, PHYSIOLOGIC, VITAL SIGNS | Module, Multi-Parameter | MODULEMULTIPARAMETER-GE-2016793-003 | MODULEMULTIPARAMETER | 2016793-003 |  |  |  | GE | Module, Multi-Parameter |  | MODULEMULTIPARAMETER-GE-2016793-003 |  | 8/31/16 |  | MMP-A | Covered PM Repair - Biomedical | MHHS-Woodlands | [8 empty] | MODULEMULTIPARAMETER | Module, Multi-Parameter | GE
NO | YES |  |  |  | 029-12548 | 029-12548 | GE Medical Systems | 2016793-003 |  | SPX19160255SA | Woodlands-ICU | MHHS-Woodlands |  | Module, Multi-Parameter |  | 029-12548 | 029-12548 | Woodlands | MHHS-Woodlands | Woodlands-ICU | ICU | 6/1/19 |  | 6/1/20 |  | MONITORS, PHYSIOLOGIC, VITAL SIGNS | Module, Multi-Parameter | MODULEMULTIPARAMETER-GE-2016793-003 | MODULEMULTIPARAMETER | 2016793-003 |  |  |  | GE | Module, Multi-Parameter |  | MODULEMULTIPARAMETER-GE-2016793-003 |  | 8/25/16 |  | MMP-A | Covered PM Repair - Biomedical | MHHS-Woodlands | [8 empty] | MODULEMULTIPARAMETER | Module, Multi-Parameter | GE
NO | YES |  |  |  | 029-12551 | 029-12551 | GE Medical Systems | 2016793-003 |  | SPX19160330SA | Woodlands-Neurology | MHHS-Woodlands |  | Module, Multi-Parameter |  | 029-12551 | 029-12551 | Woodland memorial hospital | MHHS-Woodlands | Woodlands-Neurology | E434 | 6/1/19 |  | 6/1/20 |  | MONITORS, PHYSIOLOGIC, VITAL SIGNS | Module, Multi-Parameter | MODULEMULTIPARAMETER-GE-2016793-003 | MODULEMULTIPARAMETER | 2016793-003 |  |  |  | GE | Module, Multi-Parameter |  | MODULEMULTIPARAMETER-GE-2016793-003 |  | 11/18/16 |  | MMP-A | Covered PM Repair - Biomedical | MHHS-Woodlands | [8 empty] | MODULEMULTIPARAMETER | Module, Multi-Parameter | GE
NO | YES |  |  |  | 029-32443 | 029-32443 | GE Medical Systems | 2016793-003 |  | SPX19160340SA | Woodlands-PCU6 | MHHS-Woodlands |  | Module, Multi-Parameter |  | 029-32443 | 029-32443 | Woodlands | MHHS-Woodlands | Woodlands-PCU6 | PCU6 | 6/1/19 |  | 6/1/20 |  | MONITORS, PHYSIOLOGIC, VITAL SIGNS | Module, Multi-Parameter | MODULEMULTIPARAMETER-GE-2016793-003 | MODULEMULTIPARAMETER | 2016793-003 |  |  |  | GE | Module, Multi-Parameter |  | MODULEMULTIPARAMETER-GE-2016793-003 |  | 11/18/16 |  | MMP-A | Covered PM Repair - Biomedical | MHHS-Woodlands | [8 empty] | MODULEMULTIPARAMETER | Module, Multi-Parameter | GE
NO | YES |  |  |  | 029-12670 | 029-12670 | GE Medical Systems | 2016793-003 |  | SPX19120084SA | Woodlands-NICU | MHHS-Woodlands |  | Module, Multi-Parameter |  | 029-12670 | 029-12670 | Woodlands | MHHS-Woodlands | Woodlands-NICU | NICU 27 | 3/1/19 |  | 3/1/20 |  | MONITORS, PHYSIOLOGIC, VITAL SIGNS | Module, Multi-Parameter | MODULEMULTIPARAMETER-GE-2016793-003 | MODULEMULTIPARAMETER | 2016793-003 |  |  |  | GE | Module, Multi-Parameter |  | MODULEMULTIPARAMETER-GE-2016793-003 |  |  |  | MMP-A | Covered PM Repair - Biomedical | MHHS-Woodlands | [8 empty] | MODULEMULTIPARAMETER | Module, Multi-Parameter | GE
NO | YES |  |  |  | 029-12689 | 029-12689 | GE Medical Systems | 2016793-003 |  | SPX19120090SA | Woodlands-NICU (New) | MHHS-Woodlands |  | Module, Multi-Parameter |  | 029-12689 | 029-12689 | Woodlands | MHHS-Woodlands | Woodlands-NICU (New) | NICU | 8/1/19 |  | 8/1/20 |  | MONITORS, PHYSIOLOGIC, VITAL SIGNS | Module, Multi-Parameter | MODULEMULTIPARAMETER-GE-2016793-003 | MODULEMULTIPARAMETER | 2016793-003 |  |  |  | GE | Module, Multi-Parameter |  | MODULEMULTIPARAMETER-GE-2016793-003 |  |  |  | MMP-A | Covered PM Repair - Biomedical | MHHS-Woodlands | [8 empty] | MODULEMULTIPARAMETER | Module, Multi-Parameter | GE
NO | YES |  |  |  | 029-12693 | 029-12693 | GE Medical Systems | 2016793-003 |  | SPX19120008SA | Woodlands-NICU (New) | MHHS-Woodlands |  | Module, Multi-Parameter |  | 029-12693 | 029-12693 | Woodlands | MHHS-Woodlands | Woodlands-NICU (New) | NICU | 8/1/19 |  | 8/1/20 |  | MONITORS, PHYSIOLOGIC, VITAL SIGNS | Module, Multi-Parameter | MODULEMULTIPARAMETER-GE-2016793-003 | MODULEMULTIPARAMETER | 2016793-003 |  |  |  | GE | Module, Multi-Parameter |  | MODULEMULTIPARAMETER-GE-2016793-003 |  |  |  | MMP-A | Covered PM Repair - Biomedical | MHHS-Woodlands | [8 empty] | MODULEMULTIPARAMETER | Module, Multi-Parameter | GE
NO | YES |  |  |  | 029-12694 | 029-12694 | GE Medical Systems | 2016793-003 |  | SPX19120034SA | Woodlands-NICU (New) | MHHS-Woodlands |  | Module, Multi-Parameter |  | 029-12694 | 029-12694 | Woodlands | MHHS-Woodlands | Woodlands-NICU (New) | Nursery level 2 | 4/1/19 |  | 4/1/20 |  | MONITORS, PHYSIOLOGIC, VITAL SIGNS | Module, Multi-Parameter | MODULEMULTIPARAMETER-GE-2016793-003 | MODULEMULTIPARAMETER | 2016793-003 |  |  |  | GE | Module, Multi-Parameter |  | MODULEMULTIPARAMETER-GE-2016793-003 |  |  |  | MMP-A | Covered PM Repair - Biomedical | MHHS-Woodlands | [8 empty] | MODULEMULTIPARAMETER | Module, Multi-Parameter | GE
NO | YES |  |  |  | 029-12699 | 029-12699 | GE Medical Systems | 2016793-003 |  | SPX19120356SA | Woodlands-NICU (New) | MHHS-Woodlands |  | Module, Multi-Parameter |  | 029-12699 | 029-12699 | Woodlands | MHHS-Woodlands | Woodlands-NICU (New) | NICU | 8/1/19 |  | 8/1/20 |  | MONITORS, PHYSIOLOGIC, VITAL SIGNS | Module, Multi-Parameter | MODULEMULTIPARAMETER-GE-2016793-003 | MODULEMULTIPARAMETER | 2016793-003 |  |  |  | GE | Module, Multi-Parameter |  | MODULEMULTIPARAMETER-GE-2016793-003 |  |  |  | MMP-A | Covered PM Repair - Biomedical | MHHS-Woodlands | [8 empty] | MODULEMULTIPARAMETER | Module, Multi-Parameter | GE
NO | YES |  |  |  | 029-12705 | 029-12705 | GE Medical Systems | 2016793-003 |  | SPX19120030SA | Woodlands-NICU (New) | MHHS-Woodlands |  | Module, Multi-Parameter |  | 029-12705 | 029-12705 | Woodlands | MHHS-Woodlands | Woodlands-NICU (New) | NICU | 8/1/19 |  | 8/1/20 |  | MONITORS, PHYSIOLOGIC, VITAL SIGNS | Module, Multi-Parameter | MODULEMULTIPARAMETER-GE-2016793-003 | MODULEMULTIPARAMETER | 2016793-003 |  |  |  | GE | Module, Multi-Parameter |  | MODULEMULTIPARAMETER-GE-2016793-003 |  |  |  | MMP-A | Covered PM Repair - Biomedical | MHHS-Woodlands | [8 empty] | MODULEMULTIPARAMETER | Module, Multi-Parameter | GE
NO | YES |  |  |  | 029-12735 | 029-12735 | GE Medical Systems | 2016793-003 |  | SPX19130186SA | Woodlands-Birth Center | MHHS-Woodlands |  | Module, Multi-Parameter |  | 029-12735 | 029-12735 | Woodlands | MHHS-Woodlands | Woodlands-Birth Center | L |  |  |  | No p.m. sticker | MONITORS, PHYSIOLOGIC, VITAL SIGNS | Module, Multi-Parameter | MODULEMULTIPARAMETER-GE-2016793-003 | MODULEMULTIPARAMETER | 2016793-003 |  |  |  | GE | Module, Multi-Parameter |  | MODULEMULTIPARAMETER-GE-2016793-003 |  |  |  | MMP-A | Covered PM Repair - Biomedical | MHHS-Woodlands | [8 empty] | MODULEMULTIPARAMETER | Module, Multi-Parameter | GE
NO | YES |  |  |  | 029-12746 | 029-12746 | GE Medical Systems | 2016793-003 |  | SPX18510205SA | Woodlands-Birth Center | MHHS-Woodlands |  | Module, Multi-Parameter |  | 029-12746 | 029-12746 | Woodlands | MHHS-Woodlands | Woodlands-Birth Center | L |  |  |  |  | MONITORS, PHYSIOLOGIC, VITAL SIGNS | Module, Multi-Parameter | MODULEMULTIPARAMETER-GE-2016793-003 | MODULEMULTIPARAMETER | 2016793-003 |  |  |  | GE | Module, Multi-Parameter |  | MODULEMULTIPARAMETER-GE-2016793-003 |  |  |  | MMP-A | Covered PM Repair - Biomedical | MHHS-Woodlands | [8 empty] | MODULEMULTIPARAMETER | Module, Multi-Parameter | GE
NO | YES |  |  |  | 029-12750 | 029-12750 | GE Medical Systems | 2016793-003 |  | SPX19120078SA | Woodlands-NICU (New) | MHHS-Woodlands |  | Module, Multi-Parameter |  | 029-12750 | 029-12750 | Woodlands | MHHS-Woodlands | Woodlands-NICU (New) | OR 3 |  |  | 8/1/20 |  | MONITORS, PHYSIOLOGIC, VITAL SIGNS | Module, Multi-Parameter | MODULEMULTIPARAMETER-GE-2016793-003 | MODULEMULTIPARAMETER | 2016793-003 |  |  |  | GE | Module, Multi-Parameter |  | MODULEMULTIPARAMETER-GE-2016793-003 |  |  |  | MMP-A | Covered PM Repair - Biomedical | MHHS-Woodlands | [8 empty] | MODULEMULTIPARAMETER | Module, Multi-Parameter | GE
NO | YES |  |  |  | 029-08994 | 029-08994 | GE Medical Systems | 2016793-003 |  | SA313346066GA | Woodlands-PACU | MHHS-Woodlands |  | Module, Multi-Parameter |  | 029-08994 | 029-08994 | Woodlands | MHHS-Woodlands | Woodlands-PACU | OR 11 | 10/1/19 |  | 10/1/20 |  | MONITORS, PHYSIOLOGIC, VITAL SIGNS | Module, Multi-Parameter | MODULEMULTIPARAMETER-GE-2016793-003 | MODULEMULTIPARAMETER | 2016793-003 |  |  |  | GE | Module, Multi-Parameter |  | MODULEMULTIPARAMETER-GE-2016793-003 |  |  |  | MMP-A | Covered PM Repair - Biomedical | MHHS-Woodlands | [8 empty] | MODULEMULTIPARAMETER | Module, Multi-Parameter | GE
NO | NO |  |  |  | 029-08992 |  | GE Medical Systems | 2016793-003 |  | SA313377951GA | WOODLANDS - ANESTHESIA | MHHS-Woodlands |  | Module, Multi-Parameter |  | 029-08992 |  | Woodlands |  | WOODLANDS - ANESTHESIA | [5 empty] | MONITORS, PHYSIOLOGIC, VITAL SIGNS |  | MODULEMULTIPARAMETER-GE-2016793-003 | MODULEMULTIPARAMETER | 2016793-003 |  |  |  | GE | Module, Multi-Parameter |  | MODULEMULTIPARAMETER-GE-2016793-003 |  |  |  |  | Covered PM Repair - Biomedical | MHHS-Woodlands
NO | NO |  |  |  | 029-12527 |  | GE Medical Systems | 2016793-003 |  | SPX19160190SA | WOODLANDS - NEUROLOGY | MHHS-Woodlands |  | Module, Multi-Parameter |  | 029-12527 |  | Woodlands |  | WOODLANDS - NEUROLOGY | [5 empty] | MONITORS, PHYSIOLOGIC, VITAL SIGNS |  | MODULEMULTIPARAMETER-GE-2016793-003 | MODULEMULTIPARAMETER | 2016793-003 |  |  |  | GE | Module, Multi-Parameter |  | MODULEMULTIPARAMETER-GE-2016793-003 |  |  |  |  | Covered PM Repair - Biomedical | MHHS-Woodlands
NO | NO |  |  |  | 029-12542 |  | GE Medical Systems | 2016793-003 |  | SPX19160289SA | WOODLANDS - NEUROLOGY | MHHS-Woodlands |  | Module, Multi-Parameter |  | 029-12542 |  | Woodlands |  | WOODLANDS - NEUROLOGY | [5 empty] | MONITORS, PHYSIOLOGIC, VITAL SIGNS |  | MODULEMULTIPARAMETER-GE-2016793-003 | MODULEMULTIPARAMETER | 2016793-003 |  |  |  | GE | Module, Multi-Parameter |  | MODULEMULTIPARAMETER-GE-2016793-003 |  |  |  |  | Covered PM Repair - Biomedical | MHHS-Woodlands
NO | NO |  |  |  | 029-12545 |  | GE Medical Systems | 2016793-003 |  | SPX19160222SA | WOODLANDS - NEUROLOGY | MHHS-Woodlands |  | Module, Multi-Parameter |  | 029-12545 |  | Woodlands |  | WOODLANDS - NEUROLOGY | [5 empty] | MONITORS, PHYSIOLOGIC, VITAL SIGNS |  | MODULEMULTIPARAMETER-GE-2016793-003 | MODULEMULTIPARAMETER | 2016793-003 |  |  |  | GE | Module, Multi-Parameter |  | MODULEMULTIPARAMETER-GE-2016793-003 |  |  |  |  | Covered PM Repair - Biomedical | MHHS-Woodlands
NO | NO |  |  |  | 029-12646 |  | GE Medical Systems | 2016793-003 |  | SPX19250252SA | WOODLANDS - NICU (NEW) | MHHS-Woodlands |  | Module, Multi-Parameter |  | 029-12646 |  | Woodlands |  | WOODLANDS - NICU (NEW) | [5 empty] | MONITORS, PHYSIOLOGIC, VITAL SIGNS |  | MODULEMULTIPARAMETER-GE-2016793-003 | MODULEMULTIPARAMETER | 2016793-003 |  |  |  | GE | Module, Multi-Parameter |  | MODULEMULTIPARAMETER-GE-2016793-003 |  |  |  |  | Covered PM Repair - Biomedical | MHHS-Woodlands
NO | NO |  |  |  | 029-12649 |  | GE Medical Systems | 2016793-003 |  | SPX19190715SA | WOODLANDS - NICU (NEW) | MHHS-Woodlands |  | Module, Multi-Parameter |  | 029-12649 |  | Woodlands |  | WOODLANDS - NICU (NEW) | [5 empty] | MONITORS, PHYSIOLOGIC, VITAL SIGNS |  | MODULEMULTIPARAMETER-GE-2016793-003 | MODULEMULTIPARAMETER | 2016793-003 |  |  |  | GE | Module, Multi-Parameter |  | MODULEMULTIPARAMETER-GE-2016793-003 |  |  |  |  | Covered PM Repair - Biomedical | MHHS-Woodlands
NO | NO |  |  |  | 029-12667 |  | GE Medical Systems | 2016793-003 |  | SPX19120061SA | WOODLANDS - NICU (NEW) | MHHS-Woodlands |  | Module, Multi-Parameter |  | 029-12667 |  | Woodlands |  | WOODLANDS - NICU (NEW) | [5 empty] | MONITORS, PHYSIOLOGIC, VITAL SIGNS |  | MODULEMULTIPARAMETER-GE-2016793-003 | MODULEMULTIPARAMETER | 2016793-003 |  |  |  | GE | Module, Multi-Parameter |  | MODULEMULTIPARAMETER-GE-2016793-003 |  |  |  |  | Covered PM Repair - Biomedical | MHHS-Woodlands
NO | NO |  |  |  | 029-12711 |  | GE Medical Systems | 2016793-003 |  | SPX19120086SA | WOODLANDS - NICU (NEW) | MHHS-Woodlands |  | Module, Multi-Parameter |  | 029-12711 |  | Woodlands |  | WOODLANDS - NICU (NEW) | [5 empty] | MONITORS, PHYSIOLOGIC, VITAL SIGNS |  | MODULEMULTIPARAMETER-GE-2016793-003 | MODULEMULTIPARAMETER | 2016793-003 |  |  |  | GE | Module, Multi-Parameter |  | MODULEMULTIPARAMETER-GE-2016793-003 |  |  |  |  | Covered PM Repair - Biomedical | MHHS-Woodlands
NO | NO |  |  |  | 029-12714 |  | GE Medical Systems | 2016793-003 |  | SPX19120098SA | WOODLANDS - NICU (NEW) | MHHS-Woodlands |  | Module, Multi-Parameter |  | 029-12714 |  | Woodlands |  | WOODLANDS - NICU (NEW) | [5 empty] | MONITORS, PHYSIOLOGIC, VITAL SIGNS |  | MODULEMULTIPARAMETER-GE-2016793-003 | MODULEMULTIPARAMETER | 2016793-003 |  |  |  | GE | Module, Multi-Parameter |  | MODULEMULTIPARAMETER-GE-2016793-003 |  |  |  |  | Covered PM Repair - Biomedical | MHHS-Woodlands
NO | NO |  |  |  | 029-12719 |  | GE Medical Systems | 2016793-003 |  | SPX19120077SA | WOODLANDS - NICU (NEW) | MHHS-Woodlands |  | Module, Multi-Parameter |  | 029-12719 |  | Woodlands |  | WOODLANDS - NICU (NEW) | [5 empty] | MONITORS, PHYSIOLOGIC, VITAL SIGNS |  | MODULEMULTIPARAMETER-GE-2016793-003 | MODULEMULTIPARAMETER | 2016793-003 |  |  |  | GE | Module, Multi-Parameter |  | MODULEMULTIPARAMETER-GE-2016793-003 |  |  |  |  | Covered PM Repair - Biomedical | MHHS-Woodlands
NO | NO |  |  |  | 029-12720 |  | GE Medical Systems | 2016793-003 |  | SPX19120099SA | WOODLANDS - NICU (NEW) | MHHS-Woodlands |  | Module, Multi-Parameter |  | 029-12720 |  | Woodlands |  | WOODLANDS - NICU (NEW) | [5 empty] | MONITORS, PHYSIOLOGIC, VITAL SIGNS |  | MODULEMULTIPARAMETER-GE-2016793-003 | MODULEMULTIPARAMETER | 2016793-003 |  |  |  | GE | Module, Multi-Parameter |  | MODULEMULTIPARAMETER-GE-2016793-003 |  |  |  |  | Covered PM Repair - Biomedical | MHHS-Woodlands
NO | NO | [5 empty] | GE Medical Systems | 2028679-001 |  | DTJ08080149 | TMC - MHTMC - CLINICAL ENGINEERING | MHHS-TMC | [5 empty] | TMC |  | TMC - MHTMC - CLINICAL ENGINEERING | [5 empty] | MONITORS, VIDEO |  | .needs class |  |  |  |  | .needs class | GE | [7 empty] | Covered PM Repair - Biomedical | MHHS-TMC
NO | YES |  |  |  | 009-10283 | 009-10283 | GE Medical Systems | 2092616-001 |  | JTD144663195SA | Memorial Hermann GH - CATH LAB | MHHS-Greater Heights |  |  |  | 009-10283 | 009-10283 | Central | Memorial Hermann Greater Heights Hospital | Memorial Hermann GH - CATH LAB | Cath Lab 1 |  |  |  |  | POWER SUPPLIES |  | .needs class |  |  |  |  | .needs class | GE | [7 empty] | Covered PM Repair - Biomedical | MHHS-Greater Heights
NO | YES |  |  |  | 009-10284 | 009-10284 | GE Medical Systems | 2092616-001 |  | JTD144663165SA | GH-Cath Lab | MHHS-Greater Heights |  |  |  | 009-10284 | 009-10284 | Central | MHHS-Greater Heights | GH-Cath Lab | GH CATH LAB | 1/1/17 |  |  |  | POWER SUPPLIES |  | .needs class |  |  |  |  | .needs class | GE | [7 empty] | Covered PM Repair - Biomedical | MHHS-Greater Heights
NO | YES |  |  |  | 009-10287 | 009-10287 | GE Medical Systems | 2092616-001 |  | JTD144663175SA | GH-Cath Lab | MHHS-Greater Heights |  |  |  | 009-10287 | 009-10287 | Central | MHHS-Greater Heights | GH-Cath Lab | GH CATH LAB Room 3 | 1/1/17 |  |  |  | POWER SUPPLIES |  | .needs class |  |  |  |  | .needs class | GE | [7 empty] | Covered PM Repair - Biomedical | MHHS-Greater Heights
NO | YES |  |  |  | 009-10277 | 009-10277 | GE Medical Systems | 2092616-001 |  | JTD16370316SA | GH-Radiology | MHHS-Greater Heights |  |  |  | 009-10277 | 009-10277 | Central | MHHS-Greater Heights | GH-Radiology | Special Procedure 1 | 6/1/17 |  |  |  | POWER SUPPLIES |  | .needs class |  |  |  |  | .needs class | GE |  |  |  |  | 12/17/20 |  |  | No Coverage Specified | MHHS-Greater Heights
NO | YES |  |  |  | 133-02891 | 133-02891 | GE Medical Systems | 259A |  | SBE06081640PA | Katy-Postpartum-2W | MHHS-Katy |  | Monitor, Cardiac, Fetal |  | 133-02891 | 133-02891 | Katy | MHHS-Katy | Katy-Postpartum-2W | W3 230 | 6/1/19 | 6/1/20 |  |  | MONITORS, BEDSIDE, FETAL | Monitor, Cardiac, Fetal | MONITORCARDIACFETAL-GE-259A | MONITORCARDIACFETAL | 259A |  |  |  | GE | Monitor, Cardiac, Fetal |  | MONITORCARDIACFETAL-GE-259A |  |  |  | MCF-A | Covered PM Repair - Biomedical | MHHS-Katy | [8 empty] | MONITORCARDIACFETAL | Monitor, Cardiac, Fetal | GE
NO | YES |  |  |  | 133-05970 | 133-05970 | GE Medical Systems | 259A |  | SBE07486469PA | Katy-Postpartum-2W | MHHS-Katy |  | Monitor, Cardiac, Fetal |  | 133-05970 | 133-05970 | Katy | MHHS-Katy | Katy-Postpartum-2W | AP 4 | 6/1/19 | 6/1/20 |  |  | MONITORS, BEDSIDE, FETAL | Monitor, Cardiac, Fetal | MONITORCARDIACFETAL-GE-259A | MONITORCARDIACFETAL | 259A |  |  |  | GE | Monitor, Cardiac, Fetal |  | MONITORCARDIACFETAL-GE-259A |  |  |  | MCF-A | Covered PM Repair - Biomedical | MHHS-Katy | [8 empty] | MONITORCARDIACFETAL | Monitor, Cardiac, Fetal | GE
NO | YES |  |  |  | 133-05971 | 133-05971 | GE Medical Systems | 259A |  | SBE07486397PA | Katy-Central Supply | MHHS-Katy |  | Monitor, Cardiac, Fetal |  | 133-05971 | 133-05971 | Katy | MHHS-Katy | Katy-Central Supply | Pediatrics | 6/1/19 | 6/1/20 |  |  | MONITORS, BEDSIDE, FETAL | Monitor, Cardiac, Fetal | MONITORCARDIACFETAL-GE-259A | MONITORCARDIACFETAL | 259A |  |  |  | GE | Monitor, Cardiac, Fetal |  | MONITORCARDIACFETAL-GE-259A |  | 5/1/20 |  | MCF-A | Not Covered Vendor Only - Biomedical | MHHS-Katy | [8 empty] | MONITORCARDIACFETAL | Monitor, Cardiac, Fetal | GE
NO | YES |  |  |  | 133-05972 | 133-05972 | GE Medical Systems | 259A |  | SBE07486468PA | Katy-Postpartum-2W | MHHS-Katy |  | Monitor, Cardiac, Fetal |  | 133-05972 | 133-05972 | Katy | MHHS-Katy | Katy-Postpartum-2W | AP 6 | 5/1/19 | 5/1/20 |  |  | MONITORS, BEDSIDE, FETAL | Monitor, Cardiac, Fetal | MONITORCARDIACFETAL-GE-259A | MONITORCARDIACFETAL | 259A |  |  |  | GE | Monitor, Cardiac, Fetal |  | MONITORCARDIACFETAL-GE-259A |  |  |  | MCF-A | Covered PM Repair - Biomedical | MHHS-Katy | [8 empty] | MONITORCARDIACFETAL | Monitor, Cardiac, Fetal | GE
NO | YES |  |  |  | 133-03569 | 133-03569 | GE Medical Systems | 259A |  | SBE06282735PA | Katy-Postpartum-2W | MHHS-Katy |  | Monitor, Cardiac, Fetal |  | 133-03569 | 133-03569 | Katy | MHHS-Katy | Katy-Postpartum-2W | NST Room | 7/1/19 | 7/1/20 |  |  | MONITORS, BEDSIDE, FETAL | Monitor, Cardiac, Fetal | MONITORCARDIACFETAL-GE-259A | MONITORCARDIACFETAL | 259A |  |  |  | GE | Monitor, Cardiac, Fetal |  | MONITORCARDIACFETAL-GE-259A |  |  |  | MCF-A | Covered PM Repair - Biomedical | MHHS-Katy | [8 empty] | MONITORCARDIACFETAL | Monitor, Cardiac, Fetal | GE
NO | YES |  |  |  | 133-03570 | 133-03570 | GE Medical Systems | 259A |  | SBE06282731PA | Katy-Postpartum-2W | MHHS-Katy |  | Monitor, Cardiac, Fetal |  | 133-03570 | 133-03570 | Katy | MHHS-Katy | Katy-Postpartum-2W | NST Room | 7/1/19 | 7/1/20 |  |  | MONITORS, BEDSIDE, FETAL | Monitor, Cardiac, Fetal | MONITORCARDIACFETAL-GE-259A | MONITORCARDIACFETAL | 259A |  |  |  | GE | Monitor, Cardiac, Fetal |  | MONITORCARDIACFETAL-GE-259A |  |  |  | MCF-A | Covered PM Repair - Biomedical | MHHS-Katy | [8 empty] | MONITORCARDIACFETAL | Monitor, Cardiac, Fetal | GE
NO | YES |  |  |  | 133-03572 | 133-03572 | GE Medical Systems | 259A |  | SBE06282725PA | Katy-Postpartum-2W | MHHS-Katy |  | Monitor, Cardiac, Fetal |  | 133-03572 | 133-03572 | Katy | MHHS-Katy | Katy-Postpartum-2W | Biomed storage | 2/1/19 |  |  |  | MONITORS, BEDSIDE, FETAL | Monitor, Cardiac, Fetal | MONITORCARDIACFETAL-GE-259A | MONITORCARDIACFETAL | 259A |  |  |  | GE | Monitor, Cardiac, Fetal |  | MONITORCARDIACFETAL-GE-259A |  |  |  | MCF-A | Covered PM Repair - Biomedical | MHHS-Katy | [8 empty] | MONITORCARDIACFETAL | Monitor, Cardiac, Fetal | GE
NO | YES |  |  |  | 133-03573 | 133-03573 | GE Medical Systems | 259A |  | SBE06282740PA | Katy-OR | MHHS-Katy |  | Monitor, Cardiac, Fetal |  | 133-03573 | 133-03573 | Katy | MHHS-Katy | Katy-OR | C SECTION OR1 | 6/1/19 | 6/1/20 |  |  | MONITORS, BEDSIDE, FETAL | Monitor, Cardiac, Fetal | MONITORCARDIACFETAL-GE-259A | MONITORCARDIACFETAL | 259A |  |  |  | GE | Monitor, Cardiac, Fetal |  | MONITORCARDIACFETAL-GE-259A |  | 9/12/14 |  | MCF-A | Covered PM Repair - Biomedical | MHHS-Katy | [8 empty] | MONITORCARDIACFETAL | Monitor, Cardiac, Fetal | GE
NO | YES |  |  |  | 133-03574 | 133-03574 | GE Medical Systems | 259A |  | SBE06282726PA | Katy-Nursery | MHHS-Katy |  | Monitor, Cardiac, Fetal |  | 133-03574 | 133-03574 | Katy | MHHS-Katy | Katy-Nursery | L | 6/1/19 | 6/1/20 |  |  | MONITORS, BEDSIDE, FETAL | Monitor, Cardiac, Fetal | MONITORCARDIACFETAL-GE-259A | MONITORCARDIACFETAL | 259A |  |  |  | GE | Monitor, Cardiac, Fetal |  | MONITORCARDIACFETAL-GE-259A |  |  |  | MCF-A | Covered PM Repair - Biomedical | MHHS-Katy | [8 empty] | MONITORCARDIACFETAL | Monitor, Cardiac, Fetal | GE
NO | YES |  |  |  |  | 005-13011 | GE Medical Systems | 259A |  | SBE06132095PA | Memorial City-Labor & Delivery | MHHS-Mem City |  | Monitor, Cardiac, Fetal |  |  | 005-13011 | West | MHHS-Mem City | Memorial City-Labor & Delivery | 3M16 | 12/1/19 |  |  |  | MONITORS, BEDSIDE, FETAL |  | MONITORCARDIACFETAL-GE-259A | MONITORCARDIACFETAL | 259A |  |  |  | GE | Monitor, Cardiac, Fetal |  | MONITORCARDIACFETAL-GE-259A |  | 1/1/20 |  |  | Not Covered Vendor Only - Biomedical | MHHS-Mem City
NO | YES | [5 empty] | GE Medical Systems | 259A |  | SBE07124813PA | Memorial City-Labor & Delivery | MHHS-Mem City |  | Monitor, Cardiac, Fetal |  |  |  | West | MHHS-Mem City | Memorial City-Labor & Delivery | OBED 6 | 2/1/20 |  | 2/1/21 |  | MONITORS, BEDSIDE, FETAL |  | MONITORCARDIACFETAL-GE-259A | MONITORCARDIACFETAL | 259A |  |  |  | GE | Monitor, Cardiac, Fetal |  | MONITORCARDIACFETAL-GE-259A |  | 1/1/20 |  |  | Not Covered Vendor Only - Biomedical | MHHS-Mem City
NO | YES | Asset Tag 1162651 |  |  |  | 041-10449 | GE Medical Systems | 259A |  | SBE07134833PA | Memorial City-Labor & Delivery | MHHS-Mem City |  | Monitor, Cardiac, Fetal |  |  | 041-10449 | West | MHHS-Mem City | Memorial City-Labor & Delivery | 3M15 | 12/1/19 |  |  |  | MONITORS, BEDSIDE, FETAL |  | MONITORCARDIACFETAL-GE-259A | MONITORCARDIACFETAL | 259A |  |  |  | GE | Monitor, Cardiac, Fetal |  | MONITORCARDIACFETAL-GE-259A |  | 1/1/20 |  |  | Not Covered Vendor Only - Biomedical | MHHS-Mem City
NO | YES |  |  |  |  | 041-12433 | GE Medical Systems | 259A |  | SDJ08281747PA | Memorial City-Labor & Delivery | MHHS-Mem City |  | Monitor, Cardiac, Fetal |  |  | 041-12433 | West | MHHS-Mem City | Memorial City-Labor & Delivery | 3M30 | 12/1/19 |  | 12/1/20 |  | MONITORS, BEDSIDE, FETAL |  | MONITORCARDIACFETAL-GE-259A | MONITORCARDIACFETAL | 259A |  |  |  | GE | Monitor, Cardiac, Fetal |  | MONITORCARDIACFETAL-GE-259A |  | 1/1/20 |  |  | Not Covered Vendor Only - Biomedical | MHHS-Mem City
NO | YES |  |  |  | 005-05148 | 005-05148 | GE Medical Systems | 259A |  | SBE06061469PA | SE-Labor & Delivery | MHHS-Southeast |  | Monitor, Cardiac, Fetal |  | 005-05148 | 005-05148 | Southeast | MHHS-Southeast | SE-Labor & Delivery | Recovery | 8/1/19 |  | 8/1/20 |  | MONITORS, BEDSIDE, FETAL |  | MONITORCARDIACFETAL-GE-259A | MONITORCARDIACFETAL | 259A |  |  |  | GE | Monitor, Cardiac, Fetal |  | MONITORCARDIACFETAL-GE-259A |  | 9/1/17 |  |  | Covered PM Repair - Biomedical | MHHS-Southeast
NO | YES |  |  |  | 005-05161 | 005-05161 | GE Medical Systems | 259A |  | SBE06061476PA | SE-Labor & Delivery | MHHS-Southeast |  | Monitor, Cardiac, Fetal |  | 005-05161 | 005-05161 | Southeast | MHHS-Southeast | SE-Labor & Delivery | Delivery OR 2 | 8/1/19 |  | 8/1/20 |  | MONITORS, BEDSIDE, FETAL |  | MONITORCARDIACFETAL-GE-259A | MONITORCARDIACFETAL | 259A |  |  |  | GE | Monitor, Cardiac, Fetal |  | MONITORCARDIACFETAL-GE-259A |  | 11/1/18 |  |  | Covered PM Repair - Biomedical | MHHS-Southeast
NO | YES |  |  |  |  | 013-15839 | GE Medical Systems | 259A |  | SBE07175097PA | SW-Labor | MHHS-Southwest |  | Monitor, Cardiac, Fetal |  |  | 013-15839 | Southwest | MHHS-Southwest | SW-Labor | OB A2 |  |  |  |  | MONITORS, BEDSIDE, FETAL | Monitor, Cardiac, Fetal | MONITORCARDIACFETAL-GE-259A | MONITORCARDIACFETAL | 259A |  |  |  | GE | Monitor, Cardiac, Fetal |  | MONITORCARDIACFETAL-GE-259A |  |  |  | MCF-A | Covered PM Repair - Biomedical | MHHS-Southwest | [8 empty] | MONITORCARDIACFETAL | Monitor, Cardiac, Fetal | GE
NO | YES |  |  |  |  | 013-15840 | GE Medical Systems | 259A |  | SBE071650836PA | SW-Labor | MHHS-Southwest |  | Monitor, Cardiac, Fetal |  |  | 013-15840 | Southwest | MHHS-Southwest | SW-Labor | OB A3 |  |  |  |  | MONITORS, BEDSIDE, FETAL | Monitor, Cardiac, Fetal | MONITORCARDIACFETAL-GE-259A | MONITORCARDIACFETAL | 259A |  |  |  | GE | Monitor, Cardiac, Fetal |  | MONITORCARDIACFETAL-GE-259A |  |  |  | MCF-A | Covered PM Repair - Biomedical | MHHS-Southwest | [8 empty] | MONITORCARDIACFETAL | Monitor, Cardiac, Fetal | GE
NO | YES |  |  |  |  | 013-15842 | GE Medical Systems | 259A |  | SBE07175140PA | SW-Labor | MHHS-Southwest |  | Monitor, Cardiac, Fetal |  |  | 013-15842 | Southwest | MHHS-Southwest | SW-Labor | OB A4 |  |  |  |  | MONITORS, BEDSIDE, FETAL | Monitor, Cardiac, Fetal | MONITORCARDIACFETAL-GE-259A | MONITORCARDIACFETAL | 259A |  |  |  | GE | Monitor, Cardiac, Fetal |  | MONITORCARDIACFETAL-GE-259A |  |  |  | MCF-A | Covered PM Repair - Biomedical | MHHS-Southwest | [8 empty] | MONITORCARDIACFETAL | Monitor, Cardiac, Fetal | GE
NO | YES |  |  |  |  | 013-15841 | GE Medical Systems | 259A |  | SBE07175098PA | SW-Labor | MHHS-Southwest |  | Monitor, Cardiac, Fetal |  |  | 013-15841 | Southwest | MHHS-Southwest | SW-Labor | OB A1 |  |  |  |  | MONITORS, BEDSIDE, FETAL | Monitor, Cardiac, Fetal | MONITORCARDIACFETAL-GE-259A | MONITORCARDIACFETAL | 259A |  |  |  | GE | Monitor, Cardiac, Fetal |  | MONITORCARDIACFETAL-GE-259A |  |  |  | MCF-A | Covered PM Repair - Biomedical | MHHS-Southwest | [8 empty] | MONITORCARDIACFETAL | Monitor, Cardiac, Fetal | GE
NO | YES |  |  |  | 129-02560 | 129-02560 | GE Medical Systems | 259A |  | SBE06292837PA | Sugar Land-Cath Lab | MHHS-Sugarland |  | Monitor, Cardiac, Fetal |  | 129-02560 | 129-02560 | Sugar Land | MHHS-Sugarland | Sugar Land-Cath Lab | Biomed | 6/1/19 | 6/1/20 |  |  | MONITORS, BEDSIDE, FETAL | Monitor, Cardiac, Fetal | MONITORCARDIACFETAL-GE-259A | MONITORCARDIACFETAL | 259A |  |  |  | GE | Monitor, Cardiac, Fetal |  | MONITORCARDIACFETAL-GE-259A |  |  |  | MCF-A | Covered PM Repair - Biomedical | MHHS-Sugarland | [8 empty] | MONITORCARDIACFETAL | Monitor, Cardiac, Fetal | GE
NO | YES |  |  |  | 129-02561 | 129-02561 | GE Medical Systems | 259A |  | SBE06292811PA | Sugar Land-Labor & Delivery | MHHS-Sugarland |  | Monitor, Cardiac, Fetal |  | 129-02561 | 129-02561 | Sugar Land | MHHS-Sugarland | Sugar Land-Labor & Delivery | OR 1 | 6/1/19 | 12/1/19 |  |  | MONITORS, BEDSIDE, FETAL | Monitor, Cardiac, Fetal | MONITORCARDIACFETAL-GE-259A | MONITORCARDIACFETAL | 259A |  |  |  | GE | Monitor, Cardiac, Fetal |  | MONITORCARDIACFETAL-GE-259A |  |  |  | MCF-A | Covered PM Repair - Biomedical | MHHS-Sugarland | [8 empty] | MONITORCARDIACFETAL | Monitor, Cardiac, Fetal | GE
NO | YES |  |  |  | 129-02566 | 129-02566 | GE Medical Systems | 259A |  | SBE06292825PA | Sugar Land-Labor & Delivery | MHHS-Sugarland |  | Monitor, Cardiac, Fetal |  | 129-02566 | 129-02566 | Sugar Land | MHHS-Sugarland | Sugar Land-Labor & Delivery | Suite 307 | 6/1/19 |  |  |  | MONITORS, BEDSIDE, FETAL | Monitor, Cardiac, Fetal | MONITORCARDIACFETAL-GE-259A | MONITORCARDIACFETAL | 259A |  |  |  | GE | Monitor, Cardiac, Fetal |  | MONITORCARDIACFETAL-GE-259A |  |  |  | MCF-A | Covered PM Repair - Biomedical | MHHS-Sugarland | [8 empty] | MONITORCARDIACFETAL | Monitor, Cardiac, Fetal | GE
NO | YES |  |  |  | 129-02571 | 129-02571 | GE Medical Systems | 259A |  | SBE06292827PA | Sugar Land-Labor & Delivery | MHHS-Sugarland |  | Monitor, Cardiac, Fetal |  | 129-02571 | 129-02571 | Sugar Land | MHHS-Sugarland | Sugar Land-Labor & Delivery | L | 9/1/19 |  | 9/1/20 |  | MONITORS, BEDSIDE, FETAL | Monitor, Cardiac, Fetal | MONITORCARDIACFETAL-GE-259A | MONITORCARDIACFETAL | 259A |  |  |  | GE | Monitor, Cardiac, Fetal |  | MONITORCARDIACFETAL-GE-259A |  | 10/15/18 |  | MCF-A | Covered PM Repair - Biomedical | MHHS-Sugarland | [8 empty] | MONITORCARDIACFETAL | Monitor, Cardiac, Fetal | GE
NO | YES |  |  |  | 069-22678 | 069-22678 | GE Medical Systems | 259A |  | SBE06312903PA | TMC-Children's-L&D (5Hp) | MHHS-TMC |  | Monitor, Cardiac, Fetal |  | 069-22678 | 069-22678 | TMC | MHHS-TMC | TMC-Children's-L&D (5Hp) |  | 10/14/19 |  |  |  | MONITORS, BEDSIDE, FETAL |  | MONITORCARDIACFETAL-GE-259A | MONITORCARDIACFETAL | 259A |  |  |  | GE | Monitor, Cardiac, Fetal |  | MONITORCARDIACFETAL-GE-259A |  | 1/1/20 | Verified 3/30/2020 4:07pm (Central) |  | Not Covered Vendor Only - Biomedical | MHHS-TMC
NO | YES |  |  |  | 069-38043 | 069-38043 | GE Medical Systems | 259A |  | SDL10387061PA | TMC-Children's-L&D (5Hp) | MHHS-TMC |  | Monitor, Cardiac, Fetal |  | 069-38043 | 069-38043 | TMC | MHHS-TMC | TMC-Children's-L&D (5Hp) |  | 9/25/19 |  |  |  | MONITORS, BEDSIDE, FETAL |  | MONITORCARDIACFETAL-GE-259A | MONITORCARDIACFETAL | 259A |  |  |  | GE | Monitor, Cardiac, Fetal |  | MONITORCARDIACFETAL-GE-259A |  | 1/1/20 | Verified 3/30/2020 4:07pm (Central) |  | Not Covered Vendor Only - Biomedical | MHHS-TMC
NO | YES |  |  |  | 129-04395 | 129-04395 | GE Medical Systems | 259A |  | SDL10155060PA | SUGAR LAND - CATH LAB |  |  |  |  | 129-04395 | 129-04395 | Sugar Land | Memorial Hermann Sugar Land Hospital | SUGAR LAND - CATH LAB | Biomed | 6/1/17 | 6/1/18 |  |  |  | Monitor, Cardiac, Fetal | MONITORCARDIACFETAL-GE-259A | [12 empty] | MCF-A | [10 empty] | MONITORCARDIACFETAL | Monitor, Cardiac, Fetal | GE
NO | YES |  |  |  | 041-09526 | 041-09526 | Ge medical systems | 259a |  | Sbe06172360pa | Biomed shop |  |  |  |  | 041-09526 | 041-09526 | Mem city | Memorial city - Memorial herman hospital | Biomed shop | Biomed
NO | NO | [5 empty] | GE Medical Systems | 259A |  | SDJ08291770PA | MEMORIAL CITY - LABOR & DELIVERY | MHHS-Mem City |  | Monitor, Cardiac, Fetal |  |  |  | West & Memorial City |  | MEMORIAL CITY - LABOR & DELIVERY | [5 empty] | MONITORS, BEDSIDE, FETAL |  | MONITORCARDIACFETAL-GE-259A | MONITORCARDIACFETAL | 259A |  |  |  | GE | Monitor, Cardiac, Fetal |  | MONITORCARDIACFETAL-GE-259A |  |  |  |  | Not Covered Vendor Only - Biomedical | MHHS-Mem City
NO | NO |  |  |  | 129-02569 |  | GE Medical Systems | 259A |  | SBE06292808PA | SUGAR LAND - MFM CLINIC | MHHS-Sugarland |  | Monitor, Cardiac, Fetal |  | 129-02569 |  | Sugar Land |  | SUGAR LAND - MFM CLINIC | [5 empty] | MONITORS, BEDSIDE, FETAL |  | MONITORCARDIACFETAL-GE-259A | MONITORCARDIACFETAL | 259A |  |  |  | GE | Monitor, Cardiac, Fetal |  | MONITORCARDIACFETAL-GE-259A |  |  |  |  | Covered PM Repair - Biomedical | MHHS-Sugarland
NO | YES |  |  |  | 041-11799 | 041-11799 | GE Medical Systems |  |  | HCCM00640 | Memorial City-Labor & Delivery | MHHS-Mem City |  | Oximeter, Pulse |  | 041-11799 | 041-11799 | West | MHHS-Mem City | Memorial City-Labor & Delivery |  | 12/1/19 |  |  |  | WARMING UNITS, PATIENT, RADIANT, INFANT |  | OXIMETERPULSE-Smiths Medical-3300 | OXIMETERPULSE |  |  |  |  | Smiths Medical | Oximeter, Pulse |  |  | OXIMETERPULSE-Smiths Medical-3300 | 8/8/14 |  |  | Covered PM Repair - Biomedical | MHHS-Mem City
NO | YES |  |  |  | 041-11807 | 041-11807 | GE Medical Systems |  |  | HCCM00670 | Memorial City-Labor & Delivery | MHHS-Mem City |  | Oximeter, Pulse |  | 041-11807 | 041-11807 | West | MHHS-Mem City | Memorial City-Labor & Delivery | 3M09 | 9/1/19 |  | 9/1/20 |  | WARMING UNITS, PATIENT, RADIANT, INFANT |  | OXIMETERPULSE-Smiths Medical-3300 | OXIMETERPULSE |  |  |  |  | Smiths Medical | Oximeter, Pulse |  |  | OXIMETERPULSE-Smiths Medical-3300 |  |  |  | Covered PM Repair - Biomedical | MHHS-Mem City
NO | YES |  |  |  | 041-11811 | 041-11811 | GE Medical Systems |  |  | HCCM00666 | Memorial City-Labor & Delivery | MHHS-Mem City |  | Oximeter, Pulse |  | 041-11811 | 041-11811 | West | MHHS-Mem City | Memorial City-Labor & Delivery | 3M09 | 9/1/19 |  | 8/1/20 |  | WARMING UNITS, PATIENT, RADIANT, INFANT |  | OXIMETERPULSE-Smiths Medical-3300 | OXIMETERPULSE |  |  |  |  | Smiths Medical | Oximeter, Pulse |  |  | OXIMETERPULSE-Smiths Medical-3300 |  |  |  | Covered PM Repair - Biomedical | MHHS-Mem City
NO | YES |  |  |  | 041-11823 | 041-11823 | GE Medical Systems |  |  | HCCM00638 | Memorial City-Labor & Delivery | MHHS-Mem City |  | Oximeter, Pulse |  | 041-11823 | 041-11823 | West | MHHS-Mem City | Memorial City-Labor & Delivery |  | 7/1/19 |  |  |  | WARMING UNITS, PATIENT, RADIANT, INFANT |  | OXIMETERPULSE-Smiths Medical-3300 | OXIMETERPULSE |  |  |  |  | Smiths Medical | Oximeter, Pulse |  |  | OXIMETERPULSE-Smiths Medical-3300 |  |  |  | Covered PM Repair - Biomedical | MHHS-Mem City
NO | YES |  |  |  | 041-11824 | 041-11824 | GE Medical Systems |  |  | HCCM00667 | Memorial City-Labor & Delivery | MHHS-Mem City |  | Oximeter, Pulse |  | 041-11824 | 041-11824 | West | MHHS-Mem City | Memorial City-Labor & Delivery | Room 3M10 | 1/1/20 |  |  |  | WARMING UNITS, PATIENT, RADIANT, INFANT |  | OXIMETERPULSE-Smiths Medical-3300 | OXIMETERPULSE |  |  |  |  | Smiths Medical | Oximeter, Pulse |  |  | OXIMETERPULSE-Smiths Medical-3300 |  |  |  | Covered PM Repair - Biomedical | MHHS-Mem City
NO | YES |  |  |  | 041-11805 | 041-11805 | GE Medical Systems |  |  | HCCM00646 | Memorial City-Labor & Delivery | MHHS-Mem City |  | Oximeter, Pulse |  | 041-11805 | 041-11805 | West | MHHS-Mem City | Memorial City-Labor & Delivery |  | 1/1/20 |  |  |  | WARMING UNITS, PATIENT, RADIANT, INFANT |  | OXIMETERPULSE-Smiths Medical-3300 | OXIMETERPULSE |  |  |  |  | Smiths Medical | Oximeter, Pulse |  |  | OXIMETERPULSE-Smiths Medical-3300 |  |  |  | Covered PM Repair - Biomedical | MHHS-Mem City
NO | YES |  |  |  | 041-11818 | 041-11818 | GE Medical Systems |  |  | HCCM00695 | Memorial City-Postpartum-Nursery | MHHS-Mem City |  | Oximeter, Pulse |  | 041-11818 | 041-11818 | West | MHHS-Mem City | Memorial City-Postpartum-Nursery |  | 7/1/19 |  |  |  | WARMING UNITS, PATIENT, RADIANT, INFANT |  | OXIMETERPULSE-Smiths Medical-3300 | OXIMETERPULSE |  |  |  |  | Smiths Medical | Oximeter, Pulse |  |  | OXIMETERPULSE-Smiths Medical-3300 |  |  |  | Covered PM Repair - Biomedical | MHHS-Mem City
NO | YES | Asset Tag 005-08217 |  |  | 005-08217 | 005-08217 | GE Medical Systems |  |  | HDJQ51046 | SE-Labor & Delivery | MHHS-Southeast |  | Oximeter, Pulse |  | 005-08217 | 005-08217 | Southeast | MHHS-Southeast | SE-Labor & Delivery | Delivery OR 2 | 2/1/20 |  |  | Cnf pm label | WARMING UNITS, PATIENT, RADIANT, INFANT |  | OXIMETERPULSE-Smiths Medical-3300 | OXIMETERPULSE |  |  |  |  | Smiths Medical | Oximeter, Pulse |  |  | OXIMETERPULSE-Smiths Medical-3300 |  |  |  | Covered PM Repair - Biomedical | MHHS-Southeast
NO | YES | Asset Tag 005-07493 |  |  | 005-07493 | 005-07493 | GE Medical Systems |  |  | HDJN51225 | (null) | MHHS-Southeast |  | Oximeter, Pulse |  | 005-07493 | 005-07493 | Southeast & Bay Area | (null) | (null) | (null) |  |  |  | (null) | WARMING UNITS, PATIENT, RADIANT, INFANT |  | OXIMETERPULSE-Smiths Medical-3300 | OXIMETERPULSE |  |  |  |  | Smiths Medical | Oximeter, Pulse |  |  | OXIMETERPULSE-Smiths Medical-3300 |  |  |  | Covered PM Repair - Biomedical | MHHS-Southeast
NO | YES |  |  |  |  | 013-00067 | GE Medical Systems |  |  | aan500347 | SW-NICU | MHHS-Southwest |  | Oximeter, Pulse |  |  | 013-00067 | Southwest | MHHS-Southwest | SW-NICU | Hallway | 12/1/19 |  |  |  | WARMING UNITS, PATIENT, RADIANT, INFANT | Oximeter, Pulse | OXIMETERPULSE-Smiths Medical-3300 | OXIMETERPULSE |  |  |  |  | Smiths Medical | Oximeter, Pulse |  |  | OXIMETERPULSE-Smiths Medical-3300 |  |  | OP-A | Covered PM Repair - Biomedical | MHHS-Southwest | [8 empty] | OXIMETERPULSE | Oximeter, Pulse | Smiths Medical
NO | YES |  |  |  |  | 013-00064 | GE Medical Systems |  |  |  | SW-NICU | MHHS-Southwest |  | Oximeter, Pulse |  |  | 013-00064 | Southwest | MHHS-Southwest | SW-NICU | Hallway | 5/1/19 |  |  |  | WARMING UNITS, PATIENT, RADIANT, INFANT | Oximeter, Pulse | OXIMETERPULSE-Smiths Medical-3300 | OXIMETERPULSE |  |  |  |  | Smiths Medical | Oximeter, Pulse |  |  | OXIMETERPULSE-Smiths Medical-3300 |  |  | OP-A | Covered PM Repair - Biomedical | MHHS-Southwest | [8 empty] | OXIMETERPULSE | Oximeter, Pulse | Smiths Medical
NO | YES |  |  |  |  | 069-10286 | GE Medical Systems |  |  | AANL00070 | TMC-Children's-L&D (5Hp) | MHHS-TMC |  | Oximeter, Pulse |  |  | 069-10286 | TMC | MHHS-TMC | TMC-Children's-L&D (5Hp) |  | 12/1/19 |  | 6/1/20 |  | WARMING UNITS, PATIENT, RADIANT, INFANT |  | OXIMETERPULSE-Smiths Medical-3300 | OXIMETERPULSE |  |  |  |  | Smiths Medical | Oximeter, Pulse |  |  | OXIMETERPULSE-Smiths Medical-3300 |  |  |  | Covered PM Repair - Biomedical | MHHS-TMC
NO | YES |  |  |  | 029-06547 | 029-06547 | GE Medical Systems |  |  | HDJP51052 | Woodlands-Birth Center | MHHS-Woodlands |  | Oximeter, Pulse |  | 029-06547 | 029-06547 | Woodlands | MHHS-Woodlands | Woodlands-Birth Center | OR 2 | 6/1/19 |  | 6/1/20 |  | WARMING UNITS, PATIENT, RADIANT, INFANT | Oximeter, Pulse | OXIMETERPULSE-Smiths Medical-3300 | OXIMETERPULSE |  |  |  |  | Smiths Medical | Oximeter, Pulse |  |  | OXIMETERPULSE-Smiths Medical-3300 |  |  | OP-A | Covered PM Repair - Biomedical | MHHS-Woodlands | [8 empty] | OXIMETERPULSE | Oximeter, Pulse | Smiths Medical
NO | YES |  |  |  | 069-38039 | 069-38039 | GE Medical Systems |  |  | SDL10387064PA | TMC-Children's-L&D (5Hp) |  |  |  |  | 069-38039 | 069-38039 | TMC | MHHS-TMC | TMC-Children's-L&D (5Hp) |  | 9/1/19 |  | 9/1/20
YES | YES |  |  |  | 041-11822 | 041-11822 | GE Medical Systems |  |  | HCCM00639 | MEMORIAL CITY - LABOR |  |  |  |  | 041-11822 | 041-11822 | West | Memorial City | MEMORIAL CITY - LABOR | 3M16
NO | NO | [5 empty] | GE Medical Systems |  |  |  | SW - LABOR & DELIVERY | MHHS-Southwest |  | Oximeter, Pulse |  |  |  | Southwest |  | SW - LABOR & DELIVERY | [5 empty] | WARMING UNITS, PATIENT, RADIANT, INFANT |  | OXIMETERPULSE-Smiths Medical-3300 | OXIMETERPULSE |  |  |  |  | Smiths Medical | Oximeter, Pulse |  |  | OXIMETERPULSE-Smiths Medical-3300 |  |  |  | Covered PM Repair - Biomedical | MHHS-Southwest
NO | NO | [5 empty] | GE Medical Systems |  |  |  | WOODLANDS - NICU | MHHS-Woodlands |  | Oximeter, Pulse |  |  |  | Woodlands |  | WOODLANDS - NICU | [5 empty] | WARMING UNITS, PATIENT, RADIANT, INFANT |  | OXIMETERPULSE-Smiths Medical-3300 | OXIMETERPULSE |  |  |  |  | Smiths Medical | Oximeter, Pulse |  |  | OXIMETERPULSE-Smiths Medical-3300 |  |  |  | Covered PM Repair - Biomedical | MHHS-Woodlands
NO | YES |  |  |  |  | 029-05234 | GE Medical Systems | 409822-002 |  | RC908144772GA | Woodlands-CVICU | MHHS-Woodlands |  |  |  |  | 029-05234 | Woodlands | MHHS-Woodlands | Woodlands-CVICU | OR |  |  |  |  | PHYSIOLOGIC MONITOR MODULE HOUSINGS |  | .needs class |  |  |  |  | .needs class | GE |  |  |  |  | 12/1/17 |  |  | Covered PM Repair - Biomedical | MHHS-Woodlands
NO | YES |  |  |  |  | 029-05252 | GE Medical Systems | 409822-002 |  | RC908354985GA | Woodlands-Cardiopulmonary | MHHS-Woodlands |  |  |  |  | 029-05252 | Woodlands | MHHS-Woodlands | Woodlands-Cardiopulmonary | Biomed shop | 10/1/19 |  | 10/1/20 |  | PHYSIOLOGIC MONITOR MODULE HOUSINGS |  | .needs class |  |  |  |  | .needs class | GE | [7 empty] | Covered PM Repair - Biomedical | MHHS-Woodlands
NO | YES |  |  |  | 013-16536 | 013-16536 | GE Medical Systems | 46-270954G1 |  | 958441WK8 | SW-HVI-Noninvasive Cardiology | MHHS-Southwest |  |  |  | 013-16536 | 013-16536 | Southwest | MHHS-Southwest | SW-HVI-Noninvasive Cardiology | Hallway | 7/1/19 |  | 7/1/20 |  | RADIOGRAPHIC UNITS, MOBILE |  | CARMPORTABLE-GE-46-270954G2 |  |  |  |  | CARMPORTABLE-GE-46-270954G2 | GE |  |  |  |  | 11/30/17 |  |  | Covered PM Repair - Biomedical | MHHS-Southwest
NO | YES | [5 empty] | GE Medical Systems | 6S-D |  | 125292PD3 | TMC-Children's-Procedure Suite (Ghp) | MHHS-TMC |  | Transducer, Ultrasound |  |  |  | TMC | MHHS-TMC | TMC-Children's-Procedure Suite (Ghp) | [5 empty] | PROBES, ULTRASONIC |  | TRANSDUCERULTRASOUND-GE-6S-D | TRANSDUCERULTRASOUND | 6S-D |  |  |  | GE | Transducer, Ultrasound |  | TRANSDUCERULTRASOUND-GE-6S-D |  |  | Verified 3/30/2020 4:07pm (Central) |  | Covered PM Repair - Biomedical | MHHS-TMC
NO | YES | [5 empty] | GE Medical Systems | 6S-D |  | 140073PD8 | Woodlands-Cardiopulmonary | MHHS-Woodlands |  | Transducer, Ultrasound |  |  |  | Woodlands | MHHS-Woodlands | Woodlands-Cardiopulmonary | Clean utility RM | 12/1/19 | 12/1/20 |  |  | PROBES, ULTRASONIC | Transducer, Ultrasound | TRANSDUCERULTRASOUND-GE-6S-D | TRANSDUCERULTRASOUND | 6S-D |  |  |  | GE | Transducer, Ultrasound |  | TRANSDUCERULTRASOUND-GE-6S-D |  |  |  | TU-A | Covered PM Repair - Biomedical | MHHS-Woodlands | [8 empty] | TRANSDUCERULTRASOUND | Transducer, Ultrasound | GE
NO | NO | [5 empty] | GE Medical Systems | 6S-D |  | 125294PD0 | TMC - CHILDRENS - PROCEDURE SUITE (GHP) | MHHS-TMC |  | Transducer, Ultrasound |  |  |  | TMC |  | TMC - CHILDRENS - PROCEDURE SUITE (GHP) | [5 empty] | PROBES, ULTRASONIC |  | TRANSDUCERULTRASOUND-GE-6S-D | TRANSDUCERULTRASOUND | 6S-D |  |  |  | GE | Transducer, Ultrasound |  | TRANSDUCERULTRASOUND-GE-6S-D |  |  |  |  | Covered PM Repair - Biomedical | MHHS-TMC
NO | YES |  |  |  | 029-10615 | 029-10615 | GE Medical Systems | 8000M |  | J43T5939G | Woodlands-OR | MHHS-Woodlands |  |  |  | 029-10615 | 029-10615 | Woodlands | MHHS-Woodlands | Woodlands-OR | OR | 10/1/18 |  | 10/1/19 |  | MONITORS, VIDEO | Monitor, Video | MONITORVIDEO-GE-Solar 8000 |  |  |  |  | MONITORVIDEO-GE-Solar 8000 | GE |  |  |  |  | 11/25/15 |  |  | Covered PM Repair - Biomedical | MHHS-Woodlands | [8 empty] | MONITORVIDEO | Monitor, Video | GE
NO | NO |  |  |  | 029-02212 |  | GE Medical Systems | 8000M |  | J2G42172G | WOODLANDS - CATH LAB | MHHS-Woodlands |  |  |  | 029-02212 |  | Woodlands |  | WOODLANDS - CATH LAB | [5 empty] | MONITORS, VIDEO |  | MONITORVIDEO-GE-Solar 8000 |  |  |  |  | MONITORVIDEO-GE-Solar 8000 | GE | [7 empty] | Covered PM Repair - Biomedical | MHHS-Woodlands
NO | NO |  |  |  | 029-02215 |  | GE Medical Systems | 8000M |  | J2G42174G | WOODLANDS - CATH LAB | MHHS-Woodlands |  |  |  | 029-02215 |  | Woodlands |  | WOODLANDS - CATH LAB | [5 empty] | MONITORS, VIDEO |  | MONITORVIDEO-GE-Solar 8000 |  |  |  |  | MONITORVIDEO-GE-Solar 8000 | GE | [7 empty] | Covered PM Repair - Biomedical | MHHS-Woodlands
NO | NO |  |  |  | 029-02218 |  | GE Medical Systems | 8000M |  | J2G42173G | WOODLANDS - CATH LAB | MHHS-Woodlands |  |  |  | 029-02218 |  | Woodlands |  | WOODLANDS - CATH LAB | [5 empty] | MONITORS, VIDEO |  | MONITORVIDEO-GE-Solar 8000 |  |  |  |  | MONITORVIDEO-GE-Solar 8000 | GE | [7 empty] | Covered PM Repair - Biomedical | MHHS-Woodlands
NO | NO |  |  |  | 029-03108 |  | GE Medical Systems | 8000M |  | L33T1286G | WOODLANDS - CATH LAB | MHHS-Woodlands |  |  |  | 029-03108 |  | Woodlands |  | WOODLANDS - CATH LAB | [5 empty] | MONITORS, VIDEO |  | MONITORVIDEO-GE-Solar 8000 |  |  |  |  | MONITORVIDEO-GE-Solar 8000 | GE | [7 empty] | Covered PM Repair - Biomedical | MHHS-Woodlands
NO | YES |  |  |  |  | 013-04167 | GE Medical Systems |  |  | 8100-K1652 | SW-Pulmonary Function | MHHS-Southwest |  | Table, Exam |  |  | 013-04167 | Southwest | MHHS-Southwest | SW-Pulmonary Function | PFT Room | 2/1/19 |  | 2/1/20 |  | MONITORS, BEDSIDE, BLOOD PRESSURE | Table, Exam | TABLEEXAM-Ritter-Tycos-8100 | TABLEEXAM |  |  |  |  | Ritter-Tycos | Table, Exam |  |  | TABLEEXAM-Ritter-Tycos-8100 |  |  |  | Covered PM Repair - Lab Analyzers/Anesth | MHHS-Southwest | [8 empty] | TABLEEXAM | Table, Exam | Ritter-Tycos
NO | YES |  |  |  | R-069-CA17 |  | GE Medical Systems | 9800 PLUS |  | 82-2486 | TMC - RADIOLOGY - CHILDRENS HOSPITAL | MHHS-TMC |  |  |  | R-069-CA17 |  | TMC |  | TMC - RADIOLOGY - CHILDRENS HOSPITAL |  | 1/18/19 |  |  |  | RADIOGRAPHIC/FLUOROSCOPIC UNITS, MOBILE |  | CARMPORTABLE-GE-OEC 9800 Plus |  |  |  |  | CARMPORTABLE-GE-OEC 9800 Plus | GE |  |  |  |  | 6/14/19 |  |  | Covered PM Repair - Biomedical | MHHS-TMC
NO | YES |  |  |  | 133-02037 | 133-02037 | GE Medical Systems | 9800 PLUS ESP |  | 82-2545 | Katy-Radiology | MHHS-Katy |  |  |  | 133-02037 | 133-02037 | Katy | MHHS-Katy | Katy-Radiology | Surgery | 5/1/19 | 5/1/20 |  |  | RADIOGRAPHIC/FLUOROSCOPIC UNITS, MOBILE | C-Arm, Portable | CARMPORTABLE-GE-OEC 9800 Plus |  |  |  |  | CARMPORTABLE-GE-OEC 9800 Plus | GE | [6 empty] | CAP-A | Covered PM Repair - Biomedical | MHHS-Katy | [8 empty] | CARMPORTABLE | C-Arm, Portable | GE
NO | YES |  |  |  | 013-36652 | 013-36652 | GE Medical Systems | 9900 ELITE VAS |  | E2-5350 | SW-OR | MHHS-Southwest |  |  |  | 013-36652 | 013-36652 | Southwest | MHHS-Southwest | SW-OR | HVI OR | 6/1/19 |  | 6/1/20 |  | RADIOGRAPHIC/FLUOROSCOPIC UNITS, MOBILE | C-Arm, Portable | CARMPORTABLE-GE-OEC 9900 Elite |  |  |  |  | CARMPORTABLE-GE-OEC 9900 Elite | GE |  |  |  |  | 3/13/20 |  | CAP-A | Not Covered Vendor Only - Biomedical | MHHS-Southwest | [8 empty] | CARMPORTABLE | C-Arm, Portable | GE
NO | YES | Asset Tag 013-38128 |  |  | 013-38128 | 013-38128 | GE Medical Systems | 9900 ELITE VAS |  | E2XXXX05874 | SW-HVI-OR | MHHS-Southwest |  |  |  | 013-38128 | 013-38128 | Southwest | MHHS-Southwest | SW-HVI-OR | Hall | 1/1/20 |  | 1/1/21 |  | RADIOGRAPHIC/FLUOROSCOPIC UNITS, MOBILE | C-Arm, Portable | CARMPORTABLE-GE-OEC 9900 Elite |  |  |  |  | CARMPORTABLE-GE-OEC 9900 Elite | GE |  |  |  |  | 3/13/20 |  | CAP-A | Not Covered Vendor Only - Biomedical | MHHS-Southwest | [8 empty] | CARMPORTABLE | C-Arm, Portable | GE
NO | YES |  |  |  | 013-38130 | 013-38130 | GE Medical Systems | 9900 ELITE VAS |  | E9XXXX03155 | SW-OR | MHHS-Southwest |  |  |  | 013-38130 | 013-38130 | Southwest | MHHS-Southwest | SW-OR | Radiology C-arm Storage Room | 2/1/19 |  | 2/1/20 |  | RADIOGRAPHIC/FLUOROSCOPIC UNITS, MOBILE | C-Arm, Portable | CARMPORTABLE-GE-OEC 9900 Elite |  |  |  |  | CARMPORTABLE-GE-OEC 9900 Elite | GE |  |  |  |  | 5/21/20 |  | CAP-A | Not Covered Vendor Only - Biomedical | MHHS-Southwest | [8 empty] | CARMPORTABLE | C-Arm, Portable | GE
NO | YES |  |  |  | 013-36607 | 013-36607 | GE Medical Systems | 9900 ELITE VAS |  | E2XXXX06420 | SW-Radiology | MHHS-Southwest |  |  |  | 013-36607 | 013-36607 | Southwest | MHHS-Southwest | SW-Radiology | OR Radiology Carm storage room | 3/1/19 |  | 2/1/20 |  | RADIOGRAPHIC/FLUOROSCOPIC UNITS, MOBILE | C-Arm, Portable | CARMPORTABLE-GE-OEC 9900 Elite |  |  |  |  | CARMPORTABLE-GE-OEC 9900 Elite | GE |  |  |  |  | 5/21/20 |  | CAP-A | Not Covered Vendor Only - Biomedical | MHHS-Southwest | [8 empty] | CARMPORTABLE | C-Arm, Portable | GE
NO | YES |  |  |  | 013-36608 | 013-36608 | GE Medical Systems | 9900 ELITE VAS |  | E2XXXX06431 | SW-Endoscopy | MHHS-Southwest |  |  |  | 013-36608 | 013-36608 | Memorial Hermann Hospital - Southwest | MHHS-Southwest | SW-Endoscopy | Endoscopy | 3/1/19 |  |  |  | RADIOGRAPHIC/FLUOROSCOPIC UNITS, MOBILE | C-Arm, Portable | CARMPORTABLE-GE-OEC 9900 Elite |  |  |  |  | CARMPORTABLE-GE-OEC 9900 Elite | GE |  |  |  |  | 8/7/15 |  | CAP-A | Covered PM Repair - Biomedical | MHHS-Southwest | [8 empty] | CARMPORTABLE | C-Arm, Portable | GE
NO | YES |  |  |  | R-069-CA18 |  | GE Medical Systems | 9900 ELITE VAS |  | E2XXXX06608 | TMC - RADIOLOGY - CHILDRENS HOSPITAL | MHHS-TMC |  |  |  | R-069-CA18 |  | TMC |  | TMC - RADIOLOGY - CHILDRENS HOSPITAL |  | 10/30/19 |  |  |  | RADIOGRAPHIC/FLUOROSCOPIC UNITS, MOBILE |  | CARMPORTABLE-GE-OEC 9900 Elite |  |  |  |  | CARMPORTABLE-GE-OEC 9900 Elite | GE |  |  |  |  | 6/26/14 |  |  | Covered PM Repair - Biomedical | MHHS-TMC
NO | YES |  |  |  | R-069-CA10 |  | GE Medical Systems | 9900 ELITE VAS |  | E9-xxxx05855 | TMC - RADIOLOGY - HVI PAVILION | MHHS-TMC |  |  |  | R-069-CA10 |  | TMC |  | TMC - RADIOLOGY - HVI PAVILION |  | 1/15/19 |  |  |  | RADIOGRAPHIC/FLUOROSCOPIC UNITS, MOBILE |  | CARMPORTABLE-GE-OEC 9900 Elite |  |  |  |  | CARMPORTABLE-GE-OEC 9900 Elite | GE | [7 empty] | Covered PM Repair - Biomedical | MHHS-TMC
NO | YES |  |  |  | 029-10242 | 029-10242 | GE Medical Systems | 9900 ELITE VAS |  | e2-5310 | Woodlands-OR | MHHS-Woodlands |  |  |  | 029-10242 | 029-10242 | Woodlands | MHHS-Woodlands | Woodlands-OR |  | 7/1/19 | 7/1/20 |  |  | RADIOGRAPHIC/FLUOROSCOPIC UNITS, MOBILE | C-Arm, Portable | CARMPORTABLE-GE-OEC 9900 Elite |  |  |  |  | CARMPORTABLE-GE-OEC 9900 Elite | GE |  |  |  |  | 10/6/17 |  | CAP-A | Covered PM Repair - Biomedical | MHHS-Woodlands | [8 empty] | CARMPORTABLE | C-Arm, Portable | GE
NO | NO |  |  |  | 151-01741 |  | GE Medical Systems | 9900 ELITE VAS |  | E2-XXXX05523 | CY - OR | MHHS-Cypress |  |  |  | 151-01741 |  | Northwest & Cypress |  | CY - OR | [5 empty] | RADIOGRAPHIC/FLUOROSCOPIC UNITS, MOBILE |  | CARMPORTABLE-GE-OEC 9900 Elite |  |  |  |  | CARMPORTABLE-GE-OEC 9900 Elite | GE | [7 empty] | Covered PM Repair - Biomedical | MHHS-Cypress
NO | NO |  |  |  | 009-09647 |  | GE Medical Systems | 9900 ELITE VAS |  |  | GH - OR | MHHS-Greater Heights |  |  |  | 009-09647 |  | Central & Greater Heights |  | GH - OR | [5 empty] | RADIOGRAPHIC/FLUOROSCOPIC UNITS, MOBILE |  | CARMPORTABLE-GE-OEC 9900 Elite |  |  |  |  | CARMPORTABLE-GE-OEC 9900 Elite | GE | [7 empty] | Covered PM Repair - Biomedical | MHHS-Greater Heights
NO | YES |  |  |  | 133-08285 | 133-08285 | GE Medical Systems | 9900 ELITE VAS MTS |  | E2XXXX05864 | Katy-OR | MHHS-Katy |  |  |  | 133-08285 | 133-08285 | Katy | MHHS-Katy | Katy-OR | Surgery | 11/1/19 |  |  |  | RADIOGRAPHIC/FLUOROSCOPIC UNITS, MOBILE | C-Arm, Portable | CARMPORTABLE-GE-OEC 9900 Elite |  |  |  |  | CARMPORTABLE-GE-OEC 9900 Elite | GE |  |  |  |  | 8/9/14 |  | CAP-A | Covered PM Repair - Biomedical | MHHS-Katy | [5 empty] | 12/1/16 |  |  | CARMPORTABLE | C-Arm, Portable | GE
NO | YES |  |  |  | PPK115 |  | GE Medical Systems | ADVANTAGE WORKSTATION |  | 713932MRAW | MEMORIAL CITY - RADIOLOGY - INPATIENT | MHHS-Mem City |  |  |  | PPK115 |  | West & Memorial City |  | MEMORIAL CITY - RADIOLOGY - INPATIENT |  | 11/19/19 |  |  |  | INFORMATION SYSTEMS, DATA MANAGEMENT |  | RADWORK-GE-Advantage 4.6 |  |  |  |  | RADWORK-GE-Advantage 4.6 | GE |  |  |  |  | 10/30/17 |  |  | Covered PM Repair - Biomedical | MHHS-Mem City
NO | YES |  |  |  | PPK125 |  | GE Medical Systems | ADVANTAGE WORKSTATION |  | 713242MCVAW | MEMORIAL CITY - RADIOLOGY - INPATIENT | MHHS-Mem City |  |  |  | PPK125 |  | West & Memorial City |  | MEMORIAL CITY - RADIOLOGY - INPATIENT |  | 12/23/19 |  |  |  | INFORMATION SYSTEMS, DATA MANAGEMENT |  | RADWORK-GE-Advantage 4.6 |  |  |  |  | RADWORK-GE-Advantage 4.6 | GE |  |  |  |  | 10/30/17 |  |  | Covered PM Repair - Biomedical | MHHS-Mem City
NO | YES | [5 empty] | GE Medical Systems | ADVANTAGE WORKSTATION |  | SH513321950TA | NE - CATH LAB | MHHS-Northeast | [5 empty] | Katy | Memorial Hermann Northeast Hospital | NE - CATH LAB | 5th floor storage on pallet |  |  |  |  | INFORMATION SYSTEMS, DATA MANAGEMENT |  | RADWORK-GE-Advantage 4.6 |  |  |  |  | RADWORK-GE-Advantage 4.6 | GE | [7 empty] | Covered PM Repair - Biomedical | MHHS-Northeast
NO | YES |  |  |  |  | 142-06257 | GE Medical Systems | ADVANTAGE WORKSTATION |  | SJU14362497TA | NE-OR | MHHS-Northeast |  |  |  |  | 142-06257 | Katy | MHHS-Northeast | NE-OR | OR Hybrid Room supply room | 1/1/19 | 1/1/20 |  |  | INFORMATION SYSTEMS, DATA MANAGEMENT | Radiology Work Station | RADWORK-GE-Advantage 4.6 |  |  |  |  | RADWORK-GE-Advantage 4.6 | GE |  |  |  |  | 10/30/17 |  |  | Covered PM Repair - Biomedical | MHHS-Northeast | [8 empty] | RADWORK | Radiology Work Station | GE
NO | YES |  |  |  | R-005-FWCTWS |  | GE Medical Systems | ADVANTAGE WORKSTATION |  | 44292HM1-Workstation | OPID - (SE) - FRIENDSWOOD - 401 | MHHS-OPID |  |  |  | R-005-FWCTWS |  | Southeast & Bay Area |  | OPID - (SE) - FRIENDSWOOD - 401 |  | 7/11/19 |  |  |  | INFORMATION SYSTEMS, DATA MANAGEMENT |  | RADWORK-GE-Advantage 4.6 |  |  |  |  | RADWORK-GE-Advantage 4.6 | GE |  |  |  |  | 10/30/17 |  |  | Covered PM Repair - Biomedical | MHHS-OPID
NO | YES |  |  |  | 069-17788 |  | GE Medical Systems | ADVANTAGE WORKSTATION |  | 141C052A | OPID - (SL) - SIENNA PLANTATION CCC - 448 | MHHS-OPID |  |  |  | 069-17788 |  | Sugar Land |  | OPID - (SL) - SIENNA PLANTATION CCC - 448 |  | 10/22/18 |  |  |  | INFORMATION SYSTEMS, DATA MANAGEMENT |  | RADWORK-GE-Advantage 4.6 |  |  |  |  | RADWORK-GE-Advantage 4.6 | GE |  |  |  |  | 10/30/17 |  |  | Covered PM Repair - Biomedical | MHHS-OPID
NO | YES |  |  |  | 069-40775 |  | GE Medical Systems | ADVANTAGE WORKSTATION |  | 561495AW1 | OPID - (TMC) - UPPER KIRBY - 467 | MHHS-OPID |  |  |  | 069-40775 |  | TMC |  | OPID - (TMC) - UPPER KIRBY - 467 |  | 8/19/19 |  |  |  | INFORMATION SYSTEMS, DATA MANAGEMENT |  | RADWORK-GE-Advantage 4.6 |  |  |  |  | RADWORK-GE-Advantage 4.6 | GE |  |  |  |  | 10/30/17 |  |  | Covered PM Repair - Biomedical | MHHS-OPID
NO | YES |  |  |  | R-005-CT4WS |  | GE Medical Systems | ADVANTAGE WORKSTATION |  | 2UA702117M | SE - RADIOLOGY | MHHS-Southeast |  |  |  | R-005-CT4WS |  | Southeast & Bay Area |  | SE - RADIOLOGY |  | 3/19/19 |  |  |  | INFORMATION SYSTEMS, DATA MANAGEMENT |  | RADWORK-GE-Advantage 4.6 |  |  |  |  | RADWORK-GE-Advantage 4.6 | GE |  |  |  |  | 10/30/17 |  |  | Covered PM Repair - Biomedical | MHHS-Southeast
NO | YES |  |  |  | PPK117 |  | GE Medical Systems | ADVANTAGE WORKSTATION |  | 281395AW2 | SW - RADIOLOGY | MHHS-Southwest |  |  |  | PPK117 |  | Southwest |  | SW - RADIOLOGY |  | 2/22/19 |  |  |  | INFORMATION SYSTEMS, DATA MANAGEMENT |  | RADWORK-GE-Advantage 4.6 |  |  |  |  | RADWORK-GE-Advantage 4.6 | GE |  |  |  |  | 10/30/17 |  |  | Covered PM Repair - Biomedical | MHHS-Southwest
NO | YES |  |  |  | PPK122 |  | GE Medical Systems | ADVANTAGE WORKSTATION |  |  | SW - RADIOLOGY | MHHS-Southwest |  |  |  | PPK122 |  | Southwest |  | SW - RADIOLOGY |  | 7/23/13 |  |  |  | INFORMATION SYSTEMS, DATA MANAGEMENT |  | RADWORK-GE-Advantage 4.6 |  |  |  |  | RADWORK-GE-Advantage 4.6 | GE |  |  |  |  | 10/30/17 |  |  | Covered PM Repair - Biomedical | MHHS-Southwest
NO | YES |  |  |  | R-069-MR4WS |  | GE Medical Systems | ADVANTAGE WORKSTATION |  | AWXW8000 | TMC - RADIOLOGY - MRI | MHHS-TMC |  |  |  | R-069-MR4WS |  | TMC |  | TMC - RADIOLOGY - MRI |  | 2/8/19 |  |  |  | INFORMATION SYSTEMS, DATA MANAGEMENT |  | RADWORK-GE-Advantage 4.6 |  |  |  |  | RADWORK-GE-Advantage 4.6 | GE |  |  |  |  | 10/30/17 |  |  | Covered PM Repair - Biomedical | MHHS-TMC
NO | YES |  |  |  | R-069-MR5WS |  | GE Medical Systems | ADVANTAGE WORKSTATION |  | 713MRAWRC1 | TMC - RADIOLOGY - MRI | MHHS-TMC |  |  |  | R-069-MR5WS |  | TMC |  | TMC - RADIOLOGY - MRI |  | 2/8/19 |  |  |  | INFORMATION SYSTEMS, DATA MANAGEMENT |  | RADWORK-GE-Advantage 4.6 |  |  |  |  | RADWORK-GE-Advantage 4.6 | GE |  |  |  |  | 10/30/17 |  |  | Covered PM Repair - Biomedical | MHHS-TMC
NO | YES | [5 empty] | GE Medical Systems | ADVANTAGE WORKSTATION |  | 281364AW3 | WOODLANDS - RADIOLOGY | MHHS-Woodlands | [5 empty] | Woodlands |  | WOODLANDS - RADIOLOGY |  | 2/15/19 |  |  |  | INFORMATION SYSTEMS, DATA MANAGEMENT |  | RADWORK-GE-Advantage 4.6 |  |  |  |  | RADWORK-GE-Advantage 4.6 | GE |  |  |  |  | 10/30/17 |  |  | Covered PM Repair - Biomedical | MHHS-Woodlands
NO | YES | [5 empty] | GE Medical Systems | ADVANTAGE WORKSTATION |  | 281364AW4 | WOODLANDS - RADIOLOGY | MHHS-Woodlands | [5 empty] | Woodlands |  | WOODLANDS - RADIOLOGY |  | 2/14/19 |  |  |  | INFORMATION SYSTEMS, DATA MANAGEMENT |  | RADWORK-GE-Advantage 4.6 |  |  |  |  | RADWORK-GE-Advantage 4.6 | GE |  |  |  |  | 10/30/17 |  |  | Covered PM Repair - Biomedical | MHHS-Woodlands
NO | NO |  |  |  | 041-12394 |  | GE Medical Systems | ADVANTAGE WORKSTATION |  | 713242MCROA | MEMORIAL CITY - TEXAS ONCOLOGY | MHHS-Mem City |  |  |  | 041-12394 |  | West & Memorial City |  | MEMORIAL CITY - TEXAS ONCOLOGY | [5 empty] | INFORMATION SYSTEMS, DATA MANAGEMENT |  | RADWORK-GE-Advantage 4.6 |  |  |  |  | RADWORK-GE-Advantage 4.6 | GE | [7 empty] | Covered PM Repair - Biomedical | MHHS-Mem City
NO | NO |  |  |  | R-069-RTCTWS |  | GE Medical Systems | ADVANTAGE WORKSTATION |  | 2UA1411WRV | TMC - PLAZA - CANCER CENTER (STE 2900) | MHHS-TMC |  |  |  | R-069-RTCTWS |  | TMC |  | TMC - PLAZA - CANCER CENTER (STE 2900) | [5 empty] | INFORMATION SYSTEMS, DATA MANAGEMENT |  | RADWORK-GE-Advantage 4.6 |  |  |  |  | RADWORK-GE-Advantage 4.6 | GE | [7 empty] | Covered PM Repair - Biomedical | MHHS-TMC
NO | YES |  |  |  | R-005-OP2 |  | GE Medical Systems | ADVANTX |  | 436252BU1 | SE - RADIOLOGY | MHHS-Southeast |  | Radiographic Unit, Radio/Fluoro |  | R-005-OP2 |  | Southeast & Bay Area |  | SE - RADIOLOGY |  | 6/28/19 |  |  |  | RADIOGRAPHIC/FLUOROSCOPIC SYSTEMS |  | RADIOGRAPHICUNITRADFLUORO-GE-Advantx | RADIOGRAPHICUNITRADFLUORO | Advantx |  |  |  | GE | Radiographic Unit, Radio/Fluoro |  | RADIOGRAPHICUNITRADFLUORO-GE-Advantx |  | 10/30/17 |  |  | Covered PM Repair - Biomedical | MHHS-Southeast
NO | YES |  |  |  | 029-06269 | 029-06269 | GE Medical Systems | AISYS |  | ANAN01129-OR 11 | Woodlands-Anesthesia | MHHS-Woodlands |  | Anesthesia Machine |  | 029-06269 | 029-06269 | Woodlands | MHHS-Woodlands | Woodlands-Anesthesia | OR 11 | 5/1/19 |  | 5/1/20 |  | ANESTHESIA UNITS | Anesthesia Machine | ANESTHESIAMACHINE-GE-Aisys | ANESTHESIAMACHINE | Aisys |  |  |  | GE | Anesthesia Machine |  | ANESTHESIAMACHINE-GE-Aisys |  |  |  | AM-SA | Covered PM Repair - Biomedical | MHHS-Woodlands | [8 empty] | ANESTHESIAMACHINE | Anesthesia Machine | GE
NO | YES |  |  |  | 029-06270 | 029-06270 | GE Medical Systems | AISYS |  | ANAN01130-OR 5 | Woodlands-Anesthesia | MHHS-Woodlands |  | Anesthesia Machine |  | 029-06270 | 029-06270 | Woodlands | MHHS-Woodlands | Woodlands-Anesthesia | OR 5 | 11/1/19 |  | 11/1/20 |  | ANESTHESIA UNITS | Anesthesia Machine | ANESTHESIAMACHINE-GE-Aisys | ANESTHESIAMACHINE | Aisys |  |  |  | GE | Anesthesia Machine |  | ANESTHESIAMACHINE-GE-Aisys |  | 5/14/15 |  | AM-SA | Covered PM Repair - Biomedical | MHHS-Woodlands | [8 empty] | ANESTHESIAMACHINE | Anesthesia Machine | GE
NO | YES |  |  |  | 029-07017 | 029-07017 | GE Medical Systems | AISYS |  | ANAQ00687-OR 16 | Woodlands-Anesthesia | MHHS-Woodlands |  | Anesthesia Machine |  | 029-07017 | 029-07017 | Woodlands | MHHS-Woodlands | Woodlands-Anesthesia | OR 16 | 5/1/19 |  | 5/1/20 |  | ANESTHESIA UNITS | Anesthesia Machine | ANESTHESIAMACHINE-GE-Aisys | ANESTHESIAMACHINE | Aisys |  |  |  | GE | Anesthesia Machine |  | ANESTHESIAMACHINE-GE-Aisys |  |  |  | AM-SA | Covered PM Repair - Biomedical | MHHS-Woodlands | [8 empty] | ANESTHESIAMACHINE | Anesthesia Machine | GE
NO | YES |  |  |  | 029-07035 | 029-07035 | GE Medical Systems | AISYS |  | ANAQ01194-OR 9 | Woodlands-Anesthesia | MHHS-Woodlands |  | Anesthesia Machine |  | 029-07035 | 029-07035 | Woodlands | MHHS-Woodlands | Woodlands-Anesthesia | OR 9 | 5/1/19 |  | 5/1/20 |  | ANESTHESIA UNITS | Anesthesia Machine | ANESTHESIAMACHINE-GE-Aisys | ANESTHESIAMACHINE | Aisys |  |  |  | GE | Anesthesia Machine |  | ANESTHESIAMACHINE-GE-Aisys |  |  |  | AM-SA | Covered PM Repair - Biomedical | MHHS-Woodlands | [8 empty] | ANESTHESIAMACHINE | Anesthesia Machine | GE
NO | YES |  |  |  | 029-07037 | 029-07037 | GE Medical Systems | AISYS |  | ANAQ01772-OR 14 | Woodlands-Anesthesia | MHHS-Woodlands |  | Anesthesia Machine |  | 029-07037 | 029-07037 | Woodlands | MHHS-Woodlands | Woodlands-Anesthesia | RO 14 | 7/1/19 |  | 7/1/20 |  | ANESTHESIA UNITS | Anesthesia Machine | ANESTHESIAMACHINE-GE-Aisys | ANESTHESIAMACHINE | Aisys |  |  |  | GE | Anesthesia Machine |  | ANESTHESIAMACHINE-GE-Aisys |  |  |  | AM-SA | Covered PM Repair - Biomedical | MHHS-Woodlands | [8 empty] | ANESTHESIAMACHINE | Anesthesia Machine | GE
NO | YES |  |  |  | 029-07038 | 029-07038 | GE Medical Systems | AISYS |  | ANAQ01773-OR 3 | Woodlands-Anesthesia | MHHS-Woodlands |  | Anesthesia Machine |  | 029-07038 | 029-07038 | Woodlands | MHHS-Woodlands | Woodlands-Anesthesia | OR 3 | 5/1/19 |  | 5/1/20 |  | ANESTHESIA UNITS | Anesthesia Machine | ANESTHESIAMACHINE-GE-Aisys | ANESTHESIAMACHINE | Aisys |  |  |  | GE | Anesthesia Machine |  | ANESTHESIAMACHINE-GE-Aisys |  |  |  | AM-SA | Covered PM Repair - Biomedical | MHHS-Woodlands | [8 empty] | ANESTHESIAMACHINE | Anesthesia Machine | GE
NO | YES |  |  |  | 029-07039 | 029-07039 | GE Medical Systems | AISYS |  | ANAQ01197-OR 17 | Woodlands-Anesthesia | MHHS-Woodlands |  | Anesthesia Machine |  | 029-07039 | 029-07039 | Woodlands | MHHS-Woodlands | Woodlands-Anesthesia | OR 17 | 5/1/19 |  | 5/1/20 |  | ANESTHESIA UNITS | Anesthesia Machine | ANESTHESIAMACHINE-GE-Aisys | ANESTHESIAMACHINE | Aisys |  |  |  | GE | Anesthesia Machine |  | ANESTHESIAMACHINE-GE-Aisys |  |  |  | AM-SA | Covered PM Repair - Biomedical | MHHS-Woodlands | [8 empty] | ANESTHESIAMACHINE | Anesthesia Machine | GE
NO | YES |  |  |  | 029-07040 | 029-07040 | GE Medical Systems | AISYS |  | ANAQ01774-OR 12 | Woodlands-OR | MHHS-Woodlands |  | Anesthesia Machine |  | 029-07040 | 029-07040 | Woodlands | MHHS-Woodlands | Woodlands-OR | OR 12 | 5/1/19 |  | 5/1/20 |  | ANESTHESIA UNITS | Anesthesia Machine | ANESTHESIAMACHINE-GE-Aisys | ANESTHESIAMACHINE | Aisys |  |  |  | GE | Anesthesia Machine |  | ANESTHESIAMACHINE-GE-Aisys |  | 3/5/20 |  | AM-SA | Covered PM Repair - Biomedical | MHHS-Woodlands | [8 empty] | ANESTHESIAMACHINE | Anesthesia Machine | GE
NO | YES |  |  |  | 029-07041 | 029-07041 | GE Medical Systems | AISYS |  | ANAQ00685-OR 10 | Woodlands-Anesthesia | MHHS-Woodlands |  | Anesthesia Machine |  | 029-07041 | 029-07041 | Woodlands | MHHS-Woodlands | Woodlands-Anesthesia | OR 10 | 5/1/19 |  | 5/1/20 |  | ANESTHESIA UNITS | Anesthesia Machine | ANESTHESIAMACHINE-GE-Aisys | ANESTHESIAMACHINE | Aisys |  |  |  | GE | Anesthesia Machine |  | ANESTHESIAMACHINE-GE-Aisys |  | 5/6/13 |  | AM-SA | Covered PM Repair - Biomedical | MHHS-Woodlands | [8 empty] | ANESTHESIAMACHINE | Anesthesia Machine | GE
NO | YES |  |  |  | 029-07683 | 029-07683 | GE Medical Systems | AISYS |  | ANAP01153-OR 2 | Woodlands-Anesthesia | MHHS-Woodlands |  | Anesthesia Machine |  | 029-07683 | 029-07683 | Woodlands | MHHS-Woodlands | Woodlands-Anesthesia | OR 2 | 5/1/19 |  | 5/1/20 |  | ANESTHESIA UNITS | Anesthesia Machine | ANESTHESIAMACHINE-GE-Aisys | ANESTHESIAMACHINE | Aisys |  |  |  | GE | Anesthesia Machine |  | ANESTHESIAMACHINE-GE-Aisys |  |  |  | AM-SA | Covered PM Repair - Biomedical | MHHS-Woodlands | [8 empty] | ANESTHESIAMACHINE | Anesthesia Machine | GE
NO | YES |  |  |  | 133-08396 | 133-08396 | GE Medical Systems | AMX 4 PLUS |  | 1021049WK7 | Katy-Radiology | MHHS-Katy |  | Radiographic Unit, Portable |  | 133-08396 | 133-08396 | Katy | MHHS-Katy | Katy-Radiology | Imaging Dept | 2/1/19 | 2/1/20 |  |  | RADIOGRAPHIC UNITS, MOBILE | Radiographic Unit, Portable | RADIOGRAPHICUNITPORTABLE-GE-AMX 4 Plus | RADIOGRAPHICUNITPORTABLE | AMX 4 Plus |  |  |  | GE | Radiographic Unit, Portable |  | RADIOGRAPHICUNITPORTABLE-GE-AMX 4 Plus |  | 10/1/20 |  | RUP-A | Not Covered Vendor Only - Rad, High End | MHHS-Katy | [8 empty] | RADIOGRAPHICUNITPORTABLE | Radiographic Unit, Portable | GE
NO | YES |  |  |  | 074-01329 | 074-01329 | GE Medical Systems | APEX PRO |  | RT917260007SA | TMC-Central Monitoring-Hvi (3Hvi) | MHHS-TMC |  | Transmitter, Telemetry |  | 074-01329 | 074-01329 | TMC | MHHS-TMC | TMC-Central Monitoring-Hvi (3Hvi) | Central monitor | 7/1/18 |  |  |  | MONITORS, TELEMETRIC, TRANSMITTER | Transmitter, Telemetry | TRANSMITTERTELEMETRY-GE-Apex Pro | TRANSMITTERTELEMETRY | Apex Pro |  |  |  | GE | Transmitter, Telemetry |  | TRANSMITTERTELEMETRY-GE-Apex Pro |  | 1/31/18 |  |  | Covered PM Repair - Biomedical | MHHS-TMC | [8 empty] | TRANSMITTERTELEMETRY | Transmitter, Telemetry | GE
NO | YES |  |  |  | 074-01330 | 074-01330 | GE Medical Systems | APEX PRO |  | RT917260054SA | TMC-Central Monitoring-Hvi (3Hvi) | MHHS-TMC |  | Transmitter, Telemetry |  | 074-01330 | 074-01330 | TMC | MHHS-TMC | TMC-Central Monitoring-Hvi (3Hvi) | Central monitor | 7/1/17 |  |  |  | MONITORS, TELEMETRIC, TRANSMITTER | Transmitter, Telemetry | TRANSMITTERTELEMETRY-GE-Apex Pro | TRANSMITTERTELEMETRY | Apex Pro |  |  |  | GE | Transmitter, Telemetry |  | TRANSMITTERTELEMETRY-GE-Apex Pro |  | 1/31/18 |  |  | Covered PM Repair - Biomedical | MHHS-TMC | [8 empty] | TRANSMITTERTELEMETRY | Transmitter, Telemetry | GE
NO | YES |  |  |  | 074-01331 | 074-01331 | GE Medical Systems | APEX PRO |  | RT917260052SA | TMC-Central Monitoring-Hvi (3Hvi) | MHHS-TMC |  | Transmitter, Telemetry |  | 074-01331 | 074-01331 | TMC | MHHS-TMC | TMC-Central Monitoring-Hvi (3Hvi) | Central monitor | 7/1/17 |  |  |  | MONITORS, TELEMETRIC, TRANSMITTER | Transmitter, Telemetry | TRANSMITTERTELEMETRY-GE-Apex Pro | TRANSMITTERTELEMETRY | Apex Pro |  |  |  | GE | Transmitter, Telemetry |  | TRANSMITTERTELEMETRY-GE-Apex Pro |  | 1/31/18 |  |  | Covered PM Repair - Biomedical | MHHS-TMC | [8 empty] | TRANSMITTERTELEMETRY | Transmitter, Telemetry | GE
NO | YES |  |  |  | 074-01336 | 074-01336 | GE Medical Systems | APEX PRO |  | RT917260049SA | TMC-Central Monitoring-Hvi (3Hvi) | MHHS-TMC |  | Transmitter, Telemetry |  | 074-01336 | 074-01336 | TMC | MHHS-TMC | TMC-Central Monitoring-Hvi (3Hvi) | TMC - CENTRAL MONITORING | 7/1/18 |  |  |  | MONITORS, TELEMETRIC, TRANSMITTER | Transmitter, Telemetry | TRANSMITTERTELEMETRY-GE-Apex Pro | TRANSMITTERTELEMETRY | Apex Pro |  |  |  | GE | Transmitter, Telemetry |  | TRANSMITTERTELEMETRY-GE-Apex Pro |  |  |  |  | Covered PM Repair - Radiology, Low End | MHHS-TMC | [8 empty] | TRANSMITTERTELEMETRY | Transmitter, Telemetry | GE
NO | YES |  |  |  | 074-01662 | 074-01662 | GE Medical Systems | APEX PRO |  | RT917260067SA | TMC-Central Monitoring-Hvi (3Hvi) | MHHS-TMC |  | Transmitter, Telemetry |  | 074-01662 | 074-01662 | TMC | MHHS-TMC | TMC-Central Monitoring-Hvi (3Hvi) | TMC - CENTRAL MONITORING | 7/1/17 |  |  |  | MONITORS, TELEMETRIC, TRANSMITTER | Transmitter, Telemetry | TRANSMITTERTELEMETRY-GE-Apex Pro | TRANSMITTERTELEMETRY | Apex Pro |  |  |  | GE | Transmitter, Telemetry |  | TRANSMITTERTELEMETRY-GE-Apex Pro |  | 12/18/14 |  |  | Covered PM Repair - Radiology, High End | MHHS-TMC | [8 empty] | TRANSMITTERTELEMETRY | Transmitter, Telemetry | GE
NO | YES |  |  |  | 074-01664 | 074-01664 | GE Medical Systems | APEX PRO |  | RT917240044SA | TMC-Central Monitoring-Hvi (3Hvi) | MHHS-TMC |  | Transmitter, Telemetry |  | 074-01664 | 074-01664 | TMC | MHHS-TMC | TMC-Central Monitoring-Hvi (3Hvi) | Central monitor | 11/1/18 |  |  |  | MONITORS, TELEMETRIC, TRANSMITTER | Transmitter, Telemetry | TRANSMITTERTELEMETRY-GE-Apex Pro | TRANSMITTERTELEMETRY | Apex Pro |  |  |  | GE | Transmitter, Telemetry |  | TRANSMITTERTELEMETRY-GE-Apex Pro |  | 5/6/20 |  |  | Not Covered Vendor Only - Rad, Low End | MHHS-TMC | [8 empty] | TRANSMITTERTELEMETRY | Transmitter, Telemetry | GE
NO | YES |  |  |  | 074-01665 | 074-01665 | GE Medical Systems | APEX PRO |  | RT917260026SA | TMC-Central Monitoring-Hvi (3Hvi) | MHHS-TMC |  | Transmitter, Telemetry |  | 074-01665 | 074-01665 | TMC | MHHS-TMC | TMC-Central Monitoring-Hvi (3Hvi) | Central monitor | 7/1/18 |  |  |  | MONITORS, TELEMETRIC, TRANSMITTER | Transmitter, Telemetry | TRANSMITTERTELEMETRY-GE-Apex Pro | TRANSMITTERTELEMETRY | Apex Pro |  |  |  | GE | Transmitter, Telemetry |  | TRANSMITTERTELEMETRY-GE-Apex Pro |  | 1/1/08 |  |  | Not Covered Vendor Only - Biomedical | MHHS-TMC | [8 empty] | TRANSMITTERTELEMETRY | Transmitter, Telemetry | GE
NO | YES |  |  |  | 074-01666 | 074-01666 | GE Medical Systems | APEX PRO |  | RT917240046SA | TMC-Central Monitoring-Hvi (3Hvi) | MHHS-TMC |  | Transmitter, Telemetry |  | 074-01666 | 074-01666 | TMC | MHHS-TMC | TMC-Central Monitoring-Hvi (3Hvi) | Central monitor | 11/1/18 |  |  |  | MONITORS, TELEMETRIC, TRANSMITTER | Transmitter, Telemetry | TRANSMITTERTELEMETRY-GE-Apex Pro | TRANSMITTERTELEMETRY | Apex Pro |  |  |  | GE | Transmitter, Telemetry |  | TRANSMITTERTELEMETRY-GE-Apex Pro |  | 1/31/18 |  |  | Covered PM Repair - Biomedical | MHHS-TMC | [8 empty] | TRANSMITTERTELEMETRY | Transmitter, Telemetry | GE
NO | YES |  |  |  | 074-01669 | 074-01669 | GE Medical Systems | APEX PRO |  | RT917260053SA | TMC-Central Monitoring-Hvi (3Hvi) | MHHS-TMC |  | Transmitter, Telemetry |  | 074-01669 | 074-01669 | TMC | MHHS-TMC | TMC-Central Monitoring-Hvi (3Hvi) | Central monitor | 7/1/17 |  |  |  | MONITORS, TELEMETRIC, TRANSMITTER | Transmitter, Telemetry | TRANSMITTERTELEMETRY-GE-Apex Pro | TRANSMITTERTELEMETRY | Apex Pro |  |  |  | GE | Transmitter, Telemetry |  | TRANSMITTERTELEMETRY-GE-Apex Pro |  |  |  |  | Covered PM Repair - Radiology, High End | MHHS-TMC | [8 empty] | TRANSMITTERTELEMETRY | Transmitter, Telemetry | GE
NO | YES |  |  |  | 074-01670 | 074-01670 | GE Medical Systems | APEX PRO |  | RT917260031SA | TMC-Central Monitoring-Hvi (3Hvi) | MHHS-TMC |  | Transmitter, Telemetry |  | 074-01670 | 074-01670 | TMC | MHHS-TMC | TMC-Central Monitoring-Hvi (3Hvi) | Central monitor | 7/1/18 |  |  |  | MONITORS, TELEMETRIC, TRANSMITTER | Transmitter, Telemetry | TRANSMITTERTELEMETRY-GE-Apex Pro | TRANSMITTERTELEMETRY | Apex Pro |  |  |  | GE | Transmitter, Telemetry |  | TRANSMITTERTELEMETRY-GE-Apex Pro |  |  |  |  | Covered PM Repair - Radiology, Low End | MHHS-TMC | [8 empty] | TRANSMITTERTELEMETRY | Transmitter, Telemetry | GE
NO | YES |  |  |  | 074-01671 | 074-01671 | GE Medical Systems | APEX PRO |  | RT917240050SA | TMC-Central Monitoring-Hvi (3Hvi) | MHHS-TMC |  | Transmitter, Telemetry |  | 074-01671 | 074-01671 | TMC | MHHS-TMC | TMC-Central Monitoring-Hvi (3Hvi) | Central monitor | 7/1/17 |  |  |  | MONITORS, TELEMETRIC, TRANSMITTER | Transmitter, Telemetry | TRANSMITTERTELEMETRY-GE-Apex Pro | TRANSMITTERTELEMETRY | Apex Pro |  |  |  | GE | Transmitter, Telemetry |  | TRANSMITTERTELEMETRY-GE-Apex Pro |  |  |  |  | Covered PM Repair - Radiology, Low End | MHHS-TMC | [8 empty] | TRANSMITTERTELEMETRY | Transmitter, Telemetry | GE
NO | YES |  |  |  | 074-01672 | 074-01672 | GE Medical Systems | APEX PRO |  | RT917240043SA | TMC-Central Monitoring-Hvi (3Hvi) | MHHS-TMC |  | Transmitter, Telemetry |  | 074-01672 | 074-01672 | TMC | MHHS-TMC | TMC-Central Monitoring-Hvi (3Hvi) | Central monitor | 7/1/17 |  |  |  | MONITORS, TELEMETRIC, TRANSMITTER | Transmitter, Telemetry | TRANSMITTERTELEMETRY-GE-Apex Pro | TRANSMITTERTELEMETRY | Apex Pro |  |  |  | GE | Transmitter, Telemetry |  | TRANSMITTERTELEMETRY-GE-Apex Pro |  |  |  |  | Covered PM Repair - Biomedical | MHHS-TMC | [8 empty] | TRANSMITTERTELEMETRY | Transmitter, Telemetry | GE
NO | YES |  |  |  | 074-03290 | 074-03290 | GE Medical Systems | APEX PRO |  | RT907466308GA | TMC-Central Monitoring-Robertson (1R) | MHHS-TMC |  | Transmitter, Telemetry |  | 074-03290 | 074-03290 | TMC | MHHS-TMC | TMC-Central Monitoring-Robertson (1R) | TMC - CENTRAL MONITORING | 10/1/17 |  |  |  | MONITORS, TELEMETRIC, TRANSMITTER | Transmitter, Telemetry | TRANSMITTERTELEMETRY-GE-Apex Pro | TRANSMITTERTELEMETRY | Apex Pro |  |  |  | GE | Transmitter, Telemetry |  | TRANSMITTERTELEMETRY-GE-Apex Pro |  | 6/1/14 |  |  | Covered PM Repair - Radiology, Low End | MHHS-TMC | [8 empty] | TRANSMITTERTELEMETRY | Transmitter, Telemetry | GE
NO | YES |  |  |  | 074-04633 | 074-04633 | GE Medical Systems | APEX PRO |  | RT913504322GA | TMC-Central Monitoring-Hvi (3Hvi) | MHHS-TMC |  | Transmitter, Telemetry |  | 074-04633 | 074-04633 | TMC | MHHS-TMC | TMC-Central Monitoring-Hvi (3Hvi) | Central monitoring | 4/1/18 |  |  |  | MONITORS, TELEMETRIC, TRANSMITTER | Transmitter, Telemetry | TRANSMITTERTELEMETRY-GE-Apex Pro | TRANSMITTERTELEMETRY | Apex Pro |  |  |  | GE | Transmitter, Telemetry |  | TRANSMITTERTELEMETRY-GE-Apex Pro |  | 1/31/18 |  |  | Covered PM Repair - Biomedical | MHHS-TMC | [8 empty] | TRANSMITTERTELEMETRY | Transmitter, Telemetry | GE
NO | YES |  |  |  | 074-04812 | 074-04812 | GE Medical Systems | APEX PRO |  | RT913250907GA | TMC-Central Monitoring-Hvi (3Hvi) | MHHS-TMC |  | Transmitter, Telemetry |  | 074-04812 | 074-04812 | TMC | MHHS-TMC | TMC-Central Monitoring-Hvi (3Hvi) | TMC - CENTRAL MONITORING | 7/1/17 |  |  |  | MONITORS, TELEMETRIC, TRANSMITTER | Transmitter, Telemetry | TRANSMITTERTELEMETRY-GE-Apex Pro | TRANSMITTERTELEMETRY | Apex Pro |  |  |  | GE | Transmitter, Telemetry |  | TRANSMITTERTELEMETRY-GE-Apex Pro |  | 1/16/29 |  |  | Not Covered Vendor Only - Biomedical | MHHS-TMC | [8 empty] | TRANSMITTERTELEMETRY | Transmitter, Telemetry | GE
NO | YES |  |  |  | 074-05757 | 074-05757 | GE Medical Systems | APEX PRO |  | RT917260056SA | TMC-Central Monitoring-Hvi (3Hvi) | MHHS-TMC |  | Transmitter, Telemetry |  | 074-05757 | 074-05757 | TMC | MHHS-TMC | TMC-Central Monitoring-Hvi (3Hvi) | Central monitor | 7/1/18 |  |  |  | MONITORS, TELEMETRIC, TRANSMITTER | Transmitter, Telemetry | TRANSMITTERTELEMETRY-GE-Apex Pro | TRANSMITTERTELEMETRY | Apex Pro |  |  |  | GE | Transmitter, Telemetry |  | TRANSMITTERTELEMETRY-GE-Apex Pro |  |  |  |  | Covered PM Repair - Biomedical | MHHS-TMC | [8 empty] | TRANSMITTERTELEMETRY | Transmitter, Telemetry | GE
NO | YES |  |  |  | 074-05759 | 074-05759 | GE Medical Systems | APEX PRO |  | RT917260033SA | TMC-Central Monitoring-Hvi (3Hvi) | MHHS-TMC |  | Transmitter, Telemetry |  | 074-05759 | 074-05759 | TMC | MHHS-TMC | TMC-Central Monitoring-Hvi (3Hvi) | Central monitor | 7/1/17 |  |  |  | MONITORS, TELEMETRIC, TRANSMITTER | Transmitter, Telemetry | TRANSMITTERTELEMETRY-GE-Apex Pro | TRANSMITTERTELEMETRY | Apex Pro |  |  |  | GE | Transmitter, Telemetry |  | TRANSMITTERTELEMETRY-GE-Apex Pro |  | 6/19/19 |  |  | Covered PM Repair - Radiology, Low End | MHHS-TMC | [8 empty] | TRANSMITTERTELEMETRY | Transmitter, Telemetry | GE
NO | YES |  |  |  | 074-05760 | 074-05760 | GE Medical Systems | APEX PRO |  | RT917260072SA | TMC-Central Monitoring-Hvi (3Hvi) | MHHS-TMC |  | Transmitter, Telemetry |  | 074-05760 | 074-05760 | TMC | MHHS-TMC | TMC-Central Monitoring-Hvi (3Hvi) | Central monitor | 7/1/18 |  |  |  | MONITORS, TELEMETRIC, TRANSMITTER | Transmitter, Telemetry | TRANSMITTERTELEMETRY-GE-Apex Pro | TRANSMITTERTELEMETRY | Apex Pro |  |  |  | GE | Transmitter, Telemetry |  | TRANSMITTERTELEMETRY-GE-Apex Pro |  | 9/14/16 |  |  | Covered PM Repair - Radiology, High End | MHHS-TMC | [8 empty] | TRANSMITTERTELEMETRY | Transmitter, Telemetry | GE
NO | YES |  |  |  | 074-05763 | 074-05763 | GE Medical Systems | APEX PRO |  | RT917260037SA | TMC-Central Monitoring-Hvi (3Hvi) | MHHS-TMC |  | Transmitter, Telemetry |  | 074-05763 | 074-05763 | TMC | MHHS-TMC | TMC-Central Monitoring-Hvi (3Hvi) | Central monitor | 7/1/17 |  |  |  | MONITORS, TELEMETRIC, TRANSMITTER | Transmitter, Telemetry | TRANSMITTERTELEMETRY-GE-Apex Pro | TRANSMITTERTELEMETRY | Apex Pro |  |  |  | GE | Transmitter, Telemetry |  | TRANSMITTERTELEMETRY-GE-Apex Pro |  | 11/14/12 |  |  | Covered PM Repair - Radiology, High End | MHHS-TMC | [8 empty] | TRANSMITTERTELEMETRY | Transmitter, Telemetry | GE
NO | YES |  |  |  | 074-05764 | 074-05764 | GE Medical Systems | APEX PRO |  | RT917260043SA | TMC-Central Monitoring-Hvi (3Hvi) | MHHS-TMC |  | Transmitter, Telemetry |  | 074-05764 | 074-05764 | TMC | MHHS-TMC | TMC-Central Monitoring-Hvi (3Hvi) | Central monitor | 7/1/17 |  |  |  | MONITORS, TELEMETRIC, TRANSMITTER | Transmitter, Telemetry | TRANSMITTERTELEMETRY-GE-Apex Pro | TRANSMITTERTELEMETRY | Apex Pro |  |  |  | GE | Transmitter, Telemetry |  | TRANSMITTERTELEMETRY-GE-Apex Pro |  |  |  |  | Covered PM Repair - Radiology, Low End | MHHS-TMC | [8 empty] | TRANSMITTERTELEMETRY | Transmitter, Telemetry | GE
NO | YES |  |  |  | 074-05766 | 074-05766 | GE Medical Systems | APEX PRO |  | RT917260039SA | TMC-Central Monitoring-Hvi (3Hvi) | MHHS-TMC |  | Transmitter, Telemetry |  | 074-05766 | 074-05766 | TMC | MHHS-TMC | TMC-Central Monitoring-Hvi (3Hvi) | Central monitor | 7/1/17 |  |  |  | MONITORS, TELEMETRIC, TRANSMITTER | Transmitter, Telemetry | TRANSMITTERTELEMETRY-GE-Apex Pro | TRANSMITTERTELEMETRY | Apex Pro |  |  |  | GE | Transmitter, Telemetry |  | TRANSMITTERTELEMETRY-GE-Apex Pro |  | 11/30/17 |  |  | Covered PM Repair - Biomedical | MHHS-TMC | [8 empty] | TRANSMITTERTELEMETRY | Transmitter, Telemetry | GE
NO | YES |  |  |  | 074-05767 | 074-05767 | GE Medical Systems | APEX PRO |  | RT917260044SA | TMC-Central Monitoring-Hvi (3Hvi) | MHHS-TMC |  | Transmitter, Telemetry |  | 074-05767 | 074-05767 | TMC | MHHS-TMC | TMC-Central Monitoring-Hvi (3Hvi) | Central monitor | 7/1/17 |  |  |  | MONITORS, TELEMETRIC, TRANSMITTER | Transmitter, Telemetry | TRANSMITTERTELEMETRY-GE-Apex Pro | TRANSMITTERTELEMETRY | Apex Pro |  |  |  | GE | Transmitter, Telemetry |  | TRANSMITTERTELEMETRY-GE-Apex Pro |  | 11/30/17 |  |  | Covered PM Repair - Biomedical | MHHS-TMC | [8 empty] | TRANSMITTERTELEMETRY | Transmitter, Telemetry | GE
NO | YES |  |  |  | 074-05768 | 074-05768 | GE Medical Systems | APEX PRO |  | RT917260034SA | TMC-Central Monitoring-Hvi (3Hvi) | MHHS-TMC |  | Transmitter, Telemetry |  | 074-05768 | 074-05768 | TMC | MHHS-TMC | TMC-Central Monitoring-Hvi (3Hvi) | Central monitor | 7/1/17 |  |  |  | MONITORS, TELEMETRIC, TRANSMITTER | Transmitter, Telemetry | TRANSMITTERTELEMETRY-GE-Apex Pro | TRANSMITTERTELEMETRY | Apex Pro |  |  |  | GE | Transmitter, Telemetry |  | TRANSMITTERTELEMETRY-GE-Apex Pro |  | 5/1/22 |  |  | Not Covered Vendor Only - Biomedical | MHHS-TMC | [8 empty] | TRANSMITTERTELEMETRY | Transmitter, Telemetry | GE
NO | YES |  |  |  | 074-05769 | 074-05769 | GE Medical Systems | APEX PRO |  | RT917240042SA | TMC-Central Monitoring-Hvi (3Hvi) | MHHS-TMC |  | Transmitter, Telemetry |  | 074-05769 | 074-05769 | TMC | MHHS-TMC | TMC-Central Monitoring-Hvi (3Hvi) | Central monitoring | 7/1/17 |  |  |  | MONITORS, TELEMETRIC, TRANSMITTER | Transmitter, Telemetry | TRANSMITTERTELEMETRY-GE-Apex Pro | TRANSMITTERTELEMETRY | Apex Pro |  |  |  | GE | Transmitter, Telemetry |  | TRANSMITTERTELEMETRY-GE-Apex Pro |  |  |  |  | Covered PM Repair - Biomedical | MHHS-TMC | [8 empty] | TRANSMITTERTELEMETRY | Transmitter, Telemetry | GE
NO | YES |  |  |  | 074-05770 | 074-05770 | GE Medical Systems | APEX PRO |  | RT917260038SA | TMC-Central Monitoring-Hvi (3Hvi) | MHHS-TMC |  | Transmitter, Telemetry |  | 074-05770 | 074-05770 | TMC | MHHS-TMC | TMC-Central Monitoring-Hvi (3Hvi) | Central monitor | 7/1/17 |  |  |  | MONITORS, TELEMETRIC, TRANSMITTER | Transmitter, Telemetry | TRANSMITTERTELEMETRY-GE-Apex Pro | TRANSMITTERTELEMETRY | Apex Pro |  |  |  | GE | Transmitter, Telemetry |  | TRANSMITTERTELEMETRY-GE-Apex Pro |  |  |  |  | Covered PM Repair - Biomedical | MHHS-TMC | [8 empty] | TRANSMITTERTELEMETRY | Transmitter, Telemetry | GE
NO | YES |  |  |  | 074-05771 | 074-05771 | GE Medical Systems | APEX PRO |  | RT917260073SA | TMC-Central Monitoring-Hvi (3Hvi) | MHHS-TMC |  | Transmitter, Telemetry |  | 074-05771 | 074-05771 | TMC | MHHS-TMC | TMC-Central Monitoring-Hvi (3Hvi) | Central monitor | 7/1/17 |  |  |  | MONITORS, TELEMETRIC, TRANSMITTER | Transmitter, Telemetry | TRANSMITTERTELEMETRY-GE-Apex Pro | TRANSMITTERTELEMETRY | Apex Pro |  |  |  | GE | Transmitter, Telemetry |  | TRANSMITTERTELEMETRY-GE-Apex Pro |  |  |  |  | Covered PM Repair - Biomedical | MHHS-TMC | [8 empty] | TRANSMITTERTELEMETRY | Transmitter, Telemetry | GE
NO | YES |  |  |  | 074-05848 | 074-05848 | GE Medical Systems | APEX PRO |  | RT913250900GA | TMC-Central Monitoring-Robertson (1R) | MHHS-TMC |  | Transmitter, Telemetry |  | 074-05848 | 074-05848 | TMC | MHHS-TMC | TMC-Central Monitoring-Robertson (1R) | TMC - CENTRAL MONITORING | 7/1/18 |  |  |  | MONITORS, TELEMETRIC, TRANSMITTER | Transmitter, Telemetry | TRANSMITTERTELEMETRY-GE-Apex Pro | TRANSMITTERTELEMETRY | Apex Pro |  |  |  | GE | Transmitter, Telemetry |  | TRANSMITTERTELEMETRY-GE-Apex Pro |  |  |  |  | Covered PM Repair - Radiology, Low End | MHHS-TMC | [8 empty] | TRANSMITTERTELEMETRY | Transmitter, Telemetry | GE
NO | YES |  |  |  | 074-05192 | 074-05192 | GE Medical Systems | APEX PRO |  | RT916470030SA | TMC-Central Monitoring-Hvi (3Hvi) | MHHS-TMC |  | Transmitter, Telemetry |  | 074-05192 | 074-05192 | TMC | MHHS-TMC | TMC-Central Monitoring-Hvi (3Hvi) | Central monitoring | 6/1/18 |  |  |  | MONITORS, TELEMETRIC | Transmitter, Telemetry | TRANSMITTERTELEMETRY-GE-Apex Pro CH | TRANSMITTERTELEMETRY | Apex Pro CH |  |  |  | GE | Transmitter, Telemetry |  | TRANSMITTERTELEMETRY-GE-Apex Pro CH |  | 12/31/19 |  |  | Covered PM Repair - Respiratory/Steriliz | MHHS-TMC | [8 empty] | TRANSMITTERTELEMETRY | Transmitter, Telemetry | GE
NO | YES |  |  |  | 069-29404 | 069-29404 | GE Medical Systems | APEX PRO |  | RT909025494GA | TMC-Central Monitoring-Robertson (1R) |  |  |  |  | 069-29404 | 069-29404 | TMC | MHHS-TMC | TMC-Central Monitoring-Robertson (1R) | TMC - CENTRAL MONITORING
NO | YES |  |  |  | 074-04364 | 074-04364 | GE Medical Systems | APEX PRO |  | RT908129136GA | TMC-Central Monitoring-Robertson (1R) |  |  |  |  | 074-04364 | 074-04364 | TMC | MHHS-TMC | TMC-Central Monitoring-Robertson (1R) | TMC - CENTRAL MONITORING
NO | YES |  |  |  | 099-14899 | 099-14899 | GE Medical Systems | APEX PRO |  | RT908058385GA | TMC-Central Monitoring-Robertson (1R) |  |  |  |  | 099-14899 | 099-14899 | TMC | MHHS-TMC | TMC-Central Monitoring-Robertson (1R) | TMC - CENTRAL MONITORING
NO | YES |  |  |  | 074-00598 | 074-00598 | GE Medical Systems | APEX PRO |  | RT909025439GA | TMC-Central Monitoring-Robertson (1R) |  |  |  |  | 074-00598 | 074-00598 | TMC | MHHS-TMC | TMC-Central Monitoring-Robertson (1R) | TMC - CENTRAL MONITORING
NO | YES |  |  |  | 074-05845 | 074-05845 | GE Medical Systems | APEX PRO |  | RT908129131GA | TMC-Central Monitoring-Robertson (1R) |  |  |  |  | 074-05845 | 074-05845 | TMC | MHHS-TMC | TMC-Central Monitoring-Robertson (1R) | TMC - CENTRAL MONITORING
YES | YES |  |  |  | 099-14933 | 099-14933 | GE Medical Systems | APEX PRO |  | RT915205235GA | TMC - CENTRAL MONITORING - ROBERTSON (1R) |  |  |  |  | 099-14933 | 099-14933 | TMC | Memorial Hermann-Texas Medical Center | TMC - CENTRAL MONITORING - ROBERTSON (1R) | TMC - CENTRAL MONITORING
YES | YES |  |  |  | 099-12711 | 099-12711 | GE Medical Systems | APEX PRO |  | RT915205237GA | TMC - CENTRAL MONITORING - HVI (3HVI) |  |  |  |  | 099-12711 | 099-12711 | TMC | TMC | TMC - CENTRAL MONITORING - HVI (3HVI) | Central monitoring
NO | YES |  |  |  | 074-01494 | 074-01494 | GE Medical Systems | APEX PRO |  | RT912303814GA | TMC-Central Monitoring-Hvi (3Hvi) |  |  |  |  | 074-01494 | 074-01494 | TMC | MHHS-TMC | TMC-Central Monitoring-Hvi (3Hvi) | TMC - CENTRAL MONITORING
NO | YES |  |  |  | 099-14934 | 099-14934 | GE Medical Systems | APEX PRO |  | RT915205257GA | TMC-Central Monitoring-Hvi (3Hvi) |  |  |  |  | 099-14934 | 099-14934 | TMC | MHHS-TMC | TMC-Central Monitoring-Hvi (3Hvi) | TMC - CENTRAL MONITORING
NO | YES |  |  |  | 074-04357 | 074-04357p | GE Medical Systems | APEX PRO |  | RT908129132GA | TMC-Central Monitoring-Hvi (3Hvi) |  |  |  |  | 074-04357 | 074-04357p | TMC | MHHS-TMC | TMC-Central Monitoring-Hvi (3Hvi) | TMC - CENTRAL MONITORING
NO | YES |  |  |  | 099-12814 | 099-12814 | GE Medical Systems | APEX PRO |  | RT915205271GA | TMC-Central Monitoring-Hvi (3Hvi) |  |  |  |  | 099-12814 | 099-12814 | TMC | MHHS-TMC | TMC-Central Monitoring-Hvi (3Hvi) | Central monitoring
NO | YES |  |  |  | 099-12710 | 099-12710 | GE Medical Systems | APEX PRO |  | M0TT0982G | TMC-Central Monitoring-Hvi (3Hvi) |  |  |  |  | 099-12710 | 099-12710 | TMC | MHHS-TMC | TMC-Central Monitoring-Hvi (3Hvi) | Central monitoring
NO | YES |  |  |  | 074-01333 | 074-01333 | GE Medical Systems | APEX PRO |  | RT919060189SA | TMC-Central Monitoring-Hvi (3Hvi) |  |  |  |  | 074-01333 | 074-01333 | TMC | MHHS-TMC | TMC-Central Monitoring-Hvi (3Hvi) | Central monitor
YES | YES |  |  |  | 099-12776 | 099-12776 | GE Medical Systems | APEX PRO |  | RT919060189SA | TMC - Central monitor |  |  |  |  | 099-12776 | 099-12776 | TMC | Memorial Hermann-Texas Medical Center | TMC - Central monitor | Central monitor
NO | NO |  |  |  | 074-01332 |  | GE Medical Systems | APEX PRO |  | RT917260046SA | TMC - CENTRAL MONITORING - HVI (3HVI) | MHHS-TMC |  | Transmitter, Telemetry |  | 074-01332 |  | TMC |  | TMC - CENTRAL MONITORING - HVI (3HVI) | [5 empty] | MONITORS, TELEMETRIC, TRANSMITTER |  | TRANSMITTERTELEMETRY-GE-Apex Pro | TRANSMITTERTELEMETRY | Apex Pro |  |  |  | GE | Transmitter, Telemetry |  | TRANSMITTERTELEMETRY-GE-Apex Pro |  |  |  |  | Covered PM Repair - Radiology, Low End | MHHS-TMC
NO | NO |  |  |  | 074-01661 |  | GE Medical Systems | APEX PRO |  | RT917240047SA | TMC - CENTRAL MONITORING - HVI (3HVI) | MHHS-TMC |  | Transmitter, Telemetry |  | 074-01661 |  | TMC |  | TMC - CENTRAL MONITORING - HVI (3HVI) | [5 empty] | MONITORS, TELEMETRIC, TRANSMITTER |  | TRANSMITTERTELEMETRY-GE-Apex Pro | TRANSMITTERTELEMETRY | Apex Pro |  |  |  | GE | Transmitter, Telemetry |  | TRANSMITTERTELEMETRY-GE-Apex Pro |  |  |  |  | Covered PM Repair - Radiology, Low End | MHHS-TMC
NO | NO |  |  |  | 074-01663 |  | GE Medical Systems | APEX PRO |  | RT917260057SA | TMC - CENTRAL MONITORING - HVI (3HVI) | MHHS-TMC |  | Transmitter, Telemetry |  | 074-01663 |  | TMC |  | TMC - CENTRAL MONITORING - HVI (3HVI) | [5 empty] | MONITORS, TELEMETRIC, TRANSMITTER |  | TRANSMITTERTELEMETRY-GE-Apex Pro | TRANSMITTERTELEMETRY | Apex Pro |  |  |  | GE | Transmitter, Telemetry |  | TRANSMITTERTELEMETRY-GE-Apex Pro |  |  |  |  | Covered PM Repair - Radiology, Low End | MHHS-TMC
NO | NO |  |  |  | 074-01667 |  | GE Medical Systems | APEX PRO |  | RT917240038SA | TMC - CENTRAL MONITORING - HVI (3HVI) | MHHS-TMC |  | Transmitter, Telemetry |  | 074-01667 |  | TMC |  | TMC - CENTRAL MONITORING - HVI (3HVI) | [5 empty] | MONITORS, TELEMETRIC, TRANSMITTER |  | TRANSMITTERTELEMETRY-GE-Apex Pro | TRANSMITTERTELEMETRY | Apex Pro |  |  |  | GE | Transmitter, Telemetry |  | TRANSMITTERTELEMETRY-GE-Apex Pro |  |  |  |  | Covered PM Repair - Radiology, High End | MHHS-TMC
NO | NO |  |  |  | 074-04619 |  | GE Medical Systems | APEX PRO |  | RT913504332GA | TMC - CENTRAL MONITORING - HVI (3HVI) | MHHS-TMC |  | Transmitter, Telemetry |  | 074-04619 |  | TMC |  | TMC - CENTRAL MONITORING - HVI (3HVI) | [5 empty] | MONITORS, TELEMETRIC, TRANSMITTER |  | TRANSMITTERTELEMETRY-GE-Apex Pro | TRANSMITTERTELEMETRY | Apex Pro |  |  |  | GE | Transmitter, Telemetry |  | TRANSMITTERTELEMETRY-GE-Apex Pro |  |  |  |  | Covered PM Repair - Radiology, Low End | MHHS-TMC
NO | NO |  |  |  | 074-04620 |  | GE Medical Systems | APEX PRO |  | RT913504334GA | TMC - CENTRAL MONITORING - HVI (3HVI) | MHHS-TMC |  | Transmitter, Telemetry |  | 074-04620 |  | TMC |  | TMC - CENTRAL MONITORING - HVI (3HVI) | [5 empty] | MONITORS, TELEMETRIC, TRANSMITTER |  | TRANSMITTERTELEMETRY-GE-Apex Pro | TRANSMITTERTELEMETRY | Apex Pro |  |  |  | GE | Transmitter, Telemetry |  | TRANSMITTERTELEMETRY-GE-Apex Pro |  |  |  |  | Covered PM Repair - Biomedical | MHHS-TMC
NO | NO |  |  |  | 074-04621 |  | GE Medical Systems | APEX PRO |  | RT913504335GA | TMC - CENTRAL MONITORING - HVI (3HVI) | MHHS-TMC |  | Transmitter, Telemetry |  | 074-04621 |  | TMC |  | TMC - CENTRAL MONITORING - HVI (3HVI) | [5 empty] | MONITORS, TELEMETRIC, TRANSMITTER |  | TRANSMITTERTELEMETRY-GE-Apex Pro | TRANSMITTERTELEMETRY | Apex Pro |  |  |  | GE | Transmitter, Telemetry |  | TRANSMITTERTELEMETRY-GE-Apex Pro |  |  |  |  | Not Covered Vendor Only - Biomedical | MHHS-TMC
NO | NO |  |  |  | 074-04622 |  | GE Medical Systems | APEX PRO |  | RT913504336GA | TMC - CENTRAL MONITORING - HVI (3HVI) | MHHS-TMC |  | Transmitter, Telemetry |  | 074-04622 |  | TMC |  | TMC - CENTRAL MONITORING - HVI (3HVI) | [5 empty] | MONITORS, TELEMETRIC, TRANSMITTER |  | TRANSMITTERTELEMETRY-GE-Apex Pro | TRANSMITTERTELEMETRY | Apex Pro |  |  |  | GE | Transmitter, Telemetry |  | TRANSMITTERTELEMETRY-GE-Apex Pro |  |  |  |  | Covered PM Repair - Biomedical | MHHS-TMC
NO | NO |  |  |  | 074-04623 |  | GE Medical Systems | APEX PRO |  | RT913504333GA | TMC - CENTRAL MONITORING - HVI (3HVI) | MHHS-TMC |  | Transmitter, Telemetry |  | 074-04623 |  | TMC |  | TMC - CENTRAL MONITORING - HVI (3HVI) | [5 empty] | MONITORS, TELEMETRIC, TRANSMITTER |  | TRANSMITTERTELEMETRY-GE-Apex Pro | TRANSMITTERTELEMETRY | Apex Pro |  |  |  | GE | Transmitter, Telemetry |  | TRANSMITTERTELEMETRY-GE-Apex Pro |  |  |  |  | Covered PM Repair - Biomedical | MHHS-TMC
NO | NO |  |  |  | 074-04624 |  | GE Medical Systems | APEX PRO |  | RT913504327GA | TMC - CENTRAL MONITORING - HVI (3HVI) | MHHS-TMC |  | Transmitter, Telemetry |  | 074-04624 |  | TMC |  | TMC - CENTRAL MONITORING - HVI (3HVI) | [5 empty] | MONITORS, TELEMETRIC, TRANSMITTER |  | TRANSMITTERTELEMETRY-GE-Apex Pro | TRANSMITTERTELEMETRY | Apex Pro |  |  |  | GE | Transmitter, Telemetry |  | TRANSMITTERTELEMETRY-GE-Apex Pro |  |  |  |  | Not Covered Vendor Only - Biomedical | MHHS-TMC
NO | NO |  |  |  | 074-04625 |  | GE Medical Systems | APEX PRO |  | RT913504326GA | TMC - CENTRAL MONITORING - HVI (3HVI) | MHHS-TMC |  | Transmitter, Telemetry |  | 074-04625 |  | TMC |  | TMC - CENTRAL MONITORING - HVI (3HVI) | [5 empty] | MONITORS, TELEMETRIC, TRANSMITTER |  | TRANSMITTERTELEMETRY-GE-Apex Pro | TRANSMITTERTELEMETRY | Apex Pro |  |  |  | GE | Transmitter, Telemetry |  | TRANSMITTERTELEMETRY-GE-Apex Pro |  |  |  |  | Covered PM Repair - Biomedical | MHHS-TMC
NO | NO |  |  |  | 074-04626 |  | GE Medical Systems | APEX PRO |  | RT913504325GA | TMC - CENTRAL MONITORING - HVI (3HVI) | MHHS-TMC |  | Transmitter, Telemetry |  | 074-04626 |  | TMC |  | TMC - CENTRAL MONITORING - HVI (3HVI) | [5 empty] | MONITORS, TELEMETRIC, TRANSMITTER |  | TRANSMITTERTELEMETRY-GE-Apex Pro | TRANSMITTERTELEMETRY | Apex Pro |  |  |  | GE | Transmitter, Telemetry |  | TRANSMITTERTELEMETRY-GE-Apex Pro |  |  |  |  | Covered PM Repair - Biomedical | MHHS-TMC
NO | NO |  |  |  | 074-04627 |  | GE Medical Systems | APEX PRO |  | RT913504331GA | TMC - CENTRAL MONITORING - HVI (3HVI) | MHHS-TMC |  | Transmitter, Telemetry |  | 074-04627 |  | TMC |  | TMC - CENTRAL MONITORING - HVI (3HVI) | [5 empty] | MONITORS, TELEMETRIC, TRANSMITTER |  | TRANSMITTERTELEMETRY-GE-Apex Pro | TRANSMITTERTELEMETRY | Apex Pro |  |  |  | GE | Transmitter, Telemetry |  | TRANSMITTERTELEMETRY-GE-Apex Pro |  |  |  |  | Covered PM Repair - Biomedical | MHHS-TMC
NO | NO |  |  |  | 074-04628 |  | GE Medical Systems | APEX PRO |  | RT913504324GA | TMC - CENTRAL MONITORING - HVI (3HVI) | MHHS-TMC |  | Transmitter, Telemetry |  | 074-04628 |  | TMC |  | TMC - CENTRAL MONITORING - HVI (3HVI) | [5 empty] | MONITORS, TELEMETRIC, TRANSMITTER |  | TRANSMITTERTELEMETRY-GE-Apex Pro | TRANSMITTERTELEMETRY | Apex Pro |  |  |  | GE | Transmitter, Telemetry |  | TRANSMITTERTELEMETRY-GE-Apex Pro |  |  |  |  | Covered PM Repair - Biomedical | MHHS-TMC
NO | NO |  |  |  | 074-04629 |  | GE Medical Systems | APEX PRO |  | RT913504330GA | TMC - CENTRAL MONITORING - HVI (3HVI) | MHHS-TMC |  | Transmitter, Telemetry |  | 074-04629 |  | TMC |  | TMC - CENTRAL MONITORING - HVI (3HVI) | [5 empty] | MONITORS, TELEMETRIC, TRANSMITTER |  | TRANSMITTERTELEMETRY-GE-Apex Pro | TRANSMITTERTELEMETRY | Apex Pro |  |  |  | GE | Transmitter, Telemetry |  | TRANSMITTERTELEMETRY-GE-Apex Pro |  |  |  |  | Covered PM Repair - Biomedical | MHHS-TMC
NO | NO |  |  |  | 074-04630 |  | GE Medical Systems | APEX PRO |  | RT913504329GA | TMC - CENTRAL MONITORING - HVI (3HVI) | MHHS-TMC |  | Transmitter, Telemetry |  | 074-04630 |  | TMC |  | TMC - CENTRAL MONITORING - HVI (3HVI) | [5 empty] | MONITORS, TELEMETRIC, TRANSMITTER |  | TRANSMITTERTELEMETRY-GE-Apex Pro | TRANSMITTERTELEMETRY | Apex Pro |  |  |  | GE | Transmitter, Telemetry |  | TRANSMITTERTELEMETRY-GE-Apex Pro |  |  |  |  | Covered PM Repair - Biomedical | MHHS-TMC
NO | NO |  |  |  | 074-04631 |  | GE Medical Systems | APEX PRO |  | RT913504328GA | TMC - CENTRAL MONITORING - HVI (3HVI) | MHHS-TMC |  | Transmitter, Telemetry |  | 074-04631 |  | TMC |  | TMC - CENTRAL MONITORING - HVI (3HVI) | [5 empty] | MONITORS, TELEMETRIC, TRANSMITTER |  | TRANSMITTERTELEMETRY-GE-Apex Pro | TRANSMITTERTELEMETRY | Apex Pro |  |  |  | GE | Transmitter, Telemetry |  | TRANSMITTERTELEMETRY-GE-Apex Pro |  |  |  |  | Covered PM Repair - Biomedical | MHHS-TMC
NO | NO |  |  |  | 074-04632 |  | GE Medical Systems | APEX PRO |  | RT913504323GA | TMC - CENTRAL MONITORING - HVI (3HVI) | MHHS-TMC |  | Transmitter, Telemetry |  | 074-04632 |  | TMC |  | TMC - CENTRAL MONITORING - HVI (3HVI) | [5 empty] | MONITORS, TELEMETRIC, TRANSMITTER |  | TRANSMITTERTELEMETRY-GE-Apex Pro | TRANSMITTERTELEMETRY | Apex Pro |  |  |  | GE | Transmitter, Telemetry |  | TRANSMITTERTELEMETRY-GE-Apex Pro |  |  |  |  | Covered PM Repair - Biomedical | MHHS-TMC
NO | NO |  |  |  | 074-04635 |  | GE Medical Systems | APEX PRO |  | RT913514413GA | TMC - CENTRAL MONITORING - HVI (3HVI) | MHHS-TMC |  | Transmitter, Telemetry |  | 074-04635 |  | TMC |  | TMC - CENTRAL MONITORING - HVI (3HVI) | [5 empty] | MONITORS, TELEMETRIC, TRANSMITTER |  | TRANSMITTERTELEMETRY-GE-Apex Pro | TRANSMITTERTELEMETRY | Apex Pro |  |  |  | GE | Transmitter, Telemetry |  | TRANSMITTERTELEMETRY-GE-Apex Pro |  |  |  |  | Covered PM Repair - Biomedical | MHHS-TMC
NO | NO |  |  |  | 074-04636 |  | GE Medical Systems | APEX PRO |  | RT913504321GA | TMC - CENTRAL MONITORING - HVI (3HVI) | MHHS-TMC |  | Transmitter, Telemetry |  | 074-04636 |  | TMC |  | TMC - CENTRAL MONITORING - HVI (3HVI) | [5 empty] | MONITORS, TELEMETRIC, TRANSMITTER |  | TRANSMITTERTELEMETRY-GE-Apex Pro | TRANSMITTERTELEMETRY | Apex Pro |  |  |  | GE | Transmitter, Telemetry |  | TRANSMITTERTELEMETRY-GE-Apex Pro |  |  |  |  | Covered PM Repair - Biomedical | MHHS-TMC
NO | NO |  |  |  | 074-04637 |  | GE Medical Systems | APEX PRO |  | RT913504320GA | TMC - CENTRAL MONITORING - HVI (3HVI) | MHHS-TMC |  | Transmitter, Telemetry |  | 074-04637 |  | TMC |  | TMC - CENTRAL MONITORING - HVI (3HVI) | [5 empty] | MONITORS, TELEMETRIC, TRANSMITTER |  | TRANSMITTERTELEMETRY-GE-Apex Pro | TRANSMITTERTELEMETRY | Apex Pro |  |  |  | GE | Transmitter, Telemetry |  | TRANSMITTERTELEMETRY-GE-Apex Pro |  |  |  |  | Covered PM Repair - Biomedical | MHHS-TMC
NO | NO |  |  |  | 074-04638 |  | GE Medical Systems | APEX PRO |  | RT913514412 | TMC - CENTRAL MONITORING - HVI (3HVI) | MHHS-TMC |  | Transmitter, Telemetry |  | 074-04638 |  | TMC |  | TMC - CENTRAL MONITORING - HVI (3HVI) | [5 empty] | MONITORS, TELEMETRIC, TRANSMITTER |  | TRANSMITTERTELEMETRY-GE-Apex Pro | TRANSMITTERTELEMETRY | Apex Pro |  |  |  | GE | Transmitter, Telemetry |  | TRANSMITTERTELEMETRY-GE-Apex Pro |  |  |  |  | Covered PM Repair - Biomedical | MHHS-TMC
NO | NO |  |  |  | 074-04639 |  | GE Medical Systems | APEX PRO |  | RT913514411GA | TMC - CENTRAL MONITORING - HVI (3HVI) | MHHS-TMC |  | Transmitter, Telemetry |  | 074-04639 |  | TMC |  | TMC - CENTRAL MONITORING - HVI (3HVI) | [5 empty] | MONITORS, TELEMETRIC, TRANSMITTER |  | TRANSMITTERTELEMETRY-GE-Apex Pro | TRANSMITTERTELEMETRY | Apex Pro |  |  |  | GE | Transmitter, Telemetry |  | TRANSMITTERTELEMETRY-GE-Apex Pro |  |  |  |  | Covered PM Repair - Biomedical | MHHS-TMC
NO | NO |  |  |  | 074-04781 |  | GE Medical Systems | APEX PRO |  | RT913250925GA | TMC - CENTRAL MONITORING - HVI (3HVI) | MHHS-TMC |  | Transmitter, Telemetry |  | 074-04781 |  | TMC |  | TMC - CENTRAL MONITORING - HVI (3HVI) | [5 empty] | MONITORS, TELEMETRIC, TRANSMITTER |  | TRANSMITTERTELEMETRY-GE-Apex Pro | TRANSMITTERTELEMETRY | Apex Pro |  |  |  | GE | Transmitter, Telemetry |  | TRANSMITTERTELEMETRY-GE-Apex Pro |  |  |  |  | Covered PM Repair - Biomedical | MHHS-TMC
NO | NO |  |  |  | 074-04782 |  | GE Medical Systems | APEX PRO |  | RT913250902GA | TMC - CENTRAL MONITORING - HVI (3HVI) | MHHS-TMC |  | Transmitter, Telemetry |  | 074-04782 |  | TMC |  | TMC - CENTRAL MONITORING - HVI (3HVI) | [5 empty] | MONITORS, TELEMETRIC, TRANSMITTER |  | TRANSMITTERTELEMETRY-GE-Apex Pro | TRANSMITTERTELEMETRY | Apex Pro |  |  |  | GE | Transmitter, Telemetry |  | TRANSMITTERTELEMETRY-GE-Apex Pro |  |  |  |  | No Coverage Specified | MHHS-TMC
NO | NO |  |  |  | 074-04783 |  | GE Medical Systems | APEX PRO |  | RT913250928GA | TMC - CENTRAL MONITORING - HVI (3HVI) | MHHS-TMC |  | Transmitter, Telemetry |  | 074-04783 |  | TMC |  | TMC - CENTRAL MONITORING - HVI (3HVI) | [5 empty] | MONITORS, TELEMETRIC, TRANSMITTER |  | TRANSMITTERTELEMETRY-GE-Apex Pro | TRANSMITTERTELEMETRY | Apex Pro |  |  |  | GE | Transmitter, Telemetry |  | TRANSMITTERTELEMETRY-GE-Apex Pro |  |  |  |  | No Coverage Specified | MHHS-TMC
NO | NO |  |  |  | 074-04784 |  | GE Medical Systems | APEX PRO |  | RT913250923GA | TMC - CENTRAL MONITORING - HVI (3HVI) | MHHS-TMC |  | Transmitter, Telemetry |  | 074-04784 |  | TMC |  | TMC - CENTRAL MONITORING - HVI (3HVI) | [5 empty] | MONITORS, TELEMETRIC, TRANSMITTER |  | TRANSMITTERTELEMETRY-GE-Apex Pro | TRANSMITTERTELEMETRY | Apex Pro |  |  |  | GE | Transmitter, Telemetry |  | TRANSMITTERTELEMETRY-GE-Apex Pro |  |  |  |  | No Coverage Specified | MHHS-TMC
NO | NO |  |  |  | 074-04785 |  | GE Medical Systems | APEX PRO |  | RT913250922GA | TMC - CENTRAL MONITORING - HVI (3HVI) | MHHS-TMC |  | Transmitter, Telemetry |  | 074-04785 |  | TMC |  | TMC - CENTRAL MONITORING - HVI (3HVI) | [5 empty] | MONITORS, TELEMETRIC, TRANSMITTER |  | TRANSMITTERTELEMETRY-GE-Apex Pro | TRANSMITTERTELEMETRY | Apex Pro |  |  |  | GE | Transmitter, Telemetry |  | TRANSMITTERTELEMETRY-GE-Apex Pro |  |  |  |  | Covered PM Repair - Biomedical | MHHS-TMC
NO | NO |  |  |  | 074-04786 |  | GE Medical Systems | APEX PRO |  | RT913250918GA | TMC - CENTRAL MONITORING - HVI (3HVI) | MHHS-TMC |  | Transmitter, Telemetry |  | 074-04786 |  | TMC |  | TMC - CENTRAL MONITORING - HVI (3HVI) | [5 empty] | MONITORS, TELEMETRIC, TRANSMITTER |  | TRANSMITTERTELEMETRY-GE-Apex Pro | TRANSMITTERTELEMETRY | Apex Pro |  |  |  | GE | Transmitter, Telemetry |  | TRANSMITTERTELEMETRY-GE-Apex Pro |  |  |  |  | Covered PM Repair - Biomedical | MHHS-TMC
NO | NO |  |  |  | 074-04787 |  | GE Medical Systems | APEX PRO |  | RT913250926GA | TMC - CENTRAL MONITORING - HVI (3HVI) | MHHS-TMC |  | Transmitter, Telemetry |  | 074-04787 |  | TMC |  | TMC - CENTRAL MONITORING - HVI (3HVI) | [5 empty] | MONITORS, TELEMETRIC, TRANSMITTER |  | TRANSMITTERTELEMETRY-GE-Apex Pro | TRANSMITTERTELEMETRY | Apex Pro |  |  |  | GE | Transmitter, Telemetry |  | TRANSMITTERTELEMETRY-GE-Apex Pro |  |  |  |  | Covered PM Repair - Biomedical | MHHS-TMC
NO | NO |  |  |  | 074-04788 |  | GE Medical Systems | APEX PRO |  | RT913250927GA | TMC - CENTRAL MONITORING - HVI (3HVI) | MHHS-TMC |  | Transmitter, Telemetry |  | 074-04788 |  | TMC |  | TMC - CENTRAL MONITORING - HVI (3HVI) | [5 empty] | MONITORS, TELEMETRIC, TRANSMITTER |  | TRANSMITTERTELEMETRY-GE-Apex Pro | TRANSMITTERTELEMETRY | Apex Pro |  |  |  | GE | Transmitter, Telemetry |  | TRANSMITTERTELEMETRY-GE-Apex Pro |  |  |  |  | Covered PM Repair - Biomedical | MHHS-TMC
NO | NO |  |  |  | 074-04790 |  | GE Medical Systems | APEX PRO |  | RT913250904GA | TMC - CENTRAL MONITORING - HVI (3HVI) | MHHS-TMC |  | Transmitter, Telemetry |  | 074-04790 |  | TMC |  | TMC - CENTRAL MONITORING - HVI (3HVI) | [5 empty] | MONITORS, TELEMETRIC, TRANSMITTER |  | TRANSMITTERTELEMETRY-GE-Apex Pro | TRANSMITTERTELEMETRY | Apex Pro |  |  |  | GE | Transmitter, Telemetry |  | TRANSMITTERTELEMETRY-GE-Apex Pro |  |  |  |  | Covered PM Repair - Biomedical | MHHS-TMC
NO | NO |  |  |  | 074-04792 |  | GE Medical Systems | APEX PRO |  | RT913250899GA | TMC - CENTRAL MONITORING - HVI (3HVI) | MHHS-TMC |  | Transmitter, Telemetry |  | 074-04792 |  | TMC |  | TMC - CENTRAL MONITORING - HVI (3HVI) | [5 empty] | MONITORS, TELEMETRIC, TRANSMITTER |  | TRANSMITTERTELEMETRY-GE-Apex Pro | TRANSMITTERTELEMETRY | Apex Pro |  |  |  | GE | Transmitter, Telemetry |  | TRANSMITTERTELEMETRY-GE-Apex Pro |  |  |  |  | Covered PM Repair - Biomedical | MHHS-TMC
NO | NO |  |  |  | 074-04793 |  | GE Medical Systems | APEX PRO |  | RT913250897GA | TMC - CENTRAL MONITORING - HVI (3HVI) | MHHS-TMC |  | Transmitter, Telemetry |  | 074-04793 |  | TMC |  | TMC - CENTRAL MONITORING - HVI (3HVI) | [5 empty] | MONITORS, TELEMETRIC, TRANSMITTER |  | TRANSMITTERTELEMETRY-GE-Apex Pro | TRANSMITTERTELEMETRY | Apex Pro |  |  |  | GE | Transmitter, Telemetry |  | TRANSMITTERTELEMETRY-GE-Apex Pro |  |  |  |  | Covered PM Repair - Biomedical | MHHS-TMC
NO | NO |  |  |  | 074-04794 |  | GE Medical Systems | APEX PRO |  | RT913250898GA | TMC - CENTRAL MONITORING - HVI (3HVI) | MHHS-TMC |  | Transmitter, Telemetry |  | 074-04794 |  | TMC |  | TMC - CENTRAL MONITORING - HVI (3HVI) | [5 empty] | MONITORS, TELEMETRIC, TRANSMITTER |  | TRANSMITTERTELEMETRY-GE-Apex Pro | TRANSMITTERTELEMETRY | Apex Pro |  |  |  | GE | Transmitter, Telemetry |  | TRANSMITTERTELEMETRY-GE-Apex Pro |  |  |  |  | Covered PM Repair - Biomedical | MHHS-TMC
NO | NO |  |  |  | 074-04795 |  | GE Medical Systems | APEX PRO |  | RT913250912GA | TMC - CENTRAL MONITORING - HVI (3HVI) | MHHS-TMC |  | Transmitter, Telemetry |  | 074-04795 |  | TMC |  | TMC - CENTRAL MONITORING - HVI (3HVI) | [5 empty] | MONITORS, TELEMETRIC, TRANSMITTER |  | TRANSMITTERTELEMETRY-GE-Apex Pro | TRANSMITTERTELEMETRY | Apex Pro |  |  |  | GE | Transmitter, Telemetry |  | TRANSMITTERTELEMETRY-GE-Apex Pro |  |  |  |  | Covered PM Repair - Biomedical | MHHS-TMC
NO | NO |  |  |  | 074-04797 |  | GE Medical Systems | APEX PRO |  | RT913250931GA | TMC - CENTRAL MONITORING - HVI (3HVI) | MHHS-TMC |  | Transmitter, Telemetry |  | 074-04797 |  | TMC |  | TMC - CENTRAL MONITORING - HVI (3HVI) | [5 empty] | MONITORS, TELEMETRIC, TRANSMITTER |  | TRANSMITTERTELEMETRY-GE-Apex Pro | TRANSMITTERTELEMETRY | Apex Pro |  |  |  | GE | Transmitter, Telemetry |  | TRANSMITTERTELEMETRY-GE-Apex Pro |  |  |  |  | Covered PM Repair - Biomedical | MHHS-TMC
NO | NO |  |  |  | 074-04798 |  | GE Medical Systems | APEX PRO |  | RT913250919GA | TMC - CENTRAL MONITORING - HVI (3HVI) | MHHS-TMC |  | Transmitter, Telemetry |  | 074-04798 |  | TMC |  | TMC - CENTRAL MONITORING - HVI (3HVI) | [5 empty] | MONITORS, TELEMETRIC, TRANSMITTER |  | TRANSMITTERTELEMETRY-GE-Apex Pro | TRANSMITTERTELEMETRY | Apex Pro |  |  |  | GE | Transmitter, Telemetry |  | TRANSMITTERTELEMETRY-GE-Apex Pro |  |  |  |  | Covered PM Repair - Biomedical | MHHS-TMC
NO | NO |  |  |  | 074-04799 |  | GE Medical Systems | APEX PRO |  | RT913250901GA | TMC - CENTRAL MONITORING - HVI (3HVI) | MHHS-TMC |  | Transmitter, Telemetry |  | 074-04799 |  | TMC |  | TMC - CENTRAL MONITORING - HVI (3HVI) | [5 empty] | MONITORS, TELEMETRIC, TRANSMITTER |  | TRANSMITTERTELEMETRY-GE-Apex Pro | TRANSMITTERTELEMETRY | Apex Pro |  |  |  | GE | Transmitter, Telemetry |  | TRANSMITTERTELEMETRY-GE-Apex Pro |  |  |  |  | No Coverage Specified | MHHS-TMC
NO | NO |  |  |  | 074-04800 |  | GE Medical Systems | APEX PRO |  | RT913250915GA | TMC - CENTRAL MONITORING - HVI (3HVI) | MHHS-TMC |  | Transmitter, Telemetry |  | 074-04800 |  | TMC |  | TMC - CENTRAL MONITORING - HVI (3HVI) | [5 empty] | MONITORS, TELEMETRIC, TRANSMITTER |  | TRANSMITTERTELEMETRY-GE-Apex Pro | TRANSMITTERTELEMETRY | Apex Pro |  |  |  | GE | Transmitter, Telemetry |  | TRANSMITTERTELEMETRY-GE-Apex Pro |  |  |  |  | No Coverage Specified | MHHS-TMC
NO | NO |  |  |  | 074-04801 |  | GE Medical Systems | APEX PRO |  | RT913250929GA | TMC - CENTRAL MONITORING - HVI (3HVI) | MHHS-TMC |  | Transmitter, Telemetry |  | 074-04801 |  | TMC |  | TMC - CENTRAL MONITORING - HVI (3HVI) | [5 empty] | MONITORS, TELEMETRIC, TRANSMITTER |  | TRANSMITTERTELEMETRY-GE-Apex Pro | TRANSMITTERTELEMETRY | Apex Pro |  |  |  | GE | Transmitter, Telemetry |  | TRANSMITTERTELEMETRY-GE-Apex Pro |  |  |  |  | No Coverage Specified | MHHS-TMC
NO | NO |  |  |  | 074-04802 |  | GE Medical Systems | APEX PRO |  | RT913250916GA | TMC - CENTRAL MONITORING - HVI (3HVI) | MHHS-TMC |  | Transmitter, Telemetry |  | 074-04802 |  | TMC |  | TMC - CENTRAL MONITORING - HVI (3HVI) | [5 empty] | MONITORS, TELEMETRIC, TRANSMITTER |  | TRANSMITTERTELEMETRY-GE-Apex Pro | TRANSMITTERTELEMETRY | Apex Pro |  |  |  | GE | Transmitter, Telemetry |  | TRANSMITTERTELEMETRY-GE-Apex Pro |  |  |  |  | Covered PM Repair - Biomedical | MHHS-TMC
NO | NO |  |  |  | 074-04803 |  | GE Medical Systems | APEX PRO |  | RT913250920GA | TMC - CENTRAL MONITORING - HVI (3HVI) | MHHS-TMC |  | Transmitter, Telemetry |  | 074-04803 |  | TMC |  | TMC - CENTRAL MONITORING - HVI (3HVI) | [5 empty] | MONITORS, TELEMETRIC, TRANSMITTER |  | TRANSMITTERTELEMETRY-GE-Apex Pro | TRANSMITTERTELEMETRY | Apex Pro |  |  |  | GE | Transmitter, Telemetry |  | TRANSMITTERTELEMETRY-GE-Apex Pro |  |  |  |  | No Coverage Specified | MHHS-TMC
NO | NO |  |  |  | 074-04804 |  | GE Medical Systems | APEX PRO |  | RT913250921GA | TMC - CENTRAL MONITORING - HVI (3HVI) | MHHS-TMC |  | Transmitter, Telemetry |  | 074-04804 |  | TMC |  | TMC - CENTRAL MONITORING - HVI (3HVI) | [5 empty] | MONITORS, TELEMETRIC, TRANSMITTER |  | TRANSMITTERTELEMETRY-GE-Apex Pro | TRANSMITTERTELEMETRY | Apex Pro |  |  |  | GE | Transmitter, Telemetry |  | TRANSMITTERTELEMETRY-GE-Apex Pro |  |  |  |  | No Coverage Specified | MHHS-TMC
NO | NO |  |  |  | 074-04805 |  | GE Medical Systems | APEX PRO |  | RT913250911GA | TMC - CENTRAL MONITORING - HVI (3HVI) | MHHS-TMC |  | Transmitter, Telemetry |  | 074-04805 |  | TMC |  | TMC - CENTRAL MONITORING - HVI (3HVI) | [5 empty] | MONITORS, TELEMETRIC, TRANSMITTER |  | TRANSMITTERTELEMETRY-GE-Apex Pro | TRANSMITTERTELEMETRY | Apex Pro |  |  |  | GE | Transmitter, Telemetry |  | TRANSMITTERTELEMETRY-GE-Apex Pro |  |  |  |  | No Coverage Specified | MHHS-TMC
NO | NO |  |  |  | 074-04806 |  | GE Medical Systems | APEX PRO |  | RT913250908GA | TMC - CENTRAL MONITORING - HVI (3HVI) | MHHS-TMC |  | Transmitter, Telemetry |  | 074-04806 |  | TMC |  | TMC - CENTRAL MONITORING - HVI (3HVI) | [5 empty] | MONITORS, TELEMETRIC, TRANSMITTER |  | TRANSMITTERTELEMETRY-GE-Apex Pro | TRANSMITTERTELEMETRY | Apex Pro |  |  |  | GE | Transmitter, Telemetry |  | TRANSMITTERTELEMETRY-GE-Apex Pro |  |  |  |  | Covered PM Repair - Radiology, Low End | MHHS-TMC
NO | NO |  |  |  | 074-04807 |  | GE Medical Systems | APEX PRO |  | RT913250913GA | TMC - CENTRAL MONITORING - HVI (3HVI) | MHHS-TMC |  | Transmitter, Telemetry |  | 074-04807 |  | TMC |  | TMC - CENTRAL MONITORING - HVI (3HVI) | [5 empty] | MONITORS, TELEMETRIC, TRANSMITTER |  | TRANSMITTERTELEMETRY-GE-Apex Pro | TRANSMITTERTELEMETRY | Apex Pro |  |  |  | GE | Transmitter, Telemetry |  | TRANSMITTERTELEMETRY-GE-Apex Pro |  |  |  |  | Covered PM Repair - Radiology, High End | MHHS-TMC
NO | NO |  |  |  | 074-04808 |  | GE Medical Systems | APEX PRO |  | RT913250906GA | TMC - CENTRAL MONITORING - HVI (3HVI) | MHHS-TMC |  | Transmitter, Telemetry |  | 074-04808 |  | TMC |  | TMC - CENTRAL MONITORING - HVI (3HVI) | [5 empty] | MONITORS, TELEMETRIC, TRANSMITTER |  | TRANSMITTERTELEMETRY-GE-Apex Pro | TRANSMITTERTELEMETRY | Apex Pro |  |  |  | GE | Transmitter, Telemetry |  | TRANSMITTERTELEMETRY-GE-Apex Pro |  |  |  |  | Covered PM Repair - Radiology, Low End | MHHS-TMC
NO | NO |  |  |  | 074-04809 |  | GE Medical Systems | APEX PRO |  | RT913250905GA | TMC - CENTRAL MONITORING - HVI (3HVI) | MHHS-TMC |  | Transmitter, Telemetry |  | 074-04809 |  | TMC |  | TMC - CENTRAL MONITORING - HVI (3HVI) | [5 empty] | MONITORS, TELEMETRIC, TRANSMITTER |  | TRANSMITTERTELEMETRY-GE-Apex Pro | TRANSMITTERTELEMETRY | Apex Pro |  |  |  | GE | Transmitter, Telemetry |  | TRANSMITTERTELEMETRY-GE-Apex Pro |  |  |  |  | Covered PM Repair - Biomedical | MHHS-TMC
NO | NO |  |  |  | 074-04810 |  | GE Medical Systems | APEX PRO |  | RT913250917GA | TMC - CENTRAL MONITORING - HVI (3HVI) | MHHS-TMC |  | Transmitter, Telemetry |  | 074-04810 |  | TMC |  | TMC - CENTRAL MONITORING - HVI (3HVI) | [5 empty] | MONITORS, TELEMETRIC, TRANSMITTER |  | TRANSMITTERTELEMETRY-GE-Apex Pro | TRANSMITTERTELEMETRY | Apex Pro |  |  |  | GE | Transmitter, Telemetry |  | TRANSMITTERTELEMETRY-GE-Apex Pro |  |  |  |  | Covered PM Repair - Biomedical | MHHS-TMC
NO | NO |  |  |  | 074-04811 |  | GE Medical Systems | APEX PRO |  | RT913250903GA | TMC - CENTRAL MONITORING - HVI (3HVI) | MHHS-TMC |  | Transmitter, Telemetry |  | 074-04811 |  | TMC |  | TMC - CENTRAL MONITORING - HVI (3HVI) | [5 empty] | MONITORS, TELEMETRIC, TRANSMITTER |  | TRANSMITTERTELEMETRY-GE-Apex Pro | TRANSMITTERTELEMETRY | Apex Pro |  |  |  | GE | Transmitter, Telemetry |  | TRANSMITTERTELEMETRY-GE-Apex Pro |  |  |  |  | Not Covered Vendor Only - Biomedical | MHHS-TMC
NO | NO |  |  |  | 074-04813 |  | GE Medical Systems | APEX PRO |  | RT913250910GA | TMC - CENTRAL MONITORING - HVI (3HVI) | MHHS-TMC |  | Transmitter, Telemetry |  | 074-04813 |  | TMC |  | TMC - CENTRAL MONITORING - HVI (3HVI) | [5 empty] | MONITORS, TELEMETRIC, TRANSMITTER |  | TRANSMITTERTELEMETRY-GE-Apex Pro | TRANSMITTERTELEMETRY | Apex Pro |  |  |  | GE | Transmitter, Telemetry |  | TRANSMITTERTELEMETRY-GE-Apex Pro |  |  |  |  | Covered PM Repair - Radiology, High End | MHHS-TMC
NO | NO |  |  |  | 074-04814 |  | GE Medical Systems | APEX PRO |  | RT913250930GA | TMC - CENTRAL MONITORING - HVI (3HVI) | MHHS-TMC |  | Transmitter, Telemetry |  | 074-04814 |  | TMC |  | TMC - CENTRAL MONITORING - HVI (3HVI) | [5 empty] | MONITORS, TELEMETRIC, TRANSMITTER |  | TRANSMITTERTELEMETRY-GE-Apex Pro | TRANSMITTERTELEMETRY | Apex Pro |  |  |  | GE | Transmitter, Telemetry |  | TRANSMITTERTELEMETRY-GE-Apex Pro |  |  |  |  | Covered PM Repair - Biomedical | MHHS-TMC
NO | NO |  |  |  | 074-04815 |  | GE Medical Systems | APEX PRO |  | RT913250909GA | TMC - CENTRAL MONITORING - HVI (3HVI) | MHHS-TMC |  | Transmitter, Telemetry |  | 074-04815 |  | TMC |  | TMC - CENTRAL MONITORING - HVI (3HVI) | [5 empty] | MONITORS, TELEMETRIC, TRANSMITTER |  | TRANSMITTERTELEMETRY-GE-Apex Pro | TRANSMITTERTELEMETRY | Apex Pro |  |  |  | GE | Transmitter, Telemetry |  | TRANSMITTERTELEMETRY-GE-Apex Pro |  |  |  |  | Covered PM Repair - Biomedical | MHHS-TMC
NO | NO |  |  |  | 074-05092 |  | GE Medical Systems | APEX PRO |  | RT905155096GA | TMC - CENTRAL MONITORING - HVI (3HVI) | MHHS-TMC |  | Transmitter, Telemetry |  | 074-05092 |  | TMC |  | TMC - CENTRAL MONITORING - HVI (3HVI) | [5 empty] | MONITORS, TELEMETRIC, TRANSMITTER |  | TRANSMITTERTELEMETRY-GE-Apex Pro | TRANSMITTERTELEMETRY | Apex Pro |  |  |  | GE | Transmitter, Telemetry |  | TRANSMITTERTELEMETRY-GE-Apex Pro |  |  |  |  | Covered PM Repair - Radiology, Low End | MHHS-TMC
NO | NO |  |  |  | 074-05761 |  | GE Medical Systems | APEX PRO |  | RT917260060SA | TMC - CENTRAL MONITORING - HVI (3HVI) | MHHS-TMC |  | Transmitter, Telemetry |  | 074-05761 |  | TMC |  | TMC - CENTRAL MONITORING - HVI (3HVI) | [5 empty] | MONITORS, TELEMETRIC, TRANSMITTER |  | TRANSMITTERTELEMETRY-GE-Apex Pro | TRANSMITTERTELEMETRY | Apex Pro |  |  |  | GE | Transmitter, Telemetry |  | TRANSMITTERTELEMETRY-GE-Apex Pro |  |  |  |  | Covered PM Repair - Radiology, Low End | MHHS-TMC
NO | NO |  |  |  | 074-05765 |  | GE Medical Systems | APEX PRO |  | RT917260035SA | TMC - CENTRAL MONITORING - HVI (3HVI) | MHHS-TMC |  | Transmitter, Telemetry |  | 074-05765 |  | TMC |  | TMC - CENTRAL MONITORING - HVI (3HVI) | [5 empty] | MONITORS, TELEMETRIC, TRANSMITTER |  | TRANSMITTERTELEMETRY-GE-Apex Pro | TRANSMITTERTELEMETRY | Apex Pro |  |  |  | GE | Transmitter, Telemetry |  | TRANSMITTERTELEMETRY-GE-Apex Pro |  |  |  |  | Covered PM Repair - Biomedical | MHHS-TMC
NO | NO |  |  |  | 074-05772 |  | GE Medical Systems | APEX PRO |  | RT917260071SA | TMC - CENTRAL MONITORING - HVI (3HVI) | MHHS-TMC |  | Transmitter, Telemetry |  | 074-05772 |  | TMC |  | TMC - CENTRAL MONITORING - HVI (3HVI) | [5 empty] | MONITORS, TELEMETRIC, TRANSMITTER |  | TRANSMITTERTELEMETRY-GE-Apex Pro | TRANSMITTERTELEMETRY | Apex Pro |  |  |  | GE | Transmitter, Telemetry |  | TRANSMITTERTELEMETRY-GE-Apex Pro |  |  |  |  | Covered PM Repair - Biomedical | MHHS-TMC
NO | NO |  |  |  | 074-05773 |  | GE Medical Systems | APEX PRO |  | RT917260070SA | TMC - CENTRAL MONITORING - HVI (3HVI) | MHHS-TMC |  | Transmitter, Telemetry |  | 074-05773 |  | TMC |  | TMC - CENTRAL MONITORING - HVI (3HVI) | [5 empty] | MONITORS, TELEMETRIC, TRANSMITTER |  | TRANSMITTERTELEMETRY-GE-Apex Pro | TRANSMITTERTELEMETRY | Apex Pro |  |  |  | GE | Transmitter, Telemetry |  | TRANSMITTERTELEMETRY-GE-Apex Pro |  |  |  |  | Covered PM Repair - Biomedical | MHHS-TMC
NO | NO | [5 empty] | GE Medical Systems | APEX PRO |  | K3TT3895G | TMC - CENTRAL MONITORING - HVI (3HVI) | MHHS-TMC |  | Transmitter, Telemetry |  |  |  | TMC |  | TMC - CENTRAL MONITORING - HVI (3HVI) | [5 empty] | MONITORS, TELEMETRIC, TRANSMITTER |  | TRANSMITTERTELEMETRY-GE-Apex Pro | TRANSMITTERTELEMETRY | Apex Pro |  |  |  | GE | Transmitter, Telemetry |  | TRANSMITTERTELEMETRY-GE-Apex Pro |  |  |  |  | Covered PM Repair - Radiology, Low End | MHHS-TMC
NO | NO | [5 empty] | GE Medical Systems | APEX PRO |  | RT904492363GA | TMC - CENTRAL MONITORING - HVI (3HVI) | MHHS-TMC |  | Transmitter, Telemetry |  |  |  | TMC |  | TMC - CENTRAL MONITORING - HVI (3HVI) | [5 empty] | MONITORS, TELEMETRIC, TRANSMITTER |  | TRANSMITTERTELEMETRY-GE-Apex Pro | TRANSMITTERTELEMETRY | Apex Pro |  |  |  | GE | Transmitter, Telemetry |  | TRANSMITTERTELEMETRY-GE-Apex Pro |  |  |  |  | Covered PM Repair - Biomedical | MHHS-TMC
NO | NO | [5 empty] | GE Medical Systems | APEX PRO |  | L1TT5949G | TMC - CENTRAL MONITORING - HVI (3HVI) | MHHS-TMC |  | Transmitter, Telemetry |  |  |  | TMC |  | TMC - CENTRAL MONITORING - HVI (3HVI) | [5 empty] | MONITORS, TELEMETRIC, TRANSMITTER |  | TRANSMITTERTELEMETRY-GE-Apex Pro | TRANSMITTERTELEMETRY | Apex Pro |  |  |  | GE | Transmitter, Telemetry |  | TRANSMITTERTELEMETRY-GE-Apex Pro |  |  |  |  | Covered PM Repair - Biomedical | MHHS-TMC
NO | NO | [5 empty] | GE Medical Systems | APEX PRO |  | K3TT3889G | TMC - CENTRAL MONITORING - HVI (3HVI) | MHHS-TMC |  | Transmitter, Telemetry |  |  |  | TMC |  | TMC - CENTRAL MONITORING - HVI (3HVI) | [5 empty] | MONITORS, TELEMETRIC, TRANSMITTER |  | TRANSMITTERTELEMETRY-GE-Apex Pro | TRANSMITTERTELEMETRY | Apex Pro |  |  |  | GE | Transmitter, Telemetry |  | TRANSMITTERTELEMETRY-GE-Apex Pro |  |  |  |  | Not Covered Vendor Only - Rad, Low End | MHHS-TMC
NO | NO | [5 empty] | GE Medical Systems | APEX PRO |  | RTT07433870GA | TMC - CENTRAL MONITORING - HVI (3HVI) | MHHS-TMC |  | Transmitter, Telemetry |  |  |  | TMC |  | TMC - CENTRAL MONITORING - HVI (3HVI) | [5 empty] | MONITORS, TELEMETRIC, TRANSMITTER |  | TRANSMITTERTELEMETRY-GE-Apex Pro | TRANSMITTERTELEMETRY | Apex Pro |  |  |  | GE | Transmitter, Telemetry |  | TRANSMITTERTELEMETRY-GE-Apex Pro |  |  |  |  | Covered PM Repair - Biomedical | MHHS-TMC
NO | NO | [5 empty] | GE Medical Systems | APEX PRO |  | RT908078586GA | TMC - CENTRAL MONITORING - HVI (3HVI) | MHHS-TMC |  | Transmitter, Telemetry |  |  |  | TMC |  | TMC - CENTRAL MONITORING - HVI (3HVI) | [5 empty] | MONITORS, TELEMETRIC, TRANSMITTER |  | TRANSMITTERTELEMETRY-GE-Apex Pro | TRANSMITTERTELEMETRY | Apex Pro |  |  |  | GE | Transmitter, Telemetry |  | TRANSMITTERTELEMETRY-GE-Apex Pro |  |  |  |  | Covered PM Repair - Biomedical | MHHS-TMC
NO | NO | [5 empty] | GE Medical Systems | APEX PRO |  | A1TT1159G/RT919060189SA | TMC - CENTRAL MONITORING - HVI (3HVI) | MHHS-TMC |  | Transmitter, Telemetry |  |  |  | TMC |  | TMC - CENTRAL MONITORING - HVI (3HVI) | [5 empty] | MONITORS, TELEMETRIC, TRANSMITTER |  | TRANSMITTERTELEMETRY-GE-Apex Pro | TRANSMITTERTELEMETRY | Apex Pro |  |  |  | GE | Transmitter, Telemetry |  | TRANSMITTERTELEMETRY-GE-Apex Pro |  |  |  |  | Covered PM Repair - Biomedical | MHHS-TMC
NO | NO | [5 empty] | GE Medical Systems | APEX PRO |  | A1TT1172G | TMC - CENTRAL MONITORING - HVI (3HVI) | MHHS-TMC |  | Transmitter, Telemetry |  |  |  | TMC |  | TMC - CENTRAL MONITORING - HVI (3HVI) | [5 empty] | MONITORS, TELEMETRIC, TRANSMITTER |  | TRANSMITTERTELEMETRY-GE-Apex Pro | TRANSMITTERTELEMETRY | Apex Pro |  |  |  | GE | Transmitter, Telemetry |  | TRANSMITTERTELEMETRY-GE-Apex Pro |  |  |  |  | Covered PM Repair - Biomedical | MHHS-TMC
NO | NO | [5 empty] | GE Medical Systems | APEX PRO |  | RTT07433867GA | TMC - CENTRAL MONITORING - HVI (3HVI) | MHHS-TMC |  | Transmitter, Telemetry |  |  |  | TMC |  | TMC - CENTRAL MONITORING - HVI (3HVI) | [5 empty] | MONITORS, TELEMETRIC, TRANSMITTER |  | TRANSMITTERTELEMETRY-GE-Apex Pro | TRANSMITTERTELEMETRY | Apex Pro |  |  |  | GE | Transmitter, Telemetry |  | TRANSMITTERTELEMETRY-GE-Apex Pro |  |  |  |  | Covered PM Repair - Biomedical | MHHS-TMC
NO | NO | [5 empty] | GE Medical Systems | APEX PRO |  | RT905499326GA | TMC - CENTRAL MONITORING - HVI (3HVI) | MHHS-TMC |  | Transmitter, Telemetry |  |  |  | TMC |  | TMC - CENTRAL MONITORING - HVI (3HVI) | [5 empty] | MONITORS, TELEMETRIC, TRANSMITTER |  | TRANSMITTERTELEMETRY-GE-Apex Pro | TRANSMITTERTELEMETRY | Apex Pro |  |  |  | GE | Transmitter, Telemetry |  | TRANSMITTERTELEMETRY-GE-Apex Pro |  |  |  |  | Covered PM Repair - Biomedical | MHHS-TMC
NO | NO | [5 empty] | GE Medical Systems | APEX PRO |  | RT906447824GA | TMC - CENTRAL MONITORING - HVI (3HVI) | MHHS-TMC |  | Transmitter, Telemetry |  |  |  | TMC |  | TMC - CENTRAL MONITORING - HVI (3HVI) | [5 empty] | MONITORS, TELEMETRIC, TRANSMITTER |  | TRANSMITTERTELEMETRY-GE-Apex Pro | TRANSMITTERTELEMETRY | Apex Pro |  |  |  | GE | Transmitter, Telemetry |  | TRANSMITTERTELEMETRY-GE-Apex Pro |  |  |  |  | Covered PM Repair - Biomedical | MHHS-TMC
NO | NO | [5 empty] | GE Medical Systems | APEX PRO |  | RT906447825GA | TMC - CENTRAL MONITORING - HVI (3HVI) | MHHS-TMC |  | Transmitter, Telemetry |  |  |  | TMC |  | TMC - CENTRAL MONITORING - HVI (3HVI) | [5 empty] | MONITORS, TELEMETRIC, TRANSMITTER |  | TRANSMITTERTELEMETRY-GE-Apex Pro | TRANSMITTERTELEMETRY | Apex Pro |  |  |  | GE | Transmitter, Telemetry |  | TRANSMITTERTELEMETRY-GE-Apex Pro |  |  |  |  | Covered PM Repair - Biomedical | MHHS-TMC
NO | NO | [5 empty] | GE Medical Systems | APEX PRO |  | K3TT3896G | TMC - CENTRAL MONITORING - HVI (3HVI) | MHHS-TMC |  | Transmitter, Telemetry |  |  |  | TMC |  | TMC - CENTRAL MONITORING - HVI (3HVI) | [5 empty] | MONITORS, TELEMETRIC, TRANSMITTER |  | TRANSMITTERTELEMETRY-GE-Apex Pro | TRANSMITTERTELEMETRY | Apex Pro |  |  |  | GE | Transmitter, Telemetry |  | TRANSMITTERTELEMETRY-GE-Apex Pro |  |  |  |  | Covered PM Repair - Biomedical | MHHS-TMC
NO | NO | [5 empty] | GE Medical Systems | APEX PRO |  | M3TT5617G | TMC - CENTRAL MONITORING - HVI (3HVI) | MHHS-TMC |  | Transmitter, Telemetry |  |  |  | TMC |  | TMC - CENTRAL MONITORING - HVI (3HVI) | [5 empty] | MONITORS, TELEMETRIC, TRANSMITTER |  | TRANSMITTERTELEMETRY-GE-Apex Pro | TRANSMITTERTELEMETRY | Apex Pro |  |  |  | GE | Transmitter, Telemetry |  | TRANSMITTERTELEMETRY-GE-Apex Pro |  |  |  |  | Covered PM Repair - Radiology, High End | MHHS-TMC
NO | NO | [5 empty] | GE Medical Systems | APEX PRO |  | RT908058365GA | TMC - CENTRAL MONITORING - HVI (3HVI) | MHHS-TMC |  | Transmitter, Telemetry |  |  |  | TMC |  | TMC - CENTRAL MONITORING - HVI (3HVI) | [5 empty] | MONITORS, TELEMETRIC, TRANSMITTER |  | TRANSMITTERTELEMETRY-GE-Apex Pro | TRANSMITTERTELEMETRY | Apex Pro |  |  |  | GE | Transmitter, Telemetry |  | TRANSMITTERTELEMETRY-GE-Apex Pro |  |  |  |  | Covered PM Repair - Biomedical | MHHS-TMC
NO | NO | [5 empty] | GE Medical Systems | APEX PRO |  | K3TT3904G | TMC - CENTRAL MONITORING - HVI (3HVI) | MHHS-TMC |  | Transmitter, Telemetry |  |  |  | TMC |  | TMC - CENTRAL MONITORING - HVI (3HVI) | [5 empty] | MONITORS, TELEMETRIC, TRANSMITTER |  | TRANSMITTERTELEMETRY-GE-Apex Pro | TRANSMITTERTELEMETRY | Apex Pro |  |  |  | GE | Transmitter, Telemetry |  | TRANSMITTERTELEMETRY-GE-Apex Pro |  |  |  |  | Covered PM Repair - Biomedical | MHHS-TMC
NO | NO | [5 empty] | GE Medical Systems | APEX PRO |  | RT908068553GA | TMC - CENTRAL MONITORING - HVI (3HVI) | MHHS-TMC |  | Transmitter, Telemetry |  |  |  | TMC |  | TMC - CENTRAL MONITORING - HVI (3HVI) | [5 empty] | MONITORS, TELEMETRIC, TRANSMITTER |  | TRANSMITTERTELEMETRY-GE-Apex Pro | TRANSMITTERTELEMETRY | Apex Pro |  |  |  | GE | Transmitter, Telemetry |  | TRANSMITTERTELEMETRY-GE-Apex Pro |  |  |  |  | Covered PM Repair - Biomedical | MHHS-TMC
NO | NO | [5 empty] | GE Medical Systems | APEX PRO |  | K3TT3888G | TMC - CENTRAL MONITORING - HVI (3HVI) | MHHS-TMC |  | Transmitter, Telemetry |  |  |  | TMC |  | TMC - CENTRAL MONITORING - HVI (3HVI) | [5 empty] | MONITORS, TELEMETRIC, TRANSMITTER |  | TRANSMITTERTELEMETRY-GE-Apex Pro | TRANSMITTERTELEMETRY | Apex Pro |  |  |  | GE | Transmitter, Telemetry |  | TRANSMITTERTELEMETRY-GE-Apex Pro |  |  |  |  | Covered PM Repair - Biomedical | MHHS-TMC
NO | NO | [5 empty] | GE Medical Systems | APEX PRO |  | A1TT1115G | TMC - CENTRAL MONITORING - HVI (3HVI) | MHHS-TMC |  | Transmitter, Telemetry |  |  |  | TMC |  | TMC - CENTRAL MONITORING - HVI (3HVI) | [5 empty] | MONITORS, TELEMETRIC, TRANSMITTER |  | TRANSMITTERTELEMETRY-GE-Apex Pro | TRANSMITTERTELEMETRY | Apex Pro |  |  |  | GE | Transmitter, Telemetry |  | TRANSMITTERTELEMETRY-GE-Apex Pro |  |  |  |  | Covered PM Repair - Biomedical | MHHS-TMC
NO | NO | [5 empty] | GE Medical Systems | APEX PRO |  | RT909025501GA | TMC - CENTRAL MONITORING - HVI (3HVI) | MHHS-TMC |  | Transmitter, Telemetry |  |  |  | TMC |  | TMC - CENTRAL MONITORING - HVI (3HVI) | [5 empty] | MONITORS, TELEMETRIC, TRANSMITTER |  | TRANSMITTERTELEMETRY-GE-Apex Pro | TRANSMITTERTELEMETRY | Apex Pro |  |  |  | GE | Transmitter, Telemetry |  | TRANSMITTERTELEMETRY-GE-Apex Pro |  |  |  |  | Covered PM Repair - Biomedical | MHHS-TMC
NO | NO | [5 empty] | GE Medical Systems | APEX PRO |  | RT904300180GA | TMC - CENTRAL MONITORING - HVI (3HVI) | MHHS-TMC |  | Transmitter, Telemetry |  |  |  | TMC |  | TMC - CENTRAL MONITORING - HVI (3HVI) | [5 empty] | MONITORS, TELEMETRIC, TRANSMITTER |  | TRANSMITTERTELEMETRY-GE-Apex Pro | TRANSMITTERTELEMETRY | Apex Pro |  |  |  | GE | Transmitter, Telemetry |  | TRANSMITTERTELEMETRY-GE-Apex Pro |  |  |  |  | Covered PM Repair - Biomedical | MHHS-TMC
NO | NO | [5 empty] | GE Medical Systems | APEX PRO |  | A1TT1127G | TMC - CENTRAL MONITORING - HVI (3HVI) | MHHS-TMC |  | Transmitter, Telemetry |  |  |  | TMC |  | TMC - CENTRAL MONITORING - HVI (3HVI) | [5 empty] | MONITORS, TELEMETRIC, TRANSMITTER |  | TRANSMITTERTELEMETRY-GE-Apex Pro | TRANSMITTERTELEMETRY | Apex Pro |  |  |  | GE | Transmitter, Telemetry |  | TRANSMITTERTELEMETRY-GE-Apex Pro |  |  |  |  | Covered PM Repair - Biomedical | MHHS-TMC
NO | NO | [5 empty] | GE Medical Systems | APEX PRO |  | D4T90464G | TMC - CENTRAL MONITORING - HVI (3HVI) | MHHS-TMC |  | Transmitter, Telemetry |  |  |  | TMC |  | TMC - CENTRAL MONITORING - HVI (3HVI) | [5 empty] | MONITORS, TELEMETRIC, TRANSMITTER |  | TRANSMITTERTELEMETRY-GE-Apex Pro | TRANSMITTERTELEMETRY | Apex Pro |  |  |  | GE | Transmitter, Telemetry |  | TRANSMITTERTELEMETRY-GE-Apex Pro |  |  |  |  | Covered PM Repair - Biomedical | MHHS-TMC
NO | NO | [5 empty] | GE Medical Systems | APEX PRO |  | RT909025504GA | TMC - CENTRAL MONITORING - HVI (3HVI) | MHHS-TMC |  | Transmitter, Telemetry |  |  |  | TMC |  | TMC - CENTRAL MONITORING - HVI (3HVI) | [5 empty] | MONITORS, TELEMETRIC, TRANSMITTER |  | TRANSMITTERTELEMETRY-GE-Apex Pro | TRANSMITTERTELEMETRY | Apex Pro |  |  |  | GE | Transmitter, Telemetry |  | TRANSMITTERTELEMETRY-GE-Apex Pro |  |  |  |  | Covered PM Repair - Biomedical | MHHS-TMC
NO | NO | [5 empty] | GE Medical Systems | APEX PRO |  | A1TT1140G | TMC - CENTRAL MONITORING - HVI (3HVI) | MHHS-TMC |  | Transmitter, Telemetry |  |  |  | TMC |  | TMC - CENTRAL MONITORING - HVI (3HVI) | [5 empty] | MONITORS, TELEMETRIC, TRANSMITTER |  | TRANSMITTERTELEMETRY-GE-Apex Pro | TRANSMITTERTELEMETRY | Apex Pro |  |  |  | GE | Transmitter, Telemetry |  | TRANSMITTERTELEMETRY-GE-Apex Pro |  |  |  |  | Not Covered Vendor Only - Biomedical | MHHS-TMC
NO | NO | [5 empty] | GE Medical Systems | APEX PRO |  | B4TT7020G | TMC - CENTRAL MONITORING - HVI (3HVI) | MHHS-TMC |  | Transmitter, Telemetry |  |  |  | TMC |  | TMC - CENTRAL MONITORING - HVI (3HVI) | [5 empty] | MONITORS, TELEMETRIC, TRANSMITTER |  | TRANSMITTERTELEMETRY-GE-Apex Pro | TRANSMITTERTELEMETRY | Apex Pro |  |  |  | GE | Transmitter, Telemetry |  | TRANSMITTERTELEMETRY-GE-Apex Pro |  |  |  |  | Covered PM Repair - Biomedical | MHHS-TMC
NO | NO | [5 empty] | GE Medical Systems | APEX PRO |  | B4TT7016G | TMC - CENTRAL MONITORING - HVI (3HVI) | MHHS-TMC |  | Transmitter, Telemetry |  |  |  | TMC |  | TMC - CENTRAL MONITORING - HVI (3HVI) | [5 empty] | MONITORS, TELEMETRIC, TRANSMITTER |  | TRANSMITTERTELEMETRY-GE-Apex Pro | TRANSMITTERTELEMETRY | Apex Pro |  |  |  | GE | Transmitter, Telemetry |  | TRANSMITTERTELEMETRY-GE-Apex Pro |  |  |  |  | Covered PM Repair - Biomedical | MHHS-TMC
NO | NO | [5 empty] | GE Medical Systems | APEX PRO |  | RT907466307GA | TMC - CENTRAL MONITORING - HVI (3HVI) | MHHS-TMC |  | Transmitter, Telemetry |  |  |  | TMC |  | TMC - CENTRAL MONITORING - HVI (3HVI) | [5 empty] | MONITORS, TELEMETRIC, TRANSMITTER |  | TRANSMITTERTELEMETRY-GE-Apex Pro | TRANSMITTERTELEMETRY | Apex Pro |  |  |  | GE | Transmitter, Telemetry |  | TRANSMITTERTELEMETRY-GE-Apex Pro |  |  |  |  | Covered PM Repair - Biomedical | MHHS-TMC
NO | NO | [5 empty] | GE Medical Systems | APEX PRO |  | RT908058366GA | TMC - CENTRAL MONITORING - HVI (3HVI) | MHHS-TMC |  | Transmitter, Telemetry |  |  |  | TMC |  | TMC - CENTRAL MONITORING - HVI (3HVI) | [5 empty] | MONITORS, TELEMETRIC, TRANSMITTER |  | TRANSMITTERTELEMETRY-GE-Apex Pro | TRANSMITTERTELEMETRY | Apex Pro |  |  |  | GE | Transmitter, Telemetry |  | TRANSMITTERTELEMETRY-GE-Apex Pro |  |  |  |  | Covered PM Repair - Biomedical | MHHS-TMC
NO | NO | [5 empty] | GE Medical Systems | APEX PRO |  | K3TT3920G | TMC - CENTRAL MONITORING - HVI (3HVI) | MHHS-TMC |  | Transmitter, Telemetry |  |  |  | TMC |  | TMC - CENTRAL MONITORING - HVI (3HVI) | [5 empty] | MONITORS, TELEMETRIC, TRANSMITTER |  | TRANSMITTERTELEMETRY-GE-Apex Pro | TRANSMITTERTELEMETRY | Apex Pro |  |  |  | GE | Transmitter, Telemetry |  | TRANSMITTERTELEMETRY-GE-Apex Pro |  |  |  |  | Covered PM Repair - Biomedical | MHHS-TMC
NO | NO | [5 empty] | GE Medical Systems | APEX PRO |  | RT905155099GA | TMC - CENTRAL MONITORING - HVI (3HVI) | MHHS-TMC |  | Transmitter, Telemetry |  |  |  | TMC |  | TMC - CENTRAL MONITORING - HVI (3HVI) | [5 empty] | MONITORS, TELEMETRIC, TRANSMITTER |  | TRANSMITTERTELEMETRY-GE-Apex Pro | TRANSMITTERTELEMETRY | Apex Pro |  |  |  | GE | Transmitter, Telemetry |  | TRANSMITTERTELEMETRY-GE-Apex Pro |  |  |  |  | Covered PM Repair - Biomedical | MHHS-TMC
NO | NO | [5 empty] | GE Medical Systems | APEX PRO |  | RT904492360GA | TMC - CENTRAL MONITORING - HVI (3HVI) | MHHS-TMC |  | Transmitter, Telemetry |  |  |  | TMC |  | TMC - CENTRAL MONITORING - HVI (3HVI) | [5 empty] | MONITORS, TELEMETRIC, TRANSMITTER |  | TRANSMITTERTELEMETRY-GE-Apex Pro | TRANSMITTERTELEMETRY | Apex Pro |  |  |  | GE | Transmitter, Telemetry |  | TRANSMITTERTELEMETRY-GE-Apex Pro |  |  |  |  | Covered PM Repair - Biomedical | MHHS-TMC
NO | NO | [5 empty] | GE Medical Systems | APEX PRO |  | RT908058381GA | TMC - CENTRAL MONITORING - HVI (3HVI) | MHHS-TMC |  | Transmitter, Telemetry |  |  |  | TMC |  | TMC - CENTRAL MONITORING - HVI (3HVI) | [5 empty] | MONITORS, TELEMETRIC, TRANSMITTER |  | TRANSMITTERTELEMETRY-GE-Apex Pro | TRANSMITTERTELEMETRY | Apex Pro |  |  |  | GE | Transmitter, Telemetry |  | TRANSMITTERTELEMETRY-GE-Apex Pro |  |  |  |  | Covered PM Repair - Biomedical | MHHS-TMC
NO | NO | [5 empty] | GE Medical Systems | APEX PRO |  | RT905155048GA | TMC - CENTRAL MONITORING - HVI (3HVI) | MHHS-TMC |  | Transmitter, Telemetry |  |  |  | TMC |  | TMC - CENTRAL MONITORING - HVI (3HVI) | [5 empty] | MONITORS, TELEMETRIC, TRANSMITTER |  | TRANSMITTERTELEMETRY-GE-Apex Pro | TRANSMITTERTELEMETRY | Apex Pro |  |  |  | GE | Transmitter, Telemetry |  | TRANSMITTERTELEMETRY-GE-Apex Pro |  |  |  |  | Covered PM Repair - Biomedical | MHHS-TMC
NO | NO | [5 empty] | GE Medical Systems | APEX PRO |  | K3TT3882G | TMC - CENTRAL MONITORING - HVI (3HVI) | MHHS-TMC |  | Transmitter, Telemetry |  |  |  | TMC |  | TMC - CENTRAL MONITORING - HVI (3HVI) | [5 empty] | MONITORS, TELEMETRIC, TRANSMITTER |  | TRANSMITTERTELEMETRY-GE-Apex Pro | TRANSMITTERTELEMETRY | Apex Pro |  |  |  | GE | Transmitter, Telemetry |  | TRANSMITTERTELEMETRY-GE-Apex Pro |  |  |  |  | Covered PM Repair - Radiology, Low End | MHHS-TMC
NO | NO | [5 empty] | GE Medical Systems | APEX PRO |  | RT911063907GA | TMC - CENTRAL MONITORING - HVI (3HVI) | MHHS-TMC |  | Transmitter, Telemetry |  |  |  | TMC |  | TMC - CENTRAL MONITORING - HVI (3HVI) | [5 empty] | MONITORS, TELEMETRIC, TRANSMITTER |  | TRANSMITTERTELEMETRY-GE-Apex Pro | TRANSMITTERTELEMETRY | Apex Pro |  |  |  | GE | Transmitter, Telemetry |  | TRANSMITTERTELEMETRY-GE-Apex Pro |  |  |  |  | Covered PM Repair - Radiology, High End | MHHS-TMC
NO | NO | [5 empty] | GE Medical Systems | APEX PRO |  | K3TT3921G | TMC - CENTRAL MONITORING - HVI (3HVI) | MHHS-TMC |  | Transmitter, Telemetry |  |  |  | TMC |  | TMC - CENTRAL MONITORING - HVI (3HVI) | [5 empty] | MONITORS, TELEMETRIC, TRANSMITTER |  | TRANSMITTERTELEMETRY-GE-Apex Pro | TRANSMITTERTELEMETRY | Apex Pro |  |  |  | GE | Transmitter, Telemetry |  | TRANSMITTERTELEMETRY-GE-Apex Pro |  |  |  |  | Covered PM Repair - Radiology, Low End | MHHS-TMC
NO | NO | [5 empty] | GE Medical Systems | APEX PRO |  | RT904492346GA | TMC - CENTRAL MONITORING - HVI (3HVI) | MHHS-TMC |  | Transmitter, Telemetry |  |  |  | TMC |  | TMC - CENTRAL MONITORING - HVI (3HVI) | [5 empty] | MONITORS, TELEMETRIC, TRANSMITTER |  | TRANSMITTERTELEMETRY-GE-Apex Pro | TRANSMITTERTELEMETRY | Apex Pro |  |  |  | GE | Transmitter, Telemetry |  | TRANSMITTERTELEMETRY-GE-Apex Pro |  |  |  |  | No Coverage Specified | MHHS-TMC
NO | NO | [5 empty] | GE Medical Systems | APEX PRO |  | RT909025441GA | TMC - CENTRAL MONITORING - HVI (3HVI) | MHHS-TMC |  | Transmitter, Telemetry |  |  |  | TMC |  | TMC - CENTRAL MONITORING - HVI (3HVI) | [5 empty] | MONITORS, TELEMETRIC, TRANSMITTER |  | TRANSMITTERTELEMETRY-GE-Apex Pro | TRANSMITTERTELEMETRY | Apex Pro |  |  |  | GE | Transmitter, Telemetry |  | TRANSMITTERTELEMETRY-GE-Apex Pro |  |  |  |  | No Coverage Specified | MHHS-TMC
NO | NO | [5 empty] | GE Medical Systems | APEX PRO |  | K3TT3909G | TMC - CENTRAL MONITORING - HVI (3HVI) | MHHS-TMC |  | Transmitter, Telemetry |  |  |  | TMC |  | TMC - CENTRAL MONITORING - HVI (3HVI) | [5 empty] | MONITORS, TELEMETRIC, TRANSMITTER |  | TRANSMITTERTELEMETRY-GE-Apex Pro | TRANSMITTERTELEMETRY | Apex Pro |  |  |  | GE | Transmitter, Telemetry |  | TRANSMITTERTELEMETRY-GE-Apex Pro |  |  |  |  | Covered PM Repair - Biomedical | MHHS-TMC
NO | NO | [5 empty] | GE Medical Systems | APEX PRO |  | K3TT3905G | TMC - CENTRAL MONITORING - HVI (3HVI) | MHHS-TMC |  | Transmitter, Telemetry |  |  |  | TMC |  | TMC - CENTRAL MONITORING - HVI (3HVI) | [5 empty] | MONITORS, TELEMETRIC, TRANSMITTER |  | TRANSMITTERTELEMETRY-GE-Apex Pro | TRANSMITTERTELEMETRY | Apex Pro |  |  |  | GE | Transmitter, Telemetry |  | TRANSMITTERTELEMETRY-GE-Apex Pro |  |  |  |  | Covered PM Repair - Radiology, Low End | MHHS-TMC
NO | NO | [5 empty] | GE Medical Systems | APEX PRO |  | RT904300181GA | TMC - CENTRAL MONITORING - HVI (3HVI) | MHHS-TMC |  | Transmitter, Telemetry |  |  |  | TMC |  | TMC - CENTRAL MONITORING - HVI (3HVI) | [5 empty] | MONITORS, TELEMETRIC, TRANSMITTER |  | TRANSMITTERTELEMETRY-GE-Apex Pro | TRANSMITTERTELEMETRY | Apex Pro |  |  |  | GE | Transmitter, Telemetry |  | TRANSMITTERTELEMETRY-GE-Apex Pro |  |  |  |  | No Coverage Specified | MHHS-TMC
NO | NO | [5 empty] | GE Medical Systems | APEX PRO |  | F3TT9501G | TMC - CENTRAL MONITORING - HVI (3HVI) | MHHS-TMC |  | Transmitter, Telemetry |  |  |  | TMC |  | TMC - CENTRAL MONITORING - HVI (3HVI) | [5 empty] | MONITORS, TELEMETRIC, TRANSMITTER |  | TRANSMITTERTELEMETRY-GE-Apex Pro | TRANSMITTERTELEMETRY | Apex Pro |  |  |  | GE | Transmitter, Telemetry |  | TRANSMITTERTELEMETRY-GE-Apex Pro |  |  |  |  | Covered PM Repair - Biomedical | MHHS-TMC
NO | NO | [5 empty] | GE Medical Systems | APEX PRO |  | RT908058386GA | TMC - CENTRAL MONITORING - HVI (3HVI) | MHHS-TMC |  | Transmitter, Telemetry |  |  |  | TMC |  | TMC - CENTRAL MONITORING - HVI (3HVI) | [5 empty] | MONITORS, TELEMETRIC, TRANSMITTER |  | TRANSMITTERTELEMETRY-GE-Apex Pro | TRANSMITTERTELEMETRY | Apex Pro |  |  |  | GE | Transmitter, Telemetry |  | TRANSMITTERTELEMETRY-GE-Apex Pro |  |  |  |  | Covered PM Repair - Biomedical | MHHS-TMC
NO | NO | [5 empty] | GE Medical Systems | APEX PRO |  | K3TT3890G | TMC - CENTRAL MONITORING - HVI (3HVI) | MHHS-TMC |  | Transmitter, Telemetry |  |  |  | TMC |  | TMC - CENTRAL MONITORING - HVI (3HVI) | [5 empty] | MONITORS, TELEMETRIC, TRANSMITTER |  | TRANSMITTERTELEMETRY-GE-Apex Pro | TRANSMITTERTELEMETRY | Apex Pro |  |  |  | GE | Transmitter, Telemetry |  | TRANSMITTERTELEMETRY-GE-Apex Pro |  |  |  |  | Covered PM Repair - Radiology, Low End | MHHS-TMC
NO | NO | [5 empty] | GE Medical Systems | APEX PRO |  | RT916141751SA | TMC - CENTRAL MONITORING - HVI (3HVI) | MHHS-TMC |  | Transmitter, Telemetry |  |  |  | TMC |  | TMC - CENTRAL MONITORING - HVI (3HVI) | [5 empty] | MONITORS, TELEMETRIC, TRANSMITTER |  | TRANSMITTERTELEMETRY-GE-Apex Pro | TRANSMITTERTELEMETRY | Apex Pro |  |  |  | GE | Transmitter, Telemetry |  | TRANSMITTERTELEMETRY-GE-Apex Pro |  |  |  |  | Covered PM Repair - Radiology, Low End | MHHS-TMC
NO | NO | [5 empty] | GE Medical Systems | APEX PRO |  | RT906447826GA | TMC - CENTRAL MONITORING - HVI (3HVI) | MHHS-TMC |  | Transmitter, Telemetry |  |  |  | TMC |  | TMC - CENTRAL MONITORING - HVI (3HVI) | [5 empty] | MONITORS, TELEMETRIC, TRANSMITTER |  | TRANSMITTERTELEMETRY-GE-Apex Pro | TRANSMITTERTELEMETRY | Apex Pro |  |  |  | GE | Transmitter, Telemetry |  | TRANSMITTERTELEMETRY-GE-Apex Pro |  |  |  |  | Covered PM Repair - Biomedical | MHHS-TMC
NO | NO | [5 empty] | GE Medical Systems | APEX PRO |  | RT909025472GA | TMC - CENTRAL MONITORING - HVI (3HVI) | MHHS-TMC |  | Transmitter, Telemetry |  |  |  | TMC |  | TMC - CENTRAL MONITORING - HVI (3HVI) | [5 empty] | MONITORS, TELEMETRIC, TRANSMITTER |  | TRANSMITTERTELEMETRY-GE-Apex Pro | TRANSMITTERTELEMETRY | Apex Pro |  |  |  | GE | Transmitter, Telemetry |  | TRANSMITTERTELEMETRY-GE-Apex Pro |  |  |  |  | Covered PM Repair - Biomedical | MHHS-TMC
NO | NO | [5 empty] | GE Medical Systems | APEX PRO |  | RT905155097GA | TMC - CENTRAL MONITORING - HVI (3HVI) | MHHS-TMC |  | Transmitter, Telemetry |  |  |  | TMC |  | TMC - CENTRAL MONITORING - HVI (3HVI) | [5 empty] | MONITORS, TELEMETRIC, TRANSMITTER |  | TRANSMITTERTELEMETRY-GE-Apex Pro | TRANSMITTERTELEMETRY | Apex Pro |  |  |  | GE | Transmitter, Telemetry |  | TRANSMITTERTELEMETRY-GE-Apex Pro |  |  |  |  | Covered PM Repair - Biomedical | MHHS-TMC
NO | NO | [5 empty] | GE Medical Systems | APEX PRO |  | C2TT8833G | TMC - CENTRAL MONITORING - HVI (3HVI) | MHHS-TMC |  | Transmitter, Telemetry |  |  |  | TMC |  | TMC - CENTRAL MONITORING - HVI (3HVI) | [5 empty] | MONITORS, TELEMETRIC, TRANSMITTER |  | TRANSMITTERTELEMETRY-GE-Apex Pro | TRANSMITTERTELEMETRY | Apex Pro |  |  |  | GE | Transmitter, Telemetry |  | TRANSMITTERTELEMETRY-GE-Apex Pro |  |  |  |  | Covered PM Repair - Biomedical | MHHS-TMC
NO | NO | [5 empty] | GE Medical Systems | APEX PRO |  | B2TT7725G | TMC - CENTRAL MONITORING - HVI (3HVI) | MHHS-TMC |  | Transmitter, Telemetry |  |  |  | TMC |  | TMC - CENTRAL MONITORING - HVI (3HVI) | [5 empty] | MONITORS, TELEMETRIC, TRANSMITTER |  | TRANSMITTERTELEMETRY-GE-Apex Pro | TRANSMITTERTELEMETRY | Apex Pro |  |  |  | GE | Transmitter, Telemetry |  | TRANSMITTERTELEMETRY-GE-Apex Pro |  |  |  |  | Not Covered Vendor Only - Rad, High End | MHHS-TMC
NO | NO | [5 empty] | GE Medical Systems | APEX PRO |  | B2TT7719G | TMC - CENTRAL MONITORING - HVI (3HVI) | MHHS-TMC |  | Transmitter, Telemetry |  |  |  | TMC |  | TMC - CENTRAL MONITORING - HVI (3HVI) | [5 empty] | MONITORS, TELEMETRIC, TRANSMITTER |  | TRANSMITTERTELEMETRY-GE-Apex Pro | TRANSMITTERTELEMETRY | Apex Pro |  |  |  | GE | Transmitter, Telemetry |  | TRANSMITTERTELEMETRY-GE-Apex Pro |  |  |  |  | Covered PM Repair - Radiology, Low End | MHHS-TMC
NO | NO | [5 empty] | GE Medical Systems | APEX PRO |  | B2TT7722G | TMC - CENTRAL MONITORING - HVI (3HVI) | MHHS-TMC |  | Transmitter, Telemetry |  |  |  | TMC |  | TMC - CENTRAL MONITORING - HVI (3HVI) | [5 empty] | MONITORS, TELEMETRIC, TRANSMITTER |  | TRANSMITTERTELEMETRY-GE-Apex Pro | TRANSMITTERTELEMETRY | Apex Pro |  |  |  | GE | Transmitter, Telemetry |  | TRANSMITTERTELEMETRY-GE-Apex Pro |  |  |  |  | Covered PM Repair - Radiology, Low End | MHHS-TMC
NO | NO | [5 empty] | GE Medical Systems | APEX PRO |  | B2TT7720G | TMC - CENTRAL MONITORING - HVI (3HVI) | MHHS-TMC |  | Transmitter, Telemetry |  |  |  | TMC |  | TMC - CENTRAL MONITORING - HVI (3HVI) | [5 empty] | MONITORS, TELEMETRIC, TRANSMITTER |  | TRANSMITTERTELEMETRY-GE-Apex Pro | TRANSMITTERTELEMETRY | Apex Pro |  |  |  | GE | Transmitter, Telemetry |  | TRANSMITTERTELEMETRY-GE-Apex Pro |  |  |  |  | Covered PM Repair - Biomedical | MHHS-TMC
NO | NO | [5 empty] | GE Medical Systems | APEX PRO |  | B2TT7714G | TMC - CENTRAL MONITORING - HVI (3HVI) | MHHS-TMC |  | Transmitter, Telemetry |  |  |  | TMC |  | TMC - CENTRAL MONITORING - HVI (3HVI) | [5 empty] | MONITORS, TELEMETRIC, TRANSMITTER |  | TRANSMITTERTELEMETRY-GE-Apex Pro | TRANSMITTERTELEMETRY | Apex Pro |  |  |  | GE | Transmitter, Telemetry |  | TRANSMITTERTELEMETRY-GE-Apex Pro |  |  |  |  | Covered PM Repair - Biomedical | MHHS-TMC
NO | NO | [5 empty] | GE Medical Systems | APEX PRO |  | B2TT7721G | TMC - CENTRAL MONITORING - HVI (3HVI) | MHHS-TMC |  | Transmitter, Telemetry |  |  |  | TMC |  | TMC - CENTRAL MONITORING - HVI (3HVI) | [5 empty] | MONITORS, TELEMETRIC, TRANSMITTER |  | TRANSMITTERTELEMETRY-GE-Apex Pro | TRANSMITTERTELEMETRY | Apex Pro |  |  |  | GE | Transmitter, Telemetry |  | TRANSMITTERTELEMETRY-GE-Apex Pro |  |  |  |  | Covered PM Repair - Biomedical | MHHS-TMC
NO | NO | [5 empty] | GE Medical Systems | APEX PRO |  | RT907466306GA | TMC - CENTRAL MONITORING - HVI (3HVI) | MHHS-TMC |  | Transmitter, Telemetry |  |  |  | TMC |  | TMC - CENTRAL MONITORING - HVI (3HVI) | [5 empty] | MONITORS, TELEMETRIC, TRANSMITTER |  | TRANSMITTERTELEMETRY-GE-Apex Pro | TRANSMITTERTELEMETRY | Apex Pro |  |  |  | GE | Transmitter, Telemetry |  | TRANSMITTERTELEMETRY-GE-Apex Pro |  |  |  |  | Covered PM Repair - Biomedical | MHHS-TMC
NO | NO | [5 empty] | GE Medical Systems | APEX PRO |  | RT911053802GA | TMC - CENTRAL MONITORING - HVI (3HVI) | MHHS-TMC |  | Transmitter, Telemetry |  |  |  | TMC |  | TMC - CENTRAL MONITORING - HVI (3HVI) | [5 empty] | MONITORS, TELEMETRIC, TRANSMITTER |  | TRANSMITTERTELEMETRY-GE-Apex Pro | TRANSMITTERTELEMETRY | Apex Pro |  |  |  | GE | Transmitter, Telemetry |  | TRANSMITTERTELEMETRY-GE-Apex Pro |  |  |  |  | Covered PM Repair - Biomedical | MHHS-TMC
NO | NO | [5 empty] | GE Medical Systems | APEX PRO |  | RT911063869GA | TMC - CENTRAL MONITORING - HVI (3HVI) | MHHS-TMC |  | Transmitter, Telemetry |  |  |  | TMC |  | TMC - CENTRAL MONITORING - HVI (3HVI) | [5 empty] | MONITORS, TELEMETRIC, TRANSMITTER |  | TRANSMITTERTELEMETRY-GE-Apex Pro | TRANSMITTERTELEMETRY | Apex Pro |  |  |  | GE | Transmitter, Telemetry |  | TRANSMITTERTELEMETRY-GE-Apex Pro |  |  |  |  | Covered PM Repair - Biomedical | MHHS-TMC
NO | NO | [5 empty] | GE Medical Systems | APEX PRO |  | RT911063860GA | TMC - CENTRAL MONITORING - HVI (3HVI) | MHHS-TMC |  | Transmitter, Telemetry |  |  |  | TMC |  | TMC - CENTRAL MONITORING - HVI (3HVI) | [5 empty] | MONITORS, TELEMETRIC, TRANSMITTER |  | TRANSMITTERTELEMETRY-GE-Apex Pro | TRANSMITTERTELEMETRY | Apex Pro |  |  |  | GE | Transmitter, Telemetry |  | TRANSMITTERTELEMETRY-GE-Apex Pro |  |  |  |  | Covered PM Repair - Biomedical | MHHS-TMC
NO | NO | [5 empty] | GE Medical Systems | APEX PRO |  | RT911063909GA | TMC - CENTRAL MONITORING - HVI (3HVI) | MHHS-TMC |  | Transmitter, Telemetry |  |  |  | TMC |  | TMC - CENTRAL MONITORING - HVI (3HVI) | [5 empty] | MONITORS, TELEMETRIC, TRANSMITTER |  | TRANSMITTERTELEMETRY-GE-Apex Pro | TRANSMITTERTELEMETRY | Apex Pro |  |  |  | GE | Transmitter, Telemetry |  | TRANSMITTERTELEMETRY-GE-Apex Pro |  |  |  |  | Covered PM Repair - Biomedical | MHHS-TMC
NO | NO | [5 empty] | GE Medical Systems | APEX PRO |  | RT911063897GA | TMC - CENTRAL MONITORING - HVI (3HVI) | MHHS-TMC |  | Transmitter, Telemetry |  |  |  | TMC |  | TMC - CENTRAL MONITORING - HVI (3HVI) | [5 empty] | MONITORS, TELEMETRIC, TRANSMITTER |  | TRANSMITTERTELEMETRY-GE-Apex Pro | TRANSMITTERTELEMETRY | Apex Pro |  |  |  | GE | Transmitter, Telemetry |  | TRANSMITTERTELEMETRY-GE-Apex Pro |  |  |  |  | Covered PM Repair - Biomedical | MHHS-TMC
NO | NO | [5 empty] | GE Medical Systems | APEX PRO |  | RT911063723GA | TMC - CENTRAL MONITORING - HVI (3HVI) | MHHS-TMC |  | Transmitter, Telemetry |  |  |  | TMC |  | TMC - CENTRAL MONITORING - HVI (3HVI) | [5 empty] | MONITORS, TELEMETRIC, TRANSMITTER |  | TRANSMITTERTELEMETRY-GE-Apex Pro | TRANSMITTERTELEMETRY | Apex Pro |  |  |  | GE | Transmitter, Telemetry |  | TRANSMITTERTELEMETRY-GE-Apex Pro |  |  |  |  | Covered PM Repair - Biomedical | MHHS-TMC
NO | NO | [5 empty] | GE Medical Systems | APEX PRO |  | RT911063753GA | TMC - CENTRAL MONITORING - HVI (3HVI) | MHHS-TMC |  | Transmitter, Telemetry |  |  |  | TMC |  | TMC - CENTRAL MONITORING - HVI (3HVI) | [5 empty] | MONITORS, TELEMETRIC, TRANSMITTER |  | TRANSMITTERTELEMETRY-GE-Apex Pro | TRANSMITTERTELEMETRY | Apex Pro |  |  |  | GE | Transmitter, Telemetry |  | TRANSMITTERTELEMETRY-GE-Apex Pro |  |  |  |  | Covered PM Repair - Biomedical | MHHS-TMC
NO | NO | [5 empty] | GE Medical Systems | APEX PRO |  | RT911063908GA | TMC - CENTRAL MONITORING - HVI (3HVI) | MHHS-TMC |  | Transmitter, Telemetry |  |  |  | TMC |  | TMC - CENTRAL MONITORING - HVI (3HVI) | [5 empty] | MONITORS, TELEMETRIC, TRANSMITTER |  | TRANSMITTERTELEMETRY-GE-Apex Pro | TRANSMITTERTELEMETRY | Apex Pro |  |  |  | GE | Transmitter, Telemetry |  | TRANSMITTERTELEMETRY-GE-Apex Pro |  |  |  |  | Covered PM Repair - Biomedical | MHHS-TMC
NO | NO | [5 empty] | GE Medical Systems | APEX PRO |  | A1TT1091G | TMC - CENTRAL MONITORING - HVI (3HVI) | MHHS-TMC |  | Transmitter, Telemetry |  |  |  | TMC |  | TMC - CENTRAL MONITORING - HVI (3HVI) | [5 empty] | MONITORS, TELEMETRIC, TRANSMITTER |  | TRANSMITTERTELEMETRY-GE-Apex Pro | TRANSMITTERTELEMETRY | Apex Pro |  |  |  | GE | Transmitter, Telemetry |  | TRANSMITTERTELEMETRY-GE-Apex Pro |  |  |  |  | Covered PM Repair - Biomedical | MHHS-TMC
NO | NO | [5 empty] | GE Medical Systems | APEX PRO |  | RT909025435GA | TMC - CENTRAL MONITORING - HVI (3HVI) | MHHS-TMC |  | Transmitter, Telemetry |  |  |  | TMC |  | TMC - CENTRAL MONITORING - HVI (3HVI) | [5 empty] | MONITORS, TELEMETRIC, TRANSMITTER |  | TRANSMITTERTELEMETRY-GE-Apex Pro | TRANSMITTERTELEMETRY | Apex Pro |  |  |  | GE | Transmitter, Telemetry |  | TRANSMITTERTELEMETRY-GE-Apex Pro |  |  |  |  | Covered PM Repair - Biomedical | MHHS-TMC
NO | NO | [5 empty] | GE Medical Systems | APEX PRO |  | M0TT0976G | TMC - CENTRAL MONITORING - HVI (3HVI) | MHHS-TMC |  | Transmitter, Telemetry |  |  |  | TMC |  | TMC - CENTRAL MONITORING - HVI (3HVI) | [5 empty] | MONITORS, TELEMETRIC, TRANSMITTER |  | TRANSMITTERTELEMETRY-GE-Apex Pro | TRANSMITTERTELEMETRY | Apex Pro |  |  |  | GE | Transmitter, Telemetry |  | TRANSMITTERTELEMETRY-GE-Apex Pro |  |  |  |  | Covered PM Repair - Biomedical | MHHS-TMC
NO | NO | [5 empty] | GE Medical Systems | APEX PRO |  | K3TT3929G | TMC - CENTRAL MONITORING - HVI (3HVI) | MHHS-TMC |  | Transmitter, Telemetry |  |  |  | TMC |  | TMC - CENTRAL MONITORING - HVI (3HVI) | [5 empty] | MONITORS, TELEMETRIC, TRANSMITTER |  | TRANSMITTERTELEMETRY-GE-Apex Pro | TRANSMITTERTELEMETRY | Apex Pro |  |  |  | GE | Transmitter, Telemetry |  | TRANSMITTERTELEMETRY-GE-Apex Pro |  |  |  |  | Covered PM Repair - Biomedical | MHHS-TMC
NO | NO | [5 empty] | GE Medical Systems | APEX PRO |  | RT04300182GA | TMC - CENTRAL MONITORING - HVI (3HVI) | MHHS-TMC |  | Transmitter, Telemetry |  |  |  | TMC |  | TMC - CENTRAL MONITORING - HVI (3HVI) | [5 empty] | MONITORS, TELEMETRIC, TRANSMITTER |  | TRANSMITTERTELEMETRY-GE-Apex Pro | TRANSMITTERTELEMETRY | Apex Pro |  |  |  | GE | Transmitter, Telemetry |  | TRANSMITTERTELEMETRY-GE-Apex Pro |  |  |  |  | Covered PM Repair - Biomedical | MHHS-TMC
NO | NO | [5 empty] | GE Medical Systems | APEX PRO |  | K3TT3894G | TMC - CENTRAL MONITORING - HVI (3HVI) | MHHS-TMC |  | Transmitter, Telemetry |  |  |  | TMC |  | TMC - CENTRAL MONITORING - HVI (3HVI) | [5 empty] | MONITORS, TELEMETRIC, TRANSMITTER |  | TRANSMITTERTELEMETRY-GE-Apex Pro | TRANSMITTERTELEMETRY | Apex Pro |  |  |  | GE | Transmitter, Telemetry |  | TRANSMITTERTELEMETRY-GE-Apex Pro |  |  |  |  | Covered PM Repair - Biomedical | MHHS-TMC
NO | NO | [5 empty] | GE Medical Systems | APEX PRO |  | K3TT3907G | TMC - CENTRAL MONITORING - HVI (3HVI) | MHHS-TMC |  | Transmitter, Telemetry |  |  |  | TMC |  | TMC - CENTRAL MONITORING - HVI (3HVI) | [5 empty] | MONITORS, TELEMETRIC, TRANSMITTER |  | TRANSMITTERTELEMETRY-GE-Apex Pro | TRANSMITTERTELEMETRY | Apex Pro |  |  |  | GE | Transmitter, Telemetry |  | TRANSMITTERTELEMETRY-GE-Apex Pro |  |  |  |  | Covered PM Repair - Biomedical | MHHS-TMC
NO | NO | [5 empty] | GE Medical Systems | APEX PRO |  | F3TT9497G | TMC - CENTRAL MONITORING - HVI (3HVI) | MHHS-TMC |  | Transmitter, Telemetry |  |  |  | TMC |  | TMC - CENTRAL MONITORING - HVI (3HVI) | [5 empty] | MONITORS, TELEMETRIC, TRANSMITTER |  | TRANSMITTERTELEMETRY-GE-Apex Pro | TRANSMITTERTELEMETRY | Apex Pro |  |  |  | GE | Transmitter, Telemetry |  | TRANSMITTERTELEMETRY-GE-Apex Pro |  |  |  |  | Covered PM Repair - Biomedical | MHHS-TMC
NO | NO | [5 empty] | GE Medical Systems | APEX PRO |  | RT911063732GA | TMC - CENTRAL MONITORING - HVI (3HVI) | MHHS-TMC |  | Transmitter, Telemetry |  |  |  | TMC |  | TMC - CENTRAL MONITORING - HVI (3HVI) | [5 empty] | MONITORS, TELEMETRIC, TRANSMITTER |  | TRANSMITTERTELEMETRY-GE-Apex Pro | TRANSMITTERTELEMETRY | Apex Pro |  |  |  | GE | Transmitter, Telemetry |  | TRANSMITTERTELEMETRY-GE-Apex Pro |  |  |  |  | Covered PM Repair - Biomedical | MHHS-TMC
NO | NO | [5 empty] | GE Medical Systems | APEX PRO |  | K3TT3900G | TMC - CENTRAL MONITORING - HVI (3HVI) | MHHS-TMC |  | Transmitter, Telemetry |  |  |  | TMC |  | TMC - CENTRAL MONITORING - HVI (3HVI) | [5 empty] | MONITORS, TELEMETRIC, TRANSMITTER |  | TRANSMITTERTELEMETRY-GE-Apex Pro | TRANSMITTERTELEMETRY | Apex Pro |  |  |  | GE | Transmitter, Telemetry |  | TRANSMITTERTELEMETRY-GE-Apex Pro |  |  |  |  | Covered PM Repair - Biomedical | MHHS-TMC
NO | NO | [5 empty] | GE Medical Systems | APEX PRO |  | RT905155053GA | TMC - CENTRAL MONITORING - HVI (3HVI) | MHHS-TMC |  | Transmitter, Telemetry |  |  |  | TMC |  | TMC - CENTRAL MONITORING - HVI (3HVI) | [5 empty] | MONITORS, TELEMETRIC, TRANSMITTER |  | TRANSMITTERTELEMETRY-GE-Apex Pro | TRANSMITTERTELEMETRY | Apex Pro |  |  |  | GE | Transmitter, Telemetry |  | TRANSMITTERTELEMETRY-GE-Apex Pro |  |  |  |  | Covered PM Repair - Biomedical | MHHS-TMC
NO | NO | [5 empty] | GE Medical Systems | APEX PRO |  | F3TT9499 | TMC - CENTRAL MONITORING - HVI (3HVI) | MHHS-TMC |  | Transmitter, Telemetry |  |  |  | TMC |  | TMC - CENTRAL MONITORING - HVI (3HVI) | [5 empty] | MONITORS, TELEMETRIC, TRANSMITTER |  | TRANSMITTERTELEMETRY-GE-Apex Pro | TRANSMITTERTELEMETRY | Apex Pro |  |  |  | GE | Transmitter, Telemetry |  | TRANSMITTERTELEMETRY-GE-Apex Pro |  |  |  |  | Covered PM Repair - Biomedical | MHHS-TMC
NO | NO | [5 empty] | GE Medical Systems | APEX PRO |  | A1TT1167G | TMC - CENTRAL MONITORING - HVI (3HVI) | MHHS-TMC |  | Transmitter, Telemetry |  |  |  | TMC |  | TMC - CENTRAL MONITORING - HVI (3HVI) | [5 empty] | MONITORS, TELEMETRIC, TRANSMITTER |  | TRANSMITTERTELEMETRY-GE-Apex Pro | TRANSMITTERTELEMETRY | Apex Pro |  |  |  | GE | Transmitter, Telemetry |  | TRANSMITTERTELEMETRY-GE-Apex Pro |  |  |  |  | Not Covered Vendor Only - Rad, High End | MHHS-TMC
NO | NO | [5 empty] | GE Medical Systems | APEX PRO |  | RT908058389GA | TMC - CENTRAL MONITORING - HVI (3HVI) | MHHS-TMC |  | Transmitter, Telemetry |  |  |  | TMC |  | TMC - CENTRAL MONITORING - HVI (3HVI) | [5 empty] | MONITORS, TELEMETRIC, TRANSMITTER |  | TRANSMITTERTELEMETRY-GE-Apex Pro | TRANSMITTERTELEMETRY | Apex Pro |  |  |  | GE | Transmitter, Telemetry |  | TRANSMITTERTELEMETRY-GE-Apex Pro |  |  |  |  | Covered PM Repair - Biomedical | MHHS-TMC
NO | NO | [5 empty] | GE Medical Systems | APEX PRO |  | A4TT6326G | TMC - CENTRAL MONITORING - HVI (3HVI) | MHHS-TMC |  | Transmitter, Telemetry |  |  |  | TMC |  | TMC - CENTRAL MONITORING - HVI (3HVI) | [5 empty] | MONITORS, TELEMETRIC, TRANSMITTER |  | TRANSMITTERTELEMETRY-GE-Apex Pro | TRANSMITTERTELEMETRY | Apex Pro |  |  |  | GE | Transmitter, Telemetry |  | TRANSMITTERTELEMETRY-GE-Apex Pro |  |  |  |  | Covered PM Repair - Biomedical | MHHS-TMC
NO | NO | [5 empty] | GE Medical Systems | APEX PRO |  | K3TT3919G | TMC - CENTRAL MONITORING - HVI (3HVI) | MHHS-TMC |  | Transmitter, Telemetry |  |  |  | TMC |  | TMC - CENTRAL MONITORING - HVI (3HVI) | [5 empty] | MONITORS, TELEMETRIC, TRANSMITTER |  | TRANSMITTERTELEMETRY-GE-Apex Pro | TRANSMITTERTELEMETRY | Apex Pro |  |  |  | GE | Transmitter, Telemetry |  | TRANSMITTERTELEMETRY-GE-Apex Pro |  |  |  |  | Covered PM Repair - Radiology, High End | MHHS-TMC
NO | NO | [5 empty] | GE Medical Systems | APEX PRO |  | RT911063878GA | TMC - CENTRAL MONITORING - HVI (3HVI) | MHHS-TMC |  | Transmitter, Telemetry |  |  |  | TMC |  | TMC - CENTRAL MONITORING - HVI (3HVI) | [5 empty] | MONITORS, TELEMETRIC, TRANSMITTER |  | TRANSMITTERTELEMETRY-GE-Apex Pro | TRANSMITTERTELEMETRY | Apex Pro |  |  |  | GE | Transmitter, Telemetry |  | TRANSMITTERTELEMETRY-GE-Apex Pro |  |  |  |  | Covered PM Repair - Radiology, Low End | MHHS-TMC
NO | NO | [5 empty] | GE Medical Systems | APEX PRO |  | RT912303818GA | TMC - CENTRAL MONITORING - HVI (3HVI) | MHHS-TMC |  | Transmitter, Telemetry |  |  |  | TMC |  | TMC - CENTRAL MONITORING - HVI (3HVI) | [5 empty] | MONITORS, TELEMETRIC, TRANSMITTER |  | TRANSMITTERTELEMETRY-GE-Apex Pro | TRANSMITTERTELEMETRY | Apex Pro |  |  |  | GE | Transmitter, Telemetry |  | TRANSMITTERTELEMETRY-GE-Apex Pro |  |  |  |  | Covered PM Repair - Radiology, High End | MHHS-TMC
NO | NO |  |  |  | 029-08199 |  | GE Medical Systems | APEX PRO |  | K2TT3861G | WOODLANDS - TELEMETRY | MHHS-Woodlands |  | Transmitter, Telemetry |  | 029-08199 |  | Woodlands |  | WOODLANDS - TELEMETRY | [5 empty] | MONITORS, TELEMETRIC, TRANSMITTER |  | TRANSMITTERTELEMETRY-GE-Apex Pro | TRANSMITTERTELEMETRY | Apex Pro |  |  |  | GE | Transmitter, Telemetry |  | TRANSMITTERTELEMETRY-GE-Apex Pro |  |  |  |  | Not Covered Vendor Only - Rad, Low End | MHHS-Woodlands
NO | NO |  |  |  | 029-08208 |  | GE Medical Systems | APEX PRO |  | K2TT3856G | WOODLANDS - TELEMETRY | MHHS-Woodlands |  | Transmitter, Telemetry |  | 029-08208 |  | Woodlands |  | WOODLANDS - TELEMETRY | [5 empty] | MONITORS, TELEMETRIC, TRANSMITTER |  | TRANSMITTERTELEMETRY-GE-Apex Pro | TRANSMITTERTELEMETRY | Apex Pro |  |  |  | GE | Transmitter, Telemetry |  | TRANSMITTERTELEMETRY-GE-Apex Pro |  |  |  |  | Covered PM Repair - Biomedical | MHHS-Woodlands
NO | NO |  |  |  | 029-09920 |  | GE Medical Systems | APEX PRO |  | RT918040202SA | WOODLANDS - TELEMETRY | MHHS-Woodlands |  | Transmitter, Telemetry |  | 029-09920 |  | Woodlands |  | WOODLANDS - TELEMETRY | [5 empty] | MONITORS, TELEMETRIC, TRANSMITTER |  | TRANSMITTERTELEMETRY-GE-Apex Pro | TRANSMITTERTELEMETRY | Apex Pro |  |  |  | GE | Transmitter, Telemetry |  | TRANSMITTERTELEMETRY-GE-Apex Pro |  |  |  |  | Covered PM Repair - Biomedical | MHHS-Woodlands
NO | NO |  |  |  | TTX 8567 |  | GE Medical Systems | APEX PRO |  | RT916203378SA | WOODLANDS - TELEMETRY | MHHS-Woodlands |  | Transmitter, Telemetry |  | TTX 8567 |  | Woodlands |  | WOODLANDS - TELEMETRY | [5 empty] | MONITORS, TELEMETRIC, TRANSMITTER |  | TRANSMITTERTELEMETRY-GE-Apex Pro | TRANSMITTERTELEMETRY | Apex Pro |  |  |  | GE | Transmitter, Telemetry |  | TRANSMITTERTELEMETRY-GE-Apex Pro |  |  |  |  | Not Covered Vendor Only - Biomedical | MHHS-Woodlands
NO | NO |  |  |  | TTX 8570 |  | GE Medical Systems | APEX PRO |  | RT916203493SA | WOODLANDS - TELEMETRY | MHHS-Woodlands |  | Transmitter, Telemetry |  | TTX 8570 |  | Woodlands |  | WOODLANDS - TELEMETRY | [5 empty] | MONITORS, TELEMETRIC, TRANSMITTER |  | TRANSMITTERTELEMETRY-GE-Apex Pro | TRANSMITTERTELEMETRY | Apex Pro |  |  |  | GE | Transmitter, Telemetry |  | TRANSMITTERTELEMETRY-GE-Apex Pro |  |  |  |  | Covered PM Repair - Biomedical | MHHS-Woodlands
NO | NO |  |  |  | TTX 8571 |  | GE Medical Systems | APEX PRO |  | RT916203464SA | WOODLANDS - TELEMETRY | MHHS-Woodlands |  | Transmitter, Telemetry |  | TTX 8571 |  | Woodlands |  | WOODLANDS - TELEMETRY | [5 empty] | MONITORS, TELEMETRIC, TRANSMITTER |  | TRANSMITTERTELEMETRY-GE-Apex Pro | TRANSMITTERTELEMETRY | Apex Pro |  |  |  | GE | Transmitter, Telemetry |  | TRANSMITTERTELEMETRY-GE-Apex Pro |  |  |  |  | Covered PM Repair - Biomedical | MHHS-Woodlands
NO | NO |  |  |  | TTX 8572 |  | GE Medical Systems | APEX PRO |  | RT916203462SA | WOODLANDS - TELEMETRY | MHHS-Woodlands |  | Transmitter, Telemetry |  | TTX 8572 |  | Woodlands |  | WOODLANDS - TELEMETRY | [5 empty] | MONITORS, TELEMETRIC, TRANSMITTER |  | TRANSMITTERTELEMETRY-GE-Apex Pro | TRANSMITTERTELEMETRY | Apex Pro |  |  |  | GE | Transmitter, Telemetry |  | TRANSMITTERTELEMETRY-GE-Apex Pro |  |  |  |  | Not Covered Vendor Only - Rad, Low End | MHHS-Woodlands
NO | NO |  |  |  | TTX 8576 |  | GE Medical Systems | APEX PRO |  | RT916203455SA | WOODLANDS - TELEMETRY | MHHS-Woodlands |  | Transmitter, Telemetry |  | TTX 8576 |  | Woodlands |  | WOODLANDS - TELEMETRY | [5 empty] | MONITORS, TELEMETRIC, TRANSMITTER |  | TRANSMITTERTELEMETRY-GE-Apex Pro | TRANSMITTERTELEMETRY | Apex Pro |  |  |  | GE | Transmitter, Telemetry |  | TRANSMITTERTELEMETRY-GE-Apex Pro |  |  |  |  | Covered PM Repair - Biomedical | MHHS-Woodlands
NO | NO |  |  |  | TTX 8577 |  | GE Medical Systems | APEX PRO |  | RT918040198SA | WOODLANDS - TELEMETRY | MHHS-Woodlands |  | Transmitter, Telemetry |  | TTX 8577 |  | Woodlands |  | WOODLANDS - TELEMETRY | [5 empty] | MONITORS, TELEMETRIC, TRANSMITTER |  | TRANSMITTERTELEMETRY-GE-Apex Pro | TRANSMITTERTELEMETRY | Apex Pro |  |  |  | GE | Transmitter, Telemetry |  | TRANSMITTERTELEMETRY-GE-Apex Pro |  |  |  |  | Covered PM Repair - Biomedical | MHHS-Woodlands
NO | NO |  |  |  | TTX 8577 |  | GE Medical Systems | APEX PRO |  | RT916203379SA | WOODLANDS - TELEMETRY | MHHS-Woodlands |  | Transmitter, Telemetry |  | TTX 8577 |  | Woodlands |  | WOODLANDS - TELEMETRY | [5 empty] | MONITORS, TELEMETRIC, TRANSMITTER |  | TRANSMITTERTELEMETRY-GE-Apex Pro | TRANSMITTERTELEMETRY | Apex Pro |  |  |  | GE | Transmitter, Telemetry |  | TRANSMITTERTELEMETRY-GE-Apex Pro |  |  |  |  | Covered PM Repair - Biomedical | MHHS-Woodlands
NO | NO |  |  |  | TTX 8578 |  | GE Medical Systems | APEX PRO |  | RT916203338SA | WOODLANDS - TELEMETRY | MHHS-Woodlands |  | Transmitter, Telemetry |  | TTX 8578 |  | Woodlands |  | WOODLANDS - TELEMETRY | [5 empty] | MONITORS, TELEMETRIC, TRANSMITTER |  | TRANSMITTERTELEMETRY-GE-Apex Pro | TRANSMITTERTELEMETRY | Apex Pro |  |  |  | GE | Transmitter, Telemetry |  | TRANSMITTERTELEMETRY-GE-Apex Pro |  |  |  |  | Covered PM Repair - Biomedical | MHHS-Woodlands
NO | NO |  |  |  | TTX 8582 |  | GE Medical Systems | APEX PRO |  | RT916193275SA | WOODLANDS - TELEMETRY | MHHS-Woodlands |  | Transmitter, Telemetry |  | TTX 8582 |  | Woodlands |  | WOODLANDS - TELEMETRY | [5 empty] | MONITORS, TELEMETRIC, TRANSMITTER |  | TRANSMITTERTELEMETRY-GE-Apex Pro | TRANSMITTERTELEMETRY | Apex Pro |  |  |  | GE | Transmitter, Telemetry |  | TRANSMITTERTELEMETRY-GE-Apex Pro |  |  |  |  | Covered PM Repair - Biomedical | MHHS-Woodlands
NO | NO |  |  |  | TTX 8584 |  | GE Medical Systems | APEX PRO |  | RT917390137SA | WOODLANDS - TELEMETRY | MHHS-Woodlands |  | Transmitter, Telemetry |  | TTX 8584 |  | Woodlands |  | WOODLANDS - TELEMETRY | [5 empty] | MONITORS, TELEMETRIC, TRANSMITTER |  | TRANSMITTERTELEMETRY-GE-Apex Pro | TRANSMITTERTELEMETRY | Apex Pro |  |  |  | GE | Transmitter, Telemetry |  | TRANSMITTERTELEMETRY-GE-Apex Pro |  |  |  |  | Covered PM Repair - Biomedical | MHHS-Woodlands
NO | NO |  |  |  | TTX 8585 |  | GE Medical Systems | APEX PRO |  | RT918110003SA | WOODLANDS - TELEMETRY | MHHS-Woodlands |  | Transmitter, Telemetry |  | TTX 8585 |  | Woodlands |  | WOODLANDS - TELEMETRY | [5 empty] | MONITORS, TELEMETRIC, TRANSMITTER |  | TRANSMITTERTELEMETRY-GE-Apex Pro | TRANSMITTERTELEMETRY | Apex Pro |  |  |  | GE | Transmitter, Telemetry |  | TRANSMITTERTELEMETRY-GE-Apex Pro |  |  |  |  | Covered PM Repair - Biomedical | MHHS-Woodlands
NO | NO |  |  |  | TTX 8585 |  | GE Medical Systems | APEX PRO |  | RT916203328SA | WOODLANDS - TELEMETRY | MHHS-Woodlands |  | Transmitter, Telemetry |  | TTX 8585 |  | Woodlands |  | WOODLANDS - TELEMETRY | [5 empty] | MONITORS, TELEMETRIC, TRANSMITTER |  | TRANSMITTERTELEMETRY-GE-Apex Pro | TRANSMITTERTELEMETRY | Apex Pro |  |  |  | GE | Transmitter, Telemetry |  | TRANSMITTERTELEMETRY-GE-Apex Pro |  |  |  |  | Covered PM Repair - Biomedical | MHHS-Woodlands
NO | NO |  |  |  | TTX 8586 |  | GE Medical Systems | APEX PRO |  | RT916203402SA | WOODLANDS - TELEMETRY | MHHS-Woodlands |  | Transmitter, Telemetry |  | TTX 8586 |  | Woodlands |  | WOODLANDS - TELEMETRY | [5 empty] | MONITORS, TELEMETRIC, TRANSMITTER |  | TRANSMITTERTELEMETRY-GE-Apex Pro | TRANSMITTERTELEMETRY | Apex Pro |  |  |  | GE | Transmitter, Telemetry |  | TRANSMITTERTELEMETRY-GE-Apex Pro |  |  |  |  | Covered PM Repair - Biomedical | MHHS-Woodlands
NO | NO |  |  |  | TTX 8587 |  | GE Medical Systems | APEX PRO |  | RT916193287SA | WOODLANDS - TELEMETRY | MHHS-Woodlands |  | Transmitter, Telemetry |  | TTX 8587 |  | Woodlands |  | WOODLANDS - TELEMETRY | [5 empty] | MONITORS, TELEMETRIC, TRANSMITTER |  | TRANSMITTERTELEMETRY-GE-Apex Pro | TRANSMITTERTELEMETRY | Apex Pro |  |  |  | GE | Transmitter, Telemetry |  | TRANSMITTERTELEMETRY-GE-Apex Pro |  |  |  |  | Covered PM Repair - Biomedical | MHHS-Woodlands
NO | NO |  |  |  | TTX 8590 |  | GE Medical Systems | APEX PRO |  | RT918080184SA | WOODLANDS - TELEMETRY | MHHS-Woodlands |  | Transmitter, Telemetry |  | TTX 8590 |  | Woodlands |  | WOODLANDS - TELEMETRY | [5 empty] | MONITORS, TELEMETRIC, TRANSMITTER |  | TRANSMITTERTELEMETRY-GE-Apex Pro | TRANSMITTERTELEMETRY | Apex Pro |  |  |  | GE | Transmitter, Telemetry |  | TRANSMITTERTELEMETRY-GE-Apex Pro |  |  |  |  | Covered PM Repair - Radiology, High End | MHHS-Woodlands
NO | NO |  |  |  | TTX 8593 |  | GE Medical Systems | APEX PRO |  | RT916203490SA | WOODLANDS - TELEMETRY | MHHS-Woodlands |  | Transmitter, Telemetry |  | TTX 8593 |  | Woodlands |  | WOODLANDS - TELEMETRY | [5 empty] | MONITORS, TELEMETRIC, TRANSMITTER |  | TRANSMITTERTELEMETRY-GE-Apex Pro | TRANSMITTERTELEMETRY | Apex Pro |  |  |  | GE | Transmitter, Telemetry |  | TRANSMITTERTELEMETRY-GE-Apex Pro |  |  |  |  | Covered PM Repair - Biomedical | MHHS-Woodlands
NO | NO |  |  |  | TTX 8594 |  | GE Medical Systems | APEX PRO |  | RT916203435SA | WOODLANDS - TELEMETRY | MHHS-Woodlands |  | Transmitter, Telemetry |  | TTX 8594 |  | Woodlands |  | WOODLANDS - TELEMETRY | [5 empty] | MONITORS, TELEMETRIC, TRANSMITTER |  | TRANSMITTERTELEMETRY-GE-Apex Pro | TRANSMITTERTELEMETRY | Apex Pro |  |  |  | GE | Transmitter, Telemetry |  | TRANSMITTERTELEMETRY-GE-Apex Pro |  |  |  |  | Covered PM Repair - Biomedical | MHHS-Woodlands
NO | NO |  |  |  | TTX 8595 |  | GE Medical Systems | APEX PRO |  | RT916203489SA | WOODLANDS - TELEMETRY | MHHS-Woodlands |  | Transmitter, Telemetry |  | TTX 8595 |  | Woodlands |  | WOODLANDS - TELEMETRY | [5 empty] | MONITORS, TELEMETRIC, TRANSMITTER |  | TRANSMITTERTELEMETRY-GE-Apex Pro | TRANSMITTERTELEMETRY | Apex Pro |  |  |  | GE | Transmitter, Telemetry |  | TRANSMITTERTELEMETRY-GE-Apex Pro |  |  |  |  | Covered PM Repair - Biomedical | MHHS-Woodlands
NO | NO |  |  |  | TTX 8596 |  | GE Medical Systems | APEX PRO |  | RT916203488SA | WOODLANDS - TELEMETRY | MHHS-Woodlands |  | Transmitter, Telemetry |  | TTX 8596 |  | Woodlands |  | WOODLANDS - TELEMETRY | [5 empty] | MONITORS, TELEMETRIC, TRANSMITTER |  | TRANSMITTERTELEMETRY-GE-Apex Pro | TRANSMITTERTELEMETRY | Apex Pro |  |  |  | GE | Transmitter, Telemetry |  | TRANSMITTERTELEMETRY-GE-Apex Pro |  |  |  |  | Covered PM Repair - Biomedical | MHHS-Woodlands
NO | NO |  |  |  | TTX 8597 |  | GE Medical Systems | APEX PRO |  | RT918080120SA | WOODLANDS - TELEMETRY | MHHS-Woodlands |  | Transmitter, Telemetry |  | TTX 8597 |  | Woodlands |  | WOODLANDS - TELEMETRY | [5 empty] | MONITORS, TELEMETRIC, TRANSMITTER |  | TRANSMITTERTELEMETRY-GE-Apex Pro | TRANSMITTERTELEMETRY | Apex Pro |  |  |  | GE | Transmitter, Telemetry |  | TRANSMITTERTELEMETRY-GE-Apex Pro |  |  |  |  | Covered PM Repair - Biomedical | MHHS-Woodlands
NO | NO |  |  |  | TTX 8599 |  | GE Medical Systems | APEX PRO |  | RT91808129SA | WOODLANDS - TELEMETRY | MHHS-Woodlands |  | Transmitter, Telemetry |  | TTX 8599 |  | Woodlands |  | WOODLANDS - TELEMETRY | [5 empty] | MONITORS, TELEMETRIC, TRANSMITTER |  | TRANSMITTERTELEMETRY-GE-Apex Pro | TRANSMITTERTELEMETRY | Apex Pro |  |  |  | GE | Transmitter, Telemetry |  | TRANSMITTERTELEMETRY-GE-Apex Pro |  |  |  |  | Covered PM Repair - Biomedical | MHHS-Woodlands
NO | NO |  |  |  | TTX 8601 |  | GE Medical Systems | APEX PRO |  | RT918200032SA | WOODLANDS - TELEMETRY | MHHS-Woodlands |  | Transmitter, Telemetry |  | TTX 8601 |  | Woodlands |  | WOODLANDS - TELEMETRY | [5 empty] | MONITORS, TELEMETRIC, TRANSMITTER |  | TRANSMITTERTELEMETRY-GE-Apex Pro | TRANSMITTERTELEMETRY | Apex Pro |  |  |  | GE | Transmitter, Telemetry |  | TRANSMITTERTELEMETRY-GE-Apex Pro |  |  |  |  | Covered PM Repair - Biomedical | MHHS-Woodlands
NO | NO |  |  |  | TTX 8603 |  | GE Medical Systems | APEX PRO |  | RT918040202SA | WOODLANDS - TELEMETRY | MHHS-Woodlands |  | Transmitter, Telemetry |  | TTX 8603 |  | Woodlands |  | WOODLANDS - TELEMETRY | [5 empty] | MONITORS, TELEMETRIC, TRANSMITTER |  | TRANSMITTERTELEMETRY-GE-Apex Pro | TRANSMITTERTELEMETRY | Apex Pro |  |  |  | GE | Transmitter, Telemetry |  | TRANSMITTERTELEMETRY-GE-Apex Pro |  |  |  |  | Covered PM Repair - Biomedical | MHHS-Woodlands
NO | NO |  |  |  | TTX 8604 |  | GE Medical Systems | APEX PRO |  | RT914065497GA | WOODLANDS - TELEMETRY | MHHS-Woodlands |  | Transmitter, Telemetry |  | TTX 8604 |  | Woodlands |  | WOODLANDS - TELEMETRY | [5 empty] | MONITORS, TELEMETRIC, TRANSMITTER |  | TRANSMITTERTELEMETRY-GE-Apex Pro | TRANSMITTERTELEMETRY | Apex Pro |  |  |  | GE | Transmitter, Telemetry |  | TRANSMITTERTELEMETRY-GE-Apex Pro |  |  |  |  | Covered PM Repair - Biomedical | MHHS-Woodlands
NO | NO |  |  |  | TTX 8605 |  | GE Medical Systems | APEX PRO |  | RT915499187GA | WOODLANDS - TELEMETRY | MHHS-Woodlands |  | Transmitter, Telemetry |  | TTX 8605 |  | Woodlands |  | WOODLANDS - TELEMETRY | [5 empty] | MONITORS, TELEMETRIC, TRANSMITTER |  | TRANSMITTERTELEMETRY-GE-Apex Pro | TRANSMITTERTELEMETRY | Apex Pro |  |  |  | GE | Transmitter, Telemetry |  | TRANSMITTERTELEMETRY-GE-Apex Pro |  |  |  |  | Covered PM Repair - Biomedical | MHHS-Woodlands
NO | NO |  |  |  | TTX 8606 |  | GE Medical Systems | APEX PRO |  | RT915164551GA | WOODLANDS - TELEMETRY | MHHS-Woodlands |  | Transmitter, Telemetry |  | TTX 8606 |  | Woodlands |  | WOODLANDS - TELEMETRY | [5 empty] | MONITORS, TELEMETRIC, TRANSMITTER |  | TRANSMITTERTELEMETRY-GE-Apex Pro | TRANSMITTERTELEMETRY | Apex Pro |  |  |  | GE | Transmitter, Telemetry |  | TRANSMITTERTELEMETRY-GE-Apex Pro |  |  |  |  | Covered PM Repair - Biomedical | MHHS-Woodlands
NO | NO |  |  |  | TTX 8609 |  | GE Medical Systems | APEX PRO |  | RT915103186GA | WOODLANDS - TELEMETRY | MHHS-Woodlands |  | Transmitter, Telemetry |  | TTX 8609 |  | Woodlands |  | WOODLANDS - TELEMETRY | [5 empty] | MONITORS, TELEMETRIC, TRANSMITTER |  | TRANSMITTERTELEMETRY-GE-Apex Pro | TRANSMITTERTELEMETRY | Apex Pro |  |  |  | GE | Transmitter, Telemetry |  | TRANSMITTERTELEMETRY-GE-Apex Pro |  |  |  |  | Covered PM Repair - Biomedical | MHHS-Woodlands
NO | NO |  |  |  | TTX 8611 |  | GE Medical Systems | APEX PRO |  | RT918070010SA | WOODLANDS - TELEMETRY | MHHS-Woodlands |  | Transmitter, Telemetry |  | TTX 8611 |  | Woodlands |  | WOODLANDS - TELEMETRY | [5 empty] | MONITORS, TELEMETRIC, TRANSMITTER |  | TRANSMITTERTELEMETRY-GE-Apex Pro | TRANSMITTERTELEMETRY | Apex Pro |  |  |  | GE | Transmitter, Telemetry |  | TRANSMITTERTELEMETRY-GE-Apex Pro |  |  |  |  | Covered PM Repair - Biomedical | MHHS-Woodlands
NO | NO |  |  |  | TTX 8612 |  | GE Medical Systems | APEX PRO |  | RT918080152SA | WOODLANDS - TELEMETRY | MHHS-Woodlands |  | Transmitter, Telemetry |  | TTX 8612 |  | Woodlands |  | WOODLANDS - TELEMETRY | [5 empty] | MONITORS, TELEMETRIC, TRANSMITTER |  | TRANSMITTERTELEMETRY-GE-Apex Pro | TRANSMITTERTELEMETRY | Apex Pro |  |  |  | GE | Transmitter, Telemetry |  | TRANSMITTERTELEMETRY-GE-Apex Pro |  |  |  |  | Covered PM Repair - Biomedical | MHHS-Woodlands
NO | NO |  |  |  | TTX 8617 |  | GE Medical Systems | APEX PRO |  | RT915164556GA | WOODLANDS - TELEMETRY | MHHS-Woodlands |  | Transmitter, Telemetry |  | TTX 8617 |  | Woodlands |  | WOODLANDS - TELEMETRY | [5 empty] | MONITORS, TELEMETRIC, TRANSMITTER |  | TRANSMITTERTELEMETRY-GE-Apex Pro | TRANSMITTERTELEMETRY | Apex Pro |  |  |  | GE | Transmitter, Telemetry |  | TRANSMITTERTELEMETRY-GE-Apex Pro |  |  |  |  | Covered PM Repair - Biomedical | MHHS-Woodlands
NO | NO |  |  |  | TTX 8619 |  | GE Medical Systems | APEX PRO |  | RT916203489SA | WOODLANDS - TELEMETRY | MHHS-Woodlands |  | Transmitter, Telemetry |  | TTX 8619 |  | Woodlands |  | WOODLANDS - TELEMETRY | [5 empty] | MONITORS, TELEMETRIC, TRANSMITTER |  | TRANSMITTERTELEMETRY-GE-Apex Pro | TRANSMITTERTELEMETRY | Apex Pro |  |  |  | GE | Transmitter, Telemetry |  | TRANSMITTERTELEMETRY-GE-Apex Pro |  |  |  |  | Covered PM Repair - Biomedical | MHHS-Woodlands
NO | NO |  |  |  | TTX 8620 |  | GE Medical Systems | APEX PRO |  | RT918100390SA | WOODLANDS - TELEMETRY | MHHS-Woodlands |  | Transmitter, Telemetry |  | TTX 8620 |  | Woodlands |  | WOODLANDS - TELEMETRY | [5 empty] | MONITORS, TELEMETRIC, TRANSMITTER |  | TRANSMITTERTELEMETRY-GE-Apex Pro | TRANSMITTERTELEMETRY | Apex Pro |  |  |  | GE | Transmitter, Telemetry |  | TRANSMITTERTELEMETRY-GE-Apex Pro |  |  |  |  | Covered PM Repair - Biomedical | MHHS-Woodlands
NO | NO |  |  |  | TTX 8621 |  | GE Medical Systems | APEX PRO |  | RT914389309GA | WOODLANDS - TELEMETRY | MHHS-Woodlands |  | Transmitter, Telemetry |  | TTX 8621 |  | Woodlands |  | WOODLANDS - TELEMETRY | [5 empty] | MONITORS, TELEMETRIC, TRANSMITTER |  | TRANSMITTERTELEMETRY-GE-Apex Pro | TRANSMITTERTELEMETRY | Apex Pro |  |  |  | GE | Transmitter, Telemetry |  | TRANSMITTERTELEMETRY-GE-Apex Pro |  |  |  |  | Covered PM Repair - Biomedical | MHHS-Woodlands
NO | NO |  |  |  | TTX 8625 |  | GE Medical Systems | APEX PRO |  | RT91672316SA | WOODLANDS - TELEMETRY | MHHS-Woodlands |  | Transmitter, Telemetry |  | TTX 8625 |  | Woodlands |  | WOODLANDS - TELEMETRY | [5 empty] | MONITORS, TELEMETRIC, TRANSMITTER |  | TRANSMITTERTELEMETRY-GE-Apex Pro | TRANSMITTERTELEMETRY | Apex Pro |  |  |  | GE | Transmitter, Telemetry |  | TRANSMITTERTELEMETRY-GE-Apex Pro |  |  |  |  | Covered PM Repair - Biomedical | MHHS-Woodlands
NO | NO |  |  |  | TTX 8627 |  | GE Medical Systems | APEX PRO |  | RT915103192GA | WOODLANDS - TELEMETRY | MHHS-Woodlands |  | Transmitter, Telemetry |  | TTX 8627 |  | Woodlands |  | WOODLANDS - TELEMETRY | [5 empty] | MONITORS, TELEMETRIC, TRANSMITTER |  | TRANSMITTERTELEMETRY-GE-Apex Pro | TRANSMITTERTELEMETRY | Apex Pro |  |  |  | GE | Transmitter, Telemetry |  | TRANSMITTERTELEMETRY-GE-Apex Pro |  |  |  |  | Covered PM Repair - Biomedical | MHHS-Woodlands
NO | NO |  |  |  | TTX 8628 |  | GE Medical Systems | APEX PRO |  | RT915337003GA | WOODLANDS - TELEMETRY | MHHS-Woodlands |  | Transmitter, Telemetry |  | TTX 8628 |  | Woodlands |  | WOODLANDS - TELEMETRY | [5 empty] | MONITORS, TELEMETRIC, TRANSMITTER |  | TRANSMITTERTELEMETRY-GE-Apex Pro | TRANSMITTERTELEMETRY | Apex Pro |  |  |  | GE | Transmitter, Telemetry |  | TRANSMITTERTELEMETRY-GE-Apex Pro |  |  |  |  | Covered PM Repair - Biomedical | MHHS-Woodlands
NO | NO |  |  |  | TTX 8630 |  | GE Medical Systems | APEX PRO |  | RT917290011SA | WOODLANDS - TELEMETRY | MHHS-Woodlands |  | Transmitter, Telemetry |  | TTX 8630 |  | Woodlands |  | WOODLANDS - TELEMETRY | [5 empty] | MONITORS, TELEMETRIC, TRANSMITTER |  | TRANSMITTERTELEMETRY-GE-Apex Pro | TRANSMITTERTELEMETRY | Apex Pro |  |  |  | GE | Transmitter, Telemetry |  | TRANSMITTERTELEMETRY-GE-Apex Pro |  |  |  |  | Covered PM Repair - Biomedical | MHHS-Woodlands
NO | NO |  |  |  | TTX 8631 |  | GE Medical Systems | APEX PRO |  | RT915103193GA | WOODLANDS - TELEMETRY | MHHS-Woodlands |  | Transmitter, Telemetry |  | TTX 8631 |  | Woodlands |  | WOODLANDS - TELEMETRY | [5 empty] | MONITORS, TELEMETRIC, TRANSMITTER |  | TRANSMITTERTELEMETRY-GE-Apex Pro | TRANSMITTERTELEMETRY | Apex Pro |  |  |  | GE | Transmitter, Telemetry |  | TRANSMITTERTELEMETRY-GE-Apex Pro |  |  |  |  | Not Covered Vendor Only - Rad, Low End | MHHS-Woodlands
NO | NO |  |  |  | TTX 8634 |  | GE Medical Systems | APEX PRO |  | RT918080166SA | WOODLANDS - TELEMETRY | MHHS-Woodlands |  | Transmitter, Telemetry |  | TTX 8634 |  | Woodlands |  | WOODLANDS - TELEMETRY | [5 empty] | MONITORS, TELEMETRIC, TRANSMITTER |  | TRANSMITTERTELEMETRY-GE-Apex Pro | TRANSMITTERTELEMETRY | Apex Pro |  |  |  | GE | Transmitter, Telemetry |  | TRANSMITTERTELEMETRY-GE-Apex Pro |  |  |  |  | Covered PM Repair - Radiology, Low End | MHHS-Woodlands
NO | NO |  |  |  | TTX 8635 |  | GE Medical Systems | APEX PRO |  | RT915164543GA | WOODLANDS - TELEMETRY | MHHS-Woodlands |  | Transmitter, Telemetry |  | TTX 8635 |  | Woodlands |  | WOODLANDS - TELEMETRY | [5 empty] | MONITORS, TELEMETRIC, TRANSMITTER |  | TRANSMITTERTELEMETRY-GE-Apex Pro | TRANSMITTERTELEMETRY | Apex Pro |  |  |  | GE | Transmitter, Telemetry |  | TRANSMITTERTELEMETRY-GE-Apex Pro |  |  |  |  | Covered PM Repair - Biomedical | MHHS-Woodlands
NO | NO |  |  |  | TTX 8636 |  | GE Medical Systems | APEX PRO |  | RT914065502GA | WOODLANDS - TELEMETRY | MHHS-Woodlands |  | Transmitter, Telemetry |  | TTX 8636 |  | Woodlands |  | WOODLANDS - TELEMETRY | [5 empty] | MONITORS, TELEMETRIC, TRANSMITTER |  | TRANSMITTERTELEMETRY-GE-Apex Pro | TRANSMITTERTELEMETRY | Apex Pro |  |  |  | GE | Transmitter, Telemetry |  | TRANSMITTERTELEMETRY-GE-Apex Pro |  |  |  |  | Covered PM Repair - Radiology, Low End | MHHS-Woodlands
NO | NO |  |  |  | TTX 8637 |  | GE Medical Systems | APEX PRO |  | RT918080072SA | WOODLANDS - TELEMETRY | MHHS-Woodlands |  | Transmitter, Telemetry |  | TTX 8637 |  | Woodlands |  | WOODLANDS - TELEMETRY | [5 empty] | MONITORS, TELEMETRIC, TRANSMITTER |  | TRANSMITTERTELEMETRY-GE-Apex Pro | TRANSMITTERTELEMETRY | Apex Pro |  |  |  | GE | Transmitter, Telemetry |  | TRANSMITTERTELEMETRY-GE-Apex Pro |  |  |  |  | Covered PM Repair - Radiology, High End | MHHS-Woodlands
NO | NO |  |  |  | TTX 8638 |  | GE Medical Systems | APEX PRO |  | RT915337002GA | WOODLANDS - TELEMETRY | MHHS-Woodlands |  | Transmitter, Telemetry |  | TTX 8638 |  | Woodlands |  | WOODLANDS - TELEMETRY | [5 empty] | MONITORS, TELEMETRIC, TRANSMITTER |  | TRANSMITTERTELEMETRY-GE-Apex Pro | TRANSMITTERTELEMETRY | Apex Pro |  |  |  | GE | Transmitter, Telemetry |  | TRANSMITTERTELEMETRY-GE-Apex Pro |  |  |  |  | Covered PM Repair - Biomedical | MHHS-Woodlands
NO | NO |  |  |  | TTX 8639 |  | GE Medical Systems | APEX PRO |  | RT918080124SA | WOODLANDS - TELEMETRY | MHHS-Woodlands |  | Transmitter, Telemetry |  | TTX 8639 |  | Woodlands |  | WOODLANDS - TELEMETRY | [5 empty] | MONITORS, TELEMETRIC, TRANSMITTER |  | TRANSMITTERTELEMETRY-GE-Apex Pro | TRANSMITTERTELEMETRY | Apex Pro |  |  |  | GE | Transmitter, Telemetry |  | TRANSMITTERTELEMETRY-GE-Apex Pro |  |  |  |  | Covered PM Repair - Biomedical | MHHS-Woodlands
NO | NO |  |  |  | TTX 8640 |  | GE Medical Systems | APEX PRO |  | RT915367338GA | WOODLANDS - TELEMETRY | MHHS-Woodlands |  | Transmitter, Telemetry |  | TTX 8640 |  | Woodlands |  | WOODLANDS - TELEMETRY | [5 empty] | MONITORS, TELEMETRIC, TRANSMITTER |  | TRANSMITTERTELEMETRY-GE-Apex Pro | TRANSMITTERTELEMETRY | Apex Pro |  |  |  | GE | Transmitter, Telemetry |  | TRANSMITTERTELEMETRY-GE-Apex Pro |  |  |  |  | Covered PM Repair - Biomedical | MHHS-Woodlands
NO | NO |  |  |  | TTX 8642 |  | GE Medical Systems | APEX PRO |  | RT915195067GA | WOODLANDS - TELEMETRY | MHHS-Woodlands |  | Transmitter, Telemetry |  | TTX 8642 |  | Woodlands |  | WOODLANDS - TELEMETRY | [5 empty] | MONITORS, TELEMETRIC, TRANSMITTER |  | TRANSMITTERTELEMETRY-GE-Apex Pro | TRANSMITTERTELEMETRY | Apex Pro |  |  |  | GE | Transmitter, Telemetry |  | TRANSMITTERTELEMETRY-GE-Apex Pro |  |  |  |  | Covered PM Repair - Biomedical | MHHS-Woodlands
NO | NO |  |  |  | TTX 8645 |  | GE Medical Systems | APEX PRO |  | RT918060089SA | WOODLANDS - TELEMETRY | MHHS-Woodlands |  | Transmitter, Telemetry |  | TTX 8645 |  | Woodlands |  | WOODLANDS - TELEMETRY | [5 empty] | MONITORS, TELEMETRIC, TRANSMITTER |  | TRANSMITTERTELEMETRY-GE-Apex Pro | TRANSMITTERTELEMETRY | Apex Pro |  |  |  | GE | Transmitter, Telemetry |  | TRANSMITTERTELEMETRY-GE-Apex Pro |  |  |  |  | Covered PM Repair - Biomedical | MHHS-Woodlands
NO | NO |  |  |  | TTX 8646 |  | GE Medical Systems | APEX PRO |  | RT914480724GA | WOODLANDS - TELEMETRY | MHHS-Woodlands |  | Transmitter, Telemetry |  | TTX 8646 |  | Woodlands |  | WOODLANDS - TELEMETRY | [5 empty] | MONITORS, TELEMETRIC, TRANSMITTER |  | TRANSMITTERTELEMETRY-GE-Apex Pro | TRANSMITTERTELEMETRY | Apex Pro |  |  |  | GE | Transmitter, Telemetry |  | TRANSMITTERTELEMETRY-GE-Apex Pro |  |  |  |  | Covered PM Repair - Biomedical | MHHS-Woodlands
NO | NO |  |  |  | TTX 8647 |  | GE Medical Systems | APEX PRO |  | RT918080063SA | WOODLANDS - TELEMETRY | MHHS-Woodlands |  | Transmitter, Telemetry |  | TTX 8647 |  | Woodlands |  | WOODLANDS - TELEMETRY | [5 empty] | MONITORS, TELEMETRIC, TRANSMITTER |  | TRANSMITTERTELEMETRY-GE-Apex Pro | TRANSMITTERTELEMETRY | Apex Pro |  |  |  | GE | Transmitter, Telemetry |  | TRANSMITTERTELEMETRY-GE-Apex Pro |  |  |  |  | Not Covered Vendor Only - Rad, High End | MHHS-Woodlands
NO | NO |  |  |  | TTX 8650 |  | GE Medical Systems | APEX PRO |  | RT909055681GA | WOODLANDS - TELEMETRY | MHHS-Woodlands |  | Transmitter, Telemetry |  | TTX 8650 |  | Woodlands |  | WOODLANDS - TELEMETRY | [5 empty] | MONITORS, TELEMETRIC, TRANSMITTER |  | TRANSMITTERTELEMETRY-GE-Apex Pro | TRANSMITTERTELEMETRY | Apex Pro |  |  |  | GE | Transmitter, Telemetry |  | TRANSMITTERTELEMETRY-GE-Apex Pro |  |  |  |  | Covered PM Repair - Biomedical | MHHS-Woodlands
NO | NO |  |  |  | TTX 8651 |  | GE Medical Systems | APEX PRO |  | RT915164557GA | WOODLANDS - TELEMETRY | MHHS-Woodlands |  | Transmitter, Telemetry |  | TTX 8651 |  | Woodlands |  | WOODLANDS - TELEMETRY | [5 empty] | MONITORS, TELEMETRIC, TRANSMITTER |  | TRANSMITTERTELEMETRY-GE-Apex Pro | TRANSMITTERTELEMETRY | Apex Pro |  |  |  | GE | Transmitter, Telemetry |  | TRANSMITTERTELEMETRY-GE-Apex Pro |  |  |  |  | Covered PM Repair - Biomedical | MHHS-Woodlands
NO | NO |  |  |  | TTX 8653 |  | GE Medical Systems | APEX PRO |  | RT915326847GA | WOODLANDS - TELEMETRY | MHHS-Woodlands |  | Transmitter, Telemetry |  | TTX 8653 |  | Woodlands |  | WOODLANDS - TELEMETRY | [5 empty] | MONITORS, TELEMETRIC, TRANSMITTER |  | TRANSMITTERTELEMETRY-GE-Apex Pro | TRANSMITTERTELEMETRY | Apex Pro |  |  |  | GE | Transmitter, Telemetry |  | TRANSMITTERTELEMETRY-GE-Apex Pro |  |  |  |  | Covered PM Repair - Biomedical | MHHS-Woodlands
NO | NO |  |  |  | TTX 8654 |  | GE Medical Systems | APEX PRO |  | RT909410876GA | WOODLANDS - TELEMETRY | MHHS-Woodlands |  | Transmitter, Telemetry |  | TTX 8654 |  | Woodlands |  | WOODLANDS - TELEMETRY | [5 empty] | MONITORS, TELEMETRIC, TRANSMITTER |  | TRANSMITTERTELEMETRY-GE-Apex Pro | TRANSMITTERTELEMETRY | Apex Pro |  |  |  | GE | Transmitter, Telemetry |  | TRANSMITTERTELEMETRY-GE-Apex Pro |  |  |  |  | Covered PM Repair - Biomedical | MHHS-Woodlands
NO | NO |  |  |  | TTX 8657 |  | GE Medical Systems | APEX PRO |  | RT918080117SA | WOODLANDS - TELEMETRY | MHHS-Woodlands |  | Transmitter, Telemetry |  | TTX 8657 |  | Woodlands |  | WOODLANDS - TELEMETRY | [5 empty] | MONITORS, TELEMETRIC, TRANSMITTER |  | TRANSMITTERTELEMETRY-GE-Apex Pro | TRANSMITTERTELEMETRY | Apex Pro |  |  |  | GE | Transmitter, Telemetry |  | TRANSMITTERTELEMETRY-GE-Apex Pro |  |  |  |  | Covered PM Repair - Respiratory/Steriliz | MHHS-Woodlands
NO | NO |  |  |  | TTX 8658 |  | GE Medical Systems | APEX PRO |  | RT915195068GA | WOODLANDS - TELEMETRY | MHHS-Woodlands |  | Transmitter, Telemetry |  | TTX 8658 |  | Woodlands |  | WOODLANDS - TELEMETRY | [5 empty] | MONITORS, TELEMETRIC, TRANSMITTER |  | TRANSMITTERTELEMETRY-GE-Apex Pro | TRANSMITTERTELEMETRY | Apex Pro |  |  |  | GE | Transmitter, Telemetry |  | TRANSMITTERTELEMETRY-GE-Apex Pro |  |  |  |  | Covered PM Repair - Biomedical | MHHS-Woodlands
NO | NO |  |  |  | TTX 8659 |  | GE Medical Systems | APEX PRO |  | RT915103188GA | WOODLANDS - TELEMETRY | MHHS-Woodlands |  | Transmitter, Telemetry |  | TTX 8659 |  | Woodlands |  | WOODLANDS - TELEMETRY | [5 empty] | MONITORS, TELEMETRIC, TRANSMITTER |  | TRANSMITTERTELEMETRY-GE-Apex Pro | TRANSMITTERTELEMETRY | Apex Pro |  |  |  | GE | Transmitter, Telemetry |  | TRANSMITTERTELEMETRY-GE-Apex Pro |  |  |  |  | Covered PM Repair - Biomedical | MHHS-Woodlands
NO | NO |  |  |  | TTX 8663 |  | GE Medical Systems | APEX PRO |  | RT915448654GA | WOODLANDS - TELEMETRY | MHHS-Woodlands |  | Transmitter, Telemetry |  | TTX 8663 |  | Woodlands |  | WOODLANDS - TELEMETRY | [5 empty] | MONITORS, TELEMETRIC, TRANSMITTER |  | TRANSMITTERTELEMETRY-GE-Apex Pro | TRANSMITTERTELEMETRY | Apex Pro |  |  |  | GE | Transmitter, Telemetry |  | TRANSMITTERTELEMETRY-GE-Apex Pro |  |  |  |  | Covered PM Repair - Radiology, High End | MHHS-Woodlands
NO | NO |  |  |  | TTX 8666 |  | GE Medical Systems | APEX PRO |  | RT915195054GA | WOODLANDS - TELEMETRY | MHHS-Woodlands |  | Transmitter, Telemetry |  | TTX 8666 |  | Woodlands |  | WOODLANDS - TELEMETRY | [5 empty] | MONITORS, TELEMETRIC, TRANSMITTER |  | TRANSMITTERTELEMETRY-GE-Apex Pro | TRANSMITTERTELEMETRY | Apex Pro |  |  |  | GE | Transmitter, Telemetry |  | TRANSMITTERTELEMETRY-GE-Apex Pro |  |  |  |  | Covered PM Repair - Biomedical | MHHS-Woodlands
NO | NO |  |  |  | TTX 8667 |  | GE Medical Systems | APEX PRO |  | RT909055682GA | WOODLANDS - TELEMETRY | MHHS-Woodlands |  | Transmitter, Telemetry |  | TTX 8667 |  | Woodlands |  | WOODLANDS - TELEMETRY | [5 empty] | MONITORS, TELEMETRIC, TRANSMITTER |  | TRANSMITTERTELEMETRY-GE-Apex Pro | TRANSMITTERTELEMETRY | Apex Pro |  |  |  | GE | Transmitter, Telemetry |  | TRANSMITTERTELEMETRY-GE-Apex Pro |  |  |  |  | Covered PM Repair - Biomedical | MHHS-Woodlands
NO | NO |  |  |  | TTX 8668 |  | GE Medical Systems | APEX PRO |  | RT909410858GA | WOODLANDS - TELEMETRY | MHHS-Woodlands |  | Transmitter, Telemetry |  | TTX 8668 |  | Woodlands |  | WOODLANDS - TELEMETRY | [5 empty] | MONITORS, TELEMETRIC, TRANSMITTER |  | TRANSMITTERTELEMETRY-GE-Apex Pro | TRANSMITTERTELEMETRY | Apex Pro |  |  |  | GE | Transmitter, Telemetry |  | TRANSMITTERTELEMETRY-GE-Apex Pro |  |  |  |  | Covered PM Repair - Biomedical | MHHS-Woodlands
NO | NO |  |  |  | TTX 8670 |  | GE Medical Systems | APEX PRO |  | RT909410862GA | WOODLANDS - TELEMETRY | MHHS-Woodlands |  | Transmitter, Telemetry |  | TTX 8670 |  | Woodlands |  | WOODLANDS - TELEMETRY | [5 empty] | MONITORS, TELEMETRIC, TRANSMITTER |  | TRANSMITTERTELEMETRY-GE-Apex Pro | TRANSMITTERTELEMETRY | Apex Pro |  |  |  | GE | Transmitter, Telemetry |  | TRANSMITTERTELEMETRY-GE-Apex Pro |  |  |  |  | Covered PM Repair - Biomedical | MHHS-Woodlands
NO | NO |  |  |  | TTX 8671 |  | GE Medical Systems | APEX PRO |  | RT909410859GA | WOODLANDS - TELEMETRY | MHHS-Woodlands |  | Transmitter, Telemetry |  | TTX 8671 |  | Woodlands |  | WOODLANDS - TELEMETRY | [5 empty] | MONITORS, TELEMETRIC, TRANSMITTER |  | TRANSMITTERTELEMETRY-GE-Apex Pro | TRANSMITTERTELEMETRY | Apex Pro |  |  |  | GE | Transmitter, Telemetry |  | TRANSMITTERTELEMETRY-GE-Apex Pro |  |  |  |  | Covered PM Repair - Biomedical | MHHS-Woodlands
NO | NO |  |  |  | TTX 8672 |  | GE Medical Systems | APEX PRO |  | K2TT3878G | WOODLANDS - TELEMETRY | MHHS-Woodlands |  | Transmitter, Telemetry |  | TTX 8672 |  | Woodlands |  | WOODLANDS - TELEMETRY | [5 empty] | MONITORS, TELEMETRIC, TRANSMITTER |  | TRANSMITTERTELEMETRY-GE-Apex Pro | TRANSMITTERTELEMETRY | Apex Pro |  |  |  | GE | Transmitter, Telemetry |  | TRANSMITTERTELEMETRY-GE-Apex Pro |  |  |  |  | Covered PM Repair - Radiology, Low End | MHHS-Woodlands
NO | NO |  |  |  | TTX 8673 |  | GE Medical Systems | APEX PRO |  | RT915195062GA | WOODLANDS - TELEMETRY | MHHS-Woodlands |  | Transmitter, Telemetry |  | TTX 8673 |  | Woodlands |  | WOODLANDS - TELEMETRY | [5 empty] | MONITORS, TELEMETRIC, TRANSMITTER |  | TRANSMITTERTELEMETRY-GE-Apex Pro | TRANSMITTERTELEMETRY | Apex Pro |  |  |  | GE | Transmitter, Telemetry |  | TRANSMITTERTELEMETRY-GE-Apex Pro |  |  |  |  | Covered PM Repair - Biomedical | MHHS-Woodlands
NO | NO |  |  |  | TTX 8674 |  | GE Medical Systems | APEX PRO |  | RT915448665GA | WOODLANDS - TELEMETRY | MHHS-Woodlands |  | Transmitter, Telemetry |  | TTX 8674 |  | Woodlands |  | WOODLANDS - TELEMETRY | [5 empty] | MONITORS, TELEMETRIC, TRANSMITTER |  | TRANSMITTERTELEMETRY-GE-Apex Pro | TRANSMITTERTELEMETRY | Apex Pro |  |  |  | GE | Transmitter, Telemetry |  | TRANSMITTERTELEMETRY-GE-Apex Pro |  |  |  |  | Not Covered Vendor Only - Biomedical | MHHS-Woodlands
NO | NO |  |  |  | TTX 8675 |  | GE Medical Systems | APEX PRO |  | RT909410863GA | WOODLANDS - TELEMETRY | MHHS-Woodlands |  | Transmitter, Telemetry |  | TTX 8675 |  | Woodlands |  | WOODLANDS - TELEMETRY | [5 empty] | MONITORS, TELEMETRIC, TRANSMITTER |  | TRANSMITTERTELEMETRY-GE-Apex Pro | TRANSMITTERTELEMETRY | Apex Pro |  |  |  | GE | Transmitter, Telemetry |  | TRANSMITTERTELEMETRY-GE-Apex Pro |  |  |  |  | Covered PM Repair - Biomedical | MHHS-Woodlands
NO | NO |  |  |  | TTX 8677 |  | GE Medical Systems | APEX PRO |  | RT918080080SA | WOODLANDS - TELEMETRY | MHHS-Woodlands |  | Transmitter, Telemetry |  | TTX 8677 |  | Woodlands |  | WOODLANDS - TELEMETRY | [5 empty] | MONITORS, TELEMETRIC, TRANSMITTER |  | TRANSMITTERTELEMETRY-GE-Apex Pro | TRANSMITTERTELEMETRY | Apex Pro |  |  |  | GE | Transmitter, Telemetry |  | TRANSMITTERTELEMETRY-GE-Apex Pro |  |  |  |  | Covered PM Repair - Biomedical | MHHS-Woodlands
NO | NO |  |  |  | TTX 8678 |  | GE Medical Systems | APEX PRO |  | RT918080137SA | WOODLANDS - TELEMETRY | MHHS-Woodlands |  | Transmitter, Telemetry |  | TTX 8678 |  | Woodlands |  | WOODLANDS - TELEMETRY | [5 empty] | MONITORS, TELEMETRIC, TRANSMITTER |  | TRANSMITTERTELEMETRY-GE-Apex Pro | TRANSMITTERTELEMETRY | Apex Pro |  |  |  | GE | Transmitter, Telemetry |  | TRANSMITTERTELEMETRY-GE-Apex Pro |  |  |  |  | Not Covered Vendor Only - Rad, Low End | MHHS-Woodlands
NO | NO |  |  |  | TTX 8678 |  | GE Medical Systems | APEX PRO |  | RT918080137SA | WOODLANDS - TELEMETRY | MHHS-Woodlands |  | Transmitter, Telemetry |  | TTX 8678 |  | Woodlands |  | WOODLANDS - TELEMETRY | [5 empty] | MONITORS, TELEMETRIC, TRANSMITTER |  | TRANSMITTERTELEMETRY-GE-Apex Pro | TRANSMITTERTELEMETRY | Apex Pro |  |  |  | GE | Transmitter, Telemetry |  | TRANSMITTERTELEMETRY-GE-Apex Pro |  |  |  |  | Covered PM Repair - Biomedical | MHHS-Woodlands
NO | NO |  |  |  | TTX 8679 |  | GE Medical Systems | APEX PRO |  | RT909410860GA | WOODLANDS - TELEMETRY | MHHS-Woodlands |  | Transmitter, Telemetry |  | TTX 8679 |  | Woodlands |  | WOODLANDS - TELEMETRY | [5 empty] | MONITORS, TELEMETRIC, TRANSMITTER |  | TRANSMITTERTELEMETRY-GE-Apex Pro | TRANSMITTERTELEMETRY | Apex Pro |  |  |  | GE | Transmitter, Telemetry |  | TRANSMITTERTELEMETRY-GE-Apex Pro |  |  |  |  | Covered PM Repair - Biomedical | MHHS-Woodlands
NO | NO |  |  |  | TTX 8679 |  | GE Medical Systems | APEX PRO |  | RT918080081SA | WOODLANDS - TELEMETRY | MHHS-Woodlands |  | Transmitter, Telemetry |  | TTX 8679 |  | Woodlands |  | WOODLANDS - TELEMETRY | [5 empty] | MONITORS, TELEMETRIC, TRANSMITTER |  | TRANSMITTERTELEMETRY-GE-Apex Pro | TRANSMITTERTELEMETRY | Apex Pro |  |  |  | GE | Transmitter, Telemetry |  | TRANSMITTERTELEMETRY-GE-Apex Pro |  |  |  |  | Covered PM Repair - Biomedical | MHHS-Woodlands
NO | NO |  |  |  | TTX 8680 |  | GE Medical Systems | APEX PRO |  | RT918080082SA | WOODLANDS - TELEMETRY | MHHS-Woodlands |  | Transmitter, Telemetry |  | TTX 8680 |  | Woodlands |  | WOODLANDS - TELEMETRY | [5 empty] | MONITORS, TELEMETRIC, TRANSMITTER |  | TRANSMITTERTELEMETRY-GE-Apex Pro | TRANSMITTERTELEMETRY | Apex Pro |  |  |  | GE | Transmitter, Telemetry |  | TRANSMITTERTELEMETRY-GE-Apex Pro |  |  |  |  | Not Covered Vendor Only - Biomedical | MHHS-Woodlands
NO | NO |  |  |  | TTX 8682 |  | GE Medical Systems | APEX PRO |  | RT909410874GA | WOODLANDS - TELEMETRY | MHHS-Woodlands |  | Transmitter, Telemetry |  | TTX 8682 |  | Woodlands |  | WOODLANDS - TELEMETRY | [5 empty] | MONITORS, TELEMETRIC, TRANSMITTER |  | TRANSMITTERTELEMETRY-GE-Apex Pro | TRANSMITTERTELEMETRY | Apex Pro |  |  |  | GE | Transmitter, Telemetry |  | TRANSMITTERTELEMETRY-GE-Apex Pro |  |  |  |  | Covered PM Repair - Radiology, Low End | MHHS-Woodlands
NO | NO |  |  |  | TTX 8684 |  | GE Medical Systems | APEX PRO |  | RT9151031876A | WOODLANDS - TELEMETRY | MHHS-Woodlands |  | Transmitter, Telemetry |  | TTX 8684 |  | Woodlands |  | WOODLANDS - TELEMETRY | [5 empty] | MONITORS, TELEMETRIC, TRANSMITTER |  | TRANSMITTERTELEMETRY-GE-Apex Pro | TRANSMITTERTELEMETRY | Apex Pro |  |  |  | GE | Transmitter, Telemetry |  | TRANSMITTERTELEMETRY-GE-Apex Pro |  |  |  |  | Covered PM Repair - Radiology, Low End | MHHS-Woodlands
NO | NO |  |  |  | TTX 8685 |  | GE Medical Systems | APEX PRO |  | RT915103245GA | WOODLANDS - TELEMETRY | MHHS-Woodlands |  | Transmitter, Telemetry |  | TTX 8685 |  | Woodlands |  | WOODLANDS - TELEMETRY | [5 empty] | MONITORS, TELEMETRIC, TRANSMITTER |  | TRANSMITTERTELEMETRY-GE-Apex Pro | TRANSMITTERTELEMETRY | Apex Pro |  |  |  | GE | Transmitter, Telemetry |  | TRANSMITTERTELEMETRY-GE-Apex Pro |  |  |  |  | Covered PM Repair - Biomedical | MHHS-Woodlands
NO | NO |  |  |  | TTX 8686 |  | GE Medical Systems | APEX PRO |  | RT91807017SA | WOODLANDS - TELEMETRY | MHHS-Woodlands |  | Transmitter, Telemetry |  | TTX 8686 |  | Woodlands |  | WOODLANDS - TELEMETRY | [5 empty] | MONITORS, TELEMETRIC, TRANSMITTER |  | TRANSMITTERTELEMETRY-GE-Apex Pro | TRANSMITTERTELEMETRY | Apex Pro |  |  |  | GE | Transmitter, Telemetry |  | TRANSMITTERTELEMETRY-GE-Apex Pro |  |  |  |  | Covered PM Repair - Biomedical | MHHS-Woodlands
NO | NO |  |  |  | TTX 8687 |  | GE Medical Systems | APEX PRO |  | RT909410865GA | WOODLANDS - TELEMETRY | MHHS-Woodlands |  | Transmitter, Telemetry |  | TTX 8687 |  | Woodlands |  | WOODLANDS - TELEMETRY | [5 empty] | MONITORS, TELEMETRIC, TRANSMITTER |  | TRANSMITTERTELEMETRY-GE-Apex Pro | TRANSMITTERTELEMETRY | Apex Pro |  |  |  | GE | Transmitter, Telemetry |  | TRANSMITTERTELEMETRY-GE-Apex Pro |  |  |  |  | Covered PM Repair - Biomedical | MHHS-Woodlands
NO | NO |  |  |  | TTX 8688 |  | GE Medical Systems | APEX PRO |  | RT909410868GA | WOODLANDS - TELEMETRY | MHHS-Woodlands |  | Transmitter, Telemetry |  | TTX 8688 |  | Woodlands |  | WOODLANDS - TELEMETRY | [5 empty] | MONITORS, TELEMETRIC, TRANSMITTER |  | TRANSMITTERTELEMETRY-GE-Apex Pro | TRANSMITTERTELEMETRY | Apex Pro |  |  |  | GE | Transmitter, Telemetry |  | TRANSMITTERTELEMETRY-GE-Apex Pro |  |  |  |  | Covered PM Repair - Biomedical | MHHS-Woodlands
NO | NO |  |  |  | TTX 8690 |  | GE Medical Systems | APEX PRO |  | RT915448668GA | WOODLANDS - TELEMETRY | MHHS-Woodlands |  | Transmitter, Telemetry |  | TTX 8690 |  | Woodlands |  | WOODLANDS - TELEMETRY | [5 empty] | MONITORS, TELEMETRIC, TRANSMITTER |  | TRANSMITTERTELEMETRY-GE-Apex Pro | TRANSMITTERTELEMETRY | Apex Pro |  |  |  | GE | Transmitter, Telemetry |  | TRANSMITTERTELEMETRY-GE-Apex Pro |  |  |  |  | Covered PM Repair - Biomedical | MHHS-Woodlands
NO | NO |  |  |  | TTX 8693 |  | GE Medical Systems | APEX PRO |  | RT909410864GA | WOODLANDS - TELEMETRY | MHHS-Woodlands |  | Transmitter, Telemetry |  | TTX 8693 |  | Woodlands |  | WOODLANDS - TELEMETRY | [5 empty] | MONITORS, TELEMETRIC, TRANSMITTER |  | TRANSMITTERTELEMETRY-GE-Apex Pro | TRANSMITTERTELEMETRY | Apex Pro |  |  |  | GE | Transmitter, Telemetry |  | TRANSMITTERTELEMETRY-GE-Apex Pro |  |  |  |  | Covered PM Repair - Biomedical | MHHS-Woodlands
NO | NO |  |  |  | TTX 8696 |  | GE Medical Systems | APEX PRO |  | RT909410887GA | WOODLANDS - TELEMETRY | MHHS-Woodlands |  | Transmitter, Telemetry |  | TTX 8696 |  | Woodlands |  | WOODLANDS - TELEMETRY | [5 empty] | MONITORS, TELEMETRIC, TRANSMITTER |  | TRANSMITTERTELEMETRY-GE-Apex Pro | TRANSMITTERTELEMETRY | Apex Pro |  |  |  | GE | Transmitter, Telemetry |  | TRANSMITTERTELEMETRY-GE-Apex Pro |  |  |  |  | Covered PM Repair - Biomedical | MHHS-Woodlands
NO | NO |  |  |  | TTX 8698 |  | GE Medical Systems | APEX PRO |  | RT918050092SA | WOODLANDS - TELEMETRY | MHHS-Woodlands |  | Transmitter, Telemetry |  | TTX 8698 |  | Woodlands |  | WOODLANDS - TELEMETRY | [5 empty] | MONITORS, TELEMETRIC, TRANSMITTER |  | TRANSMITTERTELEMETRY-GE-Apex Pro | TRANSMITTERTELEMETRY | Apex Pro |  |  |  | GE | Transmitter, Telemetry |  | TRANSMITTERTELEMETRY-GE-Apex Pro |  |  |  |  | Covered PM Repair - Biomedical | MHHS-Woodlands
NO | NO |  |  |  | TTX 8700 |  | GE Medical Systems | APEX PRO |  | RT909410882GA | WOODLANDS - TELEMETRY | MHHS-Woodlands |  | Transmitter, Telemetry |  | TTX 8700 |  | Woodlands |  | WOODLANDS - TELEMETRY | [5 empty] | MONITORS, TELEMETRIC, TRANSMITTER |  | TRANSMITTERTELEMETRY-GE-Apex Pro | TRANSMITTERTELEMETRY | Apex Pro |  |  |  | GE | Transmitter, Telemetry |  | TRANSMITTERTELEMETRY-GE-Apex Pro |  |  |  |  | Covered PM Repair - Biomedical | MHHS-Woodlands
NO | NO |  |  |  | TTX 8704 |  | GE Medical Systems | APEX PRO |  | RT917110030SA | WOODLANDS - TELEMETRY | MHHS-Woodlands |  | Transmitter, Telemetry |  | TTX 8704 |  | Woodlands |  | WOODLANDS - TELEMETRY | [5 empty] | MONITORS, TELEMETRIC, TRANSMITTER |  | TRANSMITTERTELEMETRY-GE-Apex Pro | TRANSMITTERTELEMETRY | Apex Pro |  |  |  | GE | Transmitter, Telemetry |  | TRANSMITTERTELEMETRY-GE-Apex Pro |  |  |  |  | Covered PM Repair - Biomedical | MHHS-Woodlands
NO | NO |  |  |  | TTX 8706 |  | GE Medical Systems | APEX PRO |  | RT909410944GA | WOODLANDS - TELEMETRY | MHHS-Woodlands |  | Transmitter, Telemetry |  | TTX 8706 |  | Woodlands |  | WOODLANDS - TELEMETRY | [5 empty] | MONITORS, TELEMETRIC, TRANSMITTER |  | TRANSMITTERTELEMETRY-GE-Apex Pro | TRANSMITTERTELEMETRY | Apex Pro |  |  |  | GE | Transmitter, Telemetry |  | TRANSMITTERTELEMETRY-GE-Apex Pro |  |  |  |  | Covered PM Repair - Biomedical | MHHS-Woodlands
NO | NO |  |  |  | TTX 8711 |  | GE Medical Systems | APEX PRO |  | RT914065510GA | WOODLANDS - TELEMETRY | MHHS-Woodlands |  | Transmitter, Telemetry |  | TTX 8711 |  | Woodlands |  | WOODLANDS - TELEMETRY | [5 empty] | MONITORS, TELEMETRIC, TRANSMITTER |  | TRANSMITTERTELEMETRY-GE-Apex Pro | TRANSMITTERTELEMETRY | Apex Pro |  |  |  | GE | Transmitter, Telemetry |  | TRANSMITTERTELEMETRY-GE-Apex Pro |  |  |  |  | Covered PM Repair - Biomedical | MHHS-Woodlands
NO | NO |  |  |  | TTX 8712 |  | GE Medical Systems | APEX PRO |  | K2TT3856G | WOODLANDS - TELEMETRY | MHHS-Woodlands |  | Transmitter, Telemetry |  | TTX 8712 |  | Woodlands |  | WOODLANDS - TELEMETRY | [5 empty] | MONITORS, TELEMETRIC, TRANSMITTER |  | TRANSMITTERTELEMETRY-GE-Apex Pro | TRANSMITTERTELEMETRY | Apex Pro |  |  |  | GE | Transmitter, Telemetry |  | TRANSMITTERTELEMETRY-GE-Apex Pro |  |  |  |  | Covered PM Repair - Biomedical | MHHS-Woodlands
NO | NO |  |  |  | TTX 8715 |  | GE Medical Systems | APEX PRO |  | RT914065507GA | WOODLANDS - TELEMETRY | MHHS-Woodlands |  | Transmitter, Telemetry |  | TTX 8715 |  | Woodlands |  | WOODLANDS - TELEMETRY | [5 empty] | MONITORS, TELEMETRIC, TRANSMITTER |  | TRANSMITTERTELEMETRY-GE-Apex Pro | TRANSMITTERTELEMETRY | Apex Pro |  |  |  | GE | Transmitter, Telemetry |  | TRANSMITTERTELEMETRY-GE-Apex Pro |  |  |  |  | Covered PM Repair - Biomedical | MHHS-Woodlands
NO | NO |  |  |  | TTX 8720 |  | GE Medical Systems | APEX PRO |  | RT91810048SA | WOODLANDS - TELEMETRY | MHHS-Woodlands |  | Transmitter, Telemetry |  | TTX 8720 |  | Woodlands |  | WOODLANDS - TELEMETRY | [5 empty] | MONITORS, TELEMETRIC, TRANSMITTER |  | TRANSMITTERTELEMETRY-GE-Apex Pro | TRANSMITTERTELEMETRY | Apex Pro |  |  |  | GE | Transmitter, Telemetry |  | TRANSMITTERTELEMETRY-GE-Apex Pro |  |  |  |  | Covered PM Repair - Biomedical | MHHS-Woodlands
NO | NO |  |  |  | TTX 8725 |  | GE Medical Systems | APEX PRO |  | RT914065492GA | WOODLANDS - TELEMETRY | MHHS-Woodlands |  | Transmitter, Telemetry |  | TTX 8725 |  | Woodlands |  | WOODLANDS - TELEMETRY | [5 empty] | MONITORS, TELEMETRIC, TRANSMITTER |  | TRANSMITTERTELEMETRY-GE-Apex Pro | TRANSMITTERTELEMETRY | Apex Pro |  |  |  | GE | Transmitter, Telemetry |  | TRANSMITTERTELEMETRY-GE-Apex Pro |  |  |  |  | Covered PM Repair - Biomedical | MHHS-Woodlands
NO | NO |  |  |  | TTX 8727 |  | GE Medical Systems | APEX PRO |  | RT914065491GA | WOODLANDS - TELEMETRY | MHHS-Woodlands |  | Transmitter, Telemetry |  | TTX 8727 |  | Woodlands |  | WOODLANDS - TELEMETRY | [5 empty] | MONITORS, TELEMETRIC, TRANSMITTER |  | TRANSMITTERTELEMETRY-GE-Apex Pro | TRANSMITTERTELEMETRY | Apex Pro |  |  |  | GE | Transmitter, Telemetry |  | TRANSMITTERTELEMETRY-GE-Apex Pro |  |  |  |  | Covered PM Repair - Biomedical | MHHS-Woodlands
NO | NO |  |  |  | TTX 8731 |  | GE Medical Systems | APEX PRO |  | RT915448649GA | WOODLANDS - TELEMETRY | MHHS-Woodlands |  | Transmitter, Telemetry |  | TTX 8731 |  | Woodlands |  | WOODLANDS - TELEMETRY | [5 empty] | MONITORS, TELEMETRIC, TRANSMITTER |  | TRANSMITTERTELEMETRY-GE-Apex Pro | TRANSMITTERTELEMETRY | Apex Pro |  |  |  | GE | Transmitter, Telemetry |  | TRANSMITTERTELEMETRY-GE-Apex Pro |  |  |  |  | Covered PM Repair - Biomedical | MHHS-Woodlands
NO | NO |  |  |  | TTX 8732 |  | GE Medical Systems | APEX PRO |  | RT90547544GA | WOODLANDS - TELEMETRY | MHHS-Woodlands |  | Transmitter, Telemetry |  | TTX 8732 |  | Woodlands |  | WOODLANDS - TELEMETRY | [5 empty] | MONITORS, TELEMETRIC, TRANSMITTER |  | TRANSMITTERTELEMETRY-GE-Apex Pro | TRANSMITTERTELEMETRY | Apex Pro |  |  |  | GE | Transmitter, Telemetry |  | TRANSMITTERTELEMETRY-GE-Apex Pro |  |  |  |  | Covered PM Repair - Biomedical | MHHS-Woodlands
NO | NO |  |  |  | TTX 8733 |  | GE Medical Systems | APEX PRO |  | RT915337000GA | WOODLANDS - TELEMETRY | MHHS-Woodlands |  | Transmitter, Telemetry |  | TTX 8733 |  | Woodlands |  | WOODLANDS - TELEMETRY | [5 empty] | MONITORS, TELEMETRIC, TRANSMITTER |  | TRANSMITTERTELEMETRY-GE-Apex Pro | TRANSMITTERTELEMETRY | Apex Pro |  |  |  | GE | Transmitter, Telemetry |  | TRANSMITTERTELEMETRY-GE-Apex Pro |  |  |  |  | Covered PM Repair - Biomedical | MHHS-Woodlands
NO | NO |  |  |  | TTX 8734 |  | GE Medical Systems | APEX PRO |  | RT905407545GA | WOODLANDS - TELEMETRY | MHHS-Woodlands |  | Transmitter, Telemetry |  | TTX 8734 |  | Woodlands |  | WOODLANDS - TELEMETRY | [5 empty] | MONITORS, TELEMETRIC, TRANSMITTER |  | TRANSMITTERTELEMETRY-GE-Apex Pro | TRANSMITTERTELEMETRY | Apex Pro |  |  |  | GE | Transmitter, Telemetry |  | TRANSMITTERTELEMETRY-GE-Apex Pro |  |  |  |  | Covered PM Repair - Biomedical | MHHS-Woodlands
NO | NO |  |  |  | TTX 8738 |  | GE Medical Systems | APEX PRO |  | RT905407590GA | WOODLANDS - TELEMETRY | MHHS-Woodlands |  | Transmitter, Telemetry |  | TTX 8738 |  | Woodlands |  | WOODLANDS - TELEMETRY | [5 empty] | MONITORS, TELEMETRIC, TRANSMITTER |  | TRANSMITTERTELEMETRY-GE-Apex Pro | TRANSMITTERTELEMETRY | Apex Pro |  |  |  | GE | Transmitter, Telemetry |  | TRANSMITTERTELEMETRY-GE-Apex Pro |  |  |  |  | Covered PM Repair - Biomedical | MHHS-Woodlands
NO | NO |  |  |  | TTX 8739 |  | GE Medical Systems | APEX PRO |  | RT918080042SA | WOODLANDS - TELEMETRY | MHHS-Woodlands |  | Transmitter, Telemetry |  | TTX 8739 |  | Woodlands |  | WOODLANDS - TELEMETRY | [5 empty] | MONITORS, TELEMETRIC, TRANSMITTER |  | TRANSMITTERTELEMETRY-GE-Apex Pro | TRANSMITTERTELEMETRY | Apex Pro |  |  |  | GE | Transmitter, Telemetry |  | TRANSMITTERTELEMETRY-GE-Apex Pro |  |  |  |  | Covered PM Repair - Biomedical | MHHS-Woodlands
NO | NO |  |  |  | TTX 8742 |  | GE Medical Systems | APEX PRO |  | RT918060086SA | WOODLANDS - TELEMETRY | MHHS-Woodlands |  | Transmitter, Telemetry |  | TTX 8742 |  | Woodlands |  | WOODLANDS - TELEMETRY | [5 empty] | MONITORS, TELEMETRIC, TRANSMITTER |  | TRANSMITTERTELEMETRY-GE-Apex Pro | TRANSMITTERTELEMETRY | Apex Pro |  |  |  | GE | Transmitter, Telemetry |  | TRANSMITTERTELEMETRY-GE-Apex Pro |  |  |  |  | Covered PM Repair - Biomedical | MHHS-Woodlands
NO | NO |  |  |  | TTX 8743 |  | GE Medical Systems | APEX PRO |  | RT918070345SA | WOODLANDS - TELEMETRY | MHHS-Woodlands |  | Transmitter, Telemetry |  | TTX 8743 |  | Woodlands |  | WOODLANDS - TELEMETRY | [5 empty] | MONITORS, TELEMETRIC, TRANSMITTER |  | TRANSMITTERTELEMETRY-GE-Apex Pro | TRANSMITTERTELEMETRY | Apex Pro |  |  |  | GE | Transmitter, Telemetry |  | TRANSMITTERTELEMETRY-GE-Apex Pro |  |  |  |  | Covered PM Repair - Biomedical | MHHS-Woodlands
NO | NO |  |  |  | TTX 8745 |  | GE Medical Systems | APEX PRO |  | RT918080148SA | WOODLANDS - TELEMETRY | MHHS-Woodlands |  | Transmitter, Telemetry |  | TTX 8745 |  | Woodlands |  | WOODLANDS - TELEMETRY | [5 empty] | MONITORS, TELEMETRIC, TRANSMITTER |  | TRANSMITTERTELEMETRY-GE-Apex Pro | TRANSMITTERTELEMETRY | Apex Pro |  |  |  | GE | Transmitter, Telemetry |  | TRANSMITTERTELEMETRY-GE-Apex Pro |  |  |  |  | Covered PM Repair - Biomedical | MHHS-Woodlands
NO | NO |  |  |  | TTX 8747 |  | GE Medical Systems | APEX PRO |  | RT915195065GA | WOODLANDS - TELEMETRY | MHHS-Woodlands |  | Transmitter, Telemetry |  | TTX 8747 |  | Woodlands |  | WOODLANDS - TELEMETRY | [5 empty] | MONITORS, TELEMETRIC, TRANSMITTER |  | TRANSMITTERTELEMETRY-GE-Apex Pro | TRANSMITTERTELEMETRY | Apex Pro |  |  |  | GE | Transmitter, Telemetry |  | TRANSMITTERTELEMETRY-GE-Apex Pro |  |  |  |  | Covered PM Repair - Biomedical | MHHS-Woodlands
NO | NO |  |  |  | TTX 8748 |  | GE Medical Systems | APEX PRO |  | RT915164550GA | WOODLANDS - TELEMETRY | MHHS-Woodlands |  | Transmitter, Telemetry |  | TTX 8748 |  | Woodlands |  | WOODLANDS - TELEMETRY | [5 empty] | MONITORS, TELEMETRIC, TRANSMITTER |  | TRANSMITTERTELEMETRY-GE-Apex Pro | TRANSMITTERTELEMETRY | Apex Pro |  |  |  | GE | Transmitter, Telemetry |  | TRANSMITTERTELEMETRY-GE-Apex Pro |  |  |  |  | Covered PM Repair - Biomedical | MHHS-Woodlands
NO | NO |  |  |  | TTX 8749 |  | GE Medical Systems | APEX PRO |  | RT915367337GA | WOODLANDS - TELEMETRY | MHHS-Woodlands |  | Transmitter, Telemetry |  | TTX 8749 |  | Woodlands |  | WOODLANDS - TELEMETRY | [5 empty] | MONITORS, TELEMETRIC, TRANSMITTER |  | TRANSMITTERTELEMETRY-GE-Apex Pro | TRANSMITTERTELEMETRY | Apex Pro |  |  |  | GE | Transmitter, Telemetry |  | TRANSMITTERTELEMETRY-GE-Apex Pro |  |  |  |  | Covered PM Repair - Biomedical | MHHS-Woodlands
NO | NO |  |  |  | TTX 8751 |  | GE Medical Systems | APEX PRO |  | RT91595089GA | WOODLANDS - TELEMETRY | MHHS-Woodlands |  | Transmitter, Telemetry |  | TTX 8751 |  | Woodlands |  | WOODLANDS - TELEMETRY | [5 empty] | MONITORS, TELEMETRIC, TRANSMITTER |  | TRANSMITTERTELEMETRY-GE-Apex Pro | TRANSMITTERTELEMETRY | Apex Pro |  |  |  | GE | Transmitter, Telemetry |  | TRANSMITTERTELEMETRY-GE-Apex Pro |  |  |  |  | Covered PM Repair - Biomedical | MHHS-Woodlands
NO | NO |  |  |  | TTX 8752 |  | GE Medical Systems | APEX PRO |  | RT915164541GA | WOODLANDS - TELEMETRY | MHHS-Woodlands |  | Transmitter, Telemetry |  | TTX 8752 |  | Woodlands |  | WOODLANDS - TELEMETRY | [5 empty] | MONITORS, TELEMETRIC, TRANSMITTER |  | TRANSMITTERTELEMETRY-GE-Apex Pro | TRANSMITTERTELEMETRY | Apex Pro |  |  |  | GE | Transmitter, Telemetry |  | TRANSMITTERTELEMETRY-GE-Apex Pro |  |  |  |  | Covered PM Repair - Biomedical | MHHS-Woodlands
NO | NO |  |  |  | TTX 8753 142-03536 |  | GE Medical Systems | APEX PRO |  | RT915326817GA | WOODLANDS - TELEMETRY | MHHS-Woodlands |  | Transmitter, Telemetry |  | TTX 8753 142-03536 |  | Woodlands |  | WOODLANDS - TELEMETRY | [5 empty] | MONITORS, TELEMETRIC, TRANSMITTER |  | TRANSMITTERTELEMETRY-GE-Apex Pro | TRANSMITTERTELEMETRY | Apex Pro |  |  |  | GE | Transmitter, Telemetry |  | TRANSMITTERTELEMETRY-GE-Apex Pro |  |  |  |  | Covered PM Repair - Biomedical | MHHS-Woodlands
NO | NO |  |  |  | TTX 8754 |  | GE Medical Systems | APEX PRO |  | RT915164549GA | WOODLANDS - TELEMETRY | MHHS-Woodlands |  | Transmitter, Telemetry |  | TTX 8754 |  | Woodlands |  | WOODLANDS - TELEMETRY | [5 empty] | MONITORS, TELEMETRIC, TRANSMITTER |  | TRANSMITTERTELEMETRY-GE-Apex Pro | TRANSMITTERTELEMETRY | Apex Pro |  |  |  | GE | Transmitter, Telemetry |  | TRANSMITTERTELEMETRY-GE-Apex Pro |  |  |  |  | Covered PM Repair - Biomedical | MHHS-Woodlands
NO | NO |  |  |  | TTX 8755 |  | GE Medical Systems | APEX PRO |  | RT915326819GA | WOODLANDS - TELEMETRY | MHHS-Woodlands |  | Transmitter, Telemetry |  | TTX 8755 |  | Woodlands |  | WOODLANDS - TELEMETRY | [5 empty] | MONITORS, TELEMETRIC, TRANSMITTER |  | TRANSMITTERTELEMETRY-GE-Apex Pro | TRANSMITTERTELEMETRY | Apex Pro |  |  |  | GE | Transmitter, Telemetry |  | TRANSMITTERTELEMETRY-GE-Apex Pro |  |  |  |  | Covered PM Repair - Biomedical | MHHS-Woodlands
NO | NO |  |  |  | TXX 8733 |  | GE Medical Systems | APEX PRO |  | RT915337000GA | WOODLANDS - TELEMETRY | MHHS-Woodlands |  | Transmitter, Telemetry |  | TXX 8733 |  | Woodlands |  | WOODLANDS - TELEMETRY | [5 empty] | MONITORS, TELEMETRIC, TRANSMITTER |  | TRANSMITTERTELEMETRY-GE-Apex Pro | TRANSMITTERTELEMETRY | Apex Pro |  |  |  | GE | Transmitter, Telemetry |  | TRANSMITTERTELEMETRY-GE-Apex Pro |  |  |  |  | Covered PM Repair - Biomedical | MHHS-Woodlands
NO | YES |  |  |  | 074-04878 | 074-04878 | GE Medical Systems | APEX PRO CH |  | RT915195227GA | TMC-Central Monitoring-Hvi (3Hvi) | MHHS-TMC |  | Transmitter, Telemetry |  | 074-04878 | 074-04878 | TMC | MHHS-TMC | TMC-Central Monitoring-Hvi (3Hvi) | Central monitor | 1/1/18 |  |  |  | MONITORS, TELEMETRIC | Transmitter, Telemetry | TRANSMITTERTELEMETRY-GE-Apex Pro CH | TRANSMITTERTELEMETRY | Apex Pro CH |  |  |  | GE | Transmitter, Telemetry |  | TRANSMITTERTELEMETRY-GE-Apex Pro CH |  | 1/1/01 |  |  | Covered PM Repair - Biomedical | MHHS-TMC | [8 empty] | TRANSMITTERTELEMETRY | Transmitter, Telemetry | GE
NO | YES |  |  |  | 074-04887 | 074-04887 | GE Medical Systems | APEX PRO CH |  | RT915205296GA | TMC-Central Monitoring-Hvi (3Hvi) | MHHS-TMC |  | Transmitter, Telemetry |  | 074-04887 | 074-04887 | TMC | MHHS-TMC | TMC-Central Monitoring-Hvi (3Hvi) | Central monitor |  |  |  |  | MONITORS, TELEMETRIC | Transmitter, Telemetry | TRANSMITTERTELEMETRY-GE-Apex Pro CH | TRANSMITTERTELEMETRY | Apex Pro CH |  |  |  | GE | Transmitter, Telemetry |  | TRANSMITTERTELEMETRY-GE-Apex Pro CH |  | 4/1/17 |  |  | Covered PM Repair - Biomedical | MHHS-TMC | [8 empty] | TRANSMITTERTELEMETRY | Transmitter, Telemetry | GE
NO | YES |  |  |  | 074-04964 | 074-04964 | GE Medical Systems | APEX PRO CH |  | RT915296457GA | TMC-Central Monitoring-Robertson (1R) | MHHS-TMC |  | Transmitter, Telemetry |  | 074-04964 | 074-04964 | TMC | MHHS-TMC | TMC-Central Monitoring-Robertson (1R) | TMC - CENTRAL MONITORING | 12/1/17 |  |  |  | MONITORS, TELEMETRIC | Transmitter, Telemetry | TRANSMITTERTELEMETRY-GE-Apex Pro CH | TRANSMITTERTELEMETRY | Apex Pro CH |  |  |  | GE | Transmitter, Telemetry |  | TRANSMITTERTELEMETRY-GE-Apex Pro CH |  | 1/1/01 |  |  | Not Covered Vendor Only - Biomedical | MHHS-TMC | [8 empty] | TRANSMITTERTELEMETRY | Transmitter, Telemetry | GE
NO | YES |  |  |  | 074-05018 | 074-05018 | GE Medical Systems | APEX PRO CH |  | RT915205256GA | TMC-Central Monitoring-Robertson (1R) | MHHS-TMC |  | Transmitter, Telemetry |  | 074-05018 | 074-05018 | TMC | MHHS-TMC | TMC-Central Monitoring-Robertson (1R) | TMC - CENTRAL MONITORING | 8/1/17 |  |  |  | MONITORS, TELEMETRIC | Transmitter, Telemetry | TRANSMITTERTELEMETRY-GE-Apex Pro CH | TRANSMITTERTELEMETRY | Apex Pro CH |  |  |  | GE | Transmitter, Telemetry |  | TRANSMITTERTELEMETRY-GE-Apex Pro CH |  | 8/1/19 |  |  | Covered PM Repair - Respiratory/Steriliz | MHHS-TMC | [8 empty] | TRANSMITTERTELEMETRY | Transmitter, Telemetry | GE
NO | YES |  |  |  | 074-05021 | 074-05021 | GE Medical Systems | APEX PRO CH |  | RT915205262GA | TMC-Central Monitoring-Hvi (3Hvi) | MHHS-TMC |  | Transmitter, Telemetry |  | 074-05021 | 074-05021 | TMC | MHHS-TMC | TMC-Central Monitoring-Hvi (3Hvi) | [5 empty] | MONITORS, TELEMETRIC | Transmitter, Telemetry | TRANSMITTERTELEMETRY-GE-Apex Pro CH | TRANSMITTERTELEMETRY | Apex Pro CH |  |  |  | GE | Transmitter, Telemetry |  | TRANSMITTERTELEMETRY-GE-Apex Pro CH |  | 8/1/19 |  |  | Covered PM Repair - Respiratory/Steriliz | MHHS-TMC | [8 empty] | TRANSMITTERTELEMETRY | Transmitter, Telemetry | GE
NO | YES |  |  |  | 074-05047 | 074-05047 | GE Medical Systems | APEX PRO CH |  | RT915205266GA | TMC-Central Monitoring-Robertson (1R) | MHHS-TMC |  | Transmitter, Telemetry |  | 074-05047 | 074-05047 | TMC | MHHS-TMC | TMC-Central Monitoring-Robertson (1R) | TMC - CENTRAL MONITORING | 12/1/17 |  |  |  | MONITORS, TELEMETRIC | Transmitter, Telemetry | TRANSMITTERTELEMETRY-GE-Apex Pro CH | TRANSMITTERTELEMETRY | Apex Pro CH |  |  |  | GE | Transmitter, Telemetry |  | TRANSMITTERTELEMETRY-GE-Apex Pro CH |  | 12/31/19 |  |  | Covered PM Repair - Respiratory/Steriliz | MHHS-TMC | [8 empty] | TRANSMITTERTELEMETRY | Transmitter, Telemetry | GE
NO | YES |  |  |  | 074-05190 | 074-05190 | GE Medical Systems | APEX PRO CH |  | RT916470018SA | TMC-Central Monitoring-Robertson (1R) | MHHS-TMC |  | Transmitter, Telemetry |  | 074-05190 | 074-05190 | TMC | MHHS-TMC | TMC-Central Monitoring-Robertson (1R) | TMC - CENTRAL MONITORING | 6/1/18 |  |  |  | MONITORS, TELEMETRIC | Transmitter, Telemetry | TRANSMITTERTELEMETRY-GE-Apex Pro CH | TRANSMITTERTELEMETRY | Apex Pro CH |  |  |  | GE | Transmitter, Telemetry |  | TRANSMITTERTELEMETRY-GE-Apex Pro CH |  | 12/31/19 |  |  | Covered PM Repair - Respiratory/Steriliz | MHHS-TMC | [8 empty] | TRANSMITTERTELEMETRY | Transmitter, Telemetry | GE
NO | YES |  |  |  | 074-05194 | 074-05194 | GE Medical Systems | APEX PRO CH |  | RT916470019SA | TMC-Central Monitoring-Robertson (1R) | MHHS-TMC |  | Transmitter, Telemetry |  | 074-05194 | 074-05194 | TMC | MHHS-TMC | TMC-Central Monitoring-Robertson (1R) | TMC - CENTRAL MONITORING | 7/1/18 |  |  |  | MONITORS, TELEMETRIC | Transmitter, Telemetry | TRANSMITTERTELEMETRY-GE-Apex Pro CH | TRANSMITTERTELEMETRY | Apex Pro CH |  |  |  | GE | Transmitter, Telemetry |  | TRANSMITTERTELEMETRY-GE-Apex Pro CH |  | 12/31/19 |  |  | Covered PM Repair - Respiratory/Steriliz | MHHS-TMC | [8 empty] | TRANSMITTERTELEMETRY | Transmitter, Telemetry | GE
NO | YES |  |  |  | 074-05198 | 074-05198 | GE Medical Systems | APEX PRO CH |  | RT16390200SA | TMC-Central Monitoring-Hvi (3Hvi) | MHHS-TMC |  | Transmitter, Telemetry |  | 074-05198 | 074-05198 | TMC | MHHS-TMC | TMC-Central Monitoring-Hvi (3Hvi) |  | 6/1/18 |  |  |  | MONITORS, TELEMETRIC | Transmitter, Telemetry | TRANSMITTERTELEMETRY-GE-Apex Pro CH | TRANSMITTERTELEMETRY | Apex Pro CH |  |  |  | GE | Transmitter, Telemetry |  | TRANSMITTERTELEMETRY-GE-Apex Pro CH |  | 12/31/19 |  |  | Covered PM Repair - Respiratory/Steriliz | MHHS-TMC | [8 empty] | TRANSMITTERTELEMETRY | Transmitter, Telemetry | GE
NO | YES |  |  |  | 074-05199 | 074-05199 | GE Medical Systems | APEX PRO CH |  | RT916470077SA | TMC-Central Monitoring-Hvi (3Hvi) | MHHS-TMC |  | Transmitter, Telemetry |  | 074-05199 | 074-05199 | TMC | MHHS-TMC | TMC-Central Monitoring-Hvi (3Hvi) |  | 6/1/18 |  |  |  | MONITORS, TELEMETRIC | Transmitter, Telemetry | TRANSMITTERTELEMETRY-GE-Apex Pro CH | TRANSMITTERTELEMETRY | Apex Pro CH |  |  |  | GE | Transmitter, Telemetry |  | TRANSMITTERTELEMETRY-GE-Apex Pro CH |  | 12/31/19 |  |  | Covered PM Repair - Respiratory/Steriliz | MHHS-TMC | [8 empty] | TRANSMITTERTELEMETRY | Transmitter, Telemetry | GE
NO | YES |  |  |  | 074-05200 | 074-05200 | GE Medical Systems | APEX PRO CH |  | RT916430021SA | TMC-Central Monitoring-Hvi (3Hvi) | MHHS-TMC |  | Transmitter, Telemetry |  | 074-05200 | 074-05200 | TMC | MHHS-TMC | TMC-Central Monitoring-Hvi (3Hvi) | Central monitoring | 6/1/19 |  |  |  | MONITORS, TELEMETRIC | Transmitter, Telemetry | TRANSMITTERTELEMETRY-GE-Apex Pro CH | TRANSMITTERTELEMETRY | Apex Pro CH |  |  |  | GE | Transmitter, Telemetry |  | TRANSMITTERTELEMETRY-GE-Apex Pro CH |  | 12/31/19 |  |  | Covered PM Repair - Respiratory/Steriliz | MHHS-TMC | [8 empty] | TRANSMITTERTELEMETRY | Transmitter, Telemetry | GE
NO | YES |  |  |  | 074-05451 | 074-05451 | GE Medical Systems | APEX PRO CH |  | RT917260002SA | TMC-Central Monitoring-Hvi (3Hvi) | MHHS-TMC |  | Transmitter, Telemetry |  | 074-05451 | 074-05451 | TMC | MHHS-TMC | TMC-Central Monitoring-Hvi (3Hvi) | Central monitor | 7/1/18 |  |  |  | MONITORS, TELEMETRIC | Transmitter, Telemetry | TRANSMITTERTELEMETRY-GE-Apex Pro CH | TRANSMITTERTELEMETRY | Apex Pro CH |  |  |  | GE | Transmitter, Telemetry |  | TRANSMITTERTELEMETRY-GE-Apex Pro CH |  | 12/31/19 |  |  | Covered PM Repair - Respiratory/Steriliz | MHHS-TMC | [8 empty] | TRANSMITTERTELEMETRY | Transmitter, Telemetry | GE
NO | YES |  |  |  | 074-05452 | 074-05452 | GE Medical Systems | APEX PRO CH |  | RT917260014SA | TMC-Central Monitoring-Hvi (3Hvi) | MHHS-TMC |  | Transmitter, Telemetry |  | 074-05452 | 074-05452 | TMC | MHHS-TMC | TMC-Central Monitoring-Hvi (3Hvi) | Central monitor | 7/1/17 |  |  |  | MONITORS, TELEMETRIC | Transmitter, Telemetry | TRANSMITTERTELEMETRY-GE-Apex Pro CH | TRANSMITTERTELEMETRY | Apex Pro CH |  |  |  | GE | Transmitter, Telemetry |  | TRANSMITTERTELEMETRY-GE-Apex Pro CH |  | 12/31/19 |  |  | Covered PM Repair - Respiratory/Steriliz | MHHS-TMC | [8 empty] | TRANSMITTERTELEMETRY | Transmitter, Telemetry | GE
NO | YES |  |  |  | 074-01668 | 074-01668 | GE Medical Systems | APEX PRO CH |  | RT917240039SA | TMC-Central Monitoring-Hvi (3Hvi) | MHHS-TMC |  | Transmitter, Telemetry |  | 074-01668 | 074-01668 | TMC | MHHS-TMC | TMC-Central Monitoring-Hvi (3Hvi) | Central monitor | 7/1/17 |  |  |  | MONITORS, TELEMETRIC, TRANSMITTER | Transmitter, Telemetry | TRANSMITTERTELEMETRY-GE-Apex Pro CH | TRANSMITTERTELEMETRY | Apex Pro CH |  |  |  | GE | Transmitter, Telemetry |  | TRANSMITTERTELEMETRY-GE-Apex Pro CH |  |  |  |  | Covered PM Repair - Biomedical | MHHS-TMC | [8 empty] | TRANSMITTERTELEMETRY | Transmitter, Telemetry | GE
NO | YES |  |  |  | 074-05455 | 074-05455 | GE Medical Systems | APEX PRO CH |  | RT917260087SA | TMC-Central Monitoring-Hvi (3Hvi) | MHHS-TMC |  | Transmitter, Telemetry |  | 074-05455 | 074-05455 | TMC | MHHS-TMC | TMC-Central Monitoring-Hvi (3Hvi) | Central monitor | 10/1/17 |  |  |  | MONITORS, TELEMETRIC, TRANSMITTER | Transmitter, Telemetry | TRANSMITTERTELEMETRY-GE-Apex Pro CH | TRANSMITTERTELEMETRY | Apex Pro CH |  |  |  | GE | Transmitter, Telemetry |  | TRANSMITTERTELEMETRY-GE-Apex Pro CH |  | 12/31/19 |  |  | Covered PM Repair - Respiratory/Steriliz | MHHS-TMC | [8 empty] | TRANSMITTERTELEMETRY | Transmitter, Telemetry | GE
NO | YES |  |  |  | 074-05457 | 074-05457 | GE Medical Systems | APEX PRO CH |  | RT917260094SA | TMC-Central Monitoring-Hvi (3Hvi) | MHHS-TMC |  | Transmitter, Telemetry |  | 074-05457 | 074-05457 | TMC | MHHS-TMC | TMC-Central Monitoring-Hvi (3Hvi) | Central monitoring | 8/1/17 |  |  |  | MONITORS, TELEMETRIC, TRANSMITTER | Transmitter, Telemetry | TRANSMITTERTELEMETRY-GE-Apex Pro CH | TRANSMITTERTELEMETRY | Apex Pro CH |  |  |  | GE | Transmitter, Telemetry |  | TRANSMITTERTELEMETRY-GE-Apex Pro CH |  | 12/31/19 |  |  | Covered PM Repair - Respiratory/Steriliz | MHHS-TMC | [8 empty] | TRANSMITTERTELEMETRY | Transmitter, Telemetry | GE
NO | YES |  |  |  | 074-05762 | 074-05762 | GE Medical Systems | APEX PRO CH |  | RT917260055SA | TMC-Central Monitoring-Hvi (3Hvi) | MHHS-TMC |  | Transmitter, Telemetry |  | 074-05762 | 074-05762 | TMC | MHHS-TMC | TMC-Central Monitoring-Hvi (3Hvi) | Central monitor | 7/1/18 |  |  |  | MONITORS, TELEMETRIC, TRANSMITTER | Transmitter, Telemetry | TRANSMITTERTELEMETRY-GE-Apex Pro CH | TRANSMITTERTELEMETRY | Apex Pro CH |  |  |  | GE | Transmitter, Telemetry |  | TRANSMITTERTELEMETRY-GE-Apex Pro CH |  | 7/12/19 |  |  | Covered PM Repair - Biomedical | MHHS-TMC | [8 empty] | TRANSMITTERTELEMETRY | Transmitter, Telemetry | GE
NO | YES |  |  |  | 099-14897 | 099-14897 | GE Medical Systems | APEX PRO CH |  | RT915296460GA | TMC-Central Monitoring-Robertson (1R) |  |  |  |  | 099-14897 | 099-14897 | TMC | MHHS-TMC | TMC-Central Monitoring-Robertson (1R) | TMC - CENTRAL MONITORING
NO | YES |  |  |  | 099-14898 | 099-14898 | GE Medical Systems | APEX PRO CH |  | RT915205269GA | TMC-Central Monitoring-Robertson (1R) |  |  |  |  | 099-14898 | 099-14898 | TMC | MHHS-TMC | TMC-Central Monitoring-Robertson (1R) | TMC - CENTRAL MONITORING
NO | YES |  |  |  | 099-12709 | 099-12709 | GE Medical Systems | APEX PRO CH |  | RT909025507GA | TMC-Central Monitoring-Hvi (3Hvi) |  |  |  |  | 099-12709 | 099-12709 | TMC | MHHS-TMC | TMC-Central Monitoring-Hvi (3Hvi)
NO | YES |  |  |  | 099-12708 | 099-12708 | GE Medical Systems | APEX PRO CH |  | RT917260068SA | TMC-Central Monitoring-Hvi (3Hvi) |  |  |  |  | 099-12708 | 099-12708 | TMC | MHHS-TMC | TMC-Central Monitoring-Hvi (3Hvi) | Central monitoring
NO | YES |  |  |  | 099-12957 | 099-12957 | GE Medical Systems | APEX PRO CH |  | RT915205280GA | TMC-Central Monitoring-Hvi (3Hvi) |  |  |  |  | 099-12957 | 099-12957 | TMC | MHHS-TMC | TMC-Central Monitoring-Hvi (3Hvi)
NO | NO |  |  |  | 074-01908 |  | GE Medical Systems | APEX PRO CH |  | RT915296451GA | TMC - CENTRAL MONITORING - HVI (3HVI) | MHHS-TMC |  | Transmitter, Telemetry |  | 074-01908 |  | TMC |  | TMC - CENTRAL MONITORING - HVI (3HVI) | [5 empty] | MONITORS, TELEMETRIC |  | TRANSMITTERTELEMETRY-GE-Apex Pro CH | TRANSMITTERTELEMETRY | Apex Pro CH |  |  |  | GE | Transmitter, Telemetry |  | TRANSMITTERTELEMETRY-GE-Apex Pro CH |  |  |  |  | Covered PM Repair - Biomedical | MHHS-TMC
NO | NO |  |  |  | 074-01909 |  | GE Medical Systems | APEX PRO CH |  | RT915296453GA | TMC - CENTRAL MONITORING - HVI (3HVI) | MHHS-TMC |  | Transmitter, Telemetry |  | 074-01909 |  | TMC |  | TMC - CENTRAL MONITORING - HVI (3HVI) | [5 empty] | MONITORS, TELEMETRIC |  | TRANSMITTERTELEMETRY-GE-Apex Pro CH | TRANSMITTERTELEMETRY | Apex Pro CH |  |  |  | GE | Transmitter, Telemetry |  | TRANSMITTERTELEMETRY-GE-Apex Pro CH |  |  |  |  | Covered PM Repair - Biomedical | MHHS-TMC
NO | NO |  |  |  | 074-01910 |  | GE Medical Systems | APEX PRO CH |  | RT915296452GA | TMC - CENTRAL MONITORING - HVI (3HVI) | MHHS-TMC |  | Transmitter, Telemetry |  | 074-01910 |  | TMC |  | TMC - CENTRAL MONITORING - HVI (3HVI) | [5 empty] | MONITORS, TELEMETRIC |  | TRANSMITTERTELEMETRY-GE-Apex Pro CH | TRANSMITTERTELEMETRY | Apex Pro CH |  |  |  | GE | Transmitter, Telemetry |  | TRANSMITTERTELEMETRY-GE-Apex Pro CH |  |  |  |  | Covered PM Repair - Biomedical | MHHS-TMC
NO | NO |  |  |  | 074-01911 |  | GE Medical Systems | APEX PRO CH |  | RT915296450GA | TMC - CENTRAL MONITORING - HVI (3HVI) | MHHS-TMC |  | Transmitter, Telemetry |  | 074-01911 |  | TMC |  | TMC - CENTRAL MONITORING - HVI (3HVI) | [5 empty] | MONITORS, TELEMETRIC |  | TRANSMITTERTELEMETRY-GE-Apex Pro CH | TRANSMITTERTELEMETRY | Apex Pro CH |  |  |  | GE | Transmitter, Telemetry |  | TRANSMITTERTELEMETRY-GE-Apex Pro CH |  |  |  |  | Covered PM Repair - Biomedical | MHHS-TMC
NO | NO |  |  |  | 074-01912 |  | GE Medical Systems | APEX PRO CH |  | RT915296447GA | TMC - CENTRAL MONITORING - HVI (3HVI) | MHHS-TMC |  | Transmitter, Telemetry |  | 074-01912 |  | TMC |  | TMC - CENTRAL MONITORING - HVI (3HVI) | [5 empty] | MONITORS, TELEMETRIC |  | TRANSMITTERTELEMETRY-GE-Apex Pro CH | TRANSMITTERTELEMETRY | Apex Pro CH |  |  |  | GE | Transmitter, Telemetry |  | TRANSMITTERTELEMETRY-GE-Apex Pro CH |  |  |  |  | Covered PM Repair - Biomedical | MHHS-TMC
NO | NO |  |  |  | 074-02092 |  | GE Medical Systems | APEX PRO CH |  | RT915205272GA | TMC - CENTRAL MONITORING - HVI (3HVI) | MHHS-TMC |  | Transmitter, Telemetry |  | 074-02092 |  | TMC |  | TMC - CENTRAL MONITORING - HVI (3HVI) | [5 empty] | MONITORS, TELEMETRIC |  | TRANSMITTERTELEMETRY-GE-Apex Pro CH | TRANSMITTERTELEMETRY | Apex Pro CH |  |  |  | GE | Transmitter, Telemetry |  | TRANSMITTERTELEMETRY-GE-Apex Pro CH |  |  |  |  | Covered PM Repair - Biomedical | MHHS-TMC
NO | NO |  |  |  | 074-04789 |  | GE Medical Systems | APEX PRO CH |  | RT913250924GA | TMC - CENTRAL MONITORING - HVI (3HVI) | MHHS-TMC |  | Transmitter, Telemetry |  | 074-04789 |  | TMC |  | TMC - CENTRAL MONITORING - HVI (3HVI) | [5 empty] | MONITORS, TELEMETRIC |  | TRANSMITTERTELEMETRY-GE-Apex Pro CH | TRANSMITTERTELEMETRY | Apex Pro CH |  |  |  | GE | Transmitter, Telemetry |  | TRANSMITTERTELEMETRY-GE-Apex Pro CH |  |  |  |  | Covered PM Repair - Biomedical | MHHS-TMC
NO | NO |  |  |  | 074-04826 |  | GE Medical Systems | APEX PRO CH |  | RT915205287GA | TMC - CENTRAL MONITORING - HVI (3HVI) | MHHS-TMC |  | Transmitter, Telemetry |  | 074-04826 |  | TMC |  | TMC - CENTRAL MONITORING - HVI (3HVI) | [5 empty] | MONITORS, TELEMETRIC |  | TRANSMITTERTELEMETRY-GE-Apex Pro CH | TRANSMITTERTELEMETRY | Apex Pro CH |  |  |  | GE | Transmitter, Telemetry |  | TRANSMITTERTELEMETRY-GE-Apex Pro CH |  |  |  |  | Covered PM Repair - Biomedical | MHHS-TMC
NO | NO |  |  |  | 074-04827 |  | GE Medical Systems | APEX PRO CH |  | RT915205291GA | TMC - CENTRAL MONITORING - HVI (3HVI) | MHHS-TMC |  | Transmitter, Telemetry |  | 074-04827 |  | TMC |  | TMC - CENTRAL MONITORING - HVI (3HVI) | [5 empty] | MONITORS, TELEMETRIC |  | TRANSMITTERTELEMETRY-GE-Apex Pro CH | TRANSMITTERTELEMETRY | Apex Pro CH |  |  |  | GE | Transmitter, Telemetry |  | TRANSMITTERTELEMETRY-GE-Apex Pro CH |  |  |  |  | Covered PM Repair - Biomedical | MHHS-TMC
NO | NO |  |  |  | 074-04828 |  | GE Medical Systems | APEX PRO CH |  | RT915205292GA | TMC - CENTRAL MONITORING - HVI (3HVI) | MHHS-TMC |  | Transmitter, Telemetry |  | 074-04828 |  | TMC |  | TMC - CENTRAL MONITORING - HVI (3HVI) | [5 empty] | MONITORS, TELEMETRIC |  | TRANSMITTERTELEMETRY-GE-Apex Pro CH | TRANSMITTERTELEMETRY | Apex Pro CH |  |  |  | GE | Transmitter, Telemetry |  | TRANSMITTERTELEMETRY-GE-Apex Pro CH |  |  |  |  | Covered PM Repair - Biomedical | MHHS-TMC
NO | NO |  |  |  | 074-04831 |  | GE Medical Systems | APEX PRO CH |  | RT915205289GA | TMC - CENTRAL MONITORING - HVI (3HVI) | MHHS-TMC |  | Transmitter, Telemetry |  | 074-04831 |  | TMC |  | TMC - CENTRAL MONITORING - HVI (3HVI) | [5 empty] | MONITORS, TELEMETRIC |  | TRANSMITTERTELEMETRY-GE-Apex Pro CH | TRANSMITTERTELEMETRY | Apex Pro CH |  |  |  | GE | Transmitter, Telemetry |  | TRANSMITTERTELEMETRY-GE-Apex Pro CH |  |  |  |  | Covered PM Repair - Biomedical | MHHS-TMC
NO | NO |  |  |  | 074-04832 |  | GE Medical Systems | APEX PRO CH |  | RT915205268GA | TMC - CENTRAL MONITORING - HVI (3HVI) | MHHS-TMC |  | Transmitter, Telemetry |  | 074-04832 |  | TMC |  | TMC - CENTRAL MONITORING - HVI (3HVI) | [5 empty] | MONITORS, TELEMETRIC |  | TRANSMITTERTELEMETRY-GE-Apex Pro CH | TRANSMITTERTELEMETRY | Apex Pro CH |  |  |  | GE | Transmitter, Telemetry |  | TRANSMITTERTELEMETRY-GE-Apex Pro CH |  |  |  |  | Covered PM Repair - Biomedical | MHHS-TMC
NO | NO |  |  |  | 074-04874 |  | GE Medical Systems | APEX PRO CH |  | RT915195224GA | TMC - CENTRAL MONITORING - HVI (3HVI) | MHHS-TMC |  | Transmitter, Telemetry |  | 074-04874 |  | TMC |  | TMC - CENTRAL MONITORING - HVI (3HVI) | [5 empty] | MONITORS, TELEMETRIC |  | TRANSMITTERTELEMETRY-GE-Apex Pro CH | TRANSMITTERTELEMETRY | Apex Pro CH |  |  |  | GE | Transmitter, Telemetry |  | TRANSMITTERTELEMETRY-GE-Apex Pro CH |  |  |  |  | Covered PM Repair - Biomedical | MHHS-TMC
NO | NO |  |  |  | 074-04877 |  | GE Medical Systems | APEX PRO CH |  | RT915205250GA | TMC - CENTRAL MONITORING - HVI (3HVI) | MHHS-TMC |  | Transmitter, Telemetry |  | 074-04877 |  | TMC |  | TMC - CENTRAL MONITORING - HVI (3HVI) | [5 empty] | MONITORS, TELEMETRIC |  | TRANSMITTERTELEMETRY-GE-Apex Pro CH | TRANSMITTERTELEMETRY | Apex Pro CH |  |  |  | GE | Transmitter, Telemetry |  | TRANSMITTERTELEMETRY-GE-Apex Pro CH |  |  |  |  | Covered PM Repair - Biomedical | MHHS-TMC
NO | NO |  |  |  | 074-04880 |  | GE Medical Systems | APEX PRO CH |  | RT915205252GA | TMC - CENTRAL MONITORING - HVI (3HVI) | MHHS-TMC |  | Transmitter, Telemetry |  | 074-04880 |  | TMC |  | TMC - CENTRAL MONITORING - HVI (3HVI) | [5 empty] | MONITORS, TELEMETRIC |  | TRANSMITTERTELEMETRY-GE-Apex Pro CH | TRANSMITTERTELEMETRY | Apex Pro CH |  |  |  | GE | Transmitter, Telemetry |  | TRANSMITTERTELEMETRY-GE-Apex Pro CH |  |  |  |  | Covered PM Repair - Biomedical | MHHS-TMC
NO | NO |  |  |  | 074-04881 |  | GE Medical Systems | APEX PRO CH |  | RT915195223GA | TMC - CENTRAL MONITORING - HVI (3HVI) | MHHS-TMC |  | Transmitter, Telemetry |  | 074-04881 |  | TMC |  | TMC - CENTRAL MONITORING - HVI (3HVI) | [5 empty] | MONITORS, TELEMETRIC |  | TRANSMITTERTELEMETRY-GE-Apex Pro CH | TRANSMITTERTELEMETRY | Apex Pro CH |  |  |  | GE | Transmitter, Telemetry |  | TRANSMITTERTELEMETRY-GE-Apex Pro CH |  |  |  |  | Covered PM Repair - Biomedical | MHHS-TMC
NO | NO |  |  |  | 074-04882 |  | GE Medical Systems | APEX PRO CH |  | RT915195225GA | TMC - CENTRAL MONITORING - HVI (3HVI) | MHHS-TMC |  | Transmitter, Telemetry |  | 074-04882 |  | TMC |  | TMC - CENTRAL MONITORING - HVI (3HVI) | [5 empty] | MONITORS, TELEMETRIC |  | TRANSMITTERTELEMETRY-GE-Apex Pro CH | TRANSMITTERTELEMETRY | Apex Pro CH |  |  |  | GE | Transmitter, Telemetry |  | TRANSMITTERTELEMETRY-GE-Apex Pro CH |  |  |  |  | Covered PM Repair - Biomedical | MHHS-TMC
NO | NO |  |  |  | 074-04883 |  | GE Medical Systems | APEX PRO CH |  | RT915195229GA | TMC - CENTRAL MONITORING - HVI (3HVI) | MHHS-TMC |  | Transmitter, Telemetry |  | 074-04883 |  | TMC |  | TMC - CENTRAL MONITORING - HVI (3HVI) | [5 empty] | MONITORS, TELEMETRIC |  | TRANSMITTERTELEMETRY-GE-Apex Pro CH | TRANSMITTERTELEMETRY | Apex Pro CH |  |  |  | GE | Transmitter, Telemetry |  | TRANSMITTERTELEMETRY-GE-Apex Pro CH |  |  |  |  | Covered PM Repair - Respiratory/Steriliz | MHHS-TMC
NO | NO |  |  |  | 074-04884 |  | GE Medical Systems | APEX PRO CH |  | RT915195226GA | TMC - CENTRAL MONITORING - HVI (3HVI) | MHHS-TMC |  | Transmitter, Telemetry |  | 074-04884 |  | TMC |  | TMC - CENTRAL MONITORING - HVI (3HVI) | [5 empty] | MONITORS, TELEMETRIC |  | TRANSMITTERTELEMETRY-GE-Apex Pro CH | TRANSMITTERTELEMETRY | Apex Pro CH |  |  |  | GE | Transmitter, Telemetry |  | TRANSMITTERTELEMETRY-GE-Apex Pro CH |  |  |  |  | Covered PM Repair - Biomedical | MHHS-TMC
NO | NO |  |  |  | 074-04885 |  | GE Medical Systems | APEX PRO CH |  | RT915195230GA | TMC - CENTRAL MONITORING - HVI (3HVI) | MHHS-TMC |  | Transmitter, Telemetry |  | 074-04885 |  | TMC |  | TMC - CENTRAL MONITORING - HVI (3HVI) | [5 empty] | MONITORS, TELEMETRIC |  | TRANSMITTERTELEMETRY-GE-Apex Pro CH | TRANSMITTERTELEMETRY | Apex Pro CH |  |  |  | GE | Transmitter, Telemetry |  | TRANSMITTERTELEMETRY-GE-Apex Pro CH |  |  |  |  | Covered PM Repair - Biomedical | MHHS-TMC
NO | NO |  |  |  | 074-04888 |  | GE Medical Systems | APEX PRO CH |  | RT915205297GA | TMC - CENTRAL MONITORING - HVI (3HVI) | MHHS-TMC |  | Transmitter, Telemetry |  | 074-04888 |  | TMC |  | TMC - CENTRAL MONITORING - HVI (3HVI) | [5 empty] | MONITORS, TELEMETRIC |  | TRANSMITTERTELEMETRY-GE-Apex Pro CH | TRANSMITTERTELEMETRY | Apex Pro CH |  |  |  | GE | Transmitter, Telemetry |  | TRANSMITTERTELEMETRY-GE-Apex Pro CH |  |  |  |  | Covered PM Repair - Biomedical | MHHS-TMC
NO | NO |  |  |  | 074-04931 |  | GE Medical Systems | APEX PRO CH |  | D4T90464G | TMC - CENTRAL MONITORING - HVI (3HVI) | MHHS-TMC |  | Transmitter, Telemetry |  | 074-04931 |  | TMC |  | TMC - CENTRAL MONITORING - HVI (3HVI) | [5 empty] | MONITORS, TELEMETRIC |  | TRANSMITTERTELEMETRY-GE-Apex Pro CH | TRANSMITTERTELEMETRY | Apex Pro CH |  |  |  | GE | Transmitter, Telemetry |  | TRANSMITTERTELEMETRY-GE-Apex Pro CH |  |  |  |  | Covered PM Repair - Biomedical | MHHS-TMC
NO | NO |  |  |  | 074-04961 |  | GE Medical Systems | APEX PRO CH |  | RT915296454GA | TMC - CENTRAL MONITORING - HVI (3HVI) | MHHS-TMC |  | Transmitter, Telemetry |  | 074-04961 |  | TMC |  | TMC - CENTRAL MONITORING - HVI (3HVI) | [5 empty] | MONITORS, TELEMETRIC |  | TRANSMITTERTELEMETRY-GE-Apex Pro CH | TRANSMITTERTELEMETRY | Apex Pro CH |  |  |  | GE | Transmitter, Telemetry |  | TRANSMITTERTELEMETRY-GE-Apex Pro CH |  |  |  |  | No Coverage Specified | MHHS-TMC
NO | NO |  |  |  | 074-04962 |  | GE Medical Systems | APEX PRO CH |  | RT915296449GA | TMC - CENTRAL MONITORING - HVI (3HVI) | MHHS-TMC |  | Transmitter, Telemetry |  | 074-04962 |  | TMC |  | TMC - CENTRAL MONITORING - HVI (3HVI) | [5 empty] | MONITORS, TELEMETRIC |  | TRANSMITTERTELEMETRY-GE-Apex Pro CH | TRANSMITTERTELEMETRY | Apex Pro CH |  |  |  | GE | Transmitter, Telemetry |  | TRANSMITTERTELEMETRY-GE-Apex Pro CH |  |  |  |  | Covered PM Repair - Biomedical | MHHS-TMC
NO | NO |  |  |  | 074-04963 |  | GE Medical Systems | APEX PRO CH |  | RT915296448GA | TMC - CENTRAL MONITORING - HVI (3HVI) | MHHS-TMC |  | Transmitter, Telemetry |  | 074-04963 |  | TMC |  | TMC - CENTRAL MONITORING - HVI (3HVI) | [5 empty] | MONITORS, TELEMETRIC |  | TRANSMITTERTELEMETRY-GE-Apex Pro CH | TRANSMITTERTELEMETRY | Apex Pro CH |  |  |  | GE | Transmitter, Telemetry |  | TRANSMITTERTELEMETRY-GE-Apex Pro CH |  |  |  |  | Covered PM Repair - Biomedical | MHHS-TMC
NO | NO |  |  |  | 074-04966 |  | GE Medical Systems | APEX PRO CH |  | RT915296459GA | TMC - CENTRAL MONITORING - HVI (3HVI) | MHHS-TMC |  | Transmitter, Telemetry |  | 074-04966 |  | TMC |  | TMC - CENTRAL MONITORING - HVI (3HVI) | [5 empty] | MONITORS, TELEMETRIC |  | TRANSMITTERTELEMETRY-GE-Apex Pro CH | TRANSMITTERTELEMETRY | Apex Pro CH |  |  |  | GE | Transmitter, Telemetry |  | TRANSMITTERTELEMETRY-GE-Apex Pro CH |  |  |  |  | Covered PM Repair - Biomedical | MHHS-TMC
NO | NO |  |  |  | 074-04967 |  | GE Medical Systems | APEX PRO CH |  | RT915296458GA | TMC - CENTRAL MONITORING - HVI (3HVI) | MHHS-TMC |  | Transmitter, Telemetry |  | 074-04967 |  | TMC |  | TMC - CENTRAL MONITORING - HVI (3HVI) | [5 empty] | MONITORS, TELEMETRIC |  | TRANSMITTERTELEMETRY-GE-Apex Pro CH | TRANSMITTERTELEMETRY | Apex Pro CH |  |  |  | GE | Transmitter, Telemetry |  | TRANSMITTERTELEMETRY-GE-Apex Pro CH |  |  |  |  | Covered PM Repair - Biomedical | MHHS-TMC
NO | NO |  |  |  | 074-04968 |  | GE Medical Systems | APEX PRO CH |  | RT915296461GA | TMC - CENTRAL MONITORING - HVI (3HVI) | MHHS-TMC |  | Transmitter, Telemetry |  | 074-04968 |  | TMC |  | TMC - CENTRAL MONITORING - HVI (3HVI) | [5 empty] | MONITORS, TELEMETRIC |  | TRANSMITTERTELEMETRY-GE-Apex Pro CH | TRANSMITTERTELEMETRY | Apex Pro CH |  |  |  | GE | Transmitter, Telemetry |  | TRANSMITTERTELEMETRY-GE-Apex Pro CH |  |  |  |  | Covered PM Repair - Respiratory/Steriliz | MHHS-TMC
NO | NO |  |  |  | 074-04969 |  | GE Medical Systems | APEX PRO CH |  | RT915296455GA | TMC - CENTRAL MONITORING - HVI (3HVI) | MHHS-TMC |  | Transmitter, Telemetry |  | 074-04969 |  | TMC |  | TMC - CENTRAL MONITORING - HVI (3HVI) | [5 empty] | MONITORS, TELEMETRIC |  | TRANSMITTERTELEMETRY-GE-Apex Pro CH | TRANSMITTERTELEMETRY | Apex Pro CH |  |  |  | GE | Transmitter, Telemetry |  | TRANSMITTERTELEMETRY-GE-Apex Pro CH |  |  |  |  | Covered PM Repair - Biomedical | MHHS-TMC
NO | NO |  |  |  | 074-04970 |  | GE Medical Systems | APEX PRO CH |  | RT915296456GA | TMC - CENTRAL MONITORING - HVI (3HVI) | MHHS-TMC |  | Transmitter, Telemetry |  | 074-04970 |  | TMC |  | TMC - CENTRAL MONITORING - HVI (3HVI) | [5 empty] | MONITORS, TELEMETRIC |  | TRANSMITTERTELEMETRY-GE-Apex Pro CH | TRANSMITTERTELEMETRY | Apex Pro CH |  |  |  | GE | Transmitter, Telemetry |  | TRANSMITTERTELEMETRY-GE-Apex Pro CH |  |  |  |  | Covered PM Repair - Biomedical | MHHS-TMC
NO | NO |  |  |  | 074-05014 |  | GE Medical Systems | APEX PRO CH |  | RT915205295GA | TMC - CENTRAL MONITORING - HVI (3HVI) | MHHS-TMC |  | Transmitter, Telemetry |  | 074-05014 |  | TMC |  | TMC - CENTRAL MONITORING - HVI (3HVI) | [5 empty] | MONITORS, TELEMETRIC |  | TRANSMITTERTELEMETRY-GE-Apex Pro CH | TRANSMITTERTELEMETRY | Apex Pro CH |  |  |  | GE | Transmitter, Telemetry |  | TRANSMITTERTELEMETRY-GE-Apex Pro CH |  |  |  |  | Covered PM Repair - Biomedical | MHHS-TMC
NO | NO |  |  |  | 074-05015 |  | GE Medical Systems | APEX PRO CH |  | RT915205258GA | TMC - CENTRAL MONITORING - HVI (3HVI) | MHHS-TMC |  | Transmitter, Telemetry |  | 074-05015 |  | TMC |  | TMC - CENTRAL MONITORING - HVI (3HVI) | [5 empty] | MONITORS, TELEMETRIC |  | TRANSMITTERTELEMETRY-GE-Apex Pro CH | TRANSMITTERTELEMETRY | Apex Pro CH |  |  |  | GE | Transmitter, Telemetry |  | TRANSMITTERTELEMETRY-GE-Apex Pro CH |  |  |  |  | Covered PM Repair - Biomedical | MHHS-TMC
NO | NO |  |  |  | 074-05017 |  | GE Medical Systems | APEX PRO CH |  | RT915205259GA | TMC - CENTRAL MONITORING - HVI (3HVI) | MHHS-TMC |  | Transmitter, Telemetry |  | 074-05017 |  | TMC |  | TMC - CENTRAL MONITORING - HVI (3HVI) | [5 empty] | MONITORS, TELEMETRIC |  | TRANSMITTERTELEMETRY-GE-Apex Pro CH | TRANSMITTERTELEMETRY | Apex Pro CH |  |  |  | GE | Transmitter, Telemetry |  | TRANSMITTERTELEMETRY-GE-Apex Pro CH |  |  |  |  | Covered PM Repair - Respiratory/Steriliz | MHHS-TMC
NO | NO |  |  |  | 074-05019 |  | GE Medical Systems | APEX PRO CH |  | RT915205261GA | TMC - CENTRAL MONITORING - HVI (3HVI) | MHHS-TMC |  | Transmitter, Telemetry |  | 074-05019 |  | TMC |  | TMC - CENTRAL MONITORING - HVI (3HVI) | [5 empty] | MONITORS, TELEMETRIC |  | TRANSMITTERTELEMETRY-GE-Apex Pro CH | TRANSMITTERTELEMETRY | Apex Pro CH |  |  |  | GE | Transmitter, Telemetry |  | TRANSMITTERTELEMETRY-GE-Apex Pro CH |  |  |  |  | Covered PM Repair - Respiratory/Steriliz | MHHS-TMC
NO | NO |  |  |  | 074-05020 |  | GE Medical Systems | APEX PRO CH |  | RT915205260GA | TMC - CENTRAL MONITORING - HVI (3HVI) | MHHS-TMC |  | Transmitter, Telemetry |  | 074-05020 |  | TMC |  | TMC - CENTRAL MONITORING - HVI (3HVI) | [5 empty] | MONITORS, TELEMETRIC |  | TRANSMITTERTELEMETRY-GE-Apex Pro CH | TRANSMITTERTELEMETRY | Apex Pro CH |  |  |  | GE | Transmitter, Telemetry |  | TRANSMITTERTELEMETRY-GE-Apex Pro CH |  |  |  |  | Covered PM Repair - Respiratory/Steriliz | MHHS-TMC
NO | NO |  |  |  | 074-05024 |  | GE Medical Systems | APEX PRO CH |  | RT915205284GA | TMC - CENTRAL MONITORING - HVI (3HVI) | MHHS-TMC |  | Transmitter, Telemetry |  | 074-05024 |  | TMC |  | TMC - CENTRAL MONITORING - HVI (3HVI) | [5 empty] | MONITORS, TELEMETRIC |  | TRANSMITTERTELEMETRY-GE-Apex Pro CH | TRANSMITTERTELEMETRY | Apex Pro CH |  |  |  | GE | Transmitter, Telemetry |  | TRANSMITTERTELEMETRY-GE-Apex Pro CH |  |  |  |  | Covered PM Repair - Respiratory/Steriliz | MHHS-TMC
NO | NO |  |  |  | 074-05025 |  | GE Medical Systems | APEX PRO CH |  | RT915205285GA | TMC - CENTRAL MONITORING - HVI (3HVI) | MHHS-TMC |  | Transmitter, Telemetry |  | 074-05025 |  | TMC |  | TMC - CENTRAL MONITORING - HVI (3HVI) | [5 empty] | MONITORS, TELEMETRIC |  | TRANSMITTERTELEMETRY-GE-Apex Pro CH | TRANSMITTERTELEMETRY | Apex Pro CH |  |  |  | GE | Transmitter, Telemetry |  | TRANSMITTERTELEMETRY-GE-Apex Pro CH |  |  |  |  | Covered PM Repair - Respiratory/Steriliz | MHHS-TMC
NO | NO |  |  |  | 074-05026 |  | GE Medical Systems | APEX PRO CH |  | RT915205286GA | TMC - CENTRAL MONITORING - HVI (3HVI) | MHHS-TMC |  | Transmitter, Telemetry |  | 074-05026 |  | TMC |  | TMC - CENTRAL MONITORING - HVI (3HVI) | [5 empty] | MONITORS, TELEMETRIC |  | TRANSMITTERTELEMETRY-GE-Apex Pro CH | TRANSMITTERTELEMETRY | Apex Pro CH |  |  |  | GE | Transmitter, Telemetry |  | TRANSMITTERTELEMETRY-GE-Apex Pro CH |  |  |  |  | Covered PM Repair - Respiratory/Steriliz | MHHS-TMC
NO | NO |  |  |  | 074-05027 |  | GE Medical Systems | APEX PRO CH |  | RT915205281GA | TMC - CENTRAL MONITORING - HVI (3HVI) | MHHS-TMC |  | Transmitter, Telemetry |  | 074-05027 |  | TMC |  | TMC - CENTRAL MONITORING - HVI (3HVI) | [5 empty] | MONITORS, TELEMETRIC |  | TRANSMITTERTELEMETRY-GE-Apex Pro CH | TRANSMITTERTELEMETRY | Apex Pro CH |  |  |  | GE | Transmitter, Telemetry |  | TRANSMITTERTELEMETRY-GE-Apex Pro CH |  |  |  |  | Covered PM Repair - Respiratory/Steriliz | MHHS-TMC
NO | NO |  |  |  | 074-05028 |  | GE Medical Systems | APEX PRO CH |  | RT915205283GA | TMC - CENTRAL MONITORING - HVI (3HVI) | MHHS-TMC |  | Transmitter, Telemetry |  | 074-05028 |  | TMC |  | TMC - CENTRAL MONITORING - HVI (3HVI) | [5 empty] | MONITORS, TELEMETRIC |  | TRANSMITTERTELEMETRY-GE-Apex Pro CH | TRANSMITTERTELEMETRY | Apex Pro CH |  |  |  | GE | Transmitter, Telemetry |  | TRANSMITTERTELEMETRY-GE-Apex Pro CH |  |  |  |  | Covered PM Repair - Respiratory/Steriliz | MHHS-TMC
NO | NO |  |  |  | 074-05029 |  | GE Medical Systems | APEX PRO CH |  | RT915205282GA | TMC - CENTRAL MONITORING - HVI (3HVI) | MHHS-TMC |  | Transmitter, Telemetry |  | 074-05029 |  | TMC |  | TMC - CENTRAL MONITORING - HVI (3HVI) | [5 empty] | MONITORS, TELEMETRIC |  | TRANSMITTERTELEMETRY-GE-Apex Pro CH | TRANSMITTERTELEMETRY | Apex Pro CH |  |  |  | GE | Transmitter, Telemetry |  | TRANSMITTERTELEMETRY-GE-Apex Pro CH |  |  |  |  | Covered PM Repair - Respiratory/Steriliz | MHHS-TMC
NO | NO |  |  |  | 074-05030 |  | GE Medical Systems | APEX PRO CH |  | RT915205279GA | TMC - CENTRAL MONITORING - HVI (3HVI) | MHHS-TMC |  | Transmitter, Telemetry |  | 074-05030 |  | TMC |  | TMC - CENTRAL MONITORING - HVI (3HVI) | [5 empty] | MONITORS, TELEMETRIC |  | TRANSMITTERTELEMETRY-GE-Apex Pro CH | TRANSMITTERTELEMETRY | Apex Pro CH |  |  |  | GE | Transmitter, Telemetry |  | TRANSMITTERTELEMETRY-GE-Apex Pro CH |  |  |  |  | Covered PM Repair - Respiratory/Steriliz | MHHS-TMC
NO | NO |  |  |  | 074-05031 |  | GE Medical Systems | APEX PRO CH |  | RT915205293GA | TMC - CENTRAL MONITORING - HVI (3HVI) | MHHS-TMC |  | Transmitter, Telemetry |  | 074-05031 |  | TMC |  | TMC - CENTRAL MONITORING - HVI (3HVI) | [5 empty] | MONITORS, TELEMETRIC |  | TRANSMITTERTELEMETRY-GE-Apex Pro CH | TRANSMITTERTELEMETRY | Apex Pro CH |  |  |  | GE | Transmitter, Telemetry |  | TRANSMITTERTELEMETRY-GE-Apex Pro CH |  |  |  |  | Covered PM Repair - Respiratory/Steriliz | MHHS-TMC
NO | NO |  |  |  | 074-05032 |  | GE Medical Systems | APEX PRO CH |  | RT915205290GA | TMC - CENTRAL MONITORING - HVI (3HVI) | MHHS-TMC |  | Transmitter, Telemetry |  | 074-05032 |  | TMC |  | TMC - CENTRAL MONITORING - HVI (3HVI) | [5 empty] | MONITORS, TELEMETRIC |  | TRANSMITTERTELEMETRY-GE-Apex Pro CH | TRANSMITTERTELEMETRY | Apex Pro CH |  |  |  | GE | Transmitter, Telemetry |  | TRANSMITTERTELEMETRY-GE-Apex Pro CH |  |  |  |  | Covered PM Repair - Respiratory/Steriliz | MHHS-TMC
NO | NO |  |  |  | 074-05033 |  | GE Medical Systems | APEX PRO CH |  | RT915205264GA | TMC - CENTRAL MONITORING - HVI (3HVI) | MHHS-TMC |  | Transmitter, Telemetry |  | 074-05033 |  | TMC |  | TMC - CENTRAL MONITORING - HVI (3HVI) | [5 empty] | MONITORS, TELEMETRIC |  | TRANSMITTERTELEMETRY-GE-Apex Pro CH | TRANSMITTERTELEMETRY | Apex Pro CH |  |  |  | GE | Transmitter, Telemetry |  | TRANSMITTERTELEMETRY-GE-Apex Pro CH |  |  |  |  | Covered PM Repair - Respiratory/Steriliz | MHHS-TMC
NO | NO |  |  |  | 074-05038 |  | GE Medical Systems | APEX PRO CH |  | RT915205245GA | TMC - CENTRAL MONITORING - HVI (3HVI) | MHHS-TMC |  | Transmitter, Telemetry |  | 074-05038 |  | TMC |  | TMC - CENTRAL MONITORING - HVI (3HVI) | [5 empty] | MONITORS, TELEMETRIC |  | TRANSMITTERTELEMETRY-GE-Apex Pro CH | TRANSMITTERTELEMETRY | Apex Pro CH |  |  |  | GE | Transmitter, Telemetry |  | TRANSMITTERTELEMETRY-GE-Apex Pro CH |  |  |  |  | Covered PM Repair - Respiratory/Steriliz | MHHS-TMC
NO | NO |  |  |  | 074-05040 |  | GE Medical Systems | APEX PRO CH |  | RT915205244GA | TMC - CENTRAL MONITORING - HVI (3HVI) | MHHS-TMC |  | Transmitter, Telemetry |  | 074-05040 |  | TMC |  | TMC - CENTRAL MONITORING - HVI (3HVI) | [5 empty] | MONITORS, TELEMETRIC |  | TRANSMITTERTELEMETRY-GE-Apex Pro CH | TRANSMITTERTELEMETRY | Apex Pro CH |  |  |  | GE | Transmitter, Telemetry |  | TRANSMITTERTELEMETRY-GE-Apex Pro CH |  |  |  |  | Covered PM Repair - Respiratory/Steriliz | MHHS-TMC
NO | NO |  |  |  | 074-05041 |  | GE Medical Systems | APEX PRO CH |  | RT915205267GA | TMC - CENTRAL MONITORING - HVI (3HVI) | MHHS-TMC |  | Transmitter, Telemetry |  | 074-05041 |  | TMC |  | TMC - CENTRAL MONITORING - HVI (3HVI) | [5 empty] | MONITORS, TELEMETRIC |  | TRANSMITTERTELEMETRY-GE-Apex Pro CH | TRANSMITTERTELEMETRY | Apex Pro CH |  |  |  | GE | Transmitter, Telemetry |  | TRANSMITTERTELEMETRY-GE-Apex Pro CH |  |  |  |  | Covered PM Repair - Respiratory/Steriliz | MHHS-TMC
NO | NO |  |  |  | 074-05043 |  | GE Medical Systems | APEX PRO CH |  | RT915205240GA | TMC - CENTRAL MONITORING - HVI (3HVI) | MHHS-TMC |  | Transmitter, Telemetry |  | 074-05043 |  | TMC |  | TMC - CENTRAL MONITORING - HVI (3HVI) | [5 empty] | MONITORS, TELEMETRIC |  | TRANSMITTERTELEMETRY-GE-Apex Pro CH | TRANSMITTERTELEMETRY | Apex Pro CH |  |  |  | GE | Transmitter, Telemetry |  | TRANSMITTERTELEMETRY-GE-Apex Pro CH |  |  |  |  | Covered PM Repair - Respiratory/Steriliz | MHHS-TMC
NO | NO |  |  |  | 074-05044 |  | GE Medical Systems | APEX PRO CH |  | RT915205242 | TMC - CENTRAL MONITORING - HVI (3HVI) | MHHS-TMC |  | Transmitter, Telemetry |  | 074-05044 |  | TMC |  | TMC - CENTRAL MONITORING - HVI (3HVI) | [5 empty] | MONITORS, TELEMETRIC |  | TRANSMITTERTELEMETRY-GE-Apex Pro CH | TRANSMITTERTELEMETRY | Apex Pro CH |  |  |  | GE | Transmitter, Telemetry |  | TRANSMITTERTELEMETRY-GE-Apex Pro CH |  |  |  |  | Covered PM Repair - Respiratory/Steriliz | MHHS-TMC
NO | NO |  |  |  | 074-05045 |  | GE Medical Systems | APEX PRO CH |  | RT915205246GA | TMC - CENTRAL MONITORING - HVI (3HVI) | MHHS-TMC |  | Transmitter, Telemetry |  | 074-05045 |  | TMC |  | TMC - CENTRAL MONITORING - HVI (3HVI) | [5 empty] | MONITORS, TELEMETRIC |  | TRANSMITTERTELEMETRY-GE-Apex Pro CH | TRANSMITTERTELEMETRY | Apex Pro CH |  |  |  | GE | Transmitter, Telemetry |  | TRANSMITTERTELEMETRY-GE-Apex Pro CH |  |  |  |  | Covered PM Repair - Respiratory/Steriliz | MHHS-TMC
NO | NO |  |  |  | 074-05046 |  | GE Medical Systems | APEX PRO CH |  | RT915205239GA | TMC - CENTRAL MONITORING - HVI (3HVI) | MHHS-TMC |  | Transmitter, Telemetry |  | 074-05046 |  | TMC |  | TMC - CENTRAL MONITORING - HVI (3HVI) | [5 empty] | MONITORS, TELEMETRIC |  | TRANSMITTERTELEMETRY-GE-Apex Pro CH | TRANSMITTERTELEMETRY | Apex Pro CH |  |  |  | GE | Transmitter, Telemetry |  | TRANSMITTERTELEMETRY-GE-Apex Pro CH |  |  |  |  | Covered PM Repair - Respiratory/Steriliz | MHHS-TMC
NO | NO |  |  |  | 074-05187 |  | GE Medical Systems | APEX PRO CH |  | RT916470011SA | TMC - CENTRAL MONITORING - HVI (3HVI) | MHHS-TMC |  | Transmitter, Telemetry |  | 074-05187 |  | TMC |  | TMC - CENTRAL MONITORING - HVI (3HVI) | [5 empty] | MONITORS, TELEMETRIC |  | TRANSMITTERTELEMETRY-GE-Apex Pro CH | TRANSMITTERTELEMETRY | Apex Pro CH |  |  |  | GE | Transmitter, Telemetry |  | TRANSMITTERTELEMETRY-GE-Apex Pro CH |  |  |  |  | Covered PM Repair - Respiratory/Steriliz | MHHS-TMC
NO | NO |  |  |  | 074-05188 |  | GE Medical Systems | APEX PRO CH |  | RT916470078SA | TMC - CENTRAL MONITORING - HVI (3HVI) | MHHS-TMC |  | Transmitter, Telemetry |  | 074-05188 |  | TMC |  | TMC - CENTRAL MONITORING - HVI (3HVI) | [5 empty] | MONITORS, TELEMETRIC |  | TRANSMITTERTELEMETRY-GE-Apex Pro CH | TRANSMITTERTELEMETRY | Apex Pro CH |  |  |  | GE | Transmitter, Telemetry |  | TRANSMITTERTELEMETRY-GE-Apex Pro CH |  |  |  |  | Covered PM Repair - Respiratory/Steriliz | MHHS-TMC
NO | NO |  |  |  | 074-05189 |  | GE Medical Systems | APEX PRO CH |  | RT916470086SA | TMC - CENTRAL MONITORING - HVI (3HVI) | MHHS-TMC |  | Transmitter, Telemetry |  | 074-05189 |  | TMC |  | TMC - CENTRAL MONITORING - HVI (3HVI) | [5 empty] | MONITORS, TELEMETRIC |  | TRANSMITTERTELEMETRY-GE-Apex Pro CH | TRANSMITTERTELEMETRY | Apex Pro CH |  |  |  | GE | Transmitter, Telemetry |  | TRANSMITTERTELEMETRY-GE-Apex Pro CH |  |  |  |  | Covered PM Repair - Respiratory/Steriliz | MHHS-TMC
NO | NO |  |  |  | 074-05191 |  | GE Medical Systems | APEX PRO CH |  | RT9164700285SA | TMC - CENTRAL MONITORING - HVI (3HVI) | MHHS-TMC |  | Transmitter, Telemetry |  | 074-05191 |  | TMC |  | TMC - CENTRAL MONITORING - HVI (3HVI) | [5 empty] | MONITORS, TELEMETRIC |  | TRANSMITTERTELEMETRY-GE-Apex Pro CH | TRANSMITTERTELEMETRY | Apex Pro CH |  |  |  | GE | Transmitter, Telemetry |  | TRANSMITTERTELEMETRY-GE-Apex Pro CH |  |  |  |  | Covered PM Repair - Respiratory/Steriliz | MHHS-TMC
NO | NO |  |  |  | 074-05193 |  | GE Medical Systems | APEX PRO CH |  | RT916470051SA | TMC - CENTRAL MONITORING - HVI (3HVI) | MHHS-TMC |  | Transmitter, Telemetry |  | 074-05193 |  | TMC |  | TMC - CENTRAL MONITORING - HVI (3HVI) | [5 empty] | MONITORS, TELEMETRIC |  | TRANSMITTERTELEMETRY-GE-Apex Pro CH | TRANSMITTERTELEMETRY | Apex Pro CH |  |  |  | GE | Transmitter, Telemetry |  | TRANSMITTERTELEMETRY-GE-Apex Pro CH |  |  |  |  | Covered PM Repair - Respiratory/Steriliz | MHHS-TMC
NO | NO |  |  |  | 074-05195 |  | GE Medical Systems | APEX PRO CH |  | RT916470037SA | TMC - CENTRAL MONITORING - HVI (3HVI) | MHHS-TMC |  | Transmitter, Telemetry |  | 074-05195 |  | TMC |  | TMC - CENTRAL MONITORING - HVI (3HVI) | [5 empty] | MONITORS, TELEMETRIC |  | TRANSMITTERTELEMETRY-GE-Apex Pro CH | TRANSMITTERTELEMETRY | Apex Pro CH |  |  |  | GE | Transmitter, Telemetry |  | TRANSMITTERTELEMETRY-GE-Apex Pro CH |  |  |  |  | Covered PM Repair - Respiratory/Steriliz | MHHS-TMC
NO | NO |  |  |  | 074-05196 |  | GE Medical Systems | APEX PRO CH |  | RT916470002SA | TMC - CENTRAL MONITORING - HVI (3HVI) | MHHS-TMC |  | Transmitter, Telemetry |  | 074-05196 |  | TMC |  | TMC - CENTRAL MONITORING - HVI (3HVI) | [5 empty] | MONITORS, TELEMETRIC |  | TRANSMITTERTELEMETRY-GE-Apex Pro CH | TRANSMITTERTELEMETRY | Apex Pro CH |  |  |  | GE | Transmitter, Telemetry |  | TRANSMITTERTELEMETRY-GE-Apex Pro CH |  |  |  |  | Covered PM Repair - Respiratory/Steriliz | MHHS-TMC
NO | NO |  |  |  | 074-05197 |  | GE Medical Systems | APEX PRO CH |  | RT916470076SA | TMC - CENTRAL MONITORING - HVI (3HVI) | MHHS-TMC |  | Transmitter, Telemetry |  | 074-05197 |  | TMC |  | TMC - CENTRAL MONITORING - HVI (3HVI) | [5 empty] | MONITORS, TELEMETRIC |  | TRANSMITTERTELEMETRY-GE-Apex Pro CH | TRANSMITTERTELEMETRY | Apex Pro CH |  |  |  | GE | Transmitter, Telemetry |  | TRANSMITTERTELEMETRY-GE-Apex Pro CH |  |  |  |  | Covered PM Repair - Respiratory/Steriliz | MHHS-TMC
NO | NO |  |  |  | 074-05456 |  | GE Medical Systems | APEX PRO CH |  | RT917260127SA | TMC - CENTRAL MONITORING - HVI (3HVI) | MHHS-TMC |  | Transmitter, Telemetry |  | 074-05456 |  | TMC |  | TMC - CENTRAL MONITORING - HVI (3HVI) | [5 empty] | MONITORS, TELEMETRIC |  | TRANSMITTERTELEMETRY-GE-Apex Pro CH | TRANSMITTERTELEMETRY | Apex Pro CH |  |  |  | GE | Transmitter, Telemetry |  | TRANSMITTERTELEMETRY-GE-Apex Pro CH |  |  |  |  | Covered PM Repair - Respiratory/Steriliz | MHHS-TMC
NO | NO |  |  |  | 074-05458 |  | GE Medical Systems | APEX PRO CH |  | RT917260098SA | TMC - CENTRAL MONITORING - HVI (3HVI) | MHHS-TMC |  | Transmitter, Telemetry |  | 074-05458 |  | TMC |  | TMC - CENTRAL MONITORING - HVI (3HVI) | [5 empty] | MONITORS, TELEMETRIC |  | TRANSMITTERTELEMETRY-GE-Apex Pro CH | TRANSMITTERTELEMETRY | Apex Pro CH |  |  |  | GE | Transmitter, Telemetry |  | TRANSMITTERTELEMETRY-GE-Apex Pro CH |  |  |  |  | Covered PM Repair - Respiratory/Steriliz | MHHS-TMC
NO | NO |  |  |  | 074-05696 |  | GE Medical Systems | APEX PRO CH |  | RT90925440GA | TMC - CENTRAL MONITORING - HVI (3HVI) | MHHS-TMC |  | Transmitter, Telemetry |  | 074-05696 |  | TMC |  | TMC - CENTRAL MONITORING - HVI (3HVI) | [5 empty] | MONITORS, TELEMETRIC |  | TRANSMITTERTELEMETRY-GE-Apex Pro CH | TRANSMITTERTELEMETRY | Apex Pro CH |  |  |  | GE | Transmitter, Telemetry |  | TRANSMITTERTELEMETRY-GE-Apex Pro CH |  |  |  |  | Covered PM Repair - Biomedical | MHHS-TMC
NO | NO | [5 empty] | GE Medical Systems | APEX PRO CH |  | RT905155047GA | TMC - CENTRAL MONITORING - HVI (3HVI) | MHHS-TMC |  | Transmitter, Telemetry |  |  |  | TMC |  | TMC - CENTRAL MONITORING - HVI (3HVI) | [5 empty] | MONITORS, TELEMETRIC |  | TRANSMITTERTELEMETRY-GE-Apex Pro CH | TRANSMITTERTELEMETRY | Apex Pro CH |  |  |  | GE | Transmitter, Telemetry |  | TRANSMITTERTELEMETRY-GE-Apex Pro CH |  |  |  |  | Covered PM Repair - Biomedical | MHHS-TMC
NO | NO | [5 empty] | GE Medical Systems | APEX PRO CH |  | RT909025396GA | TMC - CENTRAL MONITORING - HVI (3HVI) | MHHS-TMC |  | Transmitter, Telemetry |  |  |  | TMC |  | TMC - CENTRAL MONITORING - HVI (3HVI) | [5 empty] | MONITORS, TELEMETRIC |  | TRANSMITTERTELEMETRY-GE-Apex Pro CH | TRANSMITTERTELEMETRY | Apex Pro CH |  |  |  | GE | Transmitter, Telemetry |  | TRANSMITTERTELEMETRY-GE-Apex Pro CH |  |  |  |  | Covered PM Repair - Biomedical | MHHS-TMC
NO | NO | [5 empty] | GE Medical Systems | APEX PRO CH |  | RT909025440GA | TMC - CENTRAL MONITORING - HVI (3HVI) | MHHS-TMC |  | Transmitter, Telemetry |  |  |  | TMC |  | TMC - CENTRAL MONITORING - HVI (3HVI) | [5 empty] | MONITORS, TELEMETRIC |  | TRANSMITTERTELEMETRY-GE-Apex Pro CH | TRANSMITTERTELEMETRY | Apex Pro CH |  |  |  | GE | Transmitter, Telemetry |  | TRANSMITTERTELEMETRY-GE-Apex Pro CH |  |  |  |  | Covered PM Repair - Biomedical | MHHS-TMC
NO | NO | [5 empty] | GE Medical Systems | APEX PRO CH |  | RT909025436GA | TMC - CENTRAL MONITORING - HVI (3HVI) | MHHS-TMC |  | Transmitter, Telemetry |  |  |  | TMC |  | TMC - CENTRAL MONITORING - HVI (3HVI) | [5 empty] | MONITORS, TELEMETRIC |  | TRANSMITTERTELEMETRY-GE-Apex Pro CH | TRANSMITTERTELEMETRY | Apex Pro CH |  |  |  | GE | Transmitter, Telemetry |  | TRANSMITTERTELEMETRY-GE-Apex Pro CH |  |  |  |  | Covered PM Repair - Respiratory/Steriliz | MHHS-TMC
NO | NO | [5 empty] | GE Medical Systems | APEX PRO CH |  | RT909025398GA | TMC - CENTRAL MONITORING - HVI (3HVI) | MHHS-TMC |  | Transmitter, Telemetry |  |  |  | TMC |  | TMC - CENTRAL MONITORING - HVI (3HVI) | [5 empty] | MONITORS, TELEMETRIC |  | TRANSMITTERTELEMETRY-GE-Apex Pro CH | TRANSMITTERTELEMETRY | Apex Pro CH |  |  |  | GE | Transmitter, Telemetry |  | TRANSMITTERTELEMETRY-GE-Apex Pro CH |  |  |  |  | Covered PM Repair - Respiratory/Steriliz | MHHS-TMC
NO | NO | [5 empty] | GE Medical Systems | APEX PRO CH |  | RT909015290GA | TMC - CENTRAL MONITORING - HVI (3HVI) | MHHS-TMC |  | Transmitter, Telemetry |  |  |  | TMC |  | TMC - CENTRAL MONITORING - HVI (3HVI) | [5 empty] | MONITORS, TELEMETRIC |  | TRANSMITTERTELEMETRY-GE-Apex Pro CH | TRANSMITTERTELEMETRY | Apex Pro CH |  |  |  | GE | Transmitter, Telemetry |  | TRANSMITTERTELEMETRY-GE-Apex Pro CH |  |  |  |  | Covered PM Repair - Respiratory/Steriliz | MHHS-TMC
NO | NO | [5 empty] | GE Medical Systems | APEX PRO CH |  | RT909025386GA | TMC - CENTRAL MONITORING - HVI (3HVI) | MHHS-TMC |  | Transmitter, Telemetry |  |  |  | TMC |  | TMC - CENTRAL MONITORING - HVI (3HVI) | [5 empty] | MONITORS, TELEMETRIC |  | TRANSMITTERTELEMETRY-GE-Apex Pro CH | TRANSMITTERTELEMETRY | Apex Pro CH |  |  |  | GE | Transmitter, Telemetry |  | TRANSMITTERTELEMETRY-GE-Apex Pro CH |  |  |  |  | Covered PM Repair - Respiratory/Steriliz | MHHS-TMC
NO | NO | [5 empty] | GE Medical Systems | APEX PRO CH |  | RT912303815GA | TMC - CENTRAL MONITORING - HVI (3HVI) | MHHS-TMC |  | Transmitter, Telemetry |  |  |  | TMC |  | TMC - CENTRAL MONITORING - HVI (3HVI) | [5 empty] | MONITORS, TELEMETRIC |  | TRANSMITTERTELEMETRY-GE-Apex Pro CH | TRANSMITTERTELEMETRY | Apex Pro CH |  |  |  | GE | Transmitter, Telemetry |  | TRANSMITTERTELEMETRY-GE-Apex Pro CH |  |  |  |  | Covered PM Repair - Respiratory/Steriliz | MHHS-TMC
NO | NO | [5 empty] | GE Medical Systems | APEX PRO CH |  | RT912303816GA | TMC - CENTRAL MONITORING - HVI (3HVI) | MHHS-TMC |  | Transmitter, Telemetry |  |  |  | TMC |  | TMC - CENTRAL MONITORING - HVI (3HVI) | [5 empty] | MONITORS, TELEMETRIC |  | TRANSMITTERTELEMETRY-GE-Apex Pro CH | TRANSMITTERTELEMETRY | Apex Pro CH |  |  |  | GE | Transmitter, Telemetry |  | TRANSMITTERTELEMETRY-GE-Apex Pro CH |  |  |  |  | Covered PM Repair - Respiratory/Steriliz | MHHS-TMC
NO | NO | [5 empty] | GE Medical Systems | APEX PRO CH |  | RT912303817GA | TMC - CENTRAL MONITORING - HVI (3HVI) | MHHS-TMC |  | Transmitter, Telemetry |  |  |  | TMC |  | TMC - CENTRAL MONITORING - HVI (3HVI) | [5 empty] | MONITORS, TELEMETRIC |  | TRANSMITTERTELEMETRY-GE-Apex Pro CH | TRANSMITTERTELEMETRY | Apex Pro CH |  |  |  | GE | Transmitter, Telemetry |  | TRANSMITTERTELEMETRY-GE-Apex Pro CH |  |  |  |  | Covered PM Repair - Respiratory/Steriliz | MHHS-TMC
NO | NO | [5 empty] | GE Medical Systems | APEX PRO CH |  | RT912293789GA | TMC - CENTRAL MONITORING - HVI (3HVI) | MHHS-TMC |  | Transmitter, Telemetry |  |  |  | TMC |  | TMC - CENTRAL MONITORING - HVI (3HVI) | [5 empty] | MONITORS, TELEMETRIC |  | TRANSMITTERTELEMETRY-GE-Apex Pro CH | TRANSMITTERTELEMETRY | Apex Pro CH |  |  |  | GE | Transmitter, Telemetry |  | TRANSMITTERTELEMETRY-GE-Apex Pro CH |  |  |  |  | Covered PM Repair - Respiratory/Steriliz | MHHS-TMC
NO | NO | [5 empty] | GE Medical Systems | APEX PRO CH |  | RT912293790GA | TMC - CENTRAL MONITORING - HVI (3HVI) | MHHS-TMC |  | Transmitter, Telemetry |  |  |  | TMC |  | TMC - CENTRAL MONITORING - HVI (3HVI) | [5 empty] | MONITORS, TELEMETRIC |  | TRANSMITTERTELEMETRY-GE-Apex Pro CH | TRANSMITTERTELEMETRY | Apex Pro CH |  |  |  | GE | Transmitter, Telemetry |  | TRANSMITTERTELEMETRY-GE-Apex Pro CH |  |  |  |  | Covered PM Repair - Respiratory/Steriliz | MHHS-TMC
NO | NO | [5 empty] | GE Medical Systems | APEX PRO CH |  | RT9121303813GA | TMC - CENTRAL MONITORING - HVI (3HVI) | MHHS-TMC |  | Transmitter, Telemetry |  |  |  | TMC |  | TMC - CENTRAL MONITORING - HVI (3HVI) | [5 empty] | MONITORS, TELEMETRIC |  | TRANSMITTERTELEMETRY-GE-Apex Pro CH | TRANSMITTERTELEMETRY | Apex Pro CH |  |  |  | GE | Transmitter, Telemetry |  | TRANSMITTERTELEMETRY-GE-Apex Pro CH |  |  |  |  | Covered PM Repair - Respiratory/Steriliz | MHHS-TMC
NO | NO | [5 empty] | GE Medical Systems | APEX PRO CH |  | RT912303820GA | TMC - CENTRAL MONITORING - HVI (3HVI) | MHHS-TMC |  | Transmitter, Telemetry |  |  |  | TMC |  | TMC - CENTRAL MONITORING - HVI (3HVI) | [5 empty] | MONITORS, TELEMETRIC |  | TRANSMITTERTELEMETRY-GE-Apex Pro CH | TRANSMITTERTELEMETRY | Apex Pro CH |  |  |  | GE | Transmitter, Telemetry |  | TRANSMITTERTELEMETRY-GE-Apex Pro CH |  |  |  |  | Covered PM Repair - Respiratory/Steriliz | MHHS-TMC
NO | NO | [5 empty] | GE Medical Systems | APEX PRO CH |  | RT90812913GA | TMC - CENTRAL MONITORING - HVI (3HVI) | MHHS-TMC |  | Transmitter, Telemetry |  |  |  | TMC |  | TMC - CENTRAL MONITORING - HVI (3HVI) | [5 empty] | MONITORS, TELEMETRIC |  | TRANSMITTERTELEMETRY-GE-Apex Pro CH | TRANSMITTERTELEMETRY | Apex Pro CH |  |  |  | GE | Transmitter, Telemetry |  | TRANSMITTERTELEMETRY-GE-Apex Pro CH |  |  |  |  | Covered PM Repair - Respiratory/Steriliz | MHHS-TMC
NO | NO | [5 empty] | GE Medical Systems | APEX PRO CH |  | RT908129135GA | TMC - CENTRAL MONITORING - HVI (3HVI) | MHHS-TMC |  | Transmitter, Telemetry |  |  |  | TMC |  | TMC - CENTRAL MONITORING - HVI (3HVI) | [5 empty] | MONITORS, TELEMETRIC |  | TRANSMITTERTELEMETRY-GE-Apex Pro CH | TRANSMITTERTELEMETRY | Apex Pro CH |  |  |  | GE | Transmitter, Telemetry |  | TRANSMITTERTELEMETRY-GE-Apex Pro CH |  |  |  |  | Covered PM Repair - Respiratory/Steriliz | MHHS-TMC
NO | NO | [5 empty] | GE Medical Systems | APEX PRO CH |  | RT909025428GA | TMC - CENTRAL MONITORING - HVI (3HVI) | MHHS-TMC |  | Transmitter, Telemetry |  |  |  | TMC |  | TMC - CENTRAL MONITORING - HVI (3HVI) | [5 empty] | MONITORS, TELEMETRIC |  | TRANSMITTERTELEMETRY-GE-Apex Pro CH | TRANSMITTERTELEMETRY | Apex Pro CH |  |  |  | GE | Transmitter, Telemetry |  | TRANSMITTERTELEMETRY-GE-Apex Pro CH |  |  |  |  | Covered PM Repair - Respiratory/Steriliz | MHHS-TMC
NO | NO | [5 empty] | GE Medical Systems | APEX PRO CH |  | RT909025457GA | TMC - CENTRAL MONITORING - HVI (3HVI) | MHHS-TMC |  | Transmitter, Telemetry |  |  |  | TMC |  | TMC - CENTRAL MONITORING - HVI (3HVI) | [5 empty] | MONITORS, TELEMETRIC |  | TRANSMITTERTELEMETRY-GE-Apex Pro CH | TRANSMITTERTELEMETRY | Apex Pro CH |  |  |  | GE | Transmitter, Telemetry |  | TRANSMITTERTELEMETRY-GE-Apex Pro CH |  |  |  |  | Covered PM Repair - Respiratory/Steriliz | MHHS-TMC
NO | NO | [5 empty] | GE Medical Systems | APEX PRO CH |  | RT908129137GA | TMC - CENTRAL MONITORING - HVI (3HVI) | MHHS-TMC |  | Transmitter, Telemetry |  |  |  | TMC |  | TMC - CENTRAL MONITORING - HVI (3HVI) | [5 empty] | MONITORS, TELEMETRIC |  | TRANSMITTERTELEMETRY-GE-Apex Pro CH | TRANSMITTERTELEMETRY | Apex Pro CH |  |  |  | GE | Transmitter, Telemetry |  | TRANSMITTERTELEMETRY-GE-Apex Pro CH |  |  |  |  | Covered PM Repair - Respiratory/Steriliz | MHHS-TMC
NO | NO | [5 empty] | GE Medical Systems | APEX PRO CH |  | RT908129133GA | TMC - CENTRAL MONITORING - HVI (3HVI) | MHHS-TMC |  | Transmitter, Telemetry |  |  |  | TMC |  | TMC - CENTRAL MONITORING - HVI (3HVI) | [5 empty] | MONITORS, TELEMETRIC |  | TRANSMITTERTELEMETRY-GE-Apex Pro CH | TRANSMITTERTELEMETRY | Apex Pro CH |  |  |  | GE | Transmitter, Telemetry |  | TRANSMITTERTELEMETRY-GE-Apex Pro CH |  |  |  |  | Covered PM Repair - Respiratory/Steriliz | MHHS-TMC
NO | NO | [5 empty] | GE Medical Systems | APEX PRO CH |  | RT908078587GA | TMC - CENTRAL MONITORING - HVI (3HVI) | MHHS-TMC |  | Transmitter, Telemetry |  |  |  | TMC |  | TMC - CENTRAL MONITORING - HVI (3HVI) | [5 empty] | MONITORS, TELEMETRIC |  | TRANSMITTERTELEMETRY-GE-Apex Pro CH | TRANSMITTERTELEMETRY | Apex Pro CH |  |  |  | GE | Transmitter, Telemetry |  | TRANSMITTERTELEMETRY-GE-Apex Pro CH |  |  |  |  | Covered PM Repair - Respiratory/Steriliz | MHHS-TMC
NO | NO |  |  |  | 069-17175 |  | GE Medical Systems | APEX PRO CH |  | B4T52033G | TMC - HVI - CARDIOLOGY (3HVI) | MHHS-TMC |  | Transmitter, Telemetry |  | 069-17175 |  | TMC |  | TMC - HVI - CARDIOLOGY (3HVI) | [5 empty] | MONITORS, TELEMETRIC |  | TRANSMITTERTELEMETRY-GE-Apex Pro CH | TRANSMITTERTELEMETRY | Apex Pro CH |  |  |  | GE | Transmitter, Telemetry |  | TRANSMITTERTELEMETRY-GE-Apex Pro CH |  |  |  |  | Covered PM Repair - Respiratory/Steriliz | MHHS-TMC
NO | NO |  |  |  | 074-01334 |  | GE Medical Systems | APEX PRO CH |  | RT917260050SA | TMC - CENTRAL MONITORING - HVI (3HVI) | MHHS-TMC |  | Transmitter, Telemetry |  | 074-01334 |  | TMC |  | TMC - CENTRAL MONITORING - HVI (3HVI) | [5 empty] | MONITORS, TELEMETRIC, TRANSMITTER |  | TRANSMITTERTELEMETRY-GE-Apex Pro CH | TRANSMITTERTELEMETRY | Apex Pro CH |  |  |  | GE | Transmitter, Telemetry |  | TRANSMITTERTELEMETRY-GE-Apex Pro CH |  |  |  |  | Covered PM Repair - Biomedical | MHHS-TMC
NO | NO |  |  |  | 074-01335 |  | GE Medical Systems | APEX PRO CH |  | RT917260051SA | TMC - CENTRAL MONITORING - HVI (3HVI) | MHHS-TMC |  | Transmitter, Telemetry |  | 074-01335 |  | TMC |  | TMC - CENTRAL MONITORING - HVI (3HVI) | [5 empty] | MONITORS, TELEMETRIC, TRANSMITTER |  | TRANSMITTERTELEMETRY-GE-Apex Pro CH | TRANSMITTERTELEMETRY | Apex Pro CH |  |  |  | GE | Transmitter, Telemetry |  | TRANSMITTERTELEMETRY-GE-Apex Pro CH |  |  |  |  | Covered PM Repair - Biomedical | MHHS-TMC
NO | NO |  |  |  | 074-04562 |  | GE Medical Systems | APEX PRO CH |  | RT909025497GA | TMC - CENTRAL MONITORING - HVI (3HVI) | MHHS-TMC |  | Transmitter, Telemetry |  | 074-04562 |  | TMC |  | TMC - CENTRAL MONITORING - HVI (3HVI) | [5 empty] | MONITORS, TELEMETRIC, TRANSMITTER |  | TRANSMITTERTELEMETRY-GE-Apex Pro CH | TRANSMITTERTELEMETRY | Apex Pro CH |  |  |  | GE | Transmitter, Telemetry |  | TRANSMITTERTELEMETRY-GE-Apex Pro CH |  |  |  |  | Covered PM Repair - Biomedical | MHHS-TMC
NO | NO |  |  |  | 074-04563 |  | GE Medical Systems | APEX PRO CH |  | RT909025437GA | TMC - CENTRAL MONITORING - HVI (3HVI) | MHHS-TMC |  | Transmitter, Telemetry |  | 074-04563 |  | TMC |  | TMC - CENTRAL MONITORING - HVI (3HVI) | [5 empty] | MONITORS, TELEMETRIC, TRANSMITTER |  | TRANSMITTERTELEMETRY-GE-Apex Pro CH | TRANSMITTERTELEMETRY | Apex Pro CH |  |  |  | GE | Transmitter, Telemetry |  | TRANSMITTERTELEMETRY-GE-Apex Pro CH |  |  |  |  | Covered PM Repair - Biomedical | MHHS-TMC
NO | NO |  |  |  | 074-04886 |  | GE Medical Systems | APEX PRO CH |  | RT915195228GA | TMC - CENTRAL MONITORING - HVI (3HVI) | MHHS-TMC |  | Transmitter, Telemetry |  | 074-04886 |  | TMC |  | TMC - CENTRAL MONITORING - HVI (3HVI) | [5 empty] | MONITORS, TELEMETRIC, TRANSMITTER |  | TRANSMITTERTELEMETRY-GE-Apex Pro CH | TRANSMITTERTELEMETRY | Apex Pro CH |  |  |  | GE | Transmitter, Telemetry |  | TRANSMITTERTELEMETRY-GE-Apex Pro CH |  |  |  |  | Covered PM Repair - Biomedical | MHHS-TMC
NO | NO |  |  |  | 074-04890 |  | GE Medical Systems | APEX PRO CH |  | RT915205205275GA | TMC - CENTRAL MONITORING - HVI (3HVI) | MHHS-TMC |  | Transmitter, Telemetry |  | 074-04890 |  | TMC |  | TMC - CENTRAL MONITORING - HVI (3HVI) | [5 empty] | MONITORS, TELEMETRIC, TRANSMITTER |  | TRANSMITTERTELEMETRY-GE-Apex Pro CH | TRANSMITTERTELEMETRY | Apex Pro CH |  |  |  | GE | Transmitter, Telemetry |  | TRANSMITTERTELEMETRY-GE-Apex Pro CH |  |  |  |  | Covered PM Repair - Biomedical | MHHS-TMC
NO | NO |  |  |  | 074-05042 |  | GE Medical Systems | APEX PRO CH |  | RT915205263GA | TMC - CENTRAL MONITORING - HVI (3HVI) | MHHS-TMC |  | Transmitter, Telemetry |  | 074-05042 |  | TMC |  | TMC - CENTRAL MONITORING - HVI (3HVI) | [5 empty] | MONITORS, TELEMETRIC, TRANSMITTER |  | TRANSMITTERTELEMETRY-GE-Apex Pro CH | TRANSMITTERTELEMETRY | Apex Pro CH |  |  |  | GE | Transmitter, Telemetry |  | TRANSMITTERTELEMETRY-GE-Apex Pro CH |  |  |  |  | Covered PM Repair - Respiratory/Steriliz | MHHS-TMC
NO | NO |  |  |  | 074-05185 |  | GE Medical Systems | APEX PRO CH |  | RT916460067SA | TMC - CENTRAL MONITORING - HVI (3HVI) | MHHS-TMC |  | Transmitter, Telemetry |  | 074-05185 |  | TMC |  | TMC - CENTRAL MONITORING - HVI (3HVI) | [5 empty] | MONITORS, TELEMETRIC, TRANSMITTER |  | TRANSMITTERTELEMETRY-GE-Apex Pro CH | TRANSMITTERTELEMETRY | Apex Pro CH |  |  |  | GE | Transmitter, Telemetry |  | TRANSMITTERTELEMETRY-GE-Apex Pro CH |  |  |  |  | Covered PM Repair - Respiratory/Steriliz | MHHS-TMC
NO | NO |  |  |  | 074-05186 |  | GE Medical Systems | APEX PRO CH |  | RT916470069SA | TMC - CENTRAL MONITORING - HVI (3HVI) | MHHS-TMC |  | Transmitter, Telemetry |  | 074-05186 |  | TMC |  | TMC - CENTRAL MONITORING - HVI (3HVI) | [5 empty] | MONITORS, TELEMETRIC, TRANSMITTER |  | TRANSMITTERTELEMETRY-GE-Apex Pro CH | TRANSMITTERTELEMETRY | Apex Pro CH |  |  |  | GE | Transmitter, Telemetry |  | TRANSMITTERTELEMETRY-GE-Apex Pro CH |  |  |  |  | Covered PM Repair - Biomedical | MHHS-TMC
NO | NO |  |  |  | 074-05453 |  | GE Medical Systems | APEX PRO CH |  | RT917260023SA | TMC - CENTRAL MONITORING - HVI (3HVI) | MHHS-TMC |  | Transmitter, Telemetry |  | 074-05453 |  | TMC |  | TMC - CENTRAL MONITORING - HVI (3HVI) | [5 empty] | MONITORS, TELEMETRIC, TRANSMITTER |  | TRANSMITTERTELEMETRY-GE-Apex Pro CH | TRANSMITTERTELEMETRY | Apex Pro CH |  |  |  | GE | Transmitter, Telemetry |  | TRANSMITTERTELEMETRY-GE-Apex Pro CH |  |  |  |  | Covered PM Repair - Respiratory/Steriliz | MHHS-TMC
NO | NO | [5 empty] | GE Medical Systems | APEX PRO CH |  | RT911063756GA | TMC - CENTRAL MONITORING - HVI (3HVI) | MHHS-TMC |  | Transmitter, Telemetry |  |  |  | TMC |  | TMC - CENTRAL MONITORING - HVI (3HVI) | [5 empty] | MONITORS, TELEMETRIC, TRANSMITTER |  | TRANSMITTERTELEMETRY-GE-Apex Pro CH | TRANSMITTERTELEMETRY | Apex Pro CH |  |  |  | GE | Transmitter, Telemetry |  | TRANSMITTERTELEMETRY-GE-Apex Pro CH |  |  |  |  | Covered PM Repair - Biomedical | MHHS-TMC
NO | NO | [5 empty] | GE Medical Systems | APEX PRO CH |  | RT906447822GA | TMC - CENTRAL MONITORING - HVI (3HVI) | MHHS-TMC |  | Transmitter, Telemetry |  |  |  | TMC |  | TMC - CENTRAL MONITORING - HVI (3HVI) | [5 empty] | MONITORS, TELEMETRIC, TRANSMITTER |  | TRANSMITTERTELEMETRY-GE-Apex Pro CH | TRANSMITTERTELEMETRY | Apex Pro CH |  |  |  | GE | Transmitter, Telemetry |  | TRANSMITTERTELEMETRY-GE-Apex Pro CH |  |  |  |  | Covered PM Repair - Biomedical | MHHS-TMC
NO | NO | [5 empty] | GE Medical Systems | APEX PRO CH |  | RT911063810GA | TMC - CENTRAL MONITORING - HVI (3HVI) | MHHS-TMC |  | Transmitter, Telemetry |  |  |  | TMC |  | TMC - CENTRAL MONITORING - HVI (3HVI) | [5 empty] | MONITORS, TELEMETRIC, TRANSMITTER |  | TRANSMITTERTELEMETRY-GE-Apex Pro CH | TRANSMITTERTELEMETRY | Apex Pro CH |  |  |  | GE | Transmitter, Telemetry |  | TRANSMITTERTELEMETRY-GE-Apex Pro CH |  |  |  |  | Covered PM Repair - Biomedical | MHHS-TMC
NO | NO | [5 empty] | GE Medical Systems | APEX PRO CH |  | RT909025373GA | TMC - CENTRAL MONITORING - HVI (3HVI) | MHHS-TMC |  | Transmitter, Telemetry |  |  |  | TMC |  | TMC - CENTRAL MONITORING - HVI (3HVI) | [5 empty] | MONITORS, TELEMETRIC, TRANSMITTER |  | TRANSMITTERTELEMETRY-GE-Apex Pro CH | TRANSMITTERTELEMETRY | Apex Pro CH |  |  |  | GE | Transmitter, Telemetry |  | TRANSMITTERTELEMETRY-GE-Apex Pro CH |  |  |  |  | Covered PM Repair - Biomedical | MHHS-TMC
NO | NO | [5 empty] | GE Medical Systems | APEX PRO CH |  | RT90902521GA | TMC - CENTRAL MONITORING - HVI (3HVI) | MHHS-TMC |  | Transmitter, Telemetry |  |  |  | TMC |  | TMC - CENTRAL MONITORING - HVI (3HVI) | [5 empty] | MONITORS, TELEMETRIC, TRANSMITTER |  | TRANSMITTERTELEMETRY-GE-Apex Pro CH | TRANSMITTERTELEMETRY | Apex Pro CH |  |  |  | GE | Transmitter, Telemetry |  | TRANSMITTERTELEMETRY-GE-Apex Pro CH |  |  |  |  | Covered PM Repair - Biomedical | MHHS-TMC
NO | NO | [5 empty] | GE Medical Systems | APEX PRO CH |  | RT905489144GA | TMC - CENTRAL MONITORING - HVI (3HVI) | MHHS-TMC |  | Transmitter, Telemetry |  |  |  | TMC |  | TMC - CENTRAL MONITORING - HVI (3HVI) | [5 empty] | MONITORS, TELEMETRIC, TRANSMITTER |  | TRANSMITTERTELEMETRY-GE-Apex Pro CH | TRANSMITTERTELEMETRY | Apex Pro CH |  |  |  | GE | Transmitter, Telemetry |  | TRANSMITTERTELEMETRY-GE-Apex Pro CH |  |  |  |  | Covered PM Repair - Biomedical | MHHS-TMC
NO | NO | [5 empty] | GE Medical Systems | APEX PRO CH |  | RTT07433869GA | TMC - CENTRAL MONITORING - HVI (3HVI) | MHHS-TMC |  | Transmitter, Telemetry |  |  |  | TMC |  | TMC - CENTRAL MONITORING - HVI (3HVI) | [5 empty] | MONITORS, TELEMETRIC, TRANSMITTER |  | TRANSMITTERTELEMETRY-GE-Apex Pro CH | TRANSMITTERTELEMETRY | Apex Pro CH |  |  |  | GE | Transmitter, Telemetry |  | TRANSMITTERTELEMETRY-GE-Apex Pro CH |  |  |  |  | Covered PM Repair - Biomedical | MHHS-TMC
NO | NO | [5 empty] | GE Medical Systems | APEX PRO CH |  | RTT07433873GA | TMC - CENTRAL MONITORING - HVI (3HVI) | MHHS-TMC |  | Transmitter, Telemetry |  |  |  | TMC |  | TMC - CENTRAL MONITORING - HVI (3HVI) | [5 empty] | MONITORS, TELEMETRIC, TRANSMITTER |  | TRANSMITTERTELEMETRY-GE-Apex Pro CH | TRANSMITTERTELEMETRY | Apex Pro CH |  |  |  | GE | Transmitter, Telemetry |  | TRANSMITTERTELEMETRY-GE-Apex Pro CH |  |  |  |  | Covered PM Repair - Biomedical | MHHS-TMC
NO | NO | [5 empty] | GE Medical Systems | APEX PRO CH |  | RT909025487GA | TMC - CENTRAL MONITORING - HVI (3HVI) | MHHS-TMC |  | Transmitter, Telemetry |  |  |  | TMC |  | TMC - CENTRAL MONITORING - HVI (3HVI) | [5 empty] | MONITORS, TELEMETRIC, TRANSMITTER |  | TRANSMITTERTELEMETRY-GE-Apex Pro CH | TRANSMITTERTELEMETRY | Apex Pro CH |  |  |  | GE | Transmitter, Telemetry |  | TRANSMITTERTELEMETRY-GE-Apex Pro CH |  |  |  |  | Covered PM Repair - Biomedical | MHHS-TMC
NO | NO | [5 empty] | GE Medical Systems | APEX PRO CH |  | MOTT0978G | TMC - CENTRAL MONITORING - HVI (3HVI) | MHHS-TMC |  | Transmitter, Telemetry |  |  |  | TMC |  | TMC - CENTRAL MONITORING - HVI (3HVI) | [5 empty] | MONITORS, TELEMETRIC, TRANSMITTER |  | TRANSMITTERTELEMETRY-GE-Apex Pro CH | TRANSMITTERTELEMETRY | Apex Pro CH |  |  |  | GE | Transmitter, Telemetry |  | TRANSMITTERTELEMETRY-GE-Apex Pro CH |  |  |  |  | Covered PM Repair - Respiratory/Steriliz | MHHS-TMC
NO | NO |  |  |  | TTX 8562 |  | GE Medical Systems | APEX PRO CH |  | RT918180262SA | WOODLANDS - TELEMETRY | MHHS-Woodlands |  | Transmitter, Telemetry |  | TTX 8562 |  | Woodlands |  | WOODLANDS - TELEMETRY | [5 empty] | MONITORS, TELEMETRIC |  | TRANSMITTERTELEMETRY-GE-Apex Pro CH | TRANSMITTERTELEMETRY | Apex Pro CH |  |  |  | GE | Transmitter, Telemetry |  | TRANSMITTERTELEMETRY-GE-Apex Pro CH |  |  |  |  | Covered PM Repair - Respiratory/Steriliz | MHHS-Woodlands
NO | NO |  |  |  | TTX 8583 |  | GE Medical Systems | APEX PRO CH |  | RT9191401255A | WOODLANDS - TELEMETRY | MHHS-Woodlands |  | Transmitter, Telemetry |  | TTX 8583 |  | Woodlands |  | WOODLANDS - TELEMETRY | [5 empty] | MONITORS, TELEMETRIC |  | TRANSMITTERTELEMETRY-GE-Apex Pro CH | TRANSMITTERTELEMETRY | Apex Pro CH |  |  |  | GE | Transmitter, Telemetry |  | TRANSMITTERTELEMETRY-GE-Apex Pro CH |  |  |  |  | Covered PM Repair - Respiratory/Steriliz | MHHS-Woodlands
NO | NO |  |  |  | TTX 8713 |  | GE Medical Systems | APEX PRO CH |  | RT918210038SA | WOODLANDS - TELEMETRY | MHHS-Woodlands |  | Transmitter, Telemetry |  | TTX 8713 |  | Woodlands |  | WOODLANDS - TELEMETRY | [5 empty] | MONITORS, TELEMETRIC |  | TRANSMITTERTELEMETRY-GE-Apex Pro CH | TRANSMITTERTELEMETRY | Apex Pro CH |  |  |  | GE | Transmitter, Telemetry |  | TRANSMITTERTELEMETRY-GE-Apex Pro CH |  |  |  |  | Covered PM Repair - Respiratory/Steriliz | MHHS-Woodlands
NO | NO |  |  |  | TTX 8719 |  | GE Medical Systems | APEX PRO CH |  | RT918410135SA | WOODLANDS - TELEMETRY | MHHS-Woodlands |  | Transmitter, Telemetry |  | TTX 8719 |  | Woodlands |  | WOODLANDS - TELEMETRY | [5 empty] | MONITORS, TELEMETRIC |  | TRANSMITTERTELEMETRY-GE-Apex Pro CH | TRANSMITTERTELEMETRY | Apex Pro CH |  |  |  | GE | Transmitter, Telemetry |  | TRANSMITTERTELEMETRY-GE-Apex Pro CH |  |  |  |  | Covered PM Repair - Respiratory/Steriliz | MHHS-Woodlands
NO | NO |  |  |  | TTX 8722 |  | GE Medical Systems | APEX PRO CH |  | RT918460214SA | WOODLANDS - TELEMETRY | MHHS-Woodlands |  | Transmitter, Telemetry |  | TTX 8722 |  | Woodlands |  | WOODLANDS - TELEMETRY | [5 empty] | MONITORS, TELEMETRIC |  | TRANSMITTERTELEMETRY-GE-Apex Pro CH | TRANSMITTERTELEMETRY | Apex Pro CH |  |  |  | GE | Transmitter, Telemetry |  | TRANSMITTERTELEMETRY-GE-Apex Pro CH |  |  |  |  | Covered PM Repair - Respiratory/Steriliz | MHHS-Woodlands
NO | NO |  |  |  | TTX 8740 |  | GE Medical Systems | APEX PRO CH |  | RT918490534SA | WOODLANDS - TELEMETRY | MHHS-Woodlands |  | Transmitter, Telemetry |  | TTX 8740 |  | Woodlands |  | WOODLANDS - TELEMETRY | [5 empty] | MONITORS, TELEMETRIC |  | TRANSMITTERTELEMETRY-GE-Apex Pro CH | TRANSMITTERTELEMETRY | Apex Pro CH |  |  |  | GE | Transmitter, Telemetry |  | TRANSMITTERTELEMETRY-GE-Apex Pro CH |  |  |  |  | Covered PM Repair - Respiratory/Steriliz | MHHS-Woodlands
NO | NO |  |  |  | TTX 8580 |  | GE Medical Systems | APEX PRO CH |  | RT916203348SA | WOODLANDS - TELEMETRY | MHHS-Woodlands |  | Transmitter, Telemetry |  | TTX 8580 |  | Woodlands |  | WOODLANDS - TELEMETRY | [5 empty] | MONITORS, TELEMETRIC, TRANSMITTER |  | TRANSMITTERTELEMETRY-GE-Apex Pro CH | TRANSMITTERTELEMETRY | Apex Pro CH |  |  |  | GE | Transmitter, Telemetry |  | TRANSMITTERTELEMETRY-GE-Apex Pro CH |  |  |  |  | Covered PM Repair - Respiratory/Steriliz | MHHS-Woodlands
NO | NO |  |  |  | TTX 8584 |  | GE Medical Systems | APEX PRO CH |  | RT917390137SA | WOODLANDS - TELEMETRY | MHHS-Woodlands |  | Transmitter, Telemetry |  | TTX 8584 |  | Woodlands |  | WOODLANDS - TELEMETRY | [5 empty] | MONITORS, TELEMETRIC, TRANSMITTER |  | TRANSMITTERTELEMETRY-GE-Apex Pro CH | TRANSMITTERTELEMETRY | Apex Pro CH |  |  |  | GE | Transmitter, Telemetry |  | TRANSMITTERTELEMETRY-GE-Apex Pro CH |  |  |  |  | Covered PM Repair - Biomedical | MHHS-Woodlands
NO | NO |  |  |  | TTX 8589 |  | GE Medical Systems | APEX PRO CH |  | RT919390022SA | WOODLANDS - TELEMETRY | MHHS-Woodlands |  | Transmitter, Telemetry |  | TTX 8589 |  | Woodlands |  | WOODLANDS - TELEMETRY | [5 empty] | MONITORS, TELEMETRIC, TRANSMITTER |  | TRANSMITTERTELEMETRY-GE-Apex Pro CH | TRANSMITTERTELEMETRY | Apex Pro CH |  |  |  | GE | Transmitter, Telemetry |  | TRANSMITTERTELEMETRY-GE-Apex Pro CH |  |  |  |  | Covered PM Repair - Respiratory/Steriliz | MHHS-Woodlands
NO | NO |  |  |  | TTX 8590 |  | GE Medical Systems | APEX PRO CH |  | RT919390020SA | WOODLANDS - TELEMETRY | MHHS-Woodlands |  | Transmitter, Telemetry |  | TTX 8590 |  | Woodlands |  | WOODLANDS - TELEMETRY | [5 empty] | MONITORS, TELEMETRIC, TRANSMITTER |  | TRANSMITTERTELEMETRY-GE-Apex Pro CH | TRANSMITTERTELEMETRY | Apex Pro CH |  |  |  | GE | Transmitter, Telemetry |  | TRANSMITTERTELEMETRY-GE-Apex Pro CH |  |  |  |  | Covered PM Repair - Respiratory/Steriliz | MHHS-Woodlands
NO | NO |  |  |  | TTX 8602 |  | GE Medical Systems | APEX PRO CH |  | RT915316720GA | WOODLANDS - TELEMETRY | MHHS-Woodlands |  | Transmitter, Telemetry |  | TTX 8602 |  | Woodlands |  | WOODLANDS - TELEMETRY | [5 empty] | MONITORS, TELEMETRIC, TRANSMITTER |  | TRANSMITTERTELEMETRY-GE-Apex Pro CH | TRANSMITTERTELEMETRY | Apex Pro CH |  |  |  | GE | Transmitter, Telemetry |  | TRANSMITTERTELEMETRY-GE-Apex Pro CH |  |  |  |  | Covered PM Repair - Respiratory/Steriliz | MHHS-Woodlands
NO | NO |  |  |  | TTX 8618 |  | GE Medical Systems | APEX PRO CH |  | RT915316718GA | WOODLANDS - TELEMETRY | MHHS-Woodlands |  | Transmitter, Telemetry |  | TTX 8618 |  | Woodlands |  | WOODLANDS - TELEMETRY | [5 empty] | MONITORS, TELEMETRIC, TRANSMITTER |  | TRANSMITTERTELEMETRY-GE-Apex Pro CH | TRANSMITTERTELEMETRY | Apex Pro CH |  |  |  | GE | Transmitter, Telemetry |  | TRANSMITTERTELEMETRY-GE-Apex Pro CH |  |  |  |  | Covered PM Repair - Biomedical | MHHS-Woodlands
NO | NO |  |  |  | TTX 8623 |  | GE Medical Systems | APEX PRO CH |  | RT916080337GA | WOODLANDS - TELEMETRY | MHHS-Woodlands |  | Transmitter, Telemetry |  | TTX 8623 |  | Woodlands |  | WOODLANDS - TELEMETRY | [5 empty] | MONITORS, TELEMETRIC, TRANSMITTER |  | TRANSMITTERTELEMETRY-GE-Apex Pro CH | TRANSMITTERTELEMETRY | Apex Pro CH |  |  |  | GE | Transmitter, Telemetry |  | TRANSMITTERTELEMETRY-GE-Apex Pro CH |  |  |  |  | Covered PM Repair - Respiratory/Steriliz | MHHS-Woodlands
NO | NO |  |  |  | TTX 8624 |  | GE Medical Systems | APEX PRO CH |  | RT915316711GA | WOODLANDS - TELEMETRY | MHHS-Woodlands |  | Transmitter, Telemetry |  | TTX 8624 |  | Woodlands |  | WOODLANDS - TELEMETRY | [5 empty] | MONITORS, TELEMETRIC, TRANSMITTER |  | TRANSMITTERTELEMETRY-GE-Apex Pro CH | TRANSMITTERTELEMETRY | Apex Pro CH |  |  |  | GE | Transmitter, Telemetry |  | TRANSMITTERTELEMETRY-GE-Apex Pro CH |  |  |  |  | Covered PM Repair - Respiratory/Steriliz | MHHS-Woodlands
NO | NO |  |  |  | TTX 8626 |  | GE Medical Systems | APEX PRO CH |  | RT915316712GA | WOODLANDS - TELEMETRY | MHHS-Woodlands |  | Transmitter, Telemetry |  | TTX 8626 |  | Woodlands |  | WOODLANDS - TELEMETRY | [5 empty] | MONITORS, TELEMETRIC, TRANSMITTER |  | TRANSMITTERTELEMETRY-GE-Apex Pro CH | TRANSMITTERTELEMETRY | Apex Pro CH |  |  |  | GE | Transmitter, Telemetry |  | TRANSMITTERTELEMETRY-GE-Apex Pro CH |  |  |  |  | Covered PM Repair - Respiratory/Steriliz | MHHS-Woodlands
NO | NO |  |  |  | TTX 8644 |  | GE Medical Systems | APEX PRO CH |  | RT915316715GA | WOODLANDS - TELEMETRY | MHHS-Woodlands |  | Transmitter, Telemetry |  | TTX 8644 |  | Woodlands |  | WOODLANDS - TELEMETRY | [5 empty] | MONITORS, TELEMETRIC, TRANSMITTER |  | TRANSMITTERTELEMETRY-GE-Apex Pro CH | TRANSMITTERTELEMETRY | Apex Pro CH |  |  |  | GE | Transmitter, Telemetry |  | TRANSMITTERTELEMETRY-GE-Apex Pro CH |  |  |  |  | Covered PM Repair - Respiratory/Steriliz | MHHS-Woodlands
NO | NO |  |  |  | TTX 8705 |  | GE Medical Systems | APEX PRO CH |  | RT917390077SA | WOODLANDS - TELEMETRY | MHHS-Woodlands |  | Transmitter, Telemetry |  | TTX 8705 |  | Woodlands |  | WOODLANDS - TELEMETRY | [5 empty] | MONITORS, TELEMETRIC, TRANSMITTER |  | TRANSMITTERTELEMETRY-GE-Apex Pro CH | TRANSMITTERTELEMETRY | Apex Pro CH |  |  |  | GE | Transmitter, Telemetry |  | TRANSMITTERTELEMETRY-GE-Apex Pro CH |  |  |  |  | Covered PM Repair - Respiratory/Steriliz | MHHS-Woodlands
NO | NO |  |  |  | TTX 8721 |  | GE Medical Systems | APEX PRO CH |  | RT917390013SA | WOODLANDS - TELEMETRY | MHHS-Woodlands |  | Transmitter, Telemetry |  | TTX 8721 |  | Woodlands |  | WOODLANDS - TELEMETRY | [5 empty] | MONITORS, TELEMETRIC, TRANSMITTER |  | TRANSMITTERTELEMETRY-GE-Apex Pro CH | TRANSMITTERTELEMETRY | Apex Pro CH |  |  |  | GE | Transmitter, Telemetry |  | TRANSMITTERTELEMETRY-GE-Apex Pro CH |  |  |  |  | Covered PM Repair - Respiratory/Steriliz | MHHS-Woodlands
NO | NO |  |  |  | TTX 8725 |  | GE Medical Systems | APEX PRO CH |  | RT918210089SA | WOODLANDS - TELEMETRY | MHHS-Woodlands |  | Transmitter, Telemetry |  | TTX 8725 |  | Woodlands |  | WOODLANDS - TELEMETRY | [5 empty] | MONITORS, TELEMETRIC, TRANSMITTER |  | TRANSMITTERTELEMETRY-GE-Apex Pro CH | TRANSMITTERTELEMETRY | Apex Pro CH |  |  |  | GE | Transmitter, Telemetry |  | TRANSMITTERTELEMETRY-GE-Apex Pro CH |  |  |  |  | Covered PM Repair - Respiratory/Steriliz | MHHS-Woodlands
NO | NO |  |  |  | TTX 8726 |  | GE Medical Systems | APEX PRO CH |  | RT918200291SA | WOODLANDS - TELEMETRY | MHHS-Woodlands |  | Transmitter, Telemetry |  | TTX 8726 |  | Woodlands |  | WOODLANDS - TELEMETRY | [5 empty] | MONITORS, TELEMETRIC, TRANSMITTER |  | TRANSMITTERTELEMETRY-GE-Apex Pro CH | TRANSMITTERTELEMETRY | Apex Pro CH |  |  |  | GE | Transmitter, Telemetry |  | TRANSMITTERTELEMETRY-GE-Apex Pro CH |  |  |  |  | Covered PM Repair - Respiratory/Steriliz | MHHS-Woodlands
NO | NO |  |  |  | TTX 8736 |  | GE Medical Systems | APEX PRO CH |  | RT917390151SA | WOODLANDS - TELEMETRY | MHHS-Woodlands |  | Transmitter, Telemetry |  | TTX 8736 |  | Woodlands |  | WOODLANDS - TELEMETRY | [5 empty] | MONITORS, TELEMETRIC, TRANSMITTER |  | TRANSMITTERTELEMETRY-GE-Apex Pro CH | TRANSMITTERTELEMETRY | Apex Pro CH |  |  |  | GE | Transmitter, Telemetry |  | TRANSMITTERTELEMETRY-GE-Apex Pro CH |  |  |  |  | Covered PM Repair - Respiratory/Steriliz | MHHS-Woodlands
NO | NO |  |  |  | TTX 8750 |  | GE Medical Systems | APEX PRO CH |  | RT915397972GA | WOODLANDS - TELEMETRY | MHHS-Woodlands |  | Transmitter, Telemetry |  | TTX 8750 |  | Woodlands |  | WOODLANDS - TELEMETRY | [5 empty] | MONITORS, TELEMETRIC, TRANSMITTER |  | TRANSMITTERTELEMETRY-GE-Apex Pro CH | TRANSMITTERTELEMETRY | Apex Pro CH |  |  |  | GE | Transmitter, Telemetry |  | TRANSMITTERTELEMETRY-GE-Apex Pro CH |  |  |  |  | Covered PM Repair - Respiratory/Steriliz | MHHS-Woodlands
NO | NO |  |  |  | TTX 8757 |  | GE Medical Systems | APEX PRO CH |  | RT917440496SA | WOODLANDS - TELEMETRY | MHHS-Woodlands |  | Transmitter, Telemetry |  | TTX 8757 |  | Woodlands |  | WOODLANDS - TELEMETRY | [5 empty] | MONITORS, TELEMETRIC, TRANSMITTER |  | TRANSMITTERTELEMETRY-GE-Apex Pro CH | TRANSMITTERTELEMETRY | Apex Pro CH |  |  |  | GE | Transmitter, Telemetry |  | TRANSMITTERTELEMETRY-GE-Apex Pro CH |  |  |  |  | Covered PM Repair - Respiratory/Steriliz | MHHS-Woodlands
NO | NO |  |  |  | TTX 8759 |  | GE Medical Systems | APEX PRO CH |  | RT909055685GA | WOODLANDS - TELEMETRY | MHHS-Woodlands |  | Transmitter, Telemetry |  | TTX 8759 |  | Woodlands |  | WOODLANDS - TELEMETRY | [5 empty] | MONITORS, TELEMETRIC, TRANSMITTER |  | TRANSMITTERTELEMETRY-GE-Apex Pro CH | TRANSMITTERTELEMETRY | Apex Pro CH |  |  |  | GE | Transmitter, Telemetry |  | TRANSMITTERTELEMETRY-GE-Apex Pro CH |  |  |  |  | Covered PM Repair - Respiratory/Steriliz | MHHS-Woodlands
NO | YES |  |  |  | 099-11389 | 099-11389 | GE Medical Systems | APEX PRO FH |  | SEZ19460077SA | TMC-Cullen-Ace (4C) |  |  |  |  | 099-11389 | 099-11389 | TMC | MHHS-TMC | TMC-Cullen-Ace (4C) | MICU rm 360
NO | YES |  |  |  | 099-11390 | 099-11390 | GE Medical Systems | APEX PRO FH |  | SEZ19460055SA | TMC-Cullen-Ace (4C) |  |  |  |  | 099-11390 | 099-11390 | TMC | MHHS-TMC | TMC-Cullen-Ace (4C) | MICU rm 362
NO | NO | [5 empty] | GE Medical Systems | APEX PRO RCVR SUBSYSTEM APEXPRO RCVR SUBSYSTEM 560 |  | C2TS0815G | NE - TELEMETRY | MHHS-Northeast | [5 empty] | Katy |  | NE - TELEMETRY | [5 empty] | MONITORS, TELEMETRIC |  | RECEIVERTELEMETRY-GE-422200-001 ApexPro Receiver |  |  |  |  | RECEIVERTELEMETRY-GE-422200-001 ApexPro Receiver | GE | [7 empty] | Covered PM Repair - Respiratory/Steriliz | MHHS-Northeast
NO | NO | [5 empty] | GE Medical Systems | APEX PRO RCVR SUBSYSTEM APEXPRO RCVR SUBSYSTEM 560 |  | A3TS1342G | NE - TELEMETRY | MHHS-Northeast | [5 empty] | Katy |  | NE - TELEMETRY | [5 empty] | MONITORS, TELEMETRIC |  | RECEIVERTELEMETRY-GE-422200-001 ApexPro Receiver |  |  |  |  | RECEIVERTELEMETRY-GE-422200-001 ApexPro Receiver | GE | [7 empty] | Covered PM Repair - Respiratory/Steriliz | MHHS-Northeast
NO | NO | [5 empty] | GE Medical Systems | APEX PRO RCVR SUBSYSTEM APEXPRO RCVR SUBSYSTEM 560 |  | A3TS1339G | NE - TELEMETRY | MHHS-Northeast | [5 empty] | Katy |  | NE - TELEMETRY | [5 empty] | MONITORS, TELEMETRIC |  | RECEIVERTELEMETRY-GE-422200-001 ApexPro Receiver |  |  |  |  | RECEIVERTELEMETRY-GE-422200-001 ApexPro Receiver | GE | [7 empty] | Covered PM Repair - Respiratory/Steriliz | MHHS-Northeast
NO | NO | [5 empty] | GE Medical Systems | APEX PRO RCVR SUBSYSTEM APEXPRO RCVR SUBSYSTEM 560 |  | RTS04460188GA | NE - TELEMETRY | MHHS-Northeast | [5 empty] | Katy |  | NE - TELEMETRY | [5 empty] | MONITORS, TELEMETRIC |  | RECEIVERTELEMETRY-GE-422200-001 ApexPro Receiver |  |  |  |  | RECEIVERTELEMETRY-GE-422200-001 ApexPro Receiver | GE | [7 empty] | Covered PM Repair - Respiratory/Steriliz | MHHS-Northeast
NO | NO | [5 empty] | GE Medical Systems | APEX PRO RCVR SUBSYSTEM APEXPRO RCVR SUBSYSTEM 560 |  | RTS04470194GA | NE - TELEMETRY | MHHS-Northeast | [5 empty] | Katy |  | NE - TELEMETRY | [5 empty] | MONITORS, TELEMETRIC |  | RECEIVERTELEMETRY-GE-422200-001 ApexPro Receiver |  |  |  |  | RECEIVERTELEMETRY-GE-422200-001 ApexPro Receiver | GE | [7 empty] | Covered PM Repair - Respiratory/Steriliz | MHHS-Northeast
NO | NO | [5 empty] | GE Medical Systems | APEX PRO RCVR SUBSYSTEM APEXPRO RCVR SUBSYSTEM 560 |  | H2TS1046G | NE - TELEMETRY | MHHS-Northeast | [5 empty] | Katy |  | NE - TELEMETRY | [5 empty] | MONITORS, TELEMETRIC |  | RECEIVERTELEMETRY-GE-422200-001 ApexPro Receiver |  |  |  |  | RECEIVERTELEMETRY-GE-422200-001 ApexPro Receiver | GE | [7 empty] | Covered PM Repair - Respiratory/Steriliz | MHHS-Northeast
NO | NO |  |  |  | 142-06961 |  | GE Medical Systems | APEX PRO RCVR SUBSYSTEM APEXPRO RCVR SUBSYSTEM 560 |  | RTS16045263GA | NE - TELEMETRY | MHHS-Northeast |  |  |  | 142-06961 |  | Katy |  | NE - TELEMETRY | [5 empty] | MONITORS, TELEMETRIC |  | RECEIVERTELEMETRY-GE-422200-001 ApexPro Receiver |  |  |  |  | RECEIVERTELEMETRY-GE-422200-001 ApexPro Receiver | GE | [7 empty] | Covered PM Repair - Respiratory/Steriliz | MHHS-Northeast
NO | NO |  |  |  | 142-06963 |  | GE Medical Systems | APEX PRO RCVR SUBSYSTEM APEXPRO RCVR SUBSYSTEM 560 |  | RTS16045262GA | NE - TELEMETRY | MHHS-Northeast |  |  |  | 142-06963 |  | Katy |  | NE - TELEMETRY | [5 empty] | MONITORS, TELEMETRIC |  | RECEIVERTELEMETRY-GE-422200-001 ApexPro Receiver |  |  |  |  | RECEIVERTELEMETRY-GE-422200-001 ApexPro Receiver | GE | [7 empty] | Covered PM Repair - Respiratory/Steriliz | MHHS-Northeast
NO | NO |  |  |  | 069-34824 |  | GE Medical Systems | APEX PRO RCVR SUBSYSTEM APEXPRO RCVR SUBSYSTEM 560 |  | SEE11040910GA | TMC - CENTRAL MONITORING - HVI (3HVI) | MHHS-TMC |  |  |  | 069-34824 |  | TMC |  | TMC - CENTRAL MONITORING - HVI (3HVI) | [5 empty] | MONITORS, TELEMETRIC |  | RECEIVERTELEMETRY-GE-422200-001 ApexPro Receiver |  |  |  |  | RECEIVERTELEMETRY-GE-422200-001 ApexPro Receiver | GE | [7 empty] | Covered PM Repair - Respiratory/Steriliz | MHHS-TMC
NO | NO |  |  |  | 074-05929 |  | GE Medical Systems | APEX PRO RCVR SUBSYSTEM APEXPRO RCVR SUBSYSTEM 560 |  | RTS07471883GA | TMC - CENTRAL MONITORING - HVI (3HVI) | MHHS-TMC |  |  |  | 074-05929 |  | TMC |  | TMC - CENTRAL MONITORING - HVI (3HVI) | [5 empty] | MONITORS, TELEMETRIC |  | RECEIVERTELEMETRY-GE-422200-001 ApexPro Receiver |  |  |  |  | RECEIVERTELEMETRY-GE-422200-001 ApexPro Receiver | GE | [7 empty] | Covered PM Repair - Respiratory/Steriliz | MHHS-TMC
NO | NO |  |  |  | 069-11109 |  | GE Medical Systems | APEX PRO RCVR SUBSYSTEM APEXPRO RCVR SUBSYSTEM 560 |  | M0TS0110GP | TMC - CULLEN - ONCOLOGY/HEMATOLOGY (4C) | MHHS-TMC |  |  |  | 069-11109 |  | TMC |  | TMC - CULLEN - ONCOLOGY/HEMATOLOGY (4C) | [5 empty] | MONITORS, TELEMETRIC |  | RECEIVERTELEMETRY-GE-422200-001 ApexPro Receiver |  |  |  |  | RECEIVERTELEMETRY-GE-422200-001 ApexPro Receiver | GE | [7 empty] | Covered PM Repair - Respiratory/Steriliz | MHHS-TMC
NO | NO |  |  |  | 069-18971 |  | GE Medical Systems | APEX PRO RCVR SUBSYSTEM APEXPRO RCVR SUBSYSTEM 560 |  | K3TS1809G | TMC - CULLEN - ONCOLOGY/HEMATOLOGY (4C) | MHHS-TMC |  |  |  | 069-18971 |  | TMC |  | TMC - CULLEN - ONCOLOGY/HEMATOLOGY (4C) | [5 empty] | MONITORS, TELEMETRIC |  | RECEIVERTELEMETRY-GE-422200-001 ApexPro Receiver |  |  |  |  | RECEIVERTELEMETRY-GE-422200-001 ApexPro Receiver | GE | [7 empty] | Covered PM Repair - Respiratory/Steriliz | MHHS-TMC
NO | NO |  |  |  | 029-03100 |  | GE Medical Systems | APEX PRO RCVR SUBSYSTEM APEXPRO RCVR SUBSYSTEM 560 |  | A4TS1970G | WOODLANDS - TELEMETRY | MHHS-Woodlands |  |  |  | 029-03100 |  | Woodlands |  | WOODLANDS - TELEMETRY | [5 empty] | MONITORS, TELEMETRIC |  | RECEIVERTELEMETRY-GE-422200-001 ApexPro Receiver |  |  |  |  | RECEIVERTELEMETRY-GE-422200-001 ApexPro Receiver | GE | [7 empty] | Covered PM Repair - Respiratory/Steriliz | MHHS-Woodlands
NO | NO |  |  |  | 029-06231 |  | GE Medical Systems | APEX PRO RCVR SUBSYSTEM APEXPRO RCVR SUBSYSTEM 560 |  | RTS09402467GA | WOODLANDS - TELEMETRY | MHHS-Woodlands |  |  |  | 029-06231 |  | Woodlands |  | WOODLANDS - TELEMETRY | [5 empty] | MONITORS, TELEMETRIC |  | RECEIVERTELEMETRY-GE-422200-001 ApexPro Receiver |  |  |  |  | RECEIVERTELEMETRY-GE-422200-001 ApexPro Receiver | GE | [7 empty] | Covered PM Repair - Respiratory/Steriliz | MHHS-Woodlands
NO | NO |  |  |  | 029-06232 |  | GE Medical Systems | APEX PRO RCVR SUBSYSTEM APEXPRO RCVR SUBSYSTEM 560 |  | RTS09902464GA | WOODLANDS - TELEMETRY | MHHS-Woodlands |  |  |  | 029-06232 |  | Woodlands |  | WOODLANDS - TELEMETRY | [5 empty] | MONITORS, TELEMETRIC |  | RECEIVERTELEMETRY-GE-422200-001 ApexPro Receiver |  |  |  |  | RECEIVERTELEMETRY-GE-422200-001 ApexPro Receiver | GE | [7 empty] | Covered PM Repair - Respiratory/Steriliz | MHHS-Woodlands
NO | NO |  |  |  | 029-06233 |  | GE Medical Systems | APEX PRO RCVR SUBSYSTEM APEXPRO RCVR SUBSYSTEM 560 |  | RTS09402465GA | WOODLANDS - TELEMETRY | MHHS-Woodlands |  |  |  | 029-06233 |  | Woodlands |  | WOODLANDS - TELEMETRY | [5 empty] | MONITORS, TELEMETRIC |  | RECEIVERTELEMETRY-GE-422200-001 ApexPro Receiver |  |  |  |  | RECEIVERTELEMETRY-GE-422200-001 ApexPro Receiver | GE | [7 empty] | Covered PM Repair - Respiratory/Steriliz | MHHS-Woodlands
NO | NO |  |  |  | 029-06405 |  | GE Medical Systems | APEX PRO RCVR SUBSYSTEM APEXPRO RCVR SUBSYSTEM 560 |  | RTS04390095GA | WOODLANDS - TELEMETRY | MHHS-Woodlands |  |  |  | 029-06405 |  | Woodlands |  | WOODLANDS - TELEMETRY | [5 empty] | MONITORS, TELEMETRIC |  | RECEIVERTELEMETRY-GE-422200-001 ApexPro Receiver |  |  |  |  | RECEIVERTELEMETRY-GE-422200-001 ApexPro Receiver | GE | [7 empty] | Covered PM Repair - Respiratory/Steriliz | MHHS-Woodlands
NO | NO |  |  |  | 029-06406 |  | GE Medical Systems | APEX PRO RCVR SUBSYSTEM APEXPRO RCVR SUBSYSTEM 560 |  | RTS05370613GA | WOODLANDS - TELEMETRY | MHHS-Woodlands |  |  |  | 029-06406 |  | Woodlands |  | WOODLANDS - TELEMETRY | [5 empty] | MONITORS, TELEMETRIC |  | RECEIVERTELEMETRY-GE-422200-001 ApexPro Receiver |  |  |  |  | RECEIVERTELEMETRY-GE-422200-001 ApexPro Receiver | GE | [7 empty] | Covered PM Repair - Respiratory/Steriliz | MHHS-Woodlands
NO | NO |  |  |  | 029-11842 |  | GE Medical Systems | APEX PRO RCVR SUBSYSTEM APEXPRO RCVR SUBSYSTEM 560 |  | RTS16220689SA | WOODLANDS - TELEMETRY | MHHS-Woodlands |  |  |  | 029-11842 |  | Woodlands |  | WOODLANDS - TELEMETRY | [5 empty] | MONITORS, TELEMETRIC |  | RECEIVERTELEMETRY-GE-422200-001 ApexPro Receiver |  |  |  |  | RECEIVERTELEMETRY-GE-422200-001 ApexPro Receiver | GE | [7 empty] | Covered PM Repair - Respiratory/Steriliz | MHHS-Woodlands
NO | NO |  |  |  | 029-11843 |  | GE Medical Systems | APEX PRO RCVR SUBSYSTEM APEXPRO RCVR SUBSYSTEM 560 |  | RTS16220690SA | WOODLANDS - TELEMETRY | MHHS-Woodlands |  |  |  | 029-11843 |  | Woodlands |  | WOODLANDS - TELEMETRY | [5 empty] | MONITORS, TELEMETRIC |  | RECEIVERTELEMETRY-GE-422200-001 ApexPro Receiver |  |  |  |  | RECEIVERTELEMETRY-GE-422200-001 ApexPro Receiver | GE | [7 empty] | Covered PM Repair - Respiratory/Steriliz | MHHS-Woodlands
NO | NO | [5 empty] | GE Medical Systems | APEX PRO RCVR SUBSYSTEM APEXPRO RCVR SUBSYSTEM 560 |  | SEE09410568GA | WOODLANDS - TELEMETRY | MHHS-Woodlands | [5 empty] | Woodlands |  | WOODLANDS - TELEMETRY | [5 empty] | MONITORS, TELEMETRIC |  | RECEIVERTELEMETRY-GE-422200-001 ApexPro Receiver |  |  |  |  | RECEIVERTELEMETRY-GE-422200-001 ApexPro Receiver | GE | [7 empty] | Covered PM Repair - Respiratory/Steriliz | MHHS-Woodlands
NO | NO | [5 empty] | GE Medical Systems | APEX PRO RCVR SUBSYSTEM APEXPRO RCVR SUBSYSTEM 560 |  | K2TS1173G | WOODLANDS - TELEMETRY | MHHS-Woodlands | [5 empty] | Woodlands |  | WOODLANDS - TELEMETRY | [5 empty] | MONITORS, TELEMETRIC |  | RECEIVERTELEMETRY-GE-422200-001 ApexPro Receiver |  |  |  |  | RECEIVERTELEMETRY-GE-422200-001 ApexPro Receiver | GE | [7 empty] | Covered PM Repair - Respiratory/Steriliz | MHHS-Woodlands
NO | NO | [5 empty] | GE Medical Systems | APEX PRO RCVR SUBSYSTEM APEXPRO RCVR SUBSYSTEM 560 |  | K2TS1163G | WOODLANDS - TELEMETRY | MHHS-Woodlands | [5 empty] | Woodlands |  | WOODLANDS - TELEMETRY | [5 empty] | MONITORS, TELEMETRIC |  | RECEIVERTELEMETRY-GE-422200-001 ApexPro Receiver |  |  |  |  | RECEIVERTELEMETRY-GE-422200-001 ApexPro Receiver | GE | [7 empty] | Covered PM Repair - Respiratory/Steriliz | MHHS-Woodlands
NO | NO |  |  |  | TTX 8637 |  | GE Medical Systems | APEX PRO RCVR SUBSYSTEM APEXPRO RCVR SUBSYSTEM 560 |  | RT918080072SA | WOODLANDS - TELEMETRY | MHHS-Woodlands |  |  |  | TTX 8637 |  | Woodlands |  | WOODLANDS - TELEMETRY | [5 empty] | MONITORS, TELEMETRIC |  | RECEIVERTELEMETRY-GE-422200-001 ApexPro Receiver |  |  |  |  | RECEIVERTELEMETRY-GE-422200-001 ApexPro Receiver | GE | [7 empty] | Covered PM Repair - Respiratory/Steriliz | MHHS-Woodlands
NO | YES |  |  |  | 013-13031 |  | GE Medical Systems | AW VOLUMESHARE 5 |  | 2UA606KJJC /713776VAW | SW - RADIOLOGY | MHHS-Southwest |  | Radiology Work Station |  | 013-13031 |  | Southwest |  | SW - RADIOLOGY |  | 2/21/19 |  |  |  | WORKSTATIONS |  | RADWORK-GE-AW Volume Share 5 | RADWORK | AW Volume Share 5 |  |  |  | GE | Radiology Work Station |  |  | RADWORK-GE-AW Volume Share 5 | 11/1/20 |  |  | Not Covered Vendor Only - Biomedical | MHHS-Southwest
NO | YES |  |  |  | 129-06926 |  | GE Medical Systems | AW VOLUMESHARE 5 |  | 281MHSLWS | SUGAR LAND - RADIOLOGY | MHHS-Sugarland |  | Radiology Work Station |  | 129-06926 |  | Sugar Land |  | SUGAR LAND - RADIOLOGY |  | 2/21/19 |  |  |  | WORKSTATIONS |  | RADWORK-GE-AW Volume Share 5 | RADWORK | AW Volume Share 5 |  |  |  | GE | Radiology Work Station |  |  | RADWORK-GE-AW Volume Share 5 | 11/1/20 |  |  | Not Covered Vendor Only - Biomedical | MHHS-Sugarland
NO | YES | [5 empty] | GE Medical Systems | AW VOLUMESHARE 5 |  | 281MHWCL1WS | Woodlands-Cath Lab | MHHS-Woodlands |  | Radiology Work Station |  |  |  | Woodlands | MHHS-Woodlands | Woodlands-Cath Lab | Cathlab 1 | 8/1/19 |  |  |  | WORKSTATIONS | Radiology Work Station | RADWORK-GE-AW Volume Share 5 | RADWORK | AW Volume Share 5 |  |  |  | GE | Radiology Work Station |  |  | RADWORK-GE-AW Volume Share 5 | 11/1/20 |  |  | Not Covered Vendor Only - Biomedical | MHHS-Woodlands | [8 empty] | RADWORK | Radiology Work Station | GE
NO | NO |  |  |  | 013-36118 |  | GE Medical Systems | AW VOLUMESHARE 5 |  | 2UA1381G93 | SW - CATH LAB | MHHS-Southwest |  | Radiology Work Station |  | 013-36118 |  | Southwest |  | SW - CATH LAB | [5 empty] | WORKSTATIONS |  | RADWORK-GE-AW Volume Share 5 | RADWORK | AW Volume Share 5 |  |  |  | GE | Radiology Work Station |  |  | RADWORK-GE-AW Volume Share 5 |  |  |  | Not Covered Vendor Only - Biomedical | MHHS-Southwest
NO | NO |  |  |  | 013-36597 |  | GE Medical Systems | AW VOLUMESHARE 5 |  | 2UA1381G90 | SW - HVI - OR | MHHS-Southwest |  | Radiology Work Station |  | 013-36597 |  | Southwest |  | SW - HVI - OR | [5 empty] | WORKSTATIONS |  | RADWORK-GE-AW Volume Share 5 | RADWORK | AW Volume Share 5 |  |  |  | GE | Radiology Work Station |  |  | RADWORK-GE-AW Volume Share 5 |  |  |  | Not Covered Vendor Only - Biomedical | MHHS-Southwest
NO | NO |  |  |  | 029-10249 |  | GE Medical Systems | AW VOLUMESHARE 7 |  | 2UA5331K28 | WOODLANDS - CATH LAB | MHHS-Woodlands |  |  |  | 029-10249 |  | Woodlands |  | WOODLANDS - CATH LAB | [5 empty] | WORKSTATIONS |  | .needs class |  |  |  |  | .needs class | GE | [7 empty] | Not Covered Vendor Only - Biomedical | MHHS-Woodlands
NO | YES |  |  |  |  | 069-20023 | GE Medical Systems | BIS/EEG MODULE |  | K3BM0861G | TMC-OR-Pedi OR (2R) | MHHS-TMC |  |  |  |  | 069-20023 | TMC | MHHS-TMC | TMC-OR-Pedi OR (2R) | PEDI OR (2R) | 10/1/19 |  | 10/1/20 |  | PHYSIOLOGIC MONITOR MODULES, ELECTROENCEPHALOGRAPH |  | .needs class |  |  |  |  | .needs class | GE |  |  |  |  | 11/1/20 |  |  | Not Covered Vendor Only - Biomedical | MHHS-TMC
NO | NO |  |  |  | 069-38685 |  | GE Medical Systems | BIS/EEG MODULE |  | RBM10501464GA | TMC - OR - ANESTHESIA (OLD) | MHHS-TMC |  |  |  | 069-38685 |  | TMC |  | TMC - OR - ANESTHESIA (OLD) | [5 empty] | PHYSIOLOGIC MONITOR MODULES, ELECTROENCEPHALOGRAPH |  | .needs class |  |  |  |  | .needs class | GE | [7 empty] | Not Covered Vendor Only - Biomedical | MHHS-TMC
NO | NO | [5 empty] | GE Medical Systems | BIS/EEG MODULE |  | K3BM0858G | TMC - OR - ANESTHESIA (OLD) | MHHS-TMC | [5 empty] | TMC |  | TMC - OR - ANESTHESIA (OLD) | [5 empty] | PHYSIOLOGIC MONITOR MODULES, ELECTROENCEPHALOGRAPH |  | .needs class |  |  |  |  | .needs class | GE | [7 empty] | Not Covered Vendor Only - Biomedical | MHHS-TMC
NO | NO | [5 empty] | GE Medical Systems | BIS/EEG MODULE |  | K3BM0863G | TMC - OR - ANESTHESIA (OLD) | MHHS-TMC | [5 empty] | TMC |  | TMC - OR - ANESTHESIA (OLD) | [5 empty] | PHYSIOLOGIC MONITOR MODULES, ELECTROENCEPHALOGRAPH |  | .needs class |  |  |  |  | .needs class | GE | [7 empty] | Not Covered Vendor Only - Biomedical | MHHS-TMC
NO | NO | [5 empty] | GE Medical Systems | BIS/EEG MODULE |  | K3BM0864G | TMC - OR - ANESTHESIA (OLD) | MHHS-TMC | [5 empty] | TMC |  | TMC - OR - ANESTHESIA (OLD) | [5 empty] | PHYSIOLOGIC MONITOR MODULES, ELECTROENCEPHALOGRAPH |  | .needs class |  |  |  |  | .needs class | GE | [7 empty] | Not Covered Vendor Only - Biomedical | MHHS-TMC
NO | NO | [5 empty] | GE Medical Systems | BIS/EEG MODULE |  | RBM08062191GA | TMC - OR - ANESTHESIA (OLD) | MHHS-TMC | [5 empty] | TMC |  | TMC - OR - ANESTHESIA (OLD) | [5 empty] | PHYSIOLOGIC MONITOR MODULES, ELECTROENCEPHALOGRAPH |  | .needs class |  |  |  |  | .needs class | GE | [7 empty] | Not Covered Vendor Only - Biomedical | MHHS-TMC
NO | NO | [5 empty] | GE Medical Systems | BIS/EEG MODULE |  | K3BM0859G | TMC - OR - ANESTHESIA (OLD) | MHHS-TMC | [5 empty] | TMC |  | TMC - OR - ANESTHESIA (OLD) | [5 empty] | PHYSIOLOGIC MONITOR MODULES, ELECTROENCEPHALOGRAPH |  | .needs class |  |  |  |  | .needs class | GE | [7 empty] | Not Covered Vendor Only - Biomedical | MHHS-TMC
NO | NO | [5 empty] | GE Medical Systems | BIS/EEG MODULE |  | J3BM0834G | TMC - OR - ANESTHESIA (OLD) | MHHS-TMC | [5 empty] | TMC |  | TMC - OR - ANESTHESIA (OLD) | [5 empty] | PHYSIOLOGIC MONITOR MODULES, ELECTROENCEPHALOGRAPH |  | .needs class |  |  |  |  | .needs class | GE | [7 empty] | Not Covered Vendor Only - Biomedical | MHHS-TMC
NO | NO | [5 empty] | GE Medical Systems | BIS/EEG MODULE |  | RBM08062192GA | TMC - OR - ANESTHESIA (OLD) | MHHS-TMC | [5 empty] | TMC |  | TMC - OR - ANESTHESIA (OLD) | [5 empty] | PHYSIOLOGIC MONITOR MODULES, ELECTROENCEPHALOGRAPH |  | .needs class |  |  |  |  | .needs class | GE | [7 empty] | Not Covered Vendor Only - Biomedical | MHHS-TMC
NO | NO | [5 empty] | GE Medical Systems | BIS/EEG MODULE |  | J3BM0855G | TMC - OR - ANESTHESIA (OLD) | MHHS-TMC | [5 empty] | TMC |  | TMC - OR - ANESTHESIA (OLD) | [5 empty] | PHYSIOLOGIC MONITOR MODULES, ELECTROENCEPHALOGRAPH |  | .needs class |  |  |  |  | .needs class | GE | [7 empty] | Not Covered Vendor Only - Biomedical | MHHS-TMC
NO | NO | [5 empty] | GE Medical Systems | BIS/EEG MODULE |  | K3BM0853G | TMC - OR - ROBERTSON (2R) | MHHS-TMC | [5 empty] | TMC |  | TMC - OR - ROBERTSON (2R) | [5 empty] | PHYSIOLOGIC MONITOR MODULES, ELECTROENCEPHALOGRAPH |  | .needs class |  |  |  |  | .needs class | GE | [7 empty] | Not Covered Vendor Only - Biomedical | MHHS-TMC
NO | YES | Serial Number 279721hm5 |  |  | 041-34838 | 041-34838 | GE Medical Systems | Bright Speed |  | 279721HM5 | NE - CT |  |  |  |  | 041-34838 | 041-34838 | Katy | Memorial Hermann - Northeast | NE - CT | CT
YES | YES |  |  |  | 041-33824 | 041-33824 | Ge medical systems | Cam hd |  | Rnc17370035pa | MEMORIAL CITY - NUCLEAR MEDICINE |  |  |  |  | 041-33824 | 041-33824 | West | Memorial city - nuke med | MEMORIAL CITY - NUCLEAR MEDICINE | Pre admit testing |  |  |  | No pm sticker found
NO | YES |  |  |  | 029-08646 | 029-08646 | GE Medical Systems | CAPNOSTAT |  | RCJ12395779GA | Woodlands-Cath Lab | MHHS-Woodlands |  | Module, End Tidal CO2 |  | 029-08646 | 029-08646 | Woodlands | MHHS-Woodlands | Woodlands-Cath Lab | Rm 2 | 12/1/14 |  | 12/1/15 |  | PHYSIOLOGIC MONITOR MODULES, EXHALED CARBON DIOXID | Module, End Tidal CO2 | MODULEENDTIDALCO2-GE-Capnostat | MODULEENDTIDALCO2 | Capnostat |  |  |  | GE | Module, End Tidal CO2 |  | MODULEENDTIDALCO2-GE-Capnostat |  | 11/1/20 |  | MOETC-A | Not Covered Vendor Only - Biomedical | MHHS-Woodlands | [8 empty] | MODULEENDTIDALCO2 | Module, End Tidal CO2 | GE
NO | NO | [5 empty] | GE Medical Systems | CARDIODAY V2.5 |  |  | KATY - CARDIOLOGY | MHHS-Katy | [5 empty] | Katy |  | KATY - CARDIOLOGY | [5 empty] | RECORDERS, TAPE, DATA, ELECTROCARDIOGRAPHY |  | .needs class | [5 empty] | GE | [7 empty] | Not Covered Vendor Only - Biomedical | MHHS-Katy
NO | YES |  |  |  | 142-07857 | 142-07857 | GE Medical Systems | CARESCAPE MAI 700 |  | SKN18290069SA | NE-2 West Tower | MHHS-Northeast |  | Monitor, Central Station |  | 142-07857 | 142-07857 | Katy | MHHS-Northeast | NE-2 West Tower | 2 West | 11/1/19 | 5/1/20 |  |  | MONITORS, CENTRAL STATION | Monitor, Central Station | MONITORCENTRALSTATION-GE-Carescape MAI700 | MONITORCENTRALSTATION | Carescape MAI700 |  |  |  | GE | Monitor, Central Station |  |  | MONITORCENTRALSTATION-GE-Carescape MAI700 |  |  | MCS-A | Covered PM Repair - Biomedical | MHHS-Northeast | [8 empty] | MONITORCENTRALSTATION | Monitor, Central Station | GE
NO | YES |  |  |  | 142-07858 | 142-07858 | GE Medical Systems | CARESCAPE MAI 700 |  | SKN18290072SA | NE-2 West Tower | MHHS-Northeast |  | Monitor, Central Station |  | 142-07858 | 142-07858 | Katy | MHHS-Northeast | NE-2 West Tower | 2 West | 11/1/19 | 5/1/20 |  |  | MONITORS, CENTRAL STATION | Monitor, Central Station | MONITORCENTRALSTATION-GE-Carescape MAI700 | MONITORCENTRALSTATION | Carescape MAI700 |  |  |  | GE | Monitor, Central Station |  |  | MONITORCENTRALSTATION-GE-Carescape MAI700 | 2/3/09 |  | MCS-A | Covered PM Repair - Biomedical | MHHS-Northeast | [8 empty] | MONITORCENTRALSTATION | Monitor, Central Station | GE
NO | YES |  |  |  | 142-07867 | 142-07867 | GE Medical Systems | CARESCAPE MAI 700 |  | SKN18290070SA | NE-2 West Tower | MHHS-Northeast |  | Monitor, Central Station |  | 142-07867 | 142-07867 | Katy | MHHS-Northeast | NE-2 West Tower |  | 11/1/19 | 5/1/20 |  |  | MONITORS, CENTRAL STATION | Monitor, Central Station | MONITORCENTRALSTATION-GE-Carescape MAI700 | MONITORCENTRALSTATION | Carescape MAI700 |  |  |  | GE | Monitor, Central Station |  |  | MONITORCENTRALSTATION-GE-Carescape MAI700 |  |  | MCS-A | Covered PM Repair - Biomedical | MHHS-Northeast | [8 empty] | MONITORCENTRALSTATION | Monitor, Central Station | GE
NO | YES | Asset Tag 142-07868 |  |  | 142-07868 | 142-07868 | GE Medical Systems | CARESCAPE MAI 700 |  | SKN18290071SA | NE-2 West Tower | MHHS-Northeast |  | Monitor, Central Station |  | 142-07868 | 142-07868 | Katy | MHHS-Northeast | NE-2 West Tower |  | 11/4/19 |  |  |  | MONITORS, CENTRAL STATION | Monitor, Central Station | MONITORCENTRALSTATION-GE-Carescape MAI700 | MONITORCENTRALSTATION | Carescape MAI700 |  |  |  | GE | Monitor, Central Station |  |  | MONITORCENTRALSTATION-GE-Carescape MAI700 |  | Finished from Script 3/27/2020 12:11:52pm (Central) | MCS-A | Covered PM Repair - Biomedical | MHHS-Northeast | [8 empty] | MONITORCENTRALSTATION | Monitor, Central Station | GE
NO | YES |  |  |  | 142-07892 | 142-07892 | GE Medical Systems | CARESCAPE MAI 700 |  | SKN18290050SA | NE - 3 WEST TOWER Cardio | MHHS-Northeast |  | Monitor, Central Station |  | 142-07892 | 142-07892 | Katy | Memorial Hermann Northeast Hospital | NE - 3 WEST TOWER Cardio | Med Surg Cardiac Nurses Station |  |  |  |  | MONITORS, CENTRAL STATION |  | MONITORCENTRALSTATION-GE-Carescape MAI700 | MONITORCENTRALSTATION | Carescape MAI700 |  |  |  | GE | Monitor, Central Station |  |  | MONITORCENTRALSTATION-GE-Carescape MAI700 |  |  |  | Covered PM Repair - Biomedical | MHHS-Northeast
NO | YES |  |  |  | 142-07893 | 142-07893 | GE Medical Systems | CARESCAPE MAI 700 |  | SKN18290051SA | NE - 3 WEST TOWER Cardio | MHHS-Northeast |  | Monitor, Central Station |  | 142-07893 | 142-07893 | Katy | Memorial Hermann Northeast Hospital | NE - 3 WEST TOWER Cardio | Nurses Station |  |  |  |  | MONITORS, CENTRAL STATION |  | MONITORCENTRALSTATION-GE-Carescape MAI700 | MONITORCENTRALSTATION | Carescape MAI700 |  |  |  | GE | Monitor, Central Station |  |  | MONITORCENTRALSTATION-GE-Carescape MAI700 |  |  |  | Covered PM Repair - Biomedical | MHHS-Northeast
NO | YES |  |  |  | 142-07899 | 142-07899 | GE Medical Systems | CARESCAPE MAI 700 |  | SKN18290047SA | NE-3 West Tower | MHHS-Northeast |  | Monitor, Central Station |  | 142-07899 | 142-07899 | Katy | MHHS-Northeast | NE-3 West Tower | 3 West | 10/1/19 | 4/1/20 |  |  | MONITORS, CENTRAL STATION | Monitor, Central Station | MONITORCENTRALSTATION-GE-Carescape MAI700 | MONITORCENTRALSTATION | Carescape MAI700 |  |  |  | GE | Monitor, Central Station |  |  | MONITORCENTRALSTATION-GE-Carescape MAI700 |  |  | MCS-A | Covered PM Repair - Biomedical | MHHS-Northeast | [8 empty] | MONITORCENTRALSTATION | Monitor, Central Station | GE
NO | YES |  |  |  | 142-07900 | 142-07900 | GE Medical Systems | CARESCAPE MAI 700 |  | SKN18290046SA | NE-3 West Tower | MHHS-Northeast |  | Monitor, Central Station |  | 142-07900 | 142-07900 | Katy | MHHS-Northeast | NE-3 West Tower | Nurses station | 10/1/19 | 4/1/20 |  |  | MONITORS, CENTRAL STATION | Monitor, Central Station | MONITORCENTRALSTATION-GE-Carescape MAI700 | MONITORCENTRALSTATION | Carescape MAI700 |  |  |  | GE | Monitor, Central Station |  |  | MONITORCENTRALSTATION-GE-Carescape MAI700 |  |  | MCS-A | Covered PM Repair - Biomedical | MHHS-Northeast | [8 empty] | MONITORCENTRALSTATION | Monitor, Central Station | GE
NO | YES |  |  |  | 142-07942 | 142-07942 | GE Medical Systems | CARESCAPE MAI 700 |  | SKN18290048SA | NE - 4 WEST TOWER | MHHS-Northeast |  | Monitor, Central Station |  | 142-07942 | 142-07942 | Katy | Memorial Hermann Northeast Hospital | NE - 4 WEST TOWER | Neuroscience |  |  |  |  | MONITORS, CENTRAL STATION |  | MONITORCENTRALSTATION-GE-Carescape MAI700 | MONITORCENTRALSTATION | Carescape MAI700 |  |  |  | GE | Monitor, Central Station |  |  | MONITORCENTRALSTATION-GE-Carescape MAI700 |  |  |  | Covered PM Repair - Biomedical | MHHS-Northeast
NO | YES |  |  |  | 142-07950 | 142-07950 | GE Medical Systems | CARESCAPE MAI 700 |  | SKN18290063SA | NE - 4 WEST TOWER | MHHS-Northeast |  | Monitor, Central Station |  | 142-07950 | 142-07950 | Katy | Memorial Hermann Northeast Hospital | NE - 4 WEST TOWER | Neuroscience |  |  |  |  | MONITORS, CENTRAL STATION |  | MONITORCENTRALSTATION-GE-Carescape MAI700 | MONITORCENTRALSTATION | Carescape MAI700 |  |  |  | GE | Monitor, Central Station |  |  | MONITORCENTRALSTATION-GE-Carescape MAI700 |  |  |  | Covered PM Repair - Biomedical | MHHS-Northeast
NO | YES |  |  |  | 142-07951 | 142-07951 | GE Medical Systems | CARESCAPE MAI 700 |  | SKN18290064SA | NE - 4 WEST TOWER | MHHS-Northeast |  | Monitor, Central Station |  | 142-07951 | 142-07951 | Katy | Memorial Hermann Northeast Hospital | NE - 4 WEST TOWER | Neuroscience |  |  |  |  | MONITORS, CENTRAL STATION |  | MONITORCENTRALSTATION-GE-Carescape MAI700 | MONITORCENTRALSTATION | Carescape MAI700 |  |  |  | GE | Monitor, Central Station |  |  | MONITORCENTRALSTATION-GE-Carescape MAI700 |  |  |  | Covered PM Repair - Biomedical | MHHS-Northeast
NO | YES |  |  |  | 142-08089 | 142-08089 | GE Medical Systems | CARESCAPE MAI 700 |  | SKN18460015SA | NE-IMU1 | MHHS-Northeast |  | Monitor, Central Station |  | 142-08089 | 142-08089 | Katy | MHHS-Northeast | NE-IMU1 | Nurse?Aos Station | 12/1/19 | 6/1/20 |  |  | MONITORS, CENTRAL STATION | Monitor, Central Station | MONITORCENTRALSTATION-GE-Carescape MAI700 | MONITORCENTRALSTATION | Carescape MAI700 |  |  |  | GE | Monitor, Central Station |  |  | MONITORCENTRALSTATION-GE-Carescape MAI700 | 4/28/10 |  | MCS-A | Covered PM Repair - Biomedical | MHHS-Northeast | [8 empty] | MONITORCENTRALSTATION | Monitor, Central Station | GE
NO | YES |  |  |  | 142-08090 | 142-08090 | GE Medical Systems | CARESCAPE MAI 700 |  | SKN18480002SA | NE-IMU1 | MHHS-Northeast |  | Monitor, Central Station |  | 142-08090 | 142-08090 | Katy | MHHS-Northeast | NE-IMU1 | Room 4001 | 12/1/19 | 6/1/20 |  |  | MONITORS, CENTRAL STATION | Monitor, Central Station | MONITORCENTRALSTATION-GE-Carescape MAI700 | MONITORCENTRALSTATION | Carescape MAI700 |  |  |  | GE | Monitor, Central Station |  |  | MONITORCENTRALSTATION-GE-Carescape MAI700 | 11/12/20 |  | MCS-A | Not Covered Vendor Only - Biomedical | MHHS-Northeast | [8 empty] | MONITORCENTRALSTATION | Monitor, Central Station | GE
NO | YES |  |  |  | 142-08091 | 142-08091 | GE Medical Systems | CARESCAPE MAI 700 |  | SKN18480001SA | NE-IMU1 | MHHS-Northeast |  | Monitor, Central Station |  | 142-08091 | 142-08091 | Katy | MHHS-Northeast | NE-IMU1 | Nurses Station | 1/1/20 | 6/1/20 |  |  | MONITORS, CENTRAL STATION | Monitor, Central Station | MONITORCENTRALSTATION-GE-Carescape MAI700 | MONITORCENTRALSTATION | Carescape MAI700 |  |  |  | GE | Monitor, Central Station |  |  | MONITORCENTRALSTATION-GE-Carescape MAI700 | 11/12/20 |  | MCS-A | Not Covered Vendor Only - Biomedical | MHHS-Northeast | [8 empty] | MONITORCENTRALSTATION | Monitor, Central Station | GE
NO | YES |  |  |  | 142-07283 | 142-07283 | GE Medical Systems | CARESCAPE MAI 700 |  | SKN18230150SA | NE-NICU | MHHS-Northeast |  | Monitor, Central Station |  | 142-07283 | 142-07283 | Katy | MHHS-Northeast | NE-NICU | Nursing | 3/1/19 | 3/1/20 |  |  | MONITORS, CENTRAL STATION | Monitor, Central Station | MONITORCENTRALSTATION-GE-Carescape MAI700 | MONITORCENTRALSTATION | Carescape MAI700 |  |  |  | GE | Monitor, Central Station |  |  | MONITORCENTRALSTATION-GE-Carescape MAI700 | 11/12/20 |  | MCS-A | Not Covered Vendor Only - Biomedical | MHHS-Northeast | [8 empty] | MONITORCENTRALSTATION | Monitor, Central Station | GE
NO | YES |  |  |  | 069-48395 | 069-48395 | GE Medical Systems | CARESCAPE MAI 700 |  | SKN19330041SA | TMC-Sarofim 1-Adult ER | MHHS-TMC |  | Monitor, Central Station |  | 069-48395 | 069-48395 | TMC | MHHS-TMC | TMC-Sarofim 1-Adult ER | Nurses Station |  |  |  |  | MONITORS, CENTRAL STATION | Monitor, Central Station | MONITORCENTRALSTATION-GE-Carescape MAI700 | MONITORCENTRALSTATION | Carescape MAI700 |  |  |  | GE | Monitor, Central Station |  |  | MONITORCENTRALSTATION-GE-Carescape MAI700 | 11/11/20 |  | MCS-A | Not Covered Vendor Only - Biomedical | MHHS-TMC | [8 empty] | MONITORCENTRALSTATION | Monitor, Central Station | GE
NO | YES |  |  |  | 069-48396 | 069-48396 | GE Medical Systems | CARESCAPE MAI 700 |  | SKN19330026SA | TMC-Sarofim 1-Adult ER | MHHS-TMC |  | Monitor, Central Station |  | 069-48396 | 069-48396 | TMC | MHHS-TMC | TMC-Sarofim 1-Adult ER | Nurses Station |  |  |  |  | MONITORS, CENTRAL STATION | Monitor, Central Station | MONITORCENTRALSTATION-GE-Carescape MAI700 | MONITORCENTRALSTATION | Carescape MAI700 |  |  |  | GE | Monitor, Central Station |  |  | MONITORCENTRALSTATION-GE-Carescape MAI700 | 11/11/20 |  | MCS-A | Not Covered Vendor Only - Biomedical | MHHS-TMC | [8 empty] | MONITORCENTRALSTATION | Monitor, Central Station | GE
NO | YES |  |  |  | 069-48398 | 069-48398 | GE Medical Systems | CARESCAPE MAI 700 |  | SKN19330028SA | TMC-Sarofim 1-Adult ER | MHHS-TMC |  | Monitor, Central Station |  | 069-48398 | 069-48398 | TMC | MHHS-TMC | TMC-Sarofim 1-Adult ER | Nurses Station |  |  |  |  | MONITORS, CENTRAL STATION | Monitor, Central Station | MONITORCENTRALSTATION-GE-Carescape MAI700 | MONITORCENTRALSTATION | Carescape MAI700 |  |  |  | GE | Monitor, Central Station |  |  | MONITORCENTRALSTATION-GE-Carescape MAI700 | 11/11/20 |  | MCS-A | Not Covered Vendor Only - Biomedical | MHHS-TMC | [8 empty] | MONITORCENTRALSTATION | Monitor, Central Station | GE
NO | YES |  |  |  | 069-48399 | 069-48399 | GE Medical Systems | CARESCAPE MAI 700 |  | SKN19330027SA | TMC-Sarofim 1-Adult ER | MHHS-TMC |  | Monitor, Central Station |  | 069-48399 | 069-48399 | TMC | MHHS-TMC | TMC-Sarofim 1-Adult ER | Nurses Station |  |  |  |  | MONITORS, CENTRAL STATION | Monitor, Central Station | MONITORCENTRALSTATION-GE-Carescape MAI700 | MONITORCENTRALSTATION | Carescape MAI700 |  |  |  | GE | Monitor, Central Station |  |  | MONITORCENTRALSTATION-GE-Carescape MAI700 | 11/3/20 |  | MCS-A | Not Covered Vendor Only - Biomedical | MHHS-TMC | [8 empty] | MONITORCENTRALSTATION | Monitor, Central Station | GE
NO | YES |  |  |  | 069-48383 | 069-48383 | GE Medical Systems | CARESCAPE MAI 700 |  | SKN19330048SA | TMC-Sarofim 3-PACU | MHHS-TMC |  | Monitor, Central Station |  | 069-48383 | 069-48383 | TMC | MHHS-TMC | TMC-Sarofim 3-PACU | Nurse station | 12/1/19 |  | 12/1/20 |  | MONITORS, CENTRAL STATION |  | MONITORCENTRALSTATION-GE-Carescape MAI700 | MONITORCENTRALSTATION | Carescape MAI700 |  |  |  | GE | Monitor, Central Station |  |  | MONITORCENTRALSTATION-GE-Carescape MAI700 | 11/3/20 |  |  | Not Covered Vendor Only - Biomedical | MHHS-TMC
NO | YES |  |  |  | 069-48385 | 069-48385 | GE Medical Systems | CARESCAPE MAI 700 |  | SKN19330040SA | TMC-Sarofim 3-PACU | MHHS-TMC |  | Monitor, Central Station |  | 069-48385 | 069-48385 | TMC | MHHS-TMC | TMC-Sarofim 3-PACU | Nurse station | 12/1/19 |  | 12/1/20 |  | MONITORS, CENTRAL STATION |  | MONITORCENTRALSTATION-GE-Carescape MAI700 | MONITORCENTRALSTATION | Carescape MAI700 |  |  |  | GE | Monitor, Central Station |  |  | MONITORCENTRALSTATION-GE-Carescape MAI700 |  |  |  | Covered PM Repair - Biomedical | MHHS-TMC
NO | YES |  |  |  | 069-48386 | 069-48386 | GE Medical Systems | CARESCAPE MAI 700 |  | SKN19330037SA | TMC-Sarofim 3-PACU | MHHS-TMC |  | Monitor, Central Station |  | 069-48386 | 069-48386 | TMC | MHHS-TMC | TMC-Sarofim 3-PACU | Nurse station | 12/1/19 |  | 12/1/20 |  | MONITORS, CENTRAL STATION |  | MONITORCENTRALSTATION-GE-Carescape MAI700 | MONITORCENTRALSTATION | Carescape MAI700 |  |  |  | GE | Monitor, Central Station |  |  | MONITORCENTRALSTATION-GE-Carescape MAI700 |  |  |  | Covered PM Repair - Biomedical | MHHS-TMC
NO | YES |  |  |  | 069-48381 | 069-48381 | GE Medical Systems | CARESCAPE MAI 700 |  | SKN19330036SA | TMC-Sarofim 3-Pre Op | MHHS-TMC |  | Monitor, Central Station |  | 069-48381 | 069-48381 | TMC | MHHS-TMC | TMC-Sarofim 3-Pre Op | Nurses Station | 12/1/19 |  | 12/1/20 |  | MONITORS, CENTRAL STATION |  | MONITORCENTRALSTATION-GE-Carescape MAI700 | MONITORCENTRALSTATION | Carescape MAI700 |  |  |  | GE | Monitor, Central Station |  |  | MONITORCENTRALSTATION-GE-Carescape MAI700 |  |  |  | Covered PM Repair - Biomedical | MHHS-TMC
NO | YES |  |  |  | 069-48382 | 069-48382 | GE Medical Systems | CARESCAPE MAI 700 |  |  | TMC-Sarofim 3-Pre Op | MHHS-TMC |  | Monitor, Central Station |  | 069-48382 | 069-48382 | TMC | MHHS-TMC | TMC-Sarofim 3-Pre Op | Nurses Station | 12/1/19 |  | 12/1/20 |  | MONITORS, CENTRAL STATION |  | MONITORCENTRALSTATION-GE-Carescape MAI700 | MONITORCENTRALSTATION | Carescape MAI700 |  |  |  | GE | Monitor, Central Station |  |  | MONITORCENTRALSTATION-GE-Carescape MAI700 |  |  |  | Covered PM Repair - Biomedical | MHHS-TMC
NO | YES |  |  |  | 069-48379 | 069-48379 | GE Medical Systems | CARESCAPE MAI 700 |  | SKN19140047SA | TMC-Sarofim 5-Burn Unit | MHHS-TMC |  | Monitor, Central Station |  | 069-48379 | 069-48379 | TMC | MHHS-TMC | TMC-Sarofim 5-Burn Unit | Nurses Station | 1/1/20 |  | 1/1/21 |  | MONITORS, CENTRAL STATION |  | MONITORCENTRALSTATION-GE-Carescape MAI700 | MONITORCENTRALSTATION | Carescape MAI700 |  |  |  | GE | Monitor, Central Station |  |  | MONITORCENTRALSTATION-GE-Carescape MAI700 | 1/2/02 |  |  | Covered PM Repair - Biomedical | MHHS-TMC
NO | NO |  |  |  | 142-07943 |  | GE Medical Systems | CARESCAPE MAI 700 |  | SKN18290049SA | NE - 4 WEST TOWER | MHHS-Northeast |  | Monitor, Central Station |  | 142-07943 |  | Katy |  | NE - 4 WEST TOWER | [5 empty] | MONITORS, CENTRAL STATION |  | MONITORCENTRALSTATION-GE-Carescape MAI700 | MONITORCENTRALSTATION | Carescape MAI700 |  |  |  | GE | Monitor, Central Station |  |  | MONITORCENTRALSTATION-GE-Carescape MAI700 |  |  |  | Covered PM Repair - Biomedical | MHHS-Northeast
NO | NO |  |  |  | 069-48401 |  | GE Medical Systems | CARESCAPE MAI 700 |  | SKN19420042SA | TMC - SAROFIM 1 - PEDI ER | MHHS-TMC |  | Monitor, Central Station |  | 069-48401 |  | TMC |  | TMC - SAROFIM 1 - PEDI ER | [5 empty] | MONITORS, CENTRAL STATION |  | MONITORCENTRALSTATION-GE-Carescape MAI700 | MONITORCENTRALSTATION | Carescape MAI700 |  |  |  | GE | Monitor, Central Station |  |  | MONITORCENTRALSTATION-GE-Carescape MAI700 |  |  |  | Not Covered Vendor Only - Biomedical | MHHS-TMC
NO | NO |  |  |  | 069-48402 |  | GE Medical Systems | CARESCAPE MAI 700 |  | SKN19430106SA | TMC - SAROFIM 1 - PEDI ER | MHHS-TMC |  | Monitor, Central Station |  | 069-48402 |  | TMC |  | TMC - SAROFIM 1 - PEDI ER | [5 empty] | MONITORS, CENTRAL STATION |  | MONITORCENTRALSTATION-GE-Carescape MAI700 | MONITORCENTRALSTATION | Carescape MAI700 |  |  |  | GE | Monitor, Central Station |  |  | MONITORCENTRALSTATION-GE-Carescape MAI700 |  |  |  | Not Covered Vendor Only - Biomedical | MHHS-TMC
NO | NO |  |  |  | 069-48389 |  | GE Medical Systems | CARESCAPE MAI 700 |  | SKN19330038SA | TMC - SAROFIM 2 - ADULT PRE OP | MHHS-TMC |  | Monitor, Central Station |  | 069-48389 |  | TMC |  | TMC - SAROFIM 2 - ADULT PRE OP | [5 empty] | MONITORS, CENTRAL STATION |  | MONITORCENTRALSTATION-GE-Carescape MAI700 | MONITORCENTRALSTATION | Carescape MAI700 |  |  |  | GE | Monitor, Central Station |  |  | MONITORCENTRALSTATION-GE-Carescape MAI700 |  |  |  | Not Covered Vendor Only - Biomedical | MHHS-TMC
NO | NO |  |  |  | 069-48391 |  | GE Medical Systems | CARESCAPE MAI 700 |  | SKN19330039SA | TMC - SAROFIM 2 - ADULT PRE OP | MHHS-TMC |  | Monitor, Central Station |  | 069-48391 |  | TMC |  | TMC - SAROFIM 2 - ADULT PRE OP | [5 empty] | MONITORS, CENTRAL STATION |  | MONITORCENTRALSTATION-GE-Carescape MAI700 | MONITORCENTRALSTATION | Carescape MAI700 |  |  |  | GE | Monitor, Central Station |  |  | MONITORCENTRALSTATION-GE-Carescape MAI700 |  |  |  | Not Covered Vendor Only - Biomedical | MHHS-TMC
NO | NO |  |  |  | 069-48373 |  | GE Medical Systems | CARESCAPE MAI 700 |  | SKN19430021SA | TMC - SAROFIM 5 - BURN UNIT | MHHS-TMC |  | Monitor, Central Station |  | 069-48373 |  | TMC |  | TMC - SAROFIM 5 - BURN UNIT | [5 empty] | MONITORS, CENTRAL STATION |  | MONITORCENTRALSTATION-GE-Carescape MAI700 | MONITORCENTRALSTATION | Carescape MAI700 |  |  |  | GE | Monitor, Central Station |  |  | MONITORCENTRALSTATION-GE-Carescape MAI700 |  |  |  | Covered PM Repair - Biomedical | MHHS-TMC
NO | NO |  |  |  | 069-48375 |  | GE Medical Systems | CARESCAPE MAI 700 |  | SKN19430026SA | TMC - SAROFIM 5 - BURN UNIT | MHHS-TMC |  | Monitor, Central Station |  | 069-48375 |  | TMC |  | TMC - SAROFIM 5 - BURN UNIT | [5 empty] | MONITORS, CENTRAL STATION |  | MONITORCENTRALSTATION-GE-Carescape MAI700 | MONITORCENTRALSTATION | Carescape MAI700 |  |  |  | GE | Monitor, Central Station |  |  | MONITORCENTRALSTATION-GE-Carescape MAI700 |  |  |  | Covered PM Repair - Biomedical | MHHS-TMC
NO | NO |  |  |  | 069-48376 |  | GE Medical Systems | CARESCAPE MAI 700 |  | SKN19180019SA | TMC - SAROFIM 5 - BURN UNIT | MHHS-TMC |  | Monitor, Central Station |  | 069-48376 |  | TMC |  | TMC - SAROFIM 5 - BURN UNIT | [5 empty] | MONITORS, CENTRAL STATION |  | MONITORCENTRALSTATION-GE-Carescape MAI700 | MONITORCENTRALSTATION | Carescape MAI700 |  |  |  | GE | Monitor, Central Station |  |  | MONITORCENTRALSTATION-GE-Carescape MAI700 |  |  |  | Covered PM Repair - Biomedical | MHHS-TMC
NO | NO |  |  |  | 069-48378 |  | GE Medical Systems | CARESCAPE MAI 700 |  | SKN19110110SA | TMC - SAROFIM 5 - BURN UNIT | MHHS-TMC |  | Monitor, Central Station |  | 069-48378 |  | TMC |  | TMC - SAROFIM 5 - BURN UNIT | [5 empty] | MONITORS, CENTRAL STATION |  | MONITORCENTRALSTATION-GE-Carescape MAI700 | MONITORCENTRALSTATION | Carescape MAI700 |  |  |  | GE | Monitor, Central Station |  |  | MONITORCENTRALSTATION-GE-Carescape MAI700 |  |  |  | Covered PM Repair - Biomedical | MHHS-TMC
NO | NO |  |  |  | 069-48350 |  | GE Medical Systems | CARESCAPE MAI 700 |  | SKN19250016SA | TMC - SAROFIM 5 - SILVER | MHHS-TMC |  | Monitor, Central Station |  | 069-48350 |  | TMC |  | TMC - SAROFIM 5 - SILVER | [5 empty] | MONITORS, CENTRAL STATION |  | MONITORCENTRALSTATION-GE-Carescape MAI700 | MONITORCENTRALSTATION | Carescape MAI700 |  |  |  | GE | Monitor, Central Station |  |  | MONITORCENTRALSTATION-GE-Carescape MAI700 |  |  |  | Covered PM Repair - Biomedical | MHHS-TMC
NO | YES |  |  |  | 151-02207 | 151-02207 | GE Medical Systems | CARESCAPE PATIENT DATA MODULE |  | SA316510413SA | CY-Cardiac Cath Lab | MHHS-Cypress |  | Module, Multi-Parameter |  | 151-02207 | 151-02207 | Northwest | MHHS-Cypress | CY-Cardiac Cath Lab | Cath lab | 7/1/19 | 7/1/20 |  |  | PHYSIOLOGIC MONITOR MODULES, MULTIPARAMETER | Module, Multi-Parameter | MODULEMULTIPARAMETER-GE-CARESCAPE PDM | MODULEMULTIPARAMETER | CARESCAPE PDM |  |  |  | GE | Module, Multi-Parameter |  | MODULEMULTIPARAMETER-GE-CARESCAPE PDM |  | 12/7/16 |  | MMP-A | Covered PM Repair - Biomedical | MHHS-Cypress | [8 empty] | MODULEMULTIPARAMETER | Module, Multi-Parameter | GE
NO | YES |  |  |  | 151-02640 | 151-02640 | GE Medical Systems | CARESCAPE PATIENT DATA MODULE |  | SKR18071678TA | CY-Cardiac Cath Lab | MHHS-Cypress |  | Module, Multi-Parameter |  | 151-02640 | 151-02640 | Northwest | MHHS-Cypress | CY-Cardiac Cath Lab | Cath Lab 1 | 5/1/19 |  |  |  | PHYSIOLOGIC MONITOR MODULES, MULTIPARAMETER | Module, Multi-Parameter | MODULEMULTIPARAMETER-GE-CARESCAPE PDM | MODULEMULTIPARAMETER | CARESCAPE PDM |  |  |  | GE | Module, Multi-Parameter |  | MODULEMULTIPARAMETER-GE-CARESCAPE PDM |  | 12/7/16 |  | MMP-A | Covered PM Repair - Biomedical | MHHS-Cypress | [8 empty] | MODULEMULTIPARAMETER | Module, Multi-Parameter | GE
NO | YES |  |  |  | 151-02909 | 151-02909 | GE Medical Systems | CARESCAPE PATIENT DATA MODULE |  | SPX19020474SA | CY-Cardiac Cath Lab | MHHS-Cypress |  | Module, Multi-Parameter |  | 151-02909 | 151-02909 | Northwest | MHHS-Cypress | CY-Cardiac Cath Lab | CATH LAB 1 | 3/1/19 | 3/1/20 |  |  | PHYSIOLOGIC MONITOR MODULES, MULTIPARAMETER | Module, Multi-Parameter | MODULEMULTIPARAMETER-GE-CARESCAPE PDM | MODULEMULTIPARAMETER | CARESCAPE PDM |  |  |  | GE | Module, Multi-Parameter |  | MODULEMULTIPARAMETER-GE-CARESCAPE PDM |  | 12/7/16 |  | MMP-A | Covered PM Repair - Biomedical | MHHS-Cypress | [8 empty] | MODULEMULTIPARAMETER | Module, Multi-Parameter | GE
NO | YES |  |  |  | 133-08640 | 133-08640 | GE Medical Systems | CARESCAPE PATIENT DATA MODULE |  | SA313105842SA | Katy-Cath Lab | MHHS-Katy |  | Module, Multi-Parameter |  | 133-08640 | 133-08640 | Katy | MHHS-Katy | Katy-Cath Lab | Cathlab 2 | 3/1/19 | 3/1/20 |  |  | PHYSIOLOGIC MONITOR MODULES, MULTIPARAMETER | Module, Multi-Parameter | MODULEMULTIPARAMETER-GE-CARESCAPE PDM | MODULEMULTIPARAMETER | CARESCAPE PDM |  |  |  | GE | Module, Multi-Parameter |  | MODULEMULTIPARAMETER-GE-CARESCAPE PDM |  | 12/21/16 |  | MMP-A | Covered PM Repair - Biomedical | MHHS-Katy | [8 empty] | MODULEMULTIPARAMETER | Module, Multi-Parameter | GE
NO | YES |  |  |  | 041-17926 | 041-17926 | GE Medical Systems | CARESCAPE PATIENT DATA MODULE |  | SJJ13050051SA | Cath Lab | MHHS-Mem City |  | Module, Multi-Parameter |  | 041-17926 | 041-17926 | West | Memorial Hermann - Memorial City | Cath Lab | Room E9-2151 |  |  |  |  | PHYSIOLOGIC MONITOR MODULES, MULTIPARAMETER |  | MODULEMULTIPARAMETER-GE-CARESCAPE PDM | MODULEMULTIPARAMETER | CARESCAPE PDM |  |  |  | GE | Module, Multi-Parameter |  | MODULEMULTIPARAMETER-GE-CARESCAPE PDM |  |  |  |  | Clinical Miscellaneous | MHHS-Mem City
NO | YES |  |  |  | 041-17955 | 041-17955 | GE Medical Systems | CARESCAPE PATIENT DATA MODULE |  | SJJ13050046SA | MEMORIAL CITY - CATH LAB | MHHS-Mem City |  | Module, Multi-Parameter |  | 041-17955 | 041-17955 | West | Memorial Hermann - Memorial City | MEMORIAL CITY - CATH LAB | Cath Lab 1 |  |  |  |  | PHYSIOLOGIC MONITOR MODULES, MULTIPARAMETER |  | MODULEMULTIPARAMETER-GE-CARESCAPE PDM | MODULEMULTIPARAMETER | CARESCAPE PDM |  |  |  | GE | Module, Multi-Parameter |  | MODULEMULTIPARAMETER-GE-CARESCAPE PDM |  |  |  |  | Clinical Miscellaneous | MHHS-Mem City
NO | YES |  |  |  | 041-18514 | 041-18514 | GE Medical Systems | CARESCAPE PATIENT DATA MODULE |  | SA314191012GA | MEMORIAL CITY - CATH LAB | MHHS-Mem City |  | Module, Multi-Parameter |  | 041-18514 | 041-18514 | West | Memorial Hermann - Memorial City | MEMORIAL CITY - CATH LAB | Interventional Radiology Room 1 |  |  |  |  | PHYSIOLOGIC MONITOR MODULES, MULTIPARAMETER |  | MODULEMULTIPARAMETER-GE-CARESCAPE PDM | MODULEMULTIPARAMETER | CARESCAPE PDM |  |  |  | GE | Module, Multi-Parameter |  | MODULEMULTIPARAMETER-GE-CARESCAPE PDM |  |  |  |  | Clinical Miscellaneous | MHHS-Mem City
NO | YES |  |  |  | 041-19071 | 041-19071 | GE Medical Systems | CARESCAPE PATIENT DATA MODULE |  | sa315154693ga | MEMORIAL CITY - CARDIOLOGY | MHHS-Mem City |  | Module, Multi-Parameter |  | 041-19071 | 041-19071 | West | Memorial Hermann - Memorial City | MEMORIAL CITY - CARDIOLOGY | Cath Lab E9 125 Storage Closet |  |  |  |  | PHYSIOLOGIC MONITOR MODULES, MULTIPARAMETER |  | MODULEMULTIPARAMETER-GE-CARESCAPE PDM | MODULEMULTIPARAMETER | CARESCAPE PDM |  |  |  | GE | Module, Multi-Parameter |  | MODULEMULTIPARAMETER-GE-CARESCAPE PDM |  |  |  |  | Clinical Miscellaneous | MHHS-Mem City
NO | YES |  |  |  | 929-00946 | 929-00946 | GE Medical Systems | CARESCAPE PATIENT DATA MODULE |  | SA317290149SR | GH-OR | MHHS Orthopedic & Spine |  | Module, Multi-Parameter |  | 929-00946 | 929-00946 | Central | MHHS-Greater Heights | GH-OR | OR 6 | 2/1/20 |  | 2/1/21 |  | PHYSIOLOGIC MONITOR MODULES, MULTIPARAMETER | Module, Multi-Parameter | MODULEMULTIPARAMETER-GE-CARESCAPE PDM | MODULEMULTIPARAMETER | CARESCAPE PDM |  |  |  | GE | Module, Multi-Parameter |  | MODULEMULTIPARAMETER-GE-CARESCAPE PDM |  | 12/11/25 | MHOSH Inventory Dec 2019 into 2020 - Copy.xls - Already Verified | MMP-A | Not Covered Vendor Only - Biomedical | MHHS Orthopedic & Spine | [8 empty] | MODULEMULTIPARAMETER | Module, Multi-Parameter | GE
NO | YES |  |  |  | 929-00951 | 929-00951 | GE Medical Systems | CARESCAPE PATIENT DATA MODULE |  | SA317290206SR | MHOSH-OR | MHHS Orthopedic & Spine |  | Module, Multi-Parameter |  | 929-00951 | 929-00951 | Central | MHHS-Orthopedic & Spine | MHOSH-OR | MHOSH - OR | 2/1/19 |  |  |  | PHYSIOLOGIC MONITOR MODULES, MULTIPARAMETER | Module, Multi-Parameter | MODULEMULTIPARAMETER-GE-CARESCAPE PDM | MODULEMULTIPARAMETER | CARESCAPE PDM |  |  |  | GE | Module, Multi-Parameter |  | MODULEMULTIPARAMETER-GE-CARESCAPE PDM |  | 12/11/25 | MHOSH Inventory Dec 2019 into 2020 - Copy.xls - Already Verified | MMP-A | Not Covered Vendor Only - Biomedical | MHHS Orthopedic & Spine | [8 empty] | MODULEMULTIPARAMETER | Module, Multi-Parameter | GE
NO | YES |  |  |  | 929-00953 | 929-00953 | GE Medical Systems | CARESCAPE PATIENT DATA MODULE |  | SA317290019SR | MHOSH-OR | MHHS Orthopedic & Spine |  | Module, Multi-Parameter |  | 929-00953 | 929-00953 | Central & Greater Heights | MHHS-Orthopedic & Spine | MHOSH-OR |  | 3/1/19 |  |  |  | PHYSIOLOGIC MONITOR MODULES, MULTIPARAMETER | Module, Multi-Parameter | MODULEMULTIPARAMETER-GE-CARESCAPE PDM | MODULEMULTIPARAMETER | CARESCAPE PDM |  |  |  | GE | Module, Multi-Parameter |  | MODULEMULTIPARAMETER-GE-CARESCAPE PDM |  | 12/11/25 | MHOSH Inventory Dec 2019 into 2020 - Copy.xls - Newly Verified | MMP-A | Not Covered Vendor Only - Biomedical | MHHS Orthopedic & Spine | [8 empty] | MODULEMULTIPARAMETER | Module, Multi-Parameter | GE
NO | YES |  |  |  | 929-00955 | 929-00955 | GE Medical Systems | CARESCAPE PATIENT DATA MODULE |  | SA317290210SR | GH-OR | MHHS Orthopedic & Spine |  | Module, Multi-Parameter |  | 929-00955 | 929-00955 | Central | MHHS-Greater Heights | GH-OR | OR 10 | 3/1/19 |  |  |  | PHYSIOLOGIC MONITOR MODULES, MULTIPARAMETER | Module, Multi-Parameter | MODULEMULTIPARAMETER-GE-CARESCAPE PDM | MODULEMULTIPARAMETER | CARESCAPE PDM |  |  |  | GE | Module, Multi-Parameter |  | MODULEMULTIPARAMETER-GE-CARESCAPE PDM |  | 12/11/25 | MHOSH Inventory Dec 2019 into 2020 - Copy.xls - Already Verified | MMP-A | Not Covered Vendor Only - Biomedical | MHHS Orthopedic & Spine | [8 empty] | MODULEMULTIPARAMETER | Module, Multi-Parameter | GE
NO | YES |  |  |  | 929-00957 | 929-00957 | GE Medical Systems | CARESCAPE PATIENT DATA MODULE |  | SA317290062SR | GH-OR | MHHS Orthopedic & Spine |  | Module, Multi-Parameter |  | 929-00957 | 929-00957 | Central | MHHS-Greater Heights | GH-OR | OR 4 | 2/1/20 |  | 2/1/21 |  | PHYSIOLOGIC MONITOR MODULES, MULTIPARAMETER | Module, Multi-Parameter | MODULEMULTIPARAMETER-GE-CARESCAPE PDM | MODULEMULTIPARAMETER | CARESCAPE PDM |  |  |  | GE | Module, Multi-Parameter |  | MODULEMULTIPARAMETER-GE-CARESCAPE PDM |  | 12/11/25 | MHOSH Inventory Dec 2019 into 2020 - Copy.xls - Already Verified | MMP-A | Not Covered Vendor Only - Biomedical | MHHS Orthopedic & Spine | [8 empty] | MODULEMULTIPARAMETER | Module, Multi-Parameter | GE
NO | YES |  |  |  | 929-00959 | 929-00959 | GE Medical Systems | CARESCAPE PATIENT DATA MODULE |  | SA314441635GR | GH-OR | MHHS Orthopedic & Spine |  | Module, Multi-Parameter |  | 929-00959 | 929-00959 | Central | MHHS-Greater Heights | GH-OR | OR 8 | 3/1/19 |  |  |  | PHYSIOLOGIC MONITOR MODULES, MULTIPARAMETER | Module, Multi-Parameter | MODULEMULTIPARAMETER-GE-CARESCAPE PDM | MODULEMULTIPARAMETER | CARESCAPE PDM |  |  |  | GE | Module, Multi-Parameter |  | MODULEMULTIPARAMETER-GE-CARESCAPE PDM |  | 12/11/25 | MHOSH Inventory Dec 2019 into 2020 - Copy.xls - Already Verified | MMP-A | Not Covered Vendor Only - Biomedical | MHHS Orthopedic & Spine | [8 empty] | MODULEMULTIPARAMETER | Module, Multi-Parameter | GE
NO | YES |  |  |  | 929-00961 | 929-00961 | GE Medical Systems | CARESCAPE PATIENT DATA MODULE |  | SA317280577SR | GH-OR | MHHS Orthopedic & Spine |  | Module, Multi-Parameter |  | 929-00961 | 929-00961 | Central | MHHS-Greater Heights | GH-OR | OR 7 | 3/1/19 |  |  |  | PHYSIOLOGIC MONITOR MODULES, MULTIPARAMETER | Module, Multi-Parameter | MODULEMULTIPARAMETER-GE-CARESCAPE PDM | MODULEMULTIPARAMETER | CARESCAPE PDM |  |  |  | GE | Module, Multi-Parameter |  | MODULEMULTIPARAMETER-GE-CARESCAPE PDM |  | 12/11/25 | MHOSH Inventory Dec 2019 into 2020 - Copy.xls - Already Verified | MMP-A | Not Covered Vendor Only - Biomedical | MHHS Orthopedic & Spine | [8 empty] | MODULEMULTIPARAMETER | Module, Multi-Parameter | GE
NO | YES |  |  |  | 929-00962 | 929-00962 | GE Medical Systems | CARESCAPE PATIENT DATA MODULE |  | SA317290222SR | GH-OR | MHHS Orthopedic & Spine |  | Module, Multi-Parameter |  | 929-00962 | 929-00962 | Central | MHHS-Greater Heights | GH-OR | OR 5 | 9/1/19 |  |  |  | PHYSIOLOGIC MONITOR MODULES, MULTIPARAMETER | Module, Multi-Parameter | MODULEMULTIPARAMETER-GE-CARESCAPE PDM | MODULEMULTIPARAMETER | CARESCAPE PDM |  |  |  | GE | Module, Multi-Parameter |  | MODULEMULTIPARAMETER-GE-CARESCAPE PDM |  | 12/11/25 | MHOSH Inventory Dec 2019 into 2020 - Copy.xls - Already Verified | MMP-A | Not Covered Vendor Only - Biomedical | MHHS Orthopedic & Spine | [8 empty] | MODULEMULTIPARAMETER | Module, Multi-Parameter | GE
NO | YES |  |  |  | 929-00964 | 929-00964 | GE Medical Systems | CARESCAPE PATIENT DATA MODULE |  | SA317290162SR | GH-OR | MHHS Orthopedic & Spine |  | Module, Multi-Parameter |  | 929-00964 | 929-00964 | Central | MHHS-Greater Heights | GH-OR | OR 9 | 2/1/20 |  | 7/1/20 |  | PHYSIOLOGIC MONITOR MODULES, MULTIPARAMETER | Module, Multi-Parameter | MODULEMULTIPARAMETER-GE-CARESCAPE PDM | MODULEMULTIPARAMETER | CARESCAPE PDM |  |  |  | GE | Module, Multi-Parameter |  | MODULEMULTIPARAMETER-GE-CARESCAPE PDM |  | 12/11/25 | MHOSH Inventory Dec 2019 into 2020 - Copy.xls - Already Verified | MMP-A | Not Covered Vendor Only - Biomedical | MHHS Orthopedic & Spine | [8 empty] | MODULEMULTIPARAMETER | Module, Multi-Parameter | GE
NO | YES |  |  |  | 929-00966 | 929-00966 | GE Medical Systems | CARESCAPE PATIENT DATA MODULE |  | SA317290214SR | GH-OR | MHHS Orthopedic & Spine |  | Module, Multi-Parameter |  | 929-00966 | 929-00966 | Central | MHHS-Greater Heights | GH-OR | OR 2 | 9/1/19 |  | 9/1/20 |  | PHYSIOLOGIC MONITOR MODULES, MULTIPARAMETER | Module, Multi-Parameter | MODULEMULTIPARAMETER-GE-CARESCAPE PDM | MODULEMULTIPARAMETER | CARESCAPE PDM |  |  |  | GE | Module, Multi-Parameter |  | MODULEMULTIPARAMETER-GE-CARESCAPE PDM |  | 1/14/17 | MHOSH Inventory Dec 2019 into 2020 - Copy.xls - Already Verified | MMP-A | Covered PM Repair - Biomedical | MHHS Orthopedic & Spine | [8 empty] | MODULEMULTIPARAMETER | Module, Multi-Parameter | GE
NO | YES |  |  |  | 142-07438 | 142-07438 | GE Medical Systems | CARESCAPE PATIENT DATA MODULE |  | SA318380307SA | NE-2 West Tower | MHHS-Northeast |  | Module, Multi-Parameter |  | 142-07438 | 142-07438 | Katy | MHHS-Northeast | NE-2 West Tower | Storage Room | 11/1/19 | 11/1/20 |  |  | PHYSIOLOGIC MONITOR MODULES, MULTIPARAMETER | Module, Multi-Parameter | MODULEMULTIPARAMETER-GE-CARESCAPE PDM | MODULEMULTIPARAMETER | CARESCAPE PDM |  |  |  | GE | Module, Multi-Parameter |  | MODULEMULTIPARAMETER-GE-CARESCAPE PDM |  | 12/17/18 |  | MMP-A | Not Covered Vendor Only - Biomedical | MHHS-Northeast | [8 empty] | MODULEMULTIPARAMETER | Module, Multi-Parameter | GE
NO | YES |  |  |  | 142-07440 | 142-07440 | GE Medical Systems | CARESCAPE PATIENT DATA MODULE |  | SA318380448SA | NE-2 West Tower | MHHS-Northeast |  | Module, Multi-Parameter |  | 142-07440 | 142-07440 | Katy | MHHS-Northeast | NE-2 West Tower | 2 West | 10/1/19 | 10/1/20 |  |  | PHYSIOLOGIC MONITOR MODULES, MULTIPARAMETER | Module, Multi-Parameter | MODULEMULTIPARAMETER-GE-CARESCAPE PDM | MODULEMULTIPARAMETER | CARESCAPE PDM |  |  |  | GE | Module, Multi-Parameter |  | MODULEMULTIPARAMETER-GE-CARESCAPE PDM |  | 12/17/18 |  | MMP-A | Not Covered Vendor Only - Biomedical | MHHS-Northeast | [8 empty] | MODULEMULTIPARAMETER | Module, Multi-Parameter | GE
NO | YES |  |  |  | 142-07442 | 142-07442 | GE Medical Systems | CARESCAPE PATIENT DATA MODULE |  | SA318381445SA | NE - 3 WEST TOWER Cardio | MHHS-Northeast |  | Module, Multi-Parameter |  | 142-07442 | 142-07442 | Katy | Memorial Hermann Northeast Hospital | NE - 3 WEST TOWER Cardio | Med Surg Cardiac Storage |  |  |  |  | PHYSIOLOGIC MONITOR MODULES, MULTIPARAMETER |  | MODULEMULTIPARAMETER-GE-CARESCAPE PDM | MODULEMULTIPARAMETER | CARESCAPE PDM |  |  |  | GE | Module, Multi-Parameter |  | MODULEMULTIPARAMETER-GE-CARESCAPE PDM |  |  |  |  | Not Covered Vendor Only - Biomedical | MHHS-Northeast
NO | YES |  |  |  | 142-08023 | 142-08023 | GE Medical Systems | CARESCAPE PATIENT DATA MODULE |  | SA318380468SA | NE-3 West Tower | MHHS-Northeast |  | Module, Multi-Parameter |  | 142-08023 | 142-08023 | Katy | MHHS-Northeast | NE-3 West Tower | Equipment storage | 10/1/19 | 10/1/20 |  |  | PHYSIOLOGIC MONITOR MODULES, MULTIPARAMETER | Module, Multi-Parameter | MODULEMULTIPARAMETER-GE-CARESCAPE PDM | MODULEMULTIPARAMETER | CARESCAPE PDM |  |  |  | GE | Module, Multi-Parameter |  | MODULEMULTIPARAMETER-GE-CARESCAPE PDM |  | 12/17/18 |  | MMP-A | Not Covered Vendor Only - Biomedical | MHHS-Northeast | [8 empty] | MODULEMULTIPARAMETER | Module, Multi-Parameter | GE
NO | YES |  |  |  | 142-08025 | 142-08025 | GE Medical Systems | CARESCAPE PATIENT DATA MODULE |  | SA318380436SA | NE-Med/Surg | MHHS-Northeast |  | Module, Multi-Parameter |  | 142-08025 | 142-08025 | Katy | MHHS-Northeast | NE-Med/Surg | Storage equipment | 10/1/19 | 10/1/20 |  |  | PHYSIOLOGIC MONITOR MODULES, MULTIPARAMETER | Module, Multi-Parameter | MODULEMULTIPARAMETER-GE-CARESCAPE PDM | MODULEMULTIPARAMETER | CARESCAPE PDM |  |  |  | GE | Module, Multi-Parameter |  | MODULEMULTIPARAMETER-GE-CARESCAPE PDM |  | 12/17/18 |  | MMP-A | Not Covered Vendor Only - Biomedical | MHHS-Northeast | [8 empty] | MODULEMULTIPARAMETER | Module, Multi-Parameter | GE
NO | YES |  |  |  | 142-08027 | 142-08027 | GE Medical Systems | CARESCAPE PATIENT DATA MODULE |  | SA318380458SA | NE-4 West Tower | MHHS-Northeast |  | Module, Multi-Parameter |  | 142-08027 | 142-08027 | Katy | MHHS-Northeast | NE-4 West Tower |  | 8/1/19 | 8/1/20 |  |  | PHYSIOLOGIC MONITOR MODULES, MULTIPARAMETER | Module, Multi-Parameter | MODULEMULTIPARAMETER-GE-CARESCAPE PDM | MODULEMULTIPARAMETER | CARESCAPE PDM |  |  |  | GE | Module, Multi-Parameter |  | MODULEMULTIPARAMETER-GE-CARESCAPE PDM |  | 1/15/18 |  | MMP-A | Not Covered Vendor Only - Lab Ana/Anes | MHHS-Northeast | [8 empty] | MODULEMULTIPARAMETER | Module, Multi-Parameter | GE
NO | YES |  |  |  |  | 099-00804 | GE Medical Systems | CARESCAPE PATIENT DATA MODULE |  | SA315493408SA | NE-OR Holding | MHHS-Northeast |  | Module, Multi-Parameter |  |  | 099-00804 | Katy | MHHS-Northeast | NE-OR Holding | OR HOLDING 5 | 12/1/18 | 12/1/19 |  |  | PHYSIOLOGIC MONITOR MODULES, MULTIPARAMETER | Module, Multi-Parameter | MODULEMULTIPARAMETER-GE-CARESCAPE PDM | MODULEMULTIPARAMETER | CARESCAPE PDM |  |  |  | GE | Module, Multi-Parameter |  | MODULEMULTIPARAMETER-GE-CARESCAPE PDM |  | 1/15/18 |  | MMP-A | Not Covered Vendor Only - Lab Ana/Anes | MHHS-Northeast | [8 empty] | MODULEMULTIPARAMETER | Module, Multi-Parameter | GE
NO | YES |  |  |  |  | 099-01160 | GE Medical Systems | CARESCAPE PATIENT DATA MODULE |  | SA315493444SA | Katy-Biomedical Services | MHHS-Northeast |  | Module, Multi-Parameter |  |  | 099-01160 | Katy | MHHS-Katy | Katy-Biomedical Services | Biomed | 10/1/19 | 10/1/20 |  |  | PHYSIOLOGIC MONITOR MODULES, MULTIPARAMETER | Module, Multi-Parameter | MODULEMULTIPARAMETER-GE-CARESCAPE PDM | MODULEMULTIPARAMETER | CARESCAPE PDM |  |  |  | GE | Module, Multi-Parameter |  | MODULEMULTIPARAMETER-GE-CARESCAPE PDM |  | 12/29/16 |  | MMP-A | Covered PM Repair - Biomedical | MHHS-Northeast | [8 empty] | MODULEMULTIPARAMETER | Module, Multi-Parameter | GE
NO | YES |  |  |  |  | 142-05748 | GE Medical Systems | CARESCAPE PATIENT DATA MODULE |  | SA315451456SA | NE-Day Surgery | MHHS-Northeast |  | Module, Multi-Parameter |  |  | 142-05748 | Katy | MHHS-Northeast | NE-Day Surgery | Room 8 | 12/1/19 | 12/1/20 |  |  | PHYSIOLOGIC MONITOR MODULES, MULTIPARAMETER | Module, Multi-Parameter | MODULEMULTIPARAMETER-GE-CARESCAPE PDM | MODULEMULTIPARAMETER | CARESCAPE PDM |  |  |  | GE | Module, Multi-Parameter |  | MODULEMULTIPARAMETER-GE-CARESCAPE PDM |  | 12/29/16 |  | MMP-A | Covered PM Repair - Biomedical | MHHS-Northeast | [8 empty] | MODULEMULTIPARAMETER | Module, Multi-Parameter | GE
NO | YES |  |  |  |  | 142-06469 | GE Medical Systems | CARESCAPE PATIENT DATA MODULE |  | SA315471987SA | NE-OR Holding | MHHS-Northeast |  | Module, Multi-Parameter |  |  | 142-06469 | Katy | MHHS-Northeast | NE-OR Holding | Room 7 | 12/1/19 | 12/1/20 |  |  | PHYSIOLOGIC MONITOR MODULES, MULTIPARAMETER | Module, Multi-Parameter | MODULEMULTIPARAMETER-GE-CARESCAPE PDM | MODULEMULTIPARAMETER | CARESCAPE PDM |  |  |  | GE | Module, Multi-Parameter |  | MODULEMULTIPARAMETER-GE-CARESCAPE PDM |  | 12/29/16 |  | MMP-A | Covered PM Repair - Biomedical | MHHS-Northeast | [8 empty] | MODULEMULTIPARAMETER | Module, Multi-Parameter | GE
NO | YES |  |  |  |  | 142-06472 | GE Medical Systems | CARESCAPE PATIENT DATA MODULE |  | SA315471998SA | NE-Day Surgery | MHHS-Northeast |  | Module, Multi-Parameter |  |  | 142-06472 | Katy | MHHS-Northeast | NE-Day Surgery | Room 6 | 12/1/19 | 12/1/20 |  |  | PHYSIOLOGIC MONITOR MODULES, MULTIPARAMETER | Module, Multi-Parameter | MODULEMULTIPARAMETER-GE-CARESCAPE PDM | MODULEMULTIPARAMETER | CARESCAPE PDM |  |  |  | GE | Module, Multi-Parameter |  | MODULEMULTIPARAMETER-GE-CARESCAPE PDM |  | 12/29/16 |  | MMP-A | Covered PM Repair - Biomedical | MHHS-Northeast | [8 empty] | MODULEMULTIPARAMETER | Module, Multi-Parameter | GE
NO | YES |  |  |  |  | 142-06475 | GE Medical Systems | CARESCAPE PATIENT DATA MODULE |  | SA315471954SA | NE-OR Holding | MHHS-Northeast |  | Module, Multi-Parameter |  |  | 142-06475 | Katy | MHHS-Northeast | NE-OR Holding | Room 2 | 12/1/18 | 12/1/19 |  |  | PHYSIOLOGIC MONITOR MODULES, MULTIPARAMETER | Module, Multi-Parameter | MODULEMULTIPARAMETER-GE-CARESCAPE PDM | MODULEMULTIPARAMETER | CARESCAPE PDM |  |  |  | GE | Module, Multi-Parameter |  | MODULEMULTIPARAMETER-GE-CARESCAPE PDM |  | 12/29/16 |  | MMP-A | Covered PM Repair - Biomedical | MHHS-Northeast | [8 empty] | MODULEMULTIPARAMETER | Module, Multi-Parameter | GE
NO | YES |  |  |  |  | 142-06483 | GE Medical Systems | CARESCAPE PATIENT DATA MODULE |  | SA315472037SA | NE-OR Holding | MHHS-Northeast |  | Module, Multi-Parameter |  |  | 142-06483 | Katy | MHHS-Northeast | NE-OR Holding | Room 4 | 1/1/19 | 1/1/20 |  |  | PHYSIOLOGIC MONITOR MODULES, MULTIPARAMETER | Module, Multi-Parameter | MODULEMULTIPARAMETER-GE-CARESCAPE PDM | MODULEMULTIPARAMETER | CARESCAPE PDM |  |  |  | GE | Module, Multi-Parameter |  | MODULEMULTIPARAMETER-GE-CARESCAPE PDM |  | 12/29/16 |  | MMP-A | Covered PM Repair - Biomedical | MHHS-Northeast | [8 empty] | MODULEMULTIPARAMETER | Module, Multi-Parameter | GE
NO | YES |  |  |  |  | 142-06486 | GE Medical Systems | CARESCAPE PATIENT DATA MODULE |  | SA315471976SA | NE-OR Holding | MHHS-Northeast |  | Module, Multi-Parameter |  |  | 142-06486 | Katy | MHHS-Northeast | NE-OR Holding | Pacu room 3 | 1/1/19 | 1/1/20 |  |  | PHYSIOLOGIC MONITOR MODULES, MULTIPARAMETER | Module, Multi-Parameter | MODULEMULTIPARAMETER-GE-CARESCAPE PDM | MODULEMULTIPARAMETER | CARESCAPE PDM |  |  |  | GE | Module, Multi-Parameter |  | MODULEMULTIPARAMETER-GE-CARESCAPE PDM |  | 12/29/16 |  | MMP-A | Covered PM Repair - Biomedical | MHHS-Northeast | [8 empty] | MODULEMULTIPARAMETER | Module, Multi-Parameter | GE
NO | YES |  |  |  |  | 142-06434 | GE Medical Systems | CARESCAPE PATIENT DATA MODULE |  | SA315471986SA | NE-OR Holding | MHHS-Northeast |  | Module, Multi-Parameter |  |  | 142-06434 | Katy | MHHS-Northeast | NE-OR Holding | Procedure room | 1/1/19 | 1/1/20 |  |  | PHYSIOLOGIC MONITOR MODULES, MULTIPARAMETER | Module, Multi-Parameter | MODULEMULTIPARAMETER-GE-CARESCAPE PDM | MODULEMULTIPARAMETER | CARESCAPE PDM |  |  |  | GE | Module, Multi-Parameter |  | MODULEMULTIPARAMETER-GE-CARESCAPE PDM |  | 12/29/16 |  | MMP-A | Covered PM Repair - Biomedical | MHHS-Northeast | [8 empty] | MODULEMULTIPARAMETER | Module, Multi-Parameter | GE
NO | YES |  |  |  | 142-06646 | 142-06646 | GE Medical Systems | CARESCAPE PATIENT DATA MODULE |  | SA315472011SA | NE-OR Holding | MHHS-Northeast |  | Module, Multi-Parameter |  | 142-06646 | 142-06646 | Katy | MHHS-Northeast | NE-OR Holding | OR HOLDING | 1/1/19 | 1/1/20 |  |  | PHYSIOLOGIC MONITOR MODULES, MULTIPARAMETER | Module, Multi-Parameter | MODULEMULTIPARAMETER-GE-CARESCAPE PDM | MODULEMULTIPARAMETER | CARESCAPE PDM |  |  |  | GE | Module, Multi-Parameter |  | MODULEMULTIPARAMETER-GE-CARESCAPE PDM |  | 9/1/17 |  | MMP-A | Covered PM Repair - Radiology, Low End | MHHS-Northeast | [8 empty] | MODULEMULTIPARAMETER | Module, Multi-Parameter | GE
NO | YES |  |  |  | 142-06649 | 142-06649 | GE Medical Systems | CARESCAPE PATIENT DATA MODULE |  | SA315472001SA | NE-OR Holding | MHHS-Northeast |  | Module, Multi-Parameter |  | 142-06649 | 142-06649 | Katy | MHHS-Northeast | NE-OR Holding | OR Holding room 5 | 5/1/19 | 5/1/20 |  |  | PHYSIOLOGIC MONITOR MODULES, MULTIPARAMETER | Module, Multi-Parameter | MODULEMULTIPARAMETER-GE-CARESCAPE PDM | MODULEMULTIPARAMETER | CARESCAPE PDM |  |  |  | GE | Module, Multi-Parameter |  | MODULEMULTIPARAMETER-GE-CARESCAPE PDM |  | 9/21/17 |  | MMP-A | Covered PM Repair - Radiology, Low End | MHHS-Northeast | [8 empty] | MODULEMULTIPARAMETER | Module, Multi-Parameter | GE
NO | YES |  |  |  | 142-06652 | 142-06652 | GE Medical Systems | CARESCAPE PATIENT DATA MODULE |  | SA315471926SA | NE-OR Holding | MHHS-Northeast |  | Module, Multi-Parameter |  | 142-06652 | 142-06652 | Katy | MHHS-Northeast | NE-OR Holding | Room 10 | 1/1/19 | 1/1/20 |  |  | PHYSIOLOGIC MONITOR MODULES, MULTIPARAMETER | Module, Multi-Parameter | MODULEMULTIPARAMETER-GE-CARESCAPE PDM | MODULEMULTIPARAMETER | CARESCAPE PDM |  |  |  | GE | Module, Multi-Parameter |  | MODULEMULTIPARAMETER-GE-CARESCAPE PDM |  | 8/1/18 |  | MMP-A | Covered PM Repair - Biomedical | MHHS-Northeast | [8 empty] | MODULEMULTIPARAMETER | Module, Multi-Parameter | GE
NO | YES |  |  |  | 142-06655 | 142-06655 | GE Medical Systems | CARESCAPE PATIENT DATA MODULE |  | SA315472007SA | NE-OR Holding | MHHS-Northeast |  | Module, Multi-Parameter |  | 142-06655 | 142-06655 | Katy | MHHS-Northeast | NE-OR Holding | OR HOLDING | 1/1/19 | 1/1/20 |  |  | PHYSIOLOGIC MONITOR MODULES, MULTIPARAMETER | Module, Multi-Parameter | MODULEMULTIPARAMETER-GE-CARESCAPE PDM | MODULEMULTIPARAMETER | CARESCAPE PDM |  |  |  | GE | Module, Multi-Parameter |  | MODULEMULTIPARAMETER-GE-CARESCAPE PDM |  | 8/1/18 |  | MMP-A | Covered PM Repair - Biomedical | MHHS-Northeast | [8 empty] | MODULEMULTIPARAMETER | Module, Multi-Parameter | GE
NO | YES |  |  |  | 142-06992 | 142-06992 | GE Medical Systems | CARESCAPE PATIENT DATA MODULE |  | SA312080421GR | NE-Endoscopy | MHHS-Northeast |  | Module, Multi-Parameter |  | 142-06992 | 142-06992 | Katy | MHHS-Northeast | NE-Endoscopy |  | 4/1/19 | 4/1/20 |  |  | PHYSIOLOGIC MONITOR MODULES, MULTIPARAMETER | Module, Multi-Parameter | MODULEMULTIPARAMETER-GE-CARESCAPE PDM | MODULEMULTIPARAMETER | CARESCAPE PDM |  |  |  | GE | Module, Multi-Parameter |  | MODULEMULTIPARAMETER-GE-CARESCAPE PDM |  | 8/1/18 |  | MMP-A | Covered PM Repair - Biomedical | MHHS-Northeast | [8 empty] | MODULEMULTIPARAMETER | Module, Multi-Parameter | GE
NO | YES |  |  |  | 142-06995 | 142-06995 | GE Medical Systems | CARESCAPE PATIENT DATA MODULE |  | SA308317305GR | NE-Endoscopy | MHHS-Northeast |  | Module, Multi-Parameter |  | 142-06995 | 142-06995 | Katy | MHHS-Northeast | NE-Endoscopy | Procedure room 2 | 4/1/19 |  |  |  | PHYSIOLOGIC MONITOR MODULES, MULTIPARAMETER | Module, Multi-Parameter | MODULEMULTIPARAMETER-GE-CARESCAPE PDM | MODULEMULTIPARAMETER | CARESCAPE PDM |  |  |  | GE | Module, Multi-Parameter |  | MODULEMULTIPARAMETER-GE-CARESCAPE PDM |  |  |  | MMP-A | Covered PM Repair - Biomedical | MHHS-Northeast | [8 empty] | MODULEMULTIPARAMETER | Module, Multi-Parameter | GE
NO | YES |  |  |  | 142-06996 | 142-06996 | GE Medical Systems | CARESCAPE PATIENT DATA MODULE |  | SA316490603GR | NE-Endoscopy | MHHS-Northeast |  | Module, Multi-Parameter |  | 142-06996 | 142-06996 | Katy | MHHS-Northeast | NE-Endoscopy | Procedure 3 | 4/1/19 | 4/1/20 |  |  | PHYSIOLOGIC MONITOR MODULES, MULTIPARAMETER | Module, Multi-Parameter | MODULEMULTIPARAMETER-GE-CARESCAPE PDM | MODULEMULTIPARAMETER | CARESCAPE PDM |  |  |  | GE | Module, Multi-Parameter |  | MODULEMULTIPARAMETER-GE-CARESCAPE PDM |  | 2/12/19 |  | MMP-A | Covered PM Repair - Biomedical | MHHS-Northeast | [8 empty] | MODULEMULTIPARAMETER | Module, Multi-Parameter | GE
NO | YES |  |  |  | 142-06998 | 142-06998 | GE Medical Systems | CARESCAPE PATIENT DATA MODULE |  | SA312111532GR | NE-PACU | MHHS-Northeast |  | Module, Multi-Parameter |  | 142-06998 | 142-06998 | Katy | MHHS-Northeast | NE-PACU | PACU | 4/1/19 |  |  |  | PHYSIOLOGIC MONITOR MODULES, MULTIPARAMETER | Module, Multi-Parameter | MODULEMULTIPARAMETER-GE-CARESCAPE PDM | MODULEMULTIPARAMETER | CARESCAPE PDM |  |  |  | GE | Module, Multi-Parameter |  | MODULEMULTIPARAMETER-GE-CARESCAPE PDM |  | 5/1/16 |  | MMP-A | Covered PM Repair - Biomedical | MHHS-Northeast | [8 empty] | MODULEMULTIPARAMETER | Module, Multi-Parameter | GE
NO | YES |  |  |  | 142-06999 | 142-06999 | GE Medical Systems | CARESCAPE PATIENT DATA MODULE |  | SA311153097GR | NE-Endoscopy | MHHS-Northeast |  | Module, Multi-Parameter |  | 142-06999 | 142-06999 | Katy | MHHS-Northeast | NE-Endoscopy | Procedure 3 | 4/1/19 | 4/1/20 |  |  | PHYSIOLOGIC MONITOR MODULES, MULTIPARAMETER | Module, Multi-Parameter | MODULEMULTIPARAMETER-GE-CARESCAPE PDM | MODULEMULTIPARAMETER | CARESCAPE PDM |  |  |  | GE | Module, Multi-Parameter |  | MODULEMULTIPARAMETER-GE-CARESCAPE PDM |  |  |  | MMP-A | Covered PM Repair - Biomedical | MHHS-Northeast | [8 empty] | MODULEMULTIPARAMETER | Module, Multi-Parameter | GE
NO | YES |  |  |  | 142-07000 | 142-07000 | GE Medical Systems | CARESCAPE PATIENT DATA MODULE |  | SA310382623GR | NE-Endoscopy | MHHS-Northeast |  | Module, Multi-Parameter |  | 142-07000 | 142-07000 | Katy | MHHS-Northeast | NE-Endoscopy | Procedure 3 | 4/1/19 | 4/1/20 |  |  | PHYSIOLOGIC MONITOR MODULES, MULTIPARAMETER | Module, Multi-Parameter | MODULEMULTIPARAMETER-GE-CARESCAPE PDM | MODULEMULTIPARAMETER | CARESCAPE PDM |  |  |  | GE | Module, Multi-Parameter |  | MODULEMULTIPARAMETER-GE-CARESCAPE PDM |  | 11/26/17 |  | MMP-A | Covered PM Repair - Biomedical | MHHS-Northeast | [8 empty] | MODULEMULTIPARAMETER | Module, Multi-Parameter | GE
NO | YES |  |  |  | 142-07001 | 142-07001 | GE Medical Systems | CARESCAPE PATIENT DATA MODULE |  | SA312080511GR | NE-Endoscopy | MHHS-Northeast |  | Module, Multi-Parameter |  | 142-07001 | 142-07001 | Katy | MHHS-Northeast | NE-Endoscopy |  | 5/1/19 | 5/1/20 |  |  | PHYSIOLOGIC MONITOR MODULES, MULTIPARAMETER | Module, Multi-Parameter | MODULEMULTIPARAMETER-GE-CARESCAPE PDM | MODULEMULTIPARAMETER | CARESCAPE PDM |  |  |  | GE | Module, Multi-Parameter |  | MODULEMULTIPARAMETER-GE-CARESCAPE PDM |  | 5/30/18 |  | MMP-A | Covered PM Repair - Biomedical | MHHS-Northeast | [8 empty] | MODULEMULTIPARAMETER | Module, Multi-Parameter | GE
NO | YES |  |  |  | 142-07002 | 142-07002 | GE Medical Systems | CARESCAPE PATIENT DATA MODULE |  | SA311060332GR | NE-Endoscopy | MHHS-Northeast |  | Module, Multi-Parameter |  | 142-07002 | 142-07002 | Katy | MHHS-Northeast | NE-Endoscopy |  | 4/1/19 | 4/1/20 |  |  | PHYSIOLOGIC MONITOR MODULES, MULTIPARAMETER | Module, Multi-Parameter | MODULEMULTIPARAMETER-GE-CARESCAPE PDM | MODULEMULTIPARAMETER | CARESCAPE PDM |  |  |  | GE | Module, Multi-Parameter |  | MODULEMULTIPARAMETER-GE-CARESCAPE PDM |  | 2/1/18 |  | MMP-A | Covered PM Repair - Biomedical | MHHS-Northeast | [8 empty] | MODULEMULTIPARAMETER | Module, Multi-Parameter | GE
NO | YES |  |  |  | 142-07003 | 142-07003 | GE Medical Systems | CARESCAPE PATIENT DATA MODULE |  | SA309173114GR | NE-Endoscopy | MHHS-Northeast |  | Module, Multi-Parameter |  | 142-07003 | 142-07003 | Katy | MHHS-Northeast | NE-Endoscopy | Procedure Room 1 | 4/1/19 | 4/1/20 |  |  | PHYSIOLOGIC MONITOR MODULES, MULTIPARAMETER | Module, Multi-Parameter | MODULEMULTIPARAMETER-GE-CARESCAPE PDM | MODULEMULTIPARAMETER | CARESCAPE PDM |  |  |  | GE | Module, Multi-Parameter |  | MODULEMULTIPARAMETER-GE-CARESCAPE PDM |  | 2/1/18 |  | MMP-A | Covered PM Repair - Biomedical | MHHS-Northeast | [8 empty] | MODULEMULTIPARAMETER | Module, Multi-Parameter | GE
NO | YES |  |  |  | 142-07004 | 142-07004 | GE Medical Systems | CARESCAPE PATIENT DATA MODULE |  | SA311090789GR | NE-PACU | MHHS-Northeast |  | Module, Multi-Parameter |  | 142-07004 | 142-07004 | Katy | MHHS-Northeast | NE-PACU | Pacu | 5/1/19 | 5/1/20 |  |  | PHYSIOLOGIC MONITOR MODULES, MULTIPARAMETER | Module, Multi-Parameter | MODULEMULTIPARAMETER-GE-CARESCAPE PDM | MODULEMULTIPARAMETER | CARESCAPE PDM |  |  |  | GE | Module, Multi-Parameter |  | MODULEMULTIPARAMETER-GE-CARESCAPE PDM |  | 3/20/16 |  | MMP-A | Covered PM Repair - Biomedical | MHHS-Northeast | [8 empty] | MODULEMULTIPARAMETER | Module, Multi-Parameter | GE
NO | YES |  |  |  | 142-07005 | 142-07005 | GE Medical Systems | CARESCAPE PATIENT DATA MODULE |  | SA310139060GR | NE-Endoscopy | MHHS-Northeast |  | Module, Multi-Parameter |  | 142-07005 | 142-07005 | Katy | MHHS-Northeast | NE-Endoscopy | Procedure 3 | 4/1/19 | 4/1/20 |  |  | PHYSIOLOGIC MONITOR MODULES, MULTIPARAMETER | Module, Multi-Parameter | MODULEMULTIPARAMETER-GE-CARESCAPE PDM | MODULEMULTIPARAMETER | CARESCAPE PDM |  |  |  | GE | Module, Multi-Parameter |  | MODULEMULTIPARAMETER-GE-CARESCAPE PDM |  | 1/1/17 |  | MMP-A | Covered PM Repair - Biomedical | MHHS-Northeast | [8 empty] | MODULEMULTIPARAMETER | Module, Multi-Parameter | GE
NO | YES |  |  |  |  | 099-01180 | GE Medical Systems | CARESCAPE PATIENT DATA MODULE |  | SK416051079HA | NE-ER | MHHS-Northeast |  | Module, Multi-Parameter |  |  | 099-01180 | Katy | MHHS-Northeast | NE-ER | ER Room 13 | 4/1/19 | 4/1/20 |  |  | PHYSIOLOGIC MONITOR MODULES, MULTIPARAMETER | Module, Multi-Parameter | MODULEMULTIPARAMETER-GE-CARESCAPE PDM | MODULEMULTIPARAMETER | CARESCAPE PDM |  |  |  | GE | Module, Multi-Parameter |  | MODULEMULTIPARAMETER-GE-CARESCAPE PDM |  | 1/1/17 |  | MMP-A | Covered PM Repair - Biomedical | MHHS-Northeast | [8 empty] | MODULEMULTIPARAMETER | Module, Multi-Parameter | GE
NO | YES |  |  |  | 142-03549 | 142-03549 | GE Medical Systems | CARESCAPE PATIENT DATA MODULE |  | SA314055650GR | NE-ER | MHHS-Northeast |  | Module, Multi-Parameter |  | 142-03549 | 142-03549 | Katy | MHHS-Northeast | NE-ER | ER 15 | 4/1/19 | 4/1/20 |  |  | PHYSIOLOGIC MONITOR MODULES, MULTIPARAMETER | Module, Multi-Parameter | MODULEMULTIPARAMETER-GE-CARESCAPE PDM | MODULEMULTIPARAMETER | CARESCAPE PDM |  |  |  | GE | Module, Multi-Parameter |  | MODULEMULTIPARAMETER-GE-CARESCAPE PDM |  | 1/1/17 |  | MMP-A | Covered PM Repair - Biomedical | MHHS-Northeast | [8 empty] | MODULEMULTIPARAMETER | Module, Multi-Parameter | GE
NO | YES |  |  |  | 142-03550 | 142-03550 | GE Medical Systems | CARESCAPE PATIENT DATA MODULE |  | SA312480617GR | NE-ER | MHHS-Northeast |  | Module, Multi-Parameter |  | 142-03550 | 142-03550 | Katy | MHHS-Northeast | NE-ER | Room 5 | 4/1/19 | 4/1/20 |  |  | PHYSIOLOGIC MONITOR MODULES, MULTIPARAMETER | Module, Multi-Parameter | MODULEMULTIPARAMETER-GE-CARESCAPE PDM | MODULEMULTIPARAMETER | CARESCAPE PDM |  |  |  | GE | Module, Multi-Parameter |  | MODULEMULTIPARAMETER-GE-CARESCAPE PDM |  | 1/1/17 |  | MMP-A | Covered PM Repair - Biomedical | MHHS-Northeast | [8 empty] | MODULEMULTIPARAMETER | Module, Multi-Parameter | GE
NO | YES |  |  |  | 142-03551 | 142-03551 | GE Medical Systems | CARESCAPE PATIENT DATA MODULE |  | SA310495947GR | NE-ER | MHHS-Northeast |  | Module, Multi-Parameter |  | 142-03551 | 142-03551 | Katy | MHHS-Northeast | NE-ER | Er 27 | 4/1/19 | 4/1/20 |  |  | PHYSIOLOGIC MONITOR MODULES, MULTIPARAMETER | Module, Multi-Parameter | MODULEMULTIPARAMETER-GE-CARESCAPE PDM | MODULEMULTIPARAMETER | CARESCAPE PDM |  |  |  | GE | Module, Multi-Parameter |  | MODULEMULTIPARAMETER-GE-CARESCAPE PDM |  | 1/1/17 |  | MMP-A | Covered PM Repair - Biomedical | MHHS-Northeast | [8 empty] | MODULEMULTIPARAMETER | Module, Multi-Parameter | GE
NO | YES |  |  |  | 142-03553 | 142-03553 | GE Medical Systems | CARESCAPE PATIENT DATA MODULE |  | SA315090888GR | NE-ER | MHHS-Northeast |  | Module, Multi-Parameter |  | 142-03553 | 142-03553 | Katy | MHHS-Northeast | NE-ER | ER Room 13 | 4/1/19 | 8/1/20 |  |  | PHYSIOLOGIC MONITOR MODULES, MULTIPARAMETER | Module, Multi-Parameter | MODULEMULTIPARAMETER-GE-CARESCAPE PDM | MODULEMULTIPARAMETER | CARESCAPE PDM |  |  |  | GE | Module, Multi-Parameter |  | MODULEMULTIPARAMETER-GE-CARESCAPE PDM |  | 1/1/17 |  | MMP-A | Covered PM Repair - Biomedical | MHHS-Northeast | [8 empty] | MODULEMULTIPARAMETER | Module, Multi-Parameter | GE
NO | YES |  |  |  | 142-03554 | 142-03554 | GE Medical Systems | CARESCAPE PATIENT DATA MODULE |  | SA315292074GR | NE - EMERGENCY CENTER | MHHS-Northeast |  | Module, Multi-Parameter |  | 142-03554 | 142-03554 | KATY | NE - ER | NE - EMERGENCY CENTER | NE - ER |  |  |  |  | PHYSIOLOGIC MONITOR MODULES, MULTIPARAMETER |  | MODULEMULTIPARAMETER-GE-CARESCAPE PDM | MODULEMULTIPARAMETER | CARESCAPE PDM |  |  |  | GE | Module, Multi-Parameter |  | MODULEMULTIPARAMETER-GE-CARESCAPE PDM |  |  |  |  | Covered PM Repair - Biomedical | MHHS-Northeast
NO | YES |  |  |  | 142-03555 | 142-03555 | GE Medical Systems | CARESCAPE PATIENT DATA MODULE |  | SA315090902GR | NE-IMU1 | MHHS-Northeast |  | Module, Multi-Parameter |  | 142-03555 | 142-03555 | Katy | MHHS-Northeast | NE-IMU1 | Room 4014 | 8/1/19 |  |  |  | PHYSIOLOGIC MONITOR MODULES, MULTIPARAMETER | Module, Multi-Parameter | MODULEMULTIPARAMETER-GE-CARESCAPE PDM | MODULEMULTIPARAMETER | CARESCAPE PDM |  |  |  | GE | Module, Multi-Parameter |  | MODULEMULTIPARAMETER-GE-CARESCAPE PDM |  | 1/1/17 |  | MMP-A | Covered PM Repair - Biomedical | MHHS-Northeast | [8 empty] | MODULEMULTIPARAMETER | Module, Multi-Parameter | GE
NO | YES |  |  |  | 142-06407 | 142-06407 | GE Medical Systems | CARESCAPE PATIENT DATA MODULE |  | SA313513776GR | NE-IMU1 | MHHS-Northeast |  | Module, Multi-Parameter |  | 142-06407 | 142-06407 | Katy | MHHS-Northeast | NE-IMU1 |  | 9/1/18 | 9/1/19 |  |  | PHYSIOLOGIC MONITOR MODULES, MULTIPARAMETER | Module, Multi-Parameter | MODULEMULTIPARAMETER-GE-CARESCAPE PDM | MODULEMULTIPARAMETER | CARESCAPE PDM |  |  |  | GE | Module, Multi-Parameter |  | MODULEMULTIPARAMETER-GE-CARESCAPE PDM |  | 1/1/17 |  | MMP-A | Covered PM Repair - Biomedical | MHHS-Northeast | [8 empty] | MODULEMULTIPARAMETER | Module, Multi-Parameter | GE
NO | YES |  |  |  | 142-06408 | 142-06408 | GE Medical Systems | CARESCAPE PATIENT DATA MODULE |  | SA309365314GR | NE-3 West Tower | MHHS-Northeast |  | Module, Multi-Parameter |  | 142-06408 | 142-06408 | Katy | MHHS-Northeast | NE-3 West Tower | ER | 5/1/19 | 5/1/20 |  |  | PHYSIOLOGIC MONITOR MODULES, MULTIPARAMETER | Module, Multi-Parameter | MODULEMULTIPARAMETER-GE-CARESCAPE PDM | MODULEMULTIPARAMETER | CARESCAPE PDM |  |  |  | GE | Module, Multi-Parameter |  | MODULEMULTIPARAMETER-GE-CARESCAPE PDM |  | 1/11/17 |  | MMP-A | Covered PM Repair - Biomedical | MHHS-Northeast | [8 empty] | MODULEMULTIPARAMETER | Module, Multi-Parameter | GE
NO | YES |  |  |  | 142-06409 | 142-06409 | GE Medical Systems | CARESCAPE PATIENT DATA MODULE |  | SA311153318GR | NE-ICU | MHHS-Northeast |  | Module, Multi-Parameter |  | 142-06409 | 142-06409 | Katy | MHHS-Northeast | NE-ICU |  | 4/1/19 | 4/1/20 |  |  | PHYSIOLOGIC MONITOR MODULES, MULTIPARAMETER | Module, Multi-Parameter | MODULEMULTIPARAMETER-GE-CARESCAPE PDM | MODULEMULTIPARAMETER | CARESCAPE PDM |  |  |  | GE | Module, Multi-Parameter |  | MODULEMULTIPARAMETER-GE-CARESCAPE PDM |  | 1/16/18 |  | MMP-A | Covered PM Repair - Biomedical | MHHS-Northeast | [8 empty] | MODULEMULTIPARAMETER | Module, Multi-Parameter | GE
NO | YES |  |  |  | 142-06410 | 142-06410 | GE Medical Systems | CARESCAPE PATIENT DATA MODULE |  | SA310403389GR | NE-IMU1 | MHHS-Northeast |  | Module, Multi-Parameter |  | 142-06410 | 142-06410 | Katy | MHHS-Northeast | NE-IMU1 | Storage | 5/1/19 |  |  |  | PHYSIOLOGIC MONITOR MODULES, MULTIPARAMETER | Module, Multi-Parameter | MODULEMULTIPARAMETER-GE-CARESCAPE PDM | MODULEMULTIPARAMETER | CARESCAPE PDM |  |  |  | GE | Module, Multi-Parameter |  | MODULEMULTIPARAMETER-GE-CARESCAPE PDM |  | 3/25/25 |  | MMP-A | Not Covered Vendor Only - Biomedical | MHHS-Northeast | [8 empty] | MODULEMULTIPARAMETER | Module, Multi-Parameter | GE
NO | YES |  |  |  | 142-06411 | 142-06411 | GE Medical Systems | CARESCAPE PATIENT DATA MODULE |  | SA315090925GR | NE-ER | MHHS-Northeast |  | Module, Multi-Parameter |  | 142-06411 | 142-06411 | Katy | MHHS-Northeast | NE-ER | Er 21 | 4/1/19 | 4/1/20 |  |  | PHYSIOLOGIC MONITOR MODULES, MULTIPARAMETER | Module, Multi-Parameter | MODULEMULTIPARAMETER-GE-CARESCAPE PDM | MODULEMULTIPARAMETER | CARESCAPE PDM |  |  |  | GE | Module, Multi-Parameter |  | MODULEMULTIPARAMETER-GE-CARESCAPE PDM |  | 3/25/25 |  | MMP-A | Not Covered Vendor Only - Biomedical | MHHS-Northeast | [8 empty] | MODULEMULTIPARAMETER | Module, Multi-Parameter | GE
NO | YES |  |  |  | 142-06412 | 142-06412 | GE Medical Systems | CARESCAPE PATIENT DATA MODULE |  | SA310495949GR | NE-IMU2 | MHHS-Northeast |  | Module, Multi-Parameter |  | 142-06412 | 142-06412 | Katy | MHHS-Northeast | NE-IMU2 |  | 4/1/19 | 4/1/20 |  |  | PHYSIOLOGIC MONITOR MODULES, MULTIPARAMETER | Module, Multi-Parameter | MODULEMULTIPARAMETER-GE-CARESCAPE PDM | MODULEMULTIPARAMETER | CARESCAPE PDM |  |  |  | GE | Module, Multi-Parameter |  | MODULEMULTIPARAMETER-GE-CARESCAPE PDM |  | 1/5/17 |  | MMP-A | Covered PM Repair - Biomedical | MHHS-Northeast | [8 empty] | MODULEMULTIPARAMETER | Module, Multi-Parameter | GE
NO | YES |  |  |  | 142-06413 | 142-06413 | GE Medical Systems | CARESCAPE PATIENT DATA MODULE |  | SA315090928GR | NE-ER | MHHS-Northeast |  | Module, Multi-Parameter |  | 142-06413 | 142-06413 | Katy | MHHS-Northeast | NE-ER | ER 24 | 4/1/19 | 4/1/20 |  |  | PHYSIOLOGIC MONITOR MODULES, MULTIPARAMETER | Module, Multi-Parameter | MODULEMULTIPARAMETER-GE-CARESCAPE PDM | MODULEMULTIPARAMETER | CARESCAPE PDM |  |  |  | GE | Module, Multi-Parameter |  | MODULEMULTIPARAMETER-GE-CARESCAPE PDM |  | 1/5/17 |  | MMP-A | Covered PM Repair - Biomedical | MHHS-Northeast | [8 empty] | MODULEMULTIPARAMETER | Module, Multi-Parameter | GE
NO | YES |  |  |  | 142-06414 | 142-06414 | GE Medical Systems | CARESCAPE PATIENT DATA MODULE |  | SA312069800GR | NE-ER | MHHS-Northeast |  | Module, Multi-Parameter |  | 142-06414 | 142-06414 | Katy | MHHS-Northeast | NE-ER | ER 20 | 5/1/19 | 5/1/20 |  |  | PHYSIOLOGIC MONITOR MODULES, MULTIPARAMETER | Module, Multi-Parameter | MODULEMULTIPARAMETER-GE-CARESCAPE PDM | MODULEMULTIPARAMETER | CARESCAPE PDM |  |  |  | GE | Module, Multi-Parameter |  | MODULEMULTIPARAMETER-GE-CARESCAPE PDM |  | 1/5/17 |  | MMP-A | Covered PM Repair - Biomedical | MHHS-Northeast | [8 empty] | MODULEMULTIPARAMETER | Module, Multi-Parameter | GE
NO | YES |  |  |  | 142-06501 | 142-06501 | GE Medical Systems | CARESCAPE PATIENT DATA MODULE |  | SA310507209GR | NE-ER | MHHS-Northeast |  | Module, Multi-Parameter |  | 142-06501 | 142-06501 | Katy | MHHS-Northeast | NE-ER | Biomed Shop | 5/1/19 | 5/1/20 |  |  | PHYSIOLOGIC MONITOR MODULES, MULTIPARAMETER | Module, Multi-Parameter | MODULEMULTIPARAMETER-GE-CARESCAPE PDM | MODULEMULTIPARAMETER | CARESCAPE PDM |  |  |  | GE | Module, Multi-Parameter |  | MODULEMULTIPARAMETER-GE-CARESCAPE PDM |  | 11/8/18 |  | MMP-A | Covered PM Repair - Biomedical | MHHS-Northeast | [8 empty] | MODULEMULTIPARAMETER | Module, Multi-Parameter | GE
NO | YES |  |  |  | 142-06502 | 142-06502 | GE Medical Systems | CARESCAPE PATIENT DATA MODULE |  | SA315187115GR | NE-ICU | MHHS-Northeast |  | Module, Multi-Parameter |  | 142-06502 | 142-06502 | Katy | MHHS-Northeast | NE-ICU |  | 5/1/19 | 5/1/20 |  |  | PHYSIOLOGIC MONITOR MODULES, MULTIPARAMETER | Module, Multi-Parameter | MODULEMULTIPARAMETER-GE-CARESCAPE PDM | MODULEMULTIPARAMETER | CARESCAPE PDM |  |  |  | GE | Module, Multi-Parameter |  | MODULEMULTIPARAMETER-GE-CARESCAPE PDM |  | 12/7/16 |  | MMP-A | Covered PM Repair - Biomedical | MHHS-Northeast | [8 empty] | MODULEMULTIPARAMETER | Module, Multi-Parameter | GE
NO | YES |  |  |  | 142-06503 | 142-06503 | GE Medical Systems | CARESCAPE PATIENT DATA MODULE |  | SA315292130GR | NE-ER | MHHS-Northeast |  | Module, Multi-Parameter |  | 142-06503 | 142-06503 | Katy | MHHS-Northeast | NE-ER |  | 5/1/19 | 5/1/20 |  |  | PHYSIOLOGIC MONITOR MODULES, MULTIPARAMETER | Module, Multi-Parameter | MODULEMULTIPARAMETER-GE-CARESCAPE PDM | MODULEMULTIPARAMETER | CARESCAPE PDM |  |  |  | GE | Module, Multi-Parameter |  | MODULEMULTIPARAMETER-GE-CARESCAPE PDM |  | 12/7/16 |  | MMP-A | Covered PM Repair - Biomedical | MHHS-Northeast | [8 empty] | MODULEMULTIPARAMETER | Module, Multi-Parameter | GE
NO | YES |  |  |  | 142-06504 | 142-06504 | GE Medical Systems | CARESCAPE PATIENT DATA MODULE |  | SA315090895GR | NE-ER | MHHS-Northeast |  | Module, Multi-Parameter |  | 142-06504 | 142-06504 | Katy | MHHS-Northeast | NE-ER |  | 4/1/19 | 4/1/20 |  |  | PHYSIOLOGIC MONITOR MODULES, MULTIPARAMETER | Module, Multi-Parameter | MODULEMULTIPARAMETER-GE-CARESCAPE PDM | MODULEMULTIPARAMETER | CARESCAPE PDM |  |  |  | GE | Module, Multi-Parameter |  | MODULEMULTIPARAMETER-GE-CARESCAPE PDM |  | 12/7/16 |  | MMP-A | Covered PM Repair - Biomedical | MHHS-Northeast | [8 empty] | MODULEMULTIPARAMETER | Module, Multi-Parameter | GE
NO | YES |  |  |  | 142-06505 | 142-06505 | GE Medical Systems | CARESCAPE PATIENT DATA MODULE |  | SA315090891GR | NE-ER | MHHS-Northeast |  | Module, Multi-Parameter |  | 142-06505 | 142-06505 | Katy | MHHS-Northeast | NE-ER |  | 5/1/19 | 5/1/20 |  |  | PHYSIOLOGIC MONITOR MODULES, MULTIPARAMETER | Module, Multi-Parameter | MODULEMULTIPARAMETER-GE-CARESCAPE PDM | MODULEMULTIPARAMETER | CARESCAPE PDM |  |  |  | GE | Module, Multi-Parameter |  | MODULEMULTIPARAMETER-GE-CARESCAPE PDM |  | 12/7/16 |  | MMP-A | Covered PM Repair - Biomedical | MHHS-Northeast | [8 empty] | MODULEMULTIPARAMETER | Module, Multi-Parameter | GE
NO | YES |  |  |  | 142-06506 | 142-06506 | GE Medical Systems | CARESCAPE PATIENT DATA MODULE |  | SA315197962GR | NE-ER | MHHS-Northeast |  | Module, Multi-Parameter |  | 142-06506 | 142-06506 | Katy | MHHS-Northeast | NE-ER |  | 8/1/19 | 8/1/20 |  |  | PHYSIOLOGIC MONITOR MODULES, MULTIPARAMETER | Module, Multi-Parameter | MODULEMULTIPARAMETER-GE-CARESCAPE PDM | MODULEMULTIPARAMETER | CARESCAPE PDM |  |  |  | GE | Module, Multi-Parameter |  | MODULEMULTIPARAMETER-GE-CARESCAPE PDM |  | 12/7/16 |  | MMP-A | Covered PM Repair - Biomedical | MHHS-Northeast | [8 empty] | MODULEMULTIPARAMETER | Module, Multi-Parameter | GE
NO | YES |  |  |  | 142-06507 | 142-06507 | GE Medical Systems | CARESCAPE PATIENT DATA MODULE |  | SA315292123GR | NE-ER | MHHS-Northeast |  | Module, Multi-Parameter |  | 142-06507 | 142-06507 | Katy | MHHS-Northeast | NE-ER |  | 4/1/19 | 4/1/20 |  |  | PHYSIOLOGIC MONITOR MODULES, MULTIPARAMETER | Module, Multi-Parameter | MODULEMULTIPARAMETER-GE-CARESCAPE PDM | MODULEMULTIPARAMETER | CARESCAPE PDM |  |  |  | GE | Module, Multi-Parameter |  | MODULEMULTIPARAMETER-GE-CARESCAPE PDM |  | 12/7/16 |  | MMP-A | Covered PM Repair - Biomedical | MHHS-Northeast | [8 empty] | MODULEMULTIPARAMETER | Module, Multi-Parameter | GE
NO | YES |  |  |  | 142-06508 | 142-06508 | GE Medical Systems | CARESCAPE PATIENT DATA MODULE |  | SA310393297GR | NE-IMU2 | MHHS-Northeast |  | Module, Multi-Parameter |  | 142-06508 | 142-06508 | Katy | MHHS-Northeast | NE-IMU2 | Room 4021 | 8/1/19 | 8/1/20 |  |  | PHYSIOLOGIC MONITOR MODULES, MULTIPARAMETER | Module, Multi-Parameter | MODULEMULTIPARAMETER-GE-CARESCAPE PDM | MODULEMULTIPARAMETER | CARESCAPE PDM |  |  |  | GE | Module, Multi-Parameter |  | MODULEMULTIPARAMETER-GE-CARESCAPE PDM |  | 12/7/16 |  | MMP-A | Covered PM Repair - Biomedical | MHHS-Northeast | [8 empty] | MODULEMULTIPARAMETER | Module, Multi-Parameter | GE
NO | YES |  |  |  | 142-06509 | 142-06509 | GE Medical Systems | CARESCAPE PATIENT DATA MODULE |  | SA315292113GR | NE-ER | MHHS-Northeast |  | Module, Multi-Parameter |  | 142-06509 | 142-06509 | Katy | MHHS-Northeast | NE-ER | ER 18 | 4/1/19 | 4/1/20 |  |  | PHYSIOLOGIC MONITOR MODULES, MULTIPARAMETER | Module, Multi-Parameter | MODULEMULTIPARAMETER-GE-CARESCAPE PDM | MODULEMULTIPARAMETER | CARESCAPE PDM |  |  |  | GE | Module, Multi-Parameter |  | MODULEMULTIPARAMETER-GE-CARESCAPE PDM |  | 12/7/16 |  | MMP-A | Covered PM Repair - Biomedical | MHHS-Northeast | [8 empty] | MODULEMULTIPARAMETER | Module, Multi-Parameter | GE
NO | YES |  |  |  | 142-06510 | 142-06510 | GE Medical Systems | CARESCAPE PATIENT DATA MODULE |  | SA315090887GR | NE-ER | MHHS-Northeast |  | Module, Multi-Parameter |  | 142-06510 | 142-06510 | Katy | MHHS-Northeast | NE-ER |  | 5/1/19 | 5/1/20 |  |  | PHYSIOLOGIC MONITOR MODULES, MULTIPARAMETER | Module, Multi-Parameter | MODULEMULTIPARAMETER-GE-CARESCAPE PDM | MODULEMULTIPARAMETER | CARESCAPE PDM |  |  |  | GE | Module, Multi-Parameter |  | MODULEMULTIPARAMETER-GE-CARESCAPE PDM |  | 1/5/17 |  | MMP-A | Covered PM Repair - Biomedical | MHHS-Northeast | [8 empty] | MODULEMULTIPARAMETER | Module, Multi-Parameter | GE
NO | YES |  |  |  | 142-06709 | 142-06709 | GE Medical Systems | CARESCAPE PATIENT DATA MODULE |  | SA310506793GR | NE-ER | MHHS-Northeast |  | Module, Multi-Parameter |  | 142-06709 | 142-06709 | Katy | MHHS-Northeast | NE-ER |  | 4/1/19 | 4/1/20 |  |  | PHYSIOLOGIC MONITOR MODULES, MULTIPARAMETER | Module, Multi-Parameter | MODULEMULTIPARAMETER-GE-CARESCAPE PDM | MODULEMULTIPARAMETER | CARESCAPE PDM |  |  |  | GE | Module, Multi-Parameter |  | MODULEMULTIPARAMETER-GE-CARESCAPE PDM |  | 1/5/17 |  | MMP-A | Covered PM Repair - Biomedical | MHHS-Northeast | [8 empty] | MODULEMULTIPARAMETER | Module, Multi-Parameter | GE
NO | YES |  |  |  | 142-06710 | 142-06710 | GE Medical Systems | CARESCAPE PATIENT DATA MODULE |  | SA309334769GR | NE-ER | MHHS-Northeast |  | Module, Multi-Parameter |  | 142-06710 | 142-06710 | Katy | MHHS-Northeast | NE-ER | ER 16 | 4/1/19 | 4/1/20 |  |  | PHYSIOLOGIC MONITOR MODULES, MULTIPARAMETER | Module, Multi-Parameter | MODULEMULTIPARAMETER-GE-CARESCAPE PDM | MODULEMULTIPARAMETER | CARESCAPE PDM |  |  |  | GE | Module, Multi-Parameter |  | MODULEMULTIPARAMETER-GE-CARESCAPE PDM |  | 1/5/17 |  | MMP-A | Covered PM Repair - Biomedical | MHHS-Northeast | [8 empty] | MODULEMULTIPARAMETER | Module, Multi-Parameter | GE
NO | YES |  |  |  | 142-06711 | 142-06711 | GE Medical Systems | CARESCAPE PATIENT DATA MODULE |  | SA312376107GR | NE-ER | MHHS-Northeast |  | Module, Multi-Parameter |  | 142-06711 | 142-06711 | Katy | MHHS-Northeast | NE-ER | Er 21 | 4/1/19 | 4/1/20 |  |  | PHYSIOLOGIC MONITOR MODULES, MULTIPARAMETER | Module, Multi-Parameter | MODULEMULTIPARAMETER-GE-CARESCAPE PDM | MODULEMULTIPARAMETER | CARESCAPE PDM |  |  |  | GE | Module, Multi-Parameter |  | MODULEMULTIPARAMETER-GE-CARESCAPE PDM |  | 1/5/17 |  | MMP-A | Covered PM Repair - Biomedical | MHHS-Northeast | [8 empty] | MODULEMULTIPARAMETER | Module, Multi-Parameter | GE
NO | YES |  |  |  | 142-06715 | 142-06715 | GE Medical Systems | CARESCAPE PATIENT DATA MODULE |  | SA315292112GR | NE-ER | MHHS-Northeast |  | Module, Multi-Parameter |  | 142-06715 | 142-06715 | Katy | MHHS-Northeast | NE-ER | Er 25 | 4/1/19 |  |  |  | PHYSIOLOGIC MONITOR MODULES, MULTIPARAMETER | Module, Multi-Parameter | MODULEMULTIPARAMETER-GE-CARESCAPE PDM | MODULEMULTIPARAMETER | CARESCAPE PDM |  |  |  | GE | Module, Multi-Parameter |  | MODULEMULTIPARAMETER-GE-CARESCAPE PDM |  | 1/5/17 |  | MMP-A | Covered PM Repair - Biomedical | MHHS-Northeast | [8 empty] | MODULEMULTIPARAMETER | Module, Multi-Parameter | GE
NO | YES |  |  |  | 142-06716 | 142-06716 | GE Medical Systems | CARESCAPE PATIENT DATA MODULE |  | SA312491292GR | NE-ER | MHHS-Northeast |  | Module, Multi-Parameter |  | 142-06716 | 142-06716 | Katy | MHHS-Northeast | NE-ER |  | 4/1/19 | 4/1/20 |  |  | PHYSIOLOGIC MONITOR MODULES, MULTIPARAMETER | Module, Multi-Parameter | MODULEMULTIPARAMETER-GE-CARESCAPE PDM | MODULEMULTIPARAMETER | CARESCAPE PDM |  |  |  | GE | Module, Multi-Parameter |  | MODULEMULTIPARAMETER-GE-CARESCAPE PDM |  | 5/15/18 |  | MMP-A | Covered PM Repair - Biomedical | MHHS-Northeast | [8 empty] | MODULEMULTIPARAMETER | Module, Multi-Parameter | GE
NO | YES |  |  |  | 142-06717 | 142-06717 | GE Medical Systems | CARESCAPE PATIENT DATA MODULE |  | SA309324549GR | NE-ER | MHHS-Northeast |  | Module, Multi-Parameter |  | 142-06717 | 142-06717 | Katy | MHHS-Northeast | NE-ER | ER 17 | 4/1/19 | 4/1/20 |  |  | PHYSIOLOGIC MONITOR MODULES, MULTIPARAMETER | Module, Multi-Parameter | MODULEMULTIPARAMETER-GE-CARESCAPE PDM | MODULEMULTIPARAMETER | CARESCAPE PDM |  |  |  | GE | Module, Multi-Parameter |  | MODULEMULTIPARAMETER-GE-CARESCAPE PDM |  | 6/1/18 |  | MMP-A | Covered PM Repair - Biomedical | MHHS-Northeast | [8 empty] | MODULEMULTIPARAMETER | Module, Multi-Parameter | GE
NO | YES |  |  |  | 142-06718 | 142-06718 | GE Medical Systems | CARESCAPE PATIENT DATA MODULE |  | SA312491139GR | NE-ER | MHHS-Northeast |  | Module, Multi-Parameter |  | 142-06718 | 142-06718 | Katy | MHHS-Northeast | NE-ER | Er 30 | 5/1/19 | 5/1/20 |  |  | PHYSIOLOGIC MONITOR MODULES, MULTIPARAMETER | Module, Multi-Parameter | MODULEMULTIPARAMETER-GE-CARESCAPE PDM | MODULEMULTIPARAMETER | CARESCAPE PDM |  |  |  | GE | Module, Multi-Parameter |  | MODULEMULTIPARAMETER-GE-CARESCAPE PDM |  | 5/1/18 |  | MMP-A | Covered PM Repair - Biomedical | MHHS-Northeast | [8 empty] | MODULEMULTIPARAMETER | Module, Multi-Parameter | GE
NO | YES |  |  |  | 142-06719 | 142-06719 | GE Medical Systems | CARESCAPE PATIENT DATA MODULE |  | SA312480626GR | NE-ER | MHHS-Northeast |  | Module, Multi-Parameter |  | 142-06719 | 142-06719 | Katy | MHHS-Northeast | NE-ER |  | 4/1/19 | 4/1/20 |  |  | PHYSIOLOGIC MONITOR MODULES, MULTIPARAMETER | Module, Multi-Parameter | MODULEMULTIPARAMETER-GE-CARESCAPE PDM | MODULEMULTIPARAMETER | CARESCAPE PDM |  |  |  | GE | Module, Multi-Parameter |  | MODULEMULTIPARAMETER-GE-CARESCAPE PDM |  | 12/7/16 |  | MMP-A | Covered PM Repair - Biomedical | MHHS-Northeast | [8 empty] | MODULEMULTIPARAMETER | Module, Multi-Parameter | GE
NO | YES |  |  |  | 142-06720 | 142-06720 | GE Medical Systems | CARESCAPE PATIENT DATA MODULE |  | SA313043929GR | NE-ER | MHHS-Northeast |  | Module, Multi-Parameter |  | 142-06720 | 142-06720 | Katy | MHHS-Northeast | NE-ER | ER10 | 5/1/19 |  |  |  | PHYSIOLOGIC MONITOR MODULES, MULTIPARAMETER | Module, Multi-Parameter | MODULEMULTIPARAMETER-GE-CARESCAPE PDM | MODULEMULTIPARAMETER | CARESCAPE PDM |  |  |  | GE | Module, Multi-Parameter |  | MODULEMULTIPARAMETER-GE-CARESCAPE PDM |  | 12/7/16 |  | MMP-A | Covered PM Repair - Biomedical | MHHS-Northeast | [8 empty] | MODULEMULTIPARAMETER | Module, Multi-Parameter | GE
NO | YES |  |  |  | 142-06909 | 142-06909 | GE Medical Systems | CARESCAPE PATIENT DATA MODULE |  | SA314431365GR | NE-Clinical Decision Unit | MHHS-Northeast |  | Module, Multi-Parameter |  | 142-06909 | 142-06909 | Katy | MHHS-Northeast | NE-Clinical Decision Unit | Nursing Station |  |  |  |  | PHYSIOLOGIC MONITOR MODULES, MULTIPARAMETER | Module, Multi-Parameter | MODULEMULTIPARAMETER-GE-CARESCAPE PDM | MODULEMULTIPARAMETER | CARESCAPE PDM |  |  |  | GE | Module, Multi-Parameter |  | MODULEMULTIPARAMETER-GE-CARESCAPE PDM |  | 12/7/16 |  | MMP-A | Covered PM Repair - Biomedical | MHHS-Northeast | [8 empty] | MODULEMULTIPARAMETER | Module, Multi-Parameter | GE
NO | YES |  |  |  | 142-07436 | 142-07436 | GE Medical Systems | CARESCAPE PATIENT DATA MODULE |  | SA318390050SA | NE-ER | MHHS-Northeast |  | Module, Multi-Parameter |  | 142-07436 | 142-07436 | Katy | MHHS-Northeast | NE-ER |  | 11/1/18 | 11/1/20 |  |  | PHYSIOLOGIC MONITOR MODULES, MULTIPARAMETER | Module, Multi-Parameter | MODULEMULTIPARAMETER-GE-CARESCAPE PDM | MODULEMULTIPARAMETER | CARESCAPE PDM |  |  |  | GE | Module, Multi-Parameter |  | MODULEMULTIPARAMETER-GE-CARESCAPE PDM |  | 12/7/16 |  | MMP-A | Covered PM Repair - Biomedical | MHHS-Northeast | [8 empty] | MODULEMULTIPARAMETER | Module, Multi-Parameter | GE
NO | YES |  |  |  |  | 099-00861 | GE Medical Systems | CARESCAPE PATIENT DATA MODULE |  | SA309415934GR | NE-ICU | MHHS-Northeast |  | Module, Multi-Parameter |  |  | 099-00861 | Katy | MHHS-Northeast | NE-ICU | Room 4037 | 11/1/18 | 11/1/19 |  |  | PHYSIOLOGIC MONITOR MODULES, MULTIPARAMETER | Module, Multi-Parameter | MODULEMULTIPARAMETER-GE-CARESCAPE PDM | MODULEMULTIPARAMETER | CARESCAPE PDM |  |  |  | GE | Module, Multi-Parameter |  | MODULEMULTIPARAMETER-GE-CARESCAPE PDM |  | 12/7/16 |  | MMP-A | Covered PM Repair - Biomedical | MHHS-Northeast | [8 empty] | MODULEMULTIPARAMETER | Module, Multi-Parameter | GE
NO | YES |  |  |  |  | 142-06253 | GE Medical Systems | CARESCAPE PATIENT DATA MODULE |  | SA315037141GA | NE-ICU | MHHS-Northeast |  | Module, Multi-Parameter |  |  | 142-06253 | Katy | MHHS-Northeast | NE-ICU |  | 11/1/18 | 2/1/20 |  |  | PHYSIOLOGIC MONITOR MODULES, MULTIPARAMETER | Module, Multi-Parameter | MODULEMULTIPARAMETER-GE-CARESCAPE PDM | MODULEMULTIPARAMETER | CARESCAPE PDM |  |  |  | GE | Module, Multi-Parameter |  | MODULEMULTIPARAMETER-GE-CARESCAPE PDM |  | 12/7/16 |  | MMP-A | Covered PM Repair - Biomedical | MHHS-Northeast | [8 empty] | MODULEMULTIPARAMETER | Module, Multi-Parameter | GE
NO | YES |  |  |  |  | 142-03524 | GE Medical Systems | CARESCAPE PATIENT DATA MODULE |  | SA315420332SA | NE-OR Holding | MHHS-Northeast |  | Module, Multi-Parameter |  |  | 142-03524 | Katy | MHHS-Northeast | NE-OR Holding | Procedure room | 8/1/19 | 8/1/20 |  |  | PHYSIOLOGIC MONITOR MODULES, MULTIPARAMETER | Module, Multi-Parameter | MODULEMULTIPARAMETER-GE-CARESCAPE PDM | MODULEMULTIPARAMETER | CARESCAPE PDM |  |  |  | GE | Module, Multi-Parameter |  | MODULEMULTIPARAMETER-GE-CARESCAPE PDM |  | 12/7/16 |  | MMP-A | Covered PM Repair - Biomedical | MHHS-Northeast | [8 empty] | MODULEMULTIPARAMETER | Module, Multi-Parameter | GE
NO | YES |  |  |  | 142-06109 | 142-06109 | GE Medical Systems | CARESCAPE PATIENT DATA MODULE |  | SA315133571GA | NE-Central Supply | MHHS-Northeast |  | Module, Multi-Parameter |  | 142-06109 | 142-06109 | Katy | MHHS-Northeast | NE-Central Supply | Icu 4032 | 5/1/19 | 5/1/20 |  |  | PHYSIOLOGIC MONITOR MODULES, MULTIPARAMETER | Module, Multi-Parameter | MODULEMULTIPARAMETER-GE-CARESCAPE PDM | MODULEMULTIPARAMETER | CARESCAPE PDM |  |  |  | GE | Module, Multi-Parameter |  | MODULEMULTIPARAMETER-GE-CARESCAPE PDM |  | 12/7/16 |  | MMP-A | Covered PM Repair - Biomedical | MHHS-Northeast | [8 empty] | MODULEMULTIPARAMETER | Module, Multi-Parameter | GE
NO | YES |  |  |  | 142-06110 | 142-06110 | GE Medical Systems | CARESCAPE PATIENT DATA MODULE |  | SA315133796GA | NE-ER | MHHS-Northeast |  | Module, Multi-Parameter |  | 142-06110 | 142-06110 | Katy | MHHS-Northeast | NE-ER | ER Room 19 | 1/1/19 |  |  |  | PHYSIOLOGIC MONITOR MODULES, MULTIPARAMETER | Module, Multi-Parameter | MODULEMULTIPARAMETER-GE-CARESCAPE PDM | MODULEMULTIPARAMETER | CARESCAPE PDM |  |  |  | GE | Module, Multi-Parameter |  | MODULEMULTIPARAMETER-GE-CARESCAPE PDM |  | 12/7/16 |  | MMP-A | Covered PM Repair - Biomedical | MHHS-Northeast | [8 empty] | MODULEMULTIPARAMETER | Module, Multi-Parameter | GE
NO | YES |  |  |  | 142-06111 | 142-06111 | GE Medical Systems | CARESCAPE PATIENT DATA MODULE |  | SA315133820GA | NE-Anesthesia | MHHS-Northeast |  | Module, Multi-Parameter |  | 142-06111 | 142-06111 | Katy | MHHS-Northeast | NE-Anesthesia | Or 6 | 6/1/19 | 6/1/20 |  |  | PHYSIOLOGIC MONITOR MODULES, MULTIPARAMETER | Module, Multi-Parameter | MODULEMULTIPARAMETER-GE-CARESCAPE PDM | MODULEMULTIPARAMETER | CARESCAPE PDM |  |  |  | GE | Module, Multi-Parameter |  | MODULEMULTIPARAMETER-GE-CARESCAPE PDM |  | 12/7/16 |  | MMP-A | Covered PM Repair - Biomedical | MHHS-Northeast | [8 empty] | MODULEMULTIPARAMETER | Module, Multi-Parameter | GE
NO | YES |  |  |  | 142-06113 | 142-06113 | GE Medical Systems | CARESCAPE PATIENT DATA MODULE |  | SA315133654GA | NE-ICU | MHHS-Northeast |  | Module, Multi-Parameter |  | 142-06113 | 142-06113 | Katy | MHHS-Northeast | NE-ICU |  | 1/1/19 | 2/1/20 |  |  | PHYSIOLOGIC MONITOR MODULES, MULTIPARAMETER | Module, Multi-Parameter | MODULEMULTIPARAMETER-GE-CARESCAPE PDM | MODULEMULTIPARAMETER | CARESCAPE PDM |  |  |  | GE | Module, Multi-Parameter |  | MODULEMULTIPARAMETER-GE-CARESCAPE PDM |  | 12/7/16 |  | MMP-A | Covered PM Repair - Biomedical | MHHS-Northeast | [8 empty] | MODULEMULTIPARAMETER | Module, Multi-Parameter | GE
NO | YES |  |  |  | 142-06114 | 142-06114 | GE Medical Systems | CARESCAPE PATIENT DATA MODULE |  | SA315133698GA | NE-ICU | MHHS-Northeast |  | Module, Multi-Parameter |  | 142-06114 | 142-06114 | Katy | MHHS-Northeast | NE-ICU |  | 9/1/19 | 9/1/20 |  |  | PHYSIOLOGIC MONITOR MODULES, MULTIPARAMETER | Module, Multi-Parameter | MODULEMULTIPARAMETER-GE-CARESCAPE PDM | MODULEMULTIPARAMETER | CARESCAPE PDM |  |  |  | GE | Module, Multi-Parameter |  | MODULEMULTIPARAMETER-GE-CARESCAPE PDM |  | 12/7/16 |  | MMP-A | Covered PM Repair - Biomedical | MHHS-Northeast | [8 empty] | MODULEMULTIPARAMETER | Module, Multi-Parameter | GE
NO | YES |  |  |  | 142-06116 | 142-06116 | GE Medical Systems | CARESCAPE PATIENT DATA MODULE |  | SA315133799GA | NE-IMU1 | MHHS-Northeast |  | Module, Multi-Parameter |  | 142-06116 | 142-06116 | Katy | MHHS-Northeast | NE-IMU1 |  | 1/1/19 | 1/1/20 |  |  | PHYSIOLOGIC MONITOR MODULES, MULTIPARAMETER | Module, Multi-Parameter | MODULEMULTIPARAMETER-GE-CARESCAPE PDM | MODULEMULTIPARAMETER | CARESCAPE PDM |  |  |  | GE | Module, Multi-Parameter |  | MODULEMULTIPARAMETER-GE-CARESCAPE PDM |  | 12/7/16 |  | MMP-A | Covered PM Repair - Biomedical | MHHS-Northeast | [8 empty] | MODULEMULTIPARAMETER | Module, Multi-Parameter | GE
NO | YES |  |  |  | 142-06293 | 142-06293 | GE Medical Systems | CARESCAPE PATIENT DATA MODULE |  | SA315133653GA | NE-Biomedical Services | MHHS-Northeast |  | Module, Multi-Parameter |  | 142-06293 | 142-06293 | Katy | MHHS-Northeast | NE-Biomedical Services | Biomed Shop | 1/1/19 | 1/1/20 |  |  | PHYSIOLOGIC MONITOR MODULES, MULTIPARAMETER | Module, Multi-Parameter | MODULEMULTIPARAMETER-GE-CARESCAPE PDM | MODULEMULTIPARAMETER | CARESCAPE PDM |  |  |  | GE | Module, Multi-Parameter |  | MODULEMULTIPARAMETER-GE-CARESCAPE PDM |  | 12/7/16 |  | MMP-A | Covered PM Repair - Biomedical | MHHS-Northeast | [8 empty] | MODULEMULTIPARAMETER | Module, Multi-Parameter | GE
NO | YES |  |  |  | 142-06297 | 142-06297 | GE Medical Systems | CARESCAPE PATIENT DATA MODULE |  | SA315133812GA | NE-ICU | MHHS-Northeast |  | Module, Multi-Parameter |  | 142-06297 | 142-06297 | Katy | MHHS-Northeast | NE-ICU |  | 1/1/19 | 1/1/20 |  |  | PHYSIOLOGIC MONITOR MODULES, MULTIPARAMETER | Module, Multi-Parameter | MODULEMULTIPARAMETER-GE-CARESCAPE PDM | MODULEMULTIPARAMETER | CARESCAPE PDM |  |  |  | GE | Module, Multi-Parameter |  | MODULEMULTIPARAMETER-GE-CARESCAPE PDM |  | 12/7/16 |  | MMP-A | Covered PM Repair - Biomedical | MHHS-Northeast | [8 empty] | MODULEMULTIPARAMETER | Module, Multi-Parameter | GE
NO | YES |  |  |  | 142-06298 | 142-06298 | GE Medical Systems | CARESCAPE PATIENT DATA MODULE |  | SA315133693GA | NE-OR | MHHS-Northeast |  | Module, Multi-Parameter |  | 142-06298 | 142-06298 | Katy | MHHS-Northeast | NE-OR | OR4 | 1/1/19 | 1/1/20 |  |  | PHYSIOLOGIC MONITOR MODULES, MULTIPARAMETER | Module, Multi-Parameter | MODULEMULTIPARAMETER-GE-CARESCAPE PDM | MODULEMULTIPARAMETER | CARESCAPE PDM |  |  |  | GE | Module, Multi-Parameter |  | MODULEMULTIPARAMETER-GE-CARESCAPE PDM |  | 12/7/16 |  | MMP-A | Covered PM Repair - Biomedical | MHHS-Northeast | [8 empty] | MODULEMULTIPARAMETER | Module, Multi-Parameter | GE
NO | YES |  |  |  | 142-06299 | 142-0629 | GE Medical Systems | CARESCAPE PATIENT DATA MODULE |  | SA315133681GA | NE-OR Holding | MHHS-Northeast |  | Module, Multi-Parameter |  | 142-06299 | 142-0629 | Katy | MHHS-Northeast | NE-OR Holding | OR Holding Bay 2 | 1/1/19 | 1/1/20 |  |  | PHYSIOLOGIC MONITOR MODULES, MULTIPARAMETER | Module, Multi-Parameter | MODULEMULTIPARAMETER-GE-CARESCAPE PDM | MODULEMULTIPARAMETER | CARESCAPE PDM |  |  |  | GE | Module, Multi-Parameter |  | MODULEMULTIPARAMETER-GE-CARESCAPE PDM |  | 12/7/16 |  | MMP-A | Covered PM Repair - Biomedical | MHHS-Northeast | [8 empty] | MODULEMULTIPARAMETER | Module, Multi-Parameter | GE
NO | YES |  |  |  | 142-06300 | 142-06300 | GE Medical Systems | CARESCAPE PATIENT DATA MODULE |  | SA315133700GA | NE-IMU1 | MHHS-Northeast |  | Module, Multi-Parameter |  | 142-06300 | 142-06300 | Katy | MHHS-Northeast | NE-IMU1 | SW4012 | 1/1/19 | 1/1/20 |  |  | PHYSIOLOGIC MONITOR MODULES, MULTIPARAMETER | Module, Multi-Parameter | MODULEMULTIPARAMETER-GE-CARESCAPE PDM | MODULEMULTIPARAMETER | CARESCAPE PDM |  |  |  | GE | Module, Multi-Parameter |  | MODULEMULTIPARAMETER-GE-CARESCAPE PDM |  | 12/7/16 |  | MMP-A | Covered PM Repair - Biomedical | MHHS-Northeast | [8 empty] | MODULEMULTIPARAMETER | Module, Multi-Parameter | GE
NO | YES |  |  |  | 142-06301 | 142-06301 | GE Medical Systems | CARESCAPE PATIENT DATA MODULE |  | SA315133802GA | NE-ER | MHHS-Northeast |  | Module, Multi-Parameter |  | 142-06301 | 142-06301 | Katy | MHHS-Northeast | NE-ER | Room 1 | 1/1/19 |  |  |  | PHYSIOLOGIC MONITOR MODULES, MULTIPARAMETER | Module, Multi-Parameter | MODULEMULTIPARAMETER-GE-CARESCAPE PDM | MODULEMULTIPARAMETER | CARESCAPE PDM |  |  |  | GE | Module, Multi-Parameter |  | MODULEMULTIPARAMETER-GE-CARESCAPE PDM |  | 12/7/16 |  | MMP-A | Covered PM Repair - Biomedical | MHHS-Northeast | [8 empty] | MODULEMULTIPARAMETER | Module, Multi-Parameter | GE
NO | YES |  |  |  | 142-06302 | 142-06302 | GE Medical Systems | CARESCAPE PATIENT DATA MODULE |  | SA315133793GA | NE - ICU | MHHS-Northeast |  | Module, Multi-Parameter |  | 142-06302 | 142-06302 | Katy |  | NE - ICU | [5 empty] | PHYSIOLOGIC MONITOR MODULES, MULTIPARAMETER |  | MODULEMULTIPARAMETER-GE-CARESCAPE PDM | MODULEMULTIPARAMETER | CARESCAPE PDM |  |  |  | GE | Module, Multi-Parameter |  | MODULEMULTIPARAMETER-GE-CARESCAPE PDM |  |  |  |  | Covered PM Repair - Biomedical | MHHS-Northeast
NO | YES |  |  |  | 142-06303 | 142-06303 | GE Medical Systems | CARESCAPE PATIENT DATA MODULE |  | SA315133811GA | NE-OR | MHHS-Northeast |  | Module, Multi-Parameter |  | 142-06303 | 142-06303 | Katy | MHHS-Northeast | NE-OR | Or 3 | 1/1/19 | 1/1/20 |  |  | PHYSIOLOGIC MONITOR MODULES, MULTIPARAMETER | Module, Multi-Parameter | MODULEMULTIPARAMETER-GE-CARESCAPE PDM | MODULEMULTIPARAMETER | CARESCAPE PDM |  |  |  | GE | Module, Multi-Parameter |  | MODULEMULTIPARAMETER-GE-CARESCAPE PDM |  | 12/7/16 |  | MMP-A | Covered PM Repair - Biomedical | MHHS-Northeast | [8 empty] | MODULEMULTIPARAMETER | Module, Multi-Parameter | GE
NO | YES |  |  |  | 142-06304 | 142-06304 | GE Medical Systems | CARESCAPE PATIENT DATA MODULE |  | SA315133801GA | NE-ICU | MHHS-Northeast |  | Module, Multi-Parameter |  | 142-06304 | 142-06304 | Katy | MHHS-Northeast | NE-ICU |  | 6/1/19 | 6/1/20 |  |  | PHYSIOLOGIC MONITOR MODULES, MULTIPARAMETER | Module, Multi-Parameter | MODULEMULTIPARAMETER-GE-CARESCAPE PDM | MODULEMULTIPARAMETER | CARESCAPE PDM |  |  |  | GE | Module, Multi-Parameter |  | MODULEMULTIPARAMETER-GE-CARESCAPE PDM |  | 12/7/16 |  | MMP-A | Covered PM Repair - Biomedical | MHHS-Northeast | [8 empty] | MODULEMULTIPARAMETER | Module, Multi-Parameter | GE
NO | YES |  |  |  | 142-06305 | 142-06305 | GE Medical Systems | CARESCAPE PATIENT DATA MODULE |  | SA315133823GA | NE-IMU2 | MHHS-Northeast |  | Module, Multi-Parameter |  | 142-06305 | 142-06305 | Katy | MHHS-Northeast | NE-IMU2 |  | 6/1/19 |  |  |  | PHYSIOLOGIC MONITOR MODULES, MULTIPARAMETER | Module, Multi-Parameter | MODULEMULTIPARAMETER-GE-CARESCAPE PDM | MODULEMULTIPARAMETER | CARESCAPE PDM |  |  |  | GE | Module, Multi-Parameter |  | MODULEMULTIPARAMETER-GE-CARESCAPE PDM |  | 12/7/16 |  | MMP-A | Covered PM Repair - Biomedical | MHHS-Northeast | [8 empty] | MODULEMULTIPARAMETER | Module, Multi-Parameter | GE
NO | YES |  |  |  | 142-06306 | 142-06306 | GE Medical Systems | CARESCAPE PATIENT DATA MODULE |  | SA315133569GA | NE-PACU | MHHS-Northeast |  | Module, Multi-Parameter |  | 142-06306 | 142-06306 | Katy | MHHS-Northeast | NE-PACU | BAY3 | 1/1/19 | 1/1/20 |  |  | PHYSIOLOGIC MONITOR MODULES, MULTIPARAMETER | Module, Multi-Parameter | MODULEMULTIPARAMETER-GE-CARESCAPE PDM | MODULEMULTIPARAMETER | CARESCAPE PDM |  |  |  | GE | Module, Multi-Parameter |  | MODULEMULTIPARAMETER-GE-CARESCAPE PDM |  | 12/7/16 |  | MMP-A | Covered PM Repair - Biomedical | MHHS-Northeast | [8 empty] | MODULEMULTIPARAMETER | Module, Multi-Parameter | GE
NO | YES |  |  |  | 142-06323 | 142-06323 | GE Medical Systems | CARESCAPE PATIENT DATA MODULE |  | SA315133655GA | NE-Biomedical Services | MHHS-Northeast |  | Module, Multi-Parameter |  | 142-06323 | 142-06323 | Katy | MHHS-Northeast | NE-Biomedical Services | Biomed Shop | 1/1/19 | 1/1/20 |  |  | PHYSIOLOGIC MONITOR MODULES, MULTIPARAMETER | Module, Multi-Parameter | MODULEMULTIPARAMETER-GE-CARESCAPE PDM | MODULEMULTIPARAMETER | CARESCAPE PDM |  |  |  | GE | Module, Multi-Parameter |  | MODULEMULTIPARAMETER-GE-CARESCAPE PDM |  | 12/7/16 |  | MMP-A | Covered PM Repair - Biomedical | MHHS-Northeast | [8 empty] | MODULEMULTIPARAMETER | Module, Multi-Parameter | GE
NO | YES |  |  |  | 142-06324 | 142-06324 | GE Medical Systems | CARESCAPE PATIENT DATA MODULE |  | SA315133813GA | NE-IMU1 | MHHS-Northeast |  | Module, Multi-Parameter |  | 142-06324 | 142-06324 | Katy | MHHS-Northeast | NE-IMU1 | Room 4015 | 1/1/19 | 1/1/20 |  |  | PHYSIOLOGIC MONITOR MODULES, MULTIPARAMETER | Module, Multi-Parameter | MODULEMULTIPARAMETER-GE-CARESCAPE PDM | MODULEMULTIPARAMETER | CARESCAPE PDM |  |  |  | GE | Module, Multi-Parameter |  | MODULEMULTIPARAMETER-GE-CARESCAPE PDM |  | 12/7/16 |  | MMP-A | Covered PM Repair - Biomedical | MHHS-Northeast | [8 empty] | MODULEMULTIPARAMETER | Module, Multi-Parameter | GE
NO | YES |  |  |  | 142-08043 | 142-08043 | GE Medical Systems | CARESCAPE PATIENT DATA MODULE |  | SA318440116SA | NE-IMU1 | MHHS-Northeast |  | Module, Multi-Parameter |  | 142-08043 | 142-08043 | Katy | MHHS-Northeast | NE-IMU1 | Room 4001 | 12/1/18 | 12/1/19 |  |  | PHYSIOLOGIC MONITOR MODULES, MULTIPARAMETER | Module, Multi-Parameter | MODULEMULTIPARAMETER-GE-CARESCAPE PDM | MODULEMULTIPARAMETER | CARESCAPE PDM |  |  |  | GE | Module, Multi-Parameter |  | MODULEMULTIPARAMETER-GE-CARESCAPE PDM |  | 1/1/17 |  | MMP-A | Covered PM Repair - Biomedical | MHHS-Northeast | [8 empty] | MODULEMULTIPARAMETER | Module, Multi-Parameter | GE
NO | YES |  |  |  | 142-08046 | 142-08046 | GE Medical Systems | CARESCAPE PATIENT DATA MODULE |  | SA318440111SA | NE-IMU1 | MHHS-Northeast |  | Module, Multi-Parameter |  | 142-08046 | 142-08046 | Katy | MHHS-Northeast | NE-IMU1 |  | 1/1/19 | 1/1/20 |  |  | PHYSIOLOGIC MONITOR MODULES, MULTIPARAMETER | Module, Multi-Parameter | MODULEMULTIPARAMETER-GE-CARESCAPE PDM | MODULEMULTIPARAMETER | CARESCAPE PDM |  |  |  | GE | Module, Multi-Parameter |  | MODULEMULTIPARAMETER-GE-CARESCAPE PDM |  | 6/1/18 |  | MMP-A | Covered PM Repair - Biomedical | MHHS-Northeast | [8 empty] | MODULEMULTIPARAMETER | Module, Multi-Parameter | GE
NO | YES |  |  |  | 142-08049 | 142-08049 | GE Medical Systems | CARESCAPE PATIENT DATA MODULE |  | SA318440136SA | NE-IMU1 | MHHS-Northeast |  | Module, Multi-Parameter |  | 142-08049 | 142-08049 | Katy | MHHS-Northeast | NE-IMU1 |  | 12/1/19 | 12/1/20 |  |  | PHYSIOLOGIC MONITOR MODULES, MULTIPARAMETER | Module, Multi-Parameter | MODULEMULTIPARAMETER-GE-CARESCAPE PDM | MODULEMULTIPARAMETER | CARESCAPE PDM |  |  |  | GE | Module, Multi-Parameter |  | MODULEMULTIPARAMETER-GE-CARESCAPE PDM |  | 12/9/17 |  | MMP-A | Covered PM Repair - Biomedical | MHHS-Northeast | [8 empty] | MODULEMULTIPARAMETER | Module, Multi-Parameter | GE
NO | YES |  |  |  | 142-08052 | 142-08052 | GE Medical Systems | CARESCAPE PATIENT DATA MODULE |  | SA318440103SA | NE-IMU1 | MHHS-Northeast |  | Module, Multi-Parameter |  | 142-08052 | 142-08052 | Katy | MHHS-Northeast | NE-IMU1 |  | 6/1/19 | 6/1/20 |  |  | PHYSIOLOGIC MONITOR MODULES, MULTIPARAMETER | Module, Multi-Parameter | MODULEMULTIPARAMETER-GE-CARESCAPE PDM | MODULEMULTIPARAMETER | CARESCAPE PDM |  |  |  | GE | Module, Multi-Parameter |  | MODULEMULTIPARAMETER-GE-CARESCAPE PDM |  | 12/9/17 |  | MMP-A | Covered PM Repair - Biomedical | MHHS-Northeast | [8 empty] | MODULEMULTIPARAMETER | Module, Multi-Parameter | GE
NO | YES |  |  |  | 142-08055 | 142-08055 | GE Medical Systems | CARESCAPE PATIENT DATA MODULE |  | SA318440147SA | NE-IMU1 | MHHS-Northeast |  | Module, Multi-Parameter |  | 142-08055 | 142-08055 | Katy | MHHS-Northeast | NE-IMU1 |  | 12/1/18 | 12/1/19 |  |  | PHYSIOLOGIC MONITOR MODULES, MULTIPARAMETER | Module, Multi-Parameter | MODULEMULTIPARAMETER-GE-CARESCAPE PDM | MODULEMULTIPARAMETER | CARESCAPE PDM |  |  |  | GE | Module, Multi-Parameter |  | MODULEMULTIPARAMETER-GE-CARESCAPE PDM |  | 12/9/17 |  | MMP-A | Covered PM Repair - Biomedical | MHHS-Northeast | [8 empty] | MODULEMULTIPARAMETER | Module, Multi-Parameter | GE
NO | YES |  |  |  | 142-08058 | 142-08058 | GE Medical Systems | CARESCAPE PATIENT DATA MODULE |  | SA318430393SA | NE-ER | MHHS-Northeast |  | Module, Multi-Parameter |  | 142-08058 | 142-08058 | Katy | MHHS-Northeast | NE-ER | Room 9 | 12/1/18 | 12/1/19 |  |  | PHYSIOLOGIC MONITOR MODULES, MULTIPARAMETER | Module, Multi-Parameter | MODULEMULTIPARAMETER-GE-CARESCAPE PDM | MODULEMULTIPARAMETER | CARESCAPE PDM |  |  |  | GE | Module, Multi-Parameter |  | MODULEMULTIPARAMETER-GE-CARESCAPE PDM |  | 12/9/17 |  | MMP-A | Covered PM Repair - Biomedical | MHHS-Northeast | [8 empty] | MODULEMULTIPARAMETER | Module, Multi-Parameter | GE
NO | YES |  |  |  | 142-08061 | 142-08061 | GE Medical Systems | CARESCAPE PATIENT DATA MODULE |  | SA318440108SA | NE-IMU1 | MHHS-Northeast |  | Module, Multi-Parameter |  | 142-08061 | 142-08061 | Katy | MHHS-Northeast | NE-IMU1 |  | 12/1/18 | 12/1/19 |  |  | PHYSIOLOGIC MONITOR MODULES, MULTIPARAMETER | Module, Multi-Parameter | MODULEMULTIPARAMETER-GE-CARESCAPE PDM | MODULEMULTIPARAMETER | CARESCAPE PDM |  |  |  | GE | Module, Multi-Parameter |  | MODULEMULTIPARAMETER-GE-CARESCAPE PDM |  | 12/31/20 |  | MMP-A | Covered PM Repair - Biomedical | MHHS-Northeast | [8 empty] | MODULEMULTIPARAMETER | Module, Multi-Parameter | GE
NO | YES |  |  |  | 142-08064 | 142-08064 | GE Medical Systems | CARESCAPE PATIENT DATA MODULE |  | SA318440146SA | NE-ICU | MHHS-Northeast |  | Module, Multi-Parameter |  | 142-08064 | 142-08064 | Katy | MHHS-Northeast | NE-ICU | Room 4033 | 12/1/18 | 12/1/19 |  |  | PHYSIOLOGIC MONITOR MODULES, MULTIPARAMETER | Module, Multi-Parameter | MODULEMULTIPARAMETER-GE-CARESCAPE PDM | MODULEMULTIPARAMETER | CARESCAPE PDM |  |  |  | GE | Module, Multi-Parameter |  | MODULEMULTIPARAMETER-GE-CARESCAPE PDM |  | 12/1/20 |  | MMP-A | Covered PM Repair - Biomedical | MHHS-Northeast | [8 empty] | MODULEMULTIPARAMETER | Module, Multi-Parameter | GE
NO | YES |  |  |  | 142-08067 | 142-08067 | GE Medical Systems | CARESCAPE PATIENT DATA MODULE |  | SA318440114SA | NE-ICU | MHHS-Northeast |  | Module, Multi-Parameter |  | 142-08067 | 142-08067 | Katy | MHHS-Northeast | NE-ICU | Room 4026 | 12/1/19 | 12/1/20 |  |  | PHYSIOLOGIC MONITOR MODULES, MULTIPARAMETER | Module, Multi-Parameter | MODULEMULTIPARAMETER-GE-CARESCAPE PDM | MODULEMULTIPARAMETER | CARESCAPE PDM |  |  |  | GE | Module, Multi-Parameter |  | MODULEMULTIPARAMETER-GE-CARESCAPE PDM |  | 10/1/20 |  | MMP-A | Covered PM Repair - Biomedical | MHHS-Northeast | [8 empty] | MODULEMULTIPARAMETER | Module, Multi-Parameter | GE
NO | YES |  |  |  | 142-08070 | 142-08070 | GE Medical Systems | CARESCAPE PATIENT DATA MODULE |  | SA318440112SA | NE-ICU | MHHS-Northeast |  | Module, Multi-Parameter |  | 142-08070 | 142-08070 | Katy | MHHS-Northeast | NE-ICU | Room 4029 | 5/1/19 | 5/1/20 |  |  | PHYSIOLOGIC MONITOR MODULES, MULTIPARAMETER | Module, Multi-Parameter | MODULEMULTIPARAMETER-GE-CARESCAPE PDM | MODULEMULTIPARAMETER | CARESCAPE PDM |  |  |  | GE | Module, Multi-Parameter |  | MODULEMULTIPARAMETER-GE-CARESCAPE PDM |  | 6/22/18 |  | MMP-A | Covered PM Repair - Biomedical | MHHS-Northeast | [8 empty] | MODULEMULTIPARAMETER | Module, Multi-Parameter | GE
NO | YES |  |  |  | 142-08073 | 142-08073 | GE Medical Systems | CARESCAPE PATIENT DATA MODULE |  | SA318440145SA | NE-ICU | MHHS-Northeast |  | Module, Multi-Parameter |  | 142-08073 | 142-08073 | Katy | MHHS-Northeast | NE-ICU |  | 12/1/19 | 12/1/20 |  |  | PHYSIOLOGIC MONITOR MODULES, MULTIPARAMETER | Module, Multi-Parameter | MODULEMULTIPARAMETER-GE-CARESCAPE PDM | MODULEMULTIPARAMETER | CARESCAPE PDM |  |  |  | GE | Module, Multi-Parameter |  | MODULEMULTIPARAMETER-GE-CARESCAPE PDM |  | 8/1/19 |  | MMP-A | Covered PM Repair - Biomedical | MHHS-Northeast | [8 empty] | MODULEMULTIPARAMETER | Module, Multi-Parameter | GE
NO | YES |  |  |  | 142-08076 | 142-08076 | GE Medical Systems | CARESCAPE PATIENT DATA MODULE |  | SA318440099SA | NE-OR | MHHS-Northeast |  | Module, Multi-Parameter |  | 142-08076 | 142-08076 | Katy | MHHS-Northeast | NE-OR | OR Hybrid Room | 12/1/18 | 12/1/19 |  |  | PHYSIOLOGIC MONITOR MODULES, MULTIPARAMETER | Module, Multi-Parameter | MODULEMULTIPARAMETER-GE-CARESCAPE PDM | MODULEMULTIPARAMETER | CARESCAPE PDM |  |  |  | GE | Module, Multi-Parameter |  | MODULEMULTIPARAMETER-GE-CARESCAPE PDM |  | 7/22/20 |  | MMP-A | Covered PM Repair - Biomedical | MHHS-Northeast | [8 empty] | MODULEMULTIPARAMETER | Module, Multi-Parameter | GE
NO | YES |  |  |  | 142-08079 | 142-08079 | GE Medical Systems | CARESCAPE PATIENT DATA MODULE |  | SA318440110SA | NE-IMU1 | MHHS-Northeast |  | Module, Multi-Parameter |  | 142-08079 | 142-08079 | Katy | MHHS-Northeast | NE-IMU1 |  | 12/1/18 | 12/1/19 |  |  | PHYSIOLOGIC MONITOR MODULES, MULTIPARAMETER | Module, Multi-Parameter | MODULEMULTIPARAMETER-GE-CARESCAPE PDM | MODULEMULTIPARAMETER | CARESCAPE PDM |  |  |  | GE | Module, Multi-Parameter |  | MODULEMULTIPARAMETER-GE-CARESCAPE PDM |  | 7/16/24 |  | MMP-A | Covered PM Repair - Biomedical | MHHS-Northeast | [8 empty] | MODULEMULTIPARAMETER | Module, Multi-Parameter | GE
NO | YES |  |  |  | 142-08082 | 142-08082 | GE Medical Systems | CARESCAPE PATIENT DATA MODULE |  | SA318440148SA | NE-IMU1 | MHHS-Northeast |  | Module, Multi-Parameter |  | 142-08082 | 142-08082 | Katy | MHHS-Northeast | NE-IMU1 |  | 5/1/19 | 5/1/20 |  |  | PHYSIOLOGIC MONITOR MODULES, MULTIPARAMETER | Module, Multi-Parameter | MODULEMULTIPARAMETER-GE-CARESCAPE PDM | MODULEMULTIPARAMETER | CARESCAPE PDM |  |  |  | GE | Module, Multi-Parameter |  | MODULEMULTIPARAMETER-GE-CARESCAPE PDM |  | 7/22/20 |  | MMP-A | Covered PM Repair - Biomedical | MHHS-Northeast | [8 empty] | MODULEMULTIPARAMETER | Module, Multi-Parameter | GE
NO | YES |  |  |  | 142-08085 | 142-08085 | GE Medical Systems | CARESCAPE PATIENT DATA MODULE |  | SA318440122SA | NE-Laboratory | MHHS-Northeast |  | Module, Multi-Parameter |  | 142-08085 | 142-08085 | Katy | MHHS-Northeast | NE-Laboratory | OR 2 | 10/1/19 | 10/1/20 |  |  | PHYSIOLOGIC MONITOR MODULES, MULTIPARAMETER | Module, Multi-Parameter | MODULEMULTIPARAMETER-GE-CARESCAPE PDM | MODULEMULTIPARAMETER | CARESCAPE PDM |  |  |  | GE | Module, Multi-Parameter |  | MODULEMULTIPARAMETER-GE-CARESCAPE PDM |  | 7/22/20 |  | MMP-A | Covered PM Repair - Biomedical | MHHS-Northeast | [8 empty] | MODULEMULTIPARAMETER | Module, Multi-Parameter | GE
NO | YES |  |  |  | 142-08088 | 142-08088 | GE Medical Systems | CARESCAPE PATIENT DATA MODULE |  | SA318440123SA | NE-IMU1 | MHHS-Northeast |  | Module, Multi-Parameter |  | 142-08088 | 142-08088 | Katy | MHHS-Northeast | NE-IMU1 |  | 12/1/19 | 12/1/20 |  |  | PHYSIOLOGIC MONITOR MODULES, MULTIPARAMETER | Module, Multi-Parameter | MODULEMULTIPARAMETER-GE-CARESCAPE PDM | MODULEMULTIPARAMETER | CARESCAPE PDM |  |  |  | GE | Module, Multi-Parameter |  | MODULEMULTIPARAMETER-GE-CARESCAPE PDM |  | 7/22/20 |  | MMP-A | Covered PM Repair - Biomedical | MHHS-Northeast | [8 empty] | MODULEMULTIPARAMETER | Module, Multi-Parameter | GE
NO | YES |  |  |  | 142-03321 | 142-03321 | GE Medical Systems | CARESCAPE PATIENT DATA MODULE |  | SA315270731GA | NE-IMU2 | MHHS-Northeast |  | Module, Multi-Parameter |  | 142-03321 | 142-03321 | Katy | MHHS-Northeast | NE-IMU2 | Endo hall | 1/1/19 | 1/1/20 |  |  | PHYSIOLOGIC MONITOR MODULES, MULTIPARAMETER | Module, Multi-Parameter | MODULEMULTIPARAMETER-GE-CARESCAPE PDM | MODULEMULTIPARAMETER | CARESCAPE PDM |  |  |  | GE | Module, Multi-Parameter |  | MODULEMULTIPARAMETER-GE-CARESCAPE PDM |  | 3/7/19 |  | MMP-A | Covered PM Repair - Biomedical | MHHS-Northeast | [8 empty] | MODULEMULTIPARAMETER | Module, Multi-Parameter | GE
NO | YES |  |  |  | 142-06112 | 142-06112 | GE Medical Systems | CARESCAPE PATIENT DATA MODULE |  | SA315133576GA | NE-PACU | MHHS-Northeast |  | Module, Multi-Parameter |  | 142-06112 | 142-06112 | Katy | MHHS-Northeast | NE-PACU | Pacu | 1/1/19 | 1/1/20 |  |  | PHYSIOLOGIC MONITOR MODULES, MULTIPARAMETER | Module, Multi-Parameter | MODULEMULTIPARAMETER-GE-CARESCAPE PDM | MODULEMULTIPARAMETER | CARESCAPE PDM |  |  |  | GE | Module, Multi-Parameter |  | MODULEMULTIPARAMETER-GE-CARESCAPE PDM |  | 4/3/00 |  | MMP-A | Covered PM Repair - Biomedical | MHHS-Northeast | [8 empty] | MODULEMULTIPARAMETER | Module, Multi-Parameter | GE
NO | YES |  |  |  | 142-06115 | 142-06115 | GE Medical Systems | CARESCAPE PATIENT DATA MODULE |  | SA315133570GA | NE-IMU1 | MHHS-Northeast |  | Module, Multi-Parameter |  | 142-06115 | 142-06115 | Katy | MHHS-Northeast | NE-IMU1 | Storage | 5/1/19 | 5/1/20 |  |  | PHYSIOLOGIC MONITOR MODULES, MULTIPARAMETER | Module, Multi-Parameter | MODULEMULTIPARAMETER-GE-CARESCAPE PDM | MODULEMULTIPARAMETER | CARESCAPE PDM |  |  |  | GE | Module, Multi-Parameter |  | MODULEMULTIPARAMETER-GE-CARESCAPE PDM |  | 7/1/18 |  | MMP-A | Covered PM Repair - Biomedical | MHHS-Northeast | [8 empty] | MODULEMULTIPARAMETER | Module, Multi-Parameter | GE
NO | YES |  |  |  | 142-06678 | 142-06678 | GE Medical Systems | CARESCAPE PATIENT DATA MODULE |  | SA311338000GR | NE-IMU2 | MHHS-Northeast |  | Module, Multi-Parameter |  | 142-06678 | 142-06678 | Katy | MHHS-Northeast | NE-IMU2 |  | 6/1/19 | 6/1/20 |  |  | PHYSIOLOGIC MONITOR MODULES, MULTIPARAMETER | Module, Multi-Parameter | MODULEMULTIPARAMETER-GE-CARESCAPE PDM | MODULEMULTIPARAMETER | CARESCAPE PDM |  |  |  | GE | Module, Multi-Parameter |  | MODULEMULTIPARAMETER-GE-CARESCAPE PDM |  | 2/1/18 |  | MMP-A | Covered PM Repair - Biomedical | MHHS-Northeast | [8 empty] | MODULEMULTIPARAMETER | Module, Multi-Parameter | GE
NO | YES |  |  |  | 142-06333 | 142-06333 | GE Medical Systems | CARESCAPE PATIENT DATA MODULE |  | SA315123002GA | NE-Nursery | MHHS-Northeast |  | Module, Multi-Parameter |  | 142-06333 | 142-06333 | Katy | MHHS-Northeast | NE-Nursery | Nursery | 5/1/19 | 5/1/20 |  |  | PHYSIOLOGIC MONITOR MODULES, MULTIPARAMETER | Module, Multi-Parameter | MODULEMULTIPARAMETER-GE-CARESCAPE PDM | MODULEMULTIPARAMETER | CARESCAPE PDM |  |  |  | GE | Module, Multi-Parameter |  | MODULEMULTIPARAMETER-GE-CARESCAPE PDM |  | 9/5/19 |  | MMP-A | Covered PM Repair - Biomedical | MHHS-Northeast | [8 empty] | MODULEMULTIPARAMETER | Module, Multi-Parameter | GE
NO | YES |  |  |  | 142-06343 | 142-06343 | GE Medical Systems | CARESCAPE PATIENT DATA MODULE |  | SA315122945GA | NE-NICU | MHHS-Northeast |  | Module, Multi-Parameter |  | 142-06343 | 142-06343 | Katy | MHHS-Northeast | NE-NICU |  | 4/1/19 | 4/1/20 |  |  | PHYSIOLOGIC MONITOR MODULES, MULTIPARAMETER | Module, Multi-Parameter | MODULEMULTIPARAMETER-GE-CARESCAPE PDM | MODULEMULTIPARAMETER | CARESCAPE PDM |  |  |  | GE | Module, Multi-Parameter |  | MODULEMULTIPARAMETER-GE-CARESCAPE PDM |  | 3/1/20 |  | MMP-A | Not Covered Vendor Only - Biomedical | MHHS-Northeast | [8 empty] | MODULEMULTIPARAMETER | Module, Multi-Parameter | GE
NO | YES |  |  |  | 142-06344 | 142-06344 | GE Medical Systems | CARESCAPE PATIENT DATA MODULE |  | SA315122922GA | NE-Nursery | MHHS-Northeast |  | Module, Multi-Parameter |  | 142-06344 | 142-06344 | Katy | MHHS-Northeast | NE-Nursery | Nursery | 6/1/19 | 6/1/20 |  |  | PHYSIOLOGIC MONITOR MODULES, MULTIPARAMETER | Module, Multi-Parameter | MODULEMULTIPARAMETER-GE-CARESCAPE PDM | MODULEMULTIPARAMETER | CARESCAPE PDM |  |  |  | GE | Module, Multi-Parameter |  | MODULEMULTIPARAMETER-GE-CARESCAPE PDM |  | 2/1/25 |  | MMP-A | Covered PM Repair - Biomedical | MHHS-Northeast | [8 empty] | MODULEMULTIPARAMETER | Module, Multi-Parameter | GE
NO | YES |  |  |  | 142-06345 | 142-06345 | GE Medical Systems | CARESCAPE PATIENT DATA MODULE |  | SA315123007GA | NE-NICU | MHHS-Northeast |  | Module, Multi-Parameter |  | 142-06345 | 142-06345 | Katy | MHHS-Northeast | NE-NICU |  | 4/1/19 | 4/1/20 |  |  | PHYSIOLOGIC MONITOR MODULES, MULTIPARAMETER | Module, Multi-Parameter | MODULEMULTIPARAMETER-GE-CARESCAPE PDM | MODULEMULTIPARAMETER | CARESCAPE PDM |  |  |  | GE | Module, Multi-Parameter |  | MODULEMULTIPARAMETER-GE-CARESCAPE PDM |  | 9/21/17 |  | MMP-A | Covered PM Repair - Biomedical | MHHS-Northeast | [8 empty] | MODULEMULTIPARAMETER | Module, Multi-Parameter | GE
NO | YES |  |  |  | 142-06349 | 142-06349 | GE Medical Systems | CARESCAPE PATIENT DATA MODULE |  | SA315122990GA | NE-NICU | MHHS-Northeast |  | Module, Multi-Parameter |  | 142-06349 | 142-06349 | Katy | MHHS-Northeast | NE-NICU |  | 4/1/19 | 4/1/20 |  |  | PHYSIOLOGIC MONITOR MODULES, MULTIPARAMETER | Module, Multi-Parameter | MODULEMULTIPARAMETER-GE-CARESCAPE PDM | MODULEMULTIPARAMETER | CARESCAPE PDM |  |  |  | GE | Module, Multi-Parameter |  | MODULEMULTIPARAMETER-GE-CARESCAPE PDM |  | 9/10/19 |  | MMP-A | Covered PM Repair - Biomedical | MHHS-Northeast | [8 empty] | MODULEMULTIPARAMETER | Module, Multi-Parameter | GE
NO | YES |  |  |  | 142-06350 | 142-06350 | GE Medical Systems | CARESCAPE PATIENT DATA MODULE |  | SA315122966GA | NE-NICU | MHHS-Northeast |  | Module, Multi-Parameter |  | 142-06350 | 142-06350 | Katy | MHHS-Northeast | NE-NICU |  | 4/1/19 | 4/1/20 |  |  | PHYSIOLOGIC MONITOR MODULES, MULTIPARAMETER | Module, Multi-Parameter | MODULEMULTIPARAMETER-GE-CARESCAPE PDM | MODULEMULTIPARAMETER | CARESCAPE PDM |  |  |  | GE | Module, Multi-Parameter |  | MODULEMULTIPARAMETER-GE-CARESCAPE PDM |  | 6/25/19 |  | MMP-A | Covered PM Repair - Biomedical | MHHS-Northeast | [8 empty] | MODULEMULTIPARAMETER | Module, Multi-Parameter | GE
NO | YES |  |  |  | 142-06351 | 142-06351 | GE Medical Systems | CARESCAPE PATIENT DATA MODULE |  | SA315123004GA | NE-NICU | MHHS-Northeast |  | Module, Multi-Parameter |  | 142-06351 | 142-06351 | Katy | MHHS-Northeast | NE-NICU |  | 4/1/19 |  |  |  | PHYSIOLOGIC MONITOR MODULES, MULTIPARAMETER | Module, Multi-Parameter | MODULEMULTIPARAMETER-GE-CARESCAPE PDM | MODULEMULTIPARAMETER | CARESCAPE PDM |  |  |  | GE | Module, Multi-Parameter |  | MODULEMULTIPARAMETER-GE-CARESCAPE PDM |  | 8/22/19 |  | MMP-A | Covered PM Repair - Biomedical | MHHS-Northeast | [8 empty] | MODULEMULTIPARAMETER | Module, Multi-Parameter | GE
NO | YES |  |  |  | 142-06353 | 142-06353 | GE Medical Systems | CARESCAPE PATIENT DATA MODULE |  | SA315123000GA | NE-NICU | MHHS-Northeast |  | Module, Multi-Parameter |  | 142-06353 | 142-06353 | Katy | MHHS-Northeast | NE-NICU |  | 4/1/19 |  |  |  | PHYSIOLOGIC MONITOR MODULES, MULTIPARAMETER | Module, Multi-Parameter | MODULEMULTIPARAMETER-GE-CARESCAPE PDM | MODULEMULTIPARAMETER | CARESCAPE PDM |  |  |  | GE | Module, Multi-Parameter |  | MODULEMULTIPARAMETER-GE-CARESCAPE PDM |  | 4/17/18 |  | MMP-A | Covered PM Repair - Biomedical | MHHS-Northeast | [8 empty] | MODULEMULTIPARAMETER | Module, Multi-Parameter | GE
NO | YES |  |  |  | 142-06354 | 142-06354 | GE Medical Systems | CARESCAPE PATIENT DATA MODULE |  | SA315123009GA | NE-Nursery | MHHS-Northeast |  | Module, Multi-Parameter |  | 142-06354 | 142-06354 | Katy | MHHS-Northeast | NE-Nursery | Nursery | 4/1/19 | 4/1/20 |  |  | PHYSIOLOGIC MONITOR MODULES, MULTIPARAMETER | Module, Multi-Parameter | MODULEMULTIPARAMETER-GE-CARESCAPE PDM | MODULEMULTIPARAMETER | CARESCAPE PDM |  |  |  | GE | Module, Multi-Parameter |  | MODULEMULTIPARAMETER-GE-CARESCAPE PDM |  | 11/18/19 |  | MMP-A | Covered PM Repair - Biomedical | MHHS-Northeast | [8 empty] | MODULEMULTIPARAMETER | Module, Multi-Parameter | GE
NO | YES |  |  |  | 142-06355 | 142-06355 | GE Medical Systems | CARESCAPE PATIENT DATA MODULE |  | SA315122958GA | NE-NICU | MHHS-Northeast |  | Module, Multi-Parameter |  | 142-06355 | 142-06355 | Katy | MHHS-Northeast | NE-NICU |  | 4/1/19 | 4/1/20 |  |  | PHYSIOLOGIC MONITOR MODULES, MULTIPARAMETER | Module, Multi-Parameter | MODULEMULTIPARAMETER-GE-CARESCAPE PDM | MODULEMULTIPARAMETER | CARESCAPE PDM |  |  |  | GE | Module, Multi-Parameter |  | MODULEMULTIPARAMETER-GE-CARESCAPE PDM |  | 9/4/19 |  | MMP-A | Covered PM Repair - Biomedical | MHHS-Northeast | [8 empty] | MODULEMULTIPARAMETER | Module, Multi-Parameter | GE
NO | YES |  |  |  | 142-06356 | 142-06356 o | GE Medical Systems | CARESCAPE PATIENT DATA MODULE |  | SA315122964GA | NE-NICU | MHHS-Northeast |  | Module, Multi-Parameter |  | 142-06356 | 142-06356 o | Katy | MHHS-Northeast | NE-NICU |  | 4/1/19 |  |  |  | PHYSIOLOGIC MONITOR MODULES, MULTIPARAMETER | Module, Multi-Parameter | MODULEMULTIPARAMETER-GE-CARESCAPE PDM | MODULEMULTIPARAMETER | CARESCAPE PDM |  |  |  | GE | Module, Multi-Parameter |  | MODULEMULTIPARAMETER-GE-CARESCAPE PDM |  | 6/26/20 |  | MMP-A | Not Covered Vendor Only - Biomedical | MHHS-Northeast | [8 empty] | MODULEMULTIPARAMETER | Module, Multi-Parameter | GE
NO | YES |  |  |  | 142-06357 | 142-06357 | GE Medical Systems | CARESCAPE PATIENT DATA MODULE |  | SA315122934GA | NE-NICU | MHHS-Northeast |  | Module, Multi-Parameter |  | 142-06357 | 142-06357 | Katy | MHHS-Northeast | NE-NICU |  | 4/1/19 |  |  |  | PHYSIOLOGIC MONITOR MODULES, MULTIPARAMETER | Module, Multi-Parameter | MODULEMULTIPARAMETER-GE-CARESCAPE PDM | MODULEMULTIPARAMETER | CARESCAPE PDM |  |  |  | GE | Module, Multi-Parameter |  | MODULEMULTIPARAMETER-GE-CARESCAPE PDM |  | 9/10/19 |  | MMP-A | Covered PM Repair - Biomedical | MHHS-Northeast | [8 empty] | MODULEMULTIPARAMETER | Module, Multi-Parameter | GE
NO | YES |  |  |  | 142-06358 | 142-06358 | GE Medical Systems | CARESCAPE PATIENT DATA MODULE |  | SA315123010GA | NE-NICU | MHHS-Northeast |  | Module, Multi-Parameter |  | 142-06358 | 142-06358 | Katy | MHHS-Northeast | NE-NICU |  | 5/1/19 |  |  |  | PHYSIOLOGIC MONITOR MODULES, MULTIPARAMETER | Module, Multi-Parameter | MODULEMULTIPARAMETER-GE-CARESCAPE PDM | MODULEMULTIPARAMETER | CARESCAPE PDM |  |  |  | GE | Module, Multi-Parameter |  | MODULEMULTIPARAMETER-GE-CARESCAPE PDM |  | 10/21/19 |  | MMP-A | Covered PM Repair - Biomedical | MHHS-Northeast | [8 empty] | MODULEMULTIPARAMETER | Module, Multi-Parameter | GE
NO | YES |  |  |  | 142-06359 | 142-06359 | GE Medical Systems | CARESCAPE PATIENT DATA MODULE |  | SA315122987GA | NE-NICU | MHHS-Northeast |  | Module, Multi-Parameter |  | 142-06359 | 142-06359 | Katy | MHHS-Northeast | NE-NICU |  | 4/1/19 | 4/1/20 |  |  | PHYSIOLOGIC MONITOR MODULES, MULTIPARAMETER | Module, Multi-Parameter | MODULEMULTIPARAMETER-GE-CARESCAPE PDM | MODULEMULTIPARAMETER | CARESCAPE PDM |  |  |  | GE | Module, Multi-Parameter |  | MODULEMULTIPARAMETER-GE-CARESCAPE PDM |  | 12/28/16 |  | MMP-A | Covered PM Repair - Biomedical | MHHS-Northeast | [8 empty] | MODULEMULTIPARAMETER | Module, Multi-Parameter | GE
NO | YES |  |  |  | 142-06360 | 142-06360 | GE Medical Systems | CARESCAPE PATIENT DATA MODULE |  | SA315122999GA | NE-NICU | MHHS-Northeast |  | Module, Multi-Parameter |  | 142-06360 | 142-06360 | Katy | MHHS-Northeast | NE-NICU |  | 5/1/19 | 5/1/20 |  |  | PHYSIOLOGIC MONITOR MODULES, MULTIPARAMETER | Module, Multi-Parameter | MODULEMULTIPARAMETER-GE-CARESCAPE PDM | MODULEMULTIPARAMETER | CARESCAPE PDM |  |  |  | GE | Module, Multi-Parameter |  | MODULEMULTIPARAMETER-GE-CARESCAPE PDM |  | 12/28/16 |  | MMP-A | Covered PM Repair - Biomedical | MHHS-Northeast | [8 empty] | MODULEMULTIPARAMETER | Module, Multi-Parameter | GE
NO | YES |  |  |  | 142-07288 | 142-07288 | GE Medical Systems | CARESCAPE PATIENT DATA MODULE |  | SA318220666SA | NE-Nursery | MHHS-Northeast |  | Module, Multi-Parameter |  | 142-07288 | 142-07288 | Katy | MHHS-Northeast | NE-Nursery | Nursery | 4/1/19 | 4/1/20 |  |  | PHYSIOLOGIC MONITOR MODULES, MULTIPARAMETER | Module, Multi-Parameter | MODULEMULTIPARAMETER-GE-CARESCAPE PDM | MODULEMULTIPARAMETER | CARESCAPE PDM |  |  |  | GE | Module, Multi-Parameter |  | MODULEMULTIPARAMETER-GE-CARESCAPE PDM |  | 12/28/16 |  | MMP-A | Covered PM Repair - Biomedical | MHHS-Northeast | [8 empty] | MODULEMULTIPARAMETER | Module, Multi-Parameter | GE
NO | YES |  |  |  | 142-07289 | 142-07289 | GE Medical Systems | CARESCAPE PATIENT DATA MODULE |  | SA318220678SA | NE-NICU | MHHS-Northeast |  | Module, Multi-Parameter |  | 142-07289 | 142-07289 | Katy | MHHS-Northeast | NE-NICU |  | 4/1/19 |  |  |  | PHYSIOLOGIC MONITOR MODULES, MULTIPARAMETER | Module, Multi-Parameter | MODULEMULTIPARAMETER-GE-CARESCAPE PDM | MODULEMULTIPARAMETER | CARESCAPE PDM |  |  |  | GE | Module, Multi-Parameter |  | MODULEMULTIPARAMETER-GE-CARESCAPE PDM |  | 12/28/16 |  | MMP-A | Covered PM Repair - Biomedical | MHHS-Northeast | [8 empty] | MODULEMULTIPARAMETER | Module, Multi-Parameter | GE
NO | YES |  |  |  | 142-07322 | 142-07322 | GE Medical Systems | CARESCAPE PATIENT DATA MODULE |  | SA318220707SA | NE-NICU | MHHS-Northeast |  | Module, Multi-Parameter |  | 142-07322 | 142-07322 | Katy | MHHS-Northeast | NE-NICU |  | 4/1/19 | 4/1/20 |  |  | PHYSIOLOGIC MONITOR MODULES, MULTIPARAMETER | Module, Multi-Parameter | MODULEMULTIPARAMETER-GE-CARESCAPE PDM | MODULEMULTIPARAMETER | CARESCAPE PDM |  |  |  | GE | Module, Multi-Parameter |  | MODULEMULTIPARAMETER-GE-CARESCAPE PDM |  | 12/28/16 |  | MMP-A | Covered PM Repair - Biomedical | MHHS-Northeast | [8 empty] | MODULEMULTIPARAMETER | Module, Multi-Parameter | GE
NO | YES |  |  |  |  | 142-03489 | GE Medical Systems | CARESCAPE PATIENT DATA MODULE |  | SA315420342SA | NE-OR | MHHS-Northeast |  | Module, Multi-Parameter |  |  | 142-03489 | Katy | MHHS-Northeast | NE-OR | OR Hybrid Room | 11/1/18 | 11/1/19 |  |  | PHYSIOLOGIC MONITOR MODULES, MULTIPARAMETER | Module, Multi-Parameter | MODULEMULTIPARAMETER-GE-CARESCAPE PDM | MODULEMULTIPARAMETER | CARESCAPE PDM |  |  |  | GE | Module, Multi-Parameter |  | MODULEMULTIPARAMETER-GE-CARESCAPE PDM |  | 12/28/16 |  | MMP-A | Covered PM Repair - Biomedical | MHHS-Northeast | [8 empty] | MODULEMULTIPARAMETER | Module, Multi-Parameter | GE
NO | YES |  |  |  | 142-06956 | 142-06956 | GE Medical Systems | CARESCAPE PATIENT DATA MODULE |  | SA313084566GR | NE-Endoscopy | MHHS-Northeast |  | Module, Multi-Parameter |  | 142-06956 | 142-06956 | Katy | MHHS-Northeast | NE-Endoscopy | Peocedure room 1 | 12/1/18 | 12/1/19 |  |  | PHYSIOLOGIC MONITOR MODULES, MULTIPARAMETER | Module, Multi-Parameter | MODULEMULTIPARAMETER-GE-CARESCAPE PDM | MODULEMULTIPARAMETER | CARESCAPE PDM |  |  |  | GE | Module, Multi-Parameter |  | MODULEMULTIPARAMETER-GE-CARESCAPE PDM |  | 12/28/16 |  | MMP-A | Covered PM Repair - Biomedical | MHHS-Northeast | [8 empty] | MODULEMULTIPARAMETER | Module, Multi-Parameter | GE
NO | YES |  |  |  | 142-07457 | 142-07457 | GE Medical Systems | CARESCAPE PATIENT DATA MODULE |  | SA318390240SA | NE-OR | MHHS-Northeast |  | Module, Multi-Parameter |  | 142-07457 | 142-07457 | Katy | MHHS-Northeast | NE-OR |  | 11/1/18 | 11/1/19 |  |  | PHYSIOLOGIC MONITOR MODULES, MULTIPARAMETER | Module, Multi-Parameter | MODULEMULTIPARAMETER-GE-CARESCAPE PDM | MODULEMULTIPARAMETER | CARESCAPE PDM |  |  |  | GE | Module, Multi-Parameter |  | MODULEMULTIPARAMETER-GE-CARESCAPE PDM |  | 12/14/20 |  | MMP-A | Not Covered Vendor Only - Rad, Low End | MHHS-Northeast | [8 empty] | MODULEMULTIPARAMETER | Module, Multi-Parameter | GE
NO | YES |  |  |  | 142-07976 | 142-07976 | GE Medical Systems | CARESCAPE PATIENT DATA MODULE |  | SA318390259SA | NE-Clinical Decision Unit | MHHS-Northeast |  | Module, Multi-Parameter |  | 142-07976 | 142-07976 | Katy | MHHS-Northeast | NE-Clinical Decision Unit | Decision Unit | 11/1/18 | 11/1/19 |  |  | PHYSIOLOGIC MONITOR MODULES, MULTIPARAMETER | Module, Multi-Parameter | MODULEMULTIPARAMETER-GE-CARESCAPE PDM | MODULEMULTIPARAMETER | CARESCAPE PDM |  |  |  | GE | Module, Multi-Parameter |  | MODULEMULTIPARAMETER-GE-CARESCAPE PDM |  | 12/14/20 |  | MMP-A | Not Covered Vendor Only - Rad, Low End | MHHS-Northeast | [8 empty] | MODULEMULTIPARAMETER | Module, Multi-Parameter | GE
NO | YES |  |  |  | 142-07981 | 142-07981 | GE Medical Systems | CARESCAPE PATIENT DATA MODULE |  | SA318390260SA | NE-OR | MHHS-Northeast |  | Module, Multi-Parameter |  | 142-07981 | 142-07981 | Katy | MHHS-Northeast | NE-OR |  | 11/1/18 | 11/1/19 |  |  | PHYSIOLOGIC MONITOR MODULES, MULTIPARAMETER | Module, Multi-Parameter | MODULEMULTIPARAMETER-GE-CARESCAPE PDM | MODULEMULTIPARAMETER | CARESCAPE PDM |  |  |  | GE | Module, Multi-Parameter |  | MODULEMULTIPARAMETER-GE-CARESCAPE PDM |  | 1/5/17 |  | MMP-A | Covered PM Repair - Biomedical | MHHS-Northeast | [8 empty] | MODULEMULTIPARAMETER | Module, Multi-Parameter | GE
NO | YES |  |  |  | 142-03485 | 142-03485 | GE Medical Systems | CARESCAPE PATIENT DATA MODULE |  | SA315420297SA | NE-OR Holding | MHHS-Northeast |  | Module, Multi-Parameter |  | 142-03485 | 142-03485 | Katy | MHHS-Northeast | NE-OR Holding | Pacu memorial | 8/1/19 | 8/1/20 |  |  | PHYSIOLOGIC MONITOR MODULES, MULTIPARAMETER | Module, Multi-Parameter | MODULEMULTIPARAMETER-GE-CARESCAPE PDM | MODULEMULTIPARAMETER | CARESCAPE PDM |  |  |  | GE | Module, Multi-Parameter |  | MODULEMULTIPARAMETER-GE-CARESCAPE PDM |  | 4/30/15 |  | MMP-A | Covered PM Repair - Biomedical | MHHS-Northeast | [8 empty] | MODULEMULTIPARAMETER | Module, Multi-Parameter | GE
NO | YES |  |  |  |  | 142-03487 | GE Medical Systems | CARESCAPE PATIENT DATA MODULE |  | SA315420349SA | NE-IMU1 | MHHS-Northeast |  | Module, Multi-Parameter |  |  | 142-03487 | Katy | MHHS-Northeast | NE-IMU1 |  | 8/1/19 |  |  |  | PHYSIOLOGIC MONITOR MODULES, MULTIPARAMETER | Module, Multi-Parameter | MODULEMULTIPARAMETER-GE-CARESCAPE PDM | MODULEMULTIPARAMETER | CARESCAPE PDM |  |  |  | GE | Module, Multi-Parameter |  | MODULEMULTIPARAMETER-GE-CARESCAPE PDM |  | 4/30/15 |  | MMP-A | Covered PM Repair - Biomedical | MHHS-Northeast | [8 empty] | MODULEMULTIPARAMETER | Module, Multi-Parameter | GE
NO | YES |  |  |  |  | 142-03491 | GE Medical Systems | CARESCAPE PATIENT DATA MODULE |  | SA315420347SA | NE-Biomedical Services | MHHS-Northeast |  | Module, Multi-Parameter |  |  | 142-03491 | Katy | MHHS-Northeast | NE-Biomedical Services | Biomed | 11/1/17 | 11/1/18 |  |  | PHYSIOLOGIC MONITOR MODULES, MULTIPARAMETER | Module, Multi-Parameter | MODULEMULTIPARAMETER-GE-CARESCAPE PDM | MODULEMULTIPARAMETER | CARESCAPE PDM |  |  |  | GE | Module, Multi-Parameter |  | MODULEMULTIPARAMETER-GE-CARESCAPE PDM |  | 12/20/16 |  | MMP-A | Covered PM Repair - Biomedical | MHHS-Northeast | [8 empty] | MODULEMULTIPARAMETER | Module, Multi-Parameter | GE
NO | YES |  |  |  |  | 142-03518 | GE Medical Systems | CARESCAPE PATIENT DATA MODULE |  | SA315420361SA | NE-OR Holding | MHHS-Northeast |  | Module, Multi-Parameter |  |  | 142-03518 | Katy | MHHS-Northeast | NE-OR Holding | OR HOLDING 4 | 8/1/19 | 8/1/20 |  |  | PHYSIOLOGIC MONITOR MODULES, MULTIPARAMETER | Module, Multi-Parameter | MODULEMULTIPARAMETER-GE-CARESCAPE PDM | MODULEMULTIPARAMETER | CARESCAPE PDM |  |  |  | GE | Module, Multi-Parameter |  | MODULEMULTIPARAMETER-GE-CARESCAPE PDM |  | 12/20/16 |  | MMP-A | Covered PM Repair - Biomedical | MHHS-Northeast | [8 empty] | MODULEMULTIPARAMETER | Module, Multi-Parameter | GE
NO | YES |  |  |  |  | 142-03520 | GE Medical Systems | CARESCAPE PATIENT DATA MODULE |  | SA315420333SA | NE-PACU | MHHS-Northeast |  | Module, Multi-Parameter |  |  | 142-03520 | Katy | MHHS-Northeast | NE-PACU | BAY5 | 8/1/19 | 8/1/20 |  |  | PHYSIOLOGIC MONITOR MODULES, MULTIPARAMETER | Module, Multi-Parameter | MODULEMULTIPARAMETER-GE-CARESCAPE PDM | MODULEMULTIPARAMETER | CARESCAPE PDM |  |  |  | GE | Module, Multi-Parameter |  | MODULEMULTIPARAMETER-GE-CARESCAPE PDM |  | 12/20/16 |  | MMP-A | Covered PM Repair - Biomedical | MHHS-Northeast | [8 empty] | MODULEMULTIPARAMETER | Module, Multi-Parameter | GE
NO | YES | [5 empty] | GE Medical Systems | CARESCAPE PATIENT DATA MODULE |  | SA315420336SA | NE-OR Holding | MHHS-Northeast |  | Module, Multi-Parameter |  |  |  | Katy | MHHS-Northeast | NE-OR Holding | OR HOLDING | 11/1/18 | 11/1/20 |  | No pm | PHYSIOLOGIC MONITOR MODULES, MULTIPARAMETER | Module, Multi-Parameter | MODULEMULTIPARAMETER-GE-CARESCAPE PDM | MODULEMULTIPARAMETER | CARESCAPE PDM |  |  |  | GE | Module, Multi-Parameter |  | MODULEMULTIPARAMETER-GE-CARESCAPE PDM |  | 12/20/16 |  | MMP-A | Covered PM Repair - Biomedical | MHHS-Northeast | [8 empty] | MODULEMULTIPARAMETER | Module, Multi-Parameter | GE
NO | YES |  |  |  | 142-06295 | 142-06295 | GE Medical Systems | CARESCAPE PATIENT DATA MODULE |  | SA315133816GA | NE-ICU | MHHS-Northeast |  | Module, Multi-Parameter |  | 142-06295 | 142-06295 | Katy | MHHS-Northeast | NE-ICU |  | 8/1/19 | 8/1/20 |  |  | PHYSIOLOGIC MONITOR MODULES, MULTIPARAMETER | Module, Multi-Parameter | MODULEMULTIPARAMETER-GE-CARESCAPE PDM | MODULEMULTIPARAMETER | CARESCAPE PDM |  |  |  | GE | Module, Multi-Parameter |  | MODULEMULTIPARAMETER-GE-CARESCAPE PDM |  | 12/20/16 |  | MMP-A | Covered PM Repair - Biomedical | MHHS-Northeast | [8 empty] | MODULEMULTIPARAMETER | Module, Multi-Parameter | GE
NO | YES |  |  |  | 142-06657 | 142-06657 | GE Medical Systems | CARESCAPE PATIENT DATA MODULE |  | SA311132432GR | NE-PACU | MHHS-Northeast |  | Module, Multi-Parameter |  | 142-06657 | 142-06657 | Katy | MHHS-Northeast | NE-PACU | PFT Exam W1 04 | 4/1/19 | 4/1/19 |  |  | PHYSIOLOGIC MONITOR MODULES, MULTIPARAMETER | Module, Multi-Parameter | MODULEMULTIPARAMETER-GE-CARESCAPE PDM | MODULEMULTIPARAMETER | CARESCAPE PDM |  |  |  | GE | Module, Multi-Parameter |  | MODULEMULTIPARAMETER-GE-CARESCAPE PDM |  | 12/20/16 |  | MMP-A | Covered PM Repair - Biomedical | MHHS-Northeast | [8 empty] | MODULEMULTIPARAMETER | Module, Multi-Parameter | GE
NO | YES |  |  |  | 142-06661 | 142-06661 | GE Medical Systems | CARESCAPE PATIENT DATA MODULE |  | SA312502098GR | NE-PACU | MHHS-Northeast |  | Module, Multi-Parameter |  | 142-06661 | 142-06661 | Katy | MHHS-Northeast | NE-PACU | BAY1 | 4/1/19 | 4/1/20 |  |  | PHYSIOLOGIC MONITOR MODULES, MULTIPARAMETER | Module, Multi-Parameter | MODULEMULTIPARAMETER-GE-CARESCAPE PDM | MODULEMULTIPARAMETER | CARESCAPE PDM |  |  |  | GE | Module, Multi-Parameter |  | MODULEMULTIPARAMETER-GE-CARESCAPE PDM |  | 5/27/17 |  | MMP-A | Covered PM Repair - Biomedical | MHHS-Northeast | [8 empty] | MODULEMULTIPARAMETER | Module, Multi-Parameter | GE
NO | YES |  |  |  | 142-06665 | 142-06665 | GE Medical Systems | CARESCAPE PATIENT DATA MODULE |  | SA312522494GR | NE-OR Holding | MHHS-Northeast |  | Module, Multi-Parameter |  | 142-06665 | 142-06665 | Katy | MHHS-Northeast | NE-OR Holding | Pacu 15 | 4/1/19 | 4/1/20 |  |  | PHYSIOLOGIC MONITOR MODULES, MULTIPARAMETER | Module, Multi-Parameter | MODULEMULTIPARAMETER-GE-CARESCAPE PDM | MODULEMULTIPARAMETER | CARESCAPE PDM |  |  |  | GE | Module, Multi-Parameter |  | MODULEMULTIPARAMETER-GE-CARESCAPE PDM |  | 5/31/17 |  | MMP-A | Covered PM Repair - Biomedical | MHHS-Northeast | [8 empty] | MODULEMULTIPARAMETER | Module, Multi-Parameter | GE
NO | YES |  |  |  | 142-06668 | 142-06668 | GE Medical Systems | CARESCAPE PATIENT DATA MODULE |  | SA310507339GR | NE-PACU | MHHS-Northeast |  | Module, Multi-Parameter |  | 142-06668 | 142-06668 | Katy | MHHS-Northeast | NE-PACU | BAY4 | 4/1/19 | 4/1/20 |  |  | PHYSIOLOGIC MONITOR MODULES, MULTIPARAMETER | Module, Multi-Parameter | MODULEMULTIPARAMETER-GE-CARESCAPE PDM | MODULEMULTIPARAMETER | CARESCAPE PDM |  |  |  | GE | Module, Multi-Parameter |  | MODULEMULTIPARAMETER-GE-CARESCAPE PDM |  | 6/1/17 |  | MMP-A | Covered PM Repair - Biomedical | MHHS-Northeast | [8 empty] | MODULEMULTIPARAMETER | Module, Multi-Parameter | GE
NO | YES |  |  |  | 142-06671 | 142-06671 | GE Medical Systems | CARESCAPE PATIENT DATA MODULE |  | SA314420819GR | NE-ICU | MHHS-Northeast |  | Module, Multi-Parameter |  | 142-06671 | 142-06671 | Katy | MHHS-Northeast | NE-ICU | Exam 4040 | 4/1/19 | 4/1/20 |  |  | PHYSIOLOGIC MONITOR MODULES, MULTIPARAMETER | Module, Multi-Parameter | MODULEMULTIPARAMETER-GE-CARESCAPE PDM | MODULEMULTIPARAMETER | CARESCAPE PDM |  |  |  | GE | Module, Multi-Parameter |  | MODULEMULTIPARAMETER-GE-CARESCAPE PDM |  | 6/1/17 |  | MMP-A | Covered PM Repair - Biomedical | MHHS-Northeast | [8 empty] | MODULEMULTIPARAMETER | Module, Multi-Parameter | GE
NO | YES |  |  |  | 142-06674 | 142-06674 | GE Medical Systems | CARESCAPE PATIENT DATA MODULE |  | SA314431460GR | NE-PACU | MHHS-Northeast |  | Module, Multi-Parameter |  | 142-06674 | 142-06674 | Katy | MHHS-Northeast | NE-PACU |  | 4/1/19 | 4/1/20 |  |  | PHYSIOLOGIC MONITOR MODULES, MULTIPARAMETER | Module, Multi-Parameter | MODULEMULTIPARAMETER-GE-CARESCAPE PDM | MODULEMULTIPARAMETER | CARESCAPE PDM |  |  |  | GE | Module, Multi-Parameter |  | MODULEMULTIPARAMETER-GE-CARESCAPE PDM |  | 12/20/16 |  | MMP-A | Not Covered Vendor Only - Biomedical | MHHS-Northeast | [8 empty] | MODULEMULTIPARAMETER | Module, Multi-Parameter | GE
NO | YES |  |  |  | 142-06677 | 142-06677 | GE Medical Systems | CARESCAPE PATIENT DATA MODULE |  | SA310455236GR | NE-PACU | MHHS-Northeast |  | Module, Multi-Parameter |  | 142-06677 | 142-06677 | Katy | MHHS-Northeast | NE-PACU | BAY6 | 4/1/19 | 4/1/20 |  |  | PHYSIOLOGIC MONITOR MODULES, MULTIPARAMETER | Module, Multi-Parameter | MODULEMULTIPARAMETER-GE-CARESCAPE PDM | MODULEMULTIPARAMETER | CARESCAPE PDM |  |  |  | GE | Module, Multi-Parameter |  | MODULEMULTIPARAMETER-GE-CARESCAPE PDM |  | 12/20/16 |  | MMP-A | Not Covered Vendor Only - Biomedical | MHHS-Northeast | [8 empty] | MODULEMULTIPARAMETER | Module, Multi-Parameter | GE
NO | YES |  |  |  | 142-06681 | 142-06681 | GE Medical Systems | CARESCAPE PATIENT DATA MODULE |  | SA310403402GR | NE-OR Holding | MHHS-Northeast |  | Module, Multi-Parameter |  | 142-06681 | 142-06681 | Katy | MHHS-Northeast | NE-OR Holding | Nurses station | 4/1/19 | 4/1/20 |  |  | PHYSIOLOGIC MONITOR MODULES, MULTIPARAMETER | Module, Multi-Parameter | MODULEMULTIPARAMETER-GE-CARESCAPE PDM | MODULEMULTIPARAMETER | CARESCAPE PDM |  |  |  | GE | Module, Multi-Parameter |  | MODULEMULTIPARAMETER-GE-CARESCAPE PDM |  | 12/21/16 |  | MMP-A | Covered PM Repair - Biomedical | MHHS-Northeast | [8 empty] | MODULEMULTIPARAMETER | Module, Multi-Parameter | GE
NO | YES |  |  |  | 142-06684 | 142-06684 | GE Medical Systems | CARESCAPE PATIENT DATA MODULE |  | SA310331080GR | NE-PACU | MHHS-Northeast |  | Module, Multi-Parameter |  | 142-06684 | 142-06684 | Katy | MHHS-Northeast | NE-PACU | Pacu | 4/1/19 | 4/1/20 |  |  | PHYSIOLOGIC MONITOR MODULES, MULTIPARAMETER | Module, Multi-Parameter | MODULEMULTIPARAMETER-GE-CARESCAPE PDM | MODULEMULTIPARAMETER | CARESCAPE PDM |  |  |  | GE | Module, Multi-Parameter |  | MODULEMULTIPARAMETER-GE-CARESCAPE PDM |  | 12/21/16 |  | MMP-A | Covered PM Repair - Biomedical | MHHS-Northeast | [8 empty] | MODULEMULTIPARAMETER | Module, Multi-Parameter | GE
NO | YES |  |  |  | 142-06687 | 142-06687 | GE Medical Systems | CARESCAPE PATIENT DATA MODULE |  | SA310434096GR | NE-PACU | MHHS-Northeast |  | Module, Multi-Parameter |  | 142-06687 | 142-06687 | Katy | MHHS-Northeast | NE-PACU | Pacu | 4/1/19 | 4/1/20 |  |  | PHYSIOLOGIC MONITOR MODULES, MULTIPARAMETER | Module, Multi-Parameter | MODULEMULTIPARAMETER-GE-CARESCAPE PDM | MODULEMULTIPARAMETER | CARESCAPE PDM |  |  |  | GE | Module, Multi-Parameter |  | MODULEMULTIPARAMETER-GE-CARESCAPE PDM |  | 12/28/16 |  | MMP-A | Covered PM Repair - Biomedical | MHHS-Northeast | [8 empty] | MODULEMULTIPARAMETER | Module, Multi-Parameter | GE
NO | YES |  |  |  | 142-06690 | 142-06690 | GE Medical Systems | CARESCAPE PATIENT DATA MODULE |  | SA313335354GR | NE-PACU | MHHS-Northeast |  | Module, Multi-Parameter |  | 142-06690 | 142-06690 | Katy | MHHS-Northeast | NE-PACU |  | 4/1/19 | 4/1/20 |  |  | PHYSIOLOGIC MONITOR MODULES, MULTIPARAMETER | Module, Multi-Parameter | MODULEMULTIPARAMETER-GE-CARESCAPE PDM | MODULEMULTIPARAMETER | CARESCAPE PDM |  |  |  | GE | Module, Multi-Parameter |  | MODULEMULTIPARAMETER-GE-CARESCAPE PDM |  | 12/21/16 |  | MMP-A | Covered PM Repair - Biomedical | MHHS-Northeast | [8 empty] | MODULEMULTIPARAMETER | Module, Multi-Parameter | GE
NO | YES |  |  |  | 142-06693 | 142-06693 | GE Medical Systems | CARESCAPE PATIENT DATA MODULE |  | SA311236376GR | NE-IMU2 | MHHS-Northeast |  | Module, Multi-Parameter |  | 142-06693 | 142-06693 | Katy | MHHS-Northeast | NE-IMU2 |  | 4/1/19 | 4/1/20 |  |  | PHYSIOLOGIC MONITOR MODULES, MULTIPARAMETER | Module, Multi-Parameter | MODULEMULTIPARAMETER-GE-CARESCAPE PDM | MODULEMULTIPARAMETER | CARESCAPE PDM |  |  |  | GE | Module, Multi-Parameter |  | MODULEMULTIPARAMETER-GE-CARESCAPE PDM |  | 12/21/16 |  | MMP-A | Covered PM Repair - Biomedical | MHHS-Northeast | [8 empty] | MODULEMULTIPARAMETER | Module, Multi-Parameter | GE
NO | YES |  |  |  | 142-06696 | 142-06696 | GE Medical Systems | CARESCAPE PATIENT DATA MODULE |  | SA314441542GR | NE-OR Holding | MHHS-Northeast |  | Module, Multi-Parameter |  | 142-06696 | 142-06696 | Katy | MHHS-Northeast | NE-OR Holding | Pacu 13 | 4/1/19 | 4/1/20 |  |  | PHYSIOLOGIC MONITOR MODULES, MULTIPARAMETER | Module, Multi-Parameter | MODULEMULTIPARAMETER-GE-CARESCAPE PDM | MODULEMULTIPARAMETER | CARESCAPE PDM |  |  |  | GE | Module, Multi-Parameter |  | MODULEMULTIPARAMETER-GE-CARESCAPE PDM |  | 12/21/16 |  | MMP-A | Covered PM Repair - Biomedical | MHHS-Northeast | [8 empty] | MODULEMULTIPARAMETER | Module, Multi-Parameter | GE
NO | YES |  |  |  | 142-06699 | 142-06699 | GE Medical Systems | CARESCAPE PATIENT DATA MODULE |  | SA309294051GR | NE-OR | MHHS-Northeast |  | Module, Multi-Parameter |  | 142-06699 | 142-06699 | Katy | MHHS-Northeast | NE-OR | OR 8 | 4/1/19 | 4/1/20 |  |  | PHYSIOLOGIC MONITOR MODULES, MULTIPARAMETER | Module, Multi-Parameter | MODULEMULTIPARAMETER-GE-CARESCAPE PDM | MODULEMULTIPARAMETER | CARESCAPE PDM |  |  |  | GE | Module, Multi-Parameter |  | MODULEMULTIPARAMETER-GE-CARESCAPE PDM |  | 12/21/16 |  | MMP-A | Covered PM Repair - Biomedical | MHHS-Northeast | [8 empty] | MODULEMULTIPARAMETER | Module, Multi-Parameter | GE
NO | YES |  |  |  | 142-06702 | 142-06702 | GE Medical Systems | CARESCAPE PATIENT DATA MODULE |  | SA309334577GR | NE-ICU | MHHS-Northeast |  | Module, Multi-Parameter |  | 142-06702 | 142-06702 | Katy | MHHS-Northeast | NE-ICU | Room 4025 | 6/1/19 | 6/1/20 |  |  | PHYSIOLOGIC MONITOR MODULES, MULTIPARAMETER | Module, Multi-Parameter | MODULEMULTIPARAMETER-GE-CARESCAPE PDM | MODULEMULTIPARAMETER | CARESCAPE PDM |  |  |  | GE | Module, Multi-Parameter |  | MODULEMULTIPARAMETER-GE-CARESCAPE PDM |  | 12/21/16 |  | MMP-A | Covered PM Repair - Biomedical | MHHS-Northeast | [8 empty] | MODULEMULTIPARAMETER | Module, Multi-Parameter | GE
NO | YES |  |  |  | 142-06757 | 142-06757 | GE Medical Systems | CARESCAPE PATIENT DATA MODULE |  | SA310518637GR | NE-PACU | MHHS-Northeast |  | Module, Multi-Parameter |  | 142-06757 | 142-06757 | Katy | MHHS-Northeast | NE-PACU | Pacu | 4/1/19 | 4/1/20 |  |  | PHYSIOLOGIC MONITOR MODULES, MULTIPARAMETER | Module, Multi-Parameter | MODULEMULTIPARAMETER-GE-CARESCAPE PDM | MODULEMULTIPARAMETER | CARESCAPE PDM |  |  |  | GE | Module, Multi-Parameter |  | MODULEMULTIPARAMETER-GE-CARESCAPE PDM |  | 12/28/16 |  | MMP-A | Covered PM Repair - Biomedical | MHHS-Northeast | [8 empty] | MODULEMULTIPARAMETER | Module, Multi-Parameter | GE
NO | YES |  |  |  | 142-08361 | 142-08361 | GE Medical Systems | CARESCAPE PATIENT DATA MODULE |  | SPX19390095SA | NE-Radiology | MHHS-Northeast |  | Module, Multi-Parameter |  | 142-08361 | 142-08361 | Katy | MHHS-Northeast | NE-Radiology | Rad Room 2 | 10/1/19 | 10/1/20 |  |  | PHYSIOLOGIC MONITOR MODULES, MULTIPARAMETER | Module, Multi-Parameter | MODULEMULTIPARAMETER-GE-CARESCAPE PDM | MODULEMULTIPARAMETER | CARESCAPE PDM |  |  |  | GE | Module, Multi-Parameter |  | MODULEMULTIPARAMETER-GE-CARESCAPE PDM |  | 12/28/16 |  | MMP-A | Covered PM Repair - Biomedical | MHHS-Northeast | [8 empty] | MODULEMULTIPARAMETER | Module, Multi-Parameter | GE
NO | YES |  |  |  | 145-00350 | 145-00350 | GE Medical Systems | CARESCAPE PATIENT DATA MODULE |  | SA315503913SA | Pearland-Cardiac Cath Lab | MHHS-Pearland Hospital |  | Module, Multi-Parameter |  | 145-00350 | 145-00350 | Pearland | MHHS-Pearland Hospital | Pearland-Cardiac Cath Lab | Cath lab | 7/1/19 | 7/1/20 |  |  | PHYSIOLOGIC MONITOR MODULES, MULTIPARAMETER | Module, Multi-Parameter | MODULEMULTIPARAMETER-GE-CARESCAPE PDM | MODULEMULTIPARAMETER | CARESCAPE PDM |  |  |  | GE | Module, Multi-Parameter |  | MODULEMULTIPARAMETER-GE-CARESCAPE PDM |  | 12/7/16 |  | MMP-A | Covered PM Repair - Biomedical | MHHS-Pearland Hospital | [8 empty] | MODULEMULTIPARAMETER | Module, Multi-Parameter | GE
NO | YES |  |  |  | 142-05570 | 142-05570 | GE Medical Systems | CARESCAPE PATIENT DATA MODULE |  | SA312396875GA | MH MG-(NE)-Summer Creek CCC | MHHS-Summer Creek CCC |  | Module, Multi-Parameter |  | 142-05570 | 142-05570 | Katy | MHHS-MG | MH MG-(NE)-Summer Creek CCC | Treatment room 5 | 7/1/19 | 7/1/20 |  |  | PHYSIOLOGIC MONITOR MODULES, MULTIPARAMETER | Module, Multi-Parameter | MODULEMULTIPARAMETER-GE-CARESCAPE PDM | MODULEMULTIPARAMETER | CARESCAPE PDM |  |  |  | GE | Module, Multi-Parameter |  | MODULEMULTIPARAMETER-GE-CARESCAPE PDM |  | 12/7/16 |  | MMP-A | Covered PM Repair - Biomedical | MHHS-Summer Creek CCC | [8 empty] | MODULEMULTIPARAMETER | Module, Multi-Parameter | GE
NO | YES |  |  |  | 142-05572 | 142-05572 | GE Medical Systems | CARESCAPE PATIENT DATA MODULE |  | SA312396819GA | SC CCC-(NE)-Emergency Room | MHHS-Summer Creek CCC |  | Module, Multi-Parameter |  | 142-05572 | 142-05572 | Katy | MHHS-Others | SC CCC-(NE)-Emergency Room |  | 7/1/19 | 7/1/20 |  |  | PHYSIOLOGIC MONITOR MODULES, MULTIPARAMETER | Module, Multi-Parameter | MODULEMULTIPARAMETER-GE-CARESCAPE PDM | MODULEMULTIPARAMETER | CARESCAPE PDM |  |  |  | GE | Module, Multi-Parameter |  | MODULEMULTIPARAMETER-GE-CARESCAPE PDM |  | 12/7/16 |  | MMP-A | Covered PM Repair - Biomedical | MHHS-Summer Creek CCC | [8 empty] | MODULEMULTIPARAMETER | Module, Multi-Parameter | GE
NO | YES |  |  |  | 142-05574 | 142-05574 | GE Medical Systems | CARESCAPE PATIENT DATA MODULE |  | SA312396802GA | SC CCC-(NE)-Emergency Room | MHHS-Summer Creek CCC |  | Module, Multi-Parameter |  | 142-05574 | 142-05574 | Katy | MHHS-Others | SC CCC-(NE)-Emergency Room |  | 7/1/19 | 7/1/20 |  |  | PHYSIOLOGIC MONITOR MODULES, MULTIPARAMETER | Module, Multi-Parameter | MODULEMULTIPARAMETER-GE-CARESCAPE PDM | MODULEMULTIPARAMETER | CARESCAPE PDM |  |  |  | GE | Module, Multi-Parameter |  | MODULEMULTIPARAMETER-GE-CARESCAPE PDM |  | 12/7/16 |  | MMP-A | Covered PM Repair - Biomedical | MHHS-Summer Creek CCC | [8 empty] | MODULEMULTIPARAMETER | Module, Multi-Parameter | GE
NO | YES |  |  |  | 142-05576 | 142-05576 | GE Medical Systems | CARESCAPE PATIENT DATA MODULE |  | SA312396739GA | SC CCC-(NE)-Emergency Room | MHHS-Summer Creek CCC |  | Module, Multi-Parameter |  | 142-05576 | 142-05576 | Katy | MHHS-Others | SC CCC-(NE)-Emergency Room | Exam 9 | 9/1/19 | 9/1/20 |  |  | PHYSIOLOGIC MONITOR MODULES, MULTIPARAMETER | Module, Multi-Parameter | MODULEMULTIPARAMETER-GE-CARESCAPE PDM | MODULEMULTIPARAMETER | CARESCAPE PDM |  |  |  | GE | Module, Multi-Parameter |  | MODULEMULTIPARAMETER-GE-CARESCAPE PDM |  | 12/7/16 |  | MMP-A | Covered PM Repair - Biomedical | MHHS-Summer Creek CCC | [8 empty] | MODULEMULTIPARAMETER | Module, Multi-Parameter | GE
NO | YES |  |  |  | 142-05578 | 142-05578 | GE Medical Systems | CARESCAPE PATIENT DATA MODULE |  | SA312396862GA | SC CCC-(NE)-Emergency Room | MHHS-Summer Creek CCC |  | Module, Multi-Parameter |  | 142-05578 | 142-05578 | Katy | MHHS-Others | SC CCC-(NE)-Emergency Room |  | 9/1/19 | 9/1/20 |  |  | PHYSIOLOGIC MONITOR MODULES, MULTIPARAMETER | Module, Multi-Parameter | MODULEMULTIPARAMETER-GE-CARESCAPE PDM | MODULEMULTIPARAMETER | CARESCAPE PDM |  |  |  | GE | Module, Multi-Parameter |  | MODULEMULTIPARAMETER-GE-CARESCAPE PDM |  | 12/7/16 |  | MMP-A | Covered PM Repair - Biomedical | MHHS-Summer Creek CCC | [8 empty] | MODULEMULTIPARAMETER | Module, Multi-Parameter | GE
NO | YES |  |  |  | 142-05580 | 142-05580 | GE Medical Systems | CARESCAPE PATIENT DATA MODULE |  | SA312491184GA | SC CCC-(NE)-Emergency Room | MHHS-Summer Creek CCC |  | Module, Multi-Parameter |  | 142-05580 | 142-05580 | Katy | MHHS-Others | SC CCC-(NE)-Emergency Room |  | 9/1/19 | 9/1/20 |  |  | PHYSIOLOGIC MONITOR MODULES, MULTIPARAMETER | Module, Multi-Parameter | MODULEMULTIPARAMETER-GE-CARESCAPE PDM | MODULEMULTIPARAMETER | CARESCAPE PDM |  |  |  | GE | Module, Multi-Parameter |  | MODULEMULTIPARAMETER-GE-CARESCAPE PDM |  | 12/7/16 |  | MMP-A | Covered PM Repair - Biomedical | MHHS-Summer Creek CCC | [8 empty] | MODULEMULTIPARAMETER | Module, Multi-Parameter | GE
NO | YES |  |  |  | 142-05582 | 142-05582 | GE Medical Systems | CARESCAPE PATIENT DATA MODULE |  | SA312396906GA | MH MG-(NE)-Summer Creek CCC | MHHS-Summer Creek CCC |  | Module, Multi-Parameter |  | 142-05582 | 142-05582 | Katy | MHHS-MG | MH MG-(NE)-Summer Creek CCC | Treatment room 4 | 7/1/19 | 7/1/20 |  |  | PHYSIOLOGIC MONITOR MODULES, MULTIPARAMETER | Module, Multi-Parameter | MODULEMULTIPARAMETER-GE-CARESCAPE PDM | MODULEMULTIPARAMETER | CARESCAPE PDM |  |  |  | GE | Module, Multi-Parameter |  | MODULEMULTIPARAMETER-GE-CARESCAPE PDM |  | 2/6/17 |  | MMP-A | Covered PM Repair - Biomedical | MHHS-Summer Creek CCC | [8 empty] | MODULEMULTIPARAMETER | Module, Multi-Parameter | GE
NO | YES |  |  |  | 142-05584 | 142-05584 | GE Medical Systems | CARESCAPE PATIENT DATA MODULE |  | SA312396847GA | SC CCC-(NE)-Emergency Room | MHHS-Summer Creek CCC |  | Module, Multi-Parameter |  | 142-05584 | 142-05584 | Katy | MHHS-Others | SC CCC-(NE)-Emergency Room |  | 7/1/19 | 7/1/20 |  |  | PHYSIOLOGIC MONITOR MODULES, MULTIPARAMETER | Module, Multi-Parameter | MODULEMULTIPARAMETER-GE-CARESCAPE PDM | MODULEMULTIPARAMETER | CARESCAPE PDM |  |  |  | GE | Module, Multi-Parameter |  | MODULEMULTIPARAMETER-GE-CARESCAPE PDM |  | 12/7/16 |  | MMP-A | Covered PM Repair - Biomedical | MHHS-Summer Creek CCC | [8 empty] | MODULEMULTIPARAMETER | Module, Multi-Parameter | GE
NO | YES |  |  |  | 005-10396 | 005-10396 | GE Medical Systems | CARESCAPE PATIENT DATA MODULE |  | SA310455266GR | SE-Labor & Delivery | MHHS-Southeast |  | Module, Multi-Parameter |  | 005-10396 | 005-10396 | Southeast | MHHS-Southeast | SE-Labor & Delivery | Or 1 | 10/1/19 |  | 10/1/20 |  | PHYSIOLOGIC MONITOR MODULES, MULTIPARAMETER |  | MODULEMULTIPARAMETER-GE-CARESCAPE PDM | MODULEMULTIPARAMETER | CARESCAPE PDM |  |  |  | GE | Module, Multi-Parameter |  | MODULEMULTIPARAMETER-GE-CARESCAPE PDM |  |  |  |  | Clinical Miscellaneous | MHHS-Southeast
NO | YES |  |  |  | 005-13061 | 005-13061 | GE Medical Systems | CARESCAPE PATIENT DATA MODULE |  | SA313378398GA | SE-Labor & Delivery | MHHS-Southeast |  | Module, Multi-Parameter |  | 005-13061 | 005-13061 | Southeast | MHHS-Southeast | SE-Labor & Delivery | L | 10/1/19 |  |  |  | PHYSIOLOGIC MONITOR MODULES, MULTIPARAMETER |  | MODULEMULTIPARAMETER-GE-CARESCAPE PDM | MODULEMULTIPARAMETER | CARESCAPE PDM |  |  |  | GE | Module, Multi-Parameter |  | MODULEMULTIPARAMETER-GE-CARESCAPE PDM |  |  |  |  | Clinical Miscellaneous | MHHS-Southeast
NO | YES |  |  |  | 005-13062 | 005-13062 | GE Medical Systems | CARESCAPE PATIENT DATA MODULE |  | SA315490408GA | SE-Labor & Delivery | MHHS-Southeast |  | Module, Multi-Parameter |  | 005-13062 | 005-13062 | Southeast | MHHS-Southeast | SE-Labor & Delivery | Hallway | 4/1/19 |  | 4/1/20 |  | PHYSIOLOGIC MONITOR MODULES, MULTIPARAMETER |  | MODULEMULTIPARAMETER-GE-CARESCAPE PDM | MODULEMULTIPARAMETER | CARESCAPE PDM |  |  |  | GE | Module, Multi-Parameter |  | MODULEMULTIPARAMETER-GE-CARESCAPE PDM |  |  |  |  | Clinical Miscellaneous | MHHS-Southeast
NO | YES |  |  |  | 005-10377 | 005-10377 | GE Medical Systems | CARESCAPE PATIENT DATA MODULE |  | SA312253398GR | SE-L | MHHS-Southeast |  | Module, Multi-Parameter |  | 005-10377 | 005-10377 | Southeast & Bay Area | Memorial Hermann- SE- L | SE-L | NICU | 11/1/18 |  |  | In use on patient | PHYSIOLOGIC MONITOR MODULES, MULTIPARAMETER |  | MODULEMULTIPARAMETER-GE-CARESCAPE PDM | MODULEMULTIPARAMETER | CARESCAPE PDM |  |  |  | GE | Module, Multi-Parameter |  | MODULEMULTIPARAMETER-GE-CARESCAPE PDM |  |  |  |  | Clinical Miscellaneous | MHHS-Southeast
NO | YES |  |  |  | 005-10383 | 005-10383 | GE Medical Systems | CARESCAPE PATIENT DATA MODULE |  | SA310403319GR | SE- NICU | MHHS-Southeast |  | Module, Multi-Parameter |  | 005-10383 | 005-10383 | Southeast | Memorial Hermann Southeast Hospital | SE- NICU | E4 005.11A | 11/1/18 |  |  |  | PHYSIOLOGIC MONITOR MODULES, MULTIPARAMETER |  | MODULEMULTIPARAMETER-GE-CARESCAPE PDM | MODULEMULTIPARAMETER | CARESCAPE PDM |  |  |  | GE | Module, Multi-Parameter |  | MODULEMULTIPARAMETER-GE-CARESCAPE PDM |  |  |  |  | Clinical Miscellaneous | MHHS-Southeast
NO | YES |  |  |  | 005-10385 | 005-10385 | GE Medical Systems | CARESCAPE PATIENT DATA MODULE |  | SA310403322GR | Nicu | MHHS-Southeast |  | Module, Multi-Parameter |  | 005-10385 | 005-10385 | TMC | Memorial Hermann-Texas Medical Center | Nicu | E4005 | 2/1/20 |  | 2/1/21 |  | PHYSIOLOGIC MONITOR MODULES, MULTIPARAMETER |  | MODULEMULTIPARAMETER-GE-CARESCAPE PDM | MODULEMULTIPARAMETER | CARESCAPE PDM |  |  |  | GE | Module, Multi-Parameter |  | MODULEMULTIPARAMETER-GE-CARESCAPE PDM |  |  |  |  | Clinical Miscellaneous | MHHS-Southeast
NO | YES |  |  |  | 005-10387 | 005-10387 | GE Medical Systems | CARESCAPE PATIENT DATA MODULE |  | SA309405891GR | SE-L | MHHS-Southeast |  | Module, Multi-Parameter |  | 005-10387 | 005-10387 | Southeast & Bay Area | Memorial Hermann- SE- L | SE-L | NICU | 2/1/20 |  | 2/1/21 |  | PHYSIOLOGIC MONITOR MODULES, MULTIPARAMETER |  | MODULEMULTIPARAMETER-GE-CARESCAPE PDM | MODULEMULTIPARAMETER | CARESCAPE PDM |  |  |  | GE | Module, Multi-Parameter |  | MODULEMULTIPARAMETER-GE-CARESCAPE PDM |  | 7/11/20 |  |  | Not Covered Vendor Only - Biomedical | MHHS-Southeast
NO | YES |  |  |  | 005-10391 | 005-10391 | GE Medical Systems | CARESCAPE PATIENT DATA MODULE |  | NSN | SE-L | MHHS-Southeast |  | Module, Multi-Parameter |  | 005-10391 | 005-10391 | Southeast & Bay Area | Memorial Hermann- SE- L | SE-L | NICU | 2/1/20 |  | 2/1/21 |  | PHYSIOLOGIC MONITOR MODULES, MULTIPARAMETER |  | MODULEMULTIPARAMETER-GE-CARESCAPE PDM | MODULEMULTIPARAMETER | CARESCAPE PDM |  |  |  | GE | Module, Multi-Parameter |  | MODULEMULTIPARAMETER-GE-CARESCAPE PDM |  | 2/1/18 |  |  | Covered PM Repair - Biomedical | MHHS-Southeast
NO | YES |  |  |  | 005-10393 | 005-10393 | GE Medical Systems | CARESCAPE PATIENT DATA MODULE |  | NSN | SE-L | MHHS-Southeast |  | Module, Multi-Parameter |  | 005-10393 | 005-10393 | Southeast & Bay Area | Memorial Hermann- SE- L | SE-L | NICU | 2/1/20 |  | 2/1/21 |  | PHYSIOLOGIC MONITOR MODULES, MULTIPARAMETER |  | MODULEMULTIPARAMETER-GE-CARESCAPE PDM | MODULEMULTIPARAMETER | CARESCAPE PDM |  |  |  | GE | Module, Multi-Parameter |  | MODULEMULTIPARAMETER-GE-CARESCAPE PDM |  | 6/25/19 |  |  | Covered PM Repair - Biomedical | MHHS-Southeast
NO | YES | Asset Tag 005-33372 |  |  | 005-33372 | 005-33372 | GE Medical Systems | CARESCAPE PATIENT DATA MODULE |  | SA310028134GR | (null) | MHHS-Southeast |  | Module, Multi-Parameter |  | 005-33372 | 005-33372 | (null) | MHHS-Southeast | (null) | (null) |  |  |  | (null) | PHYSIOLOGIC MONITOR MODULES, MULTIPARAMETER |  | MODULEMULTIPARAMETER-GE-CARESCAPE PDM | MODULEMULTIPARAMETER | CARESCAPE PDM |  |  |  | GE | Module, Multi-Parameter | (null) | MODULEMULTIPARAMETER-GE-CARESCAPE PDM |  | 2/1/20 | (null) |  | Not Covered Vendor Only - Biomedical | MHHS-Southeast
NO | YES |  |  |  | 005-10403 | 005-10403 | GE Medical Systems | CARESCAPE PATIENT DATA MODULE |  | SA309365147GR | SE - NEONATAL ICU | MHHS-Southeast |  | Module, Multi-Parameter |  | 005-10403 | 005-10403 | Southeast & Bay Area | Memorial Hermann- SE- NICU | SE - NEONATAL ICU | NICU | 2/1/20 |  | 2/1/21 |  | PHYSIOLOGIC MONITOR MODULES, MULTIPARAMETER |  | MODULEMULTIPARAMETER-GE-CARESCAPE PDM | MODULEMULTIPARAMETER | CARESCAPE PDM |  |  |  | GE | Module, Multi-Parameter |  | MODULEMULTIPARAMETER-GE-CARESCAPE PDM |  | 12/31/16 |  |  | Covered PM Repair - Biomedical | MHHS-Southeast
NO | YES |  |  |  | 005-10405 | 005-10405 | GE Medical Systems | CARESCAPE PATIENT DATA MODULE |  | SA310048663GR | SE- NICU | MHHS-Southeast |  | Module, Multi-Parameter |  | 005-10405 | 005-10405 | Southeast | Memorial Hermann Southeast Hospital | SE- NICU | E4 005.11A | 2/1/20 |  | 2/1/21 |  | PHYSIOLOGIC MONITOR MODULES, MULTIPARAMETER |  | MODULEMULTIPARAMETER-GE-CARESCAPE PDM | MODULEMULTIPARAMETER | CARESCAPE PDM |  |  |  | GE | Module, Multi-Parameter |  | MODULEMULTIPARAMETER-GE-CARESCAPE PDM |  | 12/31/16 |  |  | Covered PM Repair - Biomedical | MHHS-Southeast
NO | YES |  |  |  | 005-10407 | 005-10407 | GE Medical Systems | CARESCAPE PATIENT DATA MODULE |  | SA309324543GR | SE-L | MHHS-Southeast |  | Module, Multi-Parameter |  | 005-10407 | 005-10407 | Southeast & Bay Area | Memorial Hermann- SE- L | SE-L | NICU | 2/1/20 |  | 2/1/21 |  | PHYSIOLOGIC MONITOR MODULES, MULTIPARAMETER |  | MODULEMULTIPARAMETER-GE-CARESCAPE PDM | MODULEMULTIPARAMETER | CARESCAPE PDM |  |  |  | GE | Module, Multi-Parameter |  | MODULEMULTIPARAMETER-GE-CARESCAPE PDM |  | 12/31/16 |  |  | Covered PM Repair - Biomedical | MHHS-Southeast
NO | YES |  |  |  | 005-33910 | 005-33910 | GE Medical Systems | CARESCAPE PATIENT DATA MODULE |  | SA318490142SA | SE-OR | MHHS-Southeast |  | Module, Multi-Parameter |  | 005-33910 | 005-33910 | Southeast | MHHS-Southeast | SE-OR | Hybrid Ii | 4/1/19 |  | 4/1/20 |  | PHYSIOLOGIC MONITOR MODULES, MULTIPARAMETER |  | MODULEMULTIPARAMETER-GE-CARESCAPE PDM | MODULEMULTIPARAMETER | CARESCAPE PDM |  |  |  | GE | Module, Multi-Parameter |  | MODULEMULTIPARAMETER-GE-CARESCAPE PDM |  | 12/31/16 |  |  | Covered PM Repair - Biomedical | MHHS-Southeast
NO | YES |  |  |  | 029-10786 | 029-10786 | GE Medical Systems | CARESCAPE PATIENT DATA MODULE |  | SA316076370SA | TIRR-Woodlands Inpatient | MHHS-TIRR |  | Module, Multi-Parameter |  | 029-10786 | 029-10786 | Woodlands | MHHS-Others | TIRR-Woodlands Inpatient | Endo pre/post | 11/1/19 |  | 11/1/20 |  | PHYSIOLOGIC MONITOR MODULES, MULTIPARAMETER | Module, Multi-Parameter | MODULEMULTIPARAMETER-GE-CARESCAPE PDM | MODULEMULTIPARAMETER | CARESCAPE PDM |  |  |  | GE | Module, Multi-Parameter |  | MODULEMULTIPARAMETER-GE-CARESCAPE PDM |  | 12/17/18 |  | MMP-A | Not Covered Vendor Only - Biomedical | MHHS-TIRR | [8 empty] | MODULEMULTIPARAMETER | Module, Multi-Parameter | GE
NO | YES |  |  |  | 069-44162 | 069-44162 | GE Medical Systems | CARESCAPE PATIENT DATA MODULE |  | SPX19210312SA | TMC-Cath Lab-Holding (2Hvi) | MHHS-TMC |  | Module, Multi-Parameter |  | 069-44162 | 069-44162 | TMC | MHHS-TMC | TMC-Cath Lab-Holding (2Hvi) | [5 empty] | PHYSIOLOGIC MONITOR MODULES, MULTIPARAMETER |  | MODULEMULTIPARAMETER-GE-CARESCAPE PDM | MODULEMULTIPARAMETER | CARESCAPE PDM |  |  |  | GE | Module, Multi-Parameter |  | MODULEMULTIPARAMETER-GE-CARESCAPE PDM |  |  | Verified 3/30/2020 4:07pm (Central) |  | Covered PM Repair - Biomedical | MHHS-TMC
NO | YES |  |  |  | 069-44164 | 069-44164 | GE Medical Systems | CARESCAPE PATIENT DATA MODULE |  | SPX19320054SA | TMC-Cath Lab-Holding (2Hvi) | MHHS-TMC |  | Module, Multi-Parameter |  | 069-44164 | 069-44164 | TMC | MHHS-TMC | TMC-Cath Lab-Holding (2Hvi) | [5 empty] | PHYSIOLOGIC MONITOR MODULES, MULTIPARAMETER |  | MODULEMULTIPARAMETER-GE-CARESCAPE PDM | MODULEMULTIPARAMETER | CARESCAPE PDM |  |  |  | GE | Module, Multi-Parameter |  | MODULEMULTIPARAMETER-GE-CARESCAPE PDM |  |  | Verified 3/30/2020 4:07pm (Central) |  | Covered PM Repair - Biomedical | MHHS-TMC
NO | YES |  |  |  | 069-44166 | 069-44166 | GE Medical Systems | CARESCAPE PATIENT DATA MODULE |  | SPX19320531SA | TMC-Cath Lab-Holding (2Hvi) | MHHS-TMC |  | Module, Multi-Parameter |  | 069-44166 | 069-44166 | TMC | MHHS-TMC | TMC-Cath Lab-Holding (2Hvi) | [5 empty] | PHYSIOLOGIC MONITOR MODULES, MULTIPARAMETER |  | MODULEMULTIPARAMETER-GE-CARESCAPE PDM | MODULEMULTIPARAMETER | CARESCAPE PDM |  |  |  | GE | Module, Multi-Parameter |  | MODULEMULTIPARAMETER-GE-CARESCAPE PDM |  |  | Verified 3/30/2020 4:07pm (Central) |  | Covered PM Repair - Biomedical | MHHS-TMC
NO | YES |  |  |  | 069-44168 | 069-44168 | GE Medical Systems | CARESCAPE PATIENT DATA MODULE |  | SPX19210003SA | TMC-Cath Lab-Holding (2Hvi) | MHHS-TMC |  | Module, Multi-Parameter |  | 069-44168 | 069-44168 | TMC | MHHS-TMC | TMC-Cath Lab-Holding (2Hvi) | [5 empty] | PHYSIOLOGIC MONITOR MODULES, MULTIPARAMETER |  | MODULEMULTIPARAMETER-GE-CARESCAPE PDM | MODULEMULTIPARAMETER | CARESCAPE PDM |  |  |  | GE | Module, Multi-Parameter |  | MODULEMULTIPARAMETER-GE-CARESCAPE PDM |  |  | Verified 3/30/2020 4:07pm (Central) |  | Covered PM Repair - Biomedical | MHHS-TMC
NO | YES |  |  |  | 074-06568 | 074-06568 | GE Medical Systems | CARESCAPE PATIENT DATA MODULE |  | SPX19390254SA | TMC-Cath Lab-Adult (2Hvi) | MHHS-TMC |  | Module, Multi-Parameter |  | 074-06568 | 074-06568 | TMC | MHHS-TMC | TMC-Cath Lab-Adult (2Hvi) |  | 3/1/20 |  | 1/1/21 |  | PHYSIOLOGIC MONITOR MODULES, MULTIPARAMETER | Module, Multi-Parameter | MODULEMULTIPARAMETER-GE-CARESCAPE PDM | MODULEMULTIPARAMETER | CARESCAPE PDM |  |  |  | GE | Module, Multi-Parameter |  | MODULEMULTIPARAMETER-GE-CARESCAPE PDM |  | 10/22/16 |  | MMP-A | Covered PM Repair - Biomedical | MHHS-TMC | [8 empty] | MODULEMULTIPARAMETER | Module, Multi-Parameter | GE
NO | YES |  |  |  | 074-06583 | 074-06583 | GE Medical Systems | CARESCAPE PATIENT DATA MODULE |  | SPX19390261SA | TMC-Cath Lab-Holding (2Hvi) | MHHS-TMC |  | Module, Multi-Parameter |  | 074-06583 | 074-06583 | TMC | MHHS-TMC | TMC-Cath Lab-Holding (2Hvi) | HOLDING (2HVI) | 1/1/20 |  | 1/1/21 |  | PHYSIOLOGIC MONITOR MODULES, MULTIPARAMETER | Module, Multi-Parameter | MODULEMULTIPARAMETER-GE-CARESCAPE PDM | MODULEMULTIPARAMETER | CARESCAPE PDM |  |  |  | GE | Module, Multi-Parameter |  | MODULEMULTIPARAMETER-GE-CARESCAPE PDM |  | 9/10/20 |  | MMP-A | Not Covered Vendor Only - Biomedical | MHHS-TMC | [8 empty] | MODULEMULTIPARAMETER | Module, Multi-Parameter | GE
NO | YES |  |  |  | 074-04674 | 074-04674 | GE Medical Systems | CARESCAPE PATIENT DATA MODULE |  | SA314107680GA | Inpatient Rehab | MHHS-TMC |  | Module, Multi-Parameter |  | 074-04674 | 074-04674 | TMC | Mischer Neuroscience Institute | Inpatient Rehab | J428 | 11/1/19 |  | 11/1/20 |  | PHYSIOLOGIC MONITOR MODULES, MULTIPARAMETER | Module, Multi-Parameter | MODULEMULTIPARAMETER-GE-CARESCAPE PDM | MODULEMULTIPARAMETER | CARESCAPE PDM |  |  |  | GE | Module, Multi-Parameter |  | MODULEMULTIPARAMETER-GE-CARESCAPE PDM |  | 10/20/13 |  | MMP-A | Covered PM Repair - Biomedical | MHHS-TMC | [8 empty] | MODULEMULTIPARAMETER | Module, Multi-Parameter | GE
NO | YES |  |  |  | 074-04678 | 074-04678 | GE Medical Systems | CARESCAPE PATIENT DATA MODULE |  | SA314107698GA | TMC-HVI-CIMU (4Hvi) | MHHS-TMC |  | Module, Multi-Parameter |  | 074-04678 | 074-04678 | TMC | MHHS-TMC | TMC-HVI-CIMU (4Hvi) | CIMU 30 | 8/1/19 |  | 8/1/20 |  | PHYSIOLOGIC MONITOR MODULES, MULTIPARAMETER | Module, Multi-Parameter | MODULEMULTIPARAMETER-GE-CARESCAPE PDM | MODULEMULTIPARAMETER | CARESCAPE PDM |  |  |  | GE | Module, Multi-Parameter |  | MODULEMULTIPARAMETER-GE-CARESCAPE PDM |  | 10/22/13 |  | MMP-A | Covered PM Repair - Biomedical | MHHS-TMC | [8 empty] | MODULEMULTIPARAMETER | Module, Multi-Parameter | GE
NO | YES |  |  |  | 069-36279 | 069-36279 | GE Medical Systems | CARESCAPE PATIENT DATA MODULE |  | SA314368838GA | Tecovery | MHHS-TMC |  | Module, Multi-Parameter |  | 069-36279 | 069-36279 | TMC | Memorial Hermann- TMC | Tecovery | HP7/133.1 | 10/1/19 |  |  | In use on patient | PHYSIOLOGIC MONITOR MODULES, MULTIPARAMETER |  | MODULEMULTIPARAMETER-GE-CARESCAPE PDM | MODULEMULTIPARAMETER | CARESCAPE PDM |  |  |  | GE | Module, Multi-Parameter |  | MODULEMULTIPARAMETER-GE-CARESCAPE PDM |  | 11/5/15 |  |  | Covered PM Repair - Biomedical | MHHS-TMC
NO | YES |  |  |  | 069-36282 | 069-36282 | GE Medical Systems | CARESCAPE PATIENT DATA MODULE |  | SA314368842GA | TMC-Children's-L&D (5Hp) | MHHS-TMC |  | Module, Multi-Parameter |  | 069-36282 | 069-36282 | TMC | MHHS-TMC | TMC-Children's-L&D (5Hp) |  | 10/3/19 |  |  |  | PHYSIOLOGIC MONITOR MODULES, MULTIPARAMETER |  | MODULEMULTIPARAMETER-GE-CARESCAPE PDM | MODULEMULTIPARAMETER | CARESCAPE PDM |  |  |  | GE | Module, Multi-Parameter |  | MODULEMULTIPARAMETER-GE-CARESCAPE PDM |  | 5/15/18 | Verified 3/30/2020 4:07pm (Central) |  | Covered PM Repair - Biomedical | MHHS-TMC
NO | YES |  |  |  | 069-46483 | 069-46483 | GE Medical Systems | CARESCAPE PATIENT DATA MODULE |  | SPX19170218SA | TMC-Children's-L&D (5Hp) | MHHS-TMC |  | Module, Multi-Parameter |  | 069-46483 | 069-46483 | TMC | MHHS-TMC | TMC-Children's-L&D (5Hp) |  | 5/13/19 |  |  |  | PHYSIOLOGIC MONITOR MODULES, MULTIPARAMETER |  | MODULEMULTIPARAMETER-GE-CARESCAPE PDM | MODULEMULTIPARAMETER | CARESCAPE PDM |  |  |  | GE | Module, Multi-Parameter |  | MODULEMULTIPARAMETER-GE-CARESCAPE PDM |  | 3/23/17 | Verified 3/30/2020 4:07pm (Central) |  | Covered PM Repair - Biomedical | MHHS-TMC
NO | YES |  |  |  | 077-08377 | 077-08377 | GE Medical Systems | CARESCAPE PATIENT DATA MODULE |  | SA309476909GR | TMC-Children's-NICU (7Hp) | MHHS-TMC |  | Module, Multi-Parameter |  | 077-08377 | 077-08377 | TMC | MHHS-TMC | TMC-Children's-NICU (7Hp) |  | 1/7/19 |  |  |  | PHYSIOLOGIC MONITOR MODULES, MULTIPARAMETER |  | MODULEMULTIPARAMETER-GE-CARESCAPE PDM | MODULEMULTIPARAMETER | CARESCAPE PDM |  |  |  | GE | Module, Multi-Parameter |  | MODULEMULTIPARAMETER-GE-CARESCAPE PDM |  |  | Verified 3/30/2020 4:07pm (Central) |  | Clinical Miscellaneous | MHHS-TMC
NO | YES |  |  |  | 077-08379 | 077-08379 | GE Medical Systems | CARESCAPE PATIENT DATA MODULE |  | SA310260309GR | TMC-Children's-NICU (7Hp) | MHHS-TMC |  | Module, Multi-Parameter |  | 077-08379 | 077-08379 | TMC | MHHS-TMC | TMC-Children's-NICU (7Hp) |  | 1/15/19 |  |  |  | PHYSIOLOGIC MONITOR MODULES, MULTIPARAMETER |  | MODULEMULTIPARAMETER-GE-CARESCAPE PDM | MODULEMULTIPARAMETER | CARESCAPE PDM |  |  |  | GE | Module, Multi-Parameter |  | MODULEMULTIPARAMETER-GE-CARESCAPE PDM |  |  | Verified 3/30/2020 4:07pm (Central) |  | Clinical Miscellaneous | MHHS-TMC
NO | YES |  |  |  | 077-08380 | 077-08380 | GE Medical Systems | CARESCAPE PATIENT DATA MODULE |  | SA313388695GR | TMC-Children's-NICU (7Hp) | MHHS-TMC |  | Module, Multi-Parameter |  | 077-08380 | 077-08380 | TMC | MHHS-TMC | TMC-Children's-NICU (7Hp) |  | 1/19/19 |  |  |  | PHYSIOLOGIC MONITOR MODULES, MULTIPARAMETER |  | MODULEMULTIPARAMETER-GE-CARESCAPE PDM | MODULEMULTIPARAMETER | CARESCAPE PDM |  |  |  | GE | Module, Multi-Parameter |  | MODULEMULTIPARAMETER-GE-CARESCAPE PDM |  |  | Verified 3/30/2020 4:07pm (Central) |  | Clinical Miscellaneous | MHHS-TMC
NO | YES |  |  |  | 077-08381 | 077-08381 | GE Medical Systems | CARESCAPE PATIENT DATA MODULE |  | SA309405903GR | TMC-Children's-NICU (7Hp) | MHHS-TMC |  | Module, Multi-Parameter |  | 077-08381 | 077-08381 | TMC | MHHS-TMC | TMC-Children's-NICU (7Hp) |  | 3/27/19 |  |  |  | PHYSIOLOGIC MONITOR MODULES, MULTIPARAMETER |  | MODULEMULTIPARAMETER-GE-CARESCAPE PDM | MODULEMULTIPARAMETER | CARESCAPE PDM |  |  |  | GE | Module, Multi-Parameter |  | MODULEMULTIPARAMETER-GE-CARESCAPE PDM |  |  | Verified 3/30/2020 4:07pm (Central) |  | Clinical Miscellaneous | MHHS-TMC
NO | YES |  |  |  | 077-08383 | 077-08383 | GE Medical Systems | CARESCAPE PATIENT DATA MODULE |  | SA310361761GR | TMC-Children's-NICU (7Hp) | MHHS-TMC |  | Module, Multi-Parameter |  | 077-08383 | 077-08383 | TMC | MHHS-TMC | TMC-Children's-NICU (7Hp) |  | 3/19/19 |  |  |  | PHYSIOLOGIC MONITOR MODULES, MULTIPARAMETER |  | MODULEMULTIPARAMETER-GE-CARESCAPE PDM | MODULEMULTIPARAMETER | CARESCAPE PDM |  |  |  | GE | Module, Multi-Parameter |  | MODULEMULTIPARAMETER-GE-CARESCAPE PDM |  | 7/4/19 | Verified 3/30/2020 4:07pm (Central) |  | Clinical Miscellaneous | MHHS-TMC
NO | YES |  |  |  | 077-08384 | 077-08384 | GE Medical Systems | CARESCAPE PATIENT DATA MODULE |  | SA312479531GR | TMC-Children's-NICU (7Hp) | MHHS-TMC |  | Module, Multi-Parameter |  | 077-08384 | 077-08384 | TMC | MHHS-TMC | TMC-Children's-NICU (7Hp) |  | 1/28/19 |  |  |  | PHYSIOLOGIC MONITOR MODULES, MULTIPARAMETER |  | MODULEMULTIPARAMETER-GE-CARESCAPE PDM | MODULEMULTIPARAMETER | CARESCAPE PDM |  |  |  | GE | Module, Multi-Parameter |  | MODULEMULTIPARAMETER-GE-CARESCAPE PDM |  | 7/4/19 | Verified 3/30/2020 4:07pm (Central) |  | Clinical Miscellaneous | MHHS-TMC
NO | YES |  |  |  | 077-08385 | 077-08385 | GE Medical Systems | CARESCAPE PATIENT DATA MODULE |  | SA311174002GR | TMC-Children's-NICU (7Hp) | MHHS-TMC |  | Module, Multi-Parameter |  | 077-08385 | 077-08385 | TMC | MHHS-TMC | TMC-Children's-NICU (7Hp) |  | 1/9/19 |  |  |  | PHYSIOLOGIC MONITOR MODULES, MULTIPARAMETER |  | MODULEMULTIPARAMETER-GE-CARESCAPE PDM | MODULEMULTIPARAMETER | CARESCAPE PDM |  |  |  | GE | Module, Multi-Parameter |  | MODULEMULTIPARAMETER-GE-CARESCAPE PDM |  |  | Verified 3/30/2020 4:07pm (Central) |  | Covered PM Repair - Biomedical | MHHS-TMC
NO | YES |  |  |  | 077-08386 | 077-08386 | GE Medical Systems | CARESCAPE PATIENT DATA MODULE |  | SA313117059GR | TMC-Children's-NICU (7Hp) | MHHS-TMC |  | Module, Multi-Parameter |  | 077-08386 | 077-08386 | TMC | MHHS-TMC | TMC-Children's-NICU (7Hp) |  | 12/30/19 |  |  |  | PHYSIOLOGIC MONITOR MODULES, MULTIPARAMETER |  | MODULEMULTIPARAMETER-GE-CARESCAPE PDM | MODULEMULTIPARAMETER | CARESCAPE PDM |  |  |  | GE | Module, Multi-Parameter |  | MODULEMULTIPARAMETER-GE-CARESCAPE PDM |  |  | Verified 3/30/2020 4:07pm (Central) |  | Covered PM Repair - Biomedical | MHHS-TMC
NO | YES |  |  |  | 077-08388 | 077-08388 | GE Medical Systems | CARESCAPE PATIENT DATA MODULE |  | SA310260310GR | TMC-Children's-NICU (7Hp) | MHHS-TMC |  | Module, Multi-Parameter |  | 077-08388 | 077-08388 | TMC | MHHS-TMC | TMC-Children's-NICU (7Hp) |  | 1/11/19 |  |  |  | PHYSIOLOGIC MONITOR MODULES, MULTIPARAMETER |  | MODULEMULTIPARAMETER-GE-CARESCAPE PDM | MODULEMULTIPARAMETER | CARESCAPE PDM |  |  |  | GE | Module, Multi-Parameter |  | MODULEMULTIPARAMETER-GE-CARESCAPE PDM |  |  | Verified 3/30/2020 4:07pm (Central) |  | Covered PM Repair - Biomedical | MHHS-TMC
NO | YES |  |  |  | 077-08389 | 077-08389 | GE Medical Systems | CARESCAPE PATIENT DATA MODULE |  | SA309416018GR | TMC-Children's-NICU (7Hp) | MHHS-TMC |  | Module, Multi-Parameter |  | 077-08389 | 077-08389 | TMC | MHHS-TMC | TMC-Children's-NICU (7Hp) |  | 1/23/19 |  |  |  | PHYSIOLOGIC MONITOR MODULES, MULTIPARAMETER |  | MODULEMULTIPARAMETER-GE-CARESCAPE PDM | MODULEMULTIPARAMETER | CARESCAPE PDM |  |  |  | GE | Module, Multi-Parameter |  | MODULEMULTIPARAMETER-GE-CARESCAPE PDM |  | 1/26/19 | Verified 3/30/2020 4:07pm (Central) |  | Covered PM Repair - Biomedical | MHHS-TMC
NO | YES |  |  |  | 077-08390 | 077-08390 | GE Medical Systems | CARESCAPE PATIENT DATA MODULE |  | SA312253556GR | TMC-Children's-NICU (7Hp) | MHHS-TMC |  | Module, Multi-Parameter |  | 077-08390 | 077-08390 | TMC | MHHS-TMC | TMC-Children's-NICU (7Hp) |  | 1/14/19 |  |  |  | PHYSIOLOGIC MONITOR MODULES, MULTIPARAMETER |  | MODULEMULTIPARAMETER-GE-CARESCAPE PDM | MODULEMULTIPARAMETER | CARESCAPE PDM |  |  |  | GE | Module, Multi-Parameter |  | MODULEMULTIPARAMETER-GE-CARESCAPE PDM |  |  | Verified 3/30/2020 4:07pm (Central) |  | Covered PM Repair - Biomedical | MHHS-TMC
NO | YES |  |  |  | 077-08391 | 077-08391 | GE Medical Systems | CARESCAPE PATIENT DATA MODULE |  | SA309021987GR | TMC-Children's-NICU (7Hp) | MHHS-TMC |  | Module, Multi-Parameter |  | 077-08391 | 077-08391 | TMC | MHHS-TMC | TMC-Children's-NICU (7Hp) |  | 1/19/19 |  |  |  | PHYSIOLOGIC MONITOR MODULES, MULTIPARAMETER |  | MODULEMULTIPARAMETER-GE-CARESCAPE PDM | MODULEMULTIPARAMETER | CARESCAPE PDM |  |  |  | GE | Module, Multi-Parameter |  | MODULEMULTIPARAMETER-GE-CARESCAPE PDM |  | 5/28/15 | Verified 3/30/2020 4:07pm (Central) |  | Covered PM Repair - Biomedical | MHHS-TMC
NO | YES |  |  |  | 077-08392 | 077-08392 | GE Medical Systems | CARESCAPE PATIENT DATA MODULE |  | SA313105794GR | TMC-Children's-NICU (7Hp) | MHHS-TMC |  | Module, Multi-Parameter |  | 077-08392 | 077-08392 | TMC | MHHS-TMC | TMC-Children's-NICU (7Hp) |  | 1/19/19 |  |  |  | PHYSIOLOGIC MONITOR MODULES, MULTIPARAMETER |  | MODULEMULTIPARAMETER-GE-CARESCAPE PDM | MODULEMULTIPARAMETER | CARESCAPE PDM |  |  |  | GE | Module, Multi-Parameter |  | MODULEMULTIPARAMETER-GE-CARESCAPE PDM |  | 6/12/15 | Verified 3/30/2020 4:07pm (Central) |  | Covered PM Repair - Biomedical | MHHS-TMC
NO | YES |  |  |  | 077-08428 | 077-08428 | GE Medical Systems | CARESCAPE PATIENT DATA MODULE |  | SA309416012GR | TMC-Children's-NICU (7Hp) | MHHS-TMC |  | Module, Multi-Parameter |  | 077-08428 | 077-08428 | TMC | MHHS-TMC | TMC-Children's-NICU (7Hp) |  | 2/5/19 |  |  |  | PHYSIOLOGIC MONITOR MODULES, MULTIPARAMETER |  | MODULEMULTIPARAMETER-GE-CARESCAPE PDM | MODULEMULTIPARAMETER | CARESCAPE PDM |  |  |  | GE | Module, Multi-Parameter |  | MODULEMULTIPARAMETER-GE-CARESCAPE PDM |  | 3/12/12 | Verified 3/30/2020 4:07pm (Central) |  | Covered PM Repair - Biomedical | MHHS-TMC
NO | YES |  |  |  | 077-08429 | 077-08429 | GE Medical Systems | CARESCAPE PATIENT DATA MODULE |  | SA308176278GR | TMC-Children's-NICU (7Hp) | MHHS-TMC |  | Module, Multi-Parameter |  | 077-08429 | 077-08429 | TMC | MHHS-TMC | TMC-Children's-NICU (7Hp) |  | 1/11/19 |  |  |  | PHYSIOLOGIC MONITOR MODULES, MULTIPARAMETER |  | MODULEMULTIPARAMETER-GE-CARESCAPE PDM | MODULEMULTIPARAMETER | CARESCAPE PDM |  |  |  | GE | Module, Multi-Parameter |  | MODULEMULTIPARAMETER-GE-CARESCAPE PDM |  |  | Verified 3/30/2020 4:07pm (Central) |  | Covered PM Repair - Biomedical | MHHS-TMC
NO | YES |  |  |  | 077-08430 | 077-08430 | GE Medical Systems | CARESCAPE PATIENT DATA MODULE |  | SA313105800GR | TMC-Children's-NICU (7Hp) | MHHS-TMC |  | Module, Multi-Parameter |  | 077-08430 | 077-08430 | TMC | MHHS-TMC | TMC-Children's-NICU (7Hp) |  | 1/19/19 |  |  |  | PHYSIOLOGIC MONITOR MODULES, MULTIPARAMETER |  | MODULEMULTIPARAMETER-GE-CARESCAPE PDM | MODULEMULTIPARAMETER | CARESCAPE PDM |  |  |  | GE | Module, Multi-Parameter |  | MODULEMULTIPARAMETER-GE-CARESCAPE PDM |  |  | Verified 3/30/2020 4:07pm (Central) |  | Covered PM Repair - Biomedical | MHHS-TMC
NO | YES |  |  |  | 077-08431 | 077-08431 | GE Medical Systems | CARESCAPE PATIENT DATA MODULE |  | SA309405906GR | TMC-Children's-NICU (7Hp) | MHHS-TMC |  | Module, Multi-Parameter |  | 077-08431 | 077-08431 | TMC | MHHS-TMC | TMC-Children's-NICU (7Hp) |  | 1/11/19 |  |  |  | PHYSIOLOGIC MONITOR MODULES, MULTIPARAMETER |  | MODULEMULTIPARAMETER-GE-CARESCAPE PDM | MODULEMULTIPARAMETER | CARESCAPE PDM |  |  |  | GE | Module, Multi-Parameter |  | MODULEMULTIPARAMETER-GE-CARESCAPE PDM |  | 1/1/10 | Verified 3/30/2020 4:07pm (Central) |  | Covered PM Repair - Biomedical | MHHS-TMC
NO | YES |  |  |  | 077-08432 | 077-08432 | GE Medical Systems | CARESCAPE PATIENT DATA MODULE |  | SA309405902GR | TMC-Respiratory-Adult | MHHS-TMC |  | Module, Multi-Parameter |  | 077-08432 | 077-08432 | TMC | MHHS-TMC | TMC-Respiratory-Adult | Memorial Hermann- Texas Medical Center NICU | 1/1/19 |  | 1/1/20 | In use on patient | PHYSIOLOGIC MONITOR MODULES, MULTIPARAMETER |  | MODULEMULTIPARAMETER-GE-CARESCAPE PDM | MODULEMULTIPARAMETER | CARESCAPE PDM |  |  |  | GE | Module, Multi-Parameter |  | MODULEMULTIPARAMETER-GE-CARESCAPE PDM |  |  |  |  | Covered PM Repair - Biomedical | MHHS-TMC
NO | YES |  |  |  | 077-08433 | 077-08433 | GE Medical Systems | CARESCAPE PATIENT DATA MODULE |  | SA312263658GR | TMC-Children's-NICU (7Hp) | MHHS-TMC |  | Module, Multi-Parameter |  | 077-08433 | 077-08433 | TMC | MHHS-TMC | TMC-Children's-NICU (7Hp) |  | 1/28/19 |  |  |  | PHYSIOLOGIC MONITOR MODULES, MULTIPARAMETER |  | MODULEMULTIPARAMETER-GE-CARESCAPE PDM | MODULEMULTIPARAMETER | CARESCAPE PDM |  |  |  | GE | Module, Multi-Parameter |  | MODULEMULTIPARAMETER-GE-CARESCAPE PDM |  |  | Verified 3/30/2020 4:07pm (Central) |  | Covered PM Repair - Biomedical | MHHS-TMC
NO | YES |  |  |  | 077-08434 | 077-08434 | GE Medical Systems | CARESCAPE PATIENT DATA MODULE |  | SA309405912GR | TMC-Children's-NICU (7Hp) | MHHS-TMC |  | Module, Multi-Parameter |  | 077-08434 | 077-08434 | TMC | MHHS-TMC | TMC-Children's-NICU (7Hp) |  | 1/15/19 |  |  |  | PHYSIOLOGIC MONITOR MODULES, MULTIPARAMETER |  | MODULEMULTIPARAMETER-GE-CARESCAPE PDM | MODULEMULTIPARAMETER | CARESCAPE PDM |  |  |  | GE | Module, Multi-Parameter |  | MODULEMULTIPARAMETER-GE-CARESCAPE PDM |  | 7/1/09 | Verified 3/30/2020 4:07pm (Central) |  | Covered PM Repair - Biomedical | MHHS-TMC
NO | YES |  |  |  | 077-08435 | 077-08435 | GE Medical Systems | CARESCAPE PATIENT DATA MODULE |  | SA310068804GR | TMC-Children's-NICU (7Hp) | MHHS-TMC |  | Module, Multi-Parameter |  | 077-08435 | 077-08435 | TMC | MHHS-TMC | TMC-Children's-NICU (7Hp) |  | 1/10/19 |  |  |  | PHYSIOLOGIC MONITOR MODULES, MULTIPARAMETER |  | MODULEMULTIPARAMETER-GE-CARESCAPE PDM | MODULEMULTIPARAMETER | CARESCAPE PDM |  |  |  | GE | Module, Multi-Parameter |  | MODULEMULTIPARAMETER-GE-CARESCAPE PDM |  |  | Verified 3/30/2020 4:07pm (Central) |  | Covered PM Repair - Biomedical | MHHS-TMC
NO | YES |  |  |  | 077-08437 | 077-08437 | GE Medical Systems | CARESCAPE PATIENT DATA MODULE |  | SA307231331GR | TMC-Children's-NICU (7Hp) | MHHS-TMC |  | Module, Multi-Parameter |  | 077-08437 | 077-08437 | TMC | MHHS-TMC | TMC-Children's-NICU (7Hp) |  | 1/7/19 |  |  |  | PHYSIOLOGIC MONITOR MODULES, MULTIPARAMETER |  | MODULEMULTIPARAMETER-GE-CARESCAPE PDM | MODULEMULTIPARAMETER | CARESCAPE PDM |  |  |  | GE | Module, Multi-Parameter |  | MODULEMULTIPARAMETER-GE-CARESCAPE PDM |  |  | Verified 3/30/2020 4:07pm (Central) |  | Covered PM Repair - Biomedical | MHHS-TMC
NO | YES |  |  |  | 077-08439 | 077-08439 | GE Medical Systems | CARESCAPE PATIENT DATA MODULE |  | SA308327318GR | TMC-Children's-NICU (7Hp) | MHHS-TMC |  | Module, Multi-Parameter |  | 077-08439 | 077-08439 | TMC | MHHS-TMC | TMC-Children's-NICU (7Hp) |  | 1/10/19 |  |  |  | PHYSIOLOGIC MONITOR MODULES, MULTIPARAMETER |  | MODULEMULTIPARAMETER-GE-CARESCAPE PDM | MODULEMULTIPARAMETER | CARESCAPE PDM |  |  |  | GE | Module, Multi-Parameter |  | MODULEMULTIPARAMETER-GE-CARESCAPE PDM |  |  | Verified 3/30/2020 4:07pm (Central) |  | Covered PM Repair - Biomedical | MHHS-TMC
NO | YES |  |  |  | 077-08440 | 077-08440 | GE Medical Systems | CARESCAPE PATIENT DATA MODULE |  | SA311101353GR | TMC-Children's-NICU (7Hp) | MHHS-TMC |  | Module, Multi-Parameter |  | 077-08440 | 077-08440 | TMC | MHHS-TMC | TMC-Children's-NICU (7Hp) |  | 1/11/19 |  |  |  | PHYSIOLOGIC MONITOR MODULES, MULTIPARAMETER |  | MODULEMULTIPARAMETER-GE-CARESCAPE PDM | MODULEMULTIPARAMETER | CARESCAPE PDM |  |  |  | GE | Module, Multi-Parameter |  | MODULEMULTIPARAMETER-GE-CARESCAPE PDM |  | 5/23/19 | Verified 3/30/2020 4:07pm (Central) |  | Covered PM Repair - Biomedical | MHHS-TMC
NO | YES |  |  |  | 077-08441 | 077-08441 | GE Medical Systems | CARESCAPE PATIENT DATA MODULE |  | SA312502143GR | TMC-Children's-NICU (7Hp) | MHHS-TMC |  | Module, Multi-Parameter |  | 077-08441 | 077-08441 | TMC | MHHS-TMC | TMC-Children's-NICU (7Hp) |  | 1/3/19 |  |  |  | PHYSIOLOGIC MONITOR MODULES, MULTIPARAMETER |  | MODULEMULTIPARAMETER-GE-CARESCAPE PDM | MODULEMULTIPARAMETER | CARESCAPE PDM |  |  |  | GE | Module, Multi-Parameter |  | MODULEMULTIPARAMETER-GE-CARESCAPE PDM |  |  | Verified 3/30/2020 4:07pm (Central) |  | Covered PM Repair - Biomedical | MHHS-TMC
NO | YES |  |  |  | 077-08514 | 077-08514 | GE Medical Systems | CARESCAPE PATIENT DATA MODULE |  | SA308317258GR | TMC-Children's-NICU (7Hp) | MHHS-TMC |  | Module, Multi-Parameter |  | 077-08514 | 077-08514 | TMC | MHHS-TMC | TMC-Children's-NICU (7Hp) |  | 2/5/19 |  |  |  | PHYSIOLOGIC MONITOR MODULES, MULTIPARAMETER |  | MODULEMULTIPARAMETER-GE-CARESCAPE PDM | MODULEMULTIPARAMETER | CARESCAPE PDM |  |  |  | GE | Module, Multi-Parameter |  | MODULEMULTIPARAMETER-GE-CARESCAPE PDM |  |  | Verified 3/30/2020 4:07pm (Central) |  | Covered PM Repair - Biomedical | MHHS-TMC
NO | YES | Asset Tag 077-05606 |  |  | 077-05606 |  | GE Medical Systems | CARESCAPE PATIENT DATA MODULE |  | SA307291923GR | TMC-Children's-NICU (7Hp) | MHHS-TMC |  | Module, Multi-Parameter |  | 077-05606 |  | TMC | MHHS-TMC | TMC-Children's-NICU (7Hp) |  | 1/15/19 |  |  |  | PHYSIOLOGIC MONITOR MODULES, MULTIPARAMETER |  | MODULEMULTIPARAMETER-GE-CARESCAPE PDM | MODULEMULTIPARAMETER | CARESCAPE PDM |  |  |  | GE | Module, Multi-Parameter |  | MODULEMULTIPARAMETER-GE-CARESCAPE PDM |  | 6/1/10 |  |  | Covered PM Repair - Biomedical | MHHS-TMC
NO | YES |  |  |  | 077-08517 | 077-08517 | GE Medical Systems | CARESCAPE PATIENT DATA MODULE |  | SA308135649GR | TMC-Children's-NICU (7Hp) | MHHS-TMC |  | Module, Multi-Parameter |  | 077-08517 | 077-08517 | TMC | MHHS-TMC | TMC-Children's-NICU (7Hp) |  | 10/28/19 |  |  |  | PHYSIOLOGIC MONITOR MODULES, MULTIPARAMETER |  | MODULEMULTIPARAMETER-GE-CARESCAPE PDM | MODULEMULTIPARAMETER | CARESCAPE PDM |  |  |  | GE | Module, Multi-Parameter |  | MODULEMULTIPARAMETER-GE-CARESCAPE PDM |  | 1/2/02 | Verified 3/30/2020 4:07pm (Central) |  | Covered PM Repair - Biomedical | MHHS-TMC
NO | YES |  |  |  | 077-08518 | 077-08518 | GE Medical Systems | CARESCAPE PATIENT DATA MODULE |  | SA308317070GR | TMC-Children's-NICU (7Hp) | MHHS-TMC |  | Module, Multi-Parameter |  | 077-08518 | 077-08518 | TMC | MHHS-TMC | TMC-Children's-NICU (7Hp) | Memorial Hermann-Texas Medical Center NICU | 2/1/20 |  | 2/1/21 | In use on patient | PHYSIOLOGIC MONITOR MODULES, MULTIPARAMETER |  | MODULEMULTIPARAMETER-GE-CARESCAPE PDM | MODULEMULTIPARAMETER | CARESCAPE PDM |  |  |  | GE | Module, Multi-Parameter |  | MODULEMULTIPARAMETER-GE-CARESCAPE PDM |  |  |  |  | Covered PM Repair - Biomedical | MHHS-TMC
NO | YES |  |  |  | 077-08519 | 077-08519 | GE Medical Systems | CARESCAPE PATIENT DATA MODULE |  | SA308286907GR | TMC-Children's-NICU (7Hp) | MHHS-TMC |  | Module, Multi-Parameter |  | 077-08519 | 077-08519 | TMC | MHHS-TMC | TMC-Children's-NICU (7Hp) |  | 2/5/19 |  |  |  | PHYSIOLOGIC MONITOR MODULES, MULTIPARAMETER |  | MODULEMULTIPARAMETER-GE-CARESCAPE PDM | MODULEMULTIPARAMETER | CARESCAPE PDM |  |  |  | GE | Module, Multi-Parameter |  | MODULEMULTIPARAMETER-GE-CARESCAPE PDM |  | 8/16/19 | Verified 3/30/2020 4:07pm (Central) |  | Covered PM Repair - Biomedical | MHHS-TMC
NO | YES |  |  |  | 077-08520 | 077-08520 | GE Medical Systems | CARESCAPE PATIENT DATA MODULE |  | SA308166156GR | TMC-Children's-NICU (7Hp) | MHHS-TMC |  | Module, Multi-Parameter |  | 077-08520 | 077-08520 | TMC | MHHS-TMC | TMC-Children's-NICU (7Hp) |  | 2/5/19 |  |  |  | PHYSIOLOGIC MONITOR MODULES, MULTIPARAMETER |  | MODULEMULTIPARAMETER-GE-CARESCAPE PDM | MODULEMULTIPARAMETER | CARESCAPE PDM |  |  |  | GE | Module, Multi-Parameter |  | MODULEMULTIPARAMETER-GE-CARESCAPE PDM |  | 10/4/19 | Verified 3/30/2020 4:07pm (Central) |  | Covered PM Repair - Biomedical | MHHS-TMC
NO | YES |  |  |  | 077-08521 | 077-08521 | GE Medical Systems | CARESCAPE PATIENT DATA MODULE |  | SA309233570GR | TMC-Children's-NICU (7Hp) | MHHS-TMC |  | Module, Multi-Parameter |  | 077-08521 | 077-08521 | TMC | MHHS-TMC | TMC-Children's-NICU (7Hp) | H7/50.2 | 3/1/19 |  |  |  | PHYSIOLOGIC MONITOR MODULES, MULTIPARAMETER |  | MODULEMULTIPARAMETER-GE-CARESCAPE PDM | MODULEMULTIPARAMETER | CARESCAPE PDM |  |  |  | GE | Module, Multi-Parameter |  | MODULEMULTIPARAMETER-GE-CARESCAPE PDM |  |  |  |  | Not Covered Vendor Only - Biomedical | MHHS-TMC
NO | YES |  |  |  | 077-08522 | 077-08522 | GE Medical Systems | CARESCAPE PATIENT DATA MODULE |  | SA308317165GR | TMC-Children's-NICU (7Hp) | MHHS-TMC |  | Module, Multi-Parameter |  | 077-08522 | 077-08522 | TMC | MHHS-TMC | TMC-Children's-NICU (7Hp) |  | 2/6/19 |  |  |  | PHYSIOLOGIC MONITOR MODULES, MULTIPARAMETER |  | MODULEMULTIPARAMETER-GE-CARESCAPE PDM | MODULEMULTIPARAMETER | CARESCAPE PDM |  |  |  | GE | Module, Multi-Parameter |  | MODULEMULTIPARAMETER-GE-CARESCAPE PDM |  | 12/10/10 | Verified 3/30/2020 4:07pm (Central) |  | Not Covered Vendor Only - Biomedical | MHHS-TMC
NO | YES |  |  |  | 077-08523 | 077-08523 | GE Medical Systems | CARESCAPE PATIENT DATA MODULE |  | SA312263688GR | TMC-Children's-NICU (7Hp) | MHHS-TMC |  | Module, Multi-Parameter |  | 077-08523 | 077-08523 | TMC | MHHS-TMC | TMC-Children's-NICU (7Hp) |  | 3/19/19 |  |  |  | PHYSIOLOGIC MONITOR MODULES, MULTIPARAMETER |  | MODULEMULTIPARAMETER-GE-CARESCAPE PDM | MODULEMULTIPARAMETER | CARESCAPE PDM |  |  |  | GE | Module, Multi-Parameter |  | MODULEMULTIPARAMETER-GE-CARESCAPE PDM |  |  | Verified 3/30/2020 4:07pm (Central) |  | Not Covered Vendor Only - Biomedical | MHHS-TMC
NO | YES |  |  |  | 077-08524 | 077-08524 | GE Medical Systems | CARESCAPE PATIENT DATA MODULE |  | SA314191112GR | TMC-Children's-NICU (7Hp) | MHHS-TMC |  | Module, Multi-Parameter |  | 077-08524 | 077-08524 | TMC | MHHS-TMC | TMC-Children's-NICU (7Hp) |  | 1/7/19 |  |  |  | PHYSIOLOGIC MONITOR MODULES, MULTIPARAMETER |  | MODULEMULTIPARAMETER-GE-CARESCAPE PDM | MODULEMULTIPARAMETER | CARESCAPE PDM |  |  |  | GE | Module, Multi-Parameter |  | MODULEMULTIPARAMETER-GE-CARESCAPE PDM |  | 6/2/07 | Verified 3/30/2020 4:07pm (Central) |  | Not Covered Vendor Only - Biomedical | MHHS-TMC
NO | YES |  |  |  | 077-08525 | 077-08525 | GE Medical Systems | CARESCAPE PATIENT DATA MODULE |  | SA313084572GR | TMC-Children's-NICU (7Hp) | MHHS-TMC |  | Module, Multi-Parameter |  | 077-08525 | 077-08525 | TMC | MHHS-TMC | TMC-Children's-NICU (7Hp) |  | 1/15/19 |  |  |  | PHYSIOLOGIC MONITOR MODULES, MULTIPARAMETER |  | MODULEMULTIPARAMETER-GE-CARESCAPE PDM | MODULEMULTIPARAMETER | CARESCAPE PDM |  |  |  | GE | Module, Multi-Parameter |  | MODULEMULTIPARAMETER-GE-CARESCAPE PDM |  |  | Verified 3/30/2020 4:07pm (Central) |  | Covered PM Repair - Biomedical | MHHS-TMC
NO | YES |  |  |  | 077-08526 | 077-08526 | GE Medical Systems | CARESCAPE PATIENT DATA MODULE |  | SA308287013GR | TMC-Children's-NICU (7Hp) | MHHS-TMC |  | Module, Multi-Parameter |  | 077-08526 | 077-08526 | TMC | MHHS-TMC | TMC-Children's-NICU (7Hp) |  | 1/4/19 |  |  |  | PHYSIOLOGIC MONITOR MODULES, MULTIPARAMETER |  | MODULEMULTIPARAMETER-GE-CARESCAPE PDM | MODULEMULTIPARAMETER | CARESCAPE PDM |  |  |  | GE | Module, Multi-Parameter |  | MODULEMULTIPARAMETER-GE-CARESCAPE PDM |  | 8/8/19 | Verified 3/30/2020 4:07pm (Central) |  | Covered PM Repair - Biomedical | MHHS-TMC
NO | YES |  |  |  | 077-08527 | 077-08527 | GE Medical Systems | CARESCAPE PATIENT DATA MODULE |  | SA312284229GR | TMC-Children's-NICU (7Hp) | MHHS-TMC |  | Module, Multi-Parameter |  | 077-08527 | 077-08527 | TMC | MHHS-TMC | TMC-Children's-NICU (7Hp) |  | 1/19/19 |  |  |  | PHYSIOLOGIC MONITOR MODULES, MULTIPARAMETER |  | MODULEMULTIPARAMETER-GE-CARESCAPE PDM | MODULEMULTIPARAMETER | CARESCAPE PDM |  |  |  | GE | Module, Multi-Parameter |  | MODULEMULTIPARAMETER-GE-CARESCAPE PDM |  | 7/9/17 | Verified 3/30/2020 4:07pm (Central) |  | Covered PM Repair - Biomedical | MHHS-TMC
NO | YES |  |  |  | 077-08528 | 077-08528 | GE Medical Systems | CARESCAPE PATIENT DATA MODULE |  | SA307291924GR | TMC-Children's-NICU (7Hp) | MHHS-TMC |  | Module, Multi-Parameter |  | 077-08528 | 077-08528 | TMC | MHHS-TMC | TMC-Children's-NICU (7Hp) |  | 1/4/19 |  |  |  | PHYSIOLOGIC MONITOR MODULES, MULTIPARAMETER |  | MODULEMULTIPARAMETER-GE-CARESCAPE PDM | MODULEMULTIPARAMETER | CARESCAPE PDM |  |  |  | GE | Module, Multi-Parameter |  | MODULEMULTIPARAMETER-GE-CARESCAPE PDM |  | 8/19/15 | Verified 3/30/2020 4:07pm (Central) |  | Covered PM Repair - Biomedical | MHHS-TMC
NO | YES |  |  |  | 077-08530 | 077-08530 | GE Medical Systems | CARESCAPE PATIENT DATA MODULE |  | SA307443332GR | TMC-Children's-NICU (7Hp) | MHHS-TMC |  | Module, Multi-Parameter |  | 077-08530 | 077-08530 | TMC | MHHS-TMC | TMC-Children's-NICU (7Hp) |  | 1/9/19 |  |  |  | PHYSIOLOGIC MONITOR MODULES, MULTIPARAMETER |  | MODULEMULTIPARAMETER-GE-CARESCAPE PDM | MODULEMULTIPARAMETER | CARESCAPE PDM |  |  |  | GE | Module, Multi-Parameter |  | MODULEMULTIPARAMETER-GE-CARESCAPE PDM |  | 6/1/14 | Verified 3/30/2020 4:07pm (Central) |  | Covered PM Repair - Biomedical | MHHS-TMC
NO | YES |  |  |  | 077-08575 | 077-08575 | GE Medical Systems | CARESCAPE PATIENT DATA MODULE |  | SA315079230GA | TMC-Children's-NICU (7Hp) | MHHS-TMC |  | Module, Multi-Parameter |  | 077-08575 | 077-08575 | TMC | MHHS-TMC | TMC-Children's-NICU (7Hp) |  | 2/5/19 |  |  |  | PHYSIOLOGIC MONITOR MODULES, MULTIPARAMETER |  | MODULEMULTIPARAMETER-GE-CARESCAPE PDM | MODULEMULTIPARAMETER | CARESCAPE PDM |  |  |  | GE | Module, Multi-Parameter |  | MODULEMULTIPARAMETER-GE-CARESCAPE PDM |  | 4/23/19 |  |  | Covered PM Repair - Biomedical | MHHS-TMC
NO | YES |  |  |  | 077-08577 | 077-08577 | GE Medical Systems | CARESCAPE PATIENT DATA MODULE |  | SA315079250GA | TMC-Children's-NICU (7Hp) | MHHS-TMC |  | Module, Multi-Parameter |  | 077-08577 | 077-08577 | TMC | MHHS-TMC | TMC-Children's-NICU (7Hp) | Memorial Hermann- Childrens NICU | 2/1/19 |  | 2/1/20 |  | PHYSIOLOGIC MONITOR MODULES, MULTIPARAMETER |  | MODULEMULTIPARAMETER-GE-CARESCAPE PDM | MODULEMULTIPARAMETER | CARESCAPE PDM |  |  |  | GE | Module, Multi-Parameter |  | MODULEMULTIPARAMETER-GE-CARESCAPE PDM |  | 4/23/19 |  |  | Covered PM Repair - Biomedical | MHHS-TMC
NO | YES |  |  |  | 077-08578 | 077-08578 | GE Medical Systems | CARESCAPE PATIENT DATA MODULE |  | SA315079237GA | TMC-Children's-NICU (7Hp) | MHHS-TMC |  | Module, Multi-Parameter |  | 077-08578 | 077-08578 | TMC | MHHS-TMC | TMC-Children's-NICU (7Hp) |  | 2/7/19 |  |  |  | PHYSIOLOGIC MONITOR MODULES, MULTIPARAMETER |  | MODULEMULTIPARAMETER-GE-CARESCAPE PDM | MODULEMULTIPARAMETER | CARESCAPE PDM |  |  |  | GE | Module, Multi-Parameter |  | MODULEMULTIPARAMETER-GE-CARESCAPE PDM |  | 6/7/19 | Verified 3/30/2020 4:07pm (Central) |  | Covered PM Repair - Biomedical | MHHS-TMC
NO | YES |  |  |  | 077-08583 | 077-08583 | GE Medical Systems | CARESCAPE PATIENT DATA MODULE |  | SA315079240GA | TMC-Respiratory-Adult | MHHS-TMC |  | Module, Multi-Parameter |  | 077-08583 | 077-08583 | TMC | MHHS-TMC | TMC-Respiratory-Adult | Memorial Hermann- Texas Medical Center NICU | 2/1/19 |  | 2/1/20 |  | PHYSIOLOGIC MONITOR MODULES, MULTIPARAMETER |  | MODULEMULTIPARAMETER-GE-CARESCAPE PDM | MODULEMULTIPARAMETER | CARESCAPE PDM |  |  |  | GE | Module, Multi-Parameter |  | MODULEMULTIPARAMETER-GE-CARESCAPE PDM |  | 6/7/19 |  |  | Covered PM Repair - Biomedical | MHHS-TMC
NO | YES |  |  |  | 077-08584 | 077-08584 | GE Medical Systems | CARESCAPE PATIENT DATA MODULE |  | SA315079453GA | TMC-Children's-NICU (7Hp) | MHHS-TMC |  | Module, Multi-Parameter |  | 077-08584 | 077-08584 | TMC | MHHS-TMC | TMC-Children's-NICU (7Hp) |  | 2/7/19 |  |  |  | PHYSIOLOGIC MONITOR MODULES, MULTIPARAMETER |  | MODULEMULTIPARAMETER-GE-CARESCAPE PDM | MODULEMULTIPARAMETER | CARESCAPE PDM |  |  |  | GE | Module, Multi-Parameter |  | MODULEMULTIPARAMETER-GE-CARESCAPE PDM |  | 4/11/19 | Verified 3/30/2020 4:07pm (Central) |  | Covered PM Repair - Biomedical | MHHS-TMC
NO | YES |  |  |  | 077-08585 | 077-08585 | GE Medical Systems | CARESCAPE PATIENT DATA MODULE |  | SA315079287GA | TMC-Children's-NICU (7Hp) | MHHS-TMC |  | Module, Multi-Parameter |  | 077-08585 | 077-08585 | TMC | MHHS-TMC | TMC-Children's-NICU (7Hp) |  | 2/8/19 |  |  |  | PHYSIOLOGIC MONITOR MODULES, MULTIPARAMETER |  | MODULEMULTIPARAMETER-GE-CARESCAPE PDM | MODULEMULTIPARAMETER | CARESCAPE PDM |  |  |  | GE | Module, Multi-Parameter |  | MODULEMULTIPARAMETER-GE-CARESCAPE PDM |  | 4/21/18 | Verified 3/30/2020 4:07pm (Central) |  | Covered PM Repair - Biomedical | MHHS-TMC
NO | YES |  |  |  | 077-08586 | 077-08586 | GE Medical Systems | CARESCAPE PATIENT DATA MODULE |  | SA315079243GA | TMC-Children's-NICU (7Hp) | MHHS-TMC |  | Module, Multi-Parameter |  | 077-08586 | 077-08586 | TMC | MHHS-TMC | TMC-Children's-NICU (7Hp) |  | 1/30/19 |  |  |  | PHYSIOLOGIC MONITOR MODULES, MULTIPARAMETER |  | MODULEMULTIPARAMETER-GE-CARESCAPE PDM | MODULEMULTIPARAMETER | CARESCAPE PDM |  |  |  | GE | Module, Multi-Parameter |  | MODULEMULTIPARAMETER-GE-CARESCAPE PDM |  | 4/21/18 | Verified 3/30/2020 4:07pm (Central) |  | Covered PM Repair - Biomedical | MHHS-TMC
NO | YES |  |  |  | 077-08587 | 077-08587 | GE Medical Systems | CARESCAPE PATIENT DATA MODULE |  | SA315079278GA | TMC-Children's-NICU (7Hp) | MHHS-TMC |  | Module, Multi-Parameter |  | 077-08587 | 077-08587 | TMC | MHHS-TMC | TMC-Children's-NICU (7Hp) |  | 1/29/19 |  |  |  | PHYSIOLOGIC MONITOR MODULES, MULTIPARAMETER |  | MODULEMULTIPARAMETER-GE-CARESCAPE PDM | MODULEMULTIPARAMETER | CARESCAPE PDM |  |  |  | GE | Module, Multi-Parameter |  | MODULEMULTIPARAMETER-GE-CARESCAPE PDM |  |  |  |  | Covered PM Repair - Biomedical | MHHS-TMC
NO | YES |  |  |  | 077-08588 | 077-08588 | GE Medical Systems | CARESCAPE PATIENT DATA MODULE |  | SA315079242GA | TMC-Children's-NICU (7Hp) | MHHS-TMC |  | Module, Multi-Parameter |  | 077-08588 | 077-08588 | TMC | MHHS-TMC | TMC-Children's-NICU (7Hp) |  | 1/15/19 |  |  |  | PHYSIOLOGIC MONITOR MODULES, MULTIPARAMETER |  | MODULEMULTIPARAMETER-GE-CARESCAPE PDM | MODULEMULTIPARAMETER | CARESCAPE PDM |  |  |  | GE | Module, Multi-Parameter |  | MODULEMULTIPARAMETER-GE-CARESCAPE PDM |  |  | Verified 3/30/2020 4:07pm (Central) |  | Covered PM Repair - Biomedical | MHHS-TMC
NO | YES |  |  |  | 077-08590 | 077-08590 | GE Medical Systems | CARESCAPE PATIENT DATA MODULE |  | SA315079296GA | TMC-Children's-NICU (7Hp) | MHHS-TMC |  | Module, Multi-Parameter |  | 077-08590 | 077-08590 | TMC | MHHS-TMC | TMC-Children's-NICU (7Hp) |  | 2/7/19 |  |  |  | PHYSIOLOGIC MONITOR MODULES, MULTIPARAMETER |  | MODULEMULTIPARAMETER-GE-CARESCAPE PDM | MODULEMULTIPARAMETER | CARESCAPE PDM |  |  |  | GE | Module, Multi-Parameter |  | MODULEMULTIPARAMETER-GE-CARESCAPE PDM |  | 1/2/19 | Verified 3/30/2020 4:07pm (Central) |  | Covered PM Repair - Biomedical | MHHS-TMC
NO | YES |  |  |  | 077-08594 | 077-08594 | GE Medical Systems | CARESCAPE PATIENT DATA MODULE |  | SA314107399GR | TMC-Children's-NICU (7Hp) | MHHS-TMC |  | Module, Multi-Parameter |  | 077-08594 | 077-08594 | TMC | MHHS-TMC | TMC-Children's-NICU (7Hp) |  | 3/26/19 |  |  |  | PHYSIOLOGIC MONITOR MODULES, MULTIPARAMETER |  | MODULEMULTIPARAMETER-GE-CARESCAPE PDM | MODULEMULTIPARAMETER | CARESCAPE PDM |  |  |  | GE | Module, Multi-Parameter |  | MODULEMULTIPARAMETER-GE-CARESCAPE PDM |  | 1/1/10 | Verified 3/30/2020 4:07pm (Central) |  | Covered PM Repair - Biomedical | MHHS-TMC
NO | YES |  |  |  | 077-08614 | 077-08614 | GE Medical Systems | CARESCAPE PATIENT DATA MODULE |  | SA310393310GR | TMC-Children's-NICU (7Hp) | MHHS-TMC |  | Module, Multi-Parameter |  | 077-08614 | 077-08614 | TMC | MHHS-TMC | TMC-Children's-NICU (7Hp) |  | 3/19/19 |  |  |  | PHYSIOLOGIC MONITOR MODULES, MULTIPARAMETER |  | MODULEMULTIPARAMETER-GE-CARESCAPE PDM | MODULEMULTIPARAMETER | CARESCAPE PDM |  |  |  | GE | Module, Multi-Parameter |  | MODULEMULTIPARAMETER-GE-CARESCAPE PDM |  |  | Verified 3/30/2020 4:07pm (Central) |  | Covered PM Repair - Biomedical | MHHS-TMC
NO | YES |  |  |  | 077-08621 | 077-08621 | GE Medical Systems | CARESCAPE PATIENT DATA MODULE |  | SA309233562GR | TMC-Children's-NICU (7Hp) | MHHS-TMC |  | Module, Multi-Parameter |  | 077-08621 | 077-08621 | TMC | MHHS-TMC | TMC-Children's-NICU (7Hp) |  | 12/27/19 |  |  |  | PHYSIOLOGIC MONITOR MODULES, MULTIPARAMETER |  | MODULEMULTIPARAMETER-GE-CARESCAPE PDM | MODULEMULTIPARAMETER | CARESCAPE PDM |  |  |  | GE | Module, Multi-Parameter |  | MODULEMULTIPARAMETER-GE-CARESCAPE PDM |  |  | Verified 3/30/2020 4:07pm (Central) |  | Covered PM Repair - Biomedical | MHHS-TMC
NO | YES |  |  |  | 077-08625 | 077-08625 | GE Medical Systems | CARESCAPE PATIENT DATA MODULE |  | SA313229655GR | TMC-Children's-NICU (7Hp) | MHHS-TMC |  | Module, Multi-Parameter |  | 077-08625 | 077-08625 | TMC | MHHS-TMC | TMC-Children's-NICU (7Hp) |  | 1/29/19 |  |  |  | PHYSIOLOGIC MONITOR MODULES, MULTIPARAMETER |  | MODULEMULTIPARAMETER-GE-CARESCAPE PDM | MODULEMULTIPARAMETER | CARESCAPE PDM |  |  |  | GE | Module, Multi-Parameter |  | MODULEMULTIPARAMETER-GE-CARESCAPE PDM |  | 6/8/19 | Verified 3/30/2020 4:07pm (Central) |  | Covered PM Repair - Biomedical | MHHS-TMC
NO | YES |  |  |  | 077-08638 | 077-08590 | GE Medical Systems | CARESCAPE PATIENT DATA MODULE |  | SA311246450GR | TMC-Children's-NICU (7Hp) | MHHS-TMC |  | Module, Multi-Parameter |  | 077-08638 | 077-08590 | TMC | MHHS-TMC | TMC-Children's-NICU (7Hp) | H7/50.4 |  |  |  |  | PHYSIOLOGIC MONITOR MODULES, MULTIPARAMETER |  | MODULEMULTIPARAMETER-GE-CARESCAPE PDM | MODULEMULTIPARAMETER | CARESCAPE PDM |  |  |  | GE | Module, Multi-Parameter |  | MODULEMULTIPARAMETER-GE-CARESCAPE PDM |  | 11/25/13 |  |  | Covered PM Repair - Biomedical | MHHS-TMC
NO | YES |  |  |  | 077-08642 | 077-08642 | GE Medical Systems | CARESCAPE PATIENT DATA MODULE |  | SA312070008GR | TMC-Children's-NICU (7Hp) | MHHS-TMC |  | Module, Multi-Parameter |  | 077-08642 | 077-08642 | TMC | MHHS-TMC | TMC-Children's-NICU (7Hp) |  | 3/29/19 |  |  |  | PHYSIOLOGIC MONITOR MODULES, MULTIPARAMETER |  | MODULEMULTIPARAMETER-GE-CARESCAPE PDM | MODULEMULTIPARAMETER | CARESCAPE PDM |  |  |  | GE | Module, Multi-Parameter |  | MODULEMULTIPARAMETER-GE-CARESCAPE PDM |  | 1/1/10 | Verified 3/30/2020 4:07pm (Central) |  | Covered PM Repair - Biomedical | MHHS-TMC
NO | YES |  |  |  | 077-08653 | 077-08653 | GE Medical Systems | CARESCAPE PATIENT DATA MODULE |  | SA313033690GR | TMC-Children's-NICU (7Hp) | MHHS-TMC |  | Module, Multi-Parameter |  | 077-08653 | 077-08653 | TMC | MHHS-TMC | TMC-Children's-NICU (7Hp) |  | 3/29/19 |  |  |  | PHYSIOLOGIC MONITOR MODULES, MULTIPARAMETER |  | MODULEMULTIPARAMETER-GE-CARESCAPE PDM | MODULEMULTIPARAMETER | CARESCAPE PDM |  |  |  | GE | Module, Multi-Parameter |  | MODULEMULTIPARAMETER-GE-CARESCAPE PDM |  |  | Verified 3/30/2020 4:07pm (Central) |  | Covered PM Repair - Biomedical | MHHS-TMC
NO | YES |  |  |  | 077-08654 | 077-08654 | GE Medical Systems | CARESCAPE PATIENT DATA MODULE |  | SA314107408GR | TMC-Children's-NICU (7Hp) | MHHS-TMC |  | Module, Multi-Parameter |  | 077-08654 | 077-08654 | TMC | MHHS-TMC | TMC-Children's-NICU (7Hp) |  | 3/18/19 |  |  |  | PHYSIOLOGIC MONITOR MODULES, MULTIPARAMETER |  | MODULEMULTIPARAMETER-GE-CARESCAPE PDM | MODULEMULTIPARAMETER | CARESCAPE PDM |  |  |  | GE | Module, Multi-Parameter |  | MODULEMULTIPARAMETER-GE-CARESCAPE PDM |  | 1/1/10 | Verified 3/30/2020 4:07pm (Central) |  | Covered PM Repair - Biomedical | MHHS-TMC
NO | YES |  |  |  | 077-08655 | 077-08655 | GE Medical Systems | CARESCAPE PATIENT DATA MODULE |  | SA312070014GR | TMC-Children's-NICU (7Hp) | MHHS-TMC |  | Module, Multi-Parameter |  | 077-08655 | 077-08655 | TMC | MHHS-TMC | TMC-Children's-NICU (7Hp) |  | 3/18/19 |  |  |  | PHYSIOLOGIC MONITOR MODULES, MULTIPARAMETER |  | MODULEMULTIPARAMETER-GE-CARESCAPE PDM | MODULEMULTIPARAMETER | CARESCAPE PDM |  |  |  | GE | Module, Multi-Parameter |  | MODULEMULTIPARAMETER-GE-CARESCAPE PDM |  | 1/1/10 | Verified 3/30/2020 4:07pm (Central) |  | Covered PM Repair - Biomedical | MHHS-TMC
NO | YES | Asset Tag 1157436 |  |  |  |  | GE Medical Systems | CARESCAPE PATIENT DATA MODULE |  | SA309153098GR | TMC-Children's-NICU (7Hp) | MHHS-TMC |  | Module, Multi-Parameter |  |  |  | TMC | MHHS-TMC | TMC-Children's-NICU (7Hp) |  | 1/29/19 |  |  |  | PHYSIOLOGIC MONITOR MODULES, MULTIPARAMETER |  | MODULEMULTIPARAMETER-GE-CARESCAPE PDM | MODULEMULTIPARAMETER | CARESCAPE PDM |  |  |  | GE | Module, Multi-Parameter |  | MODULEMULTIPARAMETER-GE-CARESCAPE PDM |  | 1/1/10 |  |  | Covered PM Repair - Biomedical | MHHS-TMC
NO | YES |  |  |  | 077-08658 | 077-08658 | GE Medical Systems | CARESCAPE PATIENT DATA MODULE |  | SA311236043GR | TMC-Children's-NICU (7Hp) | MHHS-TMC |  | Module, Multi-Parameter |  | 077-08658 | 077-08658 | TMC | MHHS-TMC | TMC-Children's-NICU (7Hp) |  | 12/19/18 |  |  |  | PHYSIOLOGIC MONITOR MODULES, MULTIPARAMETER |  | MODULEMULTIPARAMETER-GE-CARESCAPE PDM | MODULEMULTIPARAMETER | CARESCAPE PDM |  |  |  | GE | Module, Multi-Parameter |  | MODULEMULTIPARAMETER-GE-CARESCAPE PDM |  | 1/1/10 | Verified 3/30/2020 4:07pm (Central) |  | Covered PM Repair - Biomedical | MHHS-TMC
NO | YES |  |  |  | 077-08660 | 077-08660 | GE Medical Systems | CARESCAPE PATIENT DATA MODULE |  | SA311184718GR | TMC-Children's-NICU (7Hp) | MHHS-TMC |  | Module, Multi-Parameter |  | 077-08660 | 077-08660 | TMC | MHHS-TMC | TMC-Children's-NICU (7Hp) |  | 12/30/19 |  |  |  | PHYSIOLOGIC MONITOR MODULES, MULTIPARAMETER |  | MODULEMULTIPARAMETER-GE-CARESCAPE PDM | MODULEMULTIPARAMETER | CARESCAPE PDM |  |  |  | GE | Module, Multi-Parameter |  | MODULEMULTIPARAMETER-GE-CARESCAPE PDM |  | 1/1/10 | Verified 3/30/2020 4:07pm (Central) |  | Covered PM Repair - Biomedical | MHHS-TMC
NO | YES |  |  |  | 077-08661 | 077-08661 | GE Medical Systems | CARESCAPE PATIENT DATA MODULE |  | SA312079991GR | TMC-Children's-NICU (7Hp) | MHHS-TMC |  | Module, Multi-Parameter |  | 077-08661 | 077-08661 | TMC | MHHS-TMC | TMC-Children's-NICU (7Hp) |  | 12/30/19 |  |  |  | PHYSIOLOGIC MONITOR MODULES, MULTIPARAMETER |  | MODULEMULTIPARAMETER-GE-CARESCAPE PDM | MODULEMULTIPARAMETER | CARESCAPE PDM |  |  |  | GE | Module, Multi-Parameter |  | MODULEMULTIPARAMETER-GE-CARESCAPE PDM |  | 1/1/10 | Verified 3/30/2020 4:07pm (Central) |  | Covered PM Repair - Biomedical | MHHS-TMC
NO | YES |  |  |  | 077-08677 | 077-08677 | GE Medical Systems | CARESCAPE PATIENT DATA MODULE |  | SA315112700GA | TMC-Children's-NICU (7Hp) | MHHS-TMC |  | Module, Multi-Parameter |  | 077-08677 | 077-08677 | TMC | MHHS-TMC | TMC-Children's-NICU (7Hp) |  | 3/19/19 |  |  |  | PHYSIOLOGIC MONITOR MODULES, MULTIPARAMETER |  | MODULEMULTIPARAMETER-GE-CARESCAPE PDM | MODULEMULTIPARAMETER | CARESCAPE PDM |  |  |  | GE | Module, Multi-Parameter |  | MODULEMULTIPARAMETER-GE-CARESCAPE PDM |  |  | Verified 3/30/2020 4:07pm (Central) |  | Covered PM Repair - Biomedical | MHHS-TMC
NO | YES |  |  |  | 077-08678 | 077-08678 | GE Medical Systems | CARESCAPE PATIENT DATA MODULE |  | SA315112597GA | TMC-Children's-NICU (7Hp) | MHHS-TMC |  | Module, Multi-Parameter |  | 077-08678 | 077-08678 | TMC | MHHS-TMC | TMC-Children's-NICU (7Hp) |  | 3/26/19 |  |  |  | PHYSIOLOGIC MONITOR MODULES, MULTIPARAMETER |  | MODULEMULTIPARAMETER-GE-CARESCAPE PDM | MODULEMULTIPARAMETER | CARESCAPE PDM |  |  |  | GE | Module, Multi-Parameter |  | MODULEMULTIPARAMETER-GE-CARESCAPE PDM |  | 1/1/10 | Verified 3/30/2020 4:07pm (Central) |  | Covered PM Repair - Biomedical | MHHS-TMC
NO | YES |  |  |  | 077-08680 | 077-08680 | GE Medical Systems | CARESCAPE PATIENT DATA MODULE |  | SA315112518GA | TMC-Children's-NICU (7Hp) | MHHS-TMC |  | Module, Multi-Parameter |  | 077-08680 | 077-08680 | TMC | MHHS-TMC | TMC-Children's-NICU (7Hp) |  | 1/15/19 |  |  |  | PHYSIOLOGIC MONITOR MODULES, MULTIPARAMETER |  | MODULEMULTIPARAMETER-GE-CARESCAPE PDM | MODULEMULTIPARAMETER | CARESCAPE PDM |  |  |  | GE | Module, Multi-Parameter |  | MODULEMULTIPARAMETER-GE-CARESCAPE PDM |  |  | Verified 3/30/2020 4:07pm (Central) |  | Covered PM Repair - Biomedical | MHHS-TMC
NO | YES |  |  |  | 077-08681 | 077-08681 | GE Medical Systems | CARESCAPE PATIENT DATA MODULE |  | SA315112644GA | TMC-Children's-NICU (7Hp) | MHHS-TMC |  | Module, Multi-Parameter |  | 077-08681 | 077-08681 | TMC | MHHS-TMC | TMC-Children's-NICU (7Hp) |  | 1/24/19 |  |  |  | PHYSIOLOGIC MONITOR MODULES, MULTIPARAMETER |  | MODULEMULTIPARAMETER-GE-CARESCAPE PDM | MODULEMULTIPARAMETER | CARESCAPE PDM |  |  |  | GE | Module, Multi-Parameter |  | MODULEMULTIPARAMETER-GE-CARESCAPE PDM |  |  | Verified 3/30/2020 4:07pm (Central) |  | Covered PM Repair - Biomedical | MHHS-TMC
NO | YES |  |  |  | 077-08685 | 077-08685 | GE Medical Systems | CARESCAPE PATIENT DATA MODULE |  | SA315112658GA | TMC-Children's-NICU (7Hp) | MHHS-TMC |  | Module, Multi-Parameter |  | 077-08685 | 077-08685 | TMC | MHHS-TMC | TMC-Children's-NICU (7Hp) |  | 1/29/19 |  |  |  | PHYSIOLOGIC MONITOR MODULES, MULTIPARAMETER |  | MODULEMULTIPARAMETER-GE-CARESCAPE PDM | MODULEMULTIPARAMETER | CARESCAPE PDM |  |  |  | GE | Module, Multi-Parameter |  | MODULEMULTIPARAMETER-GE-CARESCAPE PDM |  | 11/21/19 | Verified 3/30/2020 4:07pm (Central) |  | Covered PM Repair - Biomedical | MHHS-TMC
NO | YES |  |  |  | 077-08721 | 077-08721 | GE Medical Systems | CARESCAPE PATIENT DATA MODULE |  | SA315079469GA | TMC-Children's-NICU (7Hp) | MHHS-TMC |  | Module, Multi-Parameter |  | 077-08721 | 077-08721 | TMC | MHHS-TMC | TMC-Children's-NICU (7Hp) |  | 3/19/19 |  |  |  | PHYSIOLOGIC MONITOR MODULES, MULTIPARAMETER |  | MODULEMULTIPARAMETER-GE-CARESCAPE PDM | MODULEMULTIPARAMETER | CARESCAPE PDM |  |  |  | GE | Module, Multi-Parameter |  | MODULEMULTIPARAMETER-GE-CARESCAPE PDM |  | 8/10/19 | Verified 3/30/2020 4:07pm (Central) |  | Not Covered Vendor Only - Biomedical | MHHS-TMC
NO | YES |  |  |  | 077-08722 | 077-08722 | GE Medical Systems | CARESCAPE PATIENT DATA MODULE |  | SA315079225GA | TMC-Children's-NICU (7Hp) | MHHS-TMC |  | Module, Multi-Parameter |  | 077-08722 | 077-08722 | TMC | MHHS-TMC | TMC-Children's-NICU (7Hp) |  | 3/29/19 |  |  |  | PHYSIOLOGIC MONITOR MODULES, MULTIPARAMETER |  | MODULEMULTIPARAMETER-GE-CARESCAPE PDM | MODULEMULTIPARAMETER | CARESCAPE PDM |  |  |  | GE | Module, Multi-Parameter |  | MODULEMULTIPARAMETER-GE-CARESCAPE PDM |  | 8/10/19 | Verified 3/30/2020 4:07pm (Central) |  | Not Covered Vendor Only - Biomedical | MHHS-TMC
NO | YES |  |  |  | 077-08723 | 077-08723 | GE Medical Systems | CARESCAPE PATIENT DATA MODULE |  | SA315068862GA | TMC-Children's-NICU (7Hp) | MHHS-TMC |  | Module, Multi-Parameter |  | 077-08723 | 077-08723 | TMC | MHHS-TMC | TMC-Children's-NICU (7Hp) |  | 3/21/19 |  |  |  | PHYSIOLOGIC MONITOR MODULES, MULTIPARAMETER |  | MODULEMULTIPARAMETER-GE-CARESCAPE PDM | MODULEMULTIPARAMETER | CARESCAPE PDM |  |  |  | GE | Module, Multi-Parameter |  | MODULEMULTIPARAMETER-GE-CARESCAPE PDM |  | 8/10/19 | Verified 3/30/2020 4:07pm (Central) |  | Not Covered Vendor Only - Biomedical | MHHS-TMC
NO | YES |  |  |  | 077-08724 | 077-08724 | GE Medical Systems | CARESCAPE PATIENT DATA MODULE |  | SA315079238GA | TMC-Children's-NICU (7Hp) | MHHS-TMC |  | Module, Multi-Parameter |  | 077-08724 | 077-08724 | TMC | MHHS-TMC | TMC-Children's-NICU (7Hp) |  | 3/20/19 |  |  |  | PHYSIOLOGIC MONITOR MODULES, MULTIPARAMETER |  | MODULEMULTIPARAMETER-GE-CARESCAPE PDM | MODULEMULTIPARAMETER | CARESCAPE PDM |  |  |  | GE | Module, Multi-Parameter |  | MODULEMULTIPARAMETER-GE-CARESCAPE PDM |  | 1/9/20 | Verified 3/30/2020 4:07pm (Central) |  | Not Covered Vendor Only - Biomedical | MHHS-TMC
NO | YES |  |  |  | 077-08725 | 077-08725 | GE Medical Systems | CARESCAPE PATIENT DATA MODULE |  | SA315079263GA | TMC-Children's-NICU (7Hp) | MHHS-TMC |  | Module, Multi-Parameter |  | 077-08725 | 077-08725 | TMC | MHHS-TMC | TMC-Children's-NICU (7Hp) |  | 3/20/19 |  |  |  | PHYSIOLOGIC MONITOR MODULES, MULTIPARAMETER |  | MODULEMULTIPARAMETER-GE-CARESCAPE PDM | MODULEMULTIPARAMETER | CARESCAPE PDM |  |  |  | GE | Module, Multi-Parameter |  | MODULEMULTIPARAMETER-GE-CARESCAPE PDM |  | 1/2/12 | Verified 3/30/2020 4:07pm (Central) |  | Covered PM Repair - Biomedical | MHHS-TMC
NO | YES |  |  |  | 077-08726 | 077-08726 | GE Medical Systems | CARESCAPE PATIENT DATA MODULE |  | SA315079369GA | TMC-Children's-NICU (7Hp) | MHHS-TMC |  | Module, Multi-Parameter |  | 077-08726 | 077-08726 | TMC | MHHS-TMC | TMC-Children's-NICU (7Hp) |  | 3/21/19 |  |  |  | PHYSIOLOGIC MONITOR MODULES, MULTIPARAMETER |  | MODULEMULTIPARAMETER-GE-CARESCAPE PDM | MODULEMULTIPARAMETER | CARESCAPE PDM |  |  |  | GE | Module, Multi-Parameter |  | MODULEMULTIPARAMETER-GE-CARESCAPE PDM |  | 1/2/12 | Verified 3/30/2020 4:07pm (Central) |  | Covered PM Repair - Biomedical | MHHS-TMC
NO | YES |  |  |  | 077-08727 | 077-08727 | GE Medical Systems | CARESCAPE PATIENT DATA MODULE |  | SA315079273GA | TMC-Children's-NICU (7Hp) | MHHS-TMC |  | Module, Multi-Parameter |  | 077-08727 | 077-08727 | TMC | MHHS-TMC | TMC-Children's-NICU (7Hp) |  | 3/26/19 |  |  |  | PHYSIOLOGIC MONITOR MODULES, MULTIPARAMETER |  | MODULEMULTIPARAMETER-GE-CARESCAPE PDM | MODULEMULTIPARAMETER | CARESCAPE PDM |  |  |  | GE | Module, Multi-Parameter |  | MODULEMULTIPARAMETER-GE-CARESCAPE PDM |  | 1/2/12 | Verified 3/30/2020 4:07pm (Central) |  | Covered PM Repair - Biomedical | MHHS-TMC
NO | YES |  |  |  | 077-08728 | 077-08728 | GE Medical Systems | CARESCAPE PATIENT DATA MODULE |  | SA315079260GA | TMC-Children's-NICU (7Hp) | MHHS-TMC |  | Module, Multi-Parameter |  | 077-08728 | 077-08728 | TMC | MHHS-TMC | TMC-Children's-NICU (7Hp) |  | 3/26/19 |  |  |  | PHYSIOLOGIC MONITOR MODULES, MULTIPARAMETER |  | MODULEMULTIPARAMETER-GE-CARESCAPE PDM | MODULEMULTIPARAMETER | CARESCAPE PDM |  |  |  | GE | Module, Multi-Parameter |  | MODULEMULTIPARAMETER-GE-CARESCAPE PDM |  | 1/2/12 | Verified 3/30/2020 4:07pm (Central) |  | Covered PM Repair - Biomedical | MHHS-TMC
NO | YES |  |  |  | 077-08729 | 077-08729 | GE Medical Systems | CARESCAPE PATIENT DATA MODULE |  | SA315079277GA | TMC-Children's-NICU (7Hp) | MHHS-TMC |  | Module, Multi-Parameter |  | 077-08729 | 077-08729 | TMC | MHHS-TMC | TMC-Children's-NICU (7Hp) |  | 12/19/18 |  |  |  | PHYSIOLOGIC MONITOR MODULES, MULTIPARAMETER |  | MODULEMULTIPARAMETER-GE-CARESCAPE PDM | MODULEMULTIPARAMETER | CARESCAPE PDM |  |  |  | GE | Module, Multi-Parameter |  | MODULEMULTIPARAMETER-GE-CARESCAPE PDM |  | 1/2/12 | Verified 3/30/2020 4:07pm (Central) |  | Covered PM Repair - Biomedical | MHHS-TMC
NO | YES |  |  |  | 077-08731 | 077-08731 | GE Medical Systems | CARESCAPE PATIENT DATA MODULE |  | SA315079306GA | TMC-Children's-NICU (7Hp) | MHHS-TMC |  | Module, Multi-Parameter |  | 077-08731 | 077-08731 | TMC | MHHS-TMC | TMC-Children's-NICU (7Hp) |  | 3/26/19 |  |  |  | PHYSIOLOGIC MONITOR MODULES, MULTIPARAMETER |  | MODULEMULTIPARAMETER-GE-CARESCAPE PDM | MODULEMULTIPARAMETER | CARESCAPE PDM |  |  |  | GE | Module, Multi-Parameter |  | MODULEMULTIPARAMETER-GE-CARESCAPE PDM |  | 1/2/12 | Verified 3/30/2020 4:07pm (Central) |  | Covered PM Repair - Biomedical | MHHS-TMC
NO | YES |  |  |  | 077-08732 | 077-08732 | GE Medical Systems | CARESCAPE PATIENT DATA MODULE |  | SA315079464GA | TMC-Children's-NICU (7Hp) | MHHS-TMC |  | Module, Multi-Parameter |  | 077-08732 | 077-08732 | TMC | MHHS-TMC | TMC-Children's-NICU (7Hp) |  | 1/4/19 |  |  |  | PHYSIOLOGIC MONITOR MODULES, MULTIPARAMETER |  | MODULEMULTIPARAMETER-GE-CARESCAPE PDM | MODULEMULTIPARAMETER | CARESCAPE PDM |  |  |  | GE | Module, Multi-Parameter |  | MODULEMULTIPARAMETER-GE-CARESCAPE PDM |  | 1/2/12 | Verified 3/30/2020 4:07pm (Central) |  | Covered PM Repair - Biomedical | MHHS-TMC
NO | YES |  |  |  | 077-08733 | 077-08733 | GE Medical Systems | CARESCAPE PATIENT DATA MODULE |  | SA315079283GA | TMC-Children's-NICU (7Hp) | MHHS-TMC |  | Module, Multi-Parameter |  | 077-08733 | 077-08733 | TMC | MHHS-TMC | TMC-Children's-NICU (7Hp) |  | 1/24/19 |  |  |  | PHYSIOLOGIC MONITOR MODULES, MULTIPARAMETER |  | MODULEMULTIPARAMETER-GE-CARESCAPE PDM | MODULEMULTIPARAMETER | CARESCAPE PDM |  |  |  | GE | Module, Multi-Parameter |  | MODULEMULTIPARAMETER-GE-CARESCAPE PDM |  | 1/2/12 | Verified 3/30/2020 4:07pm (Central) |  | Covered PM Repair - Biomedical | MHHS-TMC
NO | YES |  |  |  | 077-08735 | 077-08735 | GE Medical Systems | CARESCAPE PATIENT DATA MODULE |  | SA315079265GA | TMC-Children's-NICU (7Hp) | MHHS-TMC |  | Module, Multi-Parameter |  | 077-08735 | 077-08735 | TMC | MHHS-TMC | TMC-Children's-NICU (7Hp) |  | 1/19/19 |  |  |  | PHYSIOLOGIC MONITOR MODULES, MULTIPARAMETER |  | MODULEMULTIPARAMETER-GE-CARESCAPE PDM | MODULEMULTIPARAMETER | CARESCAPE PDM |  |  |  | GE | Module, Multi-Parameter |  | MODULEMULTIPARAMETER-GE-CARESCAPE PDM |  | 1/2/12 | Verified 3/30/2020 4:07pm (Central) |  | Covered PM Repair - Biomedical | MHHS-TMC
NO | YES |  |  |  | 077-08736 | 077-08736 | GE Medical Systems | CARESCAPE PATIENT DATA MODULE |  | SA315079285GA | TMC-Children's-NICU (7Hp) | MHHS-TMC |  | Module, Multi-Parameter |  | 077-08736 | 077-08736 | TMC | MHHS-TMC | TMC-Children's-NICU (7Hp) |  | 3/18/19 |  |  |  | PHYSIOLOGIC MONITOR MODULES, MULTIPARAMETER |  | MODULEMULTIPARAMETER-GE-CARESCAPE PDM | MODULEMULTIPARAMETER | CARESCAPE PDM |  |  |  | GE | Module, Multi-Parameter |  | MODULEMULTIPARAMETER-GE-CARESCAPE PDM |  | 1/2/12 | Verified 3/30/2020 4:07pm (Central) |  | Covered PM Repair - Biomedical | MHHS-TMC
NO | YES |  |  |  | 077-08769 | 077-08769 | GE Medical Systems | CARESCAPE PATIENT DATA MODULE |  | SA315112608GA | TMC-Children's-NICU (7Hp) | MHHS-TMC |  | Module, Multi-Parameter |  | 077-08769 | 077-08769 | TMC | MHHS-TMC | TMC-Children's-NICU (7Hp) |  | 3/26/19 |  |  |  | PHYSIOLOGIC MONITOR MODULES, MULTIPARAMETER |  | MODULEMULTIPARAMETER-GE-CARESCAPE PDM | MODULEMULTIPARAMETER | CARESCAPE PDM |  |  |  | GE | Module, Multi-Parameter |  | MODULEMULTIPARAMETER-GE-CARESCAPE PDM |  | 1/2/12 | Verified 3/30/2020 4:07pm (Central) |  | Covered PM Repair - Biomedical | MHHS-TMC
NO | YES |  |  |  | 077-08770 | 077-08770 | GE Medical Systems | CARESCAPE PATIENT DATA MODULE |  | SA315112604GA | TMC-Children's-NICU (7Hp) | MHHS-TMC |  | Module, Multi-Parameter |  | 077-08770 | 077-08770 | TMC | MHHS-TMC | TMC-Children's-NICU (7Hp) |  | 1/11/19 |  |  |  | PHYSIOLOGIC MONITOR MODULES, MULTIPARAMETER |  | MODULEMULTIPARAMETER-GE-CARESCAPE PDM | MODULEMULTIPARAMETER | CARESCAPE PDM |  |  |  | GE | Module, Multi-Parameter |  | MODULEMULTIPARAMETER-GE-CARESCAPE PDM |  | 1/2/12 | Verified 3/30/2020 4:07pm (Central) |  | Covered PM Repair - Biomedical | MHHS-TMC
NO | YES |  |  |  | 077-08775 | 077-08775 | GE Medical Systems | CARESCAPE PATIENT DATA MODULE |  | SA315112605GA | TMC-Children's-NICU (7Hp) | MHHS-TMC |  | Module, Multi-Parameter |  | 077-08775 | 077-08775 | TMC | MHHS-TMC | TMC-Children's-NICU (7Hp) |  | 1/15/19 |  |  |  | PHYSIOLOGIC MONITOR MODULES, MULTIPARAMETER |  | MODULEMULTIPARAMETER-GE-CARESCAPE PDM | MODULEMULTIPARAMETER | CARESCAPE PDM |  |  |  | GE | Module, Multi-Parameter |  | MODULEMULTIPARAMETER-GE-CARESCAPE PDM |  | 1/2/12 | Verified 3/30/2020 4:07pm (Central) |  | Covered PM Repair - Biomedical | MHHS-TMC
NO | YES |  |  |  | 077-08804 | 077-08804 | GE Medical Systems | CARESCAPE PATIENT DATA MODULE |  | SA315112602GA | TMC-Children's-NICU (7Hp) | MHHS-TMC |  | Module, Multi-Parameter |  | 077-08804 | 077-08804 | TMC | MHHS-TMC | TMC-Children's-NICU (7Hp) |  | 3/27/19 |  |  |  | PHYSIOLOGIC MONITOR MODULES, MULTIPARAMETER |  | MODULEMULTIPARAMETER-GE-CARESCAPE PDM | MODULEMULTIPARAMETER | CARESCAPE PDM |  |  |  | GE | Module, Multi-Parameter |  | MODULEMULTIPARAMETER-GE-CARESCAPE PDM |  | 1/2/12 | Verified 3/30/2020 4:07pm (Central) |  | Covered PM Repair - Biomedical | MHHS-TMC
NO | YES |  |  |  | 077-08806 | 077-08806 | GE Medical Systems | CARESCAPE PATIENT DATA MODULE |  | SA315112665GA | TMC-Children's-NICU (7Hp) | MHHS-TMC |  | Module, Multi-Parameter |  | 077-08806 | 077-08806 | TMC | MHHS-TMC | TMC-Children's-NICU (7Hp) | Memorial Hermann-Texas Medica Center NICU | 3/1/20 |  | 3/1/21 |  | PHYSIOLOGIC MONITOR MODULES, MULTIPARAMETER |  | MODULEMULTIPARAMETER-GE-CARESCAPE PDM | MODULEMULTIPARAMETER | CARESCAPE PDM |  |  |  | GE | Module, Multi-Parameter |  | MODULEMULTIPARAMETER-GE-CARESCAPE PDM |  | 1/2/12 |  |  | Covered PM Repair - Biomedical | MHHS-TMC
NO | YES |  |  |  | 077-08807 | 077-08807 | GE Medical Systems | CARESCAPE PATIENT DATA MODULE |  | SA315112668GA | TMC-Children's-NICU (7Hp) | MHHS-TMC |  | Module, Multi-Parameter |  | 077-08807 | 077-08807 | TMC | MHHS-TMC | TMC-Children's-NICU (7Hp) |  | 1/29/19 |  |  |  | PHYSIOLOGIC MONITOR MODULES, MULTIPARAMETER |  | MODULEMULTIPARAMETER-GE-CARESCAPE PDM | MODULEMULTIPARAMETER | CARESCAPE PDM |  |  |  | GE | Module, Multi-Parameter |  | MODULEMULTIPARAMETER-GE-CARESCAPE PDM |  | 1/2/12 | Verified 3/30/2020 4:07pm (Central) |  | Covered PM Repair - Biomedical | MHHS-TMC
NO | YES |  |  |  | 077-08810 | 077-08810 | GE Medical Systems | CARESCAPE PATIENT DATA MODULE |  | SA315112616GA | TMC-Children's-NICU (7Hp) | MHHS-TMC |  | Module, Multi-Parameter |  | 077-08810 | 077-08810 | TMC | MHHS-TMC | TMC-Children's-NICU (7Hp) |  | 3/29/19 |  |  |  | PHYSIOLOGIC MONITOR MODULES, MULTIPARAMETER |  | MODULEMULTIPARAMETER-GE-CARESCAPE PDM | MODULEMULTIPARAMETER | CARESCAPE PDM |  |  |  | GE | Module, Multi-Parameter |  | MODULEMULTIPARAMETER-GE-CARESCAPE PDM |  | 1/2/12 | Verified 3/30/2020 4:07pm (Central) |  | Covered PM Repair - Biomedical | MHHS-TMC
NO | YES |  |  |  | 077-08811 | 077-08811 | GE Medical Systems | CARESCAPE PATIENT DATA MODULE |  | SA315112663GA | TMC-Children's-NICU (7Hp) | MHHS-TMC |  | Module, Multi-Parameter |  | 077-08811 | 077-08811 | TMC | MHHS-TMC | TMC-Children's-NICU (7Hp) |  | 1/4/19 |  |  |  | PHYSIOLOGIC MONITOR MODULES, MULTIPARAMETER |  | MODULEMULTIPARAMETER-GE-CARESCAPE PDM | MODULEMULTIPARAMETER | CARESCAPE PDM |  |  |  | GE | Module, Multi-Parameter |  | MODULEMULTIPARAMETER-GE-CARESCAPE PDM |  | 1/2/12 | Verified 3/30/2020 4:07pm (Central) |  | Covered PM Repair - Biomedical | MHHS-TMC
NO | YES |  |  |  | 077-08831 | 077-08831 | GE Medical Systems | CARESCAPE PATIENT DATA MODULE |  | SA312397236GR | TMC-Children's-NICU (7Hp) | MHHS-TMC |  | Module, Multi-Parameter |  | 077-08831 | 077-08831 | TMC | MHHS-TMC | TMC-Children's-NICU (7Hp) |  | 1/9/19 |  |  |  | PHYSIOLOGIC MONITOR MODULES, MULTIPARAMETER |  | MODULEMULTIPARAMETER-GE-CARESCAPE PDM | MODULEMULTIPARAMETER | CARESCAPE PDM |  |  |  | GE | Module, Multi-Parameter |  | MODULEMULTIPARAMETER-GE-CARESCAPE PDM |  | 1/2/12 | Verified 3/30/2020 4:07pm (Central) |  | Covered PM Repair - Biomedical | MHHS-TMC
NO | YES |  |  |  | 077-08832 | 077-08832 | GE Medical Systems | CARESCAPE PATIENT DATA MODULE |  | SA312397229GR | TMC-Children's-NICU (7Hp) | MHHS-TMC |  | Module, Multi-Parameter |  | 077-08832 | 077-08832 | TMC | MHHS-TMC | TMC-Children's-NICU (7Hp) |  | 3/21/19 |  |  |  | PHYSIOLOGIC MONITOR MODULES, MULTIPARAMETER |  | MODULEMULTIPARAMETER-GE-CARESCAPE PDM | MODULEMULTIPARAMETER | CARESCAPE PDM |  |  |  | GE | Module, Multi-Parameter |  | MODULEMULTIPARAMETER-GE-CARESCAPE PDM |  | 1/2/12 | Verified 3/30/2020 4:07pm (Central) |  | Covered PM Repair - Biomedical | MHHS-TMC
NO | YES |  |  |  | 077-08834 | 077-08834 | GE Medical Systems | CARESCAPE PATIENT DATA MODULE |  | SA312397267GR | TMC-Children's-NICU (7Hp) | MHHS-TMC |  | Module, Multi-Parameter |  | 077-08834 | 077-08834 | TMC | MHHS-TMC | TMC-Children's-NICU (7Hp) |  | 3/22/19 |  |  |  | PHYSIOLOGIC MONITOR MODULES, MULTIPARAMETER |  | MODULEMULTIPARAMETER-GE-CARESCAPE PDM | MODULEMULTIPARAMETER | CARESCAPE PDM |  |  |  | GE | Module, Multi-Parameter |  | MODULEMULTIPARAMETER-GE-CARESCAPE PDM |  | 1/2/12 | Verified 3/30/2020 4:07pm (Central) |  | Covered PM Repair - Biomedical | MHHS-TMC
NO | YES |  |  |  | 077-08835 | 077-08835 | GE Medical Systems | CARESCAPE PATIENT DATA MODULE |  | SA309042187GR | TMC-Children's-NICU (7Hp) | MHHS-TMC |  | Module, Multi-Parameter |  | 077-08835 | 077-08835 | TMC | MHHS-TMC | TMC-Children's-NICU (7Hp) |  | 3/27/19 |  |  |  | PHYSIOLOGIC MONITOR MODULES, MULTIPARAMETER |  | MODULEMULTIPARAMETER-GE-CARESCAPE PDM | MODULEMULTIPARAMETER | CARESCAPE PDM |  |  |  | GE | Module, Multi-Parameter |  | MODULEMULTIPARAMETER-GE-CARESCAPE PDM |  | 1/2/12 | Verified 3/30/2020 4:07pm (Central) |  | Covered PM Repair - Biomedical | MHHS-TMC
NO | YES |  |  |  | 077-08837 | 077-08837 | GE Medical Systems | CARESCAPE PATIENT DATA MODULE |  | SA308511563GR | TMC-Respiratory-Adult | MHHS-TMC |  | Module, Multi-Parameter |  | 077-08837 | 077-08837 | TMC | MHHS-TMC | TMC-Respiratory-Adult | Memorial Hermann- Texas Medical Center NICU | 1/1/19 |  | 1/1/20 |  | PHYSIOLOGIC MONITOR MODULES, MULTIPARAMETER |  | MODULEMULTIPARAMETER-GE-CARESCAPE PDM | MODULEMULTIPARAMETER | CARESCAPE PDM |  |  |  | GE | Module, Multi-Parameter |  | MODULEMULTIPARAMETER-GE-CARESCAPE PDM |  | 1/2/12 |  |  | Covered PM Repair - Biomedical | MHHS-TMC
NO | YES |  |  |  | 077-08864 | 077-08864 | GE Medical Systems | CARESCAPE PATIENT DATA MODULE |  | SA315112505GA | TMC-Children's-NICU (7Hp) | MHHS-TMC |  | Module, Multi-Parameter |  | 077-08864 | 077-08864 | TMC | MHHS-TMC | TMC-Children's-NICU (7Hp) |  | 3/22/19 |  |  |  | PHYSIOLOGIC MONITOR MODULES, MULTIPARAMETER |  | MODULEMULTIPARAMETER-GE-CARESCAPE PDM | MODULEMULTIPARAMETER | CARESCAPE PDM |  |  |  | GE | Module, Multi-Parameter |  | MODULEMULTIPARAMETER-GE-CARESCAPE PDM |  | 10/2/18 | Verified 3/30/2020 4:07pm (Central) |  | Covered PM Repair - Biomedical | MHHS-TMC
NO | YES |  |  |  | 077-08865 | 077-08865 | GE Medical Systems | CARESCAPE PATIENT DATA MODULE |  | SA315112532GA | TMC-Children's-NICU (7Hp) | MHHS-TMC |  | Module, Multi-Parameter |  | 077-08865 | 077-08865 | TMC | MHHS-TMC | TMC-Children's-NICU (7Hp) |  | 3/27/19 |  |  |  | PHYSIOLOGIC MONITOR MODULES, MULTIPARAMETER |  | MODULEMULTIPARAMETER-GE-CARESCAPE PDM | MODULEMULTIPARAMETER | CARESCAPE PDM |  |  |  | GE | Module, Multi-Parameter |  | MODULEMULTIPARAMETER-GE-CARESCAPE PDM |  | 10/2/18 | Verified 3/30/2020 4:07pm (Central) |  | Covered PM Repair - Biomedical | MHHS-TMC
NO | YES |  |  |  | 077-08868 | 077-08868 | GE Medical Systems | CARESCAPE PATIENT DATA MODULE |  | SA315112527GA | TMC-Children's-NICU (7Hp) | MHHS-TMC |  | Module, Multi-Parameter |  | 077-08868 | 077-08868 | TMC | MHHS-TMC | TMC-Children's-NICU (7Hp) |  | 3/22/19 |  |  |  | PHYSIOLOGIC MONITOR MODULES, MULTIPARAMETER |  | MODULEMULTIPARAMETER-GE-CARESCAPE PDM | MODULEMULTIPARAMETER | CARESCAPE PDM |  |  |  | GE | Module, Multi-Parameter |  | MODULEMULTIPARAMETER-GE-CARESCAPE PDM |  | 10/2/18 | Verified 3/30/2020 4:07pm (Central) |  | Covered PM Repair - Biomedical | MHHS-TMC
NO | YES |  |  |  | 077-08869 | 077-08869 | GE Medical Systems | CARESCAPE PATIENT DATA MODULE |  | SA315112513GA | TMC-Children's-NICU (7Hp) | MHHS-TMC |  | Module, Multi-Parameter |  | 077-08869 | 077-08869 | TMC | MHHS-TMC | TMC-Children's-NICU (7Hp) |  | 3/25/19 |  |  |  | PHYSIOLOGIC MONITOR MODULES, MULTIPARAMETER |  | MODULEMULTIPARAMETER-GE-CARESCAPE PDM | MODULEMULTIPARAMETER | CARESCAPE PDM |  |  |  | GE | Module, Multi-Parameter |  | MODULEMULTIPARAMETER-GE-CARESCAPE PDM |  | 6/13/19 | Verified 3/30/2020 4:07pm (Central) |  | Covered PM Repair - Biomedical | MHHS-TMC
NO | YES |  |  |  | 077-08872 | 077-08872 | GE Medical Systems | CARESCAPE PATIENT DATA MODULE |  | SA315112479GA | TMC-Children's-NICU (7Hp) | MHHS-TMC |  | Module, Multi-Parameter |  | 077-08872 | 077-08872 | TMC | MHHS-TMC | TMC-Children's-NICU (7Hp) | H7/85B |  |  | 3/1/20 | In use on patient | PHYSIOLOGIC MONITOR MODULES, MULTIPARAMETER |  | MODULEMULTIPARAMETER-GE-CARESCAPE PDM | MODULEMULTIPARAMETER | CARESCAPE PDM |  |  |  | GE | Module, Multi-Parameter |  | MODULEMULTIPARAMETER-GE-CARESCAPE PDM |  | 6/13/19 |  |  | Covered PM Repair - Biomedical | MHHS-TMC
NO | YES |  |  |  | 077-08885 | 077-08885 | GE Medical Systems | CARESCAPE PATIENT DATA MODULE |  | SA315112512GA | TMC-Children's-NICU (7Hp) | MHHS-TMC |  | Module, Multi-Parameter |  | 077-08885 | 077-08885 | TMC | MHHS-TMC | TMC-Children's-NICU (7Hp) |  | 3/25/19 |  |  |  | PHYSIOLOGIC MONITOR MODULES, MULTIPARAMETER |  | MODULEMULTIPARAMETER-GE-CARESCAPE PDM | MODULEMULTIPARAMETER | CARESCAPE PDM |  |  |  | GE | Module, Multi-Parameter |  | MODULEMULTIPARAMETER-GE-CARESCAPE PDM |  | 6/13/19 | Verified 3/30/2020 4:07pm (Central) |  | Covered PM Repair - Biomedical | MHHS-TMC
NO | YES |  |  |  | 077-08888 | 077-08888 | GE Medical Systems | CARESCAPE PATIENT DATA MODULE |  | SA315112529GA | TMC-Children's-NICU (7Hp) | MHHS-TMC |  | Module, Multi-Parameter |  | 077-08888 | 077-08888 | TMC | MHHS-TMC | TMC-Children's-NICU (7Hp) |  | 3/22/19 |  |  |  | PHYSIOLOGIC MONITOR MODULES, MULTIPARAMETER |  | MODULEMULTIPARAMETER-GE-CARESCAPE PDM | MODULEMULTIPARAMETER | CARESCAPE PDM |  |  |  | GE | Module, Multi-Parameter |  | MODULEMULTIPARAMETER-GE-CARESCAPE PDM |  | 10/1/19 | Verified 3/30/2020 4:07pm (Central) |  | Covered PM Repair - Biomedical | MHHS-TMC
NO | YES |  |  |  | 077-08889 | 077-08889 | GE Medical Systems | CARESCAPE PATIENT DATA MODULE |  | SA315112530GA | TMC-Children's-NICU (7Hp) | MHHS-TMC |  | Module, Multi-Parameter |  | 077-08889 | 077-08889 | TMC | MHHS-TMC | TMC-Children's-NICU (7Hp) |  | 3/19/19 |  |  |  | PHYSIOLOGIC MONITOR MODULES, MULTIPARAMETER |  | MODULEMULTIPARAMETER-GE-CARESCAPE PDM | MODULEMULTIPARAMETER | CARESCAPE PDM |  |  |  | GE | Module, Multi-Parameter |  | MODULEMULTIPARAMETER-GE-CARESCAPE PDM |  | 10/1/19 | Verified 3/30/2020 4:07pm (Central) |  | Covered PM Repair - Biomedical | MHHS-TMC
NO | YES |  |  |  | 077-08892 | 077-08892 | GE Medical Systems | CARESCAPE PATIENT DATA MODULE |  | SA310392892GR | TMC-Children's-NICU (7Hp) | MHHS-TMC |  | Module, Multi-Parameter |  | 077-08892 | 077-08892 | TMC | MHHS-TMC | TMC-Children's-NICU (7Hp) |  | 3/25/19 |  |  |  | PHYSIOLOGIC MONITOR MODULES, MULTIPARAMETER |  | MODULEMULTIPARAMETER-GE-CARESCAPE PDM | MODULEMULTIPARAMETER | CARESCAPE PDM |  |  |  | GE | Module, Multi-Parameter |  | MODULEMULTIPARAMETER-GE-CARESCAPE PDM |  | 10/1/19 | Verified 3/30/2020 4:07pm (Central) |  | Covered PM Repair - Biomedical | MHHS-TMC
NO | YES |  |  |  | 077-08896 | 077-08896 | GE Medical Systems | CARESCAPE PATIENT DATA MODULE |  | SA312059586GR | TMC-Children's-NICU (7Hp) | MHHS-TMC |  | Module, Multi-Parameter |  | 077-08896 | 077-08896 | TMC | MHHS-TMC | TMC-Children's-NICU (7Hp) |  | 3/25/19 |  |  |  | PHYSIOLOGIC MONITOR MODULES, MULTIPARAMETER |  | MODULEMULTIPARAMETER-GE-CARESCAPE PDM | MODULEMULTIPARAMETER | CARESCAPE PDM |  |  |  | GE | Module, Multi-Parameter |  | MODULEMULTIPARAMETER-GE-CARESCAPE PDM |  | 10/1/19 | Verified 3/30/2020 4:07pm (Central) |  | Covered PM Repair - Biomedical | MHHS-TMC
NO | YES |  |  |  | 077-08898 | 077-08898 | GE Medical Systems | CARESCAPE PATIENT DATA MODULE |  | SA308317119GR | TMC-Children's-NICU (7Hp) | MHHS-TMC |  | Module, Multi-Parameter |  | 077-08898 | 077-08898 | TMC | MHHS-TMC | TMC-Children's-NICU (7Hp) |  | 1/4/19 |  |  |  | PHYSIOLOGIC MONITOR MODULES, MULTIPARAMETER |  | MODULEMULTIPARAMETER-GE-CARESCAPE PDM | MODULEMULTIPARAMETER | CARESCAPE PDM |  |  |  | GE | Module, Multi-Parameter |  | MODULEMULTIPARAMETER-GE-CARESCAPE PDM |  | 10/1/19 | Verified 3/30/2020 4:07pm (Central) |  | Covered PM Repair - Biomedical | MHHS-TMC
NO | YES |  |  |  | 077-08900 | SEG15043669HX | GE Medical Systems | CARESCAPE PATIENT DATA MODULE |  | SA313105750GR | TMC-Children's-NICU (7Hp) | MHHS-TMC |  | Module, Multi-Parameter |  | 077-08900 | SEG15043669HX | TMC | MHHS-TMC | TMC-Children's-NICU (7Hp) | Memorial Hermann-Texas Medical Center NICU | 3/1/20 |  | 3/1/21 |  | PHYSIOLOGIC MONITOR MODULES, MULTIPARAMETER |  | MODULEMULTIPARAMETER-GE-CARESCAPE PDM | MODULEMULTIPARAMETER | CARESCAPE PDM |  |  |  | GE | Module, Multi-Parameter |  | MODULEMULTIPARAMETER-GE-CARESCAPE PDM |  | 4/1/20 |  |  | Not Covered Vendor Only - Biomedical | MHHS-TMC
NO | YES |  |  |  | 077-08579 | 077-08579 | GE Medical Systems | CARESCAPE PATIENT DATA MODULE |  | SA315079246GA | TMC-Children's-NICU/SCU (8Hp) | MHHS-TMC |  | Module, Multi-Parameter |  | 077-08579 | 077-08579 | TMC | MHHS-TMC | TMC-Children's-NICU/SCU (8Hp) |  | 1/31/19 |  |  |  | PHYSIOLOGIC MONITOR MODULES, MULTIPARAMETER |  | MODULEMULTIPARAMETER-GE-CARESCAPE PDM | MODULEMULTIPARAMETER | CARESCAPE PDM |  |  |  | GE | Module, Multi-Parameter |  | MODULEMULTIPARAMETER-GE-CARESCAPE PDM |  | 4/1/20 | Verified 3/30/2020 4:07pm (Central) |  | Not Covered Vendor Only - Biomedical | MHHS-TMC
NO | YES |  |  |  | 077-08581 | 077-08581 | GE Medical Systems | CARESCAPE PATIENT DATA MODULE |  | SA315079286GA | TMC-Children's-NICU/SCU (8Hp) | MHHS-TMC |  | Module, Multi-Parameter |  | 077-08581 | 077-08581 | TMC | MHHS-TMC | TMC-Children's-NICU/SCU (8Hp) |  | 1/31/19 |  |  |  | PHYSIOLOGIC MONITOR MODULES, MULTIPARAMETER |  | MODULEMULTIPARAMETER-GE-CARESCAPE PDM | MODULEMULTIPARAMETER | CARESCAPE PDM |  |  |  | GE | Module, Multi-Parameter |  | MODULEMULTIPARAMETER-GE-CARESCAPE PDM |  | 4/1/20 | Verified 3/30/2020 4:07pm (Central) |  | Not Covered Vendor Only - Biomedical | MHHS-TMC
NO | YES |  |  |  | 077-08589 | 077-08589 | GE Medical Systems | CARESCAPE PATIENT DATA MODULE |  | SA315079227GA | TMC-Children's-NICU/SCU (8Hp) | MHHS-TMC |  | Module, Multi-Parameter |  | 077-08589 | 077-08589 | TMC | MHHS-TMC | TMC-Children's-NICU/SCU (8Hp) |  | 1/9/19 |  |  |  | PHYSIOLOGIC MONITOR MODULES, MULTIPARAMETER |  | MODULEMULTIPARAMETER-GE-CARESCAPE PDM | MODULEMULTIPARAMETER | CARESCAPE PDM |  |  |  | GE | Module, Multi-Parameter |  | MODULEMULTIPARAMETER-GE-CARESCAPE PDM |  | 8/10/16 | Verified 3/30/2020 4:07pm (Central) |  | Covered PM Repair - Biomedical | MHHS-TMC
NO | YES |  |  |  | 077-08656 | 077-08656 | GE Medical Systems | CARESCAPE PATIENT DATA MODULE |  | SA308317134GR | TMC-Children's-NICU/SCU (8Hp) | MHHS-TMC |  | Module, Multi-Parameter |  | 077-08656 | 077-08656 | TMC | MHHS-TMC | TMC-Children's-NICU/SCU (8Hp) |  | 1/9/19 |  |  |  | PHYSIOLOGIC MONITOR MODULES, MULTIPARAMETER |  | MODULEMULTIPARAMETER-GE-CARESCAPE PDM | MODULEMULTIPARAMETER | CARESCAPE PDM |  |  |  | GE | Module, Multi-Parameter |  | MODULEMULTIPARAMETER-GE-CARESCAPE PDM |  | 10/1/13 | Verified 3/30/2020 4:07pm (Central) |  | Covered PM Repair - Biomedical | MHHS-TMC
NO | YES |  |  |  | 077-08768 | 077-08768 | GE Medical Systems | CARESCAPE PATIENT DATA MODULE |  | SA315112674GA | TMC-Children's-NICU/SCU (8Hp) | MHHS-TMC |  | Module, Multi-Parameter |  | 077-08768 | 077-08768 | TMC | MHHS-TMC | TMC-Children's-NICU/SCU (8Hp) |  | 1/19/19 |  |  |  | PHYSIOLOGIC MONITOR MODULES, MULTIPARAMETER |  | MODULEMULTIPARAMETER-GE-CARESCAPE PDM | MODULEMULTIPARAMETER | CARESCAPE PDM |  |  |  | GE | Module, Multi-Parameter |  | MODULEMULTIPARAMETER-GE-CARESCAPE PDM |  | 1/1/10 | Verified 3/30/2020 4:07pm (Central) |  | Covered PM Repair - Biomedical | MHHS-TMC
NO | YES |  |  |  | 077-08772 | 077-08772 | GE Medical Systems | CARESCAPE PATIENT DATA MODULE |  | SA315112633GA | TMC-Children's-NICU/SCU (8Hp) | MHHS-TMC |  | Module, Multi-Parameter |  | 077-08772 | 077-08772 | TMC | MHHS-TMC | TMC-Children's-NICU/SCU (8Hp) |  | 1/7/19 |  |  |  | PHYSIOLOGIC MONITOR MODULES, MULTIPARAMETER |  | MODULEMULTIPARAMETER-GE-CARESCAPE PDM | MODULEMULTIPARAMETER | CARESCAPE PDM |  |  |  | GE | Module, Multi-Parameter |  | MODULEMULTIPARAMETER-GE-CARESCAPE PDM |  |  | Verified 3/30/2020 4:07pm (Central) |  | Covered PM Repair - Biomedical | MHHS-TMC
NO | YES |  |  |  | 077-08773 | 077-08773 | GE Medical Systems | CARESCAPE PATIENT DATA MODULE |  | SA315112622GA | TMC-Children's-NICU/SCU (8Hp) | MHHS-TMC |  | Module, Multi-Parameter |  | 077-08773 | 077-08773 | TMC | MHHS-TMC | TMC-Children's-NICU/SCU (8Hp) |  | 1/19/19 |  |  |  | PHYSIOLOGIC MONITOR MODULES, MULTIPARAMETER |  | MODULEMULTIPARAMETER-GE-CARESCAPE PDM | MODULEMULTIPARAMETER | CARESCAPE PDM |  |  |  | GE | Module, Multi-Parameter |  | MODULEMULTIPARAMETER-GE-CARESCAPE PDM |  | 1/1/10 | Verified 3/30/2020 4:07pm (Central) |  | Covered PM Repair - Biomedical | MHHS-TMC
NO | YES |  |  |  | 077-08809 | 077-08809 | GE Medical Systems | CARESCAPE PATIENT DATA MODULE |  | SA315112692GA | TMC-Children's-NICU/SCU (8Hp) | MHHS-TMC |  | Module, Multi-Parameter |  | 077-08809 | 077-08809 | TMC | MHHS-TMC | TMC-Children's-NICU/SCU (8Hp) |  | 1/4/18 |  |  |  | PHYSIOLOGIC MONITOR MODULES, MULTIPARAMETER |  | MODULEMULTIPARAMETER-GE-CARESCAPE PDM | MODULEMULTIPARAMETER | CARESCAPE PDM |  |  |  | GE | Module, Multi-Parameter |  | MODULEMULTIPARAMETER-GE-CARESCAPE PDM |  |  | Verified 3/30/2020 4:07pm (Central) |  | Covered PM Repair - Biomedical | MHHS-TMC
NO | YES |  |  |  | 077-08836 | 077-08836 | GE Medical Systems | CARESCAPE PATIENT DATA MODULE |  | SA312397239GR | TMC-Children's-NICU/SCU (8Hp) | MHHS-TMC |  | Module, Multi-Parameter |  | 077-08836 | 077-08836 | TMC | MHHS-TMC | TMC-Children's-NICU/SCU (8Hp) |  | 3/29/19 |  |  |  | PHYSIOLOGIC MONITOR MODULES, MULTIPARAMETER |  | MODULEMULTIPARAMETER-GE-CARESCAPE PDM | MODULEMULTIPARAMETER | CARESCAPE PDM |  |  |  | GE | Module, Multi-Parameter |  | MODULEMULTIPARAMETER-GE-CARESCAPE PDM |  | 1/1/10 | Verified 3/30/2020 4:07pm (Central) |  | Covered PM Repair - Biomedical | MHHS-TMC
NO | YES |  |  |  | 077-08871 | 077-08871 | GE Medical Systems | CARESCAPE PATIENT DATA MODULE |  | SA315112523GA | TMC-Children's-NICU/SCU (8Hp) | MHHS-TMC |  | Module, Multi-Parameter |  | 077-08871 | 077-08871 | TMC | MHHS-TMC | TMC-Children's-NICU/SCU (8Hp) |  | 1/7/19 |  |  |  | PHYSIOLOGIC MONITOR MODULES, MULTIPARAMETER |  | MODULEMULTIPARAMETER-GE-CARESCAPE PDM | MODULEMULTIPARAMETER | CARESCAPE PDM |  |  |  | GE | Module, Multi-Parameter |  | MODULEMULTIPARAMETER-GE-CARESCAPE PDM |  | 1/1/10 | Verified 3/30/2020 4:07pm (Central) |  | Covered PM Repair - Biomedical | MHHS-TMC
NO | YES |  |  |  | 077-08890 | 077-08890 | GE Medical Systems | CARESCAPE PATIENT DATA MODULE |  | SA315112464GA | TMC-Children's-NICU/SCU (8Hp) | MHHS-TMC |  | Module, Multi-Parameter |  | 077-08890 | 077-08890 | TMC | MHHS-TMC | TMC-Children's-NICU/SCU (8Hp) |  | 1/9/19 |  |  |  | PHYSIOLOGIC MONITOR MODULES, MULTIPARAMETER |  | MODULEMULTIPARAMETER-GE-CARESCAPE PDM | MODULEMULTIPARAMETER | CARESCAPE PDM |  |  |  | GE | Module, Multi-Parameter |  | MODULEMULTIPARAMETER-GE-CARESCAPE PDM |  |  | Verified 3/30/2020 4:07pm (Central) |  | Covered PM Repair - Biomedical | MHHS-TMC
NO | YES |  |  |  | 069-41161 | 069-41161 | GE Medical Systems | CARESCAPE PATIENT DATA MODULE |  | SA309405901GR | TMC-HVI-CIMU (4Hvi) | MHHS-TMC |  | Module, Multi-Parameter |  | 069-41161 | 069-41161 | TMC | MHHS-TMC | TMC-HVI-CIMU (4Hvi) | TMC - HVI - CIMU (4HVI) | 8/1/19 |  | 8/1/20 |  | PHYSIOLOGIC MONITOR MODULES, MULTIPARAMETER | Module, Multi-Parameter | MODULEMULTIPARAMETER-GE-CARESCAPE PDM | MODULEMULTIPARAMETER | CARESCAPE PDM |  |  |  | GE | Module, Multi-Parameter |  | MODULEMULTIPARAMETER-GE-CARESCAPE PDM |  | 1/1/10 |  | MMP-A | Covered PM Repair - Biomedical | MHHS-TMC | [8 empty] | MODULEMULTIPARAMETER | Module, Multi-Parameter | GE
NO | YES |  |  |  | 069-41163 | 069-41163 | GE Medical Systems | CARESCAPE PATIENT DATA MODULE |  | SA310444272GR | TMC-Cullen-IMU (3C) | MHHS-TMC |  | Module, Multi-Parameter |  | 069-41163 | 069-41163 | TMC | MHHS-TMC | TMC-Cullen-IMU (3C) |  | 11/13/19 |  |  |  | PHYSIOLOGIC MONITOR MODULES, MULTIPARAMETER | Module, Multi-Parameter | MODULEMULTIPARAMETER-GE-CARESCAPE PDM | MODULEMULTIPARAMETER | CARESCAPE PDM |  |  |  | GE | Module, Multi-Parameter |  | MODULEMULTIPARAMETER-GE-CARESCAPE PDM |  | 1/1/10 | Finished from Script 3/27/2020 12:11:52pm (Central) | MMP-A | Covered PM Repair - Biomedical | MHHS-TMC | [8 empty] | MODULEMULTIPARAMETER | Module, Multi-Parameter | GE
NO | YES |  |  |  | 069-41164 | 069-41164 | GE Medical Systems | CARESCAPE PATIENT DATA MODULE |  | SA311327909GR | Cullen-floor 2 | MHHS-TMC |  | Module, Multi-Parameter |  | 069-41164 | 069-41164 | TMC | Memorial Hermann-Texas Medical Center | Cullen-floor 2 | Micu 5 | 9/1/19 |  | 9/1/20 |  | PHYSIOLOGIC MONITOR MODULES, MULTIPARAMETER | Module, Multi-Parameter | MODULEMULTIPARAMETER-GE-CARESCAPE PDM | MODULEMULTIPARAMETER | CARESCAPE PDM |  |  |  | GE | Module, Multi-Parameter |  | MODULEMULTIPARAMETER-GE-CARESCAPE PDM |  | 1/1/10 |  | MMP-A | Covered PM Repair - Biomedical | MHHS-TMC | [8 empty] | MODULEMULTIPARAMETER | Module, Multi-Parameter | GE
NO | YES |  |  |  | 069-36968 | 069-36968 | GE Medical Systems | CARESCAPE PATIENT DATA MODULE |  | SA309334809GR | TMC-HVI-Heart Failure ICU (5Hvi) | MHHS-TMC |  | Module, Multi-Parameter |  | 069-36968 | 069-36968 | TMC | MHHS-TMC | TMC-HVI-Heart Failure ICU (5Hvi) |  | 11/1/19 |  | 11/1/20 |  | PHYSIOLOGIC MONITOR MODULES, MULTIPARAMETER | Module, Multi-Parameter | MODULEMULTIPARAMETER-GE-CARESCAPE PDM | MODULEMULTIPARAMETER | CARESCAPE PDM |  |  |  | GE | Module, Multi-Parameter |  | MODULEMULTIPARAMETER-GE-CARESCAPE PDM |  | 1/1/10 |  | MMP-A | Covered PM Repair - Biomedical | MHHS-TMC | [8 empty] | MODULEMULTIPARAMETER | Module, Multi-Parameter | GE
NO | YES |  |  |  | 069-36972 |  | GE Medical Systems | CARESCAPE PATIENT DATA MODULE |  | SA311142679GR | TMC-HVI-CIMU (4Hvi) | MHHS-TMC |  | Module, Multi-Parameter |  | 069-36972 |  | TMC | MHHS-TMC | TMC-HVI-CIMU (4Hvi) | CIMU 03 | 8/1/19 |  | 8/1/20 |  | PHYSIOLOGIC MONITOR MODULES, MULTIPARAMETER | Module, Multi-Parameter | MODULEMULTIPARAMETER-GE-CARESCAPE PDM | MODULEMULTIPARAMETER | CARESCAPE PDM |  |  |  | GE | Module, Multi-Parameter |  | MODULEMULTIPARAMETER-GE-CARESCAPE PDM |  | 1/1/10 |  | MMP-A | Covered PM Repair - Biomedical | MHHS-TMC | [8 empty] | MODULEMULTIPARAMETER | Module, Multi-Parameter | GE
NO | YES |  |  |  | 069-36975 | 069-36975 | GE Medical Systems | CARESCAPE PATIENT DATA MODULE |  | SA311163799GR | TMC-Jones-Neuro ICU (7J) | MHHS-TMC |  | Module, Multi-Parameter |  | 069-36975 | 069-36975 | TMC | MHHS-TMC | TMC-Jones-Neuro ICU (7J) | J7 04 | 12/1/19 |  | 12/1/20 |  | PHYSIOLOGIC MONITOR MODULES, MULTIPARAMETER | Module, Multi-Parameter | MODULEMULTIPARAMETER-GE-CARESCAPE PDM | MODULEMULTIPARAMETER | CARESCAPE PDM |  |  |  | GE | Module, Multi-Parameter |  | MODULEMULTIPARAMETER-GE-CARESCAPE PDM |  |  |  | MMP-A | Covered PM Repair - Biomedical | MHHS-TMC | [8 empty] | MODULEMULTIPARAMETER | Module, Multi-Parameter | GE
NO | YES |  |  |  | 069-39154 | 069-39154 | GE Medical Systems | CARESCAPE PATIENT DATA MODULE |  | SA312070356GR | TMC-HVI-Heart Failure ICU (5Hvi) | MHHS-TMC |  | Module, Multi-Parameter |  | 069-39154 | 069-39154 | TMC | MHHS-TMC | TMC-HVI-Heart Failure ICU (5Hvi) |  | 8/1/19 |  | 8/1/20 |  | PHYSIOLOGIC MONITOR MODULES, MULTIPARAMETER | Module, Multi-Parameter | MODULEMULTIPARAMETER-GE-CARESCAPE PDM | MODULEMULTIPARAMETER | CARESCAPE PDM |  |  |  | GE | Module, Multi-Parameter |  | MODULEMULTIPARAMETER-GE-CARESCAPE PDM |  | 2/4/20 |  | MMP-A | Not Covered Vendor Only - Biomedical | MHHS-TMC | [8 empty] | MODULEMULTIPARAMETER | Module, Multi-Parameter | GE
NO | YES |  |  |  | 069-41446 | 069-41446 | GE Medical Systems | CARESCAPE PATIENT DATA MODULE |  | SA307190755GR | ER | MHHS-TMC |  | Module, Multi-Parameter |  | 069-41446 | 069-41446 | TMC | Memorial Hermann-Texas Medical Center | ER | Trama 8 | 10/1/19 |  | 10/1/20 |  | PHYSIOLOGIC MONITOR MODULES, MULTIPARAMETER | Module, Multi-Parameter | MODULEMULTIPARAMETER-GE-CARESCAPE PDM | MODULEMULTIPARAMETER | CARESCAPE PDM |  |  |  | GE | Module, Multi-Parameter |  | MODULEMULTIPARAMETER-GE-CARESCAPE PDM |  | 2/4/20 |  | MMP-A | Not Covered Vendor Only - Biomedical | MHHS-TMC | [8 empty] | MODULEMULTIPARAMETER | Module, Multi-Parameter | GE
NO | YES |  |  |  | 069-36976 | 069-36976 | GE Medical Systems | CARESCAPE PATIENT DATA MODULE |  | SA311184446GR | TMC-Sarofim 1-Adult ER | MHHS-TMC |  | Module, Multi-Parameter |  | 069-36976 | 069-36976 | TMC | MHHS-TMC | TMC-Sarofim 1-Adult ER | Trauma 12 | 10/1/19 |  | 10/1/20 |  | PHYSIOLOGIC MONITOR MODULES, MULTIPARAMETER | Module, Multi-Parameter | MODULEMULTIPARAMETER-GE-CARESCAPE PDM | MODULEMULTIPARAMETER | CARESCAPE PDM |  |  |  | GE | Module, Multi-Parameter |  | MODULEMULTIPARAMETER-GE-CARESCAPE PDM |  | 6/26/14 |  | MMP-A | Covered PM Repair - Biomedical | MHHS-TMC | [8 empty] | MODULEMULTIPARAMETER | Module, Multi-Parameter | GE
NO | YES |  |  |  | 069-39148 | 069-39148 | GE Medical Systems | CARESCAPE PATIENT DATA MODULE |  | SA312070200GR | TMC-Sarofim 1-Adult ER | MHHS-TMC |  | Module, Multi-Parameter |  | 069-39148 | 069-39148 | TMC | MHHS-TMC | TMC-Sarofim 1-Adult ER | Er 7 | 10/1/19 |  | 10/1/20 |  | PHYSIOLOGIC MONITOR MODULES, MULTIPARAMETER | Module, Multi-Parameter | MODULEMULTIPARAMETER-GE-CARESCAPE PDM | MODULEMULTIPARAMETER | CARESCAPE PDM |  |  |  | GE | Module, Multi-Parameter |  | MODULEMULTIPARAMETER-GE-CARESCAPE PDM |  |  |  | MMP-A | Covered PM Repair - Biomedical | MHHS-TMC | [8 empty] | MODULEMULTIPARAMETER | Module, Multi-Parameter | GE
NO | YES |  |  |  | 069-43229 | 069-43229 | GE Medical Systems | CARESCAPE PATIENT DATA MODULE |  | SA310455032GR | TWC | MHHS-TMC |  | Module, Multi-Parameter |  | 069-43229 | 069-43229 | TMC | Memorial Hermann-Texas Medical Center | TWC | Adult Dialysis | 7/1/19 |  | 7/1/20 |  | PHYSIOLOGIC MONITOR MODULES, MULTIPARAMETER | Module, Multi-Parameter | MODULEMULTIPARAMETER-GE-CARESCAPE PDM | MODULEMULTIPARAMETER | CARESCAPE PDM |  |  |  | GE | Module, Multi-Parameter |  | MODULEMULTIPARAMETER-GE-CARESCAPE PDM |  |  |  | MMP-A | Covered PM Repair - Biomedical | MHHS-TMC | [8 empty] | MODULEMULTIPARAMETER | Module, Multi-Parameter | GE
NO | YES |  |  |  | 069-43230 | 069-43230 | GE Medical Systems | CARESCAPE PATIENT DATA MODULE |  | SA308409205GR | TMC-Dialysis-Adult (9J) | MHHS-TMC |  | Module, Multi-Parameter |  | 069-43230 | 069-43230 | TMC | MHHS-TMC | TMC-Dialysis-Adult (9J) |  | 7/16/19 |  |  |  | PHYSIOLOGIC MONITOR MODULES, MULTIPARAMETER |  | MODULEMULTIPARAMETER-GE-CARESCAPE PDM | MODULEMULTIPARAMETER | CARESCAPE PDM |  |  |  | GE | Module, Multi-Parameter |  | MODULEMULTIPARAMETER-GE-CARESCAPE PDM |  | 6/26/14 | Verified 3/29/2020 11:26:am (Central) |  | Covered PM Repair - Biomedical | MHHS-TMC
NO | YES |  |  |  | 069-43231 | 069-43231 | GE Medical Systems | CARESCAPE PATIENT DATA MODULE |  | SA309122772GR | TMC-Jones-Apheresis (9J) | MHHS-TMC |  | Module, Multi-Parameter |  | 069-43231 | 069-43231 | TMC | MHHS-TMC | TMC-Jones-Apheresis (9J) | Dialysis | 7/1/19 |  | 7/1/20 |  | PHYSIOLOGIC MONITOR MODULES, MULTIPARAMETER | Module, Multi-Parameter | MODULEMULTIPARAMETER-GE-CARESCAPE PDM | MODULEMULTIPARAMETER | CARESCAPE PDM |  |  |  | GE | Module, Multi-Parameter |  | MODULEMULTIPARAMETER-GE-CARESCAPE PDM |  | 6/26/14 |  | MMP-A | Covered PM Repair - Biomedical | MHHS-TMC | [8 empty] | MODULEMULTIPARAMETER | Module, Multi-Parameter | GE
NO | YES |  |  |  | 069-43232 | 069-43232 | GE Medical Systems | CARESCAPE PATIENT DATA MODULE |  | SA309476867GR | Dialsys | MHHS-TMC |  | Module, Multi-Parameter |  | 069-43232 | 069-43232 | TMC | Memorial Hermann-Texas Medical Center | Dialsys | J9486 | 7/1/19 |  | 7/1/20 |  | PHYSIOLOGIC MONITOR MODULES, MULTIPARAMETER | Module, Multi-Parameter | MODULEMULTIPARAMETER-GE-CARESCAPE PDM | MODULEMULTIPARAMETER | CARESCAPE PDM |  |  |  | GE | Module, Multi-Parameter |  | MODULEMULTIPARAMETER-GE-CARESCAPE PDM |  | 6/26/14 |  | MMP-A | Covered PM Repair - Biomedical | MHHS-TMC | [8 empty] | MODULEMULTIPARAMETER | Module, Multi-Parameter | GE
NO | YES |  |  |  | 069-43244 | 069-43244 | GE Medical Systems | CARESCAPE PATIENT DATA MODULE |  | SA311184481GR | TMC-Dialysis-Adult (9J) | MHHS-TMC |  | Module, Multi-Parameter |  | 069-43244 | 069-43244 | TMC | MHHS-TMC | TMC-Dialysis-Adult (9J) | J9 486 | 7/1/19 |  | 7/1/20 |  | PHYSIOLOGIC MONITOR MODULES, MULTIPARAMETER | Module, Multi-Parameter | MODULEMULTIPARAMETER-GE-CARESCAPE PDM | MODULEMULTIPARAMETER | CARESCAPE PDM |  |  |  | GE | Module, Multi-Parameter |  | MODULEMULTIPARAMETER-GE-CARESCAPE PDM |  | 6/26/14 |  | MMP-A | Covered PM Repair - Biomedical | MHHS-TMC | [8 empty] | MODULEMULTIPARAMETER | Module, Multi-Parameter | GE
NO | YES |  |  |  | 069-43245 | 069-43245 | GE Medical Systems | CARESCAPE PATIENT DATA MODULE |  | SA310392997GR | Bay 3 | MHHS-TMC |  | Module, Multi-Parameter |  | 069-43245 | 069-43245 | TMC | Memorial Hermann-Texas Medical Center | Bay 3 | West Cullen TMC | 7/1/19 |  | 7/1/20 |  | PHYSIOLOGIC MONITOR MODULES, MULTIPARAMETER | Module, Multi-Parameter | MODULEMULTIPARAMETER-GE-CARESCAPE PDM | MODULEMULTIPARAMETER | CARESCAPE PDM |  |  |  | GE | Module, Multi-Parameter |  | MODULEMULTIPARAMETER-GE-CARESCAPE PDM |  | 7/1/12 |  | MMP-A | Covered PM Repair - Biomedical | MHHS-TMC | [8 empty] | MODULEMULTIPARAMETER | Module, Multi-Parameter | GE
NO | YES |  |  |  | 069-43246 | 069-43246 | GE Medical Systems | CARESCAPE PATIENT DATA MODULE |  | SA310423933GR | TMC-Dialysis-Adult (9J) | MHHS-TMC |  | Module, Multi-Parameter |  | 069-43246 | 069-43246 | TMC | MHHS-TMC | TMC-Dialysis-Adult (9J) |  | 7/16/19 |  |  |  | PHYSIOLOGIC MONITOR MODULES, MULTIPARAMETER |  | MODULEMULTIPARAMETER-GE-CARESCAPE PDM | MODULEMULTIPARAMETER | CARESCAPE PDM |  |  |  | GE | Module, Multi-Parameter |  | MODULEMULTIPARAMETER-GE-CARESCAPE PDM |  | 1/1/10 | Verified 3/29/2020 11:26:am (Central) |  | Covered PM Repair - Biomedical | MHHS-TMC
NO | YES |  |  |  | 069-43247 | 069-43247 | GE Medical Systems | CARESCAPE PATIENT DATA MODULE |  | SA310058747GR | TMC-Dialysis-Adult (9J) | MHHS-TMC |  | Module, Multi-Parameter |  | 069-43247 | 069-43247 | TMC | MHHS-TMC | TMC-Dialysis-Adult (9J) |  | 7/16/19 |  |  |  | PHYSIOLOGIC MONITOR MODULES, MULTIPARAMETER |  | MODULEMULTIPARAMETER-GE-CARESCAPE PDM | MODULEMULTIPARAMETER | CARESCAPE PDM |  |  |  | GE | Module, Multi-Parameter |  | MODULEMULTIPARAMETER-GE-CARESCAPE PDM |  | 1/1/10 | Verified 3/29/2020 11:26:am (Central) |  | Covered PM Repair - Biomedical | MHHS-TMC
NO | YES |  |  |  | 069-43248 | 069-43248 | GE Medical Systems | CARESCAPE PATIENT DATA MODULE |  | SA310372173GR | MICU 09 | MHHS-TMC |  | Module, Multi-Parameter |  | 069-43248 | 069-43248 | TMC | Memorial Hermann-Texas Medical Center | MICU 09 | West Cullen TMC | 7/1/19 |  | 7/1/20 |  | PHYSIOLOGIC MONITOR MODULES, MULTIPARAMETER | Module, Multi-Parameter | MODULEMULTIPARAMETER-GE-CARESCAPE PDM | MODULEMULTIPARAMETER | CARESCAPE PDM |  |  |  | GE | Module, Multi-Parameter |  | MODULEMULTIPARAMETER-GE-CARESCAPE PDM |  | 7/1/12 |  | MMP-A | Covered PM Repair - Biomedical | MHHS-TMC | [8 empty] | MODULEMULTIPARAMETER | Module, Multi-Parameter | GE
NO | YES |  |  |  | 069-43274 | 069-43274 | GE Medical Systems | CARESCAPE PATIENT DATA MODULE |  | SA309365127GR | TWC | MHHS-TMC |  | Module, Multi-Parameter |  | 069-43274 | 069-43274 | TMC | Memorial Hermann Heart | TWC | CVIMU Suite 15 | 8/1/18 |  | 8/1/19 | Past due | PHYSIOLOGIC MONITOR MODULES, MULTIPARAMETER | Module, Multi-Parameter | MODULEMULTIPARAMETER-GE-CARESCAPE PDM | MODULEMULTIPARAMETER | CARESCAPE PDM |  |  |  | GE | Module, Multi-Parameter |  | MODULEMULTIPARAMETER-GE-CARESCAPE PDM |  | 7/1/12 |  | MMP-A | Covered PM Repair - Biomedical | MHHS-TMC | [8 empty] | MODULEMULTIPARAMETER | Module, Multi-Parameter | GE
NO | YES |  |  |  | 069-43276 | 069-43276 | GE Medical Systems | CARESCAPE PATIENT DATA MODULE |  | SA310434213GR | TMC-Gi/Endo-Adult (1J) | MHHS-TMC |  | Module, Multi-Parameter |  | 069-43276 | 069-43276 | TMC | MHHS-TMC | TMC-Gi/Endo-Adult (1J) |  | 8/1/19 |  | 8/1/20 |  | PHYSIOLOGIC MONITOR MODULES, MULTIPARAMETER | Module, Multi-Parameter | MODULEMULTIPARAMETER-GE-CARESCAPE PDM | MODULEMULTIPARAMETER | CARESCAPE PDM |  |  |  | GE | Module, Multi-Parameter |  | MODULEMULTIPARAMETER-GE-CARESCAPE PDM |  | 1/1/10 |  | MMP-A | Covered PM Repair - Biomedical | MHHS-TMC | [8 empty] | MODULEMULTIPARAMETER | Module, Multi-Parameter | GE
NO | YES |  |  |  | 069-44309 | 069-44309 | GE Medical Systems | CARESCAPE PATIENT DATA MODULE |  | SA317380363SA | TMC-Gi/Endo-Adult (1J) | MHHS-TMC |  | Module, Multi-Parameter |  | 069-44309 | 069-44309 | TMC | MHHS-TMC | TMC-Gi/Endo-Adult (1J) | Bay | 2/1/20 |  | 2/1/21 |  | PHYSIOLOGIC MONITOR MODULES, MULTIPARAMETER |  | MODULEMULTIPARAMETER-GE-CARESCAPE PDM | MODULEMULTIPARAMETER | CARESCAPE PDM |  |  |  | GE | Module, Multi-Parameter |  | MODULEMULTIPARAMETER-GE-CARESCAPE PDM |  |  |  |  | Covered PM Repair - Biomedical | MHHS-TMC
NO | YES |  |  |  | 069-38997 | 069-38997 | GE Medical Systems | CARESCAPE PATIENT DATA MODULE |  | SA312070291GR | ER | MHHS-TMC |  | Module, Multi-Parameter |  | 069-38997 | 069-38997 | TMC | Memorial Hermann-Texas Medical Center | ER | Trama 13 | 7/1/19 |  | 7/1/20 |  | PHYSIOLOGIC MONITOR MODULES, MULTIPARAMETER | Module, Multi-Parameter | MODULEMULTIPARAMETER-GE-CARESCAPE PDM | MODULEMULTIPARAMETER | CARESCAPE PDM |  |  |  | GE | Module, Multi-Parameter |  | MODULEMULTIPARAMETER-GE-CARESCAPE PDM |  | 1/1/10 |  | MMP-A | Covered PM Repair - Biomedical | MHHS-TMC | [8 empty] | MODULEMULTIPARAMETER | Module, Multi-Parameter | GE
NO | YES |  |  |  | 069-38998 | 069-38998 | GE Medical Systems | CARESCAPE PATIENT DATA MODULE |  | SA312070311GR | TMC-Cullen-MICU (2C) | MHHS-TMC |  | Module, Multi-Parameter |  | 069-38998 | 069-38998 | TMC | MHHS-TMC | TMC-Cullen-MICU (2C) | MICU | 7/1/19 |  | 7/1/20 |  | PHYSIOLOGIC MONITOR MODULES, MULTIPARAMETER | Module, Multi-Parameter | MODULEMULTIPARAMETER-GE-CARESCAPE PDM | MODULEMULTIPARAMETER | CARESCAPE PDM |  |  |  | GE | Module, Multi-Parameter |  | MODULEMULTIPARAMETER-GE-CARESCAPE PDM |  | 1/1/10 |  | MMP-A | Covered PM Repair - Biomedical | MHHS-TMC | [8 empty] | MODULEMULTIPARAMETER | Module, Multi-Parameter | GE
NO | YES |  |  |  | 069-38999 | 069-38999 | GE Medical Systems | CARESCAPE PATIENT DATA MODULE |  | SA311101404GR | TMC-Hermann-Adult ER (1Hp) | MHHS-TMC |  | Module, Multi-Parameter |  | 069-38999 | 069-38999 | TMC | MHHS-TMC | TMC-Hermann-Adult ER (1Hp) |  | 7/29/19 |  |  |  | PHYSIOLOGIC MONITOR MODULES, MULTIPARAMETER | Module, Multi-Parameter | MODULEMULTIPARAMETER-GE-CARESCAPE PDM | MODULEMULTIPARAMETER | CARESCAPE PDM |  |  |  | GE | Module, Multi-Parameter |  | MODULEMULTIPARAMETER-GE-CARESCAPE PDM |  | 1/1/10 | Finished from Script 3/27/2020 12:11:52pm (Central) | MMP-A | Covered PM Repair - Biomedical | MHHS-TMC | [8 empty] | MODULEMULTIPARAMETER | Module, Multi-Parameter | GE
NO | YES |  |  |  | 069-39003 | 069-39003 | GE Medical Systems | CARESCAPE PATIENT DATA MODULE |  | SA311121768GR | TMC-Sarofim 1-Adult ER | MHHS-TMC |  | Module, Multi-Parameter |  | 069-39003 | 069-39003 | TMC | MHHS-TMC | TMC-Sarofim 1-Adult ER | Trauma 12 | 7/1/19 |  | 7/1/20 |  | PHYSIOLOGIC MONITOR MODULES, MULTIPARAMETER | Module, Multi-Parameter | MODULEMULTIPARAMETER-GE-CARESCAPE PDM | MODULEMULTIPARAMETER | CARESCAPE PDM |  |  |  | GE | Module, Multi-Parameter |  | MODULEMULTIPARAMETER-GE-CARESCAPE PDM |  | 1/1/10 |  | MMP-A | Covered PM Repair - Biomedical | MHHS-TMC | [8 empty] | MODULEMULTIPARAMETER | Module, Multi-Parameter | GE
NO | YES |  |  |  | 069-39007 | 069-39007 | GE Medical Systems | CARESCAPE PATIENT DATA MODULE |  | SA311246393GR | TMC-Hermann-Adult ER (1Hp) | MHHS-TMC |  | Module, Multi-Parameter |  | 069-39007 | 069-39007 | TMC | MHHS-TMC | TMC-Hermann-Adult ER (1Hp) | TMC - HERMANN - ADULTER ER | 7/1/19 |  | 7/1/20 |  | PHYSIOLOGIC MONITOR MODULES, MULTIPARAMETER | Module, Multi-Parameter | MODULEMULTIPARAMETER-GE-CARESCAPE PDM | MODULEMULTIPARAMETER | CARESCAPE PDM |  |  |  | GE | Module, Multi-Parameter |  | MODULEMULTIPARAMETER-GE-CARESCAPE PDM |  | 1/1/10 |  | MMP-A | Covered PM Repair - Biomedical | MHHS-TMC | [8 empty] | MODULEMULTIPARAMETER | Module, Multi-Parameter | GE
NO | YES |  |  |  | 069-39009 | 069-39009 | GE Medical Systems | CARESCAPE PATIENT DATA MODULE |  | SA311142746GR | 8th Floor Medical ICU | MHHS-TMC |  | Module, Multi-Parameter |  | 069-39009 | 069-39009 | TMC | Memorial Hermann-Texas Medical Center | 8th Floor Medical ICU | S801 | 7/1/19 |  | 7/1/20 |  | PHYSIOLOGIC MONITOR MODULES, MULTIPARAMETER |  | MODULEMULTIPARAMETER-GE-CARESCAPE PDM | MODULEMULTIPARAMETER | CARESCAPE PDM |  |  |  | GE | Module, Multi-Parameter |  | MODULEMULTIPARAMETER-GE-CARESCAPE PDM |  | 1/1/10 |  |  | Covered PM Repair - Biomedical | MHHS-TMC
NO | YES |  |  |  | 069-39010 | 069-39010 | GE Medical Systems | CARESCAPE PATIENT DATA MODULE |  | SA311428100GR | TMC-Hermann-Pedi ER (1Hp) | MHHS-TMC |  | Module, Multi-Parameter |  | 069-39010 | 069-39010 | TMC | MHHS-TMC | TMC-Hermann-Pedi ER (1Hp) | TMC - HERMANN - PEDI ER (1HP) | 7/1/19 |  | 7/1/20 |  | PHYSIOLOGIC MONITOR MODULES, MULTIPARAMETER | Module, Multi-Parameter | MODULEMULTIPARAMETER-GE-CARESCAPE PDM | MODULEMULTIPARAMETER | CARESCAPE PDM |  |  |  | GE | Module, Multi-Parameter |  | MODULEMULTIPARAMETER-GE-CARESCAPE PDM |  | 1/1/10 |  | MMP-A | Covered PM Repair - Biomedical | MHHS-TMC | [8 empty] | MODULEMULTIPARAMETER | Module, Multi-Parameter | GE
NO | YES |  |  |  | 069-39205 | 069-39205 | GE Medical Systems | CARESCAPE PATIENT DATA MODULE |  | SA311428153GR | TMC-HVI-CCU (4Hvi) | MHHS-TMC |  | Module, Multi-Parameter |  | 069-39205 | 069-39205 | TMC | MHHS-TMC | TMC-HVI-CCU (4Hvi) |  | 7/1/19 |  | 7/1/20 |  | PHYSIOLOGIC MONITOR MODULES, MULTIPARAMETER | Module, Multi-Parameter | MODULEMULTIPARAMETER-GE-CARESCAPE PDM | MODULEMULTIPARAMETER | CARESCAPE PDM |  |  |  | GE | Module, Multi-Parameter |  | MODULEMULTIPARAMETER-GE-CARESCAPE PDM |  |  |  | MMP-A | Covered PM Repair - Biomedical | MHHS-TMC | [8 empty] | MODULEMULTIPARAMETER | Module, Multi-Parameter | GE
NO | YES |  |  |  | 069-39209 | 069-39209 | GE Medical Systems | CARESCAPE PATIENT DATA MODULE |  | SA311101427GR | TMC - HERMANN - RTA | MHHS-TMC |  | Module, Multi-Parameter |  | 069-39209 | 069-39209 | TMC | Memorial Hermann-Texas Medical Center | TMC - HERMANN - RTA | Pedi pacu 7 | 7/1/19 |  | 7/1/20 |  | PHYSIOLOGIC MONITOR MODULES, MULTIPARAMETER | Module, Multi-Parameter | MODULEMULTIPARAMETER-GE-CARESCAPE PDM | MODULEMULTIPARAMETER | CARESCAPE PDM |  |  |  | GE | Module, Multi-Parameter |  | MODULEMULTIPARAMETER-GE-CARESCAPE PDM |  | 1/1/10 |  | MMP-A | Covered PM Repair - Biomedical | MHHS-TMC | [8 empty] | MODULEMULTIPARAMETER | Module, Multi-Parameter | GE
NO | YES |  |  |  | 069-39210 | 069-39210 | GE Medical Systems | CARESCAPE PATIENT DATA MODULE |  | SA311101112GR | IR | MHHS-TMC |  | Module, Multi-Parameter |  | 069-39210 | 069-39210 | TMC | Memorial Hermann-Texas Medical Center | IR | IR Holding | 11/1/19 |  |  |  | PHYSIOLOGIC MONITOR MODULES, MULTIPARAMETER |  | MODULEMULTIPARAMETER-GE-CARESCAPE PDM | MODULEMULTIPARAMETER | CARESCAPE PDM |  |  |  | GE | Module, Multi-Parameter |  | MODULEMULTIPARAMETER-GE-CARESCAPE PDM |  | 1/1/10 |  |  | Covered PM Repair - Biomedical | MHHS-TMC
NO | YES |  |  |  | 069-39211 | 069-39211 | GE Medical Systems | CARESCAPE PATIENT DATA MODULE |  | SA311337990GR | TMC-PACU-Pedi (2Hp) | MHHS-TMC |  | Module, Multi-Parameter |  | 069-39211 | 069-39211 | TMC | MHHS-TMC | TMC-PACU-Pedi (2Hp) | Room 9 | 7/1/19 |  | 7/1/20 |  | PHYSIOLOGIC MONITOR MODULES, MULTIPARAMETER | Module, Multi-Parameter | MODULEMULTIPARAMETER-GE-CARESCAPE PDM | MODULEMULTIPARAMETER | CARESCAPE PDM |  |  |  | GE | Module, Multi-Parameter |  | MODULEMULTIPARAMETER-GE-CARESCAPE PDM |  | 1/1/10 |  | MMP-A | Covered PM Repair - Biomedical | MHHS-TMC | [8 empty] | MODULEMULTIPARAMETER | Module, Multi-Parameter | GE
NO | YES |  |  |  | 069-39212 | 069-39212 | GE Medical Systems | CARESCAPE PATIENT DATA MODULE |  | SA310038398GR | TMC-Hermann-Pedi ER (1Hp) | MHHS-TMC |  | Module, Multi-Parameter |  | 069-39212 | 069-39212 | TMC | MHHS-TMC | TMC-Hermann-Pedi ER (1Hp) | TMC - HERMANN - PEDI ER (1HP) | 7/1/19 |  | 7/1/20 |  | PHYSIOLOGIC MONITOR MODULES, MULTIPARAMETER | Module, Multi-Parameter | MODULEMULTIPARAMETER-GE-CARESCAPE PDM | MODULEMULTIPARAMETER | CARESCAPE PDM |  |  |  | GE | Module, Multi-Parameter |  | MODULEMULTIPARAMETER-GE-CARESCAPE PDM |  |  |  | MMP-A | Covered PM Repair - Biomedical | MHHS-TMC | [8 empty] | MODULEMULTIPARAMETER | Module, Multi-Parameter | GE
NO | YES |  |  |  | 069-39214 | 069-39214 | GE Medical Systems | CARESCAPE PATIENT DATA MODULE |  | SA311132496GR | TWC | MHHS-TMC |  | Module, Multi-Parameter |  | 069-39214 | 069-39214 | TMC | Memorial Hermann-Texas Medical Center | TWC | Pedi Pacu 4 | 7/1/19 |  | 7/1/20 |  | PHYSIOLOGIC MONITOR MODULES, MULTIPARAMETER | Module, Multi-Parameter | MODULEMULTIPARAMETER-GE-CARESCAPE PDM | MODULEMULTIPARAMETER | CARESCAPE PDM |  |  |  | GE | Module, Multi-Parameter |  | MODULEMULTIPARAMETER-GE-CARESCAPE PDM |  |  |  | MMP-A | Covered PM Repair - Biomedical | MHHS-TMC | [8 empty] | MODULEMULTIPARAMETER | Module, Multi-Parameter | GE
NO | YES |  |  |  | 069-39547 | 069-39547 | GE Medical Systems | CARESCAPE PATIENT DATA MODULE |  | SA313513804GA | TMC-Cullen-IMU (3C) | MHHS-TMC |  | Module, Multi-Parameter |  | 069-39547 | 069-39547 | TMC | MHHS-TMC | TMC-Cullen-IMU (3C) |  | 12/1/19 |  | 12/1/20 |  | PHYSIOLOGIC MONITOR MODULES, MULTIPARAMETER | Module, Multi-Parameter | MODULEMULTIPARAMETER-GE-CARESCAPE PDM | MODULEMULTIPARAMETER | CARESCAPE PDM |  |  |  | GE | Module, Multi-Parameter |  | MODULEMULTIPARAMETER-GE-CARESCAPE PDM |  | 1/1/10 |  | MMP-A | Covered PM Repair - Biomedical | MHHS-TMC | [8 empty] | MODULEMULTIPARAMETER | Module, Multi-Parameter | GE
NO | YES |  |  |  | 069-40572 | 069-40572 | GE Medical Systems | CARESCAPE PATIENT DATA MODULE |  | SA309042183GR | TWC | MHHS-TMC |  | Module, Multi-Parameter |  | 069-40572 | 069-40572 | TMC | Memorial Hermann-Texas Medical Center | TWC | Pedi Pacu 1 Isolation | 7/1/19 |  | 7/1/20 |  | PHYSIOLOGIC MONITOR MODULES, MULTIPARAMETER | Module, Multi-Parameter | MODULEMULTIPARAMETER-GE-CARESCAPE PDM | MODULEMULTIPARAMETER | CARESCAPE PDM |  |  |  | GE | Module, Multi-Parameter |  | MODULEMULTIPARAMETER-GE-CARESCAPE PDM |  | 1/1/10 |  | MMP-A | Covered PM Repair - Biomedical | MHHS-TMC | [8 empty] | MODULEMULTIPARAMETER | Module, Multi-Parameter | GE
NO | YES |  |  |  | 069-39435 | 069-39435 | GE Medical Systems | CARESCAPE PATIENT DATA MODULE |  | SA314097033GA | TMC-Hermann-COU (1R) | MHHS-TMC |  | Module, Multi-Parameter |  | 069-39435 | 069-39435 | TMC | MHHS-TMC | TMC-Hermann-COU (1R) | clinical observation unit | 7/1/19 |  |  |  | PHYSIOLOGIC MONITOR MODULES, MULTIPARAMETER |  | MODULEMULTIPARAMETER-GE-CARESCAPE PDM | MODULEMULTIPARAMETER | CARESCAPE PDM |  |  |  | GE | Module, Multi-Parameter |  | MODULEMULTIPARAMETER-GE-CARESCAPE PDM |  | 1/1/10 |  |  | Covered PM Repair - Biomedical | MHHS-TMC
NO | YES |  |  |  | 069-39439 | 069-39439 | GE Medical Systems | CARESCAPE PATIENT DATA MODULE |  | SA314097001GA | TMC-Hermann-COU (1R) | MHHS-TMC |  | Module, Multi-Parameter |  | 069-39439 | 069-39439 | TMC | MHHS-TMC | TMC-Hermann-COU (1R) |  | 7/1/19 |  | 3/1/20 |  | PHYSIOLOGIC MONITOR MODULES, MULTIPARAMETER |  | MODULEMULTIPARAMETER-GE-CARESCAPE PDM | MODULEMULTIPARAMETER | CARESCAPE PDM |  |  |  | GE | Module, Multi-Parameter |  | MODULEMULTIPARAMETER-GE-CARESCAPE PDM |  | 1/1/10 |  |  | Covered PM Repair - Biomedical | MHHS-TMC
NO | YES |  |  |  | 069-39442 | 069-39442 | GE Medical Systems | CARESCAPE PATIENT DATA MODULE |  | SA314096995GA | Memorial Hermann- Texas Medical Center Ribinson | MHHS-TMC |  | Module, Multi-Parameter |  | 069-39442 | 069-39442 | TMC | TMC | Memorial Hermann- Texas Medical Center Ribinson | CICU 01 | 7/1/19 |  | 7/1/20 |  | PHYSIOLOGIC MONITOR MODULES, MULTIPARAMETER |  | MODULEMULTIPARAMETER-GE-CARESCAPE PDM | MODULEMULTIPARAMETER | CARESCAPE PDM |  |  |  | GE | Module, Multi-Parameter |  | MODULEMULTIPARAMETER-GE-CARESCAPE PDM |  | 1/1/10 |  |  | Covered PM Repair - Biomedical | MHHS-TMC
NO | YES |  |  |  | 069-39446 | 069-39446 | GE Medical Systems | CARESCAPE PATIENT DATA MODULE |  | SA314097006GA | TMC-Hermann-COU (1R) | MHHS-TMC |  | Module, Multi-Parameter |  | 069-39446 | 069-39446 | TMC | MHHS-TMC | TMC-Hermann-COU (1R) | Bay 14 | 7/1/19 |  | 7/1/20 |  | PHYSIOLOGIC MONITOR MODULES, MULTIPARAMETER |  | MODULEMULTIPARAMETER-GE-CARESCAPE PDM | MODULEMULTIPARAMETER | CARESCAPE PDM |  |  |  | GE | Module, Multi-Parameter |  | MODULEMULTIPARAMETER-GE-CARESCAPE PDM |  | 1/1/10 |  |  | Covered PM Repair - Biomedical | MHHS-TMC
NO | YES |  |  |  | 069-39447 | 069-39447 | GE Medical Systems | CARESCAPE PATIENT DATA MODULE |  | SA314096983GA | TMC-Hermann-COU (1R) | MHHS-TMC |  | Module, Multi-Parameter |  | 069-39447 | 069-39447 | TMC | MHHS-TMC | TMC-Hermann-COU (1R) | Bay 19 | 7/1/19 |  | 7/1/20 |  | PHYSIOLOGIC MONITOR MODULES, MULTIPARAMETER |  | MODULEMULTIPARAMETER-GE-CARESCAPE PDM | MODULEMULTIPARAMETER | CARESCAPE PDM |  |  |  | GE | Module, Multi-Parameter |  | MODULEMULTIPARAMETER-GE-CARESCAPE PDM |  | 4/3/99 |  |  | Covered PM Repair - Biomedical | MHHS-TMC
NO | YES |  |  |  | 069-39448 | 069-39448 | GE Medical Systems | CARESCAPE PATIENT DATA MODULE |  | SA314097023GA | TMC-Hermann-COU (1R) | MHHS-TMC |  | Module, Multi-Parameter |  | 069-39448 | 069-39448 | TMC | MHHS-TMC | TMC-Hermann-COU (1R) | COU-12 |  |  | 3/1/20 | In use on patient | PHYSIOLOGIC MONITOR MODULES, MULTIPARAMETER |  | MODULEMULTIPARAMETER-GE-CARESCAPE PDM | MODULEMULTIPARAMETER | CARESCAPE PDM |  |  |  | GE | Module, Multi-Parameter |  | MODULEMULTIPARAMETER-GE-CARESCAPE PDM |  | 4/3/99 |  |  | Covered PM Repair - Biomedical | MHHS-TMC
NO | YES |  |  |  | 069-39488 | 069-39488 | GE Medical Systems | CARESCAPE PATIENT DATA MODULE |  | SA314097042GA | TMC-Hermann-COU (1R) | MHHS-TMC |  | Module, Multi-Parameter |  | 069-39488 | 069-39488 | TMC | MHHS-TMC | TMC-Hermann-COU (1R) | COU-18 |  |  |  |  | PHYSIOLOGIC MONITOR MODULES, MULTIPARAMETER |  | MODULEMULTIPARAMETER-GE-CARESCAPE PDM | MODULEMULTIPARAMETER | CARESCAPE PDM |  |  |  | GE | Module, Multi-Parameter |  | MODULEMULTIPARAMETER-GE-CARESCAPE PDM |  | 1/1/10 |  |  | Covered PM Repair - Biomedical | MHHS-TMC
NO | YES |  |  |  | 069-39489 | 069-39489 | GE Medical Systems | CARESCAPE PATIENT DATA MODULE |  | SA314096989GA | TMC-Hermann-COU (1R) | MHHS-TMC |  | Module, Multi-Parameter |  | 069-39489 | 069-39489 | TMC | MHHS-TMC | TMC-Hermann-COU (1R) | Crash cart | 7/1/19 |  | 7/1/20 |  | PHYSIOLOGIC MONITOR MODULES, MULTIPARAMETER |  | MODULEMULTIPARAMETER-GE-CARESCAPE PDM | MODULEMULTIPARAMETER | CARESCAPE PDM |  |  |  | GE | Module, Multi-Parameter |  | MODULEMULTIPARAMETER-GE-CARESCAPE PDM |  | 1/1/10 |  |  | Covered PM Repair - Biomedical | MHHS-TMC
NO | YES |  |  |  | 069-39490 | 069-39490 | GE Medical Systems | CARESCAPE PATIENT DATA MODULE |  | SA314096934GA | TMC-Hermann-COU (1R) | MHHS-TMC |  | Module, Multi-Parameter |  | 069-39490 | 069-39490 | TMC | MHHS-TMC | TMC-Hermann-COU (1R) |  | 7/1/19 |  |  |  | PHYSIOLOGIC MONITOR MODULES, MULTIPARAMETER |  | MODULEMULTIPARAMETER-GE-CARESCAPE PDM | MODULEMULTIPARAMETER | CARESCAPE PDM |  |  |  | GE | Module, Multi-Parameter |  | MODULEMULTIPARAMETER-GE-CARESCAPE PDM |  | 2/20/18 |  |  | Covered PM Repair - Radiology, Low End | MHHS-TMC
NO | YES |  |  |  | 069-39491 | 069-39491 | GE Medical Systems | CARESCAPE PATIENT DATA MODULE |  | SA314097047GA | TMC-Hermann-COU (1R) | MHHS-TMC |  | Module, Multi-Parameter |  | 069-39491 | 069-39491 | TMC | MHHS-TMC | TMC-Hermann-COU (1R) | HERMANN - COU (1R) | 7/1/19 |  |  |  | PHYSIOLOGIC MONITOR MODULES, MULTIPARAMETER |  | MODULEMULTIPARAMETER-GE-CARESCAPE PDM | MODULEMULTIPARAMETER | CARESCAPE PDM |  |  |  | GE | Module, Multi-Parameter |  | MODULEMULTIPARAMETER-GE-CARESCAPE PDM |  | 10/2/18 |  |  | Covered PM Repair - Biomedical | MHHS-TMC
NO | YES |  |  |  | 069-39492 | 069-39492 | GE Medical Systems | CARESCAPE PATIENT DATA MODULE |  | SA314096967GA | TMC-Hermann-COU (1R) | MHHS-TMC |  | Module, Multi-Parameter |  | 069-39492 | 069-39492 | TMC | MHHS-TMC | TMC-Hermann-COU (1R) | TMC - HERMANN - COU (1R) | 7/1/19 |  | 7/1/20 |  | PHYSIOLOGIC MONITOR MODULES, MULTIPARAMETER |  | MODULEMULTIPARAMETER-GE-CARESCAPE PDM | MODULEMULTIPARAMETER | CARESCAPE PDM |  |  |  | GE | Module, Multi-Parameter |  | MODULEMULTIPARAMETER-GE-CARESCAPE PDM |  | 10/1/16 |  |  | Covered PM Repair - Biomedical | MHHS-TMC
NO | YES |  |  |  | 069-39531 | 069-39531 | GE Medical Systems | CARESCAPE PATIENT DATA MODULE |  | SA313513820GA | TMC-Hermann-COU (1R) | MHHS-TMC |  | Module, Multi-Parameter |  | 069-39531 | 069-39531 | TMC | MHHS-TMC | TMC-Hermann-COU (1R) |  | 7/1/19 |  | 7/1/20 |  | PHYSIOLOGIC MONITOR MODULES, MULTIPARAMETER |  | MODULEMULTIPARAMETER-GE-CARESCAPE PDM | MODULEMULTIPARAMETER | CARESCAPE PDM |  |  |  | GE | Module, Multi-Parameter |  | MODULEMULTIPARAMETER-GE-CARESCAPE PDM |  | 7/1/18 |  |  | Covered PM Repair - Biomedical | MHHS-TMC
NO | YES |  |  |  | 069-39647 | 069-39647 | GE Medical Systems | CARESCAPE PATIENT DATA MODULE |  | SA314096987GA | Tmc | MHHS-TMC |  | Module, Multi-Parameter |  | 069-39647 | 069-39647 | TMC | Memorial Hermann-Texas Medical Center | Tmc | Biomed Shop | 7/1/19 |  | 7/1/20 |  | PHYSIOLOGIC MONITOR MODULES, MULTIPARAMETER | Module, Multi-Parameter | MODULEMULTIPARAMETER-GE-CARESCAPE PDM | MODULEMULTIPARAMETER | CARESCAPE PDM |  |  |  | GE | Module, Multi-Parameter |  | MODULEMULTIPARAMETER-GE-CARESCAPE PDM |  | 1/1/10 |  | MMP-A | Covered PM Repair - Biomedical | MHHS-TMC | [8 empty] | MODULEMULTIPARAMETER | Module, Multi-Parameter | GE
NO | YES |  |  |  | 069-39207 | 069-39207 | GE Medical Systems | CARESCAPE PATIENT DATA MODULE |  | SA312192695GR | TMC-Hermann-Pedi ER (1Hp) | MHHS-TMC |  | Module, Multi-Parameter |  | 069-39207 | 069-39207 | TMC | MHHS-TMC | TMC-Hermann-Pedi ER (1Hp) | Pedi 24 - Opthomology Room | 7/1/19 |  | 7/1/20 |  | PHYSIOLOGIC MONITOR MODULES, MULTIPARAMETER | Module, Multi-Parameter | MODULEMULTIPARAMETER-GE-CARESCAPE PDM | MODULEMULTIPARAMETER | CARESCAPE PDM |  |  |  | GE | Module, Multi-Parameter |  | MODULEMULTIPARAMETER-GE-CARESCAPE PDM |  |  |  | MMP-A | Covered PM Repair - Biomedical | MHHS-TMC | [8 empty] | MODULEMULTIPARAMETER | Module, Multi-Parameter | GE
NO | YES | Asset Tag 099-14621 |  |  | 099-14621 | 099-14621 | GE Medical Systems | CARESCAPE PATIENT DATA MODULE |  | SA313513796GA | TMC-Hermann-Pedi ER (1Hp) | MHHS-TMC |  | Module, Multi-Parameter |  | 099-14621 | 099-14621 | TMC | MHHS-TMC | TMC-Hermann-Pedi ER (1Hp) |  | 7/30/19 |  |  |  | PHYSIOLOGIC MONITOR MODULES, MULTIPARAMETER |  | MODULEMULTIPARAMETER-GE-CARESCAPE PDM | MODULEMULTIPARAMETER | CARESCAPE PDM |  |  |  | GE | Module, Multi-Parameter |  | MODULEMULTIPARAMETER-GE-CARESCAPE PDM |  |  |  |  | Covered PM Repair - Biomedical | MHHS-TMC
NO | YES |  |  |  | 069-39529 | 069-39529 | GE Medical Systems | CARESCAPE PATIENT DATA MODULE |  | SA313513904GA | Sarafim | MHHS-TMC |  | Module, Multi-Parameter |  | 069-39529 | 069-39529 | TMC | Memorial Hermann-Texas Medical Center | Sarafim | S8-31 | 7/1/19 |  | 7/1/20 |  | PHYSIOLOGIC MONITOR MODULES, MULTIPARAMETER |  | MODULEMULTIPARAMETER-GE-CARESCAPE PDM | MODULEMULTIPARAMETER | CARESCAPE PDM |  |  |  | GE | Module, Multi-Parameter |  | MODULEMULTIPARAMETER-GE-CARESCAPE PDM |  |  |  |  | Covered PM Repair - Biomedical | MHHS-TMC
NO | YES |  |  |  | 069-39533 | 069-39533 | GE Medical Systems | CARESCAPE PATIENT DATA MODULE |  | SA313513936GA | TMC-Hermann-Pedi ER (1Hp) | MHHS-TMC |  | Module, Multi-Parameter |  | 069-39533 | 069-39533 | TMC | MHHS-TMC | TMC-Hermann-Pedi ER (1Hp) | Pedi 23 | 7/1/19 |  | 7/1/20 |  | PHYSIOLOGIC MONITOR MODULES, MULTIPARAMETER | Module, Multi-Parameter | MODULEMULTIPARAMETER-GE-CARESCAPE PDM | MODULEMULTIPARAMETER | CARESCAPE PDM |  |  |  | GE | Module, Multi-Parameter |  | MODULEMULTIPARAMETER-GE-CARESCAPE PDM |  | 1/1/10 |  | MMP-A | Covered PM Repair - Biomedical | MHHS-TMC | [8 empty] | MODULEMULTIPARAMETER | Module, Multi-Parameter | GE
NO | YES |  |  |  | 069-39537 | 069-39537 | GE Medical Systems | CARESCAPE PATIENT DATA MODULE |  | SA313513795GA | TMC-Hermann-Pedi ER (1Hp) | MHHS-TMC |  | Module, Multi-Parameter |  | 069-39537 | 069-39537 | TMC | MHHS-TMC | TMC-Hermann-Pedi ER (1Hp) | Pedi 28 | 7/1/19 |  | 7/1/20 |  | PHYSIOLOGIC MONITOR MODULES, MULTIPARAMETER | Module, Multi-Parameter | MODULEMULTIPARAMETER-GE-CARESCAPE PDM | MODULEMULTIPARAMETER | CARESCAPE PDM |  |  |  | GE | Module, Multi-Parameter |  | MODULEMULTIPARAMETER-GE-CARESCAPE PDM |  | 1/1/10 |  | MMP-A | Covered PM Repair - Biomedical | MHHS-TMC | [8 empty] | MODULEMULTIPARAMETER | Module, Multi-Parameter | GE
NO | YES |  |  |  | 069-39541 | 069-39541 | GE Medical Systems | CARESCAPE PATIENT DATA MODULE |  | SA313513775GA | TMC-Sarofim 1-Pedi ER | MHHS-TMC |  | Module, Multi-Parameter |  | 069-39541 | 069-39541 | TMC | MHHS-TMC | TMC-Sarofim 1-Pedi ER | Pedi 21 | 7/1/19 |  | 7/1/20 |  | PHYSIOLOGIC MONITOR MODULES, MULTIPARAMETER | Module, Multi-Parameter | MODULEMULTIPARAMETER-GE-CARESCAPE PDM | MODULEMULTIPARAMETER | CARESCAPE PDM |  |  |  | GE | Module, Multi-Parameter |  | MODULEMULTIPARAMETER-GE-CARESCAPE PDM |  | 1/1/10 |  | MMP-A | Covered PM Repair - Biomedical | MHHS-TMC | [8 empty] | MODULEMULTIPARAMETER | Module, Multi-Parameter | GE
NO | YES |  |  |  | 069-39543 | 069-39543 | GE Medical Systems | CARESCAPE PATIENT DATA MODULE |  | SA313513800GA | TMC-Hermann-Pedi ER (1Hp) | MHHS-TMC |  | Module, Multi-Parameter |  | 069-39543 | 069-39543 | TMC | MHHS-TMC | TMC-Hermann-Pedi ER (1Hp) | Pedi 27 | 7/1/19 |  | 7/1/20 |  | PHYSIOLOGIC MONITOR MODULES, MULTIPARAMETER | Module, Multi-Parameter | MODULEMULTIPARAMETER-GE-CARESCAPE PDM | MODULEMULTIPARAMETER | CARESCAPE PDM |  |  |  | GE | Module, Multi-Parameter |  | MODULEMULTIPARAMETER-GE-CARESCAPE PDM |  | 1/1/10 |  | MMP-A | Covered PM Repair - Biomedical | MHHS-TMC | [8 empty] | MODULEMULTIPARAMETER | Module, Multi-Parameter | GE
NO | YES |  |  |  | 069-39545 | 069-39545 | GE Medical Systems | CARESCAPE PATIENT DATA MODULE |  | SA313513793GA | TMC-Sarofim 1-Adult ER | MHHS-TMC |  | Module, Multi-Parameter |  | 069-39545 | 069-39545 | TMC | MHHS-TMC | TMC-Sarofim 1-Adult ER |  | 7/1/19 |  | 7/1/20 |  | PHYSIOLOGIC MONITOR MODULES, MULTIPARAMETER | Module, Multi-Parameter | MODULEMULTIPARAMETER-GE-CARESCAPE PDM | MODULEMULTIPARAMETER | CARESCAPE PDM |  |  |  | GE | Module, Multi-Parameter |  | MODULEMULTIPARAMETER-GE-CARESCAPE PDM |  | 4/1/10 |  | MMP-A | Covered PM Repair - Biomedical | MHHS-TMC | [8 empty] | MODULEMULTIPARAMETER | Module, Multi-Parameter | GE
NO | YES |  |  |  | 069-39549 | 069-39549 | GE Medical Systems | CARESCAPE PATIENT DATA MODULE |  | SA313513816GA | TMC-Radiology-IR/Angio | MHHS-TMC |  | Module, Multi-Parameter |  | 069-39549 | 069-39549 | TMC | MHHS-TMC | TMC-Radiology-IR/Angio | RADIOLOGY - IR/ANGIO | 7/1/19 |  | 7/1/20 |  | PHYSIOLOGIC MONITOR MODULES, MULTIPARAMETER |  | MODULEMULTIPARAMETER-GE-CARESCAPE PDM | MODULEMULTIPARAMETER | CARESCAPE PDM |  |  |  | GE | Module, Multi-Parameter |  | MODULEMULTIPARAMETER-GE-CARESCAPE PDM |  | 1/2/12 |  |  | Covered PM Repair - Biomedical | MHHS-TMC
NO | YES |  |  |  | 069-39553 | 069-39553 | GE Medical Systems | CARESCAPE PATIENT DATA MODULE |  | SA313513813GA |  | MHHS-TMC |  | Module, Multi-Parameter |  | 069-39553 | 069-39553 | TMC | Memorial Hermann-TWC |  | STICU 22 |  |  |  |  | PHYSIOLOGIC MONITOR MODULES, MULTIPARAMETER |  | MODULEMULTIPARAMETER-GE-CARESCAPE PDM | MODULEMULTIPARAMETER | CARESCAPE PDM |  |  |  | GE | Module, Multi-Parameter |  | MODULEMULTIPARAMETER-GE-CARESCAPE PDM |  | 1/2/12 |  |  | Covered PM Repair - Biomedical | MHHS-TMC
NO | YES |  |  |  | 069-39555 | 069-39555 | GE Medical Systems | CARESCAPE PATIENT DATA MODULE |  | SA313513815GA | TMC-Hermann-Pedi ER (1Hp) | MHHS-TMC |  | Module, Multi-Parameter |  | 069-39555 | 069-39555 | TMC | MHHS-TMC | TMC-Hermann-Pedi ER (1Hp) |  | 7/27/19 |  |  |  | PHYSIOLOGIC MONITOR MODULES, MULTIPARAMETER | Module, Multi-Parameter | MODULEMULTIPARAMETER-GE-CARESCAPE PDM | MODULEMULTIPARAMETER | CARESCAPE PDM |  |  |  | GE | Module, Multi-Parameter |  | MODULEMULTIPARAMETER-GE-CARESCAPE PDM |  |  | Finished from Script 3/27/2020 12:11:52pm (Central) | MMP-A | Covered PM Repair - Biomedical | MHHS-TMC | [8 empty] | MODULEMULTIPARAMETER | Module, Multi-Parameter | GE
NO | YES |  |  |  | 074-04428 | 074-04428 | GE Medical Systems | CARESCAPE PATIENT DATA MODULE |  | SA314107688GA | TMC-Hermann-Pedi ER (1Hp) | MHHS-TMC |  | Module, Multi-Parameter |  | 074-04428 | 074-04428 | TMC | MHHS-TMC | TMC-Hermann-Pedi ER (1Hp) | TMC - HERMANN - PEDI ER (1 HP) | 7/1/19 |  | 7/1/20 |  | PHYSIOLOGIC MONITOR MODULES, MULTIPARAMETER | Module, Multi-Parameter | MODULEMULTIPARAMETER-GE-CARESCAPE PDM | MODULEMULTIPARAMETER | CARESCAPE PDM |  |  |  | GE | Module, Multi-Parameter |  | MODULEMULTIPARAMETER-GE-CARESCAPE PDM |  |  |  | MMP-A | Covered PM Repair - Biomedical | MHHS-TMC | [8 empty] | MODULEMULTIPARAMETER | Module, Multi-Parameter | GE
NO | YES |  |  |  | 074-04680 | 074-04680 | GE Medical Systems | CARESCAPE PATIENT DATA MODULE |  | SA314107686GA | TMC-Hermann-Pedi ER (1Hp) | MHHS-TMC |  | Module, Multi-Parameter |  | 074-04680 | 074-04680 | TMC | MHHS-TMC | TMC-Hermann-Pedi ER (1Hp) | Er trauma | 7/1/19 |  | 7/1/20 |  | PHYSIOLOGIC MONITOR MODULES, MULTIPARAMETER | Module, Multi-Parameter | MODULEMULTIPARAMETER-GE-CARESCAPE PDM | MODULEMULTIPARAMETER | CARESCAPE PDM |  |  |  | GE | Module, Multi-Parameter |  | MODULEMULTIPARAMETER-GE-CARESCAPE PDM |  | 10/23/13 |  | MMP-A | Covered PM Repair - Biomedical | MHHS-TMC | [8 empty] | MODULEMULTIPARAMETER | Module, Multi-Parameter | GE
NO | YES |  |  |  | 069-39090 | 069-39090 | GE Medical Systems | CARESCAPE PATIENT DATA MODULE |  | SA311508563GR | TMC-Jones-Stroke (4J) | MHHS-TMC |  | Module, Multi-Parameter |  | 069-39090 | 069-39090 | TMC | MHHS-TMC | TMC-Jones-Stroke (4J) |  | 10/1/19 |  | 10/1/20 |  | PHYSIOLOGIC MONITOR MODULES, MULTIPARAMETER | Module, Multi-Parameter | MODULEMULTIPARAMETER-GE-CARESCAPE PDM | MODULEMULTIPARAMETER | CARESCAPE PDM |  |  |  | GE | Module, Multi-Parameter |  | MODULEMULTIPARAMETER-GE-CARESCAPE PDM |  | 10/23/13 |  | MMP-A | Covered PM Repair - Biomedical | MHHS-TMC | [8 empty] | MODULEMULTIPARAMETER | Module, Multi-Parameter | GE
NO | YES |  |  |  | 069-39124 | 069-39124 | GE Medical Systems | CARESCAPE PATIENT DATA MODULE |  | SA311246390GR | NSICU | MHHS-TMC |  | Module, Multi-Parameter |  | 069-39124 | 069-39124 | TMC | Memorial Hermann-Texas Medical Center | NSICU |  | 10/1/19 |  | 10/1/20 |  | PHYSIOLOGIC MONITOR MODULES, MULTIPARAMETER | Module, Multi-Parameter | MODULEMULTIPARAMETER-GE-CARESCAPE PDM | MODULEMULTIPARAMETER | CARESCAPE PDM |  |  |  | GE | Module, Multi-Parameter |  | MODULEMULTIPARAMETER-GE-CARESCAPE PDM |  | 3/18/16 |  | MMP-A | Covered PM Repair - Biomedical | MHHS-TMC | [8 empty] | MODULEMULTIPARAMETER | Module, Multi-Parameter | GE
NO | YES |  |  |  | 069-39132 | 069-39132 | GE Medical Systems | CARESCAPE PATIENT DATA MODULE |  | SA311132454 | TMC-Sarofim 1-Adult ER | MHHS-TMC |  | Module, Multi-Parameter |  | 069-39132 | 069-39132 | TMC | MHHS-TMC | TMC-Sarofim 1-Adult ER | Trauma 6 |  |  |  |  | PHYSIOLOGIC MONITOR MODULES, MULTIPARAMETER | Module, Multi-Parameter | MODULEMULTIPARAMETER-GE-CARESCAPE PDM | MODULEMULTIPARAMETER | CARESCAPE PDM |  |  |  | GE | Module, Multi-Parameter |  | MODULEMULTIPARAMETER-GE-CARESCAPE PDM |  | 10/6/15 |  | MMP-A | Covered PM Repair - Biomedical | MHHS-TMC | [8 empty] | MODULEMULTIPARAMETER | Module, Multi-Parameter | GE
NO | YES |  |  |  | 069-39140 | 069-39140 | GE Medical Systems | CARESCAPE PATIENT DATA MODULE |  | SA312070153GR | TMC-HVI-CVICU (8Hvi) | MHHS-TMC |  | Module, Multi-Parameter |  | 069-39140 | 069-39140 | TMC | MHHS-TMC | TMC-HVI-CVICU (8Hvi) | CVIMU (8HVI) | 11/1/19 |  | 11/1/20 |  | PHYSIOLOGIC MONITOR MODULES, MULTIPARAMETER | Module, Multi-Parameter | MODULEMULTIPARAMETER-GE-CARESCAPE PDM | MODULEMULTIPARAMETER | CARESCAPE PDM |  |  |  | GE | Module, Multi-Parameter |  | MODULEMULTIPARAMETER-GE-CARESCAPE PDM |  | 8/26/15 |  | MMP-A | Covered PM Repair - Biomedical | MHHS-TMC | [8 empty] | MODULEMULTIPARAMETER | Module, Multi-Parameter | GE
NO | YES |  |  |  | 069-39146 | 069-39146 | GE Medical Systems | CARESCAPE PATIENT DATA MODULE |  | SA311428166GR | TMC-Radiology-IR/Angio | MHHS-TMC |  | Module, Multi-Parameter |  | 069-39146 | 069-39146 | TMC | MHHS-TMC | TMC-Radiology-IR/Angio | TMC - RADIOLOGY -IR/ANGIO | 11/1/19 |  | 11/1/20 |  | PHYSIOLOGIC MONITOR MODULES, MULTIPARAMETER |  | MODULEMULTIPARAMETER-GE-CARESCAPE PDM | MODULEMULTIPARAMETER | CARESCAPE PDM |  |  |  | GE | Module, Multi-Parameter |  | MODULEMULTIPARAMETER-GE-CARESCAPE PDM |  | 1/1/10 |  |  | Covered PM Repair - Biomedical | MHHS-TMC
NO | YES |  |  |  | 069-39152 | 069-39152 | GE Medical Systems | CARESCAPE PATIENT DATA MODULE |  | SA311194960GR | TMC-Hermann-SIMU (3Hp) | MHHS-TMC |  | Module, Multi-Parameter |  | 069-39152 | 069-39152 | TMC | MHHS-TMC | TMC-Hermann-SIMU (3Hp) | Room 524 | 11/1/19 |  | 11/1/20 |  | PHYSIOLOGIC MONITOR MODULES, MULTIPARAMETER | Module, Multi-Parameter | MODULEMULTIPARAMETER-GE-CARESCAPE PDM | MODULEMULTIPARAMETER | CARESCAPE PDM |  |  |  | GE | Module, Multi-Parameter |  | MODULEMULTIPARAMETER-GE-CARESCAPE PDM |  | 1/1/10 |  | MMP-A | Covered PM Repair - Biomedical | MHHS-TMC | [8 empty] | MODULEMULTIPARAMETER | Module, Multi-Parameter | GE
NO | YES |  |  |  | 069-41168 | 069-41168 | GE Medical Systems | CARESCAPE PATIENT DATA MODULE |  | SA312468887GR | TMC-Hermann-SIMU (3Hp) | MHHS-TMC |  | Module, Multi-Parameter |  | 069-41168 | 069-41168 | TMC | MHHS-TMC | TMC-Hermann-SIMU (3Hp) | TMC JONES 7 | 11/1/19 |  | 11/1/20 |  | PHYSIOLOGIC MONITOR MODULES, MULTIPARAMETER | Module, Multi-Parameter | MODULEMULTIPARAMETER-GE-CARESCAPE PDM | MODULEMULTIPARAMETER | CARESCAPE PDM |  |  |  | GE | Module, Multi-Parameter |  | MODULEMULTIPARAMETER-GE-CARESCAPE PDM |  | 11/3/20 |  | MMP-A | No Coverage Specified | MHHS-TMC | [8 empty] | MODULEMULTIPARAMETER | Module, Multi-Parameter | GE
NO | YES |  |  |  | 074-00864 | 074-00864 | GE Medical Systems | CARESCAPE PATIENT DATA MODULE |  | SA310423807GR | IICU | MHHS-TMC |  | Module, Multi-Parameter |  | 074-00864 | 074-00864 | TMC | Memorial Hermann-Texas Medical Center | IICU |  | 5/1/19 |  | 5/1/20 |  | PHYSIOLOGIC MONITOR MODULES, MULTIPARAMETER | Module, Multi-Parameter | MODULEMULTIPARAMETER-GE-CARESCAPE PDM | MODULEMULTIPARAMETER | CARESCAPE PDM |  |  |  | GE | Module, Multi-Parameter |  | MODULEMULTIPARAMETER-GE-CARESCAPE PDM |  |  |  | MMP-A | Covered PM Repair - Biomedical | MHHS-TMC | [8 empty] | MODULEMULTIPARAMETER | Module, Multi-Parameter | GE
NO | YES |  |  |  | 069-39120 | 069-39120 | GE Medical Systems | CARESCAPE PATIENT DATA MODULE |  | SA312070169GR | Cullen-floor 3 | MHHS-TMC |  | Module, Multi-Parameter |  | 069-39120 | 069-39120 | TMC | Memorial Hermann-Texas Medical Center | Cullen-floor 3 | Micu 16 | 11/1/18 |  | 11/1/19 |  | PHYSIOLOGIC MONITOR MODULES, MULTIPARAMETER | Module, Multi-Parameter | MODULEMULTIPARAMETER-GE-CARESCAPE PDM | MODULEMULTIPARAMETER | CARESCAPE PDM |  |  |  | GE | Module, Multi-Parameter |  | MODULEMULTIPARAMETER-GE-CARESCAPE PDM |  |  |  | MMP-A | Covered PM Repair - Biomedical | MHHS-TMC | [8 empty] | MODULEMULTIPARAMETER | Module, Multi-Parameter | GE
NO | YES |  |  |  | 069-39136 | 069-39136 | GE Medical Systems | CARESCAPE PATIENT DATA MODULE |  | SA311327916GR | Neuro Elective Unit 29 | MHHS-TMC |  | Module, Multi-Parameter |  | 069-39136 | 069-39136 | TMC | TMC | Neuro Elective Unit 29 | TMC 4Johns | 11/1/19 |  | 11/1/20 |  | PHYSIOLOGIC MONITOR MODULES, MULTIPARAMETER | Module, Multi-Parameter | MODULEMULTIPARAMETER-GE-CARESCAPE PDM | MODULEMULTIPARAMETER | CARESCAPE PDM |  |  |  | GE | Module, Multi-Parameter |  | MODULEMULTIPARAMETER-GE-CARESCAPE PDM |  |  |  | MMP-A | Covered PM Repair - Biomedical | MHHS-TMC | [8 empty] | MODULEMULTIPARAMETER | Module, Multi-Parameter | GE
NO | YES |  |  |  | 069-39156 | 069-39156 | GE Medical Systems | CARESCAPE PATIENT DATA MODULE |  | SA311428114GR | TMC-Hermann-STICU (3Hp) | MHHS-TMC |  | Module, Multi-Parameter |  | 069-39156 | 069-39156 | TMC | MHHS-TMC | TMC-Hermann-STICU (3Hp) |  | 1/1/20 |  | 1/1/21 | In Biomed being Worked on | PHYSIOLOGIC MONITOR MODULES, MULTIPARAMETER | Module, Multi-Parameter | MODULEMULTIPARAMETER-GE-CARESCAPE PDM | MODULEMULTIPARAMETER | CARESCAPE PDM |  |  |  | GE | Module, Multi-Parameter |  | MODULEMULTIPARAMETER-GE-CARESCAPE PDM |  | 8/13/18 |  | MMP-A | Clinical Miscellaneous | MHHS-TMC | [8 empty] | MODULEMULTIPARAMETER | Module, Multi-Parameter | GE
NO | YES |  |  |  | 069-39760 | 069-39760 | GE Medical Systems | CARESCAPE PATIENT DATA MODULE |  | SA311069751GR | TMC - neuroscience | MHHS-TMC |  | Module, Multi-Parameter |  | 069-39760 | 069-39760 | TMC | Memorial Hermann-Texas Medical Center | TMC - neuroscience | neuroscience | 11/1/19 |  | 11/1/20 |  | PHYSIOLOGIC MONITOR MODULES, MULTIPARAMETER | Module, Multi-Parameter | MODULEMULTIPARAMETER-GE-CARESCAPE PDM | MODULEMULTIPARAMETER | CARESCAPE PDM |  |  |  | GE | Module, Multi-Parameter |  | MODULEMULTIPARAMETER-GE-CARESCAPE PDM |  | 1/1/10 |  | MMP-A | Covered PM Repair - Biomedical | MHHS-TMC | [8 empty] | MODULEMULTIPARAMETER | Module, Multi-Parameter | GE
NO | YES |  |  |  | 069-39763 | 069-39763 | GE Medical Systems | CARESCAPE PATIENT DATA MODULE |  | SA312469491GR |  | MHHS-TMC |  | Module, Multi-Parameter |  | 069-39763 | 069-39763 | TMC | Memorial Hermann-TWC |  | STICU 22 |  |  | 3/1/20 | In use on patient | PHYSIOLOGIC MONITOR MODULES, MULTIPARAMETER |  | MODULEMULTIPARAMETER-GE-CARESCAPE PDM | MODULEMULTIPARAMETER | CARESCAPE PDM |  |  |  | GE | Module, Multi-Parameter |  | MODULEMULTIPARAMETER-GE-CARESCAPE PDM |  |  |  |  | Covered PM Repair - Biomedical | MHHS-TMC
NO | YES |  |  |  | 069-41162 | 069-41162 | GE Medical Systems | CARESCAPE PATIENT DATA MODULE |  | SA311163946GR | IICU | MHHS-TMC |  | Module, Multi-Parameter |  | 069-41162 | 069-41162 | TMC | Memorial Hermann-Texas Medical Center | IICU |  | 8/1/19 |  | 8/1/20 |  | PHYSIOLOGIC MONITOR MODULES, MULTIPARAMETER | Module, Multi-Parameter | MODULEMULTIPARAMETER-GE-CARESCAPE PDM | MODULEMULTIPARAMETER | CARESCAPE PDM |  |  |  | GE | Module, Multi-Parameter |  | MODULEMULTIPARAMETER-GE-CARESCAPE PDM |  | 8/16/19 |  | MMP-A | Covered PM Repair - Biomedical | MHHS-TMC | [8 empty] | MODULEMULTIPARAMETER | Module, Multi-Parameter | GE
NO | YES |  |  |  | 074-05261 | 074-05261 | GE Medical Systems | CARESCAPE PATIENT DATA MODULE |  | SA313084579GR | TMC-Jones-Neuro ICU (7J) | MHHS-TMC |  | Module, Multi-Parameter |  | 074-05261 | 074-05261 | TMC | MHHS-TMC | TMC-Jones-Neuro ICU (7J) | TMC - Johns - NICu | 10/1/19 |  | 10/1/20 |  | PHYSIOLOGIC MONITOR MODULES, MULTIPARAMETER | Module, Multi-Parameter | MODULEMULTIPARAMETER-GE-CARESCAPE PDM | MODULEMULTIPARAMETER | CARESCAPE PDM |  |  |  | GE | Module, Multi-Parameter |  | MODULEMULTIPARAMETER-GE-CARESCAPE PDM |  | 8/16/19 |  | MMP-A | Covered PM Repair - Biomedical | MHHS-TMC | [8 empty] | MODULEMULTIPARAMETER | Module, Multi-Parameter | GE
NO | YES |  |  |  | 074-05262 | 074-05262 | GE Medical Systems | CARESCAPE PATIENT DATA MODULE |  | SA310393241GR | TMC-HVI-CVICU (8Hvi) | MHHS-TMC |  | Module, Multi-Parameter |  | 074-05262 | 074-05262 | TMC | MHHS-TMC | TMC-HVI-CVICU (8Hvi) | CVIMU (8HVI) | 8/1/19 |  | 8/1/20 |  | PHYSIOLOGIC MONITOR MODULES, MULTIPARAMETER | Module, Multi-Parameter | MODULEMULTIPARAMETER-GE-CARESCAPE PDM | MODULEMULTIPARAMETER | CARESCAPE PDM |  |  |  | GE | Module, Multi-Parameter |  | MODULEMULTIPARAMETER-GE-CARESCAPE PDM |  | 8/16/19 |  | MMP-A | Covered PM Repair - Biomedical | MHHS-TMC | [8 empty] | MODULEMULTIPARAMETER | Module, Multi-Parameter | GE
NO | YES |  |  |  | 074-05263 | 074-05263 | GE Medical Systems | CARESCAPE PATIENT DATA MODULE |  | SA309122651GR |  | MHHS-TMC |  | Module, Multi-Parameter |  | 074-05263 | 074-05263 | TMC | Memorial Hermann Heart |  | CCU-03 | 8/1/19 |  | 8/1/20 |  | PHYSIOLOGIC MONITOR MODULES, MULTIPARAMETER | Module, Multi-Parameter | MODULEMULTIPARAMETER-GE-CARESCAPE PDM | MODULEMULTIPARAMETER | CARESCAPE PDM |  |  |  | GE | Module, Multi-Parameter |  | MODULEMULTIPARAMETER-GE-CARESCAPE PDM |  | 8/16/19 |  | MMP-A | Covered PM Repair - Biomedical | MHHS-TMC | [8 empty] | MODULEMULTIPARAMETER | Module, Multi-Parameter | GE
NO | YES |  |  |  | 074-05265 | 074-05265 | GE Medical Systems | CARESCAPE PATIENT DATA MODULE |  | SA314222896GR | TMC-HVI-Heart Failure ICU (5Hvi) | MHHS-TMC |  | Module, Multi-Parameter |  | 074-05265 | 074-05265 | TMC | MHHS-TMC | TMC-HVI-Heart Failure ICU (5Hvi) | CVICU (5HVI) | 8/1/19 |  | 8/1/20 |  | PHYSIOLOGIC MONITOR MODULES, MULTIPARAMETER | Module, Multi-Parameter | MODULEMULTIPARAMETER-GE-CARESCAPE PDM | MODULEMULTIPARAMETER | CARESCAPE PDM |  |  |  | GE | Module, Multi-Parameter |  | MODULEMULTIPARAMETER-GE-CARESCAPE PDM |  | 11/7/16 |  | MMP-A | Covered PM Repair - Biomedical | MHHS-TMC | [8 empty] | MODULEMULTIPARAMETER | Module, Multi-Parameter | GE
NO | YES |  |  |  | 074-05267 | 074-05267 | GE Medical Systems | CARESCAPE PATIENT DATA MODULE |  | SA308408992GR |  | MHHS-TMC |  | Module, Multi-Parameter |  | 074-05267 | 074-05267 | TMC | Memorial Hermann Heart |  | CIMU 31 | 8/1/19 |  | 8/1/20 |  | PHYSIOLOGIC MONITOR MODULES, MULTIPARAMETER | Module, Multi-Parameter | MODULEMULTIPARAMETER-GE-CARESCAPE PDM | MODULEMULTIPARAMETER | CARESCAPE PDM |  |  |  | GE | Module, Multi-Parameter |  | MODULEMULTIPARAMETER-GE-CARESCAPE PDM |  |  |  | MMP-A | Covered PM Repair - Biomedical | MHHS-TMC | [8 empty] | MODULEMULTIPARAMETER | Module, Multi-Parameter | GE
NO | YES |  |  |  | 074-05269 | 074-05269 | GE Medical Systems | CARESCAPE PATIENT DATA MODULE |  | SA311307476GR | TMC-HVI-CVICU (8Hvi) | MHHS-TMC |  | Module, Multi-Parameter |  | 074-05269 | 074-05269 | TMC | MHHS-TMC | TMC-HVI-CVICU (8Hvi) | TMC HVI CVICU 8 | 8/1/19 |  | 8/1/20 |  | PHYSIOLOGIC MONITOR MODULES, MULTIPARAMETER | Module, Multi-Parameter | MODULEMULTIPARAMETER-GE-CARESCAPE PDM | MODULEMULTIPARAMETER | CARESCAPE PDM |  |  |  | GE | Module, Multi-Parameter |  | MODULEMULTIPARAMETER-GE-CARESCAPE PDM |  |  |  | MMP-A | Covered PM Repair - Biomedical | MHHS-TMC | [8 empty] | MODULEMULTIPARAMETER | Module, Multi-Parameter | GE
NO | YES |  |  |  | 074-05270 | 074-05270 | GE Medical Systems | CARESCAPE PATIENT DATA MODULE |  | SA311184545GR | TMC-HVI-CCU (4Hvi) | MHHS-TMC |  | Module, Multi-Parameter |  | 074-05270 | 074-05270 | TMC | MHHS-TMC | TMC-HVI-CCU (4Hvi) |  | 8/23/19 |  |  |  | PHYSIOLOGIC MONITOR MODULES, MULTIPARAMETER | Module, Multi-Parameter | MODULEMULTIPARAMETER-GE-CARESCAPE PDM | MODULEMULTIPARAMETER | CARESCAPE PDM |  |  |  | GE | Module, Multi-Parameter |  | MODULEMULTIPARAMETER-GE-CARESCAPE PDM |  | 1/2/12 | Finished from Script 3/27/2020 12:11:52pm (Central) | MMP-A | Covered PM Repair - Biomedical | MHHS-TMC | [8 empty] | MODULEMULTIPARAMETER | Module, Multi-Parameter | GE
NO | YES |  |  |  | 074-05271 | 074-05271 | GE Medical Systems | CARESCAPE PATIENT DATA MODULE |  | SA310260024GR | TMC-HVI-CCU (4Hvi) | MHHS-TMC |  | Module, Multi-Parameter |  | 074-05271 | 074-05271 | TMC | MHHS-TMC | TMC-HVI-CCU (4Hvi) |  | 8/16/19 |  |  |  | PHYSIOLOGIC MONITOR MODULES, MULTIPARAMETER | Module, Multi-Parameter | MODULEMULTIPARAMETER-GE-CARESCAPE PDM | MODULEMULTIPARAMETER | CARESCAPE PDM |  |  |  | GE | Module, Multi-Parameter |  | MODULEMULTIPARAMETER-GE-CARESCAPE PDM |  | 1/2/12 | Finished from Script 3/27/2020 12:11:52pm (Central) | MMP-A | Covered PM Repair - Biomedical | MHHS-TMC | [8 empty] | MODULEMULTIPARAMETER | Module, Multi-Parameter | GE
NO | YES |  |  |  | 074-05273 | 074-05273 | GE Medical Systems | CARESCAPE PATIENT DATA MODULE |  | SA310372076GR | TMC-HVI-CIMU (4Hvi) | MHHS-TMC |  | Module, Multi-Parameter |  | 074-05273 | 074-05273 | TMC | MHHS-TMC | TMC-HVI-CIMU (4Hvi) | CIMU 15 | 8/1/19 |  | 8/1/20 |  | PHYSIOLOGIC MONITOR MODULES, MULTIPARAMETER | Module, Multi-Parameter | MODULEMULTIPARAMETER-GE-CARESCAPE PDM | MODULEMULTIPARAMETER | CARESCAPE PDM |  |  |  | GE | Module, Multi-Parameter |  | MODULEMULTIPARAMETER-GE-CARESCAPE PDM |  | 1/2/12 |  | MMP-A | Covered PM Repair - Biomedical | MHHS-TMC | [8 empty] | MODULEMULTIPARAMETER | Module, Multi-Parameter | GE
NO | YES |  |  |  | 074-05274 | 074-05274 | GE Medical Systems | CARESCAPE PATIENT DATA MODULE |  | SA308115240GR | TMC-HVI-CCU (4Hvi) | MHHS-TMC |  | Module, Multi-Parameter |  | 074-05274 | 074-05274 | TMC | MHHS-TMC | TMC-HVI-CCU (4Hvi) |  | 8/1/19 |  | 8/1/20 |  | PHYSIOLOGIC MONITOR MODULES, MULTIPARAMETER | Module, Multi-Parameter | MODULEMULTIPARAMETER-GE-CARESCAPE PDM | MODULEMULTIPARAMETER | CARESCAPE PDM |  |  |  | GE | Module, Multi-Parameter |  | MODULEMULTIPARAMETER-GE-CARESCAPE PDM |  | 1/2/12 |  | MMP-A | Covered PM Repair - Biomedical | MHHS-TMC | [8 empty] | MODULEMULTIPARAMETER | Module, Multi-Parameter | GE
NO | YES |  |  |  | 074-05275 | 074-05275 | GE Medical Systems | CARESCAPE PATIENT DATA MODULE |  | SA312469376GR | ENT ICU | MHHS-TMC |  | Module, Multi-Parameter |  | 074-05275 | 074-05275 | TMC | Memorial Hermann-Texas Medical Center | ENT ICU | Room 1 | 8/1/19 |  | 8/1/20 |  | PHYSIOLOGIC MONITOR MODULES, MULTIPARAMETER | Module, Multi-Parameter | MODULEMULTIPARAMETER-GE-CARESCAPE PDM | MODULEMULTIPARAMETER | CARESCAPE PDM |  |  |  | GE | Module, Multi-Parameter |  | MODULEMULTIPARAMETER-GE-CARESCAPE PDM |  | 1/2/12 |  | MMP-A | Covered PM Repair - Biomedical | MHHS-TMC | [8 empty] | MODULEMULTIPARAMETER | Module, Multi-Parameter | GE
NO | YES |  |  |  | 074-05570 | 074-05570 | GE Medical Systems | CARESCAPE PATIENT DATA MODULE |  | SA310259970GR | Cullen-floor 2 | MHHS-TMC |  | Module, Multi-Parameter |  | 074-05570 | 074-05570 | TMC | Memorial Hermann-Texas Medical Center | Cullen-floor 2 | Micu 7 | 9/1/19 |  | 9/1/20 |  | PHYSIOLOGIC MONITOR MODULES, MULTIPARAMETER | Module, Multi-Parameter | MODULEMULTIPARAMETER-GE-CARESCAPE PDM | MODULEMULTIPARAMETER | CARESCAPE PDM |  |  |  | GE | Module, Multi-Parameter |  | MODULEMULTIPARAMETER-GE-CARESCAPE PDM |  | 1/2/12 |  | MMP-A | Covered PM Repair - Biomedical | MHHS-TMC | [8 empty] | MODULEMULTIPARAMETER | Module, Multi-Parameter | GE
NO | YES |  |  |  | 074-04443 | 074-04443 | GE Medical Systems | CARESCAPE PATIENT DATA MODULE |  | SA312111597GR | TMC-HVI-CIMU (4Hvi) | MHHS-TMC |  | Module, Multi-Parameter |  | 074-04443 | 074-04443 | TMC | MHHS-TMC | TMC-HVI-CIMU (4Hvi) | CIMU 05 | 11/1/19 |  | 11/1/20 |  | PHYSIOLOGIC MONITOR MODULES, MULTIPARAMETER | Module, Multi-Parameter | MODULEMULTIPARAMETER-GE-CARESCAPE PDM | MODULEMULTIPARAMETER | CARESCAPE PDM |  |  |  | GE | Module, Multi-Parameter |  | MODULEMULTIPARAMETER-GE-CARESCAPE PDM |  | 1/2/12 |  | MMP-A | Covered PM Repair - Biomedical | MHHS-TMC | [8 empty] | MODULEMULTIPARAMETER | Module, Multi-Parameter | GE
NO | YES |  |  |  | 074-05398 | 074-05398 | GE Medical Systems | CARESCAPE PATIENT DATA MODULE |  | SA315112782GR | TMC-HVI-CVICU (8Hvi) | MHHS-TMC |  | Module, Multi-Parameter |  | 074-05398 | 074-05398 | TMC | MHHS-TMC | TMC-HVI-CVICU (8Hvi) | CVIMU (8HVI) | 11/1/19 |  | 11/1/20 |  | PHYSIOLOGIC MONITOR MODULES, MULTIPARAMETER | Module, Multi-Parameter | MODULEMULTIPARAMETER-GE-CARESCAPE PDM | MODULEMULTIPARAMETER | CARESCAPE PDM |  |  |  | GE | Module, Multi-Parameter |  | MODULEMULTIPARAMETER-GE-CARESCAPE PDM |  | 1/2/12 |  | MMP-A | Covered PM Repair - Biomedical | MHHS-TMC | [8 empty] | MODULEMULTIPARAMETER | Module, Multi-Parameter | GE
NO | YES |  |  |  | 074-05399 | 074-05399 | GE Medical Systems | CARESCAPE PATIENT DATA MODULE |  | SA312121833GR | TMC-HVI-CVICU (8Hvi) | MHHS-TMC |  | Module, Multi-Parameter |  | 074-05399 | 074-05399 | TMC | MHHS-TMC | TMC-HVI-CVICU (8Hvi) | CVIMU (8HVI) | 11/1/19 |  | 11/1/20 |  | PHYSIOLOGIC MONITOR MODULES, MULTIPARAMETER | Module, Multi-Parameter | MODULEMULTIPARAMETER-GE-CARESCAPE PDM | MODULEMULTIPARAMETER | CARESCAPE PDM |  |  |  | GE | Module, Multi-Parameter |  | MODULEMULTIPARAMETER-GE-CARESCAPE PDM |  | 1/2/12 |  | MMP-A | Covered PM Repair - Biomedical | MHHS-TMC | [8 empty] | MODULEMULTIPARAMETER | Module, Multi-Parameter | GE
NO | YES |  |  |  | 074-05400 | 074-05400 | GE Medical Systems | CARESCAPE PATIENT DATA MODULE |  | SA311122202GR | General Medicine | MHHS-TMC |  | Module, Multi-Parameter |  | 074-05400 | 074-05400 | TMC | Memorial Hermann- Texas Medical Center | General Medicine | Hall way | 11/1/19 |  | 11/1/20 |  | PHYSIOLOGIC MONITOR MODULES, MULTIPARAMETER | Module, Multi-Parameter | MODULEMULTIPARAMETER-GE-CARESCAPE PDM | MODULEMULTIPARAMETER | CARESCAPE PDM |  |  |  | GE | Module, Multi-Parameter |  | MODULEMULTIPARAMETER-GE-CARESCAPE PDM |  | 1/2/12 |  | MMP-A | Covered PM Repair - Biomedical | MHHS-TMC | [8 empty] | MODULEMULTIPARAMETER | Module, Multi-Parameter | GE
NO | YES |  |  |  | 074-05405 | 074-05405 | GE Medical Systems | CARESCAPE PATIENT DATA MODULE |  | SA312480185GR | TMC-HVI-CIMU (4Hvi) | MHHS-TMC |  | Module, Multi-Parameter |  | 074-05405 | 074-05405 | TMC | MHHS-TMC | TMC-HVI-CIMU (4Hvi) |  | 11/1/18 |  | 11/1/19 |  | PHYSIOLOGIC MONITOR MODULES, MULTIPARAMETER | Module, Multi-Parameter | MODULEMULTIPARAMETER-GE-CARESCAPE PDM | MODULEMULTIPARAMETER | CARESCAPE PDM |  |  |  | GE | Module, Multi-Parameter |  | MODULEMULTIPARAMETER-GE-CARESCAPE PDM |  | 1/2/12 |  | MMP-A | Covered PM Repair - Biomedical | MHHS-TMC | [8 empty] | MODULEMULTIPARAMETER | Module, Multi-Parameter | GE
NO | YES |  |  |  | 074-05407 | 074-05407 | GE Medical Systems | CARESCAPE PATIENT DATA MODULE |  | SA308084656GR | TMC-HVI-CVICU (8Hvi) | MHHS-TMC |  | Module, Multi-Parameter |  | 074-05407 | 074-05407 | TMC | MHHS-TMC | TMC-HVI-CVICU (8Hvi) | CVIMU (8HVI) | 11/1/19 |  | 11/1/20 |  | PHYSIOLOGIC MONITOR MODULES, MULTIPARAMETER | Module, Multi-Parameter | MODULEMULTIPARAMETER-GE-CARESCAPE PDM | MODULEMULTIPARAMETER | CARESCAPE PDM |  |  |  | GE | Module, Multi-Parameter |  | MODULEMULTIPARAMETER-GE-CARESCAPE PDM |  | 1/2/12 |  | MMP-A | Covered PM Repair - Biomedical | MHHS-TMC | [8 empty] | MODULEMULTIPARAMETER | Module, Multi-Parameter | GE
NO | YES |  |  |  | 074-05408 | 074-05408 | GE Medical Systems | CARESCAPE PATIENT DATA MODULE |  | SA308125318GR | TMC-HVI-CIMU (4Hvi) | MHHS-TMC |  | Module, Multi-Parameter |  | 074-05408 | 074-05408 | TMC | MHHS-TMC | TMC-HVI-CIMU (4Hvi) | CCU 13 | 11/1/19 |  | 11/1/20 |  | PHYSIOLOGIC MONITOR MODULES, MULTIPARAMETER | Module, Multi-Parameter | MODULEMULTIPARAMETER-GE-CARESCAPE PDM | MODULEMULTIPARAMETER | CARESCAPE PDM |  |  |  | GE | Module, Multi-Parameter |  | MODULEMULTIPARAMETER-GE-CARESCAPE PDM |  | 1/2/12 |  | MMP-A | Covered PM Repair - Biomedical | MHHS-TMC | [8 empty] | MODULEMULTIPARAMETER | Module, Multi-Parameter | GE
NO | YES |  |  |  | 074-05409 | 074-05409 | GE Medical Systems | CARESCAPE PATIENT DATA MODULE |  | SA315165963GR | TMC-HVI-CIMU (4Hvi) | MHHS-TMC |  | Module, Multi-Parameter |  | 074-05409 | 074-05409 | TMC | MHHS-TMC | TMC-HVI-CIMU (4Hvi) | TMC - HVI - CIMU (4HVI) | 11/1/19 |  | 11/1/20 |  | PHYSIOLOGIC MONITOR MODULES, MULTIPARAMETER | Module, Multi-Parameter | MODULEMULTIPARAMETER-GE-CARESCAPE PDM | MODULEMULTIPARAMETER | CARESCAPE PDM |  |  |  | GE | Module, Multi-Parameter |  | MODULEMULTIPARAMETER-GE-CARESCAPE PDM |  | 1/2/12 |  | MMP-A | Covered PM Repair - Biomedical | MHHS-TMC | [8 empty] | MODULEMULTIPARAMETER | Module, Multi-Parameter | GE
NO | YES |  |  |  | 074-05412 | 074-05412 | GE Medical Systems | CARESCAPE PATIENT DATA MODULE |  | SA311317617GR | TMC-Cullen-MIMU (2C) | MHHS-TMC |  | Module, Multi-Parameter |  | 074-05412 | 074-05412 | TMC | MHHS-TMC | TMC-Cullen-MIMU (2C) | MIMU | 11/1/19 |  |  |  | PHYSIOLOGIC MONITOR MODULES, MULTIPARAMETER | Module, Multi-Parameter | MODULEMULTIPARAMETER-GE-CARESCAPE PDM | MODULEMULTIPARAMETER | CARESCAPE PDM |  |  |  | GE | Module, Multi-Parameter |  | MODULEMULTIPARAMETER-GE-CARESCAPE PDM |  | 1/2/12 |  | MMP-A | Covered PM Repair - Biomedical | MHHS-TMC | [8 empty] | MODULEMULTIPARAMETER | Module, Multi-Parameter | GE
NO | YES |  |  |  | 074-05463 | 074-05463 | GE Medical Systems | CARESCAPE PATIENT DATA MODULE |  | SA313084678GR | TMC-HVI-CIMU (4Hvi) | MHHS-TMC |  | Module, Multi-Parameter |  | 074-05463 | 074-05463 | TMC | MHHS-TMC | TMC-HVI-CIMU (4Hvi) |  | 8/20/19 |  |  |  | PHYSIOLOGIC MONITOR MODULES, MULTIPARAMETER | Module, Multi-Parameter | MODULEMULTIPARAMETER-GE-CARESCAPE PDM | MODULEMULTIPARAMETER | CARESCAPE PDM |  |  |  | GE | Module, Multi-Parameter |  | MODULEMULTIPARAMETER-GE-CARESCAPE PDM |  | 1/2/12 | Finished from Script 3/27/2020 12:11:52pm (Central) | MMP-A | Covered PM Repair - Biomedical | MHHS-TMC | [8 empty] | MODULEMULTIPARAMETER | Module, Multi-Parameter | GE
NO | YES |  |  |  | 074-05464 | 074-05464 | GE Medical Systems | CARESCAPE PATIENT DATA MODULE |  | SA310260435GR | TMC-HVI-CVICU (8Hvi) | MHHS-TMC |  | Module, Multi-Parameter |  | 074-05464 | 074-05464 | TMC | MHHS-TMC | TMC-HVI-CVICU (8Hvi) | CVIMU (8HVI) | 11/1/19 |  | 11/1/20 |  | PHYSIOLOGIC MONITOR MODULES, MULTIPARAMETER | Module, Multi-Parameter | MODULEMULTIPARAMETER-GE-CARESCAPE PDM | MODULEMULTIPARAMETER | CARESCAPE PDM |  |  |  | GE | Module, Multi-Parameter |  | MODULEMULTIPARAMETER-GE-CARESCAPE PDM |  | 1/2/12 |  | MMP-A | Covered PM Repair - Biomedical | MHHS-TMC | [8 empty] | MODULEMULTIPARAMETER | Module, Multi-Parameter | GE
NO | YES |  |  |  | 074-05465 | 074-05465 | GE Medical Systems | CARESCAPE PATIENT DATA MODULE |  | SA312111480GR | TMC-HVI-CIMU (4Hvi) | MHHS-TMC |  | Module, Multi-Parameter |  | 074-05465 | 074-05465 | TMC | MHHS-TMC | TMC-HVI-CIMU (4Hvi) |  | 11/1/19 |  | 11/1/20 |  | PHYSIOLOGIC MONITOR MODULES, MULTIPARAMETER | Module, Multi-Parameter | MODULEMULTIPARAMETER-GE-CARESCAPE PDM | MODULEMULTIPARAMETER | CARESCAPE PDM |  |  |  | GE | Module, Multi-Parameter |  | MODULEMULTIPARAMETER-GE-CARESCAPE PDM |  | 1/2/12 |  | MMP-A | Covered PM Repair - Biomedical | MHHS-TMC | [8 empty] | MODULEMULTIPARAMETER | Module, Multi-Parameter | GE
NO | YES |  |  |  | 074-05467 | 074-05467 | GE Medical Systems | CARESCAPE PATIENT DATA MODULE |  | SA312122038GR | TMC-HVI-Heart Failure ICU (5Hvi) | MHHS-TMC |  | Module, Multi-Parameter |  | 074-05467 | 074-05467 | TMC | MHHS-TMC | TMC-HVI-Heart Failure ICU (5Hvi) |  | 8/1/19 |  | 8/1/20 |  | PHYSIOLOGIC MONITOR MODULES, MULTIPARAMETER | Module, Multi-Parameter | MODULEMULTIPARAMETER-GE-CARESCAPE PDM | MODULEMULTIPARAMETER | CARESCAPE PDM |  |  |  | GE | Module, Multi-Parameter |  | MODULEMULTIPARAMETER-GE-CARESCAPE PDM |  | 1/2/12 |  | MMP-A | Covered PM Repair - Biomedical | MHHS-TMC | [8 empty] | MODULEMULTIPARAMETER | Module, Multi-Parameter | GE
NO | YES |  |  |  | 074-05468 | 074-05468 | GE Medical Systems | CARESCAPE PATIENT DATA MODULE |  | SA313095488GR | TMC-HVI-Heart Failure ICU (5Hvi) | MHHS-TMC |  | Module, Multi-Parameter |  | 074-05468 | 074-05468 | TMC | MHHS-TMC | TMC-HVI-Heart Failure ICU (5Hvi) | CVICU (5HVI) | 11/1/19 |  | 11/1/20 |  | PHYSIOLOGIC MONITOR MODULES, MULTIPARAMETER | Module, Multi-Parameter | MODULEMULTIPARAMETER-GE-CARESCAPE PDM | MODULEMULTIPARAMETER | CARESCAPE PDM |  |  |  | GE | Module, Multi-Parameter |  | MODULEMULTIPARAMETER-GE-CARESCAPE PDM |  | 1/2/12 |  | MMP-A | Covered PM Repair - Biomedical | MHHS-TMC | [8 empty] | MODULEMULTIPARAMETER | Module, Multi-Parameter | GE
NO | YES |  |  |  | 074-05469 | 074-05469 | GE Medical Systems | CARESCAPE PATIENT DATA MODULE |  | SA311236050GR | Cullen-floor 2 | MHHS-TMC |  | Module, Multi-Parameter |  | 074-05469 | 074-05469 | TMC | Memorial Hermann-Texas Medical Center | Cullen-floor 2 | Micu 15 | 9/1/19 |  | 9/1/20 |  | PHYSIOLOGIC MONITOR MODULES, MULTIPARAMETER | Module, Multi-Parameter | MODULEMULTIPARAMETER-GE-CARESCAPE PDM | MODULEMULTIPARAMETER | CARESCAPE PDM |  |  |  | GE | Module, Multi-Parameter |  | MODULEMULTIPARAMETER-GE-CARESCAPE PDM |  | 1/2/12 |  | MMP-A | Covered PM Repair - Biomedical | MHHS-TMC | [8 empty] | MODULEMULTIPARAMETER | Module, Multi-Parameter | GE
NO | YES |  |  |  | 074-05568 | 074-05568 | GE Medical Systems | CARESCAPE PATIENT DATA MODULE |  | SA310038499GR | TMC-HVI-Heart Failure ICU (5Hvi) | MHHS-TMC |  | Module, Multi-Parameter |  | 074-05568 | 074-05568 | TMC | MHHS-TMC | TMC-HVI-Heart Failure ICU (5Hvi) |  | 11/1/19 |  | 11/1/20 |  | PHYSIOLOGIC MONITOR MODULES, MULTIPARAMETER | Module, Multi-Parameter | MODULEMULTIPARAMETER-GE-CARESCAPE PDM | MODULEMULTIPARAMETER | CARESCAPE PDM |  |  |  | GE | Module, Multi-Parameter |  | MODULEMULTIPARAMETER-GE-CARESCAPE PDM |  | 1/2/12 |  | MMP-A | Covered PM Repair - Biomedical | MHHS-TMC | [8 empty] | MODULEMULTIPARAMETER | Module, Multi-Parameter | GE
NO | YES |  |  |  | 069-39130 | 069-39130 | GE Medical Systems | CARESCAPE PATIENT DATA MODULE |  | SA11428103GR | TMC-HVI-CVICU (8Hvi) | MHHS-TMC |  | Module, Multi-Parameter |  | 069-39130 | 069-39130 | TMC | MHHS-TMC | TMC-HVI-CVICU (8Hvi) |  | 8/1/19 |  | 8/1/20 |  | PHYSIOLOGIC MONITOR MODULES, MULTIPARAMETER | Module, Multi-Parameter | MODULEMULTIPARAMETER-GE-CARESCAPE PDM | MODULEMULTIPARAMETER | CARESCAPE PDM |  |  |  | GE | Module, Multi-Parameter |  | MODULEMULTIPARAMETER-GE-CARESCAPE PDM |  | 1/2/12 |  | MMP-A | Covered PM Repair - Biomedical | MHHS-TMC | [8 empty] | MODULEMULTIPARAMETER | Module, Multi-Parameter | GE
NO | YES |  |  |  | 069-39761 | 069-39761 | GE Medical Systems | CARESCAPE PATIENT DATA MODULE |  | SA312192618GR | TMC-HVI-CVICU (8Hvi) | MHHS-TMC |  | Module, Multi-Parameter |  | 069-39761 | 069-39761 | TMC | MHHS-TMC | TMC-HVI-CVICU (8Hvi) | CVICU (8HVI) | 8/1/19 |  |  |  | PHYSIOLOGIC MONITOR MODULES, MULTIPARAMETER | Module, Multi-Parameter | MODULEMULTIPARAMETER-GE-CARESCAPE PDM | MODULEMULTIPARAMETER | CARESCAPE PDM |  |  |  | GE | Module, Multi-Parameter |  | MODULEMULTIPARAMETER-GE-CARESCAPE PDM |  | 1/2/12 |  | MMP-A | Covered PM Repair - Biomedical | MHHS-TMC | [8 empty] | MODULEMULTIPARAMETER | Module, Multi-Parameter | GE
NO | YES |  |  |  | 074-01655 | 074-01655 | GE Medical Systems | CARESCAPE PATIENT DATA MODULE |  | SA311184415GR |  | MHHS-TMC |  | Module, Multi-Parameter |  | 074-01655 | 074-01655 | TMC | Memorial Hermann Heart |  | CVIMU 810 | 8/1/19 |  |  |  | PHYSIOLOGIC MONITOR MODULES, MULTIPARAMETER | Module, Multi-Parameter | MODULEMULTIPARAMETER-GE-CARESCAPE PDM | MODULEMULTIPARAMETER | CARESCAPE PDM |  |  |  | GE | Module, Multi-Parameter |  | MODULEMULTIPARAMETER-GE-CARESCAPE PDM |  | 1/2/12 |  | MMP-A | Covered PM Repair - Biomedical | MHHS-TMC | [8 empty] | MODULEMULTIPARAMETER | Module, Multi-Parameter | GE
NO | YES |  |  |  | 074-05280 | 074-05280 | GE Medical Systems | CARESCAPE PATIENT DATA MODULE |  | SA309122728GR | TMC-MHTMC-Central Supply | MHHS-TMC |  | Module, Multi-Parameter |  | 074-05280 | 074-05280 | TMC | MHHS-TMC | TMC-MHTMC-Central Supply | PACU 23 | 10/1/19 |  | 10/1/20 |  | PHYSIOLOGIC MONITOR MODULES, MULTIPARAMETER |  | MODULEMULTIPARAMETER-GE-CARESCAPE PDM | MODULEMULTIPARAMETER | CARESCAPE PDM |  |  |  | GE | Module, Multi-Parameter |  | MODULEMULTIPARAMETER-GE-CARESCAPE PDM |  | 1/2/12 |  |  | Covered PM Repair - Biomedical | MHHS-TMC
NO | YES |  |  |  | 074-05281 | 074-05281 | GE Medical Systems | CARESCAPE PATIENT DATA MODULE |  | SA310506875GR | TMC-HVI-Heart Failure ICU (5Hvi) | MHHS-TMC |  | Module, Multi-Parameter |  | 074-05281 | 074-05281 | TMC | MHHS-TMC | TMC-HVI-Heart Failure ICU (5Hvi) |  | 8/1/19 |  | 8/1/20 |  | PHYSIOLOGIC MONITOR MODULES, MULTIPARAMETER | Module, Multi-Parameter | MODULEMULTIPARAMETER-GE-CARESCAPE PDM | MODULEMULTIPARAMETER | CARESCAPE PDM |  |  |  | GE | Module, Multi-Parameter |  | MODULEMULTIPARAMETER-GE-CARESCAPE PDM |  | 1/2/12 |  | MMP-A | Covered PM Repair - Biomedical | MHHS-TMC | [8 empty] | MODULEMULTIPARAMETER | Module, Multi-Parameter | GE
NO | YES |  |  |  | 074-05283 | 074-05283 | GE Medical Systems | CARESCAPE PATIENT DATA MODULE |  | SA312039153GR | TMC-Cullen-MICU (2C) | MHHS-TMC |  | Module, Multi-Parameter |  | 074-05283 | 074-05283 | TMC | MHHS-TMC | TMC-Cullen-MICU (2C) | MICU | 9/1/19 |  | 9/1/20 |  | PHYSIOLOGIC MONITOR MODULES, MULTIPARAMETER | Module, Multi-Parameter | MODULEMULTIPARAMETER-GE-CARESCAPE PDM | MODULEMULTIPARAMETER | CARESCAPE PDM |  |  |  | GE | Module, Multi-Parameter |  | MODULEMULTIPARAMETER-GE-CARESCAPE PDM |  | 1/2/12 |  | MMP-A | Covered PM Repair - Biomedical | MHHS-TMC | [8 empty] | MODULEMULTIPARAMETER | Module, Multi-Parameter | GE
NO | YES |  |  |  | 074-05285 | 074-05285 | GE Medical Systems | CARESCAPE PATIENT DATA MODULE |  | SA312121706GR | TMC-HVI-CVICU (8Hvi) | MHHS-TMC |  | Module, Multi-Parameter |  | 074-05285 | 074-05285 | TMC | MHHS-TMC | TMC-HVI-CVICU (8Hvi) |  | 11/9/18 |  |  |  | PHYSIOLOGIC MONITOR MODULES, MULTIPARAMETER | Module, Multi-Parameter | MODULEMULTIPARAMETER-GE-CARESCAPE PDM | MODULEMULTIPARAMETER | CARESCAPE PDM |  |  |  | GE | Module, Multi-Parameter |  | MODULEMULTIPARAMETER-GE-CARESCAPE PDM |  | 1/2/12 | Finished from Script 3/27/2020 12:11:52pm (Central) | MMP-A | Covered PM Repair - Biomedical | MHHS-TMC | [8 empty] | MODULEMULTIPARAMETER | Module, Multi-Parameter | GE
NO | YES |  |  |  | 074-05286 | 074-05286 | GE Medical Systems | CARESCAPE PATIENT DATA MODULE |  | SA309122780GR | 8floor heart | MHHS-TMC |  | Module, Multi-Parameter |  | 074-05286 | 074-05286 | TMC | Memorial Hermann-Texas Medical Center | 8floor heart |  | 8/1/19 |  | 8/1/20 |  | PHYSIOLOGIC MONITOR MODULES, MULTIPARAMETER | Module, Multi-Parameter | MODULEMULTIPARAMETER-GE-CARESCAPE PDM | MODULEMULTIPARAMETER | CARESCAPE PDM |  |  |  | GE | Module, Multi-Parameter |  | MODULEMULTIPARAMETER-GE-CARESCAPE PDM |  | 1/2/12 |  | MMP-A | Covered PM Repair - Biomedical | MHHS-TMC | [8 empty] | MODULEMULTIPARAMETER | Module, Multi-Parameter | GE
NO | YES |  |  |  | 074-05287 | 074-05287 | GE Medical Systems | CARESCAPE PATIENT DATA MODULE |  | SA308216779GR | TMC-HVI-CVICU (8Hvi) | MHHS-TMC |  | Module, Multi-Parameter |  | 074-05287 | 074-05287 | TMC | MHHS-TMC | TMC-HVI-CVICU (8Hvi) | CVIMU (8HVI) | 8/1/19 |  | 8/1/20 |  | PHYSIOLOGIC MONITOR MODULES, MULTIPARAMETER | Module, Multi-Parameter | MODULEMULTIPARAMETER-GE-CARESCAPE PDM | MODULEMULTIPARAMETER | CARESCAPE PDM |  |  |  | GE | Module, Multi-Parameter |  | MODULEMULTIPARAMETER-GE-CARESCAPE PDM |  | 1/2/12 |  | MMP-A | Covered PM Repair - Biomedical | MHHS-TMC | [8 empty] | MODULEMULTIPARAMETER | Module, Multi-Parameter | GE
NO | YES |  |  |  | 074-05288 | 074-05288 | GE Medical Systems | CARESCAPE PATIENT DATA MODULE |  | SA309122742GR | TMC-HVI-CVICU (8Hvi) | MHHS-TMC |  | Module, Multi-Parameter |  | 074-05288 | 074-05288 | TMC | MHHS-TMC | TMC-HVI-CVICU (8Hvi) | TMC - HVI - CVIMU (8HVI) | 8/1/19 |  | 8/1/20 |  | PHYSIOLOGIC MONITOR MODULES, MULTIPARAMETER | Module, Multi-Parameter | MODULEMULTIPARAMETER-GE-CARESCAPE PDM | MODULEMULTIPARAMETER | CARESCAPE PDM |  |  |  | GE | Module, Multi-Parameter |  | MODULEMULTIPARAMETER-GE-CARESCAPE PDM |  | 1/2/12 |  | MMP-A | Covered PM Repair - Biomedical | MHHS-TMC | [8 empty] | MODULEMULTIPARAMETER | Module, Multi-Parameter | GE
NO | YES |  |  |  | 074-05289 | 074-05289 | GE Medical Systems | CARESCAPE PATIENT DATA MODULE |  | SA312152351GR | TMC-HVI-CVIMU (8Hvi) | MHHS-TMC |  | Module, Multi-Parameter |  | 074-05289 | 074-05289 | TMC | MHHS-TMC | TMC-HVI-CVIMU (8Hvi) | Room 102 | 8/1/19 |  |  | No PM Sticker | PHYSIOLOGIC MONITOR MODULES, MULTIPARAMETER | Module, Multi-Parameter | MODULEMULTIPARAMETER-GE-CARESCAPE PDM | MODULEMULTIPARAMETER | CARESCAPE PDM |  |  |  | GE | Module, Multi-Parameter |  | MODULEMULTIPARAMETER-GE-CARESCAPE PDM |  | 1/2/12 |  | MMP-A | Covered PM Repair - Biomedical | MHHS-TMC | [8 empty] | MODULEMULTIPARAMETER | Module, Multi-Parameter | GE
NO | YES |  |  |  | 074-05291 | 074-05291 | GE Medical Systems | CARESCAPE PATIENT DATA MODULE |  | SA308105229GR | TMC-HVI-Heart Failure ICU (5Hvi) | MHHS-TMC |  | Module, Multi-Parameter |  | 074-05291 | 074-05291 | TMC | MHHS-TMC | TMC-HVI-Heart Failure ICU (5Hvi) |  | 11/1/19 |  | 11/1/20 |  | PHYSIOLOGIC MONITOR MODULES, MULTIPARAMETER | Module, Multi-Parameter | MODULEMULTIPARAMETER-GE-CARESCAPE PDM | MODULEMULTIPARAMETER | CARESCAPE PDM |  |  |  | GE | Module, Multi-Parameter |  | MODULEMULTIPARAMETER-GE-CARESCAPE PDM |  | 1/2/12 |  | MMP-A | Covered PM Repair - Biomedical | MHHS-TMC | [8 empty] | MODULEMULTIPARAMETER | Module, Multi-Parameter | GE
NO | YES |  |  |  | 074-05293 | 074-05293 | GE Medical Systems | CARESCAPE PATIENT DATA MODULE |  | SA312111602GR | TMC-HVI-CVICU (8Hvi) | MHHS-TMC |  | Module, Multi-Parameter |  | 074-05293 | 074-05293 | TMC | MHHS-TMC | TMC-HVI-CVICU (8Hvi) | TMC - HVI - CVIMU (8HVI) | 8/1/19 |  | 8/1/20 |  | PHYSIOLOGIC MONITOR MODULES, MULTIPARAMETER | Module, Multi-Parameter | MODULEMULTIPARAMETER-GE-CARESCAPE PDM | MODULEMULTIPARAMETER | CARESCAPE PDM |  |  |  | GE | Module, Multi-Parameter |  | MODULEMULTIPARAMETER-GE-CARESCAPE PDM |  | 1/2/12 |  | MMP-A | Covered PM Repair - Biomedical | MHHS-TMC | [8 empty] | MODULEMULTIPARAMETER | Module, Multi-Parameter | GE
NO | YES |  |  |  | 074-05294 | 074-05294 | GE Medical Systems | CARESCAPE PATIENT DATA MODULE |  | SA312365743GR | TMC-HVI-CVICU (8Hvi) | MHHS-TMC |  | Module, Multi-Parameter |  | 074-05294 | 074-05294 | TMC | MHHS-TMC | TMC-HVI-CVICU (8Hvi) | TMC - HVI - CVIMU (8HVI) | 8/1/19 |  | 8/1/20 |  | PHYSIOLOGIC MONITOR MODULES, MULTIPARAMETER | Module, Multi-Parameter | MODULEMULTIPARAMETER-GE-CARESCAPE PDM | MODULEMULTIPARAMETER | CARESCAPE PDM |  |  |  | GE | Module, Multi-Parameter |  | MODULEMULTIPARAMETER-GE-CARESCAPE PDM |  | 5/1/16 |  | MMP-A | Covered PM Repair - Biomedical | MHHS-TMC | [8 empty] | MODULEMULTIPARAMETER | Module, Multi-Parameter | GE
NO | YES |  |  |  | 074-05295 | 074-05295 | GE Medical Systems | CARESCAPE PATIENT DATA MODULE |  | SA313044058GR | TMC-HVI-CCU (4Hvi) | MHHS-TMC |  | Module, Multi-Parameter |  | 074-05295 | 074-05295 | TMC | MHHS-TMC | TMC-HVI-CCU (4Hvi) | CCU (4HVI) | 8/1/19 |  |  |  | PHYSIOLOGIC MONITOR MODULES, MULTIPARAMETER | Module, Multi-Parameter | MODULEMULTIPARAMETER-GE-CARESCAPE PDM | MODULEMULTIPARAMETER | CARESCAPE PDM |  |  |  | GE | Module, Multi-Parameter |  | MODULEMULTIPARAMETER-GE-CARESCAPE PDM |  |  |  | MMP-A | Covered PM Repair - Biomedical | MHHS-TMC | [8 empty] | MODULEMULTIPARAMETER | Module, Multi-Parameter | GE
NO | YES |  |  |  | 074-05296 | 074-05296 | GE Medical Systems | CARESCAPE PATIENT DATA MODULE |  | SA312039172GR | Heart and vascular | MHHS-TMC |  | Module, Multi-Parameter |  | 074-05296 | 074-05296 | TMC | Memorial Hermann-Texas Medical Center | Heart and vascular | CVIMU19 | 12/1/19 |  | 12/1/20 |  | PHYSIOLOGIC MONITOR MODULES, MULTIPARAMETER | Module, Multi-Parameter | MODULEMULTIPARAMETER-GE-CARESCAPE PDM | MODULEMULTIPARAMETER | CARESCAPE PDM |  |  |  | GE | Module, Multi-Parameter |  | MODULEMULTIPARAMETER-GE-CARESCAPE PDM |  | 1/1/13 |  | MMP-A | Covered PM Repair - Biomedical | MHHS-TMC | [8 empty] | MODULEMULTIPARAMETER | Module, Multi-Parameter | GE
NO | YES | Asset Tag 074-05297 |  |  | 074-05297 | 074-05297 | GE Medical Systems | CARESCAPE PATIENT DATA MODULE |  | SA310403429GR | TMC-HVI-CVICU (8Hvi) | MHHS-TMC |  | Module, Multi-Parameter |  | 074-05297 | 074-05297 | TMC | MHHS-TMC | TMC-HVI-CVICU (8Hvi) |  | 8/14/19 |  |  |  | PHYSIOLOGIC MONITOR MODULES, MULTIPARAMETER | Module, Multi-Parameter | MODULEMULTIPARAMETER-GE-CARESCAPE PDM | MODULEMULTIPARAMETER | CARESCAPE PDM |  |  |  | GE | Module, Multi-Parameter |  | MODULEMULTIPARAMETER-GE-CARESCAPE PDM |  | 7/1/18 | Finished from Script 3/27/2020 12:11:52pm (Central) | MMP-A | Covered PM Repair - Biomedical | MHHS-TMC | [8 empty] | MODULEMULTIPARAMETER | Module, Multi-Parameter | GE
NO | YES |  |  |  | 074-05299 | 074-05299 | GE Medical Systems | CARESCAPE PATIENT DATA MODULE |  | SA308105228GR | TMC-HVI-CVICU (8Hvi) | MHHS-TMC |  | Module, Multi-Parameter |  | 074-05299 | 074-05299 | TMC | MHHS-TMC | TMC-HVI-CVICU (8Hvi) |  | 12/1/19 |  | 12/1/20 |  | PHYSIOLOGIC MONITOR MODULES, MULTIPARAMETER | Module, Multi-Parameter | MODULEMULTIPARAMETER-GE-CARESCAPE PDM | MODULEMULTIPARAMETER | CARESCAPE PDM |  |  |  | GE | Module, Multi-Parameter |  | MODULEMULTIPARAMETER-GE-CARESCAPE PDM |  | 1/1/10 |  | MMP-A | Covered PM Repair - Biomedical | MHHS-TMC | [8 empty] | MODULEMULTIPARAMETER | Module, Multi-Parameter | GE
NO | YES |  |  |  | 074-05300 | 074-05300 | GE Medical Systems | CARESCAPE PATIENT DATA MODULE |  | SA309122716GR | HIV-floor 8 | MHHS-TMC |  | Module, Multi-Parameter |  | 074-05300 | 074-05300 | TMC | Memorial Hermann-Texas Medical Center | HIV-floor 8 | Room 109 | 8/1/19 |  | 8/1/20 |  | PHYSIOLOGIC MONITOR MODULES, MULTIPARAMETER | Module, Multi-Parameter | MODULEMULTIPARAMETER-GE-CARESCAPE PDM | MODULEMULTIPARAMETER | CARESCAPE PDM |  |  |  | GE | Module, Multi-Parameter |  | MODULEMULTIPARAMETER-GE-CARESCAPE PDM |  | 1/1/10 |  | MMP-A | Covered PM Repair - Biomedical | MHHS-TMC | [8 empty] | MODULEMULTIPARAMETER | Module, Multi-Parameter | GE
NO | YES |  |  |  | 074-05914 | 074-05914 | GE Medical Systems | CARESCAPE PATIENT DATA MODULE |  | SA317340548SA | TMC-HVI-CCU (4Hvi) | MHHS-TMC |  | Module, Multi-Parameter |  | 074-05914 | 074-05914 | TMC | MHHS-TMC | TMC-HVI-CCU (4Hvi) |  | 2/1/20 |  | 2/1/21 |  | PHYSIOLOGIC MONITOR MODULES, MULTIPARAMETER | Module, Multi-Parameter | MODULEMULTIPARAMETER-GE-CARESCAPE PDM | MODULEMULTIPARAMETER | CARESCAPE PDM |  |  |  | GE | Module, Multi-Parameter |  | MODULEMULTIPARAMETER-GE-CARESCAPE PDM |  | 1/1/10 |  | MMP-A | Covered PM Repair - Biomedical | MHHS-TMC | [8 empty] | MODULEMULTIPARAMETER | Module, Multi-Parameter | GE
NO | YES |  |  |  | 074-04071 |  | GE Medical Systems | CARESCAPE PATIENT DATA MODULE |  | SA311163466GR | TMC-HVI-CVIMU (8Hvi) | MHHS-TMC |  | Module, Multi-Parameter |  | 074-04071 |  | TMC | MHHS-TMC | TMC-HVI-CVIMU (8Hvi) | Room 24 | 11/1/19 |  | 11/1/20 |  | PHYSIOLOGIC MONITOR MODULES, MULTIPARAMETER | Module, Multi-Parameter | MODULEMULTIPARAMETER-GE-CARESCAPE PDM | MODULEMULTIPARAMETER | CARESCAPE PDM |  |  |  | GE | Module, Multi-Parameter |  | MODULEMULTIPARAMETER-GE-CARESCAPE PDM |  |  |  | MMP-A | Covered PM Repair - Biomedical | MHHS-TMC | [8 empty] | MODULEMULTIPARAMETER | Module, Multi-Parameter | GE
NO | YES |  |  |  | 074-05389 | 074-05389 | GE Medical Systems | CARESCAPE PATIENT DATA MODULE |  | SA312111592GR | TMC-HVI-Heart Failure ICU (5Hvi) | MHHS-TMC |  | Module, Multi-Parameter |  | 074-05389 | 074-05389 | TMC | MHHS-TMC | TMC-HVI-Heart Failure ICU (5Hvi) |  | 11/1/18 |  | 11/1/19 |  | PHYSIOLOGIC MONITOR MODULES, MULTIPARAMETER | Module, Multi-Parameter | MODULEMULTIPARAMETER-GE-CARESCAPE PDM | MODULEMULTIPARAMETER | CARESCAPE PDM |  |  |  | GE | Module, Multi-Parameter |  | MODULEMULTIPARAMETER-GE-CARESCAPE PDM |  | 1/1/10 |  | MMP-A | Covered PM Repair - Biomedical | MHHS-TMC | [8 empty] | MODULEMULTIPARAMETER | Module, Multi-Parameter | GE
NO | YES |  |  |  | 074-05390 | 074-05390 | GE Medical Systems | CARESCAPE PATIENT DATA MODULE |  | SA313095327GR | TMC-HVI-CVIMU (8Hvi) | MHHS-TMC |  | Module, Multi-Parameter |  | 074-05390 | 074-05390 | TMC | MHHS-TMC | TMC-HVI-CVIMU (8Hvi) | CVIMU Suite 1 | 11/1/19 |  | 11/1/20 |  | PHYSIOLOGIC MONITOR MODULES, MULTIPARAMETER | Module, Multi-Parameter | MODULEMULTIPARAMETER-GE-CARESCAPE PDM | MODULEMULTIPARAMETER | CARESCAPE PDM |  |  |  | GE | Module, Multi-Parameter |  | MODULEMULTIPARAMETER-GE-CARESCAPE PDM |  |  |  | MMP-A | Covered PM Repair - Biomedical | MHHS-TMC | [8 empty] | MODULEMULTIPARAMETER | Module, Multi-Parameter | GE
NO | YES |  |  |  | 074-05391 | 074-05391 | GE Medical Systems | CARESCAPE PATIENT DATA MODULE |  | SA312397261GR | TMC-HVI-CVICU (8Hvi) | MHHS-TMC |  | Module, Multi-Parameter |  | 074-05391 | 074-05391 | TMC | MHHS-TMC | TMC-HVI-CVICU (8Hvi) | CVIMU Suite 811 | 11/1/19 |  | 11/1/20 |  | PHYSIOLOGIC MONITOR MODULES, MULTIPARAMETER | Module, Multi-Parameter | MODULEMULTIPARAMETER-GE-CARESCAPE PDM | MODULEMULTIPARAMETER | CARESCAPE PDM |  |  |  | GE | Module, Multi-Parameter |  | MODULEMULTIPARAMETER-GE-CARESCAPE PDM |  |  |  | MMP-A | Covered PM Repair - Biomedical | MHHS-TMC | [8 empty] | MODULEMULTIPARAMETER | Module, Multi-Parameter | GE
NO | YES |  |  |  | 074-05393 | 074-05393 | GE Medical Systems | CARESCAPE PATIENT DATA MODULE |  | SA308094977GR | TMC-HVI-CVIMU (8Hvi) | MHHS-TMC |  | Module, Multi-Parameter |  | 074-05393 | 074-05393 | TMC | MHHS-TMC | TMC-HVI-CVIMU (8Hvi) | CVIMU Suite 9 | 11/1/19 |  | 11/1/20 |  | PHYSIOLOGIC MONITOR MODULES, MULTIPARAMETER | Module, Multi-Parameter | MODULEMULTIPARAMETER-GE-CARESCAPE PDM | MODULEMULTIPARAMETER | CARESCAPE PDM |  |  |  | GE | Module, Multi-Parameter |  | MODULEMULTIPARAMETER-GE-CARESCAPE PDM |  |  |  | MMP-A | Covered PM Repair - Biomedical | MHHS-TMC | [8 empty] | MODULEMULTIPARAMETER | Module, Multi-Parameter | GE
NO | YES |  |  |  | 074-05394 | 074-05394 | GE Medical Systems | CARESCAPE PATIENT DATA MODULE |  | SA311111654GR | TMC-HVI-CVICU (8Hvi) | MHHS-TMC |  | Module, Multi-Parameter |  | 074-05394 | 074-05394 | TMC | MHHS-TMC | TMC-HVI-CVICU (8Hvi) | CVIMU (8HVI) | 11/1/19 |  | 11/1/20 |  | PHYSIOLOGIC MONITOR MODULES, MULTIPARAMETER | Module, Multi-Parameter | MODULEMULTIPARAMETER-GE-CARESCAPE PDM | MODULEMULTIPARAMETER | CARESCAPE PDM |  |  |  | GE | Module, Multi-Parameter |  | MODULEMULTIPARAMETER-GE-CARESCAPE PDM |  |  |  | MMP-A | Covered PM Repair - Biomedical | MHHS-TMC | [8 empty] | MODULEMULTIPARAMETER | Module, Multi-Parameter | GE
NO | YES |  |  |  | 074-05396 | 074-05396 | GE Medical Systems | CARESCAPE PATIENT DATA MODULE |  | SA310393267GR | TMC-HVI-CVICU (8Hvi) | MHHS-TMC |  | Module, Multi-Parameter |  | 074-05396 | 074-05396 | TMC | MHHS-TMC | TMC-HVI-CVICU (8Hvi) | HVI CVIMU | 11/1/19 |  | 11/1/20 |  | PHYSIOLOGIC MONITOR MODULES, MULTIPARAMETER | Module, Multi-Parameter | MODULEMULTIPARAMETER-GE-CARESCAPE PDM | MODULEMULTIPARAMETER | CARESCAPE PDM |  |  |  | GE | Module, Multi-Parameter |  | MODULEMULTIPARAMETER-GE-CARESCAPE PDM |  |  |  | MMP-A | Covered PM Repair - Biomedical | MHHS-TMC | [8 empty] | MODULEMULTIPARAMETER | Module, Multi-Parameter | GE
NO | YES |  |  |  | 074-05401 | 074-05401 | GE Medical Systems | CARESCAPE PATIENT DATA MODULE |  | SA311256825GR | TMC-HVI-CVIMU (8Hvi) | MHHS-TMC |  | Module, Multi-Parameter |  | 074-05401 | 074-05401 | TMC | MHHS-TMC | TMC-HVI-CVIMU (8Hvi) | CVIMU Suite 5 | 11/1/19 |  | 11/1/20 |  | PHYSIOLOGIC MONITOR MODULES, MULTIPARAMETER | Module, Multi-Parameter | MODULEMULTIPARAMETER-GE-CARESCAPE PDM | MODULEMULTIPARAMETER | CARESCAPE PDM |  |  |  | GE | Module, Multi-Parameter |  | MODULEMULTIPARAMETER-GE-CARESCAPE PDM |  |  |  | MMP-A | Covered PM Repair - Biomedical | MHHS-TMC | [8 empty] | MODULEMULTIPARAMETER | Module, Multi-Parameter | GE
NO | YES |  |  |  | 074-05416 | 074-05416 | GE Medical Systems | CARESCAPE PATIENT DATA MODULE |  | SA310434175GR | TMC-HVI-CVICU (8Hvi) | MHHS-TMC |  | Module, Multi-Parameter |  | 074-05416 | 074-05416 | TMC | MHHS-TMC | TMC-HVI-CVICU (8Hvi) | CVIMU 20 | 11/1/18 |  | 11/1/19 |  | PHYSIOLOGIC MONITOR MODULES, MULTIPARAMETER | Module, Multi-Parameter | MODULEMULTIPARAMETER-GE-CARESCAPE PDM | MODULEMULTIPARAMETER | CARESCAPE PDM |  |  |  | GE | Module, Multi-Parameter |  | MODULEMULTIPARAMETER-GE-CARESCAPE PDM |  |  |  | MMP-A | Covered PM Repair - Biomedical | MHHS-TMC | [8 empty] | MODULEMULTIPARAMETER | Module, Multi-Parameter | GE
NO | YES |  |  |  | 074-05417 | 074-05417 | GE Medical Systems | CARESCAPE PATIENT DATA MODULE |  | SA310351488GR | TMC-HVI-CVICU (8Hvi) | MHHS-TMC |  | Module, Multi-Parameter |  | 074-05417 | 074-05417 | TMC | MHHS-TMC | TMC-HVI-CVICU (8Hvi) | CVIMU (8HVI) | 11/1/19 |  | 11/1/20 |  | PHYSIOLOGIC MONITOR MODULES, MULTIPARAMETER | Module, Multi-Parameter | MODULEMULTIPARAMETER-GE-CARESCAPE PDM | MODULEMULTIPARAMETER | CARESCAPE PDM |  |  |  | GE | Module, Multi-Parameter |  | MODULEMULTIPARAMETER-GE-CARESCAPE PDM |  |  |  | MMP-A | Covered PM Repair - Biomedical | MHHS-TMC | [8 empty] | MODULEMULTIPARAMETER | Module, Multi-Parameter | GE
NO | YES |  |  |  | 074-05419 | 074-05419 | GE Medical Systems | CARESCAPE PATIENT DATA MODULE |  | SA310455136GR | TMC-HVI-CVICU (8Hvi) | MHHS-TMC |  | Module, Multi-Parameter |  | 074-05419 | 074-05419 | TMC | MHHS-TMC | TMC-HVI-CVICU (8Hvi) | TMC - HVI - CVIMU (8HVI) | 12/1/19 |  | 12/1/20 |  | PHYSIOLOGIC MONITOR MODULES, MULTIPARAMETER | Module, Multi-Parameter | MODULEMULTIPARAMETER-GE-CARESCAPE PDM | MODULEMULTIPARAMETER | CARESCAPE PDM |  |  |  | GE | Module, Multi-Parameter |  | MODULEMULTIPARAMETER-GE-CARESCAPE PDM |  | 3/17/12 |  | MMP-A | Covered PM Repair - Biomedical | MHHS-TMC | [8 empty] | MODULEMULTIPARAMETER | Module, Multi-Parameter | GE
NO | YES |  |  |  | 074-05420 | 074-05420 | GE Medical Systems | CARESCAPE PATIENT DATA MODULE |  | SA313106335GR | TMC-HVI-CVICU (8Hvi) | MHHS-TMC |  | Module, Multi-Parameter |  | 074-05420 | 074-05420 | TMC | MHHS-TMC | TMC-HVI-CVICU (8Hvi) | CVIMU (8HVI) | 3/1/20 |  | 3/1/21 |  | PHYSIOLOGIC MONITOR MODULES, MULTIPARAMETER | Module, Multi-Parameter | MODULEMULTIPARAMETER-GE-CARESCAPE PDM | MODULEMULTIPARAMETER | CARESCAPE PDM |  |  |  | GE | Module, Multi-Parameter |  | MODULEMULTIPARAMETER-GE-CARESCAPE PDM |  | 1/1/10 |  | MMP-A | Covered PM Repair - Biomedical | MHHS-TMC | [8 empty] | MODULEMULTIPARAMETER | Module, Multi-Parameter | GE
NO | YES |  |  |  | 074-05421 | 074-05421 | GE Medical Systems | CARESCAPE PATIENT DATA MODULE |  | SA311205399GR | TMC-HVI-Heart Failure ICU (5Hvi) | MHHS-TMC |  | Module, Multi-Parameter |  | 074-05421 | 074-05421 | TMC | MHHS-TMC | TMC-HVI-Heart Failure ICU (5Hvi) |  | 3/1/20 |  | 3/1/21 |  | PHYSIOLOGIC MONITOR MODULES, MULTIPARAMETER | Module, Multi-Parameter | MODULEMULTIPARAMETER-GE-CARESCAPE PDM | MODULEMULTIPARAMETER | CARESCAPE PDM |  |  |  | GE | Module, Multi-Parameter |  | MODULEMULTIPARAMETER-GE-CARESCAPE PDM |  | 7/18/18 |  | MMP-A | Covered PM Repair - Biomedical | MHHS-TMC | [8 empty] | MODULEMULTIPARAMETER | Module, Multi-Parameter | GE
NO | YES |  |  |  | 074-05422 | 074-05422 | GE Medical Systems | CARESCAPE PATIENT DATA MODULE |  | SA310393078GR | TMC-HVI-CVICU (8Hvi) | MHHS-TMC |  | Module, Multi-Parameter |  | 074-05422 | 074-05422 | TMC | MHHS-TMC | TMC-HVI-CVICU (8Hvi) | CVIMU (8HVI) | 3/1/20 |  | 3/1/21 |  | PHYSIOLOGIC MONITOR MODULES, MULTIPARAMETER | Module, Multi-Parameter | MODULEMULTIPARAMETER-GE-CARESCAPE PDM | MODULEMULTIPARAMETER | CARESCAPE PDM |  |  |  | GE | Module, Multi-Parameter |  | MODULEMULTIPARAMETER-GE-CARESCAPE PDM |  | 7/1/18 |  | MMP-A | Covered PM Repair - Biomedical | MHHS-TMC | [8 empty] | MODULEMULTIPARAMETER | Module, Multi-Parameter | GE
NO | YES |  |  |  | 074-05423 | 074-05423 | GE Medical Systems | CARESCAPE PATIENT DATA MODULE |  | SA310423972GR | TMC-HVI-CVICU (8Hvi) | MHHS-TMC |  | Module, Multi-Parameter |  | 074-05423 | 074-05423 | TMC | MHHS-TMC | TMC-HVI-CVICU (8Hvi) | CVIMU (8HVI) | 12/1/19 |  | 12/1/20 |  | PHYSIOLOGIC MONITOR MODULES, MULTIPARAMETER | Module, Multi-Parameter | MODULEMULTIPARAMETER-GE-CARESCAPE PDM | MODULEMULTIPARAMETER | CARESCAPE PDM |  |  |  | GE | Module, Multi-Parameter |  | MODULEMULTIPARAMETER-GE-CARESCAPE PDM |  | 7/1/18 |  | MMP-A | Covered PM Repair - Biomedical | MHHS-TMC | [8 empty] | MODULEMULTIPARAMETER | Module, Multi-Parameter | GE
NO | YES |  |  |  | 074-05424 | 074-05424 | GE Medical Systems | CARESCAPE PATIENT DATA MODULE |  | SA308501325GR | TMC-HVI-CVICU (8Hvi) | MHHS-TMC |  | Module, Multi-Parameter |  | 074-05424 | 074-05424 | TMC | MHHS-TMC | TMC-HVI-CVICU (8Hvi) |  | 8/13/19 |  |  |  | PHYSIOLOGIC MONITOR MODULES, MULTIPARAMETER | Module, Multi-Parameter | MODULEMULTIPARAMETER-GE-CARESCAPE PDM | MODULEMULTIPARAMETER | CARESCAPE PDM |  |  |  | GE | Module, Multi-Parameter |  | MODULEMULTIPARAMETER-GE-CARESCAPE PDM |  |  | Finished from Script 3/27/2020 12:11:52pm (Central) | MMP-A | Covered PM Repair - Biomedical | MHHS-TMC | [8 empty] | MODULEMULTIPARAMETER | Module, Multi-Parameter | GE
NO | YES |  |  |  | 074-05425 | 074-05425 | GE Medical Systems | CARESCAPE PATIENT DATA MODULE |  | SA311121753GR | TMC-HVI-Heart Failure ICU (5Hvi) | MHHS-TMC |  | Module, Multi-Parameter |  | 074-05425 | 074-05425 | TMC | MHHS-TMC | TMC-HVI-Heart Failure ICU (5Hvi) |  | 8/1/19 |  | 8/1/20 |  | PHYSIOLOGIC MONITOR MODULES, MULTIPARAMETER | Module, Multi-Parameter | MODULEMULTIPARAMETER-GE-CARESCAPE PDM | MODULEMULTIPARAMETER | CARESCAPE PDM |  |  |  | GE | Module, Multi-Parameter |  | MODULEMULTIPARAMETER-GE-CARESCAPE PDM |  |  |  | MMP-A | Covered PM Repair - Biomedical | MHHS-TMC | [8 empty] | MODULEMULTIPARAMETER | Module, Multi-Parameter | GE
NO | YES |  |  |  | 074-05427 | 074-05427 | GE Medical Systems | CARESCAPE PATIENT DATA MODULE |  | SA310058736GR | TMC-HVI-CVICU (8Hvi) | MHHS-TMC |  | Module, Multi-Parameter |  | 074-05427 | 074-05427 | TMC | MHHS-TMC | TMC-HVI-CVICU (8Hvi) | TMC - HVI - CVIMU (8HVI) | 12/1/19 |  | 12/1/20 |  | PHYSIOLOGIC MONITOR MODULES, MULTIPARAMETER | Module, Multi-Parameter | MODULEMULTIPARAMETER-GE-CARESCAPE PDM | MODULEMULTIPARAMETER | CARESCAPE PDM |  |  |  | GE | Module, Multi-Parameter |  | MODULEMULTIPARAMETER-GE-CARESCAPE PDM |  | 5/29/10 |  | MMP-A | Covered PM Repair - Biomedical | MHHS-TMC | [8 empty] | MODULEMULTIPARAMETER | Module, Multi-Parameter | GE
NO | YES |  |  |  | 074-05428 | 074-05428 | GE Medical Systems | CARESCAPE PATIENT DATA MODULE |  | SA310423905GR | TMC-HVI-CVICU (8Hvi) | MHHS-TMC |  | Module, Multi-Parameter |  | 074-05428 | 074-05428 | TMC | MHHS-TMC | TMC-HVI-CVICU (8Hvi) |  | 11/1/19 |  | 11/1/20 |  | PHYSIOLOGIC MONITOR MODULES, MULTIPARAMETER | Module, Multi-Parameter | MODULEMULTIPARAMETER-GE-CARESCAPE PDM | MODULEMULTIPARAMETER | CARESCAPE PDM |  |  |  | GE | Module, Multi-Parameter |  | MODULEMULTIPARAMETER-GE-CARESCAPE PDM |  | 1/1/10 |  | MMP-A | Covered PM Repair - Biomedical | MHHS-TMC | [8 empty] | MODULEMULTIPARAMETER | Module, Multi-Parameter | GE
NO | YES |  |  |  | 074-05429 | 074-05429 | GE Medical Systems | CARESCAPE PATIENT DATA MODULE |  | SA312070216GR | TMC-HVI-CVICU (8Hvi) | MHHS-TMC |  | Module, Multi-Parameter |  | 074-05429 | 074-05429 | TMC | MHHS-TMC | TMC-HVI-CVICU (8Hvi) | CVIMU (8HVI) | 11/1/19 |  | 11/1/20 |  | PHYSIOLOGIC MONITOR MODULES, MULTIPARAMETER | Module, Multi-Parameter | MODULEMULTIPARAMETER-GE-CARESCAPE PDM | MODULEMULTIPARAMETER | CARESCAPE PDM |  |  |  | GE | Module, Multi-Parameter |  | MODULEMULTIPARAMETER-GE-CARESCAPE PDM |  | 6/6/00 |  | MMP-A | Covered PM Repair - Biomedical | MHHS-TMC | [8 empty] | MODULEMULTIPARAMETER | Module, Multi-Parameter | GE
NO | YES |  |  |  | 074-05430 | 074-05430 | GE Medical Systems | CARESCAPE PATIENT DATA MODULE |  | SA313023195GR | TMC-HVI-Heart Failure ICU (5Hvi) | MHHS-TMC |  | Module, Multi-Parameter |  | 074-05430 | 074-05430 | TMC | MHHS-TMC | TMC-HVI-Heart Failure ICU (5Hvi) |  | 11/1/18 |  | 11/1/19 |  | PHYSIOLOGIC MONITOR MODULES, MULTIPARAMETER | Module, Multi-Parameter | MODULEMULTIPARAMETER-GE-CARESCAPE PDM | MODULEMULTIPARAMETER | CARESCAPE PDM |  |  |  | GE | Module, Multi-Parameter |  | MODULEMULTIPARAMETER-GE-CARESCAPE PDM |  | 1/1/10 |  | MMP-A | Covered PM Repair - Biomedical | MHHS-TMC | [8 empty] | MODULEMULTIPARAMETER | Module, Multi-Parameter | GE
NO | YES |  |  |  | 074-05431 | 074-05431 | GE Medical Systems | CARESCAPE PATIENT DATA MODULE |  | SA313084571GR | TMC-HVI-Heart Failure ICU (5Hvi) | MHHS-TMC |  | Module, Multi-Parameter |  | 074-05431 | 074-05431 | TMC | MHHS-TMC | TMC-HVI-Heart Failure ICU (5Hvi) |  | 8/1/19 |  | 8/1/20 |  | PHYSIOLOGIC MONITOR MODULES, MULTIPARAMETER | Module, Multi-Parameter | MODULEMULTIPARAMETER-GE-CARESCAPE PDM | MODULEMULTIPARAMETER | CARESCAPE PDM |  |  |  | GE | Module, Multi-Parameter |  | MODULEMULTIPARAMETER-GE-CARESCAPE PDM |  | 1/1/10 |  | MMP-A | Covered PM Repair - Biomedical | MHHS-TMC | [8 empty] | MODULEMULTIPARAMETER | Module, Multi-Parameter | GE
NO | YES |  |  |  | 074-05466 | 074-05466 | GE Medical Systems | CARESCAPE PATIENT DATA MODULE |  | SA311153298GR | TMC-HVI-CVIMU (8Hvi) | MHHS-TMC |  | Module, Multi-Parameter |  | 074-05466 | 074-05466 | TMC | MHHS-TMC | TMC-HVI-CVIMU (8Hvi) | CVIMU Suite 812 | 11/1/19 |  | 11/1/20 |  | PHYSIOLOGIC MONITOR MODULES, MULTIPARAMETER | Module, Multi-Parameter | MODULEMULTIPARAMETER-GE-CARESCAPE PDM | MODULEMULTIPARAMETER | CARESCAPE PDM |  |  |  | GE | Module, Multi-Parameter |  | MODULEMULTIPARAMETER-GE-CARESCAPE PDM |  |  |  | MMP-A | Covered PM Repair - Biomedical | MHHS-TMC | [8 empty] | MODULEMULTIPARAMETER | Module, Multi-Parameter | GE
NO | YES |  |  |  | 069-35680 | 069-35680 | GE Medical Systems | CARESCAPE PATIENT DATA MODULE |  | SA311111624GA | TMC-HVI-CIMU (4Hvi) | MHHS-TMC |  | Module, Multi-Parameter |  | 069-35680 | 069-35680 | TMC | MHHS-TMC | TMC-HVI-CIMU (4Hvi) |  | 8/1/19 |  | 8/1/20 |  | PHYSIOLOGIC MONITOR MODULES, MULTIPARAMETER | Module, Multi-Parameter | MODULEMULTIPARAMETER-GE-CARESCAPE PDM | MODULEMULTIPARAMETER | CARESCAPE PDM |  |  |  | GE | Module, Multi-Parameter |  | MODULEMULTIPARAMETER-GE-CARESCAPE PDM |  |  |  | MMP-A | Covered PM Repair - Biomedical | MHHS-TMC | [8 empty] | MODULEMULTIPARAMETER | Module, Multi-Parameter | GE
NO | YES |  |  |  | 069-36967 | 069-36967 | GE Medical Systems | CARESCAPE PATIENT DATA MODULE |  | SA308105139GR | TMC-Jones-Neuro ICU (7J) | MHHS-TMC |  | Module, Multi-Parameter |  | 069-36967 | 069-36967 | TMC | MHHS-TMC | TMC-Jones-Neuro ICU (7J) | J7 23 | 9/1/19 |  | 9/1/20 | In use on patient | PHYSIOLOGIC MONITOR MODULES, MULTIPARAMETER | Module, Multi-Parameter | MODULEMULTIPARAMETER-GE-CARESCAPE PDM | MODULEMULTIPARAMETER | CARESCAPE PDM |  |  |  | GE | Module, Multi-Parameter |  | MODULEMULTIPARAMETER-GE-CARESCAPE PDM |  |  |  | MMP-A | Covered PM Repair - Biomedical | MHHS-TMC | [8 empty] | MODULEMULTIPARAMETER | Module, Multi-Parameter | GE
NO | YES |  |  |  | 069-36982 | 069-36982 | GE Medical Systems | CARESCAPE PATIENT DATA MODULE |  | SA311317687GR | NSICU | MHHS-TMC |  | Module, Multi-Parameter |  | 069-36982 | 069-36982 | TMC | Memorial Hermann-Texas Medical Center | NSICU |  | 11/1/19 |  | 11/1/20 |  | PHYSIOLOGIC MONITOR MODULES, MULTIPARAMETER | Module, Multi-Parameter | MODULEMULTIPARAMETER-GE-CARESCAPE PDM | MODULEMULTIPARAMETER | CARESCAPE PDM |  |  |  | GE | Module, Multi-Parameter |  | MODULEMULTIPARAMETER-GE-CARESCAPE PDM |  | 11/1/20 |  | MMP-A | Covered PM Repair - Biomedical | MHHS-TMC | [8 empty] | MODULEMULTIPARAMETER | Module, Multi-Parameter | GE
NO | YES | Asset Tag 074-00866 |  |  | 074-00866 | 074-00866 | GE Medical Systems | CARESCAPE PATIENT DATA MODULE |  | SA312091262GR | TMC-HVI-Heart Failure ICU (5Hvi) | MHHS-TMC |  | Module, Multi-Parameter |  | 074-00866 | 074-00866 | TMC | MHHS-TMC | TMC-HVI-Heart Failure ICU (5Hvi) |  | 1/30/19 |  |  |  | PHYSIOLOGIC MONITOR MODULES, MULTIPARAMETER | Module, Multi-Parameter | MODULEMULTIPARAMETER-GE-CARESCAPE PDM | MODULEMULTIPARAMETER | CARESCAPE PDM |  |  |  | GE | Module, Multi-Parameter |  | MODULEMULTIPARAMETER-GE-CARESCAPE PDM |  | 1/1/10 | Finished from Script 3/27/2020 12:11:52pm (Central) | MMP-A | Covered PM Repair - Biomedical | MHHS-TMC | [8 empty] | MODULEMULTIPARAMETER | Module, Multi-Parameter | GE
NO | YES |  |  |  | 074-00944 | 074-00944 | GE Medical Systems | CARESCAPE PATIENT DATA MODULE |  | SA3152391170GA | TWC | MHHS-TMC |  | Module, Multi-Parameter |  | 074-00944 | 074-00944 | TMC | Memorial Hermann-Texas Medical Center | TWC | Adult Dialysis | 11/1/19 |  | 11/1/20 |  | PHYSIOLOGIC MONITOR MODULES, MULTIPARAMETER | Module, Multi-Parameter | MODULEMULTIPARAMETER-GE-CARESCAPE PDM | MODULEMULTIPARAMETER | CARESCAPE PDM |  |  |  | GE | Module, Multi-Parameter |  | MODULEMULTIPARAMETER-GE-CARESCAPE PDM |  | 1/1/10 |  | MMP-A | Covered PM Repair - Biomedical | MHHS-TMC | [8 empty] | MODULEMULTIPARAMETER | Module, Multi-Parameter | GE
NO | YES |  |  |  | 074-00946 | 074-00946 | GE Medical Systems | CARESCAPE PATIENT DATA MODULE |  | SA315230175GA | TMC-HVI-Heart Failure ICU (5Hvi) | MHHS-TMC |  | Module, Multi-Parameter |  | 074-00946 | 074-00946 | TMC | MHHS-TMC | TMC-HVI-Heart Failure ICU (5Hvi) | CVICU (5HVI) | 8/1/19 |  | 8/1/20 |  | PHYSIOLOGIC MONITOR MODULES, MULTIPARAMETER | Module, Multi-Parameter | MODULEMULTIPARAMETER-GE-CARESCAPE PDM | MODULEMULTIPARAMETER | CARESCAPE PDM |  |  |  | GE | Module, Multi-Parameter |  | MODULEMULTIPARAMETER-GE-CARESCAPE PDM |  |  |  | MMP-A | Covered PM Repair - Biomedical | MHHS-TMC | [8 empty] | MODULEMULTIPARAMETER | Module, Multi-Parameter | GE
NO | YES |  |  |  | 074-01442 | 074-01442 | GE Medical Systems | CARESCAPE PATIENT DATA MODULE |  | SA311069677GR | TMC-Jones-Silver Trauma/Tcu (8J) | MHHS-TMC |  | Module, Multi-Parameter |  | 074-01442 | 074-01442 | TMC | MHHS-TMC | TMC-Jones-Silver Trauma/Tcu (8J) | TMC - JONES -SILVER TRAUMA CARE 4 | 11/1/18 |  | 11/1/19 |  | PHYSIOLOGIC MONITOR MODULES, MULTIPARAMETER | Module, Multi-Parameter | MODULEMULTIPARAMETER-GE-CARESCAPE PDM | MODULEMULTIPARAMETER | CARESCAPE PDM |  |  |  | GE | Module, Multi-Parameter |  | MODULEMULTIPARAMETER-GE-CARESCAPE PDM |  | 1/1/10 |  | MMP-A | Covered PM Repair - Biomedical | MHHS-TMC | [8 empty] | MODULEMULTIPARAMETER | Module, Multi-Parameter | GE
NO | YES |  |  |  | 074-01443 | 074-01443 | GE Medical Systems | CARESCAPE PATIENT DATA MODULE |  | SA310518176GR | TMC-HVI-Heart Failure ICU (5Hvi) | MHHS-TMC |  | Module, Multi-Parameter |  | 074-01443 | 074-01443 | TMC | MHHS-TMC | TMC-HVI-Heart Failure ICU (5Hvi) |  | 10/16/18 |  |  |  | PHYSIOLOGIC MONITOR MODULES, MULTIPARAMETER | Module, Multi-Parameter | MODULEMULTIPARAMETER-GE-CARESCAPE PDM | MODULEMULTIPARAMETER | CARESCAPE PDM |  |  |  | GE | Module, Multi-Parameter |  | MODULEMULTIPARAMETER-GE-CARESCAPE PDM |  |  | Finished from Script 3/27/2020 12:11:52pm (Central) | MMP-A | Covered PM Repair - Biomedical | MHHS-TMC | [8 empty] | MODULEMULTIPARAMETER | Module, Multi-Parameter | GE
NO | YES |  |  |  | 074-01444 | 074-01444 | GE Medical Systems | CARESCAPE PATIENT DATA MODULE |  | SA310403423GR |  | MHHS-TMC |  | Module, Multi-Parameter |  | 074-01444 | 074-01444 | TMC | Memorial Hermann Heart |  | CCU-06 |  |  |  |  | PHYSIOLOGIC MONITOR MODULES, MULTIPARAMETER | Module, Multi-Parameter | MODULEMULTIPARAMETER-GE-CARESCAPE PDM | MODULEMULTIPARAMETER | CARESCAPE PDM |  |  |  | GE | Module, Multi-Parameter |  | MODULEMULTIPARAMETER-GE-CARESCAPE PDM |  | 1/1/10 |  | MMP-A | Covered PM Repair - Radiology, Low End | MHHS-TMC | [8 empty] | MODULEMULTIPARAMETER | Module, Multi-Parameter | GE
NO | YES |  |  |  | 074-01657 | 074-01657 | GE Medical Systems | CARESCAPE PATIENT DATA MODULE |  | SA311297367GR | TMC-HVI-Heart Failure ICU (5Hvi) | MHHS-TMC |  | Module, Multi-Parameter |  | 074-01657 | 074-01657 | TMC | MHHS-TMC | TMC-HVI-Heart Failure ICU (5Hvi) |  | 11/1/19 |  | 11/1/20 |  | PHYSIOLOGIC MONITOR MODULES, MULTIPARAMETER | Module, Multi-Parameter | MODULEMULTIPARAMETER-GE-CARESCAPE PDM | MODULEMULTIPARAMETER | CARESCAPE PDM |  |  |  | GE | Module, Multi-Parameter |  | MODULEMULTIPARAMETER-GE-CARESCAPE PDM |  | 1/2/12 |  | MMP-A | Covered PM Repair - Biomedical | MHHS-TMC | [8 empty] | MODULEMULTIPARAMETER | Module, Multi-Parameter | GE
NO | YES |  |  |  | 074-01660 |  | GE Medical Systems | CARESCAPE PATIENT DATA MODULE |  | SA312069865GR | TMC-HVI-CVICU (8Hvi) | MHHS-TMC |  | Module, Multi-Parameter |  | 074-01660 |  | TMC | MHHS-TMC | TMC-HVI-CVICU (8Hvi) | CVIMU (8HVI) | 11/1/18 |  | 11/1/19 |  | PHYSIOLOGIC MONITOR MODULES, MULTIPARAMETER | Module, Multi-Parameter | MODULEMULTIPARAMETER-GE-CARESCAPE PDM | MODULEMULTIPARAMETER | CARESCAPE PDM |  |  |  | GE | Module, Multi-Parameter |  | MODULEMULTIPARAMETER-GE-CARESCAPE PDM |  | 1/2/12 |  | MMP-A | Covered PM Repair - Biomedical | MHHS-TMC | [8 empty] | MODULEMULTIPARAMETER | Module, Multi-Parameter | GE
NO | YES |  |  |  | 074-03307 | 074-03307 | GE Medical Systems | CARESCAPE PATIENT DATA MODULE |  | SA310517645GR | TMC-HVI-Heart Failure ICU (5Hvi) | MHHS-TMC |  | Module, Multi-Parameter |  | 074-03307 | 074-03307 | TMC | MHHS-TMC | TMC-HVI-Heart Failure ICU (5Hvi) | Room 22 | 8/1/19 |  | 8/1/20 |  | PHYSIOLOGIC MONITOR MODULES, MULTIPARAMETER | Module, Multi-Parameter | MODULEMULTIPARAMETER-GE-CARESCAPE PDM | MODULEMULTIPARAMETER | CARESCAPE PDM |  |  |  | GE | Module, Multi-Parameter |  | MODULEMULTIPARAMETER-GE-CARESCAPE PDM |  | 1/2/15 |  | MMP-A | Covered PM Repair - Biomedical | MHHS-TMC | [8 empty] | MODULEMULTIPARAMETER | Module, Multi-Parameter | GE
NO | YES |  |  |  | 074-04030 | 074-04030 | GE Medical Systems | CARESCAPE PATIENT DATA MODULE |  | SA31142802GR | TMC-HVI-Heart Failure ICU (5Hvi) | MHHS-TMC |  | Module, Multi-Parameter |  | 074-04030 | 074-04030 | TMC | MHHS-TMC | TMC-HVI-Heart Failure ICU (5Hvi) |  | 11/20/19 |  |  |  | PHYSIOLOGIC MONITOR MODULES, MULTIPARAMETER |  | MODULEMULTIPARAMETER-GE-CARESCAPE PDM | MODULEMULTIPARAMETER | CARESCAPE PDM |  |  |  | GE | Module, Multi-Parameter |  | MODULEMULTIPARAMETER-GE-CARESCAPE PDM |  | 1/2/12 | Verified 3/29/2020 11:26:am (Central) |  | Covered PM Repair - Biomedical | MHHS-TMC
NO | YES |  |  |  | 074-04087 | 074-04087 | GE Medical Systems | CARESCAPE PATIENT DATA MODULE |  | SA310518207GR | TMC-HVI-Heart Failure ICU (5Hvi) | MHHS-TMC |  | Module, Multi-Parameter |  | 074-04087 | 074-04087 | TMC | MHHS-TMC | TMC-HVI-Heart Failure ICU (5Hvi) |  | 8/1/19 |  | 8/1/20 |  | PHYSIOLOGIC MONITOR MODULES, MULTIPARAMETER | Module, Multi-Parameter | MODULEMULTIPARAMETER-GE-CARESCAPE PDM | MODULEMULTIPARAMETER | CARESCAPE PDM |  |  |  | GE | Module, Multi-Parameter |  | MODULEMULTIPARAMETER-GE-CARESCAPE PDM |  | 1/2/12 |  | MMP-A | Covered PM Repair - Biomedical | MHHS-TMC | [8 empty] | MODULEMULTIPARAMETER | Module, Multi-Parameter | GE
NO | YES |  |  |  | 074-04107 |  | GE Medical Systems | CARESCAPE PATIENT DATA MODULE |  | SA310507275GR | TMC-HVI-CIMU (4Hvi) | MHHS-TMC |  | Module, Multi-Parameter |  | 074-04107 |  | TMC | MHHS-TMC | TMC-HVI-CIMU (4Hvi) | IMU 21 | 11/1/19 |  | 11/1/20 |  | PHYSIOLOGIC MONITOR MODULES, MULTIPARAMETER | Module, Multi-Parameter | MODULEMULTIPARAMETER-GE-CARESCAPE PDM | MODULEMULTIPARAMETER | CARESCAPE PDM |  |  |  | GE | Module, Multi-Parameter |  | MODULEMULTIPARAMETER-GE-CARESCAPE PDM |  | 1/2/12 |  | MMP-A | Covered PM Repair - Biomedical | MHHS-TMC | [8 empty] | MODULEMULTIPARAMETER | Module, Multi-Parameter | GE
NO | YES |  |  |  | 074-04119 | 074-04119 | GE Medical Systems | CARESCAPE PATIENT DATA MODULE |  | SA311184444GR | TMC-HVI-Heart Failure ICU (5Hvi) | MHHS-TMC |  | Module, Multi-Parameter |  | 074-04119 | 074-04119 | TMC | MHHS-TMC | TMC-HVI-Heart Failure ICU (5Hvi) |  | 8/1/19 |  | 8/1/20 |  | PHYSIOLOGIC MONITOR MODULES, MULTIPARAMETER | Module, Multi-Parameter | MODULEMULTIPARAMETER-GE-CARESCAPE PDM | MODULEMULTIPARAMETER | CARESCAPE PDM |  |  |  | GE | Module, Multi-Parameter |  | MODULEMULTIPARAMETER-GE-CARESCAPE PDM |  | 1/2/12 |  | MMP-A | Covered PM Repair - Biomedical | MHHS-TMC | [8 empty] | MODULEMULTIPARAMETER | Module, Multi-Parameter | GE
NO | YES |  |  |  | 074-04131 | 074-04131 | GE Medical Systems | CARESCAPE PATIENT DATA MODULE |  | SA310518169GR | TWC | MHHS-TMC |  | Module, Multi-Parameter |  | 074-04131 | 074-04131 | TMC | Memorial Hermann-Texas Medical Center | TWC | IMICU 6 |  |  | 3/1/20 |  | PHYSIOLOGIC MONITOR MODULES, MULTIPARAMETER | Module, Multi-Parameter | MODULEMULTIPARAMETER-GE-CARESCAPE PDM | MODULEMULTIPARAMETER | CARESCAPE PDM |  |  |  | GE | Module, Multi-Parameter |  | MODULEMULTIPARAMETER-GE-CARESCAPE PDM |  | 1/2/12 |  | MMP-A | Covered PM Repair - Biomedical | MHHS-TMC | [8 empty] | MODULEMULTIPARAMETER | Module, Multi-Parameter | GE
NO | YES |  |  |  | 074-04147 | 074-04147 | GE Medical Systems | CARESCAPE PATIENT DATA MODULE |  | SA310434088GR | TMC-HVI-Heart Failure ICU (5Hvi) | MHHS-TMC |  | Module, Multi-Parameter |  | 074-04147 | 074-04147 | TMC | MHHS-TMC | TMC-HVI-Heart Failure ICU (5Hvi) |  | 10/1/19 |  | 10/1/20 |  | PHYSIOLOGIC MONITOR MODULES, MULTIPARAMETER | Module, Multi-Parameter | MODULEMULTIPARAMETER-GE-CARESCAPE PDM | MODULEMULTIPARAMETER | CARESCAPE PDM |  |  |  | GE | Module, Multi-Parameter |  | MODULEMULTIPARAMETER-GE-CARESCAPE PDM |  | 1/2/12 |  | MMP-A | Covered PM Repair - Biomedical | MHHS-TMC | [8 empty] | MODULEMULTIPARAMETER | Module, Multi-Parameter | GE
NO | YES |  |  |  | 074-04163 | 074-04163 | GE Medical Systems | CARESCAPE PATIENT DATA MODULE |  | SA309365226GR | TMC-HVI-CVIMU (8Hvi) | MHHS-TMC |  | Module, Multi-Parameter |  | 074-04163 | 074-04163 | TMC | MHHS-TMC | TMC-HVI-CVIMU (8Hvi) | CVIMU Suite 11 | 8/1/19 |  | 11/1/20 |  | PHYSIOLOGIC MONITOR MODULES, MULTIPARAMETER | Module, Multi-Parameter | MODULEMULTIPARAMETER-GE-CARESCAPE PDM | MODULEMULTIPARAMETER | CARESCAPE PDM |  |  |  | GE | Module, Multi-Parameter |  | MODULEMULTIPARAMETER-GE-CARESCAPE PDM |  | 1/2/12 |  | MMP-A | Covered PM Repair - Biomedical | MHHS-TMC | [8 empty] | MODULEMULTIPARAMETER | Module, Multi-Parameter | GE
NO | YES |  |  |  | 074-04434 | 074-04434 | GE Medical Systems | CARESCAPE PATIENT DATA MODULE |  | SA311163712GR | TMC-HVI-Heart Failure ICU (5Hvi) | MHHS-TMC |  | Module, Multi-Parameter |  | 074-04434 | 074-04434 | TMC | MHHS-TMC | TMC-HVI-Heart Failure ICU (5Hvi) | CVICU (5HVI) | 2/1/20 |  | 2/1/21 |  | PHYSIOLOGIC MONITOR MODULES, MULTIPARAMETER | Module, Multi-Parameter | MODULEMULTIPARAMETER-GE-CARESCAPE PDM | MODULEMULTIPARAMETER | CARESCAPE PDM |  |  |  | GE | Module, Multi-Parameter |  | MODULEMULTIPARAMETER-GE-CARESCAPE PDM |  | 1/2/12 |  | MMP-A | Covered PM Repair - Biomedical | MHHS-TMC | [8 empty] | MODULEMULTIPARAMETER | Module, Multi-Parameter | GE
NO | YES |  |  |  | 074-04435 | 074-04435 | GE Medical Systems | CARESCAPE PATIENT DATA MODULE |  | SA310038485GR | TMC-HVI-CIMU (4Hvi) | MHHS-TMC |  | Module, Multi-Parameter |  | 074-04435 | 074-04435 | TMC | MHHS-TMC | TMC-HVI-CIMU (4Hvi) | IMU 26 | 8/1/19 |  | 8/1/20 |  | PHYSIOLOGIC MONITOR MODULES, MULTIPARAMETER | Module, Multi-Parameter | MODULEMULTIPARAMETER-GE-CARESCAPE PDM | MODULEMULTIPARAMETER | CARESCAPE PDM |  |  |  | GE | Module, Multi-Parameter |  | MODULEMULTIPARAMETER-GE-CARESCAPE PDM |  | 1/2/12 |  | MMP-A | Covered PM Repair - Biomedical | MHHS-TMC | [8 empty] | MODULEMULTIPARAMETER | Module, Multi-Parameter | GE
NO | YES |  |  |  | 074-04436 | 074-04436 | GE Medical Systems | CARESCAPE PATIENT DATA MODULE |  | SA310403441GR | TMC-HVI-Heart Failure ICU (5Hvi) | MHHS-TMC |  | Module, Multi-Parameter |  | 074-04436 | 074-04436 | TMC | MHHS-TMC | TMC-HVI-Heart Failure ICU (5Hvi) |  | 12/19/19 |  |  |  | PHYSIOLOGIC MONITOR MODULES, MULTIPARAMETER |  | MODULEMULTIPARAMETER-GE-CARESCAPE PDM | MODULEMULTIPARAMETER | CARESCAPE PDM |  |  |  | GE | Module, Multi-Parameter |  | MODULEMULTIPARAMETER-GE-CARESCAPE PDM |  | 1/2/12 | Verified 3/29/2020 11:26:am (Central) |  | Covered PM Repair - Biomedical | MHHS-TMC
NO | YES |  |  |  | 074-04675 | 074-04675 | GE Medical Systems | CARESCAPE PATIENT DATA MODULE |  | SA314107700GA | TMC-HVI-Heart Failure ICU (5Hvi) | MHHS-TMC |  | Module, Multi-Parameter |  | 074-04675 | 074-04675 | TMC | MHHS-TMC | TMC-HVI-Heart Failure ICU (5Hvi) | Micu 14 | 11/1/19 |  | 11/1/20 |  | PHYSIOLOGIC MONITOR MODULES, MULTIPARAMETER | Module, Multi-Parameter | MODULEMULTIPARAMETER-GE-CARESCAPE PDM | MODULEMULTIPARAMETER | CARESCAPE PDM |  |  |  | GE | Module, Multi-Parameter |  | MODULEMULTIPARAMETER-GE-CARESCAPE PDM |  | 1/2/12 |  | MMP-A | Covered PM Repair - Biomedical | MHHS-TMC | [8 empty] | MODULEMULTIPARAMETER | Module, Multi-Parameter | GE
NO | YES |  |  |  | 074-05236 | 074-05236 | GE Medical Systems | CARESCAPE PATIENT DATA MODULE |  | SA311236081GR | TMC-HVI-Heart Failure ICU (5Hvi) | MHHS-TMC |  | Module, Multi-Parameter |  | 074-05236 | 074-05236 | TMC | MHHS-TMC | TMC-HVI-Heart Failure ICU (5Hvi) |  | 8/1/19 |  | 8/1/20 |  | PHYSIOLOGIC MONITOR MODULES, MULTIPARAMETER | Module, Multi-Parameter | MODULEMULTIPARAMETER-GE-CARESCAPE PDM | MODULEMULTIPARAMETER | CARESCAPE PDM |  |  |  | GE | Module, Multi-Parameter |  | MODULEMULTIPARAMETER-GE-CARESCAPE PDM |  | 1/2/12 |  | MMP-A | Covered PM Repair - Biomedical | MHHS-TMC | [8 empty] | MODULEMULTIPARAMETER | Module, Multi-Parameter | GE
NO | YES |  |  |  | 074-05272 | 074-05272 | GE Medical Systems | CARESCAPE PATIENT DATA MODULE |  | SA309122745GR | TMC-HVI-Heart Failure ICU (5Hvi) | MHHS-TMC |  | Module, Multi-Parameter |  | 074-05272 | 074-05272 | TMC | MHHS-TMC | TMC-HVI-Heart Failure ICU (5Hvi) |  | 5/1/19 |  | 5/1/20 |  | PHYSIOLOGIC MONITOR MODULES, MULTIPARAMETER | Module, Multi-Parameter | MODULEMULTIPARAMETER-GE-CARESCAPE PDM | MODULEMULTIPARAMETER | CARESCAPE PDM |  |  |  | GE | Module, Multi-Parameter |  | MODULEMULTIPARAMETER-GE-CARESCAPE PDM |  | 1/2/12 |  | MMP-A | Covered PM Repair - Biomedical | MHHS-TMC | [8 empty] | MODULEMULTIPARAMETER | Module, Multi-Parameter | GE
NO | YES |  |  |  | 074-05418 | 074-05418 | GE Medical Systems | CARESCAPE PATIENT DATA MODULE |  | SA310351511GR | TMC-HVI-Heart Failure ICU (5Hvi) | MHHS-TMC |  | Module, Multi-Parameter |  | 074-05418 | 074-05418 | TMC | MHHS-TMC | TMC-HVI-Heart Failure ICU (5Hvi) |  | 8/22/19 |  |  |  | PHYSIOLOGIC MONITOR MODULES, MULTIPARAMETER | Module, Multi-Parameter | MODULEMULTIPARAMETER-GE-CARESCAPE PDM | MODULEMULTIPARAMETER | CARESCAPE PDM |  |  |  | GE | Module, Multi-Parameter |  | MODULEMULTIPARAMETER-GE-CARESCAPE PDM |  | 1/1/10 | Finished from Script 3/27/2020 12:11:52pm (Central) | MMP-A | Covered PM Repair - Biomedical | MHHS-TMC | [8 empty] | MODULEMULTIPARAMETER | Module, Multi-Parameter | GE
NO | YES |  |  |  | 074-05575 | 074-05575 | GE Medical Systems | CARESCAPE PATIENT DATA MODULE |  | SA316500280SA | TMC-HVI-Heart Failure ICU (5Hvi) | MHHS-TMC |  | Module, Multi-Parameter |  | 074-05575 | 074-05575 | TMC | MHHS-TMC | TMC-HVI-Heart Failure ICU (5Hvi) |  | 8/26/19 |  |  |  | PHYSIOLOGIC MONITOR MODULES, MULTIPARAMETER | Module, Multi-Parameter | MODULEMULTIPARAMETER-GE-CARESCAPE PDM | MODULEMULTIPARAMETER | CARESCAPE PDM |  |  |  | GE | Module, Multi-Parameter |  | MODULEMULTIPARAMETER-GE-CARESCAPE PDM |  | 1/1/10 | Finished from Script 3/27/2020 12:11:52pm (Central) | MMP-A | Covered PM Repair - Biomedical | MHHS-TMC | [8 empty] | MODULEMULTIPARAMETER | Module, Multi-Parameter | GE
NO | YES |  |  |  |  | 074-04075 | GE Medical Systems | CARESCAPE PATIENT DATA MODULE |  | SA309477022GR | TMC-Gi/Endo-Adult (1J) | MHHS-TMC |  | Module, Multi-Parameter |  |  | 074-04075 | TMC | MHHS-TMC | TMC-Gi/Endo-Adult (1J) | Bay | 12/1/19 |  | 12/1/20 |  | PHYSIOLOGIC MONITOR MODULES, MULTIPARAMETER |  | MODULEMULTIPARAMETER-GE-CARESCAPE PDM | MODULEMULTIPARAMETER | CARESCAPE PDM |  |  |  | GE | Module, Multi-Parameter |  | MODULEMULTIPARAMETER-GE-CARESCAPE PDM |  | 1/1/10 |  |  | Covered PM Repair - Biomedical | MHHS-TMC
NO | YES |  |  |  | 069-39524 | 069-39524 | GE Medical Systems | CARESCAPE PATIENT DATA MODULE |  | SA313513811GA | TMC-HVI-Heart Failure ICU (5Hvi) | MHHS-TMC |  | Module, Multi-Parameter |  | 069-39524 | 069-39524 | TMC | MHHS-TMC | TMC-HVI-Heart Failure ICU (5Hvi) |  | 8/28/19 |  |  |  | PHYSIOLOGIC MONITOR MODULES, MULTIPARAMETER | Module, Multi-Parameter | MODULEMULTIPARAMETER-GE-CARESCAPE PDM | MODULEMULTIPARAMETER | CARESCAPE PDM |  |  |  | GE | Module, Multi-Parameter |  | MODULEMULTIPARAMETER-GE-CARESCAPE PDM |  | 8/5/21 | Finished from Script 3/27/2020 12:11:52pm (Central) | MMP-A | Covered PM Repair - Biomedical | MHHS-TMC | [8 empty] | MODULEMULTIPARAMETER | Module, Multi-Parameter | GE
NO | YES |  |  |  | 069-39551 | 069-39551 | GE Medical Systems | CARESCAPE PATIENT DATA MODULE |  | SA313513805GA | TMC-HVI-Heart Failure ICU (5Hvi) | MHHS-TMC |  | Module, Multi-Parameter |  | 069-39551 | 069-39551 | TMC | MHHS-TMC | TMC-HVI-Heart Failure ICU (5Hvi) |  | 8/1/19 |  | 8/1/20 |  | PHYSIOLOGIC MONITOR MODULES, MULTIPARAMETER | Module, Multi-Parameter | MODULEMULTIPARAMETER-GE-CARESCAPE PDM | MODULEMULTIPARAMETER | CARESCAPE PDM |  |  |  | GE | Module, Multi-Parameter |  | MODULEMULTIPARAMETER-GE-CARESCAPE PDM |  |  |  | MMP-A | Covered PM Repair - Biomedical | MHHS-TMC | [8 empty] | MODULEMULTIPARAMETER | Module, Multi-Parameter | GE
NO | YES |  |  |  | 069-40608 | 069-40608 | GE Medical Systems | CARESCAPE PATIENT DATA MODULE |  | SA314431255GA | TMC-HVI-Heart Failure ICU (5Hvi) | MHHS-TMC |  | Module, Multi-Parameter |  | 069-40608 | 069-40608 | TMC | MHHS-TMC | TMC-HVI-Heart Failure ICU (5Hvi) | CVICU (5HVI) | 8/1/19 |  | 8/1/20 |  | PHYSIOLOGIC MONITOR MODULES, MULTIPARAMETER | Module, Multi-Parameter | MODULEMULTIPARAMETER-GE-CARESCAPE PDM | MODULEMULTIPARAMETER | CARESCAPE PDM |  |  |  | GE | Module, Multi-Parameter |  | MODULEMULTIPARAMETER-GE-CARESCAPE PDM |  |  |  | MMP-A | Covered PM Repair - Biomedical | MHHS-TMC | [8 empty] | MODULEMULTIPARAMETER | Module, Multi-Parameter | GE
NO | YES |  |  |  | 069-43275 | 069-43275 | GE Medical Systems | CARESCAPE PATIENT DATA MODULE |  | SA308358006GR | TMC-HVI-CVIMU (8Hvi) | MHHS-TMC |  | Module, Multi-Parameter |  | 069-43275 | 069-43275 | TMC | MHHS-TMC | TMC-HVI-CVIMU (8Hvi) | Room 24 | 11/1/19 |  | 11/1/20 |  | PHYSIOLOGIC MONITOR MODULES, MULTIPARAMETER | Module, Multi-Parameter | MODULEMULTIPARAMETER-GE-CARESCAPE PDM | MODULEMULTIPARAMETER | CARESCAPE PDM |  |  |  | GE | Module, Multi-Parameter |  | MODULEMULTIPARAMETER-GE-CARESCAPE PDM |  |  |  | MMP-A | Covered PM Repair - Biomedical | MHHS-TMC | [8 empty] | MODULEMULTIPARAMETER | Module, Multi-Parameter | GE
NO | YES |  |  |  | 074-05410 | 074-05410 | GE Medical Systems | CARESCAPE PATIENT DATA MODULE |  | SA310455288GR | TMC-HVI-CVICU (8Hvi) | MHHS-TMC |  | Module, Multi-Parameter |  | 074-05410 | 074-05410 | TMC | MHHS-TMC | TMC-HVI-CVICU (8Hvi) | CVIMU Suite 14 | 11/1/19 |  |  |  | PHYSIOLOGIC MONITOR MODULES, MULTIPARAMETER | Module, Multi-Parameter | MODULEMULTIPARAMETER-GE-CARESCAPE PDM | MODULEMULTIPARAMETER | CARESCAPE PDM |  |  |  | GE | Module, Multi-Parameter |  | MODULEMULTIPARAMETER-GE-CARESCAPE PDM |  | 12/23/19 |  | MMP-A | Covered PM Repair - Biomedical | MHHS-TMC | [8 empty] | MODULEMULTIPARAMETER | Module, Multi-Parameter | GE
NO | YES |  |  |  | 069-39751 | 069-39751 | GE Medical Systems | CARESCAPE PATIENT DATA MODULE |  | SA311327888GR | TMC-HVI-CVICU (8Hvi) | MHHS-TMC |  | Module, Multi-Parameter |  | 069-39751 | 069-39751 | TMC | MHHS-TMC | TMC-HVI-CVICU (8Hvi) |  | 8/1/20 |  | 8/1/21 |  | PHYSIOLOGIC MONITOR MODULES, MULTIPARAMETER | Module, Multi-Parameter | MODULEMULTIPARAMETER-GE-CARESCAPE PDM | MODULEMULTIPARAMETER | CARESCAPE PDM |  |  |  | GE | Module, Multi-Parameter |  | MODULEMULTIPARAMETER-GE-CARESCAPE PDM |  | 7/1/18 |  | MMP-A | Not Covered Vendor Only - Biomedical | MHHS-TMC | [8 empty] | MODULEMULTIPARAMETER | Module, Multi-Parameter | GE
NO | YES |  |  |  | 069-39752 | 069-39752 | GE Medical Systems | CARESCAPE PATIENT DATA MODULE |  | SA311121946GR | TMC-Jones-Burn Unit (8J) | MHHS-TMC |  | Module, Multi-Parameter |  | 069-39752 | 069-39752 | TMC | MHHS-TMC | TMC-Jones-Burn Unit (8J) |  | 11/1/18 |  | 11/1/19 | In biomed being workes on. | PHYSIOLOGIC MONITOR MODULES, MULTIPARAMETER | Module, Multi-Parameter | MODULEMULTIPARAMETER-GE-CARESCAPE PDM | MODULEMULTIPARAMETER | CARESCAPE PDM |  |  |  | GE | Module, Multi-Parameter |  | MODULEMULTIPARAMETER-GE-CARESCAPE PDM |  | 7/1/18 |  | MMP-A | Not Covered Vendor Only - Biomedical | MHHS-TMC | [8 empty] | MODULEMULTIPARAMETER | Module, Multi-Parameter | GE
NO | YES |  |  |  | 069-39756 | 069-39756 | GE Medical Systems | CARESCAPE PATIENT DATA MODULE |  | SA311287152GR | J4 | MHHS-TMC |  | Module, Multi-Parameter |  | 069-39756 | 069-39756 | TMC | Memorial Hermann-Texas Medical Center | J4 | J427 | 11/1/19 |  | 11/1/20 |  | PHYSIOLOGIC MONITOR MODULES, MULTIPARAMETER | Module, Multi-Parameter | MODULEMULTIPARAMETER-GE-CARESCAPE PDM | MODULEMULTIPARAMETER | CARESCAPE PDM |  |  |  | GE | Module, Multi-Parameter |  | MODULEMULTIPARAMETER-GE-CARESCAPE PDM |  | 7/9/17 |  | MMP-A | Covered PM Repair - Biomedical | MHHS-TMC | [8 empty] | MODULEMULTIPARAMETER | Module, Multi-Parameter | GE
NO | YES |  |  |  | 069-39758 | 069-39758 | GE Medical Systems | CARESCAPE PATIENT DATA MODULE |  | SA312469481GR | TMC-Hermann-STICU (3Hp) | MHHS-TMC |  | Module, Multi-Parameter |  | 069-39758 | 069-39758 | TMC | MHHS-TMC | TMC-Hermann-STICU (3Hp) | TMC - HERMANN -STICU (3HP) | 12/1/19 |  | 12/1/20 |  | PHYSIOLOGIC MONITOR MODULES, MULTIPARAMETER | Module, Multi-Parameter | MODULEMULTIPARAMETER-GE-CARESCAPE PDM | MODULEMULTIPARAMETER | CARESCAPE PDM |  |  |  | GE | Module, Multi-Parameter |  | MODULEMULTIPARAMETER-GE-CARESCAPE PDM |  | 7/13/18 |  | MMP-A | Covered PM Repair - Biomedical | MHHS-TMC | [8 empty] | MODULEMULTIPARAMETER | Module, Multi-Parameter | GE
NO | YES |  |  |  | 069-39759 | 069-39759 | GE Medical Systems | CARESCAPE PATIENT DATA MODULE |  | SA312469476GR | TMC-PACU-Adult (2Hp) | MHHS-TMC |  | Module, Multi-Parameter |  | 069-39759 | 069-39759 | TMC | MHHS-TMC | TMC-PACU-Adult (2Hp) | Pacu 17 | 10/1/19 |  | 10/1/20 |  | PHYSIOLOGIC MONITOR MODULES, MULTIPARAMETER |  | MODULEMULTIPARAMETER-GE-CARESCAPE PDM | MODULEMULTIPARAMETER | CARESCAPE PDM |  |  |  | GE | Module, Multi-Parameter |  | MODULEMULTIPARAMETER-GE-CARESCAPE PDM |  | 8/1/13 |  |  | Covered PM Repair - Biomedical | MHHS-TMC
NO | YES |  |  |  | 069-39762 | 069-39762 | GE Medical Systems | CARESCAPE PATIENT DATA MODULE |  | SA311205412GR | NICU5 | MHHS-TMC |  | Module, Multi-Parameter |  | 069-39762 | 069-39762 | TMC | TMC | NICU5 | TMC - Johns - NICu | 11/1/19 |  | 11/1/20 |  | PHYSIOLOGIC MONITOR MODULES, MULTIPARAMETER | Module, Multi-Parameter | MODULEMULTIPARAMETER-GE-CARESCAPE PDM | MODULEMULTIPARAMETER | CARESCAPE PDM |  |  |  | GE | Module, Multi-Parameter |  | MODULEMULTIPARAMETER-GE-CARESCAPE PDM |  | 8/1/13 |  | MMP-A | Covered PM Repair - Biomedical | MHHS-TMC | [8 empty] | MODULEMULTIPARAMETER | Module, Multi-Parameter | GE
NO | YES |  |  |  | 069-40264 | 069-40264 | GE Medical Systems | CARESCAPE PATIENT DATA MODULE |  | SA315154893GA | TMC-Jones-Gamma Knife (Jb) | MHHS-TMC |  | Module, Multi-Parameter |  | 069-40264 | 069-40264 | TMC | MHHS-TMC | TMC-Jones-Gamma Knife (Jb) | JB/437 | 7/1/19 |  |  |  | PHYSIOLOGIC MONITOR MODULES, MULTIPARAMETER |  | MODULEMULTIPARAMETER-GE-CARESCAPE PDM | MODULEMULTIPARAMETER | CARESCAPE PDM |  |  |  | GE | Module, Multi-Parameter |  | MODULEMULTIPARAMETER-GE-CARESCAPE PDM |  | 1/2/12 |  |  | Covered PM Repair - Biomedical | MHHS-TMC
NO | YES |  |  |  | 069-40265 | 069-40265 | GE Medical Systems | CARESCAPE PATIENT DATA MODULE |  | SA315154920GA | TMC-Jones-Gamma Knife (Jb) | MHHS-TMC |  | Module, Multi-Parameter |  | 069-40265 | 069-40265 | TMC | MHHS-TMC | TMC-Jones-Gamma Knife (Jb) | JB432 | 7/1/19 |  | 7/1/20 |  | PHYSIOLOGIC MONITOR MODULES, MULTIPARAMETER |  | MODULEMULTIPARAMETER-GE-CARESCAPE PDM | MODULEMULTIPARAMETER | CARESCAPE PDM |  |  |  | GE | Module, Multi-Parameter |  | MODULEMULTIPARAMETER-GE-CARESCAPE PDM |  | 1/2/12 |  |  | Covered PM Repair - Biomedical | MHHS-TMC
NO | YES |  |  |  | 069-40266 | 069-40266 | GE Medical Systems | CARESCAPE PATIENT DATA MODULE |  | SA315154962GA | TMC-Jones-Gamma Knife (Jb) | MHHS-TMC |  | Module, Multi-Parameter |  | 069-40266 | 069-40266 | TMC | MHHS-TMC | TMC-Jones-Gamma Knife (Jb) | JB432 | 7/1/19 |  | 7/1/20 |  | PHYSIOLOGIC MONITOR MODULES, MULTIPARAMETER |  | MODULEMULTIPARAMETER-GE-CARESCAPE PDM | MODULEMULTIPARAMETER | CARESCAPE PDM |  |  |  | GE | Module, Multi-Parameter |  | MODULEMULTIPARAMETER-GE-CARESCAPE PDM |  | 1/2/12 |  |  | Covered PM Repair - Biomedical | MHHS-TMC
NO | YES |  |  |  | 069-43742 | 069-43742 | GE Medical Systems | CARESCAPE PATIENT DATA MODULE |  | SA318080521SA | TMC-Jones-Gamma Knife (Jb) | MHHS-TMC |  | Module, Multi-Parameter |  | 069-43742 | 069-43742 | TMC | MHHS-TMC | TMC-Jones-Gamma Knife (Jb) | JB/431 | 7/1/19 |  | 7/1/21 |  | PHYSIOLOGIC MONITOR MODULES, MULTIPARAMETER |  | MODULEMULTIPARAMETER-GE-CARESCAPE PDM | MODULEMULTIPARAMETER | CARESCAPE PDM |  |  |  | GE | Module, Multi-Parameter |  | MODULEMULTIPARAMETER-GE-CARESCAPE PDM |  | 1/2/12 |  |  | Covered PM Repair - Biomedical | MHHS-TMC
NO | YES |  |  |  | 069-39208 | 069-39208 | GE Medical Systems | CARESCAPE PATIENT DATA MODULE |  | SA309112598GR | TMC-Jones-Stroke (4J) | MHHS-TMC |  | Module, Multi-Parameter |  | 069-39208 | 069-39208 | TMC | MHHS-TMC | TMC-Jones-Stroke (4J) | Stroke 8 | 11/1/19 |  |  |  | PHYSIOLOGIC MONITOR MODULES, MULTIPARAMETER | Module, Multi-Parameter | MODULEMULTIPARAMETER-GE-CARESCAPE PDM | MODULEMULTIPARAMETER | CARESCAPE PDM |  |  |  | GE | Module, Multi-Parameter |  | MODULEMULTIPARAMETER-GE-CARESCAPE PDM |  | 1/2/12 |  | MMP-A | Covered PM Repair - Biomedical | MHHS-TMC | [8 empty] | MODULEMULTIPARAMETER | Module, Multi-Parameter | GE
NO | YES |  |  |  | 069-42992 | 069-42992 | GE Medical Systems | CARESCAPE PATIENT DATA MODULE |  | SA310393293GR |  | MHHS-TMC |  | Module, Multi-Parameter |  | 069-42992 | 069-42992 | TMC | Memorial Hermann Heart |  | IMU-2 | 8/1/19 |  | 8/1/20 |  | PHYSIOLOGIC MONITOR MODULES, MULTIPARAMETER | Module, Multi-Parameter | MODULEMULTIPARAMETER-GE-CARESCAPE PDM | MODULEMULTIPARAMETER | CARESCAPE PDM |  |  |  | GE | Module, Multi-Parameter |  | MODULEMULTIPARAMETER-GE-CARESCAPE PDM |  |  |  | MMP-A | Covered PM Repair - Biomedical | MHHS-TMC | [8 empty] | MODULEMULTIPARAMETER | Module, Multi-Parameter | GE
NO | YES |  |  |  | 069-42993 | 069-42993 | GE Medical Systems | CARESCAPE PATIENT DATA MODULE |  | SA311236226GR | TMC-Jones-Neuro Acute Care (5J) | MHHS-TMC |  | Module, Multi-Parameter |  | 069-42993 | 069-42993 | TMC | MHHS-TMC | TMC-Jones-Neuro Acute Care (5J) |  | 11/14/19 |  |  |  | PHYSIOLOGIC MONITOR MODULES, MULTIPARAMETER |  | MODULEMULTIPARAMETER-GE-CARESCAPE PDM | MODULEMULTIPARAMETER | CARESCAPE PDM |  |  |  | GE | Module, Multi-Parameter |  | MODULEMULTIPARAMETER-GE-CARESCAPE PDM |  | 7/15/20 | Verified 3/29/2020 11:26:am (Central) |  | Not Covered Vendor Only - Lab Ana/Anes | MHHS-TMC
NO | YES |  |  |  | 069-42994 | 069-42994 | GE Medical Systems | CARESCAPE PATIENT DATA MODULE |  | SA311236204GR | TMC-Jones-Stroke (4J) | MHHS-TMC |  | Module, Multi-Parameter |  | 069-42994 | 069-42994 | TMC | MHHS-TMC | TMC-Jones-Stroke (4J) | Room 10 | 3/1/19 |  |  |  | PHYSIOLOGIC MONITOR MODULES, MULTIPARAMETER | Module, Multi-Parameter | MODULEMULTIPARAMETER-GE-CARESCAPE PDM | MODULEMULTIPARAMETER | CARESCAPE PDM |  |  |  | GE | Module, Multi-Parameter |  | MODULEMULTIPARAMETER-GE-CARESCAPE PDM |  |  |  | MMP-A | Covered PM Repair - Biomedical | MHHS-TMC | [8 empty] | MODULEMULTIPARAMETER | Module, Multi-Parameter | GE
NO | YES |  |  |  | 069-40606 | 069-40606 | GE Medical Systems | CARESCAPE PATIENT DATA MODULE |  | SA314431263GA | TMC-Jones-TSCU (9J) | MHHS-TMC |  | Module, Multi-Parameter |  | 069-40606 | 069-40606 | TMC | MHHS-TMC | TMC-Jones-TSCU (9J) |  | 10/1/19 |  | 10/1/20 |  | PHYSIOLOGIC MONITOR MODULES, MULTIPARAMETER |  | MODULEMULTIPARAMETER-GE-CARESCAPE PDM | MODULEMULTIPARAMETER | CARESCAPE PDM |  |  |  | GE | Module, Multi-Parameter |  | MODULEMULTIPARAMETER-GE-CARESCAPE PDM |  |  |  |  | Covered PM Repair - Biomedical | MHHS-TMC
NO | YES |  |  |  | 069-40609 | 069-40609 | GE Medical Systems | CARESCAPE PATIENT DATA MODULE |  | SA314431277GA | TMC-Jones-Neuro Elective (4J) | MHHS-TMC |  | Module, Multi-Parameter |  | 069-40609 | 069-40609 | TMC | MHHS-TMC | TMC-Jones-Neuro Elective (4J) |  | 11/12/19 |  |  |  | PHYSIOLOGIC MONITOR MODULES, MULTIPARAMETER |  | MODULEMULTIPARAMETER-GE-CARESCAPE PDM | MODULEMULTIPARAMETER | CARESCAPE PDM |  |  |  | GE | Module, Multi-Parameter |  | MODULEMULTIPARAMETER-GE-CARESCAPE PDM |  | 6/30/16 | Verified 3/29/2020 11:26:am (Central) |  | Not Covered Vendor Only - Lab Ana/Anes | MHHS-TMC
NO | YES |  |  |  | 069-40610 | 069-40610 | GE Medical Systems | CARESCAPE PATIENT DATA MODULE |  | SA314431258GA | TMC-Jones-Neuro Elective (4J) | MHHS-TMC |  | Module, Multi-Parameter |  | 069-40610 | 069-40610 | TMC | MHHS-TMC | TMC-Jones-Neuro Elective (4J) | J425 | 11/1/19 |  | 11/1/20 |  | PHYSIOLOGIC MONITOR MODULES, MULTIPARAMETER | Module, Multi-Parameter | MODULEMULTIPARAMETER-GE-CARESCAPE PDM | MODULEMULTIPARAMETER | CARESCAPE PDM |  |  |  | GE | Module, Multi-Parameter |  | MODULEMULTIPARAMETER-GE-CARESCAPE PDM |  | 5/15/12 |  | MMP-A | Not Covered Vendor Only - Lab Ana/Anes | MHHS-TMC | [8 empty] | MODULEMULTIPARAMETER | Module, Multi-Parameter | GE
NO | YES |  |  |  | 069-40612 | 069-40612 | GE Medical Systems | CARESCAPE PATIENT DATA MODULE |  | SA314431259GA | Nuro ICU | MHHS-TMC |  | Module, Multi-Parameter |  | 069-40612 | 069-40612 | TMC | Memorial Hermann-Texas Medical Center | Nuro ICU | NSICU7 | 12/1/19 |  | 12/1/20 |  | PHYSIOLOGIC MONITOR MODULES, MULTIPARAMETER | Module, Multi-Parameter | MODULEMULTIPARAMETER-GE-CARESCAPE PDM | MODULEMULTIPARAMETER | CARESCAPE PDM |  |  |  | GE | Module, Multi-Parameter |  | MODULEMULTIPARAMETER-GE-CARESCAPE PDM |  |  |  | MMP-A | Not Covered Vendor Only - Biomedical | MHHS-TMC | [8 empty] | MODULEMULTIPARAMETER | Module, Multi-Parameter | GE
NO | YES |  |  |  | 069-40613 | 069-40613 | GE Medical Systems | CARESCAPE PATIENT DATA MODULE |  | SA314431254GA | TMC-HVI-Heart Failure ICU (5Hvi) | MHHS-TMC |  | Module, Multi-Parameter |  | 069-40613 | 069-40613 | TMC | MHHS-TMC | TMC-HVI-Heart Failure ICU (5Hvi) |  | 8/1/19 |  |  |  | PHYSIOLOGIC MONITOR MODULES, MULTIPARAMETER | Module, Multi-Parameter | MODULEMULTIPARAMETER-GE-CARESCAPE PDM | MODULEMULTIPARAMETER | CARESCAPE PDM |  |  |  | GE | Module, Multi-Parameter |  | MODULEMULTIPARAMETER-GE-CARESCAPE PDM |  |  |  | MMP-A | Not Covered Vendor Only - Biomedical | MHHS-TMC | [8 empty] | MODULEMULTIPARAMETER | Module, Multi-Parameter | GE
NO | YES |  |  |  | 069-40615 | 069-40615 | GE Medical Systems | CARESCAPE PATIENT DATA MODULE |  | SA314431253GA | NSICU | MHHS-TMC |  | Module, Multi-Parameter |  | 069-40615 | 069-40615 | TMC | Memorial Hermann-Texas Medical Center | NSICU |  | 12/1/19 |  | 12/1/20 |  | PHYSIOLOGIC MONITOR MODULES, MULTIPARAMETER | Module, Multi-Parameter | MODULEMULTIPARAMETER-GE-CARESCAPE PDM | MODULEMULTIPARAMETER | CARESCAPE PDM |  |  |  | GE | Module, Multi-Parameter |  | MODULEMULTIPARAMETER-GE-CARESCAPE PDM |  | 12/31/12 |  | MMP-A | Not Covered Vendor Only - Lab Ana/Anes | MHHS-TMC | [8 empty] | MODULEMULTIPARAMETER | Module, Multi-Parameter | GE
NO | YES |  |  |  | 069-40525 | 069-40525 | GE Medical Systems | CARESCAPE PATIENT DATA MODULE |  | SA315112531GA | TMC-Jones-Neuro Acute Care (5J) | MHHS-TMC |  | Module, Multi-Parameter |  | 069-40525 | 069-40525 | TMC | MHHS-TMC | TMC-Jones-Neuro Acute Care (5J) | J542 | 12/1/19 |  | 12/1/20 |  | PHYSIOLOGIC MONITOR MODULES, MULTIPARAMETER | Module, Multi-Parameter | MODULEMULTIPARAMETER-GE-CARESCAPE PDM | MODULEMULTIPARAMETER | CARESCAPE PDM |  |  |  | GE | Module, Multi-Parameter |  | MODULEMULTIPARAMETER-GE-CARESCAPE PDM |  |  |  | MMP-A | Covered PM Repair - Biomedical | MHHS-TMC | [8 empty] | MODULEMULTIPARAMETER | Module, Multi-Parameter | GE
NO | YES |  |  |  | 069-40863 | 069-40863 | GE Medical Systems | CARESCAPE PATIENT DATA MODULE |  | SA312253256GR | TMC-Dialysis-Adult (9J) | MHHS-TMC |  | Module, Multi-Parameter |  | 069-40863 | 069-40863 | TMC | MHHS-TMC | TMC-Dialysis-Adult (9J) | Hallway | 7/1/19 |  | 7/1/20 |  | PHYSIOLOGIC MONITOR MODULES, MULTIPARAMETER | Module, Multi-Parameter | MODULEMULTIPARAMETER-GE-CARESCAPE PDM | MODULEMULTIPARAMETER | CARESCAPE PDM |  |  |  | GE | Module, Multi-Parameter |  | MODULEMULTIPARAMETER-GE-CARESCAPE PDM |  |  |  | MMP-A | Covered PM Repair - Biomedical | MHHS-TMC | [8 empty] | MODULEMULTIPARAMETER | Module, Multi-Parameter | GE
NO | YES |  |  |  | 069-40864 | 069-40864 | GE Medical Systems | CARESCAPE PATIENT DATA MODULE |  | SA312059508GR | TMC-Jones-Neuro ICU (7J) | MHHS-TMC |  | Module, Multi-Parameter |  | 069-40864 | 069-40864 | TMC | MHHS-TMC | TMC-Jones-Neuro ICU (7J) |  | 2/15/19 |  |  |  | PHYSIOLOGIC MONITOR MODULES, MULTIPARAMETER |  | MODULEMULTIPARAMETER-GE-CARESCAPE PDM | MODULEMULTIPARAMETER | CARESCAPE PDM |  |  |  | GE | Module, Multi-Parameter |  | MODULEMULTIPARAMETER-GE-CARESCAPE PDM |  |  | Verified 3/29/2020 11:26:am (Central) |  | Not Covered Vendor Only - Biomedical | MHHS-TMC
NO | YES |  |  |  | 069-40868 | 069-40868 | GE Medical Systems | CARESCAPE PATIENT DATA MODULE |  | SA310495960GR | Neuroscience acute care | MHHS-TMC |  | Module, Multi-Parameter |  | 069-40868 | 069-40868 | TMC | Memorial Hermann-Texas Medical Center | Neuroscience acute care | J538 | 11/1/19 |  | 11/1/20 |  | PHYSIOLOGIC MONITOR MODULES, MULTIPARAMETER | Module, Multi-Parameter | MODULEMULTIPARAMETER-GE-CARESCAPE PDM | MODULEMULTIPARAMETER | CARESCAPE PDM |  |  |  | GE | Module, Multi-Parameter |  | MODULEMULTIPARAMETER-GE-CARESCAPE PDM |  |  |  | MMP-A | Not Covered Vendor Only - Lab Ana/Anes | MHHS-TMC | [8 empty] | MODULEMULTIPARAMETER | Module, Multi-Parameter | GE
NO | YES |  |  |  | 069-40872 | 069-40872 | GE Medical Systems | CARESCAPE PATIENT DATA MODULE |  | SA310393135GR | TMC-Cullen-MICU (2C) | MHHS-TMC |  | Module, Multi-Parameter |  | 069-40872 | 069-40872 | TMC | MHHS-TMC | TMC-Cullen-MICU (2C) | MICU | 11/1/19 |  | 11/1/20 |  | PHYSIOLOGIC MONITOR MODULES, MULTIPARAMETER | Module, Multi-Parameter | MODULEMULTIPARAMETER-GE-CARESCAPE PDM | MODULEMULTIPARAMETER | CARESCAPE PDM |  |  |  | GE | Module, Multi-Parameter |  | MODULEMULTIPARAMETER-GE-CARESCAPE PDM |  | 9/10/13 |  | MMP-A | Not Covered Vendor Only - Biomedical | MHHS-TMC | [8 empty] | MODULEMULTIPARAMETER | Module, Multi-Parameter | GE
NO | YES |  |  |  | 069-40874 | 069-40874 | GE Medical Systems | CARESCAPE PATIENT DATA MODULE |  | SA311122107GR | TMC-HVI-Heart Failure ICU (5Hvi) | MHHS-TMC |  | Module, Multi-Parameter |  | 069-40874 | 069-40874 | TMC | MHHS-TMC | TMC-HVI-Heart Failure ICU (5Hvi) |  | 11/1/19 |  | 11/1/20 |  | PHYSIOLOGIC MONITOR MODULES, MULTIPARAMETER | Module, Multi-Parameter | MODULEMULTIPARAMETER-GE-CARESCAPE PDM | MODULEMULTIPARAMETER | CARESCAPE PDM |  |  |  | GE | Module, Multi-Parameter |  | MODULEMULTIPARAMETER-GE-CARESCAPE PDM |  |  |  | MMP-A | Not Covered Vendor Only - Lab Ana/Anes | MHHS-TMC | [8 empty] | MODULEMULTIPARAMETER | Module, Multi-Parameter | GE
NO | YES |  |  |  | 069-40884 | 069-40884 | GE Medical Systems | CARESCAPE PATIENT DATA MODULE |  | SA310423918GR | TMC-Jones-Neuro ICU (7J) | MHHS-TMC |  | Module, Multi-Parameter |  | 069-40884 | 069-40884 | TMC | MHHS-TMC | TMC-Jones-Neuro ICU (7J) | TMC - JONES - NEURO ICU (7J) | 11/1/19 |  | 11/1/20 |  | PHYSIOLOGIC MONITOR MODULES, MULTIPARAMETER | Module, Multi-Parameter | MODULEMULTIPARAMETER-GE-CARESCAPE PDM | MODULEMULTIPARAMETER | CARESCAPE PDM |  |  |  | GE | Module, Multi-Parameter |  | MODULEMULTIPARAMETER-GE-CARESCAPE PDM |  | 3/26/17 |  | MMP-A | Covered PM Repair - Biomedical | MHHS-TMC | [8 empty] | MODULEMULTIPARAMETER | Module, Multi-Parameter | GE
NO | YES |  |  |  | 069-40891 | 069-40891 | GE Medical Systems | CARESCAPE PATIENT DATA MODULE |  | SA310259899GR | TMC-Jones-Neuro ICU (7J) | MHHS-TMC |  | Module, Multi-Parameter |  | 069-40891 | 069-40891 | TMC | MHHS-TMC | TMC-Jones-Neuro ICU (7J) | J7 14 | 1/1/18 |  | 1/1/19 |  | PHYSIOLOGIC MONITOR MODULES, MULTIPARAMETER | Module, Multi-Parameter | MODULEMULTIPARAMETER-GE-CARESCAPE PDM | MODULEMULTIPARAMETER | CARESCAPE PDM |  |  |  | GE | Module, Multi-Parameter |  | MODULEMULTIPARAMETER-GE-CARESCAPE PDM |  |  |  | MMP-A | Covered PM Repair - Biomedical | MHHS-TMC | [8 empty] | MODULEMULTIPARAMETER | Module, Multi-Parameter | GE
NO | YES |  |  |  | 069-40892 | 069-40892 | GE Medical Systems | CARESCAPE PATIENT DATA MODULE |  | SA310392875GR | TWC- Stroke | MHHS-TMC |  | Module, Multi-Parameter |  | 069-40892 | 069-40892 | TMC | Memorial Hermann-Texas Medical Center | TWC- Stroke | Stroke 1 | 11/1/19 |  | 11/1/20 |  | PHYSIOLOGIC MONITOR MODULES, MULTIPARAMETER | Module, Multi-Parameter | MODULEMULTIPARAMETER-GE-CARESCAPE PDM | MODULEMULTIPARAMETER | CARESCAPE PDM |  |  |  | GE | Module, Multi-Parameter |  | MODULEMULTIPARAMETER-GE-CARESCAPE PDM |  | 1/1/12 |  | MMP-A | Covered PM Repair - Biomedical | MHHS-TMC | [8 empty] | MODULEMULTIPARAMETER | Module, Multi-Parameter | GE
NO | YES |  |  |  | 069-36965 |  | GE Medical Systems | CARESCAPE PATIENT DATA MODULE |  | SA307231275GR | TMC-Jones-Stroke (4J) | MHHS-TMC |  | Module, Multi-Parameter |  | 069-36965 |  | TMC | MHHS-TMC | TMC-Jones-Stroke (4J) | TMC 4Johns | 11/1/19 |  | 11/1/20 |  | PHYSIOLOGIC MONITOR MODULES, MULTIPARAMETER | Module, Multi-Parameter | MODULEMULTIPARAMETER-GE-CARESCAPE PDM | MODULEMULTIPARAMETER | CARESCAPE PDM |  |  |  | GE | Module, Multi-Parameter |  | MODULEMULTIPARAMETER-GE-CARESCAPE PDM |  |  |  | MMP-A | Covered PM Repair - Biomedical | MHHS-TMC | [8 empty] | MODULEMULTIPARAMETER | Module, Multi-Parameter | GE
NO | YES |  |  |  | 069-40529 | 069-40529 | GE Medical Systems | CARESCAPE PATIENT DATA MODULE |  | SA315112514GA | J537 | MHHS-TMC |  | Module, Multi-Parameter |  | 069-40529 | 069-40529 | TMC | TMC | J537 | TMC - 5Johns | 11/1/19 |  | 11/1/20 |  | PHYSIOLOGIC MONITOR MODULES, MULTIPARAMETER | Module, Multi-Parameter | MODULEMULTIPARAMETER-GE-CARESCAPE PDM | MODULEMULTIPARAMETER | CARESCAPE PDM |  |  |  | GE | Module, Multi-Parameter |  | MODULEMULTIPARAMETER-GE-CARESCAPE PDM |  | 10/15/16 |  | MMP-A | Covered PM Repair - Biomedical | MHHS-TMC | [8 empty] | MODULEMULTIPARAMETER | Module, Multi-Parameter | GE
NO | YES |  |  |  | 069-40551 | 069-40551 | GE Medical Systems | CARESCAPE PATIENT DATA MODULE |  | SA308501389GR | TMC-Jones-Neuro IMU (3J) | MHHS-TMC |  | Module, Multi-Parameter |  | 069-40551 | 069-40551 | TMC | MHHS-TMC | TMC-Jones-Neuro IMU (3J) |  | 11/1/19 |  | 11/1/20 |  | PHYSIOLOGIC MONITOR MODULES, MULTIPARAMETER | Module, Multi-Parameter | MODULEMULTIPARAMETER-GE-CARESCAPE PDM | MODULEMULTIPARAMETER | CARESCAPE PDM |  |  |  | GE | Module, Multi-Parameter |  | MODULEMULTIPARAMETER-GE-CARESCAPE PDM |  | 12/1/20 |  | MMP-A | Covered PM Repair - Biomedical | MHHS-TMC | [8 empty] | MODULEMULTIPARAMETER | Module, Multi-Parameter | GE
NO | YES |  |  |  | 069-40866 | 069-40866 | GE Medical Systems | CARESCAPE PATIENT DATA MODULE |  | SA310518550GR | TMC-Jones-Neuro IMU (3J) | MHHS-TMC |  | Module, Multi-Parameter |  | 069-40866 | 069-40866 | TMC | MHHS-TMC | TMC-Jones-Neuro IMU (3J) | TMC - JONES - NEURO IMU (3J) | 11/1/19 |  |  |  | PHYSIOLOGIC MONITOR MODULES, MULTIPARAMETER | Module, Multi-Parameter | MODULEMULTIPARAMETER-GE-CARESCAPE PDM | MODULEMULTIPARAMETER | CARESCAPE PDM |  |  |  | GE | Module, Multi-Parameter |  | MODULEMULTIPARAMETER-GE-CARESCAPE PDM |  | 12/3/16 |  | MMP-A | Covered PM Repair - Biomedical | MHHS-TMC | [8 empty] | MODULEMULTIPARAMETER | Module, Multi-Parameter | GE
NO | YES |  |  |  | 069-40869 | 069-40869 | GE Medical Systems | CARESCAPE PATIENT DATA MODULE |  | SA312069847GR | TMC-Jones-Neuro Acute Care (5J) | MHHS-TMC |  | Module, Multi-Parameter |  | 069-40869 | 069-40869 | TMC | MHHS-TMC | TMC-Jones-Neuro Acute Care (5J) | Nurse station | 9/1/18 |  | 9/1/19 | PM Past Due | PHYSIOLOGIC MONITOR MODULES, MULTIPARAMETER | Module, Multi-Parameter | MODULEMULTIPARAMETER-GE-CARESCAPE PDM | MODULEMULTIPARAMETER | CARESCAPE PDM |  |  |  | GE | Module, Multi-Parameter |  | MODULEMULTIPARAMETER-GE-CARESCAPE PDM |  |  |  | MMP-A | Covered PM Repair - Biomedical | MHHS-TMC | [8 empty] | MODULEMULTIPARAMETER | Module, Multi-Parameter | GE
NO | YES |  |  |  | 069-42400 | 069-42400 | GE Medical Systems | CARESCAPE PATIENT DATA MODULE |  | SA315112543GA | TMC-Jones-Neuro ICU (7J) | MHHS-TMC |  | Module, Multi-Parameter |  | 069-42400 | 069-42400 | TMC | MHHS-TMC | TMC-Jones-Neuro ICU (7J) |  | 12/1/19 |  | 12/1/20 |  | PHYSIOLOGIC MONITOR MODULES, MULTIPARAMETER | Module, Multi-Parameter | MODULEMULTIPARAMETER-GE-CARESCAPE PDM | MODULEMULTIPARAMETER | CARESCAPE PDM |  |  |  | GE | Module, Multi-Parameter |  | MODULEMULTIPARAMETER-GE-CARESCAPE PDM |  |  |  | MMP-A | Covered PM Repair - Biomedical | MHHS-TMC | [8 empty] | MODULEMULTIPARAMETER | Module, Multi-Parameter | GE
NO | YES |  |  |  | 074-04155 | 074-04155 | GE Medical Systems | CARESCAPE PATIENT DATA MODULE |  | SA311163726GR | TMC-Jones-Neuro IMU (3J) | MHHS-TMC |  | Module, Multi-Parameter |  | 074-04155 | 074-04155 | TMC | MHHS-TMC | TMC-Jones-Neuro IMU (3J) |  | 11/1/19 |  | 11/1/20 |  | PHYSIOLOGIC MONITOR MODULES, MULTIPARAMETER | Module, Multi-Parameter | MODULEMULTIPARAMETER-GE-CARESCAPE PDM | MODULEMULTIPARAMETER | CARESCAPE PDM |  |  |  | GE | Module, Multi-Parameter |  | MODULEMULTIPARAMETER-GE-CARESCAPE PDM |  |  |  | MMP-A | Covered PM Repair - Biomedical | MHHS-TMC | [8 empty] | MODULEMULTIPARAMETER | Module, Multi-Parameter | GE
NO | YES |  |  |  | 069-40618 | 069-40618 | GE Medical Systems | CARESCAPE PATIENT DATA MODULE |  | SA314431268GA | TMC - neuroscience | MHHS-TMC |  | Module, Multi-Parameter |  | 069-40618 | 069-40618 | TMC | Memorial Hermann-Texas Medical Center | TMC - neuroscience | neuroscience | 11/1/19 |  | 11/1/20 |  | PHYSIOLOGIC MONITOR MODULES, MULTIPARAMETER | Module, Multi-Parameter | MODULEMULTIPARAMETER-GE-CARESCAPE PDM | MODULEMULTIPARAMETER | CARESCAPE PDM |  |  |  | GE | Module, Multi-Parameter |  | MODULEMULTIPARAMETER-GE-CARESCAPE PDM |  | 4/9/15 |  | MMP-A | Covered PM Repair - Biomedical | MHHS-TMC | [8 empty] | MODULEMULTIPARAMETER | Module, Multi-Parameter | GE
NO | YES |  |  |  | 069-40637 | 069-40637 | GE Medical Systems | CARESCAPE PATIENT DATA MODULE |  | SA310372128GR | TWC | MHHS-TMC |  | Module, Multi-Parameter |  | 069-40637 | 069-40637 | TMC | Memorial Hermann-Texas Medical Center | TWC | Trauma Rm 10 | 1/1/19 |  | 11/1/20 |  | PHYSIOLOGIC MONITOR MODULES, MULTIPARAMETER | Module, Multi-Parameter | MODULEMULTIPARAMETER-GE-CARESCAPE PDM | MODULEMULTIPARAMETER | CARESCAPE PDM |  |  |  | GE | Module, Multi-Parameter |  | MODULEMULTIPARAMETER-GE-CARESCAPE PDM |  | 1/1/12 |  | MMP-A | Covered PM Repair - Biomedical | MHHS-TMC | [8 empty] | MODULEMULTIPARAMETER | Module, Multi-Parameter | GE
NO | YES |  |  |  | 069-40638 | 069-40638 | GE Medical Systems | CARESCAPE PATIENT DATA MODULE |  | SA312059529GR | TMC-Radiology-IR/Angio | MHHS-TMC |  | Module, Multi-Parameter |  | 069-40638 | 069-40638 | TMC | MHHS-TMC | TMC-Radiology-IR/Angio | J2418 | 2/1/20 |  | 2/1/21 |  | PHYSIOLOGIC MONITOR MODULES, MULTIPARAMETER |  | MODULEMULTIPARAMETER-GE-CARESCAPE PDM | MODULEMULTIPARAMETER | CARESCAPE PDM |  |  |  | GE | Module, Multi-Parameter |  | MODULEMULTIPARAMETER-GE-CARESCAPE PDM |  |  |  |  | Covered PM Repair - Biomedical | MHHS-TMC
NO | YES |  |  |  | 069-40641 | 069-40641 | GE Medical Systems | CARESCAPE PATIENT DATA MODULE |  | SA312049412GR | TMC-Jones-Stroke (4J) | MHHS-TMC |  | Module, Multi-Parameter |  | 069-40641 | 069-40641 | TMC | MHHS-TMC | TMC-Jones-Stroke (4J) | TMC - JONES - STROKE (4J) | 11/1/19 |  | 11/1/20 |  | PHYSIOLOGIC MONITOR MODULES, MULTIPARAMETER | Module, Multi-Parameter | MODULEMULTIPARAMETER-GE-CARESCAPE PDM | MODULEMULTIPARAMETER | CARESCAPE PDM |  |  |  | GE | Module, Multi-Parameter |  | MODULEMULTIPARAMETER-GE-CARESCAPE PDM |  | 9/10/13 |  | MMP-A | Not Covered Vendor Only - Biomedical | MHHS-TMC | [8 empty] | MODULEMULTIPARAMETER | Module, Multi-Parameter | GE
NO | YES |  |  |  | 069-40643 | 069-40643 | GE Medical Systems | CARESCAPE PATIENT DATA MODULE |  | SA310393228GR | TMC-Jones-Neuro Acute Care (5J) | MHHS-TMC |  | Module, Multi-Parameter |  | 069-40643 | 069-40643 | TMC | MHHS-TMC | TMC-Jones-Neuro Acute Care (5J) | TMC - JONES - NEURO ACUTE CARS 5 | 11/1/19 |  | 11/1/20 |  | PHYSIOLOGIC MONITOR MODULES, MULTIPARAMETER | Module, Multi-Parameter | MODULEMULTIPARAMETER-GE-CARESCAPE PDM | MODULEMULTIPARAMETER | CARESCAPE PDM |  |  |  | GE | Module, Multi-Parameter |  | MODULEMULTIPARAMETER-GE-CARESCAPE PDM |  | 9/10/13 |  | MMP-A | Not Covered Vendor Only - Biomedical | MHHS-TMC | [8 empty] | MODULEMULTIPARAMETER | Module, Multi-Parameter | GE
NO | YES |  |  |  | 069-40645 | 069-40645 | GE Medical Systems | CARESCAPE PATIENT DATA MODULE |  | SA310393087GR | Memorial Hermann- Texas Medical Center STICU | MHHS-TMC |  | Module, Multi-Parameter |  | 069-40645 | 069-40645 | TMC | TMC | Memorial Hermann- Texas Medical Center STICU | STICU 21 | 10/1/19 |  | 10/1/20 |  | PHYSIOLOGIC MONITOR MODULES, MULTIPARAMETER |  | MODULEMULTIPARAMETER-GE-CARESCAPE PDM | MODULEMULTIPARAMETER | CARESCAPE PDM |  |  |  | GE | Module, Multi-Parameter |  | MODULEMULTIPARAMETER-GE-CARESCAPE PDM |  |  |  |  | Covered PM Repair - Biomedical | MHHS-TMC
NO | YES |  |  |  | 069-40646 | 069-40646 | GE Medical Systems | CARESCAPE PATIENT DATA MODULE |  | SA311059591GR | TMC-Jones-Stroke (4J) | MHHS-TMC |  | Module, Multi-Parameter |  | 069-40646 | 069-40646 | TMC | MHHS-TMC | TMC-Jones-Stroke (4J) | TMC JONES STROKE 4 J | 11/1/19 |  | 11/1/20 |  | PHYSIOLOGIC MONITOR MODULES, MULTIPARAMETER | Module, Multi-Parameter | MODULEMULTIPARAMETER-GE-CARESCAPE PDM | MODULEMULTIPARAMETER | CARESCAPE PDM |  |  |  | GE | Module, Multi-Parameter |  | MODULEMULTIPARAMETER-GE-CARESCAPE PDM |  | 7/29/19 |  | MMP-A | Not Covered Vendor Only - Biomedical | MHHS-TMC | [8 empty] | MODULEMULTIPARAMETER | Module, Multi-Parameter | GE
NO | YES |  |  |  | 069-40870 | 069-40870 | GE Medical Systems | CARESCAPE PATIENT DATA MODULE |  | SA310392916GR | Nuro ICU | MHHS-TMC |  | Module, Multi-Parameter |  | 069-40870 | 069-40870 | TMC | Memorial Hermann-Texas Medical Center | Nuro ICU | By NSICU19 | 11/1/20 |  | 1/1/21 |  | PHYSIOLOGIC MONITOR MODULES, MULTIPARAMETER | Module, Multi-Parameter | MODULEMULTIPARAMETER-GE-CARESCAPE PDM | MODULEMULTIPARAMETER | CARESCAPE PDM |  |  |  | GE | Module, Multi-Parameter |  | MODULEMULTIPARAMETER-GE-CARESCAPE PDM |  | 11/26/14 |  | MMP-A | Not Covered Vendor Only - Biomedical | MHHS-TMC | [8 empty] | MODULEMULTIPARAMETER | Module, Multi-Parameter | GE
NO | YES |  |  |  | 069-43401 | 069-43401 | GE Medical Systems | CARESCAPE PATIENT DATA MODULE |  | SA316240495SA | TMC-Jones-Stroke (4J) | MHHS-TMC |  | Module, Multi-Parameter |  | 069-43401 | 069-43401 | TMC | MHHS-TMC | TMC-Jones-Stroke (4J) | Rm J7 33 | 12/1/19 |  |  |  | PHYSIOLOGIC MONITOR MODULES, MULTIPARAMETER | Module, Multi-Parameter | MODULEMULTIPARAMETER-GE-CARESCAPE PDM | MODULEMULTIPARAMETER | CARESCAPE PDM |  |  |  | GE | Module, Multi-Parameter |  | MODULEMULTIPARAMETER-GE-CARESCAPE PDM |  |  |  | MMP-A | Not Covered Vendor Only - Lab Ana/Anes | MHHS-TMC | [8 empty] | MODULEMULTIPARAMETER | Module, Multi-Parameter | GE
NO | YES |  |  |  | 069-45759 | 069-45759 | GE Medical Systems | CARESCAPE PATIENT DATA MODULE |  | SA310496382GR | TMC-Sarofim 1-Adult ER | MHHS-TMC |  | Module, Multi-Parameter |  | 069-45759 | 069-45759 | TMC | MHHS-TMC | TMC-Sarofim 1-Adult ER | Er 4 | 11/1/19 |  | 11/1/20 |  | PHYSIOLOGIC MONITOR MODULES, MULTIPARAMETER | Module, Multi-Parameter | MODULEMULTIPARAMETER-GE-CARESCAPE PDM | MODULEMULTIPARAMETER | CARESCAPE PDM |  |  |  | GE | Module, Multi-Parameter |  | MODULEMULTIPARAMETER-GE-CARESCAPE PDM |  | 9/26/15 |  | MMP-A | Not Covered Vendor Only - Lab Ana/Anes | MHHS-TMC | [8 empty] | MODULEMULTIPARAMETER | Module, Multi-Parameter | GE
NO | YES |  |  |  | 069-41175 | 069-41175 | GE Medical Systems | CARESCAPE PATIENT DATA MODULE |  | SA310068824GR | TMC-Jones-Neuro ICU (7J) | MHHS-TMC |  | Module, Multi-Parameter |  | 069-41175 | 069-41175 | TMC | MHHS-TMC | TMC-Jones-Neuro ICU (7J) |  | 11/1/19 |  | 11/1/20 |  | PHYSIOLOGIC MONITOR MODULES, MULTIPARAMETER | Module, Multi-Parameter | MODULEMULTIPARAMETER-GE-CARESCAPE PDM | MODULEMULTIPARAMETER | CARESCAPE PDM |  |  |  | GE | Module, Multi-Parameter |  | MODULEMULTIPARAMETER-GE-CARESCAPE PDM |  |  |  | MMP-A | Covered PM Repair - Biomedical | MHHS-TMC | [8 empty] | MODULEMULTIPARAMETER | Module, Multi-Parameter | GE
NO | YES |  |  |  | 069-44291 | 069-44291 | GE Medical Systems | CARESCAPE PATIENT DATA MODULE |  | SA317340547SA | TMC-HVI-CIMU (4Hvi) | MHHS-TMC |  | Module, Multi-Parameter |  | 069-44291 | 069-44291 | TMC | MHHS-TMC | TMC-HVI-CIMU (4Hvi) |  | 11/1/19 |  | 11/1/20 |  | PHYSIOLOGIC MONITOR MODULES, MULTIPARAMETER | Module, Multi-Parameter | MODULEMULTIPARAMETER-GE-CARESCAPE PDM | MODULEMULTIPARAMETER | CARESCAPE PDM |  |  |  | GE | Module, Multi-Parameter |  | MODULEMULTIPARAMETER-GE-CARESCAPE PDM |  |  |  | MMP-A | Covered PM Repair - Biomedical | MHHS-TMC | [8 empty] | MODULEMULTIPARAMETER | Module, Multi-Parameter | GE
NO | YES |  |  |  | 069-44293 | 069-44293 | GE Medical Systems | CARESCAPE PATIENT DATA MODULE |  | SA317340701SA | TMC-Jones-Neuro Elective (4J) | MHHS-TMC |  | Module, Multi-Parameter |  | 069-44293 | 069-44293 | TMC | MHHS-TMC | TMC-Jones-Neuro Elective (4J) | TMC - JONES - NEURO ELECTIVE | 9/1/19 |  | 9/1/20 |  | PHYSIOLOGIC MONITOR MODULES, MULTIPARAMETER | Module, Multi-Parameter | MODULEMULTIPARAMETER-GE-CARESCAPE PDM | MODULEMULTIPARAMETER | CARESCAPE PDM |  |  |  | GE | Module, Multi-Parameter |  | MODULEMULTIPARAMETER-GE-CARESCAPE PDM |  | 11/5/14 |  | MMP-A | Covered PM Repair - Biomedical | MHHS-TMC | [8 empty] | MODULEMULTIPARAMETER | Module, Multi-Parameter | GE
NO | YES |  |  |  | 069-44295 | 069-44295 | GE Medical Systems | CARESCAPE PATIENT DATA MODULE |  | SA317340550SA | TMC - neuroscience | MHHS-TMC |  | Module, Multi-Parameter |  | 069-44295 | 069-44295 | TMC | Memorial Hermann-Texas Medical Center | TMC - neuroscience | neuroscience | 11/1/19 |  | 11/1/20 |  | PHYSIOLOGIC MONITOR MODULES, MULTIPARAMETER | Module, Multi-Parameter | MODULEMULTIPARAMETER-GE-CARESCAPE PDM | MODULEMULTIPARAMETER | CARESCAPE PDM |  |  |  | GE | Module, Multi-Parameter |  | MODULEMULTIPARAMETER-GE-CARESCAPE PDM |  |  |  | MMP-A | Covered PM Repair - Biomedical | MHHS-TMC | [8 empty] | MODULEMULTIPARAMETER | Module, Multi-Parameter | GE
NO | YES |  |  |  | 069-37167 | 069-37167 | GE Medical Systems | CARESCAPE PATIENT DATA MODULE |  | SA312345013GA | TMC-OR-Day Surgery (2R) | MHHS-TMC |  | Module, Multi-Parameter |  | 069-37167 | 069-37167 | TMC | MHHS-TMC | TMC-OR-Day Surgery (2R) | Bay 7 | 10/1/19 |  | 10/1/20 |  | PHYSIOLOGIC MONITOR MODULES, MULTIPARAMETER |  | MODULEMULTIPARAMETER-GE-CARESCAPE PDM | MODULEMULTIPARAMETER | CARESCAPE PDM |  |  |  | GE | Module, Multi-Parameter |  | MODULEMULTIPARAMETER-GE-CARESCAPE PDM |  |  |  |  | Covered PM Repair - Biomedical | MHHS-TMC
NO | YES |  |  |  | 069-37174 | 069-37174 | GE Medical Systems | CARESCAPE PATIENT DATA MODULE |  | SA312345015GA | TMC-OR-Day Surgery (2R) | MHHS-TMC |  | Module, Multi-Parameter |  | 069-37174 | 069-37174 | TMC | MHHS-TMC | TMC-OR-Day Surgery (2R) | Bay 9 | 10/1/19 |  | 10/1/20 |  | PHYSIOLOGIC MONITOR MODULES, MULTIPARAMETER |  | MODULEMULTIPARAMETER-GE-CARESCAPE PDM | MODULEMULTIPARAMETER | CARESCAPE PDM |  |  |  | GE | Module, Multi-Parameter |  | MODULEMULTIPARAMETER-GE-CARESCAPE PDM |  |  |  |  | Covered PM Repair - Biomedical | MHHS-TMC
NO | YES |  |  |  | 069-37176 | 069-37176 | GE Medical Systems | CARESCAPE PATIENT DATA MODULE |  | SA312344941GA | TMC-OR-Day Surgery (2R) | MHHS-TMC |  | Module, Multi-Parameter |  | 069-37176 | 069-37176 | TMC | MHHS-TMC | TMC-OR-Day Surgery (2R) | Bay 4 | 10/1/19 |  |  |  | PHYSIOLOGIC MONITOR MODULES, MULTIPARAMETER |  | MODULEMULTIPARAMETER-GE-CARESCAPE PDM | MODULEMULTIPARAMETER | CARESCAPE PDM |  |  |  | GE | Module, Multi-Parameter |  | MODULEMULTIPARAMETER-GE-CARESCAPE PDM |  |  |  |  | Covered PM Repair - Biomedical | MHHS-TMC
NO | YES |  |  |  | 069-37178 | 069-37178 | GE Medical Systems | CARESCAPE PATIENT DATA MODULE |  | SA312344955GA | TMC-OR-Day Surgery (2R) | MHHS-TMC |  | Module, Multi-Parameter |  | 069-37178 | 069-37178 | TMC | MHHS-TMC | TMC-OR-Day Surgery (2R) | Bay 5 | 10/1/19 |  | 10/1/20 |  | PHYSIOLOGIC MONITOR MODULES, MULTIPARAMETER |  | MODULEMULTIPARAMETER-GE-CARESCAPE PDM | MODULEMULTIPARAMETER | CARESCAPE PDM |  |  |  | GE | Module, Multi-Parameter |  | MODULEMULTIPARAMETER-GE-CARESCAPE PDM |  | 2/6/18 |  |  | Not Covered Vendor Only - Lab Ana/Anes | MHHS-TMC
NO | YES |  |  |  | 069-37180 | 069-37180 | GE Medical Systems | CARESCAPE PATIENT DATA MODULE |  | SA312344908GA | TMC-OR-Day Surgery (2R) | MHHS-TMC |  | Module, Multi-Parameter |  | 069-37180 | 069-37180 | TMC | MHHS-TMC | TMC-OR-Day Surgery (2R) | Bay 8 | 10/1/19 |  | 10/1/20 |  | PHYSIOLOGIC MONITOR MODULES, MULTIPARAMETER |  | MODULEMULTIPARAMETER-GE-CARESCAPE PDM | MODULEMULTIPARAMETER | CARESCAPE PDM |  |  |  | GE | Module, Multi-Parameter |  | MODULEMULTIPARAMETER-GE-CARESCAPE PDM |  | 2/6/18 |  |  | Not Covered Vendor Only - Lab Ana/Anes | MHHS-TMC
NO | YES |  |  |  | 069-37182 | 069-37182 | GE Medical Systems | CARESCAPE PATIENT DATA MODULE |  | SA312345036GA | TMC-OR-Day Surgery (2R) | MHHS-TMC |  | Module, Multi-Parameter |  | 069-37182 | 069-37182 | TMC | MHHS-TMC | TMC-OR-Day Surgery (2R) | Bay 1 | 10/1/19 |  | 10/1/20 |  | PHYSIOLOGIC MONITOR MODULES, MULTIPARAMETER |  | MODULEMULTIPARAMETER-GE-CARESCAPE PDM | MODULEMULTIPARAMETER | CARESCAPE PDM |  |  |  | GE | Module, Multi-Parameter |  | MODULEMULTIPARAMETER-GE-CARESCAPE PDM |  |  |  |  | Covered PM Repair - Biomedical | MHHS-TMC
NO | YES |  |  |  | 069-37187 | 069-37187 | GE Medical Systems | CARESCAPE PATIENT DATA MODULE |  | SA312345042GA | TMC-OR-Day Surgery (2R) | MHHS-TMC |  | Module, Multi-Parameter |  | 069-37187 | 069-37187 | TMC | MHHS-TMC | TMC-OR-Day Surgery (2R) | Bay 10 | 10/1/19 |  | 10/1/20 |  | PHYSIOLOGIC MONITOR MODULES, MULTIPARAMETER |  | MODULEMULTIPARAMETER-GE-CARESCAPE PDM | MODULEMULTIPARAMETER | CARESCAPE PDM |  |  |  | GE | Module, Multi-Parameter |  | MODULEMULTIPARAMETER-GE-CARESCAPE PDM |  |  |  |  | Covered PM Repair - Biomedical | MHHS-TMC
NO | YES |  |  |  | 069-35621 | 069-35621 | GE Medical Systems | CARESCAPE PATIENT DATA MODULE |  | SA314368802GA | TMC-OR-Labor/ Delivery (5/6Hp) | MHHS-TMC |  | Module, Multi-Parameter |  | 069-35621 | 069-35621 | TMC | MHHS-TMC | TMC-OR-Labor/ Delivery (5/6Hp) |  | 10/7/19 |  |  |  | PHYSIOLOGIC MONITOR MODULES, MULTIPARAMETER |  | MODULEMULTIPARAMETER-GE-CARESCAPE PDM | MODULEMULTIPARAMETER | CARESCAPE PDM |  |  |  | GE | Module, Multi-Parameter |  | MODULEMULTIPARAMETER-GE-CARESCAPE PDM |  |  | Verified 3/30/2020 4:07pm (Central) |  | Covered PM Repair - Biomedical | MHHS-TMC
NO | YES |  |  |  | 069-35624 | 069-35624 | GE Medical Systems | CARESCAPE PATIENT DATA MODULE |  | SA314368815GA | TMC-OR-Labor/ Delivery (5/6Hp) | MHHS-TMC |  | Module, Multi-Parameter |  | 069-35624 | 069-35624 | TMC | MHHS-TMC | TMC-OR-Labor/ Delivery (5/6Hp) | OR | 10/1/19 |  |  |  | PHYSIOLOGIC MONITOR MODULES, MULTIPARAMETER |  | MODULEMULTIPARAMETER-GE-CARESCAPE PDM | MODULEMULTIPARAMETER | CARESCAPE PDM |  |  |  | GE | Module, Multi-Parameter |  | MODULEMULTIPARAMETER-GE-CARESCAPE PDM |  | 3/15/15 |  |  | Covered PM Repair - Radiology, Low End | MHHS-TMC
NO | YES |  |  |  | 069-36286 | 069-36286 | GE Medical Systems | CARESCAPE PATIENT DATA MODULE |  | SA314368821GA | TMC-OR-Labor/ Delivery (5/6Hp) | MHHS-TMC |  | Module, Multi-Parameter |  | 069-36286 | 069-36286 | TMC | MHHS-TMC | TMC-OR-Labor/ Delivery (5/6Hp) |  | 10/3/19 |  |  |  | PHYSIOLOGIC MONITOR MODULES, MULTIPARAMETER |  | MODULEMULTIPARAMETER-GE-CARESCAPE PDM | MODULEMULTIPARAMETER | CARESCAPE PDM |  |  |  | GE | Module, Multi-Parameter |  | MODULEMULTIPARAMETER-GE-CARESCAPE PDM |  | 11/1/13 | Verified 3/30/2020 4:07pm (Central) |  | Not Covered Vendor Only - Biomedical | MHHS-TMC
NO | YES |  |  |  | 069-36289 | 069-36289 | GE Medical Systems | CARESCAPE PATIENT DATA MODULE |  | SA314368850GA | TMC-OR-Labor/ Delivery (5/6Hp) | MHHS-TMC |  | Module, Multi-Parameter |  | 069-36289 | 069-36289 | TMC | MHHS-TMC | TMC-OR-Labor/ Delivery (5/6Hp) |  | 10/3/19 |  |  |  | PHYSIOLOGIC MONITOR MODULES, MULTIPARAMETER |  | MODULEMULTIPARAMETER-GE-CARESCAPE PDM | MODULEMULTIPARAMETER | CARESCAPE PDM |  |  |  | GE | Module, Multi-Parameter |  | MODULEMULTIPARAMETER-GE-CARESCAPE PDM |  | 6/13/19 | (null) |  | Not Covered Vendor Only - Lab Ana/Anes | MHHS-TMC
NO | YES |  |  |  | 069-42907 | 069-42907 | GE Medical Systems | CARESCAPE PATIENT DATA MODULE |  | SA310518238GR | Memorial Hermann- T exas Medical Center Childrens OR | MHHS-TMC |  | Module, Multi-Parameter |  | 069-42907 | 069-42907 | TMC | TCM | Memorial Hermann- T exas Medical Center Childrens OR | PR-5 | 10/1/19 |  | 10/1/20 |  | PHYSIOLOGIC MONITOR MODULES, MULTIPARAMETER |  | MODULEMULTIPARAMETER-GE-CARESCAPE PDM | MODULEMULTIPARAMETER | CARESCAPE PDM |  |  |  | GE | Module, Multi-Parameter |  | MODULEMULTIPARAMETER-GE-CARESCAPE PDM |  |  |  |  | Covered PM Repair - Biomedical | MHHS-TMC
NO | YES |  |  |  | 069-42908 | 069-42908 | GE Medical Systems | CARESCAPE PATIENT DATA MODULE |  | SA312028954GR | Memorial Hermann- T exas Medical Center Childrens OR | MHHS-TMC |  | Module, Multi-Parameter |  | 069-42908 | 069-42908 | TMC | TCM | Memorial Hermann- T exas Medical Center Childrens OR | PR-5 | 10/1/19 |  | 10/1/20 |  | PHYSIOLOGIC MONITOR MODULES, MULTIPARAMETER |  | MODULEMULTIPARAMETER-GE-CARESCAPE PDM | MODULEMULTIPARAMETER | CARESCAPE PDM |  |  |  | GE | Module, Multi-Parameter |  | MODULEMULTIPARAMETER-GE-CARESCAPE PDM |  |  |  |  | Covered PM Repair - Biomedical | MHHS-TMC
NO | YES |  |  |  | 069-42909 | 069-42909 | GE Medical Systems | CARESCAPE PATIENT DATA MODULE |  | SA310518201GR | Pediatrics PACU | MHHS-TMC |  | Module, Multi-Parameter |  | 069-42909 | 069-42909 | TMC | Children?Aos OR Robertson building | Pediatrics PACU |  | 10/1/19 |  | 10/1/20 |  | PHYSIOLOGIC MONITOR MODULES, MULTIPARAMETER |  | MODULEMULTIPARAMETER-GE-CARESCAPE PDM | MODULEMULTIPARAMETER | CARESCAPE PDM |  |  |  | GE | Module, Multi-Parameter |  | MODULEMULTIPARAMETER-GE-CARESCAPE PDM |  | 2/15/20 |  |  | Not Covered Vendor Only - Biomedical | MHHS-TMC
NO | YES |  |  |  | 069-42912 | 069-42912 | GE Medical Systems | CARESCAPE PATIENT DATA MODULE |  | SA312417311GR | (null) | MHHS-TMC |  | Module, Multi-Parameter |  | 069-42912 | 069-42912 | (null) | MHHS-TMC | (null) | (null) |  |  |  | (null) | PHYSIOLOGIC MONITOR MODULES, MULTIPARAMETER |  | MODULEMULTIPARAMETER-GE-CARESCAPE PDM | MODULEMULTIPARAMETER | CARESCAPE PDM |  |  |  | GE | Module, Multi-Parameter | (null) | MODULEMULTIPARAMETER-GE-CARESCAPE PDM |  |  | (null) |  | Covered PM Repair - Biomedical | MHHS-TMC
NO | YES |  |  |  | 069-42913 | 069-42913 | GE Medical Systems | CARESCAPE PATIENT DATA MODULE |  | SA310507143GR | TMC-PACU-Adult (2Hp) | MHHS-TMC |  | Module, Multi-Parameter |  | 069-42913 | 069-42913 | TMC | MHHS-TMC | TMC-PACU-Adult (2Hp) |  | 10/1/19 |  | 10/1/20 |  | PHYSIOLOGIC MONITOR MODULES, MULTIPARAMETER |  | MODULEMULTIPARAMETER-GE-CARESCAPE PDM | MODULEMULTIPARAMETER | CARESCAPE PDM |  |  |  | GE | Module, Multi-Parameter |  | MODULEMULTIPARAMETER-GE-CARESCAPE PDM |  |  |  |  | Covered PM Repair - Biomedical | MHHS-TMC
NO | YES |  |  |  | 069-42922 | 069-42922 | GE Medical Systems | CARESCAPE PATIENT DATA MODULE |  | SA309334630GR | Pediatrics PACU | MHHS-TMC |  | Module, Multi-Parameter |  | 069-42922 | 069-42922 | TMC | Children?Aos OR Robertson building | Pediatrics PACU |  | 10/1/19 |  | 10/1/20 |  | PHYSIOLOGIC MONITOR MODULES, MULTIPARAMETER |  | MODULEMULTIPARAMETER-GE-CARESCAPE PDM | MODULEMULTIPARAMETER | CARESCAPE PDM |  |  |  | GE | Module, Multi-Parameter |  | MODULEMULTIPARAMETER-GE-CARESCAPE PDM |  | 6/9/99 |  |  | Covered PM Repair - Biomedical | MHHS-TMC
NO | YES |  |  |  | 069-42923 | 069-42923 | GE Medical Systems | CARESCAPE PATIENT DATA MODULE |  | SA311236094GR | TMC-PACU-Adult (2Hp) | MHHS-TMC |  | Module, Multi-Parameter |  | 069-42923 | 069-42923 | TMC | MHHS-TMC | TMC-PACU-Adult (2Hp) | TMC PACU ADULT | 10/1/19 |  | 10/1/20 |  | PHYSIOLOGIC MONITOR MODULES, MULTIPARAMETER |  | MODULEMULTIPARAMETER-GE-CARESCAPE PDM | MODULEMULTIPARAMETER | CARESCAPE PDM |  |  |  | GE | Module, Multi-Parameter |  | MODULEMULTIPARAMETER-GE-CARESCAPE PDM |  |  |  |  | Covered PM Repair - Biomedical | MHHS-TMC
NO | YES |  |  |  | 069-42925 | 069-42925 | GE Medical Systems | CARESCAPE PATIENT DATA MODULE |  | SA308388539GR | Pediatrics PACU | MHHS-TMC |  | Module, Multi-Parameter |  | 069-42925 | 069-42925 | TMC | Children?Aos OR Robertson building | Pediatrics PACU |  | 10/1/19 |  | 10/1/20 |  | PHYSIOLOGIC MONITOR MODULES, MULTIPARAMETER |  | MODULEMULTIPARAMETER-GE-CARESCAPE PDM | MODULEMULTIPARAMETER | CARESCAPE PDM |  |  |  | GE | Module, Multi-Parameter |  | MODULEMULTIPARAMETER-GE-CARESCAPE PDM |  |  |  |  | Covered PM Repair - Biomedical | MHHS-TMC
NO | YES |  |  |  | 069-42926 | 069-42926 | GE Medical Systems | CARESCAPE PATIENT DATA MODULE |  | SA311468407GR | TMC-PACU-Adult (2Hp) | MHHS-TMC |  | Module, Multi-Parameter |  | 069-42926 | 069-42926 | TMC | MHHS-TMC | TMC-PACU-Adult (2Hp) |  | 10/1/19 |  |  |  | PHYSIOLOGIC MONITOR MODULES, MULTIPARAMETER |  | MODULEMULTIPARAMETER-GE-CARESCAPE PDM | MODULEMULTIPARAMETER | CARESCAPE PDM |  |  |  | GE | Module, Multi-Parameter |  | MODULEMULTIPARAMETER-GE-CARESCAPE PDM |  | 6/16/18 |  |  | Covered PM Repair - Biomedical | MHHS-TMC
NO | YES |  |  |  | 069-42927 | 069-42927 | GE Medical Systems | CARESCAPE PATIENT DATA MODULE |  | SA310518194GR | TMC-PACU-Adult (2Hp) | MHHS-TMC |  | Module, Multi-Parameter |  | 069-42927 | 069-42927 | TMC | MHHS-TMC | TMC-PACU-Adult (2Hp) |  | 10/1/19 |  |  |  | PHYSIOLOGIC MONITOR MODULES, MULTIPARAMETER |  | MODULEMULTIPARAMETER-GE-CARESCAPE PDM | MODULEMULTIPARAMETER | CARESCAPE PDM |  |  |  | GE | Module, Multi-Parameter |  | MODULEMULTIPARAMETER-GE-CARESCAPE PDM |  | 5/1/18 |  |  | Covered PM Repair - Lab Analyzers/Anesth | MHHS-TMC
NO | YES |  |  |  | 069-42928 | 069-42928 | GE Medical Systems | CARESCAPE PATIENT DATA MODULE |  | SA309011843GR | TMC-PACU-Adult (2Hp) | MHHS-TMC |  | Module, Multi-Parameter |  | 069-42928 | 069-42928 | TMC | MHHS-TMC | TMC-PACU-Adult (2Hp) | PACU 6 | 10/1/19 |  |  |  | PHYSIOLOGIC MONITOR MODULES, MULTIPARAMETER |  | MODULEMULTIPARAMETER-GE-CARESCAPE PDM | MODULEMULTIPARAMETER | CARESCAPE PDM |  |  |  | GE | Module, Multi-Parameter |  | MODULEMULTIPARAMETER-GE-CARESCAPE PDM |  | 2/4/08 |  |  | Covered PM Repair - Biomedical | MHHS-TMC
NO | YES |  |  |  | 069-42929 | 069-42929 | GE Medical Systems | CARESCAPE PATIENT DATA MODULE |  | SA312111638GR | TMC-PACU-Adult (2Hp) | MHHS-TMC |  | Module, Multi-Parameter |  | 069-42929 | 069-42929 | TMC | MHHS-TMC | TMC-PACU-Adult (2Hp) |  | 10/1/19 |  | 10/1/20 |  | PHYSIOLOGIC MONITOR MODULES, MULTIPARAMETER |  | MODULEMULTIPARAMETER-GE-CARESCAPE PDM | MODULEMULTIPARAMETER | CARESCAPE PDM |  |  |  | GE | Module, Multi-Parameter |  | MODULEMULTIPARAMETER-GE-CARESCAPE PDM |  | 11/4/13 |  |  | Covered PM Repair - Biomedical | MHHS-TMC
NO | YES |  |  |  | 069-42940 | 069-42940 | GE Medical Systems | CARESCAPE PATIENT DATA MODULE |  | SA309243697GR | TMC-PACU-Pedi (2Hp) | MHHS-TMC |  | Module, Multi-Parameter |  | 069-42940 | 069-42940 | TMC | MHHS-TMC | TMC-PACU-Pedi (2Hp) | TMC PSCU PEDS (2HP | 10/1/19 |  | 10/1/20 |  | PHYSIOLOGIC MONITOR MODULES, MULTIPARAMETER |  | MODULEMULTIPARAMETER-GE-CARESCAPE PDM | MODULEMULTIPARAMETER | CARESCAPE PDM |  |  |  | GE | Module, Multi-Parameter |  | MODULEMULTIPARAMETER-GE-CARESCAPE PDM |  | 7/1/18 |  |  | Not Covered Vendor Only - Lab Ana/Anes | MHHS-TMC
NO | YES |  |  |  | 069-42942 | 069-42942 | GE Medical Systems | CARESCAPE PATIENT DATA MODULE |  | SA309466790GR | TMC-PACU-Adult (2Hp) | MHHS-TMC |  | Module, Multi-Parameter |  | 069-42942 | 069-42942 | TMC | MHHS-TMC | TMC-PACU-Adult (2Hp) | Pacu 16 | 10/1/19 |  | 10/1/20 |  | PHYSIOLOGIC MONITOR MODULES, MULTIPARAMETER |  | MODULEMULTIPARAMETER-GE-CARESCAPE PDM | MODULEMULTIPARAMETER | CARESCAPE PDM |  |  |  | GE | Module, Multi-Parameter |  | MODULEMULTIPARAMETER-GE-CARESCAPE PDM |  |  |  |  | Covered PM Repair - Biomedical | MHHS-TMC
NO | YES |  |  |  | 069-42944 | 069-42944 | GE Medical Systems | CARESCAPE PATIENT DATA MODULE |  | SA311060381GR | TMC-PACU-Adult (2Hp) | MHHS-TMC |  | Module, Multi-Parameter |  | 069-42944 | 069-42944 | TMC | MHHS-TMC | TMC-PACU-Adult (2Hp) | Pacu 12 | 10/1/19 |  | 10/1/20 |  | PHYSIOLOGIC MONITOR MODULES, MULTIPARAMETER |  | MODULEMULTIPARAMETER-GE-CARESCAPE PDM | MODULEMULTIPARAMETER | CARESCAPE PDM |  |  |  | GE | Module, Multi-Parameter |  | MODULEMULTIPARAMETER-GE-CARESCAPE PDM |  |  |  |  | Covered PM Repair - Biomedical | MHHS-TMC
NO | YES |  |  |  | 069-42945 | 069-42945 | GE Medical Systems | CARESCAPE PATIENT DATA MODULE |  | SA311297227GR | 3east | MHHS-TMC |  | Module, Multi-Parameter |  | 069-42945 | 069-42945 | TMC | Memorial Hermann-Texas Medical Center | 3east | By C 301 | 11/1/18 |  | 11/1/20 |  | PHYSIOLOGIC MONITOR MODULES, MULTIPARAMETER | Module, Multi-Parameter | MODULEMULTIPARAMETER-GE-CARESCAPE PDM | MODULEMULTIPARAMETER | CARESCAPE PDM |  |  |  | GE | Module, Multi-Parameter |  | MODULEMULTIPARAMETER-GE-CARESCAPE PDM |  |  |  | MMP-A | Covered PM Repair - Biomedical | MHHS-TMC | [8 empty] | MODULEMULTIPARAMETER | Module, Multi-Parameter | GE
NO | YES |  |  |  | 069-42955 | 069-42955 | GE Medical Systems | CARESCAPE PATIENT DATA MODULE |  | SA313293316GR | TMC-Cullen-MICU (2C) | MHHS-TMC |  | Module, Multi-Parameter |  | 069-42955 | 069-42955 | TMC | MHHS-TMC | TMC-Cullen-MICU (2C) | MICU | 11/1/19 |  | 11/1/20 |  | PHYSIOLOGIC MONITOR MODULES, MULTIPARAMETER | Module, Multi-Parameter | MODULEMULTIPARAMETER-GE-CARESCAPE PDM | MODULEMULTIPARAMETER | CARESCAPE PDM |  |  |  | GE | Module, Multi-Parameter |  | MODULEMULTIPARAMETER-GE-CARESCAPE PDM |  |  |  | MMP-A | Covered PM Repair - Biomedical | MHHS-TMC | [8 empty] | MODULEMULTIPARAMETER | Module, Multi-Parameter | GE
NO | YES |  |  |  | 069-42958 | 069-42958 | GE Medical Systems | CARESCAPE PATIENT DATA MODULE |  | SA309334566GR | Memorial Hermann- Texas Medical Center OR Recovery | MHHS-TMC |  | Module, Multi-Parameter |  | 069-42958 | 069-42958 | TMC | TMC | Memorial Hermann- Texas Medical Center OR Recovery | Recovery Children 10 | 10/1/19 |  | 10/1/20 |  | PHYSIOLOGIC MONITOR MODULES, MULTIPARAMETER |  | MODULEMULTIPARAMETER-GE-CARESCAPE PDM | MODULEMULTIPARAMETER | CARESCAPE PDM |  |  |  | GE | Module, Multi-Parameter |  | MODULEMULTIPARAMETER-GE-CARESCAPE PDM |  |  |  |  | Covered PM Repair - Biomedical | MHHS-TMC
NO | YES |  |  |  | 069-42959 | 069-42959 | GE Medical Systems | CARESCAPE PATIENT DATA MODULE |  | SA313033569GR | Memorial Hermann- Texas Medical Center OR Recovery | MHHS-TMC |  | Module, Multi-Parameter |  | 069-42959 | 069-42959 | TMC | TMC | Memorial Hermann- Texas Medical Center OR Recovery | Recovery Children 9 | 10/1/19 |  | 10/1/20 |  | PHYSIOLOGIC MONITOR MODULES, MULTIPARAMETER |  | MODULEMULTIPARAMETER-GE-CARESCAPE PDM | MODULEMULTIPARAMETER | CARESCAPE PDM |  |  |  | GE | Module, Multi-Parameter |  | MODULEMULTIPARAMETER-GE-CARESCAPE PDM |  | 7/1/18 |  |  | Covered PM Repair - Biomedical | MHHS-TMC
NO | YES |  |  |  | 069-42960 | 069-42960 | GE Medical Systems | CARESCAPE PATIENT DATA MODULE |  | SA310507454GR | TMC-PACU-Adult (2Hp) | MHHS-TMC |  | Module, Multi-Parameter |  | 069-42960 | 069-42960 | TMC | MHHS-TMC | TMC-PACU-Adult (2Hp) | Pacu 11 | 10/1/19 |  | 10/1/20 |  | PHYSIOLOGIC MONITOR MODULES, MULTIPARAMETER |  | MODULEMULTIPARAMETER-GE-CARESCAPE PDM | MODULEMULTIPARAMETER | CARESCAPE PDM |  |  |  | GE | Module, Multi-Parameter |  | MODULEMULTIPARAMETER-GE-CARESCAPE PDM |  |  |  |  | Covered PM Repair - Biomedical | MHHS-TMC
NO | YES |  |  |  | 069-42961 | 069-42961 | GE Medical Systems | CARESCAPE PATIENT DATA MODULE |  | SA313084531GR | TMC-PACU-Adult (2Hp) | MHHS-TMC |  | Module, Multi-Parameter |  | 069-42961 | 069-42961 | TMC | MHHS-TMC | TMC-PACU-Adult (2Hp) | TMC PACU ADULT | 10/1/19 |  | 10/1/20 |  | PHYSIOLOGIC MONITOR MODULES, MULTIPARAMETER |  | MODULEMULTIPARAMETER-GE-CARESCAPE PDM | MODULEMULTIPARAMETER | CARESCAPE PDM |  |  |  | GE | Module, Multi-Parameter |  | MODULEMULTIPARAMETER-GE-CARESCAPE PDM |  |  |  |  | Covered PM Repair - Biomedical | MHHS-TMC
NO | YES |  |  |  | 069-42824 | 069-42824 | GE Medical Systems | CARESCAPE PATIENT DATA MODULE |  | SA311468406GR | TMC-PACU-HVI (7Hvi) | MHHS-TMC |  | Module, Multi-Parameter |  | 069-42824 | 069-42824 | TMC | MHHS-TMC | TMC-PACU-HVI (7Hvi) | TMC - PACU - HVI (7HVI) | 10/1/19 |  | 10/1/20 |  | PHYSIOLOGIC MONITOR MODULES, MULTIPARAMETER | Module, Multi-Parameter | MODULEMULTIPARAMETER-GE-CARESCAPE PDM | MODULEMULTIPARAMETER | CARESCAPE PDM |  |  |  | GE | Module, Multi-Parameter |  | MODULEMULTIPARAMETER-GE-CARESCAPE PDM |  |  |  | MMP-A | Covered PM Repair - Biomedical | MHHS-TMC | [8 empty] | MODULEMULTIPARAMETER | Module, Multi-Parameter | GE
NO | YES |  |  |  | 069-42826 | 069-42826 | GE Medical Systems | CARESCAPE PATIENT DATA MODULE |  | SA312479855GR | TMC-PACU-HVI (7Hvi) | MHHS-TMC |  | Module, Multi-Parameter |  | 069-42826 | 069-42826 | TMC | MHHS-TMC | TMC-PACU-HVI (7Hvi) |  | 10/4/19 |  |  |  | PHYSIOLOGIC MONITOR MODULES, MULTIPARAMETER | Module, Multi-Parameter | MODULEMULTIPARAMETER-GE-CARESCAPE PDM | MODULEMULTIPARAMETER | CARESCAPE PDM |  |  |  | GE | Module, Multi-Parameter |  | MODULEMULTIPARAMETER-GE-CARESCAPE PDM |  |  | Finished from Script 3/27/2020 12:11:52pm (Central) | MMP-A | Covered PM Repair - Biomedical | MHHS-TMC | [8 empty] | MODULEMULTIPARAMETER | Module, Multi-Parameter | GE
NO | YES |  |  |  | 069-42827 | 069-42827 | GE Medical Systems | CARESCAPE PATIENT DATA MODULE |  | SA310475578GR | TMC-PACU-HVI (7Hvi) | MHHS-TMC |  | Module, Multi-Parameter |  | 069-42827 | 069-42827 | TMC | MHHS-TMC | TMC-PACU-HVI (7Hvi) | Bay 8 | 10/1/19 |  | 10/1/20 |  | PHYSIOLOGIC MONITOR MODULES, MULTIPARAMETER | Module, Multi-Parameter | MODULEMULTIPARAMETER-GE-CARESCAPE PDM | MODULEMULTIPARAMETER | CARESCAPE PDM |  |  |  | GE | Module, Multi-Parameter |  | MODULEMULTIPARAMETER-GE-CARESCAPE PDM |  | 5/1/18 |  | MMP-A | Covered PM Repair - Biomedical | MHHS-TMC | [8 empty] | MODULEMULTIPARAMETER | Module, Multi-Parameter | GE
NO | YES |  |  |  | 069-42828 | 069-42828 | GE Medical Systems | CARESCAPE PATIENT DATA MODULE |  | SA313106409GR | TMC-OR-CVOR (7Hvi) | MHHS-TMC |  | Module, Multi-Parameter |  | 069-42828 | 069-42828 | TMC | MHHS-TMC | TMC-OR-CVOR (7Hvi) | Pacu 1027 | 10/1/19 |  | 10/1/20 |  | PHYSIOLOGIC MONITOR MODULES, MULTIPARAMETER | Module, Multi-Parameter | MODULEMULTIPARAMETER-GE-CARESCAPE PDM | MODULEMULTIPARAMETER | CARESCAPE PDM |  |  |  | GE | Module, Multi-Parameter |  | MODULEMULTIPARAMETER-GE-CARESCAPE PDM |  |  |  | MMP-A | Covered PM Repair - Biomedical | MHHS-TMC | [8 empty] | MODULEMULTIPARAMETER | Module, Multi-Parameter | GE
NO | YES |  |  |  | 069-42829 | 069-42829 | GE Medical Systems | CARESCAPE PATIENT DATA MODULE |  | SA311215720GR | TWC | MHHS-TMC |  | Module, Multi-Parameter |  | 069-42829 | 069-42829 | TMC | Memorial Hermann Heart | TWC | Pre-Op 5 | 10/1/19 |  | 10/1/20 |  | PHYSIOLOGIC MONITOR MODULES, MULTIPARAMETER | Module, Multi-Parameter | MODULEMULTIPARAMETER-GE-CARESCAPE PDM | MODULEMULTIPARAMETER | CARESCAPE PDM |  |  |  | GE | Module, Multi-Parameter |  | MODULEMULTIPARAMETER-GE-CARESCAPE PDM |  |  |  | MMP-A | Covered PM Repair - Biomedical | MHHS-TMC | [8 empty] | MODULEMULTIPARAMETER | Module, Multi-Parameter | GE
NO | YES |  |  |  | 074-03233 | 074-03233 | GE Medical Systems | CARESCAPE PATIENT DATA MODULE |  | SPX19060294SA | TMC-PACU-HVI (7Hvi) | MHHS-TMC |  | Module, Multi-Parameter |  | 074-03233 | 074-03233 | TMC | MHHS-TMC | TMC-PACU-HVI (7Hvi) | PACU - HVI (7HVI) | 10/1/19 |  |  |  | PHYSIOLOGIC MONITOR MODULES, MULTIPARAMETER | Module, Multi-Parameter | MODULEMULTIPARAMETER-GE-CARESCAPE PDM | MODULEMULTIPARAMETER | CARESCAPE PDM |  |  |  | GE | Module, Multi-Parameter |  | MODULEMULTIPARAMETER-GE-CARESCAPE PDM |  |  |  | MMP-A | Covered PM Repair - Biomedical | MHHS-TMC | [8 empty] | MODULEMULTIPARAMETER | Module, Multi-Parameter | GE
NO | YES |  |  |  | 074-04323 | 074-04323 | GE Medical Systems | CARESCAPE PATIENT DATA MODULE |  | SA315079363GA | NSICU | MHHS-TMC |  | Module, Multi-Parameter |  | 074-04323 | 074-04323 | TMC | Memorial Hermann-Texas Medical Center | NSICU | NSICU 2 | 10/1/19 |  | 10/1/20 |  | PHYSIOLOGIC MONITOR MODULES, MULTIPARAMETER | Module, Multi-Parameter | MODULEMULTIPARAMETER-GE-CARESCAPE PDM | MODULEMULTIPARAMETER | CARESCAPE PDM |  |  |  | GE | Module, Multi-Parameter |  | MODULEMULTIPARAMETER-GE-CARESCAPE PDM |  | 1/2/09 |  | MMP-A | Covered PM Repair - Biomedical | MHHS-TMC | [8 empty] | MODULEMULTIPARAMETER | Module, Multi-Parameter | GE
NO | YES |  |  |  | 074-04324 | 074-04324 | GE Medical Systems | CARESCAPE PATIENT DATA MODULE |  | SA315079444GA | TMC-PACU-HVI (7Hvi) | MHHS-TMC |  | Module, Multi-Parameter |  | 074-04324 | 074-04324 | TMC | MHHS-TMC | TMC-PACU-HVI (7Hvi) |  | 10/29/19 |  |  |  | PHYSIOLOGIC MONITOR MODULES, MULTIPARAMETER | Module, Multi-Parameter | MODULEMULTIPARAMETER-GE-CARESCAPE PDM | MODULEMULTIPARAMETER | CARESCAPE PDM |  |  |  | GE | Module, Multi-Parameter |  | MODULEMULTIPARAMETER-GE-CARESCAPE PDM |  | 7/31/20 | Finished from Script 3/27/2020 12:11:52pm (Central) | MMP-A | Not Covered Vendor Only - Biomedical | MHHS-TMC | [8 empty] | MODULEMULTIPARAMETER | Module, Multi-Parameter | GE
NO | YES |  |  |  | 074-05206 | 074-05206 | GE Medical Systems | CARESCAPE PATIENT DATA MODULE |  | SA310475616GR | TMC-PACU-HVI (7Hvi) | MHHS-TMC |  | Module, Multi-Parameter |  | 074-05206 | 074-05206 | TMC | MHHS-TMC | TMC-PACU-HVI (7Hvi) | Bay 12 | 10/1/19 |  | 10/1/20 |  | PHYSIOLOGIC MONITOR MODULES, MULTIPARAMETER | Module, Multi-Parameter | MODULEMULTIPARAMETER-GE-CARESCAPE PDM | MODULEMULTIPARAMETER | CARESCAPE PDM |  |  |  | GE | Module, Multi-Parameter |  | MODULEMULTIPARAMETER-GE-CARESCAPE PDM |  | 7/31/20 |  | MMP-A | Not Covered Vendor Only - Biomedical | MHHS-TMC | [8 empty] | MODULEMULTIPARAMETER | Module, Multi-Parameter | GE
NO | YES |  |  |  | 074-05207 | 074-05207 | GE Medical Systems | CARESCAPE PATIENT DATA MODULE |  | SA311132606GR | TMC-PACU-HVI (7Hvi) | MHHS-TMC |  | Module, Multi-Parameter |  | 074-05207 | 074-05207 | TMC | MHHS-TMC | TMC-PACU-HVI (7Hvi) |  | 10/4/19 |  |  |  | PHYSIOLOGIC MONITOR MODULES, MULTIPARAMETER | Module, Multi-Parameter | MODULEMULTIPARAMETER-GE-CARESCAPE PDM | MODULEMULTIPARAMETER | CARESCAPE PDM |  |  |  | GE | Module, Multi-Parameter |  | MODULEMULTIPARAMETER-GE-CARESCAPE PDM |  |  | Finished from Script 3/27/2020 12:11:52pm (Central) | MMP-A | Covered PM Repair - Biomedical | MHHS-TMC | [8 empty] | MODULEMULTIPARAMETER | Module, Multi-Parameter | GE
NO | YES |  |  |  | 074-05208 | 074-05208 | GE Medical Systems | CARESCAPE PATIENT DATA MODULE |  | SA310413468GR | TMC-OR-CVOR (7Hvi) | MHHS-TMC |  | Module, Multi-Parameter |  | 074-05208 | 074-05208 | TMC | MHHS-TMC | TMC-OR-CVOR (7Hvi) | Pre Op | 10/1/19 |  | 10/1/20 |  | PHYSIOLOGIC MONITOR MODULES, MULTIPARAMETER | Module, Multi-Parameter | MODULEMULTIPARAMETER-GE-CARESCAPE PDM | MODULEMULTIPARAMETER | CARESCAPE PDM |  |  |  | GE | Module, Multi-Parameter |  | MODULEMULTIPARAMETER-GE-CARESCAPE PDM |  |  |  | MMP-A | Covered PM Repair - Biomedical | MHHS-TMC | [8 empty] | MODULEMULTIPARAMETER | Module, Multi-Parameter | GE
NO | YES |  |  |  | 074-05209 | 074-05209 | GE Medical Systems | CARESCAPE PATIENT DATA MODULE |  | SA310372100GR | TMC-PACU-HVI (7Hvi) | MHHS-TMC |  | Module, Multi-Parameter |  | 074-05209 | 074-05209 | TMC | MHHS-TMC | TMC-PACU-HVI (7Hvi) | TMC - PACU - HVI (7HVI) | 10/1/19 |  | 10/1/20 |  | PHYSIOLOGIC MONITOR MODULES, MULTIPARAMETER | Module, Multi-Parameter | MODULEMULTIPARAMETER-GE-CARESCAPE PDM | MODULEMULTIPARAMETER | CARESCAPE PDM |  |  |  | GE | Module, Multi-Parameter |  | MODULEMULTIPARAMETER-GE-CARESCAPE PDM |  | 5/1/18 |  | MMP-A | Covered PM Repair - Biomedical | MHHS-TMC | [8 empty] | MODULEMULTIPARAMETER | Module, Multi-Parameter | GE
NO | YES |  |  |  | 074-05577 | 074-05577 | GE Medical Systems | CARESCAPE PATIENT DATA MODULE |  | SA310495909GR | TMC-PACU-HVI (7Hvi) | MHHS-TMC |  | Module, Multi-Parameter |  | 074-05577 | 074-05577 | TMC | MHHS-TMC | TMC-PACU-HVI (7Hvi) |  | 10/4/19 |  |  |  | PHYSIOLOGIC MONITOR MODULES, MULTIPARAMETER | Module, Multi-Parameter | MODULEMULTIPARAMETER-GE-CARESCAPE PDM | MODULEMULTIPARAMETER | CARESCAPE PDM |  |  |  | GE | Module, Multi-Parameter |  | MODULEMULTIPARAMETER-GE-CARESCAPE PDM |  |  | Finished from Script 3/27/2020 12:11:52pm (Central) | MMP-A | Covered PM Repair - Biomedical | MHHS-TMC | [8 empty] | MODULEMULTIPARAMETER | Module, Multi-Parameter | GE
NO | YES |  |  |  | 069-41003 | 069-41003 | GE Medical Systems | CARESCAPE PATIENT DATA MODULE |  | SA314452548GA | TMC-PACU-Robertson (2R) | MHHS-TMC |  | Module, Multi-Parameter |  | 069-41003 | 069-41003 | TMC | MHHS-TMC | TMC-PACU-Robertson (2R) | PACU 19 | 10/1/19 |  |  |  | PHYSIOLOGIC MONITOR MODULES, MULTIPARAMETER |  | MODULEMULTIPARAMETER-GE-CARESCAPE PDM | MODULEMULTIPARAMETER | CARESCAPE PDM |  |  |  | GE | Module, Multi-Parameter |  | MODULEMULTIPARAMETER-GE-CARESCAPE PDM |  |  |  |  | Covered PM Repair - Biomedical | MHHS-TMC
NO | YES |  |  |  | 069-41004 | 069-41004 | GE Medical Systems | CARESCAPE PATIENT DATA MODULE |  | SA314452529GA | TMC-Sarofim 2-Adult PACU | MHHS-TMC |  | Module, Multi-Parameter |  | 069-41004 | 069-41004 | TM | MHHS-TMC | TMC-Sarofim 2-Adult PACU | TMC - SAROFIM2 -ADULT PACU | 10/1/19 |  | 10/1/20 |  | PHYSIOLOGIC MONITOR MODULES, MULTIPARAMETER |  | MODULEMULTIPARAMETER-GE-CARESCAPE PDM | MODULEMULTIPARAMETER | CARESCAPE PDM |  |  |  | GE | Module, Multi-Parameter |  | MODULEMULTIPARAMETER-GE-CARESCAPE PDM |  |  |  |  | Covered PM Repair - Biomedical | MHHS-TMC
NO | YES |  |  |  | 069-41005 | 069-41005 | GE Medical Systems | CARESCAPE PATIENT DATA MODULE |  | SA314452571GA | TMC-Sarofim 2-Adult Pre Op | MHHS-TMC |  | Module, Multi-Parameter |  | 069-41005 | 069-41005 | TMC | MHHS-TMC | TMC-Sarofim 2-Adult Pre Op | PACU 12 | 10/1/19 |  | 10/1/20 |  | PHYSIOLOGIC MONITOR MODULES, MULTIPARAMETER |  | MODULEMULTIPARAMETER-GE-CARESCAPE PDM | MODULEMULTIPARAMETER | CARESCAPE PDM |  |  |  | GE | Module, Multi-Parameter |  | MODULEMULTIPARAMETER-GE-CARESCAPE PDM |  | 7/13/16 |  |  | Covered PM Repair - Biomedical | MHHS-TMC
NO | YES |  |  |  | 069-41007 | 069-41007 | GE Medical Systems | CARESCAPE PATIENT DATA MODULE |  | SA314452508GA | TMC-PACU-Robertson (2R) | MHHS-TMC |  | Module, Multi-Parameter |  | 069-41007 | 069-41007 | TMC | MHHS-TMC | TMC-PACU-Robertson (2R) | PACU 18 | 10/1/19 |  | 10/1/20 |  | PHYSIOLOGIC MONITOR MODULES, MULTIPARAMETER |  | MODULEMULTIPARAMETER-GE-CARESCAPE PDM | MODULEMULTIPARAMETER | CARESCAPE PDM |  |  |  | GE | Module, Multi-Parameter |  | MODULEMULTIPARAMETER-GE-CARESCAPE PDM |  |  |  |  | Covered PM Repair - Biomedical | MHHS-TMC
NO | YES | Asset Tag 069-41042 |  |  | 069-41042 | 069-41042 | GE Medical Systems | CARESCAPE PATIENT DATA MODULE |  | SA314452531GA | (null) | MHHS-TMC |  | Module, Multi-Parameter |  | 069-41042 | 069-41042 | (null) | MHHS-TMC | (null) | (null) |  |  |  | (null) | PHYSIOLOGIC MONITOR MODULES, MULTIPARAMETER |  | MODULEMULTIPARAMETER-GE-CARESCAPE PDM | MODULEMULTIPARAMETER | CARESCAPE PDM |  |  |  | GE | Module, Multi-Parameter |  | MODULEMULTIPARAMETER-GE-CARESCAPE PDM |  |  |  |  | Covered PM Repair - Biomedical | MHHS-TMC
NO | YES |  |  |  | 069-41013 | 069-41013 | GE Medical Systems | CARESCAPE PATIENT DATA MODULE |  | SA314452503GA | Memorial Hermann- Texas Medical Center PreOp | MHHS-TMC |  | Module, Multi-Parameter |  | 069-41013 | 069-41013 | TMC | TMC | Memorial Hermann- Texas Medical Center PreOp |  | 10/1/19 |  | 10/1/20 |  | PHYSIOLOGIC MONITOR MODULES, MULTIPARAMETER |  | MODULEMULTIPARAMETER-GE-CARESCAPE PDM | MODULEMULTIPARAMETER | CARESCAPE PDM |  |  |  | GE | Module, Multi-Parameter |  | MODULEMULTIPARAMETER-GE-CARESCAPE PDM |  | 8/1/20 |  |  | Not Covered Vendor Only - Biomedical | MHHS-TMC
NO | YES |  |  |  | 069-41032 | 069-41032 | GE Medical Systems | CARESCAPE PATIENT DATA MODULE |  | SA314452532GA | TMC - ADULT PACU | MHHS-TMC |  | Module, Multi-Parameter |  | 069-41032 | 069-41032 | TMC | Memorial Hermann-Texas Medical Center | TMC - ADULT PACU | ADULT PACU | 10/1/19 |  | 10/1/20 |  | PHYSIOLOGIC MONITOR MODULES, MULTIPARAMETER |  | MODULEMULTIPARAMETER-GE-CARESCAPE PDM | MODULEMULTIPARAMETER | CARESCAPE PDM |  |  |  | GE | Module, Multi-Parameter |  | MODULEMULTIPARAMETER-GE-CARESCAPE PDM |  | 12/9/17 |  |  | Covered PM Repair - Biomedical | MHHS-TMC
NO | YES |  |  |  | 069-41050 | 069-41050 | GE Medical Systems | CARESCAPE PATIENT DATA MODULE |  | SA314452589GA | TMC-PACU-Robertson (2R) | MHHS-TMC |  | Module, Multi-Parameter |  | 069-41050 | 069-41050 | TMC | MHHS-TMC | TMC-PACU-Robertson (2R) | PACU 20 | 10/1/19 |  | 10/1/20 |  | PHYSIOLOGIC MONITOR MODULES, MULTIPARAMETER |  | MODULEMULTIPARAMETER-GE-CARESCAPE PDM | MODULEMULTIPARAMETER | CARESCAPE PDM |  |  |  | GE | Module, Multi-Parameter |  | MODULEMULTIPARAMETER-GE-CARESCAPE PDM |  | 3/4/08 |  |  | Covered PM Repair - Biomedical | MHHS-TMC
NO | YES |  |  |  | 069-41051 | 069-41051 | GE Medical Systems | CARESCAPE PATIENT DATA MODULE |  | SA314452556GA | Tmc - PACU - | MHHS-TMC |  | Module, Multi-Parameter |  | 069-41051 | 069-41051 | TMC | Memorial Hermann-tmc | Tmc - PACU - | S2.07 | 10/1/19 |  | 10/1/20 |  | PHYSIOLOGIC MONITOR MODULES, MULTIPARAMETER |  | MODULEMULTIPARAMETER-GE-CARESCAPE PDM | MODULEMULTIPARAMETER | CARESCAPE PDM |  |  |  | GE | Module, Multi-Parameter |  | MODULEMULTIPARAMETER-GE-CARESCAPE PDM |  | 9/4/11 |  |  | Covered PM Repair - Biomedical | MHHS-TMC
NO | YES |  |  |  | 069-48567 | 069-48567 | GE Medical Systems | CARESCAPE PATIENT DATA MODULE |  | SA314452502GA | (null) | MHHS-TMC |  | Module, Multi-Parameter |  | 069-48567 | 069-48567 | (null) | MHHS-TMC | (null) | (null) |  |  |  | (null) | PHYSIOLOGIC MONITOR MODULES, MULTIPARAMETER |  | MODULEMULTIPARAMETER-GE-CARESCAPE PDM | MODULEMULTIPARAMETER | CARESCAPE PDM |  |  |  | GE | Module, Multi-Parameter |  | MODULEMULTIPARAMETER-GE-CARESCAPE PDM |  |  |  |  | Covered PM Repair - Biomedical | MHHS-TMC
NO | YES |  |  |  | 069-41053 | 069-41053 | GE Medical Systems | CARESCAPE PATIENT DATA MODULE |  | SA314452557GA | TMC-PACU-Robertson (2R) | MHHS-TMC |  | Module, Multi-Parameter |  | 069-41053 | 069-41053 | TMC | MHHS-TMC | TMC-PACU-Robertson (2R) | PACU 17 | 10/1/19 |  | 10/1/20 |  | PHYSIOLOGIC MONITOR MODULES, MULTIPARAMETER |  | MODULEMULTIPARAMETER-GE-CARESCAPE PDM | MODULEMULTIPARAMETER | CARESCAPE PDM |  |  |  | GE | Module, Multi-Parameter |  | MODULEMULTIPARAMETER-GE-CARESCAPE PDM |  |  |  |  | Covered PM Repair - Biomedical | MHHS-TMC
NO | YES |  |  |  | 069-41055 | 069-41055 | GE Medical Systems | CARESCAPE PATIENT DATA MODULE |  | SA314452570GA | TMC-Sarofim 2-Adult Pre Op | MHHS-TMC |  | Module, Multi-Parameter |  | 069-41055 | 069-41055 | TMC | MHHS-TMC | TMC-Sarofim 2-Adult Pre Op | PACU 10 | 10/1/19 |  | 10/1/20 |  | PHYSIOLOGIC MONITOR MODULES, MULTIPARAMETER |  | MODULEMULTIPARAMETER-GE-CARESCAPE PDM | MODULEMULTIPARAMETER | CARESCAPE PDM |  |  |  | GE | Module, Multi-Parameter |  | MODULEMULTIPARAMETER-GE-CARESCAPE PDM |  | 1/30/18 |  |  | Covered PM Repair - Biomedical | MHHS-TMC
NO | YES |  |  |  | 069-41057 | 069-41057 | GE Medical Systems | CARESCAPE PATIENT DATA MODULE |  | SA314452526GA | TMC-Sarofim 2-Adult Pre Op | MHHS-TMC |  | Module, Multi-Parameter |  | 069-41057 | 069-41057 | TMC | MHHS-TMC | TMC-Sarofim 2-Adult Pre Op | S2.05 | 10/1/19 |  | 10/1/20 |  | PHYSIOLOGIC MONITOR MODULES, MULTIPARAMETER |  | MODULEMULTIPARAMETER-GE-CARESCAPE PDM | MODULEMULTIPARAMETER | CARESCAPE PDM |  |  |  | GE | Module, Multi-Parameter |  | MODULEMULTIPARAMETER-GE-CARESCAPE PDM |  | 7/1/18 |  |  | Covered PM Repair - Biomedical | MHHS-TMC
NO | YES |  |  |  | 069-41069 | 069-41069 | GE Medical Systems | CARESCAPE PATIENT DATA MODULE |  | SA314452517GA | Memorial Hermann- Texas Medical Center PreOp | MHHS-TMC |  | Module, Multi-Parameter |  | 069-41069 | 069-41069 | TMC | TMC | Memorial Hermann- Texas Medical Center PreOp |  | 10/1/19 |  | 10/1/20 |  | PHYSIOLOGIC MONITOR MODULES, MULTIPARAMETER |  | MODULEMULTIPARAMETER-GE-CARESCAPE PDM | MODULEMULTIPARAMETER | CARESCAPE PDM |  |  |  | GE | Module, Multi-Parameter |  | MODULEMULTIPARAMETER-GE-CARESCAPE PDM |  | 7/1/18 |  |  | Covered PM Repair - Biomedical | MHHS-TMC
NO | YES |  |  |  | 069-40642 | 069-40642 | GE Medical Systems | CARESCAPE PATIENT DATA MODULE |  | SA310517637GR | TMC-Radiology-IR/Angio | MHHS-TMC |  | Module, Multi-Parameter |  | 069-40642 | 069-40642 | TMC | MHHS-TMC | TMC-Radiology-IR/Angio |  | 7/1/19 |  | 7/1/20 |  | PHYSIOLOGIC MONITOR MODULES, MULTIPARAMETER |  | MODULEMULTIPARAMETER-GE-CARESCAPE PDM | MODULEMULTIPARAMETER | CARESCAPE PDM |  |  |  | GE | Module, Multi-Parameter |  | MODULEMULTIPARAMETER-GE-CARESCAPE PDM |  |  |  |  | Covered PM Repair - Biomedical | MHHS-TMC
NO | YES |  |  |  | 069-42986 | 069-42986 | GE Medical Systems | CARESCAPE PATIENT DATA MODULE |  | SA316320445SA | TMC-Sarofim 1-Adult ER | MHHS-TMC |  | Module, Multi-Parameter |  | 069-42986 | 069-42986 | TMC | MHHS-TMC | TMC-Sarofim 1-Adult ER |  | 7/1/19 |  | 7/1/20 |  | PHYSIOLOGIC MONITOR MODULES, MULTIPARAMETER | Module, Multi-Parameter | MODULEMULTIPARAMETER-GE-CARESCAPE PDM | MODULEMULTIPARAMETER | CARESCAPE PDM |  |  |  | GE | Module, Multi-Parameter |  | MODULEMULTIPARAMETER-GE-CARESCAPE PDM |  |  |  | MMP-A | Covered PM Repair - Biomedical | MHHS-TMC | [8 empty] | MODULEMULTIPARAMETER | Module, Multi-Parameter | GE
NO | YES |  |  |  | 069-43250 | 069-43250 | GE Medical Systems | CARESCAPE PATIENT DATA MODULE |  | SA310423892GR | Memorial Hermann- Texas Medical Center Radiology | MHHS-TMC |  | Module, Multi-Parameter |  | 069-43250 | 069-43250 | TMC | TMC | Memorial Hermann- Texas Medical Center Radiology | Angio 2 | 7/1/19 |  | 7/1/20 |  | PHYSIOLOGIC MONITOR MODULES, MULTIPARAMETER |  | MODULEMULTIPARAMETER-GE-CARESCAPE PDM | MODULEMULTIPARAMETER | CARESCAPE PDM |  |  |  | GE | Module, Multi-Parameter |  | MODULEMULTIPARAMETER-GE-CARESCAPE PDM |  |  |  |  | Covered PM Repair - Biomedical | MHHS-TMC
NO | YES |  |  |  | 069-43251 | 069-43251 | GE Medical Systems | CARESCAPE PATIENT DATA MODULE |  | SA308115231GR | TMC-Radiology-IR/Angio | MHHS-TMC |  | Module, Multi-Parameter |  | 069-43251 | 069-43251 | TMC | MHHS-TMC | TMC-Radiology-IR/Angio | TMC - RADIOLOGY -IR/ANGIO | 7/1/19 |  | 7/1/20 |  | PHYSIOLOGIC MONITOR MODULES, MULTIPARAMETER |  | MODULEMULTIPARAMETER-GE-CARESCAPE PDM | MODULEMULTIPARAMETER | CARESCAPE PDM |  |  |  | GE | Module, Multi-Parameter |  | MODULEMULTIPARAMETER-GE-CARESCAPE PDM |  |  |  |  | Covered PM Repair - Biomedical | MHHS-TMC
NO | YES |  |  |  | 069-43252 | 069-43252 | GE Medical Systems | CARESCAPE PATIENT DATA MODULE |  | SA311184362GR | Memorial Hermann- Texas Medical Center Radiology | MHHS-TMC |  | Module, Multi-Parameter |  | 069-43252 | 069-43252 | TMC | TMC | Memorial Hermann- Texas Medical Center Radiology | Angio 1 | 7/1/19 |  | 7/1/20 |  | PHYSIOLOGIC MONITOR MODULES, MULTIPARAMETER |  | MODULEMULTIPARAMETER-GE-CARESCAPE PDM | MODULEMULTIPARAMETER | CARESCAPE PDM |  |  |  | GE | Module, Multi-Parameter |  | MODULEMULTIPARAMETER-GE-CARESCAPE PDM |  |  |  |  | Covered PM Repair - Biomedical | MHHS-TMC
NO | YES |  |  |  | 069-43253 | 069-43253 | GE Medical Systems | CARESCAPE PATIENT DATA MODULE |  | SA309324317GR | TMC-HVI-Heart Failure ICU (5Hvi) | MHHS-TMC |  | Module, Multi-Parameter |  | 069-43253 | 069-43253 | TMC | MHHS-TMC | TMC-HVI-Heart Failure ICU (5Hvi) |  | 9/1/19 |  | 9/1/20 |  | PHYSIOLOGIC MONITOR MODULES, MULTIPARAMETER | Module, Multi-Parameter | MODULEMULTIPARAMETER-GE-CARESCAPE PDM | MODULEMULTIPARAMETER | CARESCAPE PDM |  |  |  | GE | Module, Multi-Parameter |  | MODULEMULTIPARAMETER-GE-CARESCAPE PDM |  |  |  | MMP-A | Covered PM Repair - Biomedical | MHHS-TMC | [8 empty] | MODULEMULTIPARAMETER | Module, Multi-Parameter | GE
NO | YES |  |  |  | 069-43254 | 069-43254 | GE Medical Systems | CARESCAPE PATIENT DATA MODULE |  | SA312122036GR | TMC-Jones-Stroke (4J) | MHHS-TMC |  | Module, Multi-Parameter |  | 069-43254 | 069-43254 | TMC | MHHS-TMC | TMC-Jones-Stroke (4J) | Stroke 12 4J | 11/1/19 |  | 11/1/20 |  | PHYSIOLOGIC MONITOR MODULES, MULTIPARAMETER | Module, Multi-Parameter | MODULEMULTIPARAMETER-GE-CARESCAPE PDM | MODULEMULTIPARAMETER | CARESCAPE PDM |  |  |  | GE | Module, Multi-Parameter |  | MODULEMULTIPARAMETER-GE-CARESCAPE PDM |  |  |  | MMP-A | Covered PM Repair - Biomedical | MHHS-TMC | [8 empty] | MODULEMULTIPARAMETER | Module, Multi-Parameter | GE
NO | YES |  |  |  | 069-43255 | 069-43255 | GE Medical Systems | CARESCAPE PATIENT DATA MODULE |  | SA312111618GR | TMC-Radiology-IR/Angio | MHHS-TMC |  | Module, Multi-Parameter |  | 069-43255 | 069-43255 | TMC | MHHS-TMC | TMC-Radiology-IR/Angio | TMC - RADIOLOGY -IR/ANGIO | 7/1/19 |  | 7/1/20 |  | PHYSIOLOGIC MONITOR MODULES, MULTIPARAMETER |  | MODULEMULTIPARAMETER-GE-CARESCAPE PDM | MODULEMULTIPARAMETER | CARESCAPE PDM |  |  |  | GE | Module, Multi-Parameter |  | MODULEMULTIPARAMETER-GE-CARESCAPE PDM |  | 4/1/18 |  |  | Covered PM Repair - Biomedical | MHHS-TMC
NO | YES |  |  |  | 069-43257 | 069-43257 | GE Medical Systems | CARESCAPE PATIENT DATA MODULE |  | SA310518266GR | TMC-Radiology-IR/Angio | MHHS-TMC |  | Module, Multi-Parameter |  | 069-43257 | 069-43257 | TMC | MHHS-TMC | TMC-Radiology-IR/Angio | RADIOLOGY - IR/ANGIO | 7/1/19 |  | 7/1/20 |  | PHYSIOLOGIC MONITOR MODULES, MULTIPARAMETER |  | MODULEMULTIPARAMETER-GE-CARESCAPE PDM | MODULEMULTIPARAMETER | CARESCAPE PDM |  |  |  | GE | Module, Multi-Parameter |  | MODULEMULTIPARAMETER-GE-CARESCAPE PDM |  | 10/31/15 |  |  | Covered PM Repair - Biomedical | MHHS-TMC
NO | YES |  |  |  | 069-33908 | 069-33908 | GE Medical Systems | CARESCAPE PATIENT DATA MODULE |  | SA315292154GA | TMC-HVI-CVICU (8Hvi) | MHHS-TMC |  | Module, Multi-Parameter |  | 069-33908 | 069-33908 | TMC | MHHS-TMC | TMC-HVI-CVICU (8Hvi) |  | 8/1/19 |  | 8/1/20 |  | PHYSIOLOGIC MONITOR MODULES, MULTIPARAMETER | Module, Multi-Parameter | MODULEMULTIPARAMETER-GE-CARESCAPE PDM | MODULEMULTIPARAMETER | CARESCAPE PDM |  |  |  | GE | Module, Multi-Parameter |  | MODULEMULTIPARAMETER-GE-CARESCAPE PDM |  | 4/4/15 |  | MMP-A | Clinical Miscellaneous | MHHS-TMC | [8 empty] | MODULEMULTIPARAMETER | Module, Multi-Parameter | GE
NO | YES |  |  |  | 069-33909 | 069-33909 | GE Medical Systems | CARESCAPE PATIENT DATA MODULE |  | SA315292155GA | TMC-OR-Hermann (2Hp) | MHHS-TMC |  | Module, Multi-Parameter |  | 069-33909 | 069-33909 | TMC | MHHS-TMC | TMC-OR-Hermann (2Hp) | Storage | 9/1/19 |  | 9/1/20 |  | PHYSIOLOGIC MONITOR MODULES, MULTIPARAMETER |  | MODULEMULTIPARAMETER-GE-CARESCAPE PDM | MODULEMULTIPARAMETER | CARESCAPE PDM |  |  |  | GE | Module, Multi-Parameter |  | MODULEMULTIPARAMETER-GE-CARESCAPE PDM |  |  |  |  | Covered PM Repair - Biomedical | MHHS-TMC
NO | YES |  |  |  | 069-42984 | 069-42984 | GE Medical Systems | CARESCAPE PATIENT DATA MODULE |  | SA316320556SA | TMC-Sarofim 2-Adult PACU | MHHS-TMC |  | Module, Multi-Parameter |  | 069-42984 | 069-42984 | TMC | MHHS-TMC | TMC-Sarofim 2-Adult PACU | ADULT PACU | 3/1/19 |  | 3/1/20 |  | PHYSIOLOGIC MONITOR MODULES, MULTIPARAMETER |  | MODULEMULTIPARAMETER-GE-CARESCAPE PDM | MODULEMULTIPARAMETER | CARESCAPE PDM |  |  |  | GE | Module, Multi-Parameter |  | MODULEMULTIPARAMETER-GE-CARESCAPE PDM |  |  |  |  | Clinical Miscellaneous | MHHS-TMC
NO | YES |  |  |  | 069-43259 | 069-43259 | GE Medical Systems | CARESCAPE PATIENT DATA MODULE |  | SA312091206GR | TMC-Radiology-IR/Angio | MHHS-TMC |  | Module, Multi-Parameter |  | 069-43259 | 069-43259 | TMC | MHHS-TMC | TMC-Radiology-IR/Angio | Room 8 | 7/1/19 |  | 7/1/20 |  | PHYSIOLOGIC MONITOR MODULES, MULTIPARAMETER |  | MODULEMULTIPARAMETER-GE-CARESCAPE PDM | MODULEMULTIPARAMETER | CARESCAPE PDM |  |  |  | GE | Module, Multi-Parameter |  | MODULEMULTIPARAMETER-GE-CARESCAPE PDM |  |  |  |  | Clinical Miscellaneous | MHHS-TMC
NO | YES |  |  |  | 029-11060 | 029-11060 | GE Medical Systems | CARESCAPE PATIENT DATA MODULE |  | SA311132499GR | Woodlands-Anesthesia | MHHS-Woodlands |  | Module, Multi-Parameter |  | 029-11060 | 029-11060 | Woodlands | MHHS-Woodlands | Woodlands-Anesthesia | 6 Floor | 3/1/18 |  | 5/1/20 |  | PHYSIOLOGIC MONITOR MODULES, MULTIPARAMETER | Module, Multi-Parameter | MODULEMULTIPARAMETER-GE-CARESCAPE PDM | MODULEMULTIPARAMETER | CARESCAPE PDM |  |  |  | GE | Module, Multi-Parameter |  | MODULEMULTIPARAMETER-GE-CARESCAPE PDM |  | 12/21/16 |  | MMP-A | Covered PM Repair - Biomedical | MHHS-Woodlands | [8 empty] | MODULEMULTIPARAMETER | Module, Multi-Parameter | GE
NO | YES |  |  |  | 029-12858 | 029-12858 | GE Medical Systems | CARESCAPE PATIENT DATA MODULE |  | SPX191200825A | Woodlands-Central Supply | MHHS-Woodlands |  | Module, Multi-Parameter |  | 029-12858 | 029-12858 | Woodlands | MHHS-Woodlands | Woodlands-Central Supply | PCAU L | 11/1/19 |  | 11/1/20 |  | PHYSIOLOGIC MONITOR MODULES, MULTIPARAMETER | Module, Multi-Parameter | MODULEMULTIPARAMETER-GE-CARESCAPE PDM | MODULEMULTIPARAMETER | CARESCAPE PDM |  |  |  | GE | Module, Multi-Parameter |  | MODULEMULTIPARAMETER-GE-CARESCAPE PDM |  | 12/21/16 |  | MMP-A | Covered PM Repair - Biomedical | MHHS-Woodlands | [8 empty] | MODULEMULTIPARAMETER | Module, Multi-Parameter | GE
NO | YES |  |  |  | 029-12860 | 029-12860 | GE Medical Systems | CARESCAPE PATIENT DATA MODULE |  | SPX19120418SA | Woodlands-Central Supply | MHHS-Woodlands |  | Module, Multi-Parameter |  | 029-12860 | 029-12860 | Woodlands | MHHS-Woodlands | Woodlands-Central Supply | PACU L | 11/1/19 |  | 11/1/20 |  | PHYSIOLOGIC MONITOR MODULES, MULTIPARAMETER | Module, Multi-Parameter | MODULEMULTIPARAMETER-GE-CARESCAPE PDM | MODULEMULTIPARAMETER | CARESCAPE PDM |  |  |  | GE | Module, Multi-Parameter |  | MODULEMULTIPARAMETER-GE-CARESCAPE PDM |  | 12/21/16 |  | MMP-A | Covered PM Repair - Biomedical | MHHS-Woodlands | [8 empty] | MODULEMULTIPARAMETER | Module, Multi-Parameter | GE
NO | YES |  |  |  | 029-12862 | 029-12862 | GE Medical Systems | CARESCAPE PATIENT DATA MODULE |  | SPX19260066SA | Woodlands-Birth Center | MHHS-Woodlands |  | Module, Multi-Parameter |  | 029-12862 | 029-12862 | Woodlands | MHHS-Woodlands | Woodlands-Birth Center |  |  |  | 11/1/20 |  | PHYSIOLOGIC MONITOR MODULES, MULTIPARAMETER | Module, Multi-Parameter | MODULEMULTIPARAMETER-GE-CARESCAPE PDM | MODULEMULTIPARAMETER | CARESCAPE PDM |  |  |  | GE | Module, Multi-Parameter |  | MODULEMULTIPARAMETER-GE-CARESCAPE PDM |  | 12/21/16 |  | MMP-A | Covered PM Repair - Biomedical | MHHS-Woodlands | [8 empty] | MODULEMULTIPARAMETER | Module, Multi-Parameter | GE
NO | YES |  |  |  | 029-32089 | 029-32089 | GE Medical Systems | CARESCAPE PATIENT DATA MODULE |  | SA313116490GR | Woodlands-Cath Lab | MHHS-Woodlands |  | Module, Multi-Parameter |  | 029-32089 | 029-32089 | Woodlands | MHHS-Woodlands | Woodlands-Cath Lab | Room 216 | 1/1/19 |  | 11/1/20 |  | PHYSIOLOGIC MONITOR MODULES, MULTIPARAMETER | Module, Multi-Parameter | MODULEMULTIPARAMETER-GE-CARESCAPE PDM | MODULEMULTIPARAMETER | CARESCAPE PDM |  |  |  | GE | Module, Multi-Parameter |  | MODULEMULTIPARAMETER-GE-CARESCAPE PDM |  | 12/21/16 |  | MMP-A | Covered PM Repair - Biomedical | MHHS-Woodlands | [8 empty] | MODULEMULTIPARAMETER | Module, Multi-Parameter | GE
NO | YES |  |  |  | 029-10715 | 029-10715 | GE Medical Systems | CARESCAPE PATIENT DATA MODULE |  | SA316076361SA | Woodlands-ER | MHHS-Woodlands |  | Module, Multi-Parameter |  | 029-10715 | 029-10715 | Woodlands | MHHS-Woodlands | Woodlands-ER | Room 26 | 9/1/19 |  |  |  | PHYSIOLOGIC MONITOR MODULES, MULTIPARAMETER | Module, Multi-Parameter | MODULEMULTIPARAMETER-GE-CARESCAPE PDM | MODULEMULTIPARAMETER | CARESCAPE PDM |  |  |  | GE | Module, Multi-Parameter |  | MODULEMULTIPARAMETER-GE-CARESCAPE PDM |  | 12/21/16 |  | MMP-A | Covered PM Repair - Biomedical | MHHS-Woodlands | [8 empty] | MODULEMULTIPARAMETER | Module, Multi-Parameter | GE
NO | YES |  |  |  | 029-10718 | 029-10718 | GE Medical Systems | CARESCAPE PATIENT DATA MODULE |  | SA316076364SA | Woodlands-CVICU | MHHS-Woodlands |  | Module, Multi-Parameter |  | 029-10718 | 029-10718 | Woodlands | MHHS-Woodlands | Woodlands-CVICU |  | 11/1/19 |  | 11/1/20 |  | PHYSIOLOGIC MONITOR MODULES, MULTIPARAMETER | Module, Multi-Parameter | MODULEMULTIPARAMETER-GE-CARESCAPE PDM | MODULEMULTIPARAMETER | CARESCAPE PDM |  |  |  | GE | Module, Multi-Parameter |  | MODULEMULTIPARAMETER-GE-CARESCAPE PDM |  | 12/21/16 |  | MMP-A | Covered PM Repair - Biomedical | MHHS-Woodlands | [8 empty] | MODULEMULTIPARAMETER | Module, Multi-Parameter | GE
NO | YES |  |  |  | 029-10720 | 029-10720 | GE Medical Systems | CARESCAPE PATIENT DATA MODULE |  | SA316076352SA | Woodlands-CVICU | MHHS-Woodlands |  | Module, Multi-Parameter |  | 029-10720 | 029-10720 | Woodlands | MHHS-Woodlands | Woodlands-CVICU | Room 635 | 10/1/19 |  | 10/1/20 |  | PHYSIOLOGIC MONITOR MODULES, MULTIPARAMETER | Module, Multi-Parameter | MODULEMULTIPARAMETER-GE-CARESCAPE PDM | MODULEMULTIPARAMETER | CARESCAPE PDM |  |  |  | GE | Module, Multi-Parameter |  | MODULEMULTIPARAMETER-GE-CARESCAPE PDM |  | 12/21/16 |  | MMP-A | Covered PM Repair - Biomedical | MHHS-Woodlands | [8 empty] | MODULEMULTIPARAMETER | Module, Multi-Parameter | GE
NO | YES |  |  |  | 029-10723 | 029-10723 | GE Medical Systems | CARESCAPE PATIENT DATA MODULE |  | SA316076287SA | Woodlands-CVICU | MHHS-Woodlands |  | Module, Multi-Parameter |  | 029-10723 | 029-10723 | Woodlands | MHHS-Woodlands | Woodlands-CVICU | Room 236 | 6/1/19 |  | 6/1/20 |  | PHYSIOLOGIC MONITOR MODULES, MULTIPARAMETER | Module, Multi-Parameter | MODULEMULTIPARAMETER-GE-CARESCAPE PDM | MODULEMULTIPARAMETER | CARESCAPE PDM |  |  |  | GE | Module, Multi-Parameter |  | MODULEMULTIPARAMETER-GE-CARESCAPE PDM |  | 12/21/16 |  | MMP-A | Covered PM Repair - Biomedical | MHHS-Woodlands | [8 empty] | MODULEMULTIPARAMETER | Module, Multi-Parameter | GE
NO | YES |  |  |  | 029-10726 | 029-10726 | GE Medical Systems | CARESCAPE PATIENT DATA MODULE |  | SA316076264SA | Woodlands-CVICU | MHHS-Woodlands |  | Module, Multi-Parameter |  | 029-10726 | 029-10726 | Woodlands | MHHS-Woodlands | Woodlands-CVICU | Room 234 | 10/1/18 |  | 10/1/20 |  | PHYSIOLOGIC MONITOR MODULES, MULTIPARAMETER | Module, Multi-Parameter | MODULEMULTIPARAMETER-GE-CARESCAPE PDM | MODULEMULTIPARAMETER | CARESCAPE PDM |  |  |  | GE | Module, Multi-Parameter |  | MODULEMULTIPARAMETER-GE-CARESCAPE PDM |  | 12/21/16 |  | MMP-A | Covered PM Repair - Biomedical | MHHS-Woodlands | [8 empty] | MODULEMULTIPARAMETER | Module, Multi-Parameter | GE
NO | YES |  |  |  | 029-10730 | 029-10730 | GE Medical Systems | CARESCAPE PATIENT DATA MODULE |  | SA316076221SA | Woodlands-PACU | MHHS-Woodlands |  | Module, Multi-Parameter |  | 029-10730 | 029-10730 | Woodlands | MHHS-Woodlands | Woodlands-PACU | PACU 23 | 9/1/19 |  | 9/1/20 |  | PHYSIOLOGIC MONITOR MODULES, MULTIPARAMETER | Module, Multi-Parameter | MODULEMULTIPARAMETER-GE-CARESCAPE PDM | MODULEMULTIPARAMETER | CARESCAPE PDM |  |  |  | GE | Module, Multi-Parameter |  | MODULEMULTIPARAMETER-GE-CARESCAPE PDM |  | 12/21/16 |  | MMP-A | Covered PM Repair - Biomedical | MHHS-Woodlands | [8 empty] | MODULEMULTIPARAMETER | Module, Multi-Parameter | GE
NO | YES |  |  |  | 029-10732 | 029-10732 | GE Medical Systems | CARESCAPE PATIENT DATA MODULE |  | SA316076349SA | Woodlands-CVICU | MHHS-Woodlands |  | Module, Multi-Parameter |  | 029-10732 | 029-10732 | Woodlands | MHHS-Woodlands | Woodlands-CVICU | CVICU | 11/1/19 |  | 11/1/20 |  | PHYSIOLOGIC MONITOR MODULES, MULTIPARAMETER | Module, Multi-Parameter | MODULEMULTIPARAMETER-GE-CARESCAPE PDM | MODULEMULTIPARAMETER | CARESCAPE PDM |  |  |  | GE | Module, Multi-Parameter |  | MODULEMULTIPARAMETER-GE-CARESCAPE PDM |  | 12/21/16 |  | MMP-A | Covered PM Repair - Biomedical | MHHS-Woodlands | [8 empty] | MODULEMULTIPARAMETER | Module, Multi-Parameter | GE
NO | YES |  |  |  | 029-10751 | 029-10751 | GE Medical Systems | CARESCAPE PATIENT DATA MODULE |  | SA316076259SA | Woodlands-CVICU | MHHS-Woodlands |  | Module, Multi-Parameter |  | 029-10751 | 029-10751 | Woodlands | MHHS-Woodlands | Woodlands-CVICU | Room 632 | 10/1/19 |  | 10/1/20 |  | PHYSIOLOGIC MONITOR MODULES, MULTIPARAMETER | Module, Multi-Parameter | MODULEMULTIPARAMETER-GE-CARESCAPE PDM | MODULEMULTIPARAMETER | CARESCAPE PDM |  |  |  | GE | Module, Multi-Parameter |  | MODULEMULTIPARAMETER-GE-CARESCAPE PDM |  | 12/21/16 |  | MMP-A | Covered PM Repair - Biomedical | MHHS-Woodlands | [8 empty] | MODULEMULTIPARAMETER | Module, Multi-Parameter | GE
NO | YES |  |  |  | 029-10765 | 029-10765 | GE Medical Systems | CARESCAPE PATIENT DATA MODULE |  | SA316076360SA | Woodlands-CVICU | MHHS-Woodlands |  | Module, Multi-Parameter |  | 029-10765 | 029-10765 | Woodlands | MHHS-Woodlands | Woodlands-CVICU | OR 2 | 9/1/19 |  | 9/1/20 |  | PHYSIOLOGIC MONITOR MODULES, MULTIPARAMETER | Module, Multi-Parameter | MODULEMULTIPARAMETER-GE-CARESCAPE PDM | MODULEMULTIPARAMETER | CARESCAPE PDM |  |  |  | GE | Module, Multi-Parameter |  | MODULEMULTIPARAMETER-GE-CARESCAPE PDM |  | 12/21/16 |  | MMP-A | Covered PM Repair - Biomedical | MHHS-Woodlands | [8 empty] | MODULEMULTIPARAMETER | Module, Multi-Parameter | GE
NO | YES |  |  |  | 029-10782 | 029-10782 | GE Medical Systems | CARESCAPE PATIENT DATA MODULE |  | SA316076357SA | Woodlands-CVICU | MHHS-Woodlands |  | Module, Multi-Parameter |  | 029-10782 | 029-10782 | Woodlands | MHHS-Woodlands | Woodlands-CVICU | Room 212 | 10/1/19 |  | 10/1/20 |  | PHYSIOLOGIC MONITOR MODULES, MULTIPARAMETER | Module, Multi-Parameter | MODULEMULTIPARAMETER-GE-CARESCAPE PDM | MODULEMULTIPARAMETER | CARESCAPE PDM |  |  |  | GE | Module, Multi-Parameter |  | MODULEMULTIPARAMETER-GE-CARESCAPE PDM |  | 12/21/16 |  | MMP-A | Covered PM Repair - Biomedical | MHHS-Woodlands | [8 empty] | MODULEMULTIPARAMETER | Module, Multi-Parameter | GE
NO | YES |  |  |  | 029-10070 | 029-10070 | GE Medical Systems | CARESCAPE PATIENT DATA MODULE |  | SA315302939GA | Pre Op Endoscopy | MHHS-Woodlands |  | Module, Multi-Parameter |  | 029-10070 | 029-10070 | Woodlands | Woodland memorial hospital | Pre Op Endoscopy | Rm 8 | 11/1/19 |  | 11/1/20 |  | PHYSIOLOGIC MONITOR MODULES, MULTIPARAMETER | Module, Multi-Parameter | MODULEMULTIPARAMETER-GE-CARESCAPE PDM | MODULEMULTIPARAMETER | CARESCAPE PDM |  |  |  | GE | Module, Multi-Parameter |  | MODULEMULTIPARAMETER-GE-CARESCAPE PDM |  | 6/15/23 |  | MMP-A | Not Covered Vendor Only - Biomedical | MHHS-Woodlands | [8 empty] | MODULEMULTIPARAMETER | Module, Multi-Parameter | GE
NO | YES |  |  |  | 029-11096 | 029-11096 | GE Medical Systems | CARESCAPE PATIENT DATA MODULE |  | SA311184733GR | Woodlands-Endoscopy | MHHS-Woodlands |  | Module, Multi-Parameter |  | 029-11096 | 029-11096 | Woodlands | MHHS-Woodlands | Woodlands-Endoscopy | Rm 1 | 11/1/19 |  | 11/1/20 |  | PHYSIOLOGIC MONITOR MODULES, MULTIPARAMETER | Module, Multi-Parameter | MODULEMULTIPARAMETER-GE-CARESCAPE PDM | MODULEMULTIPARAMETER | CARESCAPE PDM |  |  |  | GE | Module, Multi-Parameter |  | MODULEMULTIPARAMETER-GE-CARESCAPE PDM |  |  |  | MMP-A | Covered PM Repair Labor Only - Biomedica | MHHS-Woodlands | [8 empty] | MODULEMULTIPARAMETER | Module, Multi-Parameter | GE
NO | YES |  |  |  | 029-11098 | 029-11098 | GE Medical Systems | CARESCAPE PATIENT DATA MODULE |  | SA312111497GR | Woodlands-Endoscopy | MHHS-Woodlands |  | Module, Multi-Parameter |  | 029-11098 | 029-11098 | Woodlands | MHHS-Woodlands | Woodlands-Endoscopy | Pre/post | 11/1/19 |  | 11/1/20 |  | PHYSIOLOGIC MONITOR MODULES, MULTIPARAMETER | Module, Multi-Parameter | MODULEMULTIPARAMETER-GE-CARESCAPE PDM | MODULEMULTIPARAMETER | CARESCAPE PDM |  |  |  | GE | Module, Multi-Parameter |  | MODULEMULTIPARAMETER-GE-CARESCAPE PDM |  | 5/17/19 |  | MMP-A | Covered PM Repair - Biomedical | MHHS-Woodlands | [8 empty] | MODULEMULTIPARAMETER | Module, Multi-Parameter | GE
NO | YES |  |  |  | 029-11165 | 029-11165 | GE Medical Systems | CARESCAPE PATIENT DATA MODULE |  | SA311195224GR | Woodlands-Endoscopy | MHHS-Woodlands |  | Module, Multi-Parameter |  | 029-11165 | 029-11165 | Woodlands | MHHS-Woodlands | Woodlands-Endoscopy |  | 9/1/19 |  |  |  | PHYSIOLOGIC MONITOR MODULES, MULTIPARAMETER | Module, Multi-Parameter | MODULEMULTIPARAMETER-GE-CARESCAPE PDM | MODULEMULTIPARAMETER | CARESCAPE PDM |  |  |  | GE | Module, Multi-Parameter |  | MODULEMULTIPARAMETER-GE-CARESCAPE PDM |  | 5/26/18 |  | MMP-A | Covered PM Repair - Biomedical | MHHS-Woodlands | [8 empty] | MODULEMULTIPARAMETER | Module, Multi-Parameter | GE
NO | YES |  |  |  | 029-11167 | 029-11167 | GE Medical Systems | CARESCAPE PATIENT DATA MODULE |  | SA310423980GR | Woodlands-Endoscopy | MHHS-Woodlands |  | Module, Multi-Parameter |  | 029-11167 | 029-11167 | Woodlands | MHHS-Woodlands | Woodlands-Endoscopy | ENDOSCOPY | 11/1/19 |  | 11/1/20 |  | PHYSIOLOGIC MONITOR MODULES, MULTIPARAMETER | Module, Multi-Parameter | MODULEMULTIPARAMETER-GE-CARESCAPE PDM | MODULEMULTIPARAMETER | CARESCAPE PDM |  |  |  | GE | Module, Multi-Parameter |  | MODULEMULTIPARAMETER-GE-CARESCAPE PDM |  | 9/7/18 |  | MMP-A | Covered PM Repair - Biomedical | MHHS-Woodlands | [8 empty] | MODULEMULTIPARAMETER | Module, Multi-Parameter | GE
NO | YES |  |  |  | 029-11168 | 029-11168 | GE Medical Systems | CARESCAPE PATIENT DATA MODULE |  | SA311236210GR | Woodlands-Endoscopy | MHHS-Woodlands |  | Module, Multi-Parameter |  | 029-11168 | 029-11168 | Woodlands | MHHS-Woodlands | Woodlands-Endoscopy | ENDOSCOPY | 11/1/19 |  | 11/1/20 |  | PHYSIOLOGIC MONITOR MODULES, MULTIPARAMETER | Module, Multi-Parameter | MODULEMULTIPARAMETER-GE-CARESCAPE PDM | MODULEMULTIPARAMETER | CARESCAPE PDM |  |  |  | GE | Module, Multi-Parameter |  | MODULEMULTIPARAMETER-GE-CARESCAPE PDM |  | 6/16/22 |  | MMP-A | Not Covered Vendor Only - Biomedical | MHHS-Woodlands | [8 empty] | MODULEMULTIPARAMETER | Module, Multi-Parameter | GE
NO | YES |  |  |  | 029-11169 | 029-11169 | GE Medical Systems | CARESCAPE PATIENT DATA MODULE |  | SA311060004GR | Woodlands-Endoscopy | MHHS-Woodlands |  | Module, Multi-Parameter |  | 029-11169 | 029-11169 | Woodlands | MHHS-Woodlands | Woodlands-Endoscopy | ENDOSCOPY | 11/1/19 |  | 11/1/20 |  | PHYSIOLOGIC MONITOR MODULES, MULTIPARAMETER | Module, Multi-Parameter | MODULEMULTIPARAMETER-GE-CARESCAPE PDM | MODULEMULTIPARAMETER | CARESCAPE PDM |  |  |  | GE | Module, Multi-Parameter |  | MODULEMULTIPARAMETER-GE-CARESCAPE PDM |  | 1/4/19 |  | MMP-A | Covered PM Repair - Biomedical | MHHS-Woodlands | [8 empty] | MODULEMULTIPARAMETER | Module, Multi-Parameter | GE
NO | YES |  |  |  | 029-09847 | 029-09847 | GE Medical Systems | CARESCAPE PATIENT DATA MODULE |  | SA315068888GA | Woodlands-OR | MHHS-Woodlands |  | Module, Multi-Parameter |  | 029-09847 | 029-09847 | Woodlands | MHHS-Woodlands | Woodlands-OR | PACU | 9/1/19 |  | 9/1/20 |  | PHYSIOLOGIC MONITOR MODULES, MULTIPARAMETER | Module, Multi-Parameter | MODULEMULTIPARAMETER-GE-CARESCAPE PDM | MODULEMULTIPARAMETER | CARESCAPE PDM |  |  |  | GE | Module, Multi-Parameter |  | MODULEMULTIPARAMETER-GE-CARESCAPE PDM |  | 2/15/19 |  | MMP-A | Covered PM Repair - Biomedical | MHHS-Woodlands | [8 empty] | MODULEMULTIPARAMETER | Module, Multi-Parameter | GE
NO | YES |  |  |  | 029-10256 | 029-10256 | GE Medical Systems | CARESCAPE PATIENT DATA MODULE |  | SA315489853GA | Woodlands-Peds | MHHS-Woodlands |  | Module, Multi-Parameter |  | 029-10256 | 029-10256 | Woodlands | MHHS-Woodlands | Woodlands-Peds | Room 4 | 9/1/19 |  | 9/1/20 |  | PHYSIOLOGIC MONITOR MODULES, MULTIPARAMETER | Module, Multi-Parameter | MODULEMULTIPARAMETER-GE-CARESCAPE PDM | MODULEMULTIPARAMETER | CARESCAPE PDM |  |  |  | GE | Module, Multi-Parameter |  | MODULEMULTIPARAMETER-GE-CARESCAPE PDM |  | 6/25/19 |  | MMP-A | Clinical Miscellaneous | MHHS-Woodlands | [8 empty] | MODULEMULTIPARAMETER | Module, Multi-Parameter | GE
NO | YES |  |  |  | 029-10258 | 029-10258 | GE Medical Systems | CARESCAPE PATIENT DATA MODULE |  | SA315489861GA | Woodlands-PCU3 | MHHS-Woodlands |  | Module, Multi-Parameter |  | 029-10258 | 029-10258 | Woodlands | MHHS-Woodlands | Woodlands-PCU3 | ICU Room 3107 | 11/1/19 |  | 11/1/20 |  | PHYSIOLOGIC MONITOR MODULES, MULTIPARAMETER | Module, Multi-Parameter | MODULEMULTIPARAMETER-GE-CARESCAPE PDM | MODULEMULTIPARAMETER | CARESCAPE PDM |  |  |  | GE | Module, Multi-Parameter |  | MODULEMULTIPARAMETER-GE-CARESCAPE PDM |  | 1/6/17 |  | MMP-A | Covered PM Repair - Biomedical | MHHS-Woodlands | [8 empty] | MODULEMULTIPARAMETER | Module, Multi-Parameter | GE
NO | YES |  |  |  | 029-10259 | 029-10259 | GE Medical Systems | CARESCAPE PATIENT DATA MODULE |  | SA315479672GA | Woodlands-ER | MHHS-Woodlands |  | Module, Multi-Parameter |  | 029-10259 | 029-10259 | Woodlands | MHHS-Woodlands | Woodlands-ER | Room 18 | 9/1/19 |  | 9/1/20 |  | PHYSIOLOGIC MONITOR MODULES, MULTIPARAMETER | Module, Multi-Parameter | MODULEMULTIPARAMETER-GE-CARESCAPE PDM | MODULEMULTIPARAMETER | CARESCAPE PDM |  |  |  | GE | Module, Multi-Parameter |  | MODULEMULTIPARAMETER-GE-CARESCAPE PDM |  | 12/31/16 |  | MMP-A | Covered PM Repair - Biomedical | MHHS-Woodlands | [8 empty] | MODULEMULTIPARAMETER | Module, Multi-Parameter | GE
NO | YES |  |  |  | 029-10260 | 029-10260 | GE Medical Systems | CARESCAPE PATIENT DATA MODULE |  | SA315479625GA | Woodlands-ER | MHHS-Woodlands |  | Module, Multi-Parameter |  | 029-10260 | 029-10260 | Woodlands | MHHS-Woodlands | Woodlands-ER | Room 225 | 12/1/19 |  | 12/1/20 |  | PHYSIOLOGIC MONITOR MODULES, MULTIPARAMETER | Module, Multi-Parameter | MODULEMULTIPARAMETER-GE-CARESCAPE PDM | MODULEMULTIPARAMETER | CARESCAPE PDM |  |  |  | GE | Module, Multi-Parameter |  | MODULEMULTIPARAMETER-GE-CARESCAPE PDM |  | 12/20/16 |  | MMP-A | Covered PM Repair - Biomedical | MHHS-Woodlands | [8 empty] | MODULEMULTIPARAMETER | Module, Multi-Parameter | GE
NO | YES |  |  |  | 029-10261 | 029-10261 | GE Medical Systems | CARESCAPE PATIENT DATA MODULE |  | SA315489780GA | Woodlands-PCU6 | MHHS-Woodlands |  | Module, Multi-Parameter |  | 029-10261 | 029-10261 | Woodlands | MHHS-Woodlands | Woodlands-PCU6 | PCU6 | 10/1/19 |  | 10/1/20 |  | PHYSIOLOGIC MONITOR MODULES, MULTIPARAMETER | Module, Multi-Parameter | MODULEMULTIPARAMETER-GE-CARESCAPE PDM | MODULEMULTIPARAMETER | CARESCAPE PDM |  |  |  | GE | Module, Multi-Parameter |  | MODULEMULTIPARAMETER-GE-CARESCAPE PDM |  | 12/20/16 |  | MMP-A | Covered PM Repair - Biomedical | MHHS-Woodlands | [8 empty] | MODULEMULTIPARAMETER | Module, Multi-Parameter | GE
NO | YES |  |  |  | 029-10327 | 029-10327 | GE Medical Systems | CARESCAPE PATIENT DATA MODULE |  | SA315479584GA | Woodlands-ER | MHHS-Woodlands |  | Module, Multi-Parameter |  | 029-10327 | 029-10327 | Woodlands | MHHS-Woodlands | Woodlands-ER | ER7 | 9/1/19 |  | 9/1/20 |  | PHYSIOLOGIC MONITOR MODULES, MULTIPARAMETER | Module, Multi-Parameter | MODULEMULTIPARAMETER-GE-CARESCAPE PDM | MODULEMULTIPARAMETER | CARESCAPE PDM |  |  |  | GE | Module, Multi-Parameter |  | MODULEMULTIPARAMETER-GE-CARESCAPE PDM |  | 12/20/16 |  | MMP-A | Covered PM Repair - Biomedical | MHHS-Woodlands | [8 empty] | MODULEMULTIPARAMETER | Module, Multi-Parameter | GE
NO | YES |  |  |  | 029-10330 | 029-10330 | GE Medical Systems | CARESCAPE PATIENT DATA MODULE |  | SA315479691GA | ICU 4 | MHHS-Woodlands |  | Module, Multi-Parameter |  | 029-10330 | 029-10330 | Woodlands | Memorial Hermann The Woodlands Medical Center | ICU 4 | ICU 4 | 12/1/19 |  | 12/1/20 |  | PHYSIOLOGIC MONITOR MODULES, MULTIPARAMETER | Module, Multi-Parameter | MODULEMULTIPARAMETER-GE-CARESCAPE PDM | MODULEMULTIPARAMETER | CARESCAPE PDM |  |  |  | GE | Module, Multi-Parameter |  | MODULEMULTIPARAMETER-GE-CARESCAPE PDM |  | 12/20/16 |  | MMP-A | Covered PM Repair - Biomedical | MHHS-Woodlands | [8 empty] | MODULEMULTIPARAMETER | Module, Multi-Parameter | GE
NO | YES |  |  |  | 029-10337 | 029-10337 | GE Medical Systems | CARESCAPE PATIENT DATA MODULE |  | SA315479674GA | WOODLANDS-RADIOLOGY RECOVERY | MHHS-Woodlands |  | Module, Multi-Parameter |  | 029-10337 | 029-10337 | Woodlands | MHHS-WOODLANDS | WOODLANDS-RADIOLOGY RECOVERY | Radiology Recovery |  |  |  |  | PHYSIOLOGIC MONITOR MODULES, MULTIPARAMETER |  | MODULEMULTIPARAMETER-GE-CARESCAPE PDM | MODULEMULTIPARAMETER | CARESCAPE PDM |  |  |  | GE | Module, Multi-Parameter |  | MODULEMULTIPARAMETER-GE-CARESCAPE PDM |  |  |  |  | Covered PM Repair - Biomedical | MHHS-Woodlands
NO | YES |  |  |  | 029-10338 | 029-10338 | GE Medical Systems | CARESCAPE PATIENT DATA MODULE |  | SA315479670GA | Woodlands-ER | MHHS-Woodlands |  | Module, Multi-Parameter |  | 029-10338 | 029-10338 | Woodlands | MHHS-Woodlands | Woodlands-ER | ER | 9/1/19 |  | 9/1/20 |  | PHYSIOLOGIC MONITOR MODULES, MULTIPARAMETER | Module, Multi-Parameter | MODULEMULTIPARAMETER-GE-CARESCAPE PDM | MODULEMULTIPARAMETER | CARESCAPE PDM |  |  |  | GE | Module, Multi-Parameter |  | MODULEMULTIPARAMETER-GE-CARESCAPE PDM |  | 12/20/16 |  | MMP-A | Not Covered Vendor Only - Biomedical | MHHS-Woodlands | [8 empty] | MODULEMULTIPARAMETER | Module, Multi-Parameter | GE
NO | YES |  |  |  | 029-10346 | 029-10346 | GE Medical Systems | CARESCAPE PATIENT DATA MODULE |  | SA315479637GA | Woodlands-PCU6 | MHHS-Woodlands |  | Module, Multi-Parameter |  | 029-10346 | 029-10346 | Woodlands | MHHS-Woodlands | Woodlands-PCU6 | PCU6 | 12/1/19 |  | 12/1/20 |  | PHYSIOLOGIC MONITOR MODULES, MULTIPARAMETER | Module, Multi-Parameter | MODULEMULTIPARAMETER-GE-CARESCAPE PDM | MODULEMULTIPARAMETER | CARESCAPE PDM |  |  |  | GE | Module, Multi-Parameter |  | MODULEMULTIPARAMETER-GE-CARESCAPE PDM |  | 12/20/16 |  | MMP-A | Not Covered Vendor Only - Biomedical | MHHS-Woodlands | [8 empty] | MODULEMULTIPARAMETER | Module, Multi-Parameter | GE
NO | YES |  |  |  | 029-10356 | 029-10356 | GE Medical Systems | CARESCAPE PATIENT DATA MODULE |  | SA315479613GA | Woodlands-CVICU | MHHS-Woodlands |  | Module, Multi-Parameter |  | 029-10356 | 029-10356 | Woodlands | MHHS-Woodlands | Woodlands-CVICU | CVICU | 10/1/19 |  | 10/1/20 |  | PHYSIOLOGIC MONITOR MODULES, MULTIPARAMETER | Module, Multi-Parameter | MODULEMULTIPARAMETER-GE-CARESCAPE PDM | MODULEMULTIPARAMETER | CARESCAPE PDM |  |  |  | GE | Module, Multi-Parameter |  | MODULEMULTIPARAMETER-GE-CARESCAPE PDM |  | 12/20/16 |  | MMP-A | Not Covered Vendor Only - Biomedical | MHHS-Woodlands | [8 empty] | MODULEMULTIPARAMETER | Module, Multi-Parameter | GE
NO | YES |  |  |  | 029-10359 | 029-10359 | GE Medical Systems | CARESCAPE PATIENT DATA MODULE |  | SA315489816GA | Woodlands-ER | MHHS-Woodlands |  | Module, Multi-Parameter |  | 029-10359 | 029-10359 | Woodlands | MHHS-Woodlands | Woodlands-ER | ER | 9/1/19 |  | 9/1/20 |  | PHYSIOLOGIC MONITOR MODULES, MULTIPARAMETER | Module, Multi-Parameter | MODULEMULTIPARAMETER-GE-CARESCAPE PDM | MODULEMULTIPARAMETER | CARESCAPE PDM |  |  |  | GE | Module, Multi-Parameter |  | MODULEMULTIPARAMETER-GE-CARESCAPE PDM |  | 12/20/16 |  | MMP-A | Not Covered Vendor Only - Biomedical | MHHS-Woodlands | [8 empty] | MODULEMULTIPARAMETER | Module, Multi-Parameter | GE
NO | YES |  |  |  | 029-11630 | 029-11630 | GE Medical Systems | CARESCAPE PATIENT DATA MODULE |  | SA312253491GR | Woodlands-ER | MHHS-Woodlands |  | Module, Multi-Parameter |  | 029-11630 | 029-11630 | Woodlands | MHHS-Woodlands | Woodlands-ER |  | 9/1/19 |  |  |  | PHYSIOLOGIC MONITOR MODULES, MULTIPARAMETER | Module, Multi-Parameter | MODULEMULTIPARAMETER-GE-CARESCAPE PDM | MODULEMULTIPARAMETER | CARESCAPE PDM |  |  |  | GE | Module, Multi-Parameter |  | MODULEMULTIPARAMETER-GE-CARESCAPE PDM |  | 12/20/16 |  | MMP-A | Not Covered Vendor Only - Biomedical | MHHS-Woodlands | [8 empty] | MODULEMULTIPARAMETER | Module, Multi-Parameter | GE
NO | YES |  |  |  | 029-11638 | 029-11638 | GE Medical Systems | CARESCAPE PATIENT DATA MODULE |  | SA310517668GR | Woodlands-ER | MHHS-Woodlands |  | Module, Multi-Parameter |  | 029-11638 | 029-11638 | Woodlands | MHHS-Woodlands | Woodlands-ER | Room 6 | 9/1/19 |  | 9/1/20 |  | PHYSIOLOGIC MONITOR MODULES, MULTIPARAMETER | Module, Multi-Parameter | MODULEMULTIPARAMETER-GE-CARESCAPE PDM | MODULEMULTIPARAMETER | CARESCAPE PDM |  |  |  | GE | Module, Multi-Parameter |  | MODULEMULTIPARAMETER-GE-CARESCAPE PDM |  | 12/20/16 |  | MMP-A | Not Covered Vendor Only - Biomedical | MHHS-Woodlands | [8 empty] | MODULEMULTIPARAMETER | Module, Multi-Parameter | GE
NO | YES |  |  |  | 029-11676 | 029-11676 | GE Medical Systems | CARESCAPE PATIENT DATA MODULE |  | SA3111325256GR | Woodlands-ER | MHHS-Woodlands |  | Module, Multi-Parameter |  | 029-11676 | 029-11676 | Woodlands | MHHS-Woodlands | Woodlands-ER | ER | 9/1/19 |  | 9/1/20 |  | PHYSIOLOGIC MONITOR MODULES, MULTIPARAMETER | Module, Multi-Parameter | MODULEMULTIPARAMETER-GE-CARESCAPE PDM | MODULEMULTIPARAMETER | CARESCAPE PDM |  |  |  | GE | Module, Multi-Parameter |  | MODULEMULTIPARAMETER-GE-CARESCAPE PDM |  | 12/20/16 |  | MMP-A | Not Covered Vendor Only - Biomedical | MHHS-Woodlands | [8 empty] | MODULEMULTIPARAMETER | Module, Multi-Parameter | GE
NO | YES |  |  |  | 029-11683 | 029-11683 | GE Medical Systems | CARESCAPE PATIENT DATA MODULE |  | SA311287103GR | Woodlands-ER | MHHS-Woodlands |  | Module, Multi-Parameter |  | 029-11683 | 029-11683 | Woodlands | MHHS-Woodlands | Woodlands-ER | Room 29 | 9/1/19 |  | 9/1/20 |  | PHYSIOLOGIC MONITOR MODULES, MULTIPARAMETER | Module, Multi-Parameter | MODULEMULTIPARAMETER-GE-CARESCAPE PDM | MODULEMULTIPARAMETER | CARESCAPE PDM |  |  |  | GE | Module, Multi-Parameter |  | MODULEMULTIPARAMETER-GE-CARESCAPE PDM |  | 12/20/16 |  | MMP-A | Not Covered Vendor Only - Biomedical | MHHS-Woodlands | [8 empty] | MODULEMULTIPARAMETER | Module, Multi-Parameter | GE
NO | YES |  |  |  | 029-11690 | 029-11690 | GE Medical Systems | CARESCAPE PATIENT DATA MODULE |  | SA311205420GR | Woodlands-PCU6 | MHHS-Woodlands |  | Module, Multi-Parameter |  | 029-11690 | 029-11690 | Woodlands | MHHS-Woodlands | Woodlands-PCU6 | PCU6 | 10/1/19 |  | 10/1/20 |  | PHYSIOLOGIC MONITOR MODULES, MULTIPARAMETER | Module, Multi-Parameter | MODULEMULTIPARAMETER-GE-CARESCAPE PDM | MODULEMULTIPARAMETER | CARESCAPE PDM |  |  |  | GE | Module, Multi-Parameter |  | MODULEMULTIPARAMETER-GE-CARESCAPE PDM |  | 12/20/16 |  | MMP-A | Not Covered Vendor Only - Biomedical | MHHS-Woodlands | [8 empty] | MODULEMULTIPARAMETER | Module, Multi-Parameter | GE
NO | YES |  |  |  | 029-11694 | 029-11694 | GE Medical Systems | CARESCAPE PATIENT DATA MODULE |  | SA312132102GR | Woodlands-PCU3 | MHHS-Woodlands |  | Module, Multi-Parameter |  | 029-11694 | 029-11694 | Woodlands | MHHS-Woodlands | Woodlands-PCU3 | ICU Room 3111 | 6/1/19 |  | 6/1/20 |  | PHYSIOLOGIC MONITOR MODULES, MULTIPARAMETER | Module, Multi-Parameter | MODULEMULTIPARAMETER-GE-CARESCAPE PDM | MODULEMULTIPARAMETER | CARESCAPE PDM |  |  |  | GE | Module, Multi-Parameter |  | MODULEMULTIPARAMETER-GE-CARESCAPE PDM |  | 12/16/18 |  | MMP-A | Covered PM Repair - Biomedical | MHHS-Woodlands | [8 empty] | MODULEMULTIPARAMETER | Module, Multi-Parameter | GE
NO | YES |  |  |  | 029-11698 | 029-11698 | GE Medical Systems | CARESCAPE PATIENT DATA MODULE |  | SA312490871GR | Woodlands-ER | MHHS-Woodlands |  | Module, Multi-Parameter |  | 029-11698 | 029-11698 | Woodlands | MHHS-Woodlands | Woodlands-ER | Room 214 | 11/1/19 |  | 11/1/20 |  | PHYSIOLOGIC MONITOR MODULES, MULTIPARAMETER | Module, Multi-Parameter | MODULEMULTIPARAMETER-GE-CARESCAPE PDM | MODULEMULTIPARAMETER | CARESCAPE PDM |  |  |  | GE | Module, Multi-Parameter |  | MODULEMULTIPARAMETER-GE-CARESCAPE PDM |  | 12/16/18 |  | MMP-A | Covered PM Repair - Biomedical | MHHS-Woodlands | [8 empty] | MODULEMULTIPARAMETER | Module, Multi-Parameter | GE
NO | YES |  |  |  | 029-11702 | 029-11702 | GE Medical Systems | CARESCAPE PATIENT DATA MODULE |  | SA310434109GR | Woodlands-SICU | MHHS-Woodlands |  | Module, Multi-Parameter |  | 029-11702 | 029-11702 | Woodlands | MHHS-Woodlands | Woodlands-SICU | Room 6 | 5/1/19 |  | 5/1/20 |  | PHYSIOLOGIC MONITOR MODULES, MULTIPARAMETER | Module, Multi-Parameter | MODULEMULTIPARAMETER-GE-CARESCAPE PDM | MODULEMULTIPARAMETER | CARESCAPE PDM |  |  |  | GE | Module, Multi-Parameter |  | MODULEMULTIPARAMETER-GE-CARESCAPE PDM |  | 9/27/14 |  | MMP-A | Covered PM Repair - Biomedical | MHHS-Woodlands | [8 empty] | MODULEMULTIPARAMETER | Module, Multi-Parameter | GE
NO | YES |  |  |  | 029-11706 | 029-11706 | GE Medical Systems | CARESCAPE PATIENT DATA MODULE |  | SAB12522427GR | Woodlands-ER | MHHS-Woodlands |  | Module, Multi-Parameter |  | 029-11706 | 029-11706 | Woodlands | MHHS-Woodlands | Woodlands-ER | Room 11 | 9/1/19 |  | 9/1/20 |  | PHYSIOLOGIC MONITOR MODULES, MULTIPARAMETER | Module, Multi-Parameter | MODULEMULTIPARAMETER-GE-CARESCAPE PDM | MODULEMULTIPARAMETER | CARESCAPE PDM |  |  |  | GE | Module, Multi-Parameter |  | MODULEMULTIPARAMETER-GE-CARESCAPE PDM |  | 1/6/16 |  | MMP-A | Covered PM Repair - Biomedical | MHHS-Woodlands | [8 empty] | MODULEMULTIPARAMETER | Module, Multi-Parameter | GE
NO | YES |  |  |  | 029-11710 | 029-11710 | GE Medical Systems | CARESCAPE PATIENT DATA MODULE |  | SA311225957GR | Woodlands-ER | MHHS-Woodlands |  | Module, Multi-Parameter |  | 029-11710 | 029-11710 | Woodlands | MHHS-Woodlands | Woodlands-ER |  | 9/1/19 |  | 9/1/20 |  | PHYSIOLOGIC MONITOR MODULES, MULTIPARAMETER | Module, Multi-Parameter | MODULEMULTIPARAMETER-GE-CARESCAPE PDM | MODULEMULTIPARAMETER | CARESCAPE PDM |  |  |  | GE | Module, Multi-Parameter |  | MODULEMULTIPARAMETER-GE-CARESCAPE PDM |  | 2/1/18 |  | MMP-A | Covered PM Repair - Biomedical | MHHS-Woodlands | [8 empty] | MODULEMULTIPARAMETER | Module, Multi-Parameter | GE
NO | YES |  |  |  | 029-11713 | 029-11713 | GE Medical Systems | CARESCAPE PATIENT DATA MODULE |  | SA310518532GR | Woodlands-ER | MHHS-Woodlands |  | Module, Multi-Parameter |  | 029-11713 | 029-11713 | Woodlands | MHHS-Woodlands | Woodlands-ER | Room 19 | 9/1/19 |  | 9/1/20 |  | PHYSIOLOGIC MONITOR MODULES, MULTIPARAMETER | Module, Multi-Parameter | MODULEMULTIPARAMETER-GE-CARESCAPE PDM | MODULEMULTIPARAMETER | CARESCAPE PDM |  |  |  | GE | Module, Multi-Parameter |  | MODULEMULTIPARAMETER-GE-CARESCAPE PDM |  | 2/1/18 |  | MMP-A | Covered PM Repair - Biomedical | MHHS-Woodlands | [8 empty] | MODULEMULTIPARAMETER | Module, Multi-Parameter | GE
NO | YES |  |  |  | 029-11714 | 029-11714 | GE Medical Systems | CARESCAPE PATIENT DATA MODULE |  | SA372070023GR | Woodlands-PCU6 | MHHS-Woodlands |  | Module, Multi-Parameter |  | 029-11714 | 029-11714 | Woodlands | MHHS-Woodlands | Woodlands-PCU6 | PCU6 | 10/1/19 |  | 10/1/20 |  | PHYSIOLOGIC MONITOR MODULES, MULTIPARAMETER | Module, Multi-Parameter | MODULEMULTIPARAMETER-GE-CARESCAPE PDM | MODULEMULTIPARAMETER | CARESCAPE PDM |  |  |  | GE | Module, Multi-Parameter |  | MODULEMULTIPARAMETER-GE-CARESCAPE PDM |  | 2/1/18 |  | MMP-A | Covered PM Repair - Biomedical | MHHS-Woodlands | [8 empty] | MODULEMULTIPARAMETER | Module, Multi-Parameter | GE
NO | YES |  |  |  | 029-11897 | 029-11897 | GE Medical Systems | CARESCAPE PATIENT DATA MODULE |  | SA315176971GA | TIRR-Woodlands Inpatient | MHHS-Woodlands |  | Module, Multi-Parameter |  | 029-11897 | 029-11897 | Woodlands | MHHS-Others | TIRR-Woodlands Inpatient | TIRR | 8/1/18 |  | 8/1/19 |  | PHYSIOLOGIC MONITOR MODULES, MULTIPARAMETER | Module, Multi-Parameter | MODULEMULTIPARAMETER-GE-CARESCAPE PDM | MODULEMULTIPARAMETER | CARESCAPE PDM |  |  |  | GE | Module, Multi-Parameter |  | MODULEMULTIPARAMETER-GE-CARESCAPE PDM |  | 2/1/18 |  | MMP-A | Not Covered Vendor Only - Biomedical | MHHS-Woodlands | [8 empty] | MODULEMULTIPARAMETER | Module, Multi-Parameter | GE
NO | YES |  |  |  | 029-12177 | 029-12177 | GE Medical Systems | CARESCAPE PATIENT DATA MODULE |  | SA310517674GR | Woodlands-ER | MHHS-Woodlands |  | Module, Multi-Parameter |  | 029-12177 | 029-12177 | Woodlands | MHHS-Woodlands | Woodlands-ER | ER | 9/1/19 |  | 9/1/20 |  | PHYSIOLOGIC MONITOR MODULES, MULTIPARAMETER | Module, Multi-Parameter | MODULEMULTIPARAMETER-GE-CARESCAPE PDM | MODULEMULTIPARAMETER | CARESCAPE PDM |  |  |  | GE | Module, Multi-Parameter |  | MODULEMULTIPARAMETER-GE-CARESCAPE PDM |  | 2/1/18 |  | MMP-A | Not Covered Vendor Only - Biomedical | MHHS-Woodlands | [8 empty] | MODULEMULTIPARAMETER | Module, Multi-Parameter | GE
NO | YES |  |  |  | 029-12213 | 029-12213 | GE Medical Systems | CARESCAPE PATIENT DATA MODULE |  | SA315489806GA | Woodlands-ER | MHHS-Woodlands |  | Module, Multi-Parameter |  | 029-12213 | 029-12213 | Woodlands | MHHS-Woodlands | Woodlands-ER | ER | 9/1/19 |  |  |  | PHYSIOLOGIC MONITOR MODULES, MULTIPARAMETER | Module, Multi-Parameter | MODULEMULTIPARAMETER-GE-CARESCAPE PDM | MODULEMULTIPARAMETER | CARESCAPE PDM |  |  |  | GE | Module, Multi-Parameter |  | MODULEMULTIPARAMETER-GE-CARESCAPE PDM |  | 2/1/18 |  | MMP-A | Not Covered Vendor Only - Biomedical | MHHS-Woodlands | [8 empty] | MODULEMULTIPARAMETER | Module, Multi-Parameter | GE
NO | YES |  |  |  | 029-12306 | 029-12306 | GE Medical Systems | CARESCAPE PATIENT DATA MODULE |  | SA315479669GA | Woodlands-ER | MHHS-Woodlands |  | Module, Multi-Parameter |  | 029-12306 | 029-12306 | Woodlands | MHHS-Woodlands | Woodlands-ER | Room 10 | 9/1/19 |  | 9/1/20 |  | PHYSIOLOGIC MONITOR MODULES, MULTIPARAMETER | Module, Multi-Parameter | MODULEMULTIPARAMETER-GE-CARESCAPE PDM | MODULEMULTIPARAMETER | CARESCAPE PDM |  |  |  | GE | Module, Multi-Parameter |  | MODULEMULTIPARAMETER-GE-CARESCAPE PDM |  | 2/1/18 |  | MMP-A | Not Covered Vendor Only - Biomedical | MHHS-Woodlands | [8 empty] | MODULEMULTIPARAMETER | Module, Multi-Parameter | GE
NO | YES |  |  |  | 029-12335 | 029-12335 | GE Medical Systems | CARESCAPE PATIENT DATA MODULE |  | SA312480207GR | Woodlands-ER | MHHS-Woodlands |  | Module, Multi-Parameter |  | 029-12335 | 029-12335 | Woodlands | MHHS-Woodlands | Woodlands-ER | OR 9 | 10/1/19 |  | 10/1/20 |  | PHYSIOLOGIC MONITOR MODULES, MULTIPARAMETER | Module, Multi-Parameter | MODULEMULTIPARAMETER-GE-CARESCAPE PDM | MODULEMULTIPARAMETER | CARESCAPE PDM |  |  |  | GE | Module, Multi-Parameter |  | MODULEMULTIPARAMETER-GE-CARESCAPE PDM |  | 1/12/17 |  | MMP-A | Covered PM Repair - Biomedical | MHHS-Woodlands | [8 empty] | MODULEMULTIPARAMETER | Module, Multi-Parameter | GE
NO | YES |  |  |  | 029-32382 | 029-32382 | GE Medical Systems | CARESCAPE PATIENT DATA MODULE |  | SA315112789GA | Woodlands-ER | MHHS-Woodlands |  | Module, Multi-Parameter |  | 029-32382 | 029-32382 | Woodlands | MHHS-Woodlands | Woodlands-ER | Room 28 | 9/1/19 |  | 9/1/20 | Patient connected | PHYSIOLOGIC MONITOR MODULES, MULTIPARAMETER | Module, Multi-Parameter | MODULEMULTIPARAMETER-GE-CARESCAPE PDM | MODULEMULTIPARAMETER | CARESCAPE PDM |  |  |  | GE | Module, Multi-Parameter |  | MODULEMULTIPARAMETER-GE-CARESCAPE PDM |  | 1/1/17 |  | MMP-A | Covered PM Repair - Biomedical | MHHS-Woodlands | [8 empty] | MODULEMULTIPARAMETER | Module, Multi-Parameter | GE
NO | YES | [5 empty] | GE Medical Systems | CARESCAPE PATIENT DATA MODULE |  | SA315489849GA | Woodlands-ER | MHHS-Woodlands |  | Module, Multi-Parameter |  |  |  | Woodlands | MHHS-Woodlands | Woodlands-ER | Room 231 | 11/1/19 |  | 11/1/20 |  | PHYSIOLOGIC MONITOR MODULES, MULTIPARAMETER | Module, Multi-Parameter | MODULEMULTIPARAMETER-GE-CARESCAPE PDM | MODULEMULTIPARAMETER | CARESCAPE PDM |  |  |  | GE | Module, Multi-Parameter |  | MODULEMULTIPARAMETER-GE-CARESCAPE PDM |  | 1/1/17 |  | MMP-A | Covered PM Repair - Biomedical | MHHS-Woodlands | [8 empty] | MODULEMULTIPARAMETER | Module, Multi-Parameter | GE
NO | YES |  |  |  | 029-13799 | 029-13799 | GE Medical Systems | CARESCAPE PATIENT DATA MODULE |  | SA315479700GA | Woodlands-CVICU | MHHS-Woodlands |  | Module, Multi-Parameter |  | 029-13799 | 029-13799 | Woodlands | MHHS-Woodlands | Woodlands-CVICU | CVICU | 5/1/19 |  | 5/1/20 |  | PHYSIOLOGIC MONITOR MODULES, MULTIPARAMETER | Module, Multi-Parameter | MODULEMULTIPARAMETER-GE-CARESCAPE PDM | MODULEMULTIPARAMETER | CARESCAPE PDM |  |  |  | GE | Module, Multi-Parameter |  | MODULEMULTIPARAMETER-GE-CARESCAPE PDM |  | 1/1/17 |  | MMP-A | Covered PM Repair - Biomedical | MHHS-Woodlands | [8 empty] | MODULEMULTIPARAMETER | Module, Multi-Parameter | GE
NO | YES |  |  |  |  | 029-13692 | GE Medical Systems | CARESCAPE PATIENT DATA MODULE |  | SA315479596GA | Woodlands-CVICU | MHHS-Woodlands |  | Module, Multi-Parameter |  |  | 029-13692 | Woodlands | MHHS-Woodlands | Woodlands-CVICU | CVICU | 6/1/19 |  | 6/1/20 |  | PHYSIOLOGIC MONITOR MODULES, MULTIPARAMETER | Module, Multi-Parameter | MODULEMULTIPARAMETER-GE-CARESCAPE PDM | MODULEMULTIPARAMETER | CARESCAPE PDM |  |  |  | GE | Module, Multi-Parameter |  | MODULEMULTIPARAMETER-GE-CARESCAPE PDM |  | 1/1/17 |  | MMP-A | Covered PM Repair - Biomedical | MHHS-Woodlands | [8 empty] | MODULEMULTIPARAMETER | Module, Multi-Parameter | GE
NO | YES | [5 empty] | GE Medical Systems | CARESCAPE PATIENT DATA MODULE |  | SA315479615GA | Woodlands-PCU4 | MHHS-Woodlands |  | Module, Multi-Parameter |  |  |  | Woodlands | MHHS-Woodlands | Woodlands-PCU4 | Isolation Room | 11/1/19 |  | 11/1/20 |  | PHYSIOLOGIC MONITOR MODULES, MULTIPARAMETER | Module, Multi-Parameter | MODULEMULTIPARAMETER-GE-CARESCAPE PDM | MODULEMULTIPARAMETER | CARESCAPE PDM |  |  |  | GE | Module, Multi-Parameter |  | MODULEMULTIPARAMETER-GE-CARESCAPE PDM |  | 1/15/19 |  | MMP-A | Covered PM Repair - Biomedical | MHHS-Woodlands | [8 empty] | MODULEMULTIPARAMETER | Module, Multi-Parameter | GE
NO | YES |  |  |  | 029-12299 | 029-12299 | GE Medical Systems | CARESCAPE PATIENT DATA MODULE |  | SA315489784GA | Woodlands-ER-Peds | MHHS-Woodlands |  | Module, Multi-Parameter |  | 029-12299 | 029-12299 | Woodlands | MHHS-Woodlands | Woodlands-ER-Peds | ER PEDS | 10/1/19 |  | 2/1/21 |  | PHYSIOLOGIC MONITOR MODULES, MULTIPARAMETER | Module, Multi-Parameter | MODULEMULTIPARAMETER-GE-CARESCAPE PDM | MODULEMULTIPARAMETER | CARESCAPE PDM |  |  |  | GE | Module, Multi-Parameter |  | MODULEMULTIPARAMETER-GE-CARESCAPE PDM |  | 1/15/19 |  | MMP-A | Covered PM Repair - Biomedical | MHHS-Woodlands | [8 empty] | MODULEMULTIPARAMETER | Module, Multi-Parameter | GE
NO | YES |  |  |  | 029-32081 | 029-32081 | GE Medical Systems | CARESCAPE PATIENT DATA MODULE |  | SA315489852GA | Woodlands-ER-Peds | MHHS-Woodlands |  | Module, Multi-Parameter |  | 029-32081 | 029-32081 | Woodlands | MHHS-Woodlands | Woodlands-ER-Peds | OR 14 | 10/1/19 |  | 10/1/20 |  | PHYSIOLOGIC MONITOR MODULES, MULTIPARAMETER | Module, Multi-Parameter | MODULEMULTIPARAMETER-GE-CARESCAPE PDM | MODULEMULTIPARAMETER | CARESCAPE PDM |  |  |  | GE | Module, Multi-Parameter |  | MODULEMULTIPARAMETER-GE-CARESCAPE PDM |  | 12/1/18 |  | MMP-A | Covered PM Repair - Biomedical | MHHS-Woodlands | [8 empty] | MODULEMULTIPARAMETER | Module, Multi-Parameter | GE
NO | YES |  |  |  |  | 029-13293 | GE Medical Systems | CARESCAPE PATIENT DATA MODULE |  | SA315489850GA | ICU 4 | MHHS-Woodlands |  | Module, Multi-Parameter |  |  | 029-13293 | Woodlands | Memorial Hermann The Woodlands Medical Center | ICU 4 | ICU 4 | 3/1/19 |  | 3/1/20 |  | PHYSIOLOGIC MONITOR MODULES, MULTIPARAMETER | Module, Multi-Parameter | MODULEMULTIPARAMETER-GE-CARESCAPE PDM | MODULEMULTIPARAMETER | CARESCAPE PDM |  |  |  | GE | Module, Multi-Parameter |  | MODULEMULTIPARAMETER-GE-CARESCAPE PDM |  | 12/1/18 |  | MMP-A | Covered PM Repair - Biomedical | MHHS-Woodlands | [8 empty] | MODULEMULTIPARAMETER | Module, Multi-Parameter | GE
NO | YES |  |  |  | 029-09835 | 029-09835 | GE Medical Systems | CARESCAPE PATIENT DATA MODULE |  | SA315068884GA | Woodlands-OR | MHHS-Woodlands |  | Module, Multi-Parameter |  | 029-09835 | 029-09835 | Woodlands | MHHS-Woodlands | Woodlands-OR | OR Room 6 | 10/1/19 |  | 10/1/20 |  | PHYSIOLOGIC MONITOR MODULES, MULTIPARAMETER | Module, Multi-Parameter | MODULEMULTIPARAMETER-GE-CARESCAPE PDM | MODULEMULTIPARAMETER | CARESCAPE PDM |  |  |  | GE | Module, Multi-Parameter |  | MODULEMULTIPARAMETER-GE-CARESCAPE PDM |  | 12/27/16 |  | MMP-A | Covered PM Repair - Biomedical | MHHS-Woodlands | [8 empty] | MODULEMULTIPARAMETER | Module, Multi-Parameter | GE
NO | YES |  |  |  | 029-09841 | 029-09841 | GE Medical Systems | CARESCAPE PATIENT DATA MODULE |  | SA315068893GA | Woodlands-MICU | MHHS-Woodlands |  | Module, Multi-Parameter |  | 029-09841 | 029-09841 | Woodlands | MHHS-Woodlands | Woodlands-MICU | Room 12 | 10/1/19 |  | 10/1/20 |  | PHYSIOLOGIC MONITOR MODULES, MULTIPARAMETER | Module, Multi-Parameter | MODULEMULTIPARAMETER-GE-CARESCAPE PDM | MODULEMULTIPARAMETER | CARESCAPE PDM |  |  |  | GE | Module, Multi-Parameter |  | MODULEMULTIPARAMETER-GE-CARESCAPE PDM |  | 12/20/16 |  | MMP-A | Covered PM Repair - Biomedical | MHHS-Woodlands | [8 empty] | MODULEMULTIPARAMETER | Module, Multi-Parameter | GE
NO | YES |  |  |  | 029-09842 | 029-09842 | GE Medical Systems | CARESCAPE PATIENT DATA MODULE |  | SA315068872 | Woodlands-MICU | MHHS-Woodlands |  | Module, Multi-Parameter |  | 029-09842 | 029-09842 | Woodlands | MHHS-Woodlands | Woodlands-MICU | Room 631 | 8/1/19 |  | 7/1/20 |  | PHYSIOLOGIC MONITOR MODULES, MULTIPARAMETER | Module, Multi-Parameter | MODULEMULTIPARAMETER-GE-CARESCAPE PDM | MODULEMULTIPARAMETER | CARESCAPE PDM |  |  |  | GE | Module, Multi-Parameter |  | MODULEMULTIPARAMETER-GE-CARESCAPE PDM |  | 12/20/16 |  | MMP-A | Covered PM Repair - Biomedical | MHHS-Woodlands | [8 empty] | MODULEMULTIPARAMETER | Module, Multi-Parameter | GE
NO | YES |  |  |  | 029-09998 | 029-09998 | GE Medical Systems | CARESCAPE PATIENT DATA MODULE |  | SA315068973GA | Woodlands-MICU | MHHS-Woodlands |  | Module, Multi-Parameter |  | 029-09998 | 029-09998 | Woodlands | MHHS-Woodlands | Woodlands-MICU | Room 105 | 8/1/19 |  | 8/1/20 |  | PHYSIOLOGIC MONITOR MODULES, MULTIPARAMETER | Module, Multi-Parameter | MODULEMULTIPARAMETER-GE-CARESCAPE PDM | MODULEMULTIPARAMETER | CARESCAPE PDM |  |  |  | GE | Module, Multi-Parameter |  | MODULEMULTIPARAMETER-GE-CARESCAPE PDM |  | 12/20/16 |  | MMP-A | Covered PM Repair - Biomedical | MHHS-Woodlands | [8 empty] | MODULEMULTIPARAMETER | Module, Multi-Parameter | GE
NO | YES |  |  |  | 029-11663 | 029-11663 | GE Medical Systems | CARESCAPE PATIENT DATA MODULE |  | SA315250458GA | Woodlands-MICU | MHHS-Woodlands |  | Module, Multi-Parameter |  | 029-11663 | 029-11663 | Woodlands | MHHS-Woodlands | Woodlands-MICU | Room 233 | 10/1/19 |  | 10/1/20 |  | PHYSIOLOGIC MONITOR MODULES, MULTIPARAMETER | Module, Multi-Parameter | MODULEMULTIPARAMETER-GE-CARESCAPE PDM | MODULEMULTIPARAMETER | CARESCAPE PDM |  |  |  | GE | Module, Multi-Parameter |  | MODULEMULTIPARAMETER-GE-CARESCAPE PDM |  | 12/20/16 |  | MMP-A | Covered PM Repair - Biomedical | MHHS-Woodlands | [8 empty] | MODULEMULTIPARAMETER | Module, Multi-Parameter | GE
NO | YES |  |  |  | 029-12580 | 029-12580 | GE Medical Systems | CARESCAPE PATIENT DATA MODULE |  | SPX19160291SA | ICU | MHHS-Woodlands |  | Module, Multi-Parameter |  | 029-12580 | 029-12580 | Woodlands | Memorial Hermann Hospital Woodlands | ICU | ICU E444 | 6/1/19 |  | 6/1/20 |  | PHYSIOLOGIC MONITOR MODULES, MULTIPARAMETER | Module, Multi-Parameter | MODULEMULTIPARAMETER-GE-CARESCAPE PDM | MODULEMULTIPARAMETER | CARESCAPE PDM |  |  |  | GE | Module, Multi-Parameter |  | MODULEMULTIPARAMETER-GE-CARESCAPE PDM |  | 12/20/16 |  | MMP-A | Covered PM Repair - Biomedical | MHHS-Woodlands | [8 empty] | MODULEMULTIPARAMETER | Module, Multi-Parameter | GE
NO | YES |  |  |  | 029-12588 | 029-12588 | GE Medical Systems | CARESCAPE PATIENT DATA MODULE |  | SPX19150582SA | Woodlands-Neurology | MHHS-Woodlands |  | Module, Multi-Parameter |  | 029-12588 | 029-12588 | Woodlands | MHHS-Woodlands | Woodlands-Neurology | Neuroscience | 6/1/19 |  | 6/1/20 |  | PHYSIOLOGIC MONITOR MODULES, MULTIPARAMETER | Module, Multi-Parameter | MODULEMULTIPARAMETER-GE-CARESCAPE PDM | MODULEMULTIPARAMETER | CARESCAPE PDM |  |  |  | GE | Module, Multi-Parameter |  | MODULEMULTIPARAMETER-GE-CARESCAPE PDM |  | 1/2/17 |  | MMP-A | Covered PM Repair - Biomedical | MHHS-Woodlands | [8 empty] | MODULEMULTIPARAMETER | Module, Multi-Parameter | GE
NO | YES |  |  |  | 029-12595 | 029-12595 | GE Medical Systems | CARESCAPE PATIENT DATA MODULE |  | SPX19150609SA | Woodlands-Neurology | MHHS-Woodlands |  | Module, Multi-Parameter |  | 029-12595 | 029-12595 | Woodlands | MHHS-Woodlands | Woodlands-Neurology | Neuroscience | 6/1/19 |  | 6/1/20 |  | PHYSIOLOGIC MONITOR MODULES, MULTIPARAMETER | Module, Multi-Parameter | MODULEMULTIPARAMETER-GE-CARESCAPE PDM | MODULEMULTIPARAMETER | CARESCAPE PDM |  |  |  | GE | Module, Multi-Parameter |  | MODULEMULTIPARAMETER-GE-CARESCAPE PDM |  | 12/20/16 |  | MMP-A | Covered PM Repair - Biomedical | MHHS-Woodlands | [8 empty] | MODULEMULTIPARAMETER | Module, Multi-Parameter | GE
NO | YES | Asset Tag 029-12599 |  |  | 029-12599 | 029-12599 | GE Medical Systems | CARESCAPE PATIENT DATA MODULE |  | SPX19150614SA | Woodlands-Neurology | MHHS-Woodlands |  | Module, Multi-Parameter |  | 029-12599 | 029-12599 | Woodland memorial hospital | MHHS-Woodlands | Woodlands-Neurology | E441 | 6/1/19 |  | 6/1/20 |  | PHYSIOLOGIC MONITOR MODULES, MULTIPARAMETER | Module, Multi-Parameter | MODULEMULTIPARAMETER-GE-CARESCAPE PDM | MODULEMULTIPARAMETER | CARESCAPE PDM |  |  |  | GE | Module, Multi-Parameter |  | MODULEMULTIPARAMETER-GE-CARESCAPE PDM |  | 12/20/16 |  | MMP-A | Covered PM Repair - Biomedical | MHHS-Woodlands | [8 empty] | MODULEMULTIPARAMETER | Module, Multi-Parameter | GE
NO | YES |  |  |  | 029-12965 | 029-12965 | GE Medical Systems | CARESCAPE PATIENT DATA MODULE |  | SPX19250307SA | Woodlands-Neurology | MHHS-Woodlands |  | Module, Multi-Parameter |  | 029-12965 | 029-12965 | Woodlands | MHHS-Woodlands | Woodlands-Neurology | Neuroscience storage cabinet | 11/1/19 |  | 11/1/20 |  | PHYSIOLOGIC MONITOR MODULES, MULTIPARAMETER | Module, Multi-Parameter | MODULEMULTIPARAMETER-GE-CARESCAPE PDM | MODULEMULTIPARAMETER | CARESCAPE PDM |  |  |  | GE | Module, Multi-Parameter |  | MODULEMULTIPARAMETER-GE-CARESCAPE PDM |  | 12/20/16 |  | MMP-A | Covered PM Repair - Biomedical | MHHS-Woodlands | [8 empty] | MODULEMULTIPARAMETER | Module, Multi-Parameter | GE
NO | YES |  |  |  | 029-32476 | 029-32476 | GE Medical Systems | CARESCAPE PATIENT DATA MODULE |  | SPX19150577SA | Woodlands-Neurology | MHHS-Woodlands |  | Module, Multi-Parameter |  | 029-32476 | 029-32476 | Woodlands | MHHS-Woodlands | Woodlands-Neurology | E454 | 6/1/19 |  | 6/1/20 |  | PHYSIOLOGIC MONITOR MODULES, MULTIPARAMETER | Module, Multi-Parameter | MODULEMULTIPARAMETER-GE-CARESCAPE PDM | MODULEMULTIPARAMETER | CARESCAPE PDM |  |  |  | GE | Module, Multi-Parameter |  | MODULEMULTIPARAMETER-GE-CARESCAPE PDM |  | 12/20/16 |  | MMP-A | Covered PM Repair - Biomedical | MHHS-Woodlands | [8 empty] | MODULEMULTIPARAMETER | Module, Multi-Parameter | GE
NO | YES |  |  |  | 029-09878 | 029-09878 | GE Medical Systems | CARESCAPE PATIENT DATA MODULE |  | SA315112826GA | Woodlands-NICU | MHHS-Woodlands |  | Module, Multi-Parameter |  | 029-09878 | 029-09878 | Woodlands | MHHS-Woodlands | Woodlands-NICU | NICU | 4/1/19 |  | 4/1/20 |  | PHYSIOLOGIC MONITOR MODULES, MULTIPARAMETER | Module, Multi-Parameter | MODULEMULTIPARAMETER-GE-CARESCAPE PDM | MODULEMULTIPARAMETER | CARESCAPE PDM |  |  |  | GE | Module, Multi-Parameter |  | MODULEMULTIPARAMETER-GE-CARESCAPE PDM |  | 12/20/16 |  | MMP-A | Covered PM Repair - Biomedical | MHHS-Woodlands | [8 empty] | MODULEMULTIPARAMETER | Module, Multi-Parameter | GE
NO | YES |  |  |  | 029-09879 | 029-09879 | GE Medical Systems | CARESCAPE PATIENT DATA MODULE |  | SA315112744GA | Woodlands-NICU | MHHS-Woodlands |  | Module, Multi-Parameter |  | 029-09879 | 029-09879 | Woodlands | MHHS-Woodlands | Woodlands-NICU | NICU 27 | 5/1/19 |  | 5/1/20 |  | PHYSIOLOGIC MONITOR MODULES, MULTIPARAMETER | Module, Multi-Parameter | MODULEMULTIPARAMETER-GE-CARESCAPE PDM | MODULEMULTIPARAMETER | CARESCAPE PDM |  |  |  | GE | Module, Multi-Parameter |  | MODULEMULTIPARAMETER-GE-CARESCAPE PDM |  | 10/20/18 |  | MMP-A | Covered PM Repair - Biomedical | MHHS-Woodlands | [8 empty] | MODULEMULTIPARAMETER | Module, Multi-Parameter | GE
NO | YES |  |  |  | 029-09881 | 029-09881 | GE Medical Systems | CARESCAPE PATIENT DATA MODULE |  | SA315112835GA | Woodlands-NICU | MHHS-Woodlands |  | Module, Multi-Parameter |  | 029-09881 | 029-09881 | Woodlands | MHHS-Woodlands | Woodlands-NICU | NICU | 4/1/19 |  | 4/1/20 |  | PHYSIOLOGIC MONITOR MODULES, MULTIPARAMETER | Module, Multi-Parameter | MODULEMULTIPARAMETER-GE-CARESCAPE PDM | MODULEMULTIPARAMETER | CARESCAPE PDM |  |  |  | GE | Module, Multi-Parameter |  | MODULEMULTIPARAMETER-GE-CARESCAPE PDM |  | 12/21/16 |  | MMP-A | Covered PM Repair - Biomedical | MHHS-Woodlands | [8 empty] | MODULEMULTIPARAMETER | Module, Multi-Parameter | GE
NO | YES |  |  |  | 029-09882 | 029-09882 | GE Medical Systems | CARESCAPE PATIENT DATA MODULE |  | SA315112822GA | Woodlands-NICU (New) | MHHS-Woodlands |  | Module, Multi-Parameter |  | 029-09882 | 029-09882 | Woodlands | MHHS-Woodlands | Woodlands-NICU (New) | Nursery Level 2 | 6/1/19 |  | 6/1/20 |  | PHYSIOLOGIC MONITOR MODULES, MULTIPARAMETER | Module, Multi-Parameter | MODULEMULTIPARAMETER-GE-CARESCAPE PDM | MODULEMULTIPARAMETER | CARESCAPE PDM |  |  |  | GE | Module, Multi-Parameter |  | MODULEMULTIPARAMETER-GE-CARESCAPE PDM |  | 12/21/16 |  | MMP-A | Covered PM Repair - Biomedical | MHHS-Woodlands | [8 empty] | MODULEMULTIPARAMETER | Module, Multi-Parameter | GE
NO | YES |  |  |  | 029-09883 | 029-09883 | GE Medical Systems | CARESCAPE PATIENT DATA MODULE |  | SA315112832GA | Woodlands-NICU | MHHS-Woodlands |  | Module, Multi-Parameter |  | 029-09883 | 029-09883 | Woodlands | MHHS-Woodlands | Woodlands-NICU |  | 4/1/19 |  | 4/1/20 |  | PHYSIOLOGIC MONITOR MODULES, MULTIPARAMETER | Module, Multi-Parameter | MODULEMULTIPARAMETER-GE-CARESCAPE PDM | MODULEMULTIPARAMETER | CARESCAPE PDM |  |  |  | GE | Module, Multi-Parameter |  | MODULEMULTIPARAMETER-GE-CARESCAPE PDM |  | 12/21/16 |  | MMP-A | Covered PM Repair - Biomedical | MHHS-Woodlands | [8 empty] | MODULEMULTIPARAMETER | Module, Multi-Parameter | GE
NO | YES |  |  |  | 029-09885 | 029-09885 | GE Medical Systems | CARESCAPE PATIENT DATA MODULE |  | SA315112830GA | Woodlands-NICU | MHHS-Woodlands |  | Module, Multi-Parameter |  | 029-09885 | 029-09885 | Woodlands | MHHS-Woodlands | Woodlands-NICU | NICU | 4/1/19 |  | 4/1/20 |  | PHYSIOLOGIC MONITOR MODULES, MULTIPARAMETER | Module, Multi-Parameter | MODULEMULTIPARAMETER-GE-CARESCAPE PDM | MODULEMULTIPARAMETER | CARESCAPE PDM |  |  |  | GE | Module, Multi-Parameter |  | MODULEMULTIPARAMETER-GE-CARESCAPE PDM |  | 12/20/16 |  | MMP-A | Covered PM Repair - Biomedical | MHHS-Woodlands | [8 empty] | MODULEMULTIPARAMETER | Module, Multi-Parameter | GE
NO | YES |  |  |  | 029-09893 | 029-09893 | GE Medical Systems | CARESCAPE PATIENT DATA MODULE |  | SA315112821GA | Woodlands-NICU (New) | MHHS-Woodlands |  | Module, Multi-Parameter |  | 029-09893 | 029-09893 | Woodlands | MHHS-Woodlands | Woodlands-NICU (New) | Nursery Level 2 | 4/1/19 |  | 4/1/20 |  | PHYSIOLOGIC MONITOR MODULES, MULTIPARAMETER | Module, Multi-Parameter | MODULEMULTIPARAMETER-GE-CARESCAPE PDM | MODULEMULTIPARAMETER | CARESCAPE PDM |  |  |  | GE | Module, Multi-Parameter |  | MODULEMULTIPARAMETER-GE-CARESCAPE PDM |  | 1/1/17 |  | MMP-A | Covered PM Repair - Biomedical | MHHS-Woodlands | [8 empty] | MODULEMULTIPARAMETER | Module, Multi-Parameter | GE
NO | YES |  |  |  | 029-09895 | 029-09895 | GE Medical Systems | CARESCAPE PATIENT DATA MODULE |  | SA315112801GA | Woodlands-NICU | MHHS-Woodlands |  | Module, Multi-Parameter |  | 029-09895 | 029-09895 | Woodlands | MHHS-Woodlands | Woodlands-NICU | NICU | 4/1/19 |  | 4/1/20 |  | PHYSIOLOGIC MONITOR MODULES, MULTIPARAMETER | Module, Multi-Parameter | MODULEMULTIPARAMETER-GE-CARESCAPE PDM | MODULEMULTIPARAMETER | CARESCAPE PDM |  |  |  | GE | Module, Multi-Parameter |  | MODULEMULTIPARAMETER-GE-CARESCAPE PDM |  | 12/8/16 |  | MMP-A | Covered PM Repair - Biomedical | MHHS-Woodlands | [8 empty] | MODULEMULTIPARAMETER | Module, Multi-Parameter | GE
NO | YES |  |  |  | 029-09896 | 029-09896 | GE Medical Systems | CARESCAPE PATIENT DATA MODULE |  | SA315112829GA | Woodlands-NICU | MHHS-Woodlands |  | Module, Multi-Parameter |  | 029-09896 | 029-09896 | Woodlands | MHHS-Woodlands | Woodlands-NICU | NICU | 4/1/19 |  | 4/1/20 |  | PHYSIOLOGIC MONITOR MODULES, MULTIPARAMETER | Module, Multi-Parameter | MODULEMULTIPARAMETER-GE-CARESCAPE PDM | MODULEMULTIPARAMETER | CARESCAPE PDM |  |  |  | GE | Module, Multi-Parameter |  | MODULEMULTIPARAMETER-GE-CARESCAPE PDM |  | 6/27/18 |  | MMP-A | Clinical Miscellaneous | MHHS-Woodlands | [8 empty] | MODULEMULTIPARAMETER | Module, Multi-Parameter | GE
NO | YES |  |  |  | 029-09897 | 029-09897 | GE Medical Systems | CARESCAPE PATIENT DATA MODULE |  | SA315112824GA | Woodlands-NICU | MHHS-Woodlands |  | Module, Multi-Parameter |  | 029-09897 | 029-09897 | Woodlands | MHHS-Woodlands | Woodlands-NICU | NICU | 4/1/19 |  | 4/1/20 |  | PHYSIOLOGIC MONITOR MODULES, MULTIPARAMETER | Module, Multi-Parameter | MODULEMULTIPARAMETER-GE-CARESCAPE PDM | MODULEMULTIPARAMETER | CARESCAPE PDM |  |  |  | GE | Module, Multi-Parameter |  | MODULEMULTIPARAMETER-GE-CARESCAPE PDM |  | 12/20/16 |  | MMP-A | Covered PM Repair - Biomedical | MHHS-Woodlands | [8 empty] | MODULEMULTIPARAMETER | Module, Multi-Parameter | GE
NO | YES |  |  |  | 029-09898 | 029-09898 | GE Medical Systems | CARESCAPE PATIENT DATA MODULE |  | SA315112796GA | Woodlands-NICU | MHHS-Woodlands |  | Module, Multi-Parameter |  | 029-09898 | 029-09898 | Woodlands | MHHS-Woodlands | Woodlands-NICU | NICU | 8/1/19 |  | 8/1/20 |  | PHYSIOLOGIC MONITOR MODULES, MULTIPARAMETER | Module, Multi-Parameter | MODULEMULTIPARAMETER-GE-CARESCAPE PDM | MODULEMULTIPARAMETER | CARESCAPE PDM |  |  |  | GE | Module, Multi-Parameter |  | MODULEMULTIPARAMETER-GE-CARESCAPE PDM |  | 12/20/16 |  | MMP-A | Covered PM Repair - Biomedical | MHHS-Woodlands | [8 empty] | MODULEMULTIPARAMETER | Module, Multi-Parameter | GE
NO | YES |  |  |  | 029-09912 | 029-09912 | GE Medical Systems | CARESCAPE PATIENT DATA MODULE |  | SA315112836GA | Woodlands-NICU | MHHS-Woodlands |  | Module, Multi-Parameter |  | 029-09912 | 029-09912 | Woodlands | MHHS-Woodlands | Woodlands-NICU | Nicu Nursey level 2 | 4/1/19 |  | 4/1/20 |  | PHYSIOLOGIC MONITOR MODULES, MULTIPARAMETER | Module, Multi-Parameter | MODULEMULTIPARAMETER-GE-CARESCAPE PDM | MODULEMULTIPARAMETER | CARESCAPE PDM |  |  |  | GE | Module, Multi-Parameter |  | MODULEMULTIPARAMETER-GE-CARESCAPE PDM |  | 12/20/16 |  | MMP-A | Covered PM Repair - Biomedical | MHHS-Woodlands | [8 empty] | MODULEMULTIPARAMETER | Module, Multi-Parameter | GE
NO | YES |  |  |  | 029-09914 | 029-09914 | GE Medical Systems | CARESCAPE PATIENT DATA MODULE |  | SA315112815GA | Woodlands-NICU | MHHS-Woodlands |  | Module, Multi-Parameter |  | 029-09914 | 029-09914 | Woodlands | MHHS-Woodlands | Woodlands-NICU | NICU | 4/1/19 |  | 4/1/20 |  | PHYSIOLOGIC MONITOR MODULES, MULTIPARAMETER | Module, Multi-Parameter | MODULEMULTIPARAMETER-GE-CARESCAPE PDM | MODULEMULTIPARAMETER | CARESCAPE PDM |  |  |  | GE | Module, Multi-Parameter |  | MODULEMULTIPARAMETER-GE-CARESCAPE PDM |  | 12/20/16 |  | MMP-A | Covered PM Repair - Biomedical | MHHS-Woodlands | [8 empty] | MODULEMULTIPARAMETER | Module, Multi-Parameter | GE
NO | YES |  |  |  | 029-10281 | 029-10281 | GE Medical Systems | CARESCAPE PATIENT DATA MODULE |  | SA312253486GR | Woodlands-NICU | MHHS-Woodlands |  | Module, Multi-Parameter |  | 029-10281 | 029-10281 | Woodlands | MHHS-Woodlands | Woodlands-NICU | NICU | 4/1/19 |  | 4/1/20 |  | PHYSIOLOGIC MONITOR MODULES, MULTIPARAMETER | Module, Multi-Parameter | MODULEMULTIPARAMETER-GE-CARESCAPE PDM | MODULEMULTIPARAMETER | CARESCAPE PDM |  |  |  | GE | Module, Multi-Parameter |  | MODULEMULTIPARAMETER-GE-CARESCAPE PDM |  | 5/26/16 |  | MMP-A | Covered PM Repair - Biomedical | MHHS-Woodlands | [8 empty] | MODULEMULTIPARAMETER | Module, Multi-Parameter | GE
NO | YES |  |  |  | 029-10283 | 029-10283 | GE Medical Systems | CARESCAPE PATIENT DATA MODULE |  | SA314431029GA | Woodlands-Peds | MHHS-Woodlands |  | Module, Multi-Parameter |  | 029-10283 | 029-10283 | Woodlands | MHHS-Woodlands | Woodlands-Peds | Pediatrics toy room | 4/1/19 |  | 4/1/20 |  | PHYSIOLOGIC MONITOR MODULES, MULTIPARAMETER | Module, Multi-Parameter | MODULEMULTIPARAMETER-GE-CARESCAPE PDM | MODULEMULTIPARAMETER | CARESCAPE PDM |  |  |  | GE | Module, Multi-Parameter |  | MODULEMULTIPARAMETER-GE-CARESCAPE PDM |  | 5/26/16 |  | MMP-A | Covered PM Repair - Biomedical | MHHS-Woodlands | [8 empty] | MODULEMULTIPARAMETER | Module, Multi-Parameter | GE
NO | YES |  |  |  | 029-11018 | 029-11018 | GE Medical Systems | CARESCAPE PATIENT DATA MODULE |  | SA315112810GA | Woodlands-NICU | MHHS-Woodlands |  | Module, Multi-Parameter |  | 029-11018 | 029-11018 | Woodlands | MHHS-Woodlands | Woodlands-NICU | NICU | 4/1/19 |  | 9/1/20 |  | PHYSIOLOGIC MONITOR MODULES, MULTIPARAMETER | Module, Multi-Parameter | MODULEMULTIPARAMETER-GE-CARESCAPE PDM | MODULEMULTIPARAMETER | CARESCAPE PDM |  |  |  | GE | Module, Multi-Parameter |  | MODULEMULTIPARAMETER-GE-CARESCAPE PDM |  | 5/26/16 |  | MMP-A | Covered PM Repair - Biomedical | MHHS-Woodlands | [8 empty] | MODULEMULTIPARAMETER | Module, Multi-Parameter | GE
NO | YES |  |  |  | 029-10071 | 029-10071 | GE Medical Systems | CARESCAPE PATIENT DATA MODULE |  | SA315490186GA | Woodlands-OR | MHHS-Woodlands |  | Module, Multi-Parameter |  | 029-10071 | 029-10071 | Woodlands | MHHS-Woodlands | Woodlands-OR | OR 3 | 10/1/19 |  | 10/1/20 |  | PHYSIOLOGIC MONITOR MODULES, MULTIPARAMETER | Module, Multi-Parameter | MODULEMULTIPARAMETER-GE-CARESCAPE PDM | MODULEMULTIPARAMETER | CARESCAPE PDM |  |  |  | GE | Module, Multi-Parameter |  | MODULEMULTIPARAMETER-GE-CARESCAPE PDM |  | 5/26/16 |  | MMP-A | Covered PM Repair - Biomedical | MHHS-Woodlands | [8 empty] | MODULEMULTIPARAMETER | Module, Multi-Parameter | GE
NO | YES |  |  |  | 029-10609 | 029-10609 | GE Medical Systems | CARESCAPE PATIENT DATA MODULE |  | SA315250469GA | Woodlands-OR | MHHS-Woodlands |  | Module, Multi-Parameter |  | 029-10609 | 029-10609 | Woodlands | MHHS-Woodlands | Woodlands-OR | Surgery room 18 | 10/1/19 |  | 10/1/20 |  | PHYSIOLOGIC MONITOR MODULES, MULTIPARAMETER | Module, Multi-Parameter | MODULEMULTIPARAMETER-GE-CARESCAPE PDM | MODULEMULTIPARAMETER | CARESCAPE PDM |  |  |  | GE | Module, Multi-Parameter |  | MODULEMULTIPARAMETER-GE-CARESCAPE PDM |  | 12/8/16 |  | MMP-A | Covered PM Repair - Biomedical | MHHS-Woodlands | [8 empty] | MODULEMULTIPARAMETER | Module, Multi-Parameter | GE
NO | YES |  |  |  | 029-12179 | 029-12179 | GE Medical Systems | CARESCAPE PATIENT DATA MODULE |  | SA318110023SA | Woodlands-OR | MHHS-Woodlands |  | Module, Multi-Parameter |  | 029-12179 | 029-12179 | Woodlands | MHHS-Woodlands | Woodlands-OR | OR 16 | 10/1/19 |  | 10/1/20 |  | PHYSIOLOGIC MONITOR MODULES, MULTIPARAMETER | Module, Multi-Parameter | MODULEMULTIPARAMETER-GE-CARESCAPE PDM | MODULEMULTIPARAMETER | CARESCAPE PDM |  |  |  | GE | Module, Multi-Parameter |  | MODULEMULTIPARAMETER-GE-CARESCAPE PDM |  | 12/20/16 |  | MMP-A | Covered PM Repair - Biomedical | MHHS-Woodlands | [8 empty] | MODULEMULTIPARAMETER | Module, Multi-Parameter | GE
NO | YES |  |  |  | 029-12915 | 029-12915 | GE Medical Systems | CARESCAPE PATIENT DATA MODULE |  | SPX19360316SA | Woodlands-OR | MHHS-Woodlands |  | Module, Multi-Parameter |  | 029-12915 | 029-12915 | Woodlands | MHHS-Woodlands | Woodlands-OR | Equipment supply storage | 11/1/19 |  | 11/1/20 |  | PHYSIOLOGIC MONITOR MODULES, MULTIPARAMETER | Module, Multi-Parameter | MODULEMULTIPARAMETER-GE-CARESCAPE PDM | MODULEMULTIPARAMETER | CARESCAPE PDM |  |  |  | GE | Module, Multi-Parameter |  | MODULEMULTIPARAMETER-GE-CARESCAPE PDM |  | 12/20/16 |  | MMP-A | Covered PM Repair - Biomedical | MHHS-Woodlands | [8 empty] | MODULEMULTIPARAMETER | Module, Multi-Parameter | GE
NO | YES |  |  |  | 029-07218 | 029-07218 | GE Medical Systems | CARESCAPE PATIENT DATA MODULE |  | SA311236347GA | Woodlands-OR | MHHS-Woodlands |  | Module, Multi-Parameter |  | 029-07218 | 029-07218 | Woodlands | MHHS-Woodlands | Woodlands-OR | PACU | 9/1/19 |  | 9/1/20 |  | PHYSIOLOGIC MONITOR MODULES, MULTIPARAMETER | Module, Multi-Parameter | MODULEMULTIPARAMETER-GE-CARESCAPE PDM | MODULEMULTIPARAMETER | CARESCAPE PDM |  |  |  | GE | Module, Multi-Parameter |  | MODULEMULTIPARAMETER-GE-CARESCAPE PDM |  | 12/21/16 |  | MMP-A | Covered PM Repair - Biomedical | MHHS-Woodlands | [8 empty] | MODULEMULTIPARAMETER | Module, Multi-Parameter | GE
NO | YES |  |  |  | 029-08435 | 029-08435 | GE Medical Systems | CARESCAPE PATIENT DATA MODULE |  | SA312232883GA | Woodlands-PACU | MHHS-Woodlands |  | Module, Multi-Parameter |  | 029-08435 | 029-08435 | Woodlands | MHHS-Woodlands | Woodlands-PACU | PACU 21 | 9/1/19 |  | 9/1/20 |  | PHYSIOLOGIC MONITOR MODULES, MULTIPARAMETER | Module, Multi-Parameter | MODULEMULTIPARAMETER-GE-CARESCAPE PDM | MODULEMULTIPARAMETER | CARESCAPE PDM |  |  |  | GE | Module, Multi-Parameter |  | MODULEMULTIPARAMETER-GE-CARESCAPE PDM |  | 12/20/16 |  | MMP-A | Covered PM Repair - Biomedical | MHHS-Woodlands | [8 empty] | MODULEMULTIPARAMETER | Module, Multi-Parameter | GE
NO | YES |  |  |  | 029-08775 | 029-08775 | GE Medical Systems | CARESCAPE PATIENT DATA MODULE |  | SA313293543GA | Woodlands-PACU | MHHS-Woodlands |  | Module, Multi-Parameter |  | 029-08775 | 029-08775 | Woodlands | MHHS-Woodlands | Woodlands-PACU | PACU 19 | 9/1/19 |  | 9/1/20 |  | PHYSIOLOGIC MONITOR MODULES, MULTIPARAMETER | Module, Multi-Parameter | MODULEMULTIPARAMETER-GE-CARESCAPE PDM | MODULEMULTIPARAMETER | CARESCAPE PDM |  |  |  | GE | Module, Multi-Parameter |  | MODULEMULTIPARAMETER-GE-CARESCAPE PDM |  | 12/20/16 |  | MMP-A | Covered PM Repair - Biomedical | MHHS-Woodlands | [8 empty] | MODULEMULTIPARAMETER | Module, Multi-Parameter | GE
NO | YES |  |  |  | 029-08776 | 029-08776 | GE Medical Systems | CARESCAPE PATIENT DATA MODULE |  | SA313303628GA | Woodlands-PACU | MHHS-Woodlands |  | Module, Multi-Parameter |  | 029-08776 | 029-08776 | Woodlands | MHHS-Woodlands | Woodlands-PACU | Bed 12 | 9/1/19 |  | 9/1/20 |  | PHYSIOLOGIC MONITOR MODULES, MULTIPARAMETER | Module, Multi-Parameter | MODULEMULTIPARAMETER-GE-CARESCAPE PDM | MODULEMULTIPARAMETER | CARESCAPE PDM |  |  |  | GE | Module, Multi-Parameter |  | MODULEMULTIPARAMETER-GE-CARESCAPE PDM |  | 12/20/16 |  | MMP-A | Covered PM Repair - Biomedical | MHHS-Woodlands | [8 empty] | MODULEMULTIPARAMETER | Module, Multi-Parameter | GE
NO | YES |  |  |  | 029-08843 | 029-08843 | GE Medical Systems | CARESCAPE PATIENT DATA MODULE |  | SA3132933544GA | Woodlands-PACU | MHHS-Woodlands |  | Module, Multi-Parameter |  | 029-08843 | 029-08843 | Woodlands | MHHS-Woodlands | Woodlands-PACU | Bay 20 | 9/1/19 |  | 9/1/20 |  | PHYSIOLOGIC MONITOR MODULES, MULTIPARAMETER | Module, Multi-Parameter | MODULEMULTIPARAMETER-GE-CARESCAPE PDM | MODULEMULTIPARAMETER | CARESCAPE PDM |  |  |  | GE | Module, Multi-Parameter |  | MODULEMULTIPARAMETER-GE-CARESCAPE PDM |  | 12/20/16 |  | MMP-A | Covered PM Repair - Biomedical | MHHS-Woodlands | [8 empty] | MODULEMULTIPARAMETER | Module, Multi-Parameter | GE
NO | YES |  |  |  | 029-08933 | 029-08933 | GE Medical Systems | CARESCAPE PATIENT DATA MODULE |  | SA313377850G | Woodlands-PACU | MHHS-Woodlands |  | Module, Multi-Parameter |  | 029-08933 | 029-08933 | Woodlands | MHHS-Woodlands | Woodlands-PACU | PACU | 8/1/19 |  | 8/1/20 |  | PHYSIOLOGIC MONITOR MODULES, MULTIPARAMETER | Module, Multi-Parameter | MODULEMULTIPARAMETER-GE-CARESCAPE PDM | MODULEMULTIPARAMETER | CARESCAPE PDM |  |  |  | GE | Module, Multi-Parameter |  | MODULEMULTIPARAMETER-GE-CARESCAPE PDM |  | 12/11/16 |  | MMP-A | Covered PM Repair - Biomedical | MHHS-Woodlands | [8 empty] | MODULEMULTIPARAMETER | Module, Multi-Parameter | GE
NO | YES | Asset Tag 029-08934 |  |  | 029-08934 | 029-08934 | GE Medical Systems | CARESCAPE PATIENT DATA MODULE |  | SA313377842GA | Woodlands-PACU | MHHS-Woodlands |  | Module, Multi-Parameter |  | 029-08934 | 029-08934 | Woodlands | MHHS-Woodlands | Woodlands-PACU |  | 9/20/19 |  |  |  | PHYSIOLOGIC MONITOR MODULES, MULTIPARAMETER | Module, Multi-Parameter | MODULEMULTIPARAMETER-GE-CARESCAPE PDM | MODULEMULTIPARAMETER | CARESCAPE PDM |  |  |  | GE | Module, Multi-Parameter |  | MODULEMULTIPARAMETER-GE-CARESCAPE PDM |  | 7/2/17 | Finished from Script 3/27/2020 12:11:52pm (Central) | MMP-A | Covered PM Repair - Biomedical | MHHS-Woodlands | [8 empty] | MODULEMULTIPARAMETER | Module, Multi-Parameter | GE
NO | YES |  |  |  | 029-08936 | 029-08936 | GE Medical Systems | CARESCAPE PATIENT DATA MODULE |  | SA313378001GA | Woodlands-PACU | MHHS-Woodlands |  | Module, Multi-Parameter |  | 029-08936 | 029-08936 | Woodlands | MHHS-Woodlands | Woodlands-PACU | Room 100 | 8/1/19 |  | 8/1/20 |  | PHYSIOLOGIC MONITOR MODULES, MULTIPARAMETER | Module, Multi-Parameter | MODULEMULTIPARAMETER-GE-CARESCAPE PDM | MODULEMULTIPARAMETER | CARESCAPE PDM |  |  |  | GE | Module, Multi-Parameter |  | MODULEMULTIPARAMETER-GE-CARESCAPE PDM |  | 7/2/17 |  | MMP-A | Covered PM Repair - Biomedical | MHHS-Woodlands | [8 empty] | MODULEMULTIPARAMETER | Module, Multi-Parameter | GE
NO | YES |  |  |  | 029-08937 | 029-08937 | GE Medical Systems | CARESCAPE PATIENT DATA MODULE |  | SA313367241GA | Woodlands-PACU | MHHS-Woodlands |  | Module, Multi-Parameter |  | 029-08937 | 029-08937 | Woodlands | MHHS-Woodlands | Woodlands-PACU | PACU | 9/1/19 |  | 9/1/20 |  | PHYSIOLOGIC MONITOR MODULES, MULTIPARAMETER | Module, Multi-Parameter | MODULEMULTIPARAMETER-GE-CARESCAPE PDM | MODULEMULTIPARAMETER | CARESCAPE PDM |  |  |  | GE | Module, Multi-Parameter |  | MODULEMULTIPARAMETER-GE-CARESCAPE PDM |  | 7/2/17 |  | MMP-A | Covered PM Repair - Biomedical | MHHS-Woodlands | [8 empty] | MODULEMULTIPARAMETER | Module, Multi-Parameter | GE
NO | YES |  |  |  | 029-08938 | 029-08938 | GE Medical Systems | CARESCAPE PATIENT DATA MODULE |  | SA313356206GA | Woodlands-PACU | MHHS-Woodlands |  | Module, Multi-Parameter |  | 029-08938 | 029-08938 | Woodlands | MHHS-Woodlands | Woodlands-PACU | Bed 14 | 9/1/19 |  | 9/1/20 |  | PHYSIOLOGIC MONITOR MODULES, MULTIPARAMETER | Module, Multi-Parameter | MODULEMULTIPARAMETER-GE-CARESCAPE PDM | MODULEMULTIPARAMETER | CARESCAPE PDM |  |  |  | GE | Module, Multi-Parameter |  | MODULEMULTIPARAMETER-GE-CARESCAPE PDM |  | 7/2/17 |  | MMP-A | Covered PM Repair - Biomedical | MHHS-Woodlands | [8 empty] | MODULEMULTIPARAMETER | Module, Multi-Parameter | GE
NO | YES |  |  |  | 029-08939 | 029-08939 | GE Medical Systems | CARESCAPE PATIENT DATA MODULE |  | SA313377991GA | Woodlands-OR | MHHS-Woodlands |  | Module, Multi-Parameter |  | 029-08939 | 029-08939 | Woodlands | MHHS-Woodlands | Woodlands-OR | PACU | 9/1/19 |  | 9/1/20 |  | PHYSIOLOGIC MONITOR MODULES, MULTIPARAMETER | Module, Multi-Parameter | MODULEMULTIPARAMETER-GE-CARESCAPE PDM | MODULEMULTIPARAMETER | CARESCAPE PDM |  |  |  | GE | Module, Multi-Parameter |  | MODULEMULTIPARAMETER-GE-CARESCAPE PDM |  | 7/2/17 |  | MMP-A | Covered PM Repair - Biomedical | MHHS-Woodlands | [8 empty] | MODULEMULTIPARAMETER | Module, Multi-Parameter | GE
NO | YES |  |  |  | 029-11044 | 029-11044 | GE Medical Systems | CARESCAPE PATIENT DATA MODULE |  | SA310507343GR | Woodlands-PACU | MHHS-Woodlands |  | Module, Multi-Parameter |  | 029-11044 | 029-11044 | Woodlands | MHHS-Woodlands | Woodlands-PACU | Room 6 | 9/1/19 |  | 9/1/20 |  | PHYSIOLOGIC MONITOR MODULES, MULTIPARAMETER | Module, Multi-Parameter | MODULEMULTIPARAMETER-GE-CARESCAPE PDM | MODULEMULTIPARAMETER | CARESCAPE PDM |  |  |  | GE | Module, Multi-Parameter |  | MODULEMULTIPARAMETER-GE-CARESCAPE PDM |  | 7/2/17 |  | MMP-A | Covered PM Repair - Biomedical | MHHS-Woodlands | [8 empty] | MODULEMULTIPARAMETER | Module, Multi-Parameter | GE
NO | YES |  |  |  | 029-11048 | 029-11048 | GE Medical Systems | CARESCAPE PATIENT DATA MODULE |  | SA313064348GR | Woodlands-PACU | MHHS-Woodlands |  | Module, Multi-Parameter |  | 029-11048 | 029-11048 | Woodlands | MHHS-Woodlands | Woodlands-PACU | PACU | 9/1/19 |  | 9/1/20 |  | PHYSIOLOGIC MONITOR MODULES, MULTIPARAMETER | Module, Multi-Parameter | MODULEMULTIPARAMETER-GE-CARESCAPE PDM | MODULEMULTIPARAMETER | CARESCAPE PDM |  |  |  | GE | Module, Multi-Parameter |  | MODULEMULTIPARAMETER-GE-CARESCAPE PDM |  | 12/7/16 |  | MMP-A | Covered PM Repair - Biomedical | MHHS-Woodlands | [8 empty] | MODULEMULTIPARAMETER | Module, Multi-Parameter | GE
NO | YES |  |  |  | 029-11049 | 029-11049 | GE Medical Systems | CARESCAPE PATIENT DATA MODULE |  | SA315198090GR | Woodlands-OR | MHHS-Woodlands |  | Module, Multi-Parameter |  | 029-11049 | 029-11049 | Woodlands | MHHS-Woodlands | Woodlands-OR | PACU | 8/1/19 |  | 8/1/20 |  | PHYSIOLOGIC MONITOR MODULES, MULTIPARAMETER | Module, Multi-Parameter | MODULEMULTIPARAMETER-GE-CARESCAPE PDM | MODULEMULTIPARAMETER | CARESCAPE PDM |  |  |  | GE | Module, Multi-Parameter |  | MODULEMULTIPARAMETER-GE-CARESCAPE PDM |  | 12/7/16 |  | MMP-A | Covered PM Repair - Biomedical | MHHS-Woodlands | [8 empty] | MODULEMULTIPARAMETER | Module, Multi-Parameter | GE
NO | YES |  |  |  | 029-11052 | 029-11052 | GE Medical Systems | CARESCAPE PATIENT DATA MODULE |  | SA311287037GR | Woodlands-PACU | MHHS-Woodlands |  | Module, Multi-Parameter |  | 029-11052 | 029-11052 | Woodlands | MHHS-Woodlands | Woodlands-PACU | Bed 17 | 9/1/19 |  | 9/1/20 |  | PHYSIOLOGIC MONITOR MODULES, MULTIPARAMETER | Module, Multi-Parameter | MODULEMULTIPARAMETER-GE-CARESCAPE PDM | MODULEMULTIPARAMETER | CARESCAPE PDM |  |  |  | GE | Module, Multi-Parameter |  | MODULEMULTIPARAMETER-GE-CARESCAPE PDM |  | 5/31/19 |  | MMP-A | Clinical Miscellaneous | MHHS-Woodlands | [8 empty] | MODULEMULTIPARAMETER | Module, Multi-Parameter | GE
NO | YES |  |  |  | 029-11056 | 029-11056 | GE Medical Systems | CARESCAPE PATIENT DATA MODULE |  | SA309476890GR | Woodlands-OR | MHHS-Woodlands |  | Module, Multi-Parameter |  | 029-11056 | 029-11056 | Woodlands | MHHS-Woodlands | Woodlands-OR | PACU | 9/1/19 |  | 9/1/20 |  | PHYSIOLOGIC MONITOR MODULES, MULTIPARAMETER | Module, Multi-Parameter | MODULEMULTIPARAMETER-GE-CARESCAPE PDM | MODULEMULTIPARAMETER | CARESCAPE PDM |  |  |  | GE | Module, Multi-Parameter |  | MODULEMULTIPARAMETER-GE-CARESCAPE PDM |  | 1/1/17 |  | MMP-A | Covered PM Repair - Biomedical | MHHS-Woodlands | [8 empty] | MODULEMULTIPARAMETER | Module, Multi-Parameter | GE
NO | YES |  |  |  | 029-11154 | 029-11154 | GE Medical Systems | CARESCAPE PATIENT DATA MODULE |  | SA308084785GR | Woodlands-PACU | MHHS-Woodlands |  | Module, Multi-Parameter |  | 029-11154 | 029-11154 | Woodlands | MHHS-Woodlands | Woodlands-PACU | PACU | 9/1/19 |  | 9/1/20 |  | PHYSIOLOGIC MONITOR MODULES, MULTIPARAMETER | Module, Multi-Parameter | MODULEMULTIPARAMETER-GE-CARESCAPE PDM | MODULEMULTIPARAMETER | CARESCAPE PDM |  |  |  | GE | Module, Multi-Parameter |  | MODULEMULTIPARAMETER-GE-CARESCAPE PDM |  | 2/28/25 |  | MMP-A | Clinical Miscellaneous | MHHS-Woodlands | [8 empty] | MODULEMULTIPARAMETER | Module, Multi-Parameter | GE
NO | YES |  |  |  | 029-11157 | 029-11157 | GE Medical Systems | CARESCAPE PATIENT DATA MODULE |  | SA308155913GR | Woodlands-OR | MHHS-Woodlands |  | Module, Multi-Parameter |  | 029-11157 | 029-11157 | Woodlands | MHHS-Woodlands | Woodlands-OR | PACU | 9/1/19 |  | 9/1/20 |  | PHYSIOLOGIC MONITOR MODULES, MULTIPARAMETER | Module, Multi-Parameter | MODULEMULTIPARAMETER-GE-CARESCAPE PDM | MODULEMULTIPARAMETER | CARESCAPE PDM |  |  |  | GE | Module, Multi-Parameter |  | MODULEMULTIPARAMETER-GE-CARESCAPE PDM |  | 9/20/20 |  | MMP-A | Clinical Miscellaneous | MHHS-Woodlands | [8 empty] | MODULEMULTIPARAMETER | Module, Multi-Parameter | GE
NO | YES |  |  |  | 029-11160 | 029-11160 | GE Medical Systems | CARESCAPE PATIENT DATA MODULE |  | SA308105171GR | Woodlands-PACU | MHHS-Woodlands |  | Module, Multi-Parameter |  | 029-11160 | 029-11160 | Woodlands | MHHS-Woodlands | Woodlands-PACU | Bed 16 | 9/1/19 |  | 9/1/20 |  | PHYSIOLOGIC MONITOR MODULES, MULTIPARAMETER | Module, Multi-Parameter | MODULEMULTIPARAMETER-GE-CARESCAPE PDM | MODULEMULTIPARAMETER | CARESCAPE PDM |  |  |  | GE | Module, Multi-Parameter |  | MODULEMULTIPARAMETER-GE-CARESCAPE PDM |  | 12/11/25 |  | MMP-A | Not Covered Vendor Only - Biomedical | MHHS-Woodlands | [8 empty] | MODULEMULTIPARAMETER | Module, Multi-Parameter | GE
NO | YES |  |  |  | 029-11163 | 029-11163 | GE Medical Systems | CARESCAPE PATIENT DATA MODULE |  | SA309153053GR | Woodlands-OR | MHHS-Woodlands |  | Module, Multi-Parameter |  | 029-11163 | 029-11163 | Woodlands | MHHS-Woodlands | Woodlands-OR | PACU | 9/1/19 |  | 9/1/20 |  | PHYSIOLOGIC MONITOR MODULES, MULTIPARAMETER | Module, Multi-Parameter | MODULEMULTIPARAMETER-GE-CARESCAPE PDM | MODULEMULTIPARAMETER | CARESCAPE PDM |  |  |  | GE | Module, Multi-Parameter |  | MODULEMULTIPARAMETER-GE-CARESCAPE PDM |  | 12/11/25 |  | MMP-A | Not Covered Vendor Only - Biomedical | MHHS-Woodlands | [8 empty] | MODULEMULTIPARAMETER | Module, Multi-Parameter | GE
NO | YES |  |  |  | 029-11174 | 029-11174 | GE Medical Systems | CARESCAPE PATIENT DATA MODULE |  | SA308105154GR | Woodlands-PCU6 | MHHS-Woodlands |  | Module, Multi-Parameter |  | 029-11174 | 029-11174 | Woodlands | MHHS-Woodlands | Woodlands-PCU6 | PCU6 | 10/1/19 |  | 10/1/20 |  | PHYSIOLOGIC MONITOR MODULES, MULTIPARAMETER | Module, Multi-Parameter | MODULEMULTIPARAMETER-GE-CARESCAPE PDM | MODULEMULTIPARAMETER | CARESCAPE PDM |  |  |  | GE | Module, Multi-Parameter |  | MODULEMULTIPARAMETER-GE-CARESCAPE PDM |  | 12/11/25 |  | MMP-A | Not Covered Vendor Only - Biomedical | MHHS-Woodlands | [8 empty] | MODULEMULTIPARAMETER | Module, Multi-Parameter | GE
NO | YES |  |  |  | 029-11179 | 029-11179 | GE Medical Systems | CARESCAPE PATIENT DATA MODULE |  | SA313116497GR | Woodlands-OR | MHHS-Woodlands |  | Module, Multi-Parameter |  | 029-11179 | 029-11179 | Woodlands | MHHS-Woodlands | Woodlands-OR | PACU | 9/1/19 |  | 9/1/20 |  | PHYSIOLOGIC MONITOR MODULES, MULTIPARAMETER | Module, Multi-Parameter | MODULEMULTIPARAMETER-GE-CARESCAPE PDM | MODULEMULTIPARAMETER | CARESCAPE PDM |  |  |  | GE | Module, Multi-Parameter |  | MODULEMULTIPARAMETER-GE-CARESCAPE PDM |  | 12/11/25 |  | MMP-A | Not Covered Vendor Only - Biomedical | MHHS-Woodlands | [8 empty] | MODULEMULTIPARAMETER | Module, Multi-Parameter | GE
NO | YES |  |  |  | 029-11180 | 029-11180 | GE Medical Systems | CARESCAPE PATIENT DATA MODULE |  | SA308155862GR | Woodlands-PACU | MHHS-Woodlands |  | Module, Multi-Parameter |  | 029-11180 | 029-11180 | Woodlands | MHHS-Woodlands | Woodlands-PACU | Bay 24 | 8/1/19 |  | 8/1/20 |  | PHYSIOLOGIC MONITOR MODULES, MULTIPARAMETER | Module, Multi-Parameter | MODULEMULTIPARAMETER-GE-CARESCAPE PDM | MODULEMULTIPARAMETER | CARESCAPE PDM |  |  |  | GE | Module, Multi-Parameter |  | MODULEMULTIPARAMETER-GE-CARESCAPE PDM |  | 12/11/25 |  | MMP-A | Not Covered Vendor Only - Biomedical | MHHS-Woodlands | [8 empty] | MODULEMULTIPARAMETER | Module, Multi-Parameter | GE
NO | YES |  |  |  | 029-32075 | 029-32075 | GE Medical Systems | CARESCAPE PATIENT DATA MODULE |  | SPX19100345SA | Woodlands-PCU4 | MHHS-Woodlands |  | Module, Multi-Parameter |  | 029-32075 | 029-32075 | Woodlands | MHHS-Woodlands | Woodlands-PCU4 | Coordinator office | 3/1/19 |  | 3/1/20 |  | PHYSIOLOGIC MONITOR MODULES, MULTIPARAMETER | Module, Multi-Parameter | MODULEMULTIPARAMETER-GE-CARESCAPE PDM | MODULEMULTIPARAMETER | CARESCAPE PDM |  |  |  | GE | Module, Multi-Parameter |  | MODULEMULTIPARAMETER-GE-CARESCAPE PDM |  | 12/11/25 |  | MMP-A | Not Covered Vendor Only - Biomedical | MHHS-Woodlands | [8 empty] | MODULEMULTIPARAMETER | Module, Multi-Parameter | GE
NO | YES |  |  |  | 029-11034 | 029-11034 | GE Medical Systems | CARESCAPE PATIENT DATA MODULE |  | SA310518619GR | Woodlands-PCU6 | MHHS-Woodlands |  | Module, Multi-Parameter |  | 029-11034 | 029-11034 | Woodlands | MHHS-Woodlands | Woodlands-PCU6 | Bed 13 | 9/1/19 |  | 9/1/20 |  | PHYSIOLOGIC MONITOR MODULES, MULTIPARAMETER | Module, Multi-Parameter | MODULEMULTIPARAMETER-GE-CARESCAPE PDM | MODULEMULTIPARAMETER | CARESCAPE PDM |  |  |  | GE | Module, Multi-Parameter |  | MODULEMULTIPARAMETER-GE-CARESCAPE PDM |  | 12/11/25 |  | MMP-A | Not Covered Vendor Only - Biomedical | MHHS-Woodlands | [8 empty] | MODULEMULTIPARAMETER | Module, Multi-Parameter | GE
NO | YES |  |  |  | 029-11036 | 029-11036 | GE Medical Systems | CARESCAPE PATIENT DATA MODULE |  | SA309334598GR | Woodlands-MICU | MHHS-Woodlands |  | Module, Multi-Parameter |  | 029-11036 | 029-11036 | Woodland | MHHS-Woodlands | Woodlands-MICU |  | 11/1/19 |  | 11/1/20 |  | PHYSIOLOGIC MONITOR MODULES, MULTIPARAMETER | Module, Multi-Parameter | MODULEMULTIPARAMETER-GE-CARESCAPE PDM | MODULEMULTIPARAMETER | CARESCAPE PDM |  |  |  | GE | Module, Multi-Parameter |  | MODULEMULTIPARAMETER-GE-CARESCAPE PDM |  | 12/11/25 |  | MMP-A | Not Covered Vendor Only - Biomedical | MHHS-Woodlands | [8 empty] | MODULEMULTIPARAMETER | Module, Multi-Parameter | GE
NO | YES |  |  |  | 029-11040 | 029-11040 | GE Medical Systems | CARESCAPE PATIENT DATA MODULE |  | SA312018826GR | Woodlands-PCU6 | MHHS-Woodlands |  | Module, Multi-Parameter |  | 029-11040 | 029-11040 | Woodlands | MHHS-Woodlands | Woodlands-PCU6 | Room 222 | 11/1/19 |  | 11/1/20 |  | PHYSIOLOGIC MONITOR MODULES, MULTIPARAMETER | Module, Multi-Parameter | MODULEMULTIPARAMETER-GE-CARESCAPE PDM | MODULEMULTIPARAMETER | CARESCAPE PDM |  |  |  | GE | Module, Multi-Parameter |  | MODULEMULTIPARAMETER-GE-CARESCAPE PDM |  | 12/11/25 |  | MMP-A | Not Covered Vendor Only - Biomedical | MHHS-Woodlands | [8 empty] | MODULEMULTIPARAMETER | Module, Multi-Parameter | GE
NO | YES |  |  |  | 029-11041 | 029-11041 | GE Medical Systems | CARESCAPE PATIENT DATA MODULE |  | SA312069819GR | Woodlands-MICU | MHHS-Woodlands |  | Module, Multi-Parameter |  | 029-11041 | 029-11041 | Woodland | MHHS-Woodlands | Woodlands-MICU |  | 11/1/19 |  | 11/1/20 |  | PHYSIOLOGIC MONITOR MODULES, MULTIPARAMETER | Module, Multi-Parameter | MODULEMULTIPARAMETER-GE-CARESCAPE PDM | MODULEMULTIPARAMETER | CARESCAPE PDM |  |  |  | GE | Module, Multi-Parameter |  | MODULEMULTIPARAMETER-GE-CARESCAPE PDM |  | 12/11/25 |  | MMP-A | Not Covered Vendor Only - Biomedical | MHHS-Woodlands | [8 empty] | MODULEMULTIPARAMETER | Module, Multi-Parameter | GE
NO | YES |  |  |  | 029-11077 | 029-11077 | GE Medical Systems | CARESCAPE PATIENT DATA MODULE |  | SA309415954GR | Woodlands-PCU6 | MHHS-Woodlands |  | Module, Multi-Parameter |  | 029-11077 | 029-11077 | Woodlands | MHHS-Woodlands | Woodlands-PCU6 | Room 15 | 9/1/19 |  | 9/1/20 |  | PHYSIOLOGIC MONITOR MODULES, MULTIPARAMETER | Module, Multi-Parameter | MODULEMULTIPARAMETER-GE-CARESCAPE PDM | MODULEMULTIPARAMETER | CARESCAPE PDM |  |  |  | GE | Module, Multi-Parameter |  | MODULEMULTIPARAMETER-GE-CARESCAPE PDM |  | 12/11/25 |  | MMP-A | Not Covered Vendor Only - Biomedical | MHHS-Woodlands | [8 empty] | MODULEMULTIPARAMETER | Module, Multi-Parameter | GE
NO | YES |  |  |  | 029-11134 | 029-11134 | GE Medical Systems | CARESCAPE PATIENT DATA MODULE |  | SA308094971GR | Woodlands-PCU6 | MHHS-Woodlands |  | Module, Multi-Parameter |  | 029-11134 | 029-11134 | Woodlands | MHHS-Woodlands | Woodlands-PCU6 | PCU6 | 10/1/19 |  |  |  | PHYSIOLOGIC MONITOR MODULES, MULTIPARAMETER | Module, Multi-Parameter | MODULEMULTIPARAMETER-GE-CARESCAPE PDM | MODULEMULTIPARAMETER | CARESCAPE PDM |  |  |  | GE | Module, Multi-Parameter |  | MODULEMULTIPARAMETER-GE-CARESCAPE PDM |  | 12/11/25 |  | MMP-A | Not Covered Vendor Only - Biomedical | MHHS-Woodlands | [8 empty] | MODULEMULTIPARAMETER | Module, Multi-Parameter | GE
NO | YES |  |  |  | 029-11136 | 029-11136 | GE Medical Systems | CARESCAPE PATIENT DATA MODULE |  | SA3105074629GR | Woodlands-PCU6 | MHHS-Woodlands |  | Module, Multi-Parameter |  | 029-11136 | 029-11136 | Woodlands | MHHS-Woodlands | Woodlands-PCU6 | PCU6 | 10/1/18 |  | 9/1/19 |  | PHYSIOLOGIC MONITOR MODULES, MULTIPARAMETER | Module, Multi-Parameter | MODULEMULTIPARAMETER-GE-CARESCAPE PDM | MODULEMULTIPARAMETER | CARESCAPE PDM |  |  |  | GE | Module, Multi-Parameter |  | MODULEMULTIPARAMETER-GE-CARESCAPE PDM |  | 12/11/25 |  | MMP-A | Not Covered Vendor Only - Biomedical | MHHS-Woodlands | [8 empty] | MODULEMULTIPARAMETER | Module, Multi-Parameter | GE
NO | YES |  |  |  | 029-11210 | 029-11210 | GE Medical Systems | CARESCAPE PATIENT DATA MODULE |  | SA312122039GR | Woodlands-PCU6 | MHHS-Woodlands |  | Module, Multi-Parameter |  | 029-11210 | 029-11210 | Woodlands | MHHS-Woodlands | Woodlands-PCU6 | PCU6 | 10/1/19 |  | 10/1/20 |  | PHYSIOLOGIC MONITOR MODULES, MULTIPARAMETER | Module, Multi-Parameter | MODULEMULTIPARAMETER-GE-CARESCAPE PDM | MODULEMULTIPARAMETER | CARESCAPE PDM |  |  |  | GE | Module, Multi-Parameter |  | MODULEMULTIPARAMETER-GE-CARESCAPE PDM |  | 12/11/25 |  | MMP-A | Not Covered Vendor Only - Biomedical | MHHS-Woodlands | [8 empty] | MODULEMULTIPARAMETER | Module, Multi-Parameter | GE
NO | YES |  |  |  | 029-11212 | 029-11212 | GE Medical Systems | CARESCAPE PATIENT DATA MODULE |  | SA308094974GR | Woodlands-OR | MHHS-Woodlands |  | Module, Multi-Parameter |  | 029-11212 | 029-11212 | Woodlands | MHHS-Woodlands | Woodlands-OR | Room 15 | 10/1/19 |  | 10/1/20 |  | PHYSIOLOGIC MONITOR MODULES, MULTIPARAMETER | Module, Multi-Parameter | MODULEMULTIPARAMETER-GE-CARESCAPE PDM | MODULEMULTIPARAMETER | CARESCAPE PDM |  |  |  | GE | Module, Multi-Parameter |  | MODULEMULTIPARAMETER-GE-CARESCAPE PDM |  | 12/11/25 |  | MMP-A | Not Covered Vendor Only - Biomedical | MHHS-Woodlands | [8 empty] | MODULEMULTIPARAMETER | Module, Multi-Parameter | GE
NO | YES |  |  |  | 029-11213 | 029-11213 | GE Medical Systems | CARESCAPE PATIENT DATA MODULE |  | SA309042148GR | Woodlands-PCU6 | MHHS-Woodlands |  | Module, Multi-Parameter |  | 029-11213 | 029-11213 | Woodlands | MHHS-Woodlands | Woodlands-PCU6 | Back Corner | 10/1/19 |  | 10/1/20 |  | PHYSIOLOGIC MONITOR MODULES, MULTIPARAMETER | Module, Multi-Parameter | MODULEMULTIPARAMETER-GE-CARESCAPE PDM | MODULEMULTIPARAMETER | CARESCAPE PDM |  |  |  | GE | Module, Multi-Parameter |  | MODULEMULTIPARAMETER-GE-CARESCAPE PDM |  | 12/11/25 |  | MMP-A | Not Covered Vendor Only - Biomedical | MHHS-Woodlands | [8 empty] | MODULEMULTIPARAMETER | Module, Multi-Parameter | GE
NO | YES |  |  |  | 029-11215 | 029-11215 | GE Medical Systems | CARESCAPE PATIENT DATA MODULE |  | SA310496350GR | Woodlands-PCU6 | MHHS-Woodlands |  | Module, Multi-Parameter |  | 029-11215 | 029-11215 | Woodlands | MHHS-Woodlands | Woodlands-PCU6 | Room 224 | 10/1/19 |  | 10/1/20 |  | PHYSIOLOGIC MONITOR MODULES, MULTIPARAMETER | Module, Multi-Parameter | MODULEMULTIPARAMETER-GE-CARESCAPE PDM | MODULEMULTIPARAMETER | CARESCAPE PDM |  |  |  | GE | Module, Multi-Parameter |  | MODULEMULTIPARAMETER-GE-CARESCAPE PDM |  | 12/11/25 |  | MMP-A | Not Covered Vendor Only - Biomedical | MHHS-Woodlands | [8 empty] | MODULEMULTIPARAMETER | Module, Multi-Parameter | GE
NO | YES |  |  |  | 029-11219 | 029-11219 | GE Medical Systems | CARESCAPE PATIENT DATA MODULE |  | SA312121786GR | Woodlands-PCU6 | MHHS-Woodlands |  | Module, Multi-Parameter |  | 029-11219 | 029-11219 | Woodlands | MHHS-Woodlands | Woodlands-PCU6 | Room 6243 | 10/1/19 |  | 10/1/20 |  | PHYSIOLOGIC MONITOR MODULES, MULTIPARAMETER | Module, Multi-Parameter | MODULEMULTIPARAMETER-GE-CARESCAPE PDM | MODULEMULTIPARAMETER | CARESCAPE PDM |  |  |  | GE | Module, Multi-Parameter |  | MODULEMULTIPARAMETER-GE-CARESCAPE PDM |  | 12/11/25 |  | MMP-A | Not Covered Vendor Only - Biomedical | MHHS-Woodlands | [8 empty] | MODULEMULTIPARAMETER | Module, Multi-Parameter | GE
NO | YES |  |  |  | 029-11316 | 029-11316 | GE Medical Systems | CARESCAPE PATIENT DATA MODULE |  | SA310423740GR | Woodlands-PCU6 | MHHS-Woodlands |  | Module, Multi-Parameter |  | 029-11316 | 029-11316 | Woodlands | MHHS-Woodlands | Woodlands-PCU6 | PCU 6 | 10/1/18 |  | 5/1/20 |  | PHYSIOLOGIC MONITOR MODULES, MULTIPARAMETER | Module, Multi-Parameter | MODULEMULTIPARAMETER-GE-CARESCAPE PDM | MODULEMULTIPARAMETER | CARESCAPE PDM |  |  |  | GE | Module, Multi-Parameter |  | MODULEMULTIPARAMETER-GE-CARESCAPE PDM |  | 12/11/25 |  | MMP-A | Not Covered Vendor Only - Biomedical | MHHS-Woodlands | [8 empty] | MODULEMULTIPARAMETER | Module, Multi-Parameter | GE
NO | YES |  |  |  | 029-11319 | 029-11319 | GE Medical Systems | CARESCAPE PATIENT DATA MODULE |  | SA312469412GR | Woodlands-MICU | MHHS-Woodlands |  | Module, Multi-Parameter |  | 029-11319 | 029-11319 | Woodland | MHHS-Woodlands | Woodlands-MICU |  | 10/1/19 |  | 10/1/20 |  | PHYSIOLOGIC MONITOR MODULES, MULTIPARAMETER | Module, Multi-Parameter | MODULEMULTIPARAMETER-GE-CARESCAPE PDM | MODULEMULTIPARAMETER | CARESCAPE PDM |  |  |  | GE | Module, Multi-Parameter |  | MODULEMULTIPARAMETER-GE-CARESCAPE PDM |  | 12/11/25 |  | MMP-A | Not Covered Vendor Only - Biomedical | MHHS-Woodlands | [8 empty] | MODULEMULTIPARAMETER | Module, Multi-Parameter | GE
NO | YES |  |  |  | 029-11325 | 029-11325 | GE Medical Systems | CARESCAPE PATIENT DATA MODULE |  | SA311122217GR | Woodlands-PCU6 | MHHS-Woodlands |  | Module, Multi-Parameter |  | 029-11325 | 029-11325 | Woodlands | MHHS-Woodlands | Woodlands-PCU6 | Room 213 | 10/1/19 |  | 10/1/20 |  | PHYSIOLOGIC MONITOR MODULES, MULTIPARAMETER | Module, Multi-Parameter | MODULEMULTIPARAMETER-GE-CARESCAPE PDM | MODULEMULTIPARAMETER | CARESCAPE PDM |  |  |  | GE | Module, Multi-Parameter |  | MODULEMULTIPARAMETER-GE-CARESCAPE PDM |  | 12/11/25 |  | MMP-A | Not Covered Vendor Only - Biomedical | MHHS-Woodlands | [8 empty] | MODULEMULTIPARAMETER | Module, Multi-Parameter | GE
NO | YES |  |  |  | 029-11329 | 029-11329 | GE Medical Systems | CARESCAPE PATIENT DATA MODULE |  | SA310529052GR | Woodlands-PCU6 | MHHS-Woodlands |  | Module, Multi-Parameter |  | 029-11329 | 029-11329 | Woodlands | MHHS-Woodlands | Woodlands-PCU6 | Room 17 | 9/1/19 |  | 9/1/20 |  | PHYSIOLOGIC MONITOR MODULES, MULTIPARAMETER | Module, Multi-Parameter | MODULEMULTIPARAMETER-GE-CARESCAPE PDM | MODULEMULTIPARAMETER | CARESCAPE PDM |  |  |  | GE | Module, Multi-Parameter |  | MODULEMULTIPARAMETER-GE-CARESCAPE PDM |  | 12/11/25 |  | MMP-A | Not Covered Vendor Only - Biomedical | MHHS-Woodlands | [8 empty] | MODULEMULTIPARAMETER | Module, Multi-Parameter | GE
NO | YES |  |  |  | 029-11332 | 029-11332 | GE Medical Systems | CARESCAPE PATIENT DATA MODULE |  | SA310392895GR | Woodlands-ER | MHHS-Woodlands |  | Module, Multi-Parameter |  | 029-11332 | 029-11332 | Woodlands | MHHS-Woodlands | Woodlands-ER | Storage room | 10/1/19 |  | 10/1/20 |  | PHYSIOLOGIC MONITOR MODULES, MULTIPARAMETER | Module, Multi-Parameter | MODULEMULTIPARAMETER-GE-CARESCAPE PDM | MODULEMULTIPARAMETER | CARESCAPE PDM |  |  |  | GE | Module, Multi-Parameter |  | MODULEMULTIPARAMETER-GE-CARESCAPE PDM |  | 12/11/25 |  | MMP-A | Not Covered Vendor Only - Biomedical | MHHS-Woodlands | [8 empty] | MODULEMULTIPARAMETER | Module, Multi-Parameter | GE
NO | YES |  |  |  | 029-11334 | 029-11334 | GE Medical Systems | CARESCAPE PATIENT DATA MODULE |  | SA312192656GR | Woodlands-PCU6 | MHHS-Woodlands |  | Module, Multi-Parameter |  | 029-11334 | 029-11334 | Woodlands | MHHS-Woodlands | Woodlands-PCU6 | Room 215 | 10/1/19 |  | 10/1/20 |  | PHYSIOLOGIC MONITOR MODULES, MULTIPARAMETER | Module, Multi-Parameter | MODULEMULTIPARAMETER-GE-CARESCAPE PDM | MODULEMULTIPARAMETER | CARESCAPE PDM |  |  |  | GE | Module, Multi-Parameter |  | MODULEMULTIPARAMETER-GE-CARESCAPE PDM |  | 12/11/25 |  | MMP-A | Not Covered Vendor Only - Biomedical | MHHS-Woodlands | [8 empty] | MODULEMULTIPARAMETER | Module, Multi-Parameter | GE
NO | YES |  |  |  | 029-11336 | 029-11335 | GE Medical Systems | CARESCAPE PATIENT DATA MODULE |  | SA308105216GR | Woodlands-PCU6 | MHHS-Woodlands |  | Module, Multi-Parameter |  | 029-11336 | 029-11335 | Woodlands | MHHS-Woodlands | Woodlands-PCU6 | PCU6 | 10/1/19 |  | 9/1/20 |  | PHYSIOLOGIC MONITOR MODULES, MULTIPARAMETER | Module, Multi-Parameter | MODULEMULTIPARAMETER-GE-CARESCAPE PDM | MODULEMULTIPARAMETER | CARESCAPE PDM |  |  |  | GE | Module, Multi-Parameter |  | MODULEMULTIPARAMETER-GE-CARESCAPE PDM |  | 12/11/25 |  | MMP-A | Not Covered Vendor Only - Biomedical | MHHS-Woodlands | [8 empty] | MODULEMULTIPARAMETER | Module, Multi-Parameter | GE
NO | YES |  |  |  | 029-11339 | 029-11339 | GE Medical Systems | CARESCAPE PATIENT DATA MODULE |  | SA311174000GR | Woodlands-PCU6 | MHHS-Woodlands |  | Module, Multi-Parameter |  | 029-11339 | 029-11339 | Woodlands | MHHS-Woodlands | Woodlands-PCU6 | Room 1 | 10/1/19 |  | 10/1/20 |  | PHYSIOLOGIC MONITOR MODULES, MULTIPARAMETER | Module, Multi-Parameter | MODULEMULTIPARAMETER-GE-CARESCAPE PDM | MODULEMULTIPARAMETER | CARESCAPE PDM |  |  |  | GE | Module, Multi-Parameter |  | MODULEMULTIPARAMETER-GE-CARESCAPE PDM |  | 12/11/25 |  | MMP-A | Not Covered Vendor Only - Biomedical | MHHS-Woodlands | [8 empty] | MODULEMULTIPARAMETER | Module, Multi-Parameter | GE
NO | YES |  |  |  | 029-11340 | 029-11340 | GE Medical Systems | CARESCAPE PATIENT DATA MODULE |  | SA311246624GR | Woodlands-ER | MHHS-Woodlands |  | Module, Multi-Parameter |  | 029-11340 | 029-11340 | Woodlands | MHHS-Woodlands | Woodlands-ER | Room 30 | 3/1/19 |  |  |  | PHYSIOLOGIC MONITOR MODULES, MULTIPARAMETER | Module, Multi-Parameter | MODULEMULTIPARAMETER-GE-CARESCAPE PDM | MODULEMULTIPARAMETER | CARESCAPE PDM |  |  |  | GE | Module, Multi-Parameter |  | MODULEMULTIPARAMETER-GE-CARESCAPE PDM |  | 12/11/25 |  | MMP-A | Not Covered Vendor Only - Biomedical | MHHS-Woodlands | [8 empty] | MODULEMULTIPARAMETER | Module, Multi-Parameter | GE
NO | YES |  |  |  | 029-11343 | 029-11343 | GE Medical Systems | CARESCAPE PATIENT DATA MODULE |  | SA312253264GR | Woodlands-PCU6 | MHHS-Woodlands |  | Module, Multi-Parameter |  | 029-11343 | 029-11343 | Woodlands | MHHS-Woodlands | Woodlands-PCU6 | Room 235 | 10/1/19 |  | 10/1/20 |  | PHYSIOLOGIC MONITOR MODULES, MULTIPARAMETER | Module, Multi-Parameter | MODULEMULTIPARAMETER-GE-CARESCAPE PDM | MODULEMULTIPARAMETER | CARESCAPE PDM |  |  |  | GE | Module, Multi-Parameter |  | MODULEMULTIPARAMETER-GE-CARESCAPE PDM |  | 12/11/25 |  | MMP-A | Not Covered Vendor Only - Biomedical | MHHS-Woodlands | [8 empty] | MODULEMULTIPARAMETER | Module, Multi-Parameter | GE
NO | YES |  |  |  | 029-11345 | 029-11345 | GE Medical Systems | CARESCAPE PATIENT DATA MODULE |  | SA310485839GR | Woodlands-PCU6 | MHHS-Woodlands |  | Module, Multi-Parameter |  | 029-11345 | 029-11345 | Woodlands | MHHS-Woodlands | Woodlands-PCU6 | PCU 6 | 12/1/18 |  | 1/1/21 |  | PHYSIOLOGIC MONITOR MODULES, MULTIPARAMETER | Module, Multi-Parameter | MODULEMULTIPARAMETER-GE-CARESCAPE PDM | MODULEMULTIPARAMETER | CARESCAPE PDM |  |  |  | GE | Module, Multi-Parameter |  | MODULEMULTIPARAMETER-GE-CARESCAPE PDM |  | 12/11/25 |  | MMP-A | Not Covered Vendor Only - Biomedical | MHHS-Woodlands | [8 empty] | MODULEMULTIPARAMETER | Module, Multi-Parameter | GE
NO | YES |  |  |  | 029-11347 | 029-11347 | GE Medical Systems | CARESCAPE PATIENT DATA MODULE |  | SA310518289GR | Woodlands-NICU | MHHS-Woodlands |  | Module, Multi-Parameter |  | 029-11347 | 029-11347 | Woodlands | MHHS-Woodlands | Woodlands-NICU | NICU 29 | 9/1/18 |  | 9/1/20 |  | PHYSIOLOGIC MONITOR MODULES, MULTIPARAMETER | Module, Multi-Parameter | MODULEMULTIPARAMETER-GE-CARESCAPE PDM | MODULEMULTIPARAMETER | CARESCAPE PDM |  |  |  | GE | Module, Multi-Parameter |  | MODULEMULTIPARAMETER-GE-CARESCAPE PDM |  | 12/11/25 |  | MMP-A | Not Covered Vendor Only - Biomedical | MHHS-Woodlands | [8 empty] | MODULEMULTIPARAMETER | Module, Multi-Parameter | GE
NO | YES |  |  |  | 029-12899 | 029-12899 | GE Medical Systems | CARESCAPE PATIENT DATA MODULE |  | SPX19420379SA | Woodlands-PCU6 | MHHS-Woodlands |  | Module, Multi-Parameter |  | 029-12899 | 029-12899 | Woodlands | MHHS-Woodlands | Woodlands-PCU6 | PCU 6 | 11/1/19 |  | 11/1/20 |  | PHYSIOLOGIC MONITOR MODULES, MULTIPARAMETER | Module, Multi-Parameter | MODULEMULTIPARAMETER-GE-CARESCAPE PDM | MODULEMULTIPARAMETER | CARESCAPE PDM |  |  |  | GE | Module, Multi-Parameter |  | MODULEMULTIPARAMETER-GE-CARESCAPE PDM |  | 12/11/25 |  | MMP-A | Not Covered Vendor Only - Biomedical | MHHS-Woodlands | [8 empty] | MODULEMULTIPARAMETER | Module, Multi-Parameter | GE
NO | YES |  |  |  | 029-11112 | 029-11112 | GE Medical Systems | CARESCAPE PATIENT DATA MODULE |  | SA313117201GR | Woodlands-Preop | MHHS-Woodlands |  | Module, Multi-Parameter |  | 029-11112 | 029-11112 | Woodlands | MHHS-Woodlands | Woodlands-Preop | Room 4 | 9/1/19 |  | 9/1/20 |  | PHYSIOLOGIC MONITOR MODULES, MULTIPARAMETER | Module, Multi-Parameter | MODULEMULTIPARAMETER-GE-CARESCAPE PDM | MODULEMULTIPARAMETER | CARESCAPE PDM |  |  |  | GE | Module, Multi-Parameter |  | MODULEMULTIPARAMETER-GE-CARESCAPE PDM |  | 12/11/25 |  | MMP-A | Not Covered Vendor Only - Biomedical | MHHS-Woodlands | [8 empty] | MODULEMULTIPARAMETER | Module, Multi-Parameter | GE
NO | YES |  |  |  | 029-11125 | 029-11125 | GE Medical Systems | CARESCAPE PATIENT DATA MODULE |  | SA311215726GR | Woodlands-Preop | MHHS-Woodlands |  | Module, Multi-Parameter |  | 029-11125 | 029-11125 | Woodlands | MHHS-Woodlands | Woodlands-Preop | Room 7 | 9/1/19 |  | 9/1/20 |  | PHYSIOLOGIC MONITOR MODULES, MULTIPARAMETER | Module, Multi-Parameter | MODULEMULTIPARAMETER-GE-CARESCAPE PDM | MODULEMULTIPARAMETER | CARESCAPE PDM |  |  |  | GE | Module, Multi-Parameter |  | MODULEMULTIPARAMETER-GE-CARESCAPE PDM |  | 12/11/25 |  | MMP-A | Not Covered Vendor Only - Biomedical | MHHS-Woodlands | [8 empty] | MODULEMULTIPARAMETER | Module, Multi-Parameter | GE
NO | YES |  |  |  | 029-11127 | 029-11127 | GE Medical Systems | CARESCAPE PATIENT DATA MODULE |  | SA312479844GR | Woodlands-Preop | MHHS-Woodlands |  | Module, Multi-Parameter |  | 029-11127 | 029-11127 | Woodlands | MHHS-Woodlands | Woodlands-Preop | Room 10 | 9/1/19 |  | 9/1/20 |  | PHYSIOLOGIC MONITOR MODULES, MULTIPARAMETER | Module, Multi-Parameter | MODULEMULTIPARAMETER-GE-CARESCAPE PDM | MODULEMULTIPARAMETER | CARESCAPE PDM |  |  |  | GE | Module, Multi-Parameter |  | MODULEMULTIPARAMETER-GE-CARESCAPE PDM |  | 12/11/25 |  | MMP-A | Not Covered Vendor Only - Biomedical | MHHS-Woodlands | [8 empty] | MODULEMULTIPARAMETER | Module, Multi-Parameter | GE
NO | YES |  |  |  | 029-11129 | 029-11129 | GE Medical Systems | CARESCAPE PATIENT DATA MODULE |  | SA309385590GR | Woodlands-Preop | MHHS-Woodlands |  | Module, Multi-Parameter |  | 029-11129 | 029-11129 | Woodlands | MHHS-Woodlands | Woodlands-Preop | Room 8 | 9/1/19 |  | 9/1/20 |  | PHYSIOLOGIC MONITOR MODULES, MULTIPARAMETER | Module, Multi-Parameter | MODULEMULTIPARAMETER-GE-CARESCAPE PDM | MODULEMULTIPARAMETER | CARESCAPE PDM |  |  |  | GE | Module, Multi-Parameter |  | MODULEMULTIPARAMETER-GE-CARESCAPE PDM |  | 12/11/25 |  | MMP-A | Not Covered Vendor Only - Biomedical | MHHS-Woodlands | [8 empty] | MODULEMULTIPARAMETER | Module, Multi-Parameter | GE
NO | YES |  |  |  | 029-11131 | 029-11131 | GE Medical Systems | CARESCAPE PATIENT DATA MODULE |  | SA311287145GR | Woodlands-Preop | MHHS-Woodlands |  | Module, Multi-Parameter |  | 029-11131 | 029-11131 | Woodlands | MHHS-Woodlands | Woodlands-Preop | Room 7 | 9/1/19 |  | 9/1/20 |  | PHYSIOLOGIC MONITOR MODULES, MULTIPARAMETER | Module, Multi-Parameter | MODULEMULTIPARAMETER-GE-CARESCAPE PDM | MODULEMULTIPARAMETER | CARESCAPE PDM |  |  |  | GE | Module, Multi-Parameter |  | MODULEMULTIPARAMETER-GE-CARESCAPE PDM |  | 12/11/25 |  | MMP-A | Not Covered Vendor Only - Biomedical | MHHS-Woodlands | [8 empty] | MODULEMULTIPARAMETER | Module, Multi-Parameter | GE
NO | YES |  |  |  | 029-11292 | 029-11292 | GE Medical Systems | CARESCAPE PATIENT DATA MODULE |  | SA311205381GR | Woodlands-Preop | MHHS-Woodlands |  | Module, Multi-Parameter |  | 029-11292 | 029-11292 | Woodlands | MHHS-Woodlands | Woodlands-Preop | Room 2 | 9/1/19 |  | 9/1/20 |  | PHYSIOLOGIC MONITOR MODULES, MULTIPARAMETER | Module, Multi-Parameter | MODULEMULTIPARAMETER-GE-CARESCAPE PDM | MODULEMULTIPARAMETER | CARESCAPE PDM |  |  |  | GE | Module, Multi-Parameter |  | MODULEMULTIPARAMETER-GE-CARESCAPE PDM |  | 12/11/25 |  | MMP-A | Not Covered Vendor Only - Biomedical | MHHS-Woodlands | [8 empty] | MODULEMULTIPARAMETER | Module, Multi-Parameter | GE
NO | YES |  |  |  | 029-11294 | 029-11294 | GE Medical Systems | CARESCAPE PATIENT DATA MODULE |  | SA3104239496A | Woodlands-Preop | MHHS-Woodlands |  | Module, Multi-Parameter |  | 029-11294 | 029-11294 | Woodlands | MHHS-Woodlands | Woodlands-Preop | Room 3 | 9/1/19 |  | 9/1/20 |  | PHYSIOLOGIC MONITOR MODULES, MULTIPARAMETER | Module, Multi-Parameter | MODULEMULTIPARAMETER-GE-CARESCAPE PDM | MODULEMULTIPARAMETER | CARESCAPE PDM |  |  |  | GE | Module, Multi-Parameter |  | MODULEMULTIPARAMETER-GE-CARESCAPE PDM |  | 12/11/25 |  | MMP-A | Not Covered Vendor Only - Biomedical | MHHS-Woodlands | [8 empty] | MODULEMULTIPARAMETER | Module, Multi-Parameter | GE
NO | YES |  |  |  | 029-11296 | 029-11296 | GE Medical Systems | CARESCAPE PATIENT DATA MODULE |  | SA310423704GR | Woodlands-Preop | MHHS-Woodlands |  | Module, Multi-Parameter |  | 029-11296 | 029-11296 | Woodlands | MHHS-Woodlands | Woodlands-Preop | Room 5 | 9/1/19 |  | 8/1/19 |  | PHYSIOLOGIC MONITOR MODULES, MULTIPARAMETER | Module, Multi-Parameter | MODULEMULTIPARAMETER-GE-CARESCAPE PDM | MODULEMULTIPARAMETER | CARESCAPE PDM |  |  |  | GE | Module, Multi-Parameter |  | MODULEMULTIPARAMETER-GE-CARESCAPE PDM |  | 12/11/25 |  | MMP-A | Not Covered Vendor Only - Biomedical | MHHS-Woodlands | [8 empty] | MODULEMULTIPARAMETER | Module, Multi-Parameter | GE
NO | YES |  |  |  | 029-11298 | 029-11298 | GE Medical Systems | CARESCAPE PATIENT DATA MODULE |  | SA312049426GR | Woodlands-Preop | MHHS-Woodlands |  | Module, Multi-Parameter |  | 029-11298 | 029-11298 | Woodlands | MHHS-Woodlands | Woodlands-Preop | Room 14 | 9/1/19 |  | 9/1/20 |  | PHYSIOLOGIC MONITOR MODULES, MULTIPARAMETER | Module, Multi-Parameter | MODULEMULTIPARAMETER-GE-CARESCAPE PDM | MODULEMULTIPARAMETER | CARESCAPE PDM |  |  |  | GE | Module, Multi-Parameter |  | MODULEMULTIPARAMETER-GE-CARESCAPE PDM |  | 12/11/25 |  | MMP-A | Not Covered Vendor Only - Biomedical | MHHS-Woodlands | [8 empty] | MODULEMULTIPARAMETER | Module, Multi-Parameter | GE
NO | YES |  |  |  | 029-11300 | 029-11300 | GE Medical Systems | CARESCAPE PATIENT DATA MODULE |  | SA313013102GR | Woodlands-Preop | MHHS-Woodlands |  | Module, Multi-Parameter |  | 029-11300 | 029-11300 | Woodlands | MHHS-Woodlands | Woodlands-Preop | Room 12 | 9/1/19 |  | 9/1/20 |  | PHYSIOLOGIC MONITOR MODULES, MULTIPARAMETER | Module, Multi-Parameter | MODULEMULTIPARAMETER-GE-CARESCAPE PDM | MODULEMULTIPARAMETER | CARESCAPE PDM |  |  |  | GE | Module, Multi-Parameter |  | MODULEMULTIPARAMETER-GE-CARESCAPE PDM |  | 12/11/25 |  | MMP-A | Not Covered Vendor Only - Biomedical | MHHS-Woodlands | [8 empty] | MODULEMULTIPARAMETER | Module, Multi-Parameter | GE
NO | YES |  |  |  | 029-11304 | 029-11304 | GE Medical Systems | CARESCAPE PATIENT DATA MODULE |  | SA309334601GR | Woodlands-Preop | MHHS-Woodlands |  | Module, Multi-Parameter |  | 029-11304 | 029-11304 | Woodlands | MHHS-Woodlands | Woodlands-Preop | Room 11 | 9/1/19 |  | 9/1/20 |  | PHYSIOLOGIC MONITOR MODULES, MULTIPARAMETER | Module, Multi-Parameter | MODULEMULTIPARAMETER-GE-CARESCAPE PDM | MODULEMULTIPARAMETER | CARESCAPE PDM |  |  |  | GE | Module, Multi-Parameter |  | MODULEMULTIPARAMETER-GE-CARESCAPE PDM |  | 12/11/25 |  | MMP-A | Not Covered Vendor Only - Biomedical | MHHS-Woodlands | [8 empty] | MODULEMULTIPARAMETER | Module, Multi-Parameter | GE
NO | YES |  |  |  | 029-12331 | 029-12331 | GE Medical Systems | CARESCAPE PATIENT DATA MODULE |  | SA313033645GR | Woodlands-Preop | MHHS-Woodlands |  | Module, Multi-Parameter |  | 029-12331 | 029-12331 | Woodlands | MHHS-Woodlands | Woodlands-Preop | Room 1 | 9/1/19 |  | 9/1/20 |  | PHYSIOLOGIC MONITOR MODULES, MULTIPARAMETER | Module, Multi-Parameter | MODULEMULTIPARAMETER-GE-CARESCAPE PDM | MODULEMULTIPARAMETER | CARESCAPE PDM |  |  |  | GE | Module, Multi-Parameter |  | MODULEMULTIPARAMETER-GE-CARESCAPE PDM |  | 12/11/25 |  | MMP-A | Not Covered Vendor Only - Biomedical | MHHS-Woodlands | [8 empty] | MODULEMULTIPARAMETER | Module, Multi-Parameter | GE
NO | YES |  |  |  | 029-12332 | 029-12332 | GE Medical Systems | CARESCAPE PATIENT DATA MODULE |  | SA310475464GR | Woodlands-Preop | MHHS-Woodlands |  | Module, Multi-Parameter |  | 029-12332 | 029-12332 | Woodlands | MHHS-Woodlands | Woodlands-Preop | Room 15 | 9/1/19 |  | 9/1/20 |  | PHYSIOLOGIC MONITOR MODULES, MULTIPARAMETER | Module, Multi-Parameter | MODULEMULTIPARAMETER-GE-CARESCAPE PDM | MODULEMULTIPARAMETER | CARESCAPE PDM |  |  |  | GE | Module, Multi-Parameter |  | MODULEMULTIPARAMETER-GE-CARESCAPE PDM |  | 12/11/25 |  | MMP-A | Not Covered Vendor Only - Biomedical | MHHS-Woodlands | [8 empty] | MODULEMULTIPARAMETER | Module, Multi-Parameter | GE
NO | YES |  |  |  | 029-32091 | 029-32091 | GE Medical Systems | CARESCAPE PATIENT DATA MODULE |  | SPX18500697 | WOODLANDS-RADIOLOGY RECOVERY | MHHS-Woodlands |  | Module, Multi-Parameter |  | 029-32091 | 029-32091 | Woodlands | MHHS-WOODLANDS | WOODLANDS-RADIOLOGY RECOVERY | Radiology Recovery Rm 3 |  |  |  |  | PHYSIOLOGIC MONITOR MODULES, MULTIPARAMETER |  | MODULEMULTIPARAMETER-GE-CARESCAPE PDM | MODULEMULTIPARAMETER | CARESCAPE PDM |  |  |  | GE | Module, Multi-Parameter |  | MODULEMULTIPARAMETER-GE-CARESCAPE PDM |  |  |  |  | Not Covered Vendor Only - Biomedical | MHHS-Woodlands
NO | YES |  |  |  | 029-32093 | 029-32093 | GE Medical Systems | CARESCAPE PATIENT DATA MODULE |  | SPX18500692SA | WOODLANDS-RADIOLOGY RECOVERY | MHHS-Woodlands |  | Module, Multi-Parameter |  | 029-32093 | 029-32093 | Woodlands | MHHS-WOODLANDS | WOODLANDS-RADIOLOGY RECOVERY | Radiology Recovery |  |  |  |  | PHYSIOLOGIC MONITOR MODULES, MULTIPARAMETER |  | MODULEMULTIPARAMETER-GE-CARESCAPE PDM | MODULEMULTIPARAMETER | CARESCAPE PDM |  |  |  | GE | Module, Multi-Parameter |  | MODULEMULTIPARAMETER-GE-CARESCAPE PDM |  |  |  |  | Not Covered Vendor Only - Biomedical | MHHS-Woodlands
NO | YES |  |  |  | 029-32152 | 029-32152 | GE Medical Systems | CARESCAPE PATIENT DATA MODULE |  | SPX18500682SA | Woodlands-ER | MHHS-Woodlands |  | Module, Multi-Parameter |  | 029-32152 | 029-32152 | Woodlands | MHHS-Woodlands | Woodlands-ER | Room 27 | 9/1/19 |  | 9/1/20 |  | PHYSIOLOGIC MONITOR MODULES, MULTIPARAMETER | Module, Multi-Parameter | MODULEMULTIPARAMETER-GE-CARESCAPE PDM | MODULEMULTIPARAMETER | CARESCAPE PDM |  |  |  | GE | Module, Multi-Parameter |  | MODULEMULTIPARAMETER-GE-CARESCAPE PDM |  | 12/11/25 |  | MMP-A | Not Covered Vendor Only - Biomedical | MHHS-Woodlands | [8 empty] | MODULEMULTIPARAMETER | Module, Multi-Parameter | GE
NO | YES |  |  |  | 029-32154 | 029-32154 | GE Medical Systems | CARESCAPE PATIENT DATA MODULE |  | SPX18500699SA | WOODLANDS-RADIOLOGY RECOVERY | MHHS-Woodlands |  | Module, Multi-Parameter |  | 029-32154 | 029-32154 | Woodlands | MHHS-WOODLANDS | WOODLANDS-RADIOLOGY RECOVERY | Radiology Recovery Rm 2 |  |  |  |  | PHYSIOLOGIC MONITOR MODULES, MULTIPARAMETER |  | MODULEMULTIPARAMETER-GE-CARESCAPE PDM | MODULEMULTIPARAMETER | CARESCAPE PDM |  |  |  | GE | Module, Multi-Parameter |  | MODULEMULTIPARAMETER-GE-CARESCAPE PDM |  |  |  |  | Not Covered Vendor Only - Biomedical | MHHS-Woodlands
NO | YES |  |  |  | 029-09807 | 029-09807 | GE Medical Systems | CARESCAPE PATIENT DATA MODULE |  | SA315068801GA | Woodlands-SICU | MHHS-Woodlands |  | Module, Multi-Parameter |  | 029-09807 | 029-09807 | Woodlands | MHHS-Woodlands | Woodlands-SICU | Room 223 | 10/1/19 |  | 10/1/20 |  | PHYSIOLOGIC MONITOR MODULES, MULTIPARAMETER | Module, Multi-Parameter | MODULEMULTIPARAMETER-GE-CARESCAPE PDM | MODULEMULTIPARAMETER | CARESCAPE PDM |  |  |  | GE | Module, Multi-Parameter |  | MODULEMULTIPARAMETER-GE-CARESCAPE PDM |  | 12/11/25 |  | MMP-A | Not Covered Vendor Only - Biomedical | MHHS-Woodlands | [8 empty] | MODULEMULTIPARAMETER | Module, Multi-Parameter | GE
NO | YES |  |  |  | 029-09810 | 029-09810 | GE Medical Systems | CARESCAPE PATIENT DATA MODULE |  | SA315068876GA | WOODLANDS-RADIOLOGY RECOVERY | MHHS-Woodlands |  | Module, Multi-Parameter |  | 029-09810 | 029-09810 | Woodlands | MHHS-WOODLANDS | WOODLANDS-RADIOLOGY RECOVERY | Radiology Recovery |  |  |  |  | PHYSIOLOGIC MONITOR MODULES, MULTIPARAMETER |  | MODULEMULTIPARAMETER-GE-CARESCAPE PDM | MODULEMULTIPARAMETER | CARESCAPE PDM |  |  |  | GE | Module, Multi-Parameter |  | MODULEMULTIPARAMETER-GE-CARESCAPE PDM |  |  |  |  | Not Covered Vendor Only - Biomedical | MHHS-Woodlands
NO | YES |  |  |  | 029-09816 | 029-09816 | GE Medical Systems | CARESCAPE PATIENT DATA MODULE |  | SA315068814GA | Woodlands-PCU4 | MHHS-Woodlands |  | Module, Multi-Parameter |  | 029-09816 | 029-09816 | Woodlands | MHHS-Woodlands | Woodlands-PCU4 | Room 4111 | 5/1/19 |  | 5/1/20 |  | PHYSIOLOGIC MONITOR MODULES, MULTIPARAMETER | Module, Multi-Parameter | MODULEMULTIPARAMETER-GE-CARESCAPE PDM | MODULEMULTIPARAMETER | CARESCAPE PDM |  |  |  | GE | Module, Multi-Parameter |  | MODULEMULTIPARAMETER-GE-CARESCAPE PDM |  | 12/11/25 |  | MMP-A | Not Covered Vendor Only - Biomedical | MHHS-Woodlands | [8 empty] | MODULEMULTIPARAMETER | Module, Multi-Parameter | GE
NO | YES |  |  |  | 029-09827 | 029-09827 | GE Medical Systems | CARESCAPE PATIENT DATA MODULE |  | SA315068799GA | Woodlands-SICU | MHHS-Woodlands |  | Module, Multi-Parameter |  | 029-09827 | 029-09827 | Woodlands | MHHS-Woodlands | Woodlands-SICU | Room 6 | 8/1/19 |  | 8/1/20 |  | PHYSIOLOGIC MONITOR MODULES, MULTIPARAMETER | Module, Multi-Parameter | MODULEMULTIPARAMETER-GE-CARESCAPE PDM | MODULEMULTIPARAMETER | CARESCAPE PDM |  |  |  | GE | Module, Multi-Parameter |  | MODULEMULTIPARAMETER-GE-CARESCAPE PDM |  | 12/11/25 |  | MMP-A | Not Covered Vendor Only - Biomedical | MHHS-Woodlands | [8 empty] | MODULEMULTIPARAMETER | Module, Multi-Parameter | GE
NO | YES |  |  |  | 029-09830 | 029-09830 | GE Medical Systems | CARESCAPE PATIENT DATA MODULE |  | SA315068808GA | Woodlands-SICU | MHHS-Woodlands |  | Module, Multi-Parameter |  | 029-09830 | 029-09830 | Woodlands | MHHS-Woodlands | Woodlands-SICU | Room 14 | 9/1/19 |  | 9/1/20 |  | PHYSIOLOGIC MONITOR MODULES, MULTIPARAMETER | Module, Multi-Parameter | MODULEMULTIPARAMETER-GE-CARESCAPE PDM | MODULEMULTIPARAMETER | CARESCAPE PDM |  |  |  | GE | Module, Multi-Parameter |  | MODULEMULTIPARAMETER-GE-CARESCAPE PDM |  | 12/11/25 |  | MMP-A | Not Covered Vendor Only - Biomedical | MHHS-Woodlands | [8 empty] | MODULEMULTIPARAMETER | Module, Multi-Parameter | GE
NO | YES |  |  |  | 029-09853 | 029-09853 | GE Medical Systems | CARESCAPE PATIENT DATA MODULE |  | SA315068869GA | ICU 4 | MHHS-Woodlands |  | Module, Multi-Parameter |  | 029-09853 | 029-09853 | Woodlands | Memorial Hermann The Woodlands Medical Center | ICU 4 | ICU 4 | 5/1/19 |  | 5/1/20 |  | PHYSIOLOGIC MONITOR MODULES, MULTIPARAMETER | Module, Multi-Parameter | MODULEMULTIPARAMETER-GE-CARESCAPE PDM | MODULEMULTIPARAMETER | CARESCAPE PDM |  |  |  | GE | Module, Multi-Parameter |  | MODULEMULTIPARAMETER-GE-CARESCAPE PDM |  | 12/11/25 |  | MMP-A | Not Covered Vendor Only - Biomedical | MHHS-Woodlands | [8 empty] | MODULEMULTIPARAMETER | Module, Multi-Parameter | GE
NO | YES |  |  |  | 029-09858 | 029-09858 | GE Medical Systems | CARESCAPE PATIENT DATA MODULE |  | SA315068796GA | Woodlands-SICU | MHHS-Woodlands |  | Module, Multi-Parameter |  | 029-09858 | 029-09858 | Woodlands | MHHS-Woodlands | Woodlands-SICU | Room 633 | 11/1/19 |  | 11/1/20 |  | PHYSIOLOGIC MONITOR MODULES, MULTIPARAMETER | Module, Multi-Parameter | MODULEMULTIPARAMETER-GE-CARESCAPE PDM | MODULEMULTIPARAMETER | CARESCAPE PDM |  |  |  | GE | Module, Multi-Parameter |  | MODULEMULTIPARAMETER-GE-CARESCAPE PDM |  | 12/11/25 |  | MMP-A | Not Covered Vendor Only - Biomedical | MHHS-Woodlands | [8 empty] | MODULEMULTIPARAMETER | Module, Multi-Parameter | GE
NO | YES |  |  |  | 029-09861 | 029-09861 | GE Medical Systems | CARESCAPE PATIENT DATA MODULE |  | SA315048023GA | Woodlands-PCU6 | MHHS-Woodlands |  | Module, Multi-Parameter |  | 029-09861 | 029-09861 | Woodlands | MHHS-Woodlands | Woodlands-PCU6 | PCU6 | 10/1/19 |  | 10/1/20 |  | PHYSIOLOGIC MONITOR MODULES, MULTIPARAMETER | Module, Multi-Parameter | MODULEMULTIPARAMETER-GE-CARESCAPE PDM | MODULEMULTIPARAMETER | CARESCAPE PDM |  |  |  | GE | Module, Multi-Parameter |  | MODULEMULTIPARAMETER-GE-CARESCAPE PDM |  | 12/11/25 |  | MMP-A | Not Covered Vendor Only - Biomedical | MHHS-Woodlands | [8 empty] | MODULEMULTIPARAMETER | Module, Multi-Parameter | GE
NO | YES |  |  |  | 029-09864 | 029-09864 | GE Medical Systems | CARESCAPE PATIENT DATA MODULE |  | SA3150668907GA | Woodlands-PCU4 | MHHS-Woodlands |  | Module, Multi-Parameter |  | 029-09864 | 029-09864 | Woodlands | MHHS-Woodlands | Woodlands-PCU4 | Room 4102 | 10/1/19 |  | 10/1/20 |  | PHYSIOLOGIC MONITOR MODULES, MULTIPARAMETER | Module, Multi-Parameter | MODULEMULTIPARAMETER-GE-CARESCAPE PDM | MODULEMULTIPARAMETER | CARESCAPE PDM |  |  |  | GE | Module, Multi-Parameter |  | MODULEMULTIPARAMETER-GE-CARESCAPE PDM |  | 12/11/25 |  | MMP-A | Not Covered Vendor Only - Biomedical | MHHS-Woodlands | [8 empty] | MODULEMULTIPARAMETER | Module, Multi-Parameter | GE
NO | YES |  |  |  | 029-32062 | 029-32062 | GE Medical Systems | CARESCAPE PATIENT DATA MODULE |  | SA318490113SA | Woodlands-SICU | MHHS-Woodlands |  | Module, Multi-Parameter |  | 029-32062 | 029-32062 | Woodlands | MHHS-Woodlands | Woodlands-SICU | Room 211 | 11/1/19 |  | 11/1/20 |  | PHYSIOLOGIC MONITOR MODULES, MULTIPARAMETER | Module, Multi-Parameter | MODULEMULTIPARAMETER-GE-CARESCAPE PDM | MODULEMULTIPARAMETER | CARESCAPE PDM |  |  |  | GE | Module, Multi-Parameter |  | MODULEMULTIPARAMETER-GE-CARESCAPE PDM |  | 12/11/25 |  | MMP-A | Not Covered Vendor Only - Biomedical | MHHS-Woodlands | [8 empty] | MODULEMULTIPARAMETER | Module, Multi-Parameter | GE
NO | YES |  |  |  | 029-32063 | 029-32063 | GE Medical Systems | CARESCAPE PATIENT DATA MODULE |  | SA318480330SA | Woodlands-SICU | MHHS-Woodlands |  | Module, Multi-Parameter |  | 029-32063 | 029-32063 | Woodlands | MHHS-Woodlands | Woodlands-SICU | Room 3 | 11/1/19 |  | 11/1/20 |  | PHYSIOLOGIC MONITOR MODULES, MULTIPARAMETER | Module, Multi-Parameter | MODULEMULTIPARAMETER-GE-CARESCAPE PDM | MODULEMULTIPARAMETER | CARESCAPE PDM |  |  |  | GE | Module, Multi-Parameter |  | MODULEMULTIPARAMETER-GE-CARESCAPE PDM |  | 12/11/25 |  | MMP-A | Not Covered Vendor Only - Biomedical | MHHS-Woodlands | [8 empty] | MODULEMULTIPARAMETER | Module, Multi-Parameter | GE
NO | YES |  |  |  | 029-11020 | 029-11020 | GE Medical Systems | CARESCAPE PATIENT DATA MODULE |  | SA311163545GR | Woodlands-Terramont ER (Clinic) | MHHS-Woodlands |  | Module, Multi-Parameter |  | 029-11020 | 029-11020 | Woodlands | MHHS-Woodlands | Woodlands-Terramont ER (Clinic) | Treatment Room 2 | 9/1/19 |  | 9/1/20 |  | PHYSIOLOGIC MONITOR MODULES, MULTIPARAMETER | Module, Multi-Parameter | MODULEMULTIPARAMETER-GE-CARESCAPE PDM | MODULEMULTIPARAMETER | CARESCAPE PDM |  |  |  | GE | Module, Multi-Parameter |  | MODULEMULTIPARAMETER-GE-CARESCAPE PDM |  | 12/11/25 |  | MMP-A | Not Covered Vendor Only - Biomedical | MHHS-Woodlands | [8 empty] | MODULEMULTIPARAMETER | Module, Multi-Parameter | GE
NO | YES |  |  |  | 029-11022 | 029-11022 | GE Medical Systems | CARESCAPE PATIENT DATA MODULE |  | SA311060102GR | Woodlands-Terramont ER (Clinic) | MHHS-Woodlands |  | Module, Multi-Parameter |  | 029-11022 | 029-11022 | Woodlands | MHHS-Woodlands | Woodlands-Terramont ER (Clinic) | ER | 9/1/19 |  | 9/1/20 |  | PHYSIOLOGIC MONITOR MODULES, MULTIPARAMETER | Module, Multi-Parameter | MODULEMULTIPARAMETER-GE-CARESCAPE PDM | MODULEMULTIPARAMETER | CARESCAPE PDM |  |  |  | GE | Module, Multi-Parameter |  | MODULEMULTIPARAMETER-GE-CARESCAPE PDM |  | 12/11/25 |  | MMP-A | Not Covered Vendor Only - Biomedical | MHHS-Woodlands | [8 empty] | MODULEMULTIPARAMETER | Module, Multi-Parameter | GE
NO | YES |  |  |  | 029-11024 | 029-11024 | GE Medical Systems | CARESCAPE PATIENT DATA MODULE |  | SA313493442GR | Woodlands-Terramont ER (Clinic) | MHHS-Woodlands |  | Module, Multi-Parameter |  | 029-11024 | 029-11024 | Woodlands | MHHS-Woodlands | Woodlands-Terramont ER (Clinic) | Treatment Room 8 | 7/1/19 |  | 7/1/20 |  | PHYSIOLOGIC MONITOR MODULES, MULTIPARAMETER | Module, Multi-Parameter | MODULEMULTIPARAMETER-GE-CARESCAPE PDM | MODULEMULTIPARAMETER | CARESCAPE PDM |  |  |  | GE | Module, Multi-Parameter |  | MODULEMULTIPARAMETER-GE-CARESCAPE PDM |  | 12/11/25 |  | MMP-A | Not Covered Vendor Only - Biomedical | MHHS-Woodlands | [8 empty] | MODULEMULTIPARAMETER | Module, Multi-Parameter | GE
NO | YES |  |  |  | 029-11028 | 029-11028 | GE Medical Systems | CARESCAPE PATIENT DATA MODULE |  | SA311122255GR | Woodlands-Terramont ER (Clinic) | MHHS-Woodlands |  | Module, Multi-Parameter |  | 029-11028 | 029-11028 | Woodlands | MHHS-Woodlands | Woodlands-Terramont ER (Clinic) | Treatment 6 | 9/1/19 |  | 9/1/20 |  | PHYSIOLOGIC MONITOR MODULES, MULTIPARAMETER | Module, Multi-Parameter | MODULEMULTIPARAMETER-GE-CARESCAPE PDM | MODULEMULTIPARAMETER | CARESCAPE PDM |  |  |  | GE | Module, Multi-Parameter |  | MODULEMULTIPARAMETER-GE-CARESCAPE PDM |  | 12/11/25 |  | MMP-A | Not Covered Vendor Only - Biomedical | MHHS-Woodlands | [8 empty] | MODULEMULTIPARAMETER | Module, Multi-Parameter | GE
NO | YES |  |  |  | 029-11030 | 029-11030 | GE Medical Systems | CARESCAPE PATIENT DATA MODULE |  | SA312376126GR | Woodlands-Terramont ER (Clinic) | MHHS-Woodlands |  | Module, Multi-Parameter |  | 029-11030 | 029-11030 | Woodlands | MHHS-Woodlands | Woodlands-Terramont ER (Clinic) | Treatment Room 6 | 9/1/19 |  | 9/1/20 |  | PHYSIOLOGIC MONITOR MODULES, MULTIPARAMETER | Module, Multi-Parameter | MODULEMULTIPARAMETER-GE-CARESCAPE PDM | MODULEMULTIPARAMETER | CARESCAPE PDM |  |  |  | GE | Module, Multi-Parameter |  | MODULEMULTIPARAMETER-GE-CARESCAPE PDM |  | 12/11/25 |  | MMP-A | Not Covered Vendor Only - Biomedical | MHHS-Woodlands | [8 empty] | MODULEMULTIPARAMETER | Module, Multi-Parameter | GE
NO | YES |  |  |  | 029-11039 | 029-11039 | GE Medical Systems | CARESCAPE PATIENT DATA MODULE |  | SA309375450GR | Woodlands-Terramont ER (Clinic) | MHHS-Woodlands |  | Module, Multi-Parameter |  | 029-11039 | 029-11039 | Woodlands | MHHS-Woodlands | Woodlands-Terramont ER (Clinic) | Triage 1 | 9/1/19 |  | 9/1/20 |  | PHYSIOLOGIC MONITOR MODULES, MULTIPARAMETER | Module, Multi-Parameter | MODULEMULTIPARAMETER-GE-CARESCAPE PDM | MODULEMULTIPARAMETER | CARESCAPE PDM |  |  |  | GE | Module, Multi-Parameter |  | MODULEMULTIPARAMETER-GE-CARESCAPE PDM |  | 12/11/25 |  | MMP-A | Not Covered Vendor Only - Biomedical | MHHS-Woodlands | [8 empty] | MODULEMULTIPARAMETER | Module, Multi-Parameter | GE
NO | YES |  |  |  | 029-11285 | 029-11285 | GE Medical Systems | CARESCAPE PATIENT DATA MODULE |  | SA309243640GR | Woodlands-Terramont ER (Clinic) | MHHS-Woodlands |  | Module, Multi-Parameter |  | 029-11285 | 029-11285 | Woodlands | MHHS-Woodlands | Woodlands-Terramont ER (Clinic) | Treatment 4 | 9/1/19 |  | 9/1/20 |  | PHYSIOLOGIC MONITOR MODULES, MULTIPARAMETER | Module, Multi-Parameter | MODULEMULTIPARAMETER-GE-CARESCAPE PDM | MODULEMULTIPARAMETER | CARESCAPE PDM |  |  |  | GE | Module, Multi-Parameter |  | MODULEMULTIPARAMETER-GE-CARESCAPE PDM |  | 12/11/25 |  | MMP-A | Not Covered Vendor Only - Biomedical | MHHS-Woodlands | [8 empty] | MODULEMULTIPARAMETER | Module, Multi-Parameter | GE
NO | YES |  |  |  | 029-11287 | 029-11287 | GE Medical Systems | CARESCAPE PATIENT DATA MODULE |  | SA313044050GR | Woodlands-Terramont ER (Clinic) | MHHS-Woodlands |  | Module, Multi-Parameter |  | 029-11287 | 029-11287 | Woodlands | MHHS-Woodlands | Woodlands-Terramont ER (Clinic) | ER | 12/1/19 |  | 9/1/20 |  | PHYSIOLOGIC MONITOR MODULES, MULTIPARAMETER | Module, Multi-Parameter | MODULEMULTIPARAMETER-GE-CARESCAPE PDM | MODULEMULTIPARAMETER | CARESCAPE PDM |  |  |  | GE | Module, Multi-Parameter |  | MODULEMULTIPARAMETER-GE-CARESCAPE PDM |  | 12/11/25 |  | MMP-A | Not Covered Vendor Only - Biomedical | MHHS-Woodlands | [8 empty] | MODULEMULTIPARAMETER | Module, Multi-Parameter | GE
NO | YES |  |  |  | 029-11290 | 029-11290 | GE Medical Systems | CARESCAPE PATIENT DATA MODULE |  | SA312070221GR | Woodlands-Terramont ER (Clinic) | MHHS-Woodlands |  | Module, Multi-Parameter |  | 029-11290 | 029-11290 | Woodlands | MHHS-Woodlands | Woodlands-Terramont ER (Clinic) | Treatment 3 | 9/1/19 |  | 9/1/20 |  | PHYSIOLOGIC MONITOR MODULES, MULTIPARAMETER | Module, Multi-Parameter | MODULEMULTIPARAMETER-GE-CARESCAPE PDM | MODULEMULTIPARAMETER | CARESCAPE PDM |  |  |  | GE | Module, Multi-Parameter |  | MODULEMULTIPARAMETER-GE-CARESCAPE PDM |  | 12/11/25 |  | MMP-A | Not Covered Vendor Only - Biomedical | MHHS-Woodlands | [8 empty] | MODULEMULTIPARAMETER | Module, Multi-Parameter | GE
NO | YES |  |  |  | 142-06435 | 142-06435 | GE Medical Systems | CARESCAPE PATIENT DATA MODULE |  | SA315471965SA | NE-OR Holding |  |  |  |  | 142-06435 | 142-06435 | Katy | MHHS-Northeast | NE-OR Holding | OR Holding room 11 | 1/1/19 | 1/1/20 |  |  |  | Module, Multi-Parameter | MODULEMULTIPARAMETER-GE-CARESCAPE PDM | [12 empty] | MMP-A | [10 empty] | MODULEMULTIPARAMETER | Module, Multi-Parameter | GE
NO | YES | Asset Tag 1184364 |  |  |  | 099-02019 | GE Medical Systems | CARESCAPE PATIENT DATA MODULE |  | SK415491150HA | Clinical Decision Unit | [5 empty] | 099-02019 | Northeast | Memorial Hermann - Northeast | Clinical Decision Unit | Clinical Decision Unit nurses station | [5 empty] | Module, Multi-Parameter | MODULEMULTIPARAMETER-GE-CARESCAPE PDM | [12 empty] | MMP-A | [10 empty] | MODULEMULTIPARAMETER | Module, Multi-Parameter | GE
YES | YES |  |  |  | 099-01105 | 099-01105 | GE Medical Systems | CARESCAPE PATIENT DATA MODULE |  |  | NE - OR |  |  |  |  | 099-01105 | 099-01105 | NorthEast |  | NE - OR |  |  |  |  | No pm |  | Module, Multi-Parameter | MODULEMULTIPARAMETER-GE-CARESCAPE PDM | [12 empty] | MMP-A | [10 empty] | MODULEMULTIPARAMETER | Module, Multi-Parameter | GE
YES | YES |  |  |  |  | 142-04962 | GE Medical Systems | CARESCAPE PATIENT DATA MODULE |  | J1C94872G | NE - Biomed | [5 empty] | 142-04962 | Katy | Memorial Hermann Northeast Hospital | NE - Biomed | Biomed | [5 empty] | Module, Multi-Parameter | MODULEMULTIPARAMETER-GE-CARESCAPE PDM | [12 empty] | MMP-A | [10 empty] | MODULEMULTIPARAMETER | Module, Multi-Parameter | GE
YES | YES |  |  |  |  | 142-05262 | GE Medical Systems | CARESCAPE PATIENT DATA MODULE |  | M6C90720G | NE - Biomed | [5 empty] | 142-05262 | Katy | Memorial Hermann Northeast Hospital | NE - Biomed | Biomed | [5 empty] | Module, Multi-Parameter | MODULEMULTIPARAMETER-GE-CARESCAPE PDM | [12 empty] | MMP-A | [10 empty] | MODULEMULTIPARAMETER | Module, Multi-Parameter | GE
YES | YES | Serial Number Cnf |  |  | 099-01883 | 099-01883 | GE Medical Systems | CARESCAPE PATIENT DATA MODULE |  | Cnf | SC CCC - (NE) - EMERGENCY ROOM |  |  |  |  | 099-01883 | 099-01883 | NorthEast |  | SC CCC - (NE) - EMERGENCY ROOM |  | 2/1/20 |  |  | No pm |  | Module, Multi-Parameter | MODULEMULTIPARAMETER-GE-CARESCAPE PDM | [12 empty] | MMP-A | [10 empty] | MODULEMULTIPARAMETER | Module, Multi-Parameter | GE
YES | YES |  |  |  | 142-05593 | 142-05593 | GE Medical Systems | CARESCAPE PATIENT DATA MODULE |  | SA312396879GA | [5 empty] | 142-05593 | 142-05593 | [7 empty] | No pm |  | Module, Multi-Parameter | MODULEMULTIPARAMETER-GE-CARESCAPE PDM | [12 empty] | MMP-A | [10 empty] | MODULEMULTIPARAMETER | Module, Multi-Parameter | GE
NO | YES |  |  |  |  | 142-06255 | GE Medical Systems | CARESCAPE PATIENT DATA MODULE |  | SA315047704GA | NE-IMU2 | [5 empty] | 142-06255 | Katy | MHHS-Northeast | NE-IMU2 |  | 12/1/19 | 12/1/20 |  |  |  | Module, Multi-Parameter | MODULEMULTIPARAMETER-GE-CARESCAPE PDM | [12 empty] | MMP-A | [10 empty] | MODULEMULTIPARAMETER | Module, Multi-Parameter | GE
NO | YES |  |  |  | 142-06348 | 142-06348 | GE Medical Systems | CARESCAPE PATIENT DATA MODULE |  | SA315123003GA | [5 empty] | 142-06348 | 142-06348 | [7 empty] | No pm |  | Module, Multi-Parameter | MODULEMULTIPARAMETER-GE-CARESCAPE PDM | [12 empty] | MMP-A | [10 empty] | MODULEMULTIPARAMETER | Module, Multi-Parameter | GE
YES | YES |  |  |  | 099-02809 | 099-02809 | GE Medical Systems | CARESCAPE PATIENT DATA MODULE |  |  | Pediatric ER |  |  |  |  | 099-02809 | 099-02809 | Woodlands | Memorial Hermann Hospital Woodlands | Pediatric ER | Room 2 | 9/1/19 |  | 9/1/20 |  |  | Module, Multi-Parameter | MODULEMULTIPARAMETER-GE-CARESCAPE PDM | [12 empty] | MMP-A | [10 empty] | MODULEMULTIPARAMETER | Module, Multi-Parameter | GE
YES | YES |  |  |  | 029-12954 | 029-12954 | GE Medical Systems | CARESCAPE PATIENT DATA MODULE |  | SPX20050172SA | Pediatric ER |  |  |  |  | 029-12954 | 029-12954 | Woodlands | Memorial Hermann Hospital Woodlands | Pediatric ER | Room 1 | 2/1/20 |  | 2/1/21 |  |  | Module, Multi-Parameter | MODULEMULTIPARAMETER-GE-CARESCAPE PDM | [12 empty] | MMP-A | [10 empty] | MODULEMULTIPARAMETER | Module, Multi-Parameter | GE
YES | YES |  |  |  | 029-12953 | 029-12953 | GE Medical Systems | CARESCAPE PATIENT DATA MODULE |  | SPX20050224SA | WOODLANDS - ER |  |  |  |  | 029-12953 | 029-12953 | woodlands |  | WOODLANDS - ER | Storage room |  |  | 2/1/21 |  |  | Module, Multi-Parameter | MODULEMULTIPARAMETER-GE-CARESCAPE PDM | [12 empty] | MMP-A | [10 empty] | MODULEMULTIPARAMETER | Module, Multi-Parameter | GE
YES | YES |  |  |  | 029-11192 | 029-11192 | GE Medical Systems | CARESCAPE PATIENT DATA MODULE |  | SA311256836GR | CCC in spring |  |  |  |  | 029-11192 | 029-11192 | ccc spring |  | CCC in spring | ER 3 |  |  | 11/1/20 |  |  | Module, Multi-Parameter | MODULEMULTIPARAMETER-GE-CARESCAPE PDM | [12 empty] | MMP-A | [10 empty] | MODULEMULTIPARAMETER | Module, Multi-Parameter | GE
YES | YES |  |  |  | 029-11196 | 029-11196 | GE Medical Systems | CARESCAPE PATIENT DATA MODULE |  | SA312491275GR | ER |  |  |  |  | 029-11196 | 029-11196 | Woodlands | 24 Hour Emergency Room - Convenient Care Center in Spring | ER | ER | 10/1/19 |  | 10/1/20 |  |  | Module, Multi-Parameter | MODULEMULTIPARAMETER-GE-CARESCAPE PDM | [12 empty] | MMP-A | [10 empty] | MODULEMULTIPARAMETER | Module, Multi-Parameter | GE
YES | YES |  |  |  | 029-11404 | 029-11404 | GE Medical Systems | CARESCAPE PATIENT DATA MODULE |  | SA313084556GR | CCC in spring |  |  |  |  | 029-11404 | 029-11404 | ccc spring |  | CCC in spring | ER 5 |  |  | 11/1/20 |  |  | Module, Multi-Parameter | MODULEMULTIPARAMETER-GE-CARESCAPE PDM | [12 empty] | MMP-A | [10 empty] | MODULEMULTIPARAMETER | Module, Multi-Parameter | GE
YES | YES |  |  |  | 029-11498 | 029-11498 | GE Medical Systems | CARESCAPE PATIENT DATA MODULE |  | SA313084853GR | CCC in spring |  |  |  |  | 029-11498 | 029-11498 | ccc spring |  | CCC in spring | ER 7 |  |  | 11/1/20 |  |  | Module, Multi-Parameter | MODULEMULTIPARAMETER-GE-CARESCAPE PDM | [12 empty] | MMP-A | [10 empty] | MODULEMULTIPARAMETER | Module, Multi-Parameter | GE
YES | YES |  |  |  | 029-11502 | 029-11502 | GE Medical Systems | CARESCAPE PATIENT DATA MODULE |  | SA312491215GR | CCC in spring |  |  |  |  | 029-11502 | 029-11502 | ccc spring |  | CCC in spring | ER 8 |  |  | 11/1/20 |  |  | Module, Multi-Parameter | MODULEMULTIPARAMETER-GE-CARESCAPE PDM | [12 empty] | MMP-A | [10 empty] | MODULEMULTIPARAMETER | Module, Multi-Parameter | GE
YES | YES |  |  |  | 029-11510 | 029-11510 | GE Medical Systems | CARESCAPE PATIENT DATA MODULE |  | SA310517572GR | ER |  |  |  |  | 029-11510 | 029-11510 | Woodlands | 24 Hour Emergency Room - Convenient Care Center in Spring | ER | ER | 10/1/19 |  | 10/1/20 |  |  | Module, Multi-Parameter | MODULEMULTIPARAMETER-GE-CARESCAPE PDM | [12 empty] | MMP-A | [10 empty] | MODULEMULTIPARAMETER | Module, Multi-Parameter | GE
YES | YES |  |  |  | 029-11461 | 029-11461 | GE Medical Systems | CARESCAPE PATIENT DATA MODULE |  | SA311205606GR | CCC in spring |  |  |  |  | 029-11461 | 029-11461 | ccc spring |  | CCC in spring | ER 6 |  |  | 11/1/20 |  |  | Module, Multi-Parameter | MODULEMULTIPARAMETER-GE-CARESCAPE PDM | [12 empty] | MMP-A | [10 empty] | MODULEMULTIPARAMETER | Module, Multi-Parameter | GE
YES | YES |  |  |  | 029-11400 | 029-11400 | GE Medical Systems | CARESCAPE PATIENT DATA MODULE |  | SA312502077GR | CCC in spring |  |  |  |  | 029-11400 | 029-11400 | ccc spring |  | CCC in spring | ER 6 |  |  | 11/1/20 |  |  | Module, Multi-Parameter | MODULEMULTIPARAMETER-GE-CARESCAPE PDM | [12 empty] | MMP-A | [10 empty] | MODULEMULTIPARAMETER | Module, Multi-Parameter | GE
YES | YES |  |  |  | 029-11226 | 029-11226 | GE Medical Systems | CARESCAPE PATIENT DATA MODULE |  | SA309365117GR | CCC in spring |  |  |  |  | 029-11226 | 029-11226 | ccc spring |  | CCC in spring | Room 2 |  |  | 11/1/20 |  |  | Module, Multi-Parameter | MODULEMULTIPARAMETER-GE-CARESCAPE PDM | [12 empty] | MMP-A | [10 empty] | MODULEMULTIPARAMETER | Module, Multi-Parameter | GE
YES | YES |  |  |  | 029-11506 | 029-11506 | GE Medical Systems | CARESCAPE PATIENT DATA MODULE |  | SA311090916GR | CCC in spring |  |  |  |  | 029-11506 | 029-11506 | ccc spring |  | CCC in spring | ER 1 |  |  | 11/1/20 |  |  | Module, Multi-Parameter | MODULEMULTIPARAMETER-GE-CARESCAPE PDM | [12 empty] | MMP-A | [10 empty] | MODULEMULTIPARAMETER | Module, Multi-Parameter | GE
NO | YES |  |  |  | 029-10758 | 029-10758 | GE Medical Systems | CARESCAPE PATIENT DATA MODULE |  |  | Floor 6 |  |  |  |  | 029-10758 | 029-10758 | Woodlands | Memorial Hermann The Woodlands Medical Center | Floor 6 | Floor 6 | 10/1/19 |  | 10/1/20
NO | YES |  |  |  | 029-11642 | 029-11642 | GE Medical Systems | CARESCAPE PATIENT DATA MODULE |  | SA309132865GR | Woodlands-ER |  |  |  |  | 029-11642 | 029-11642 | Woodlands | MHHS-Woodlands | Woodlands-ER | ER20 | 9/1/19 |  | 9/1/20
NO | YES |  |  |  | 029-32407 | 029-32407 | GE Medical Systems | CARESCAPE PATIENT DATA MODULE |  | SPX19160251SA | Woodlands-Neurology |  |  |  |  | 029-32407 | 029-32407 | Woodlands | MHHS-Woodlands | Woodlands-Neurology | Neuroscience E431 | 6/1/19 |  | 6/1/20
YES | YES |  |  |  | 099-14692 | 099-14692 | GE Medical Systems | CARESCAPE PATIENT DATA MODULE |  | 244am4928 | TMC - HVI - CVIMU (8HVI) |  |  |  |  | 099-14692 | 099-14692 | TMC | Memorial Hermann-Texas Medical Center | TMC - HVI - CVIMU (8HVI) | CVIMU (8HVI) | [6 empty] | MODULEMULTIPARAMETER-GE-CARESCAPE PDM
YES | YES |  |  |  | 099-13051 | 099-13051 | GE Medical Systems | CARESCAPE PATIENT DATA MODULE | [7 empty] | 099-13051 | 099-13051 | TMC | Memorial Hermann Heart |  | CVIMU 810 | [6 empty] | MODULEMULTIPARAMETER-GE-CARESCAPE PDM
NO | YES |  |  |  | 069-41048 | 069-41048 | GE Medical Systems | CARESCAPE PATIENT DATA MODULE |  | SA314452378GA | HM HVI VMIC4 |  |  |  |  | 069-41048 | 069-41048 | TMC | Memorial Hermann Heart | HM HVI VMIC4 | HM HVI VMIC4 | 10/1/19 |  | 10/1/20
YES | YES | Serial Number Cnf |  |  | 099-13487 | 099-13487 | GE Medical Systems | CARESCAPE PATIENT DATA MODULE |  | Cnf | TMC - HVI - HEART FAILURE ICU (5HVI) |  |  |  |  | 099-13487 | 099-13487 | TMC | Memorial Hermann-Texas Medical Center | TMC - HVI - HEART FAILURE ICU (5HVI) | [7 empty] | MODULEMULTIPARAMETER-GE-CARESCAPE PDM
YES | YES |  |  |  |  | 074-04110 | GE Medical Systems | CARESCAPE PATIENT DATA MODULE |  |  | TMC - HVI - CCU (4HVI) | [5 empty] | 074-04110 | TMC | Memorial Hermann-Texas Medical Center | TMC - HVI - CCU (4HVI) | CCU (4HVI) | 8/1/19 |  | 8/1/20 |  |  |  | MODULEMULTIPARAMETER-GE-CARESCAPE PDM
YES | YES | Serial Number Cnf |  |  | 099-12798 | 099-12798 | GE Medical Systems | CARESCAPE PATIENT DATA MODULE |  | Cnf | TMC - HVI - CVICU (8HVI) |  |  |  |  | 099-12798 | 099-12798 | TMC | Memorial Hermann Heart | TMC - HVI - CVICU (8HVI) |  | 8/1/19 |  | 8/1/20 |  |  |  | MODULEMULTIPARAMETER-GE-CARESCAPE PDM
YES | YES |  |  |  | 069-49049 | 069-49049 | GE Medical Systems | CARESCAPE PATIENT DATA MODULE |  | SPX19420612SA | TMC - HERMANN - ADULT ER (1HP) |  |  |  |  | 069-49049 | 069-49049 | TMC | Memorial Hermann-Texas Medical Center | TMC - HERMANN - ADULT ER (1HP) | TMC - HERMANN - ADULT ER | 1/1/20 |  | 1/1/21 |  |  |  | MODULEMULTIPARAMETER-GE-CARESCAPE PDM
YES | YES |  |  |  | 069-48668 | 069-48668 | GE Medical Systems | CARESCAPE PATIENT DATA MODULE |  | SPX19350070SA | TMC - SAROFIM 1 - ADULT ER |  |  |  |  | 069-48668 | 069-48668 | TMC | Memorial Hermann-Texas Medical Center | TMC - SAROFIM 1 - ADULT ER | [7 empty] | MODULEMULTIPARAMETER-GE-CARESCAPE PDM
YES | YES |  |  |  | 069-48101 | 069-48101 | GE Medical Systems | CARESCAPE PATIENT DATA MODULE |  | SPK19350023SA | ER |  |  |  |  | 069-48101 | 069-48101 | TMC | Memorial Hermann-Texas Medical Center | ER | Trama 13 | 1/1/20 |  | 1/1/21 |  |  |  | MODULEMULTIPARAMETER-GE-CARESCAPE PDM
YES | YES |  |  |  | 069-48096 | 069-48096 | GE Medical Systems | CARESCAPE PATIENT DATA MODULE |  | SPX19330885SA | TMC - SAROFIM 1 - ADULT ER |  |  |  |  | 069-48096 | 069-48096 | TMC | Memorial Hermann-Texas Medical Center | TMC - SAROFIM 1 - ADULT ER |  | 11/1/20 |  | 11/1/21 |  |  |  | MODULEMULTIPARAMETER-GE-CARESCAPE PDM
YES | YES |  |  |  | 069-48680 | 069-48680 | GE Medical Systems | CARESCAPE PATIENT DATA MODULE |  | SPX19350017SA | TMC - HERMANN - ADULT ER (1HP) |  |  |  |  | 069-48680 | 069-48680 | TMC | Memorial Hermann-Texas Medical Center | TMC - HERMANN - ADULT ER (1HP) | TMC - HERMANN - ADULT ER (1HP) | 1/1/20 |  | 1/1/21 |  |  |  | MODULEMULTIPARAMETER-GE-CARESCAPE PDM
YES | YES |  |  |  | 069-48100 | 069-48100 | GE Medical Systems | CARESCAPE PATIENT DATA MODULE |  | SPX19350024SA | ER |  |  |  |  | 069-48100 | 069-48100 | TMC | Memorial Hermann-Texas Medical Center | ER | Trama 8 | 1/1/20 |  | 1/1/21 |  |  |  | MODULEMULTIPARAMETER-GE-CARESCAPE PDM
YES | YES |  |  |  | 069-48679 | 069-48679 | GE Medical Systems | CARESCAPE PATIENT DATA MODULE |  |  | TMC - JONES - NEURO ICU (7J) |  |  |  |  | 069-48679 | 069-48679 | TMC | Memorial Hermann-Texas Medical Center | TMC - JONES - NEURO ICU (7J) | TMC JONES NEURO ICU | 1/1/20 |  | 1/1/21 |  |  |  | MODULEMULTIPARAMETER-GE-CARESCAPE PDM
NO | YES |  |  |  | 069-39521 | 069-39521 | GE Medical Systems | CARESCAPE PATIENT DATA MODULE |  | SA313513803GA | TMC-Jones-Neuro Acute Care (5J) |  |  |  |  | 069-39521 | 069-39521 | TMC | MHHS-TMC | TMC-Jones-Neuro Acute Care (5J) | J540 | 11/1/19 |  | 11/1/20
YES | YES | Serial Number Cnf |  |  | 069-49142 | 069-49142 | GE Medical Systems | CARESCAPE PATIENT DATA MODULE |  | Cnf | TMC - SAROFIM 8 - HVI ICU |  |  |  |  | 069-49142 | 069-49142 | TMC | Memorial Hermann-Texas Medical Center | TMC - SAROFIM 8 - HVI ICU |  | 1/1/20 |  | 1/1/21 |  |  |  | MODULEMULTIPARAMETER-GE-CARESCAPE PDM
YES | YES |  |  |  | 069-49128 | 069-49128 | GE Medical Systems | CARESCAPE PATIENT DATA MODULE |  |  | MICU |  |  |  |  | 069-49128 | 069-49128 | TMC | Memorial Hermann-TMC | MICU | S8/35 | [6 empty] | MODULEMULTIPARAMETER-GE-CARESCAPE PDM
YES | YES | Serial Number Cnf |  |  | 099-09180 | 099-09180 | GE Medical Systems | CARESCAPE PATIENT DATA MODULE |  | Cnf | Serofim 8 |  |  |  |  | 099-09180 | 099-09180 | TMC | Memorial Hermann-Texas Medical Center | Serofim 8 | S805 | [6 empty] | MODULEMULTIPARAMETER-GE-CARESCAPE PDM
YES | YES | Serial Number Cnf |  |  | 069-49139 | 069-49139 | GE Medical Systems | CARESCAPE PATIENT DATA MODULE |  | Cnf | TMC - SAROFIM 8 - HVI ICU |  |  |  |  | 069-49139 | 069-49139 | TMC | Memorial Hermann-Texas Medical Center | TMC - SAROFIM 8 - HVI ICU |  | 1/1/20 |  | 1/1/21 |  |  |  | MODULEMULTIPARAMETER-GE-CARESCAPE PDM
YES | YES |  |  |  | 069-48981 | 069-48981 | GE Medical Systems | CARESCAPE PATIENT DATA MODULE |  |  | TMC - SAROFIM 2 - ADULT PRE OP |  |  |  |  | 069-48981 | 069-48981 | TMC | Memorial Hermann-Texas Medical Center | TMC - SAROFIM 2 - ADULT PRE OP | S2/60 | [6 empty] | MODULEMULTIPARAMETER-GE-CARESCAPE PDM
YES | YES |  |  |  | 069-48990 | 069-48990 | GE Medical Systems | CARESCAPE PATIENT DATA MODULE |  | SPX19350082SA | TMC - SAROFIM 2 - ADULT PRE OP |  |  |  |  | 069-48990 | 069-48990 | TMC | Memorial Hermann-Texas Medical Center | TMC - SAROFIM 2 - ADULT PRE OP |  | 1/1/20 |  | 1/1/21 |  |  |  | MODULEMULTIPARAMETER-GE-CARESCAPE PDM
YES | YES |  |  |  | 069-48998 | 069-48998 | GE Medical Systems | CARESCAPE PATIENT DATA MODULE |  |  | TMC - SAROFIM 2 - ADULT PRE OP |  |  |  |  | 069-48998 | 069-48998 | TMC | Memorial Hermann-Texas Medical Center | TMC - SAROFIM 2 - ADULT PRE OP | S2/62 | [6 empty] | MODULEMULTIPARAMETER-GE-CARESCAPE PDM
YES | YES |  |  |  | 069-49000 | 069-49000 | GE Medical Systems | CARESCAPE PATIENT DATA MODULE |  |  | TMC - SAROFIM 2 - ADULT PRE OP |  |  |  |  | 069-49000 | 069-49000 | TMC | Memorial Hermann-Texas Medical Center | TMC - SAROFIM 2 - ADULT PRE OP | S2/49 | [6 empty] | MODULEMULTIPARAMETER-GE-CARESCAPE PDM
YES | YES |  |  |  | 069-48993 | 069-48993 | GE Medical Systems | CARESCAPE PATIENT DATA MODULE |  | SPX19350495SA | TMC - SAROFIM 2 - ADULT PRE OP |  |  |  |  | 069-48993 | 069-48993 | TMC | Memorial Hermann-Texas Medical Center | TMC - SAROFIM 2 - ADULT PRE OP |  | 1/1/20 |  | 1/1/21 |  |  |  | MODULEMULTIPARAMETER-GE-CARESCAPE PDM
YES | YES |  |  |  | 069-49012 | 069-49012 | GE Medical Systems | CARESCAPE PATIENT DATA MODULE |  |  | TMC - SAROFIM 2 - ADULT PRE OP |  |  |  |  | 069-49012 | 069-49012 | TMC | Memorial Hermann-Texas Medical Center | TMC - SAROFIM 2 - ADULT PRE OP | S2/49 | [6 empty] | MODULEMULTIPARAMETER-GE-CARESCAPE PDM
YES | YES |  |  |  | 069-48983 | 069-48983 | GE Medical Systems | CARESCAPE PATIENT DATA MODULE |  | SPX19350546SA | TMC - SAROFIM 2 - ADULT PRE OP |  |  |  |  | 069-48983 | 069-48983 | TMC | Memorial Hermann-Texas Medical Center | TMC - SAROFIM 2 - ADULT PRE OP |  | 1/1/20 |  | 1/1/21 |  |  |  | MODULEMULTIPARAMETER-GE-CARESCAPE PDM
YES | YES |  |  |  | 069-48978 | 069-48978 | GE Medical Systems | CARESCAPE PATIENT DATA MODULE |  |  | TMC - SAROFIM 2 - ADULT PRE OP |  |  |  |  | 069-48978 | 069-48978 | TMC | Memorial Hermann-Texas Medical Center | TMC - SAROFIM 2 - ADULT PRE OP | S2/45 | [6 empty] | MODULEMULTIPARAMETER-GE-CARESCAPE PDM
YES | YES |  |  |  | 069-49002 | 069-49002 | GE Medical Systems | CARESCAPE PATIENT DATA MODULE |  | SPX19350240SA | TMC - SAROFIM 2 - ADULT PRE OP |  |  |  |  | 069-49002 | 069-49002 | TMC | Memorial Hermann-Texas Medical Center | TMC - SAROFIM 2 - ADULT PRE OP | PACU 3 | 1/1/19 |  | 1/1/20 |  |  |  | MODULEMULTIPARAMETER-GE-CARESCAPE PDM
NO | YES |  |  |  | 069-41303 | 069-41303 | GE Medical Systems | CARESCAPE PATIENT DATA MODULE |  | SA314452535GA | TMC-Sarofim 2-Adult PACU |  |  |  |  | 069-41303 | 069-41303 | TM | MHHS-TMC | TMC-Sarofim 2-Adult PACU | TMC - SAROFIM2 -ADULT PACU | 10/1/19 |  | 10/1/20
YES | YES |  |  |  | 069-48346 | 069-48346 | GE Medical Systems | CARESCAPE PATIENT DATA MODULE |  | SPX19430311SA | TMC - SAROFIM 3 - PACU |  |  |  |  | 069-48346 | 069-48346 | TMC | Memorial Hermann-Texas Medical Center | TMC - SAROFIM 3 - PACU | TMC - SAROFIM 3 -PACU | 1/1/20 |  | 1/1/21 |  |  |  | MODULEMULTIPARAMETER-GE-CARESCAPE PDM
YES | YES |  |  |  | 069-49040 | 069-49040 | GE Medical Systems | CARESCAPE PATIENT DATA MODULE |  |  | TMC - SAROFIM 3 - PACU |  |  |  |  | 069-49040 | 069-49040 | TMC | Memorial Hermann-Texas Medical Center | TMC - SAROFIM 3 - PACU | PACU 18 | [6 empty] | MODULEMULTIPARAMETER-GE-CARESCAPE PDM
YES | YES |  |  |  | 069-49044 | 069-49044 | GE Medical Systems | CARESCAPE PATIENT DATA MODULE |  |  | TMC - SAROFIM 3 - PACU |  |  |  |  | 069-49044 | 069-49044 | TMC | Memorial Hermann-Texas Medical Center | TMC - SAROFIM 3 - PACU | PACU 18 | [6 empty] | MODULEMULTIPARAMETER-GE-CARESCAPE PDM
YES | YES |  |  |  | 069-48683 | 069-48683 | GE Medical Systems | CARESCAPE PATIENT DATA MODULE |  | SPX19430227SA | TMC - PACU - HERMANN (3HP) |  |  |  |  | 069-48683 | 069-48683 | TMC | Memorial Hermann-Texas Medical Center | TMC - PACU - HERMANN (3HP) | PACU 3 | 1/1/20 |  | 1/1/21 |  |  |  | MODULEMULTIPARAMETER-GE-CARESCAPE PDM
YES | YES |  |  |  | 069-49046 | 069-49046 | GE Medical Systems | CARESCAPE PATIENT DATA MODULE |  | SPX19430310SA | Memorial Hermann- Texas Medcal Center- OR |  |  |  |  | 069-49046 | 069-49046 |  | TMC | Memorial Hermann- Texas Medcal Center- OR | PACU 7 | 1/1/20 |  | 1/1/21 |  |  |  | MODULEMULTIPARAMETER-GE-CARESCAPE PDM
YES | YES |  |  |  | 069-48685 | 069-48685 | GE Medical Systems | CARESCAPE PATIENT DATA MODULE |  | SPX19430204SA | TMC - SAROFIM 3 - PACU |  |  |  |  | 069-48685 | 069-48685 | TMC | Memorial Hermann Texas Medical Center | TMC - SAROFIM 3 - PACU | Sarofim PACU 2 | [6 empty] | MODULEMULTIPARAMETER-GE-CARESCAPE PDM
YES | YES |  |  |  | 069-49153 | 069-49153 | GE Medical Systems | CARESCAPE PATIENT DATA MODULE |  | SPX19350277SA | Memorial Hermann- Texas Medcal Center- OR |  |  |  |  | 069-49153 | 069-49153 |  | TMC | Memorial Hermann- Texas Medcal Center- OR | PACU 10 | 1/1/20 |  | 1/1/21 |  |  |  | MODULEMULTIPARAMETER-GE-CARESCAPE PDM
YES | YES |  |  |  | 069-49038 | 069-49038 | GE Medical Systems | CARESCAPE PATIENT DATA MODULE |  |  | TMC - SAROFIM 3 - PACU |  |  |  |  | 069-49038 | 069-49038 | TMC | Memorial Hermann-Texas Medical Center | TMC - SAROFIM 3 - PACU | PACU 14 | [6 empty] | MODULEMULTIPARAMETER-GE-CARESCAPE PDM
YES | YES |  |  |  | 069-45651 | 069-45651 | GE Medical Systems | CARESCAPE PATIENT DATA MODULE |  | SPX19430225SA | TMC - SAROFIM 3 - PACU |  |  |  |  | 069-45651 | 069-45651 | TMC | Memorial Hermann-Texas Medical Center | TMC - SAROFIM 3 - PACU | Pacu 12 | 1/1/20 |  | 1/1/21 |  |  |  | MODULEMULTIPARAMETER-GE-CARESCAPE PDM
YES | YES |  |  |  | 069-45650 | 069-45650 | GE Medical Systems | CARESCAPE PATIENT DATA MODULE |  | SPX19430287SA | TMC - SAROFIM 3 - PACU |  |  |  |  | 069-45650 | 069-45650 | TMC | Memorial Hermann-Texas Medical Center | TMC - SAROFIM 3 - PACU | TMC - SAROFIM 3 - PACU | 1/1/20 |  | 1/1/21 |  |  |  | MODULEMULTIPARAMETER-GE-CARESCAPE PDM
YES | YES |  |  |  | 069-48689 | 069-48689 | GE Medical Systems | CARESCAPE PATIENT DATA MODULE |  |  | TMC - SAROFIM 3 - PACU |  |  |  |  | 069-48689 | 069-48689 | TMC | Memorial Hermann-Texas Medical Center | TMC - SAROFIM 3 - PACU | PACU 19 | [6 empty] | MODULEMULTIPARAMETER-GE-CARESCAPE PDM
YES | YES |  |  |  | 069-48682 | 069-48682 | GE Medical Systems | CARESCAPE PATIENT DATA MODULE |  | SPX19430309SA | TMC - SAROFIM 3 - PACU |  |  |  |  | 069-48682 | 069-48682 | TMC | Memorial Hermann-Texas Medical Center | TMC - SAROFIM 3 - PACU | TMC - SAROFIM 3 - PACU | 1/1/20 |  | 1/1/21 |  |  |  | MODULEMULTIPARAMETER-GE-CARESCAPE PDM
YES | YES |  |  |  | 069-49039 | 069-49039 | GE Medical Systems | CARESCAPE PATIENT DATA MODULE |  | SPX19430319SA | TMC - SAROFIM 3 - PACU |  |  |  |  | 069-49039 | 069-49039 | TMC | Memorial Hermann Texas Medical Center | TMC - SAROFIM 3 - PACU | Sarofim PACU 30 | 1/1/20 | [5 empty] | MODULEMULTIPARAMETER-GE-CARESCAPE PDM
YES | YES |  |  |  | 069-49033 | 069-49033 | GE Medical Systems | CARESCAPE PATIENT DATA MODULE |  | SPX19430295SA | TMC - SAROFIM 3 - PACU |  |  |  |  | 069-49033 | 069-49033 | TMC | Memorial Hermann-Texas Medical Center | TMC - SAROFIM 3 - PACU | PACU 21 | 1/1/20 |  | 1/1/21 |  |  |  | MODULEMULTIPARAMETER-GE-CARESCAPE PDM
YES | YES |  |  |  | 069-48856 | 069-48856 | GE Medical Systems | CARESCAPE PATIENT DATA MODULE |  | SPX19430110SA | Memorial Hermann- Texas Medical Center- OR- PACU |  |  |  |  | 069-48856 | 069-48856 |  | TMC | Memorial Hermann- Texas Medical Center- OR- PACU | PACU 41 | 1/1/20 |  | 1/1/21 |  |  |  | MODULEMULTIPARAMETER-GE-CARESCAPE PDM
YES | YES |  |  |  | 069-48684 | 069-48684 | GE Medical Systems | CARESCAPE PATIENT DATA MODULE |  |  | TMC - SAROFIM 3 - PACU |  |  |  |  | 069-48684 | 069-48684 | TMC | Memorial Hermann-Texas Medical Center | TMC - SAROFIM 3 - PACU | PRE-OP 40 | [6 empty] | MODULEMULTIPARAMETER-GE-CARESCAPE PDM
YES | YES |  |  |  | 069-49154 | 069-49154 | GE Medical Systems | CARESCAPE PATIENT DATA MODULE |  |  | TMC - SAROFIM 3 - PACU |  |  |  |  | 069-49154 | 069-49154 | TMC | Memorial Hermann-Texas Medical Center | TMC - SAROFIM 3 - PACU | PRE-OP 36 | [6 empty] | MODULEMULTIPARAMETER-GE-CARESCAPE PDM
YES | YES |  |  |  | 099-09895 | 099-09895 | GE Medical Systems | CARESCAPE PATIENT DATA MODULE |  | SPX19470133SA | TMC - SAROFIM 3 - OR |  |  |  |  | 099-09895 | 099-09895 | TMC | Memorial Hermann-Texas Medical Center | TMC - SAROFIM 3 - OR | TMC -SAROFIM 3 - OR |  |  |  | New no PM |  |  | MODULEMULTIPARAMETER-GE-CARESCAPE PDM
NO | YES |  |  |  | 005-10379 | 005-10379 | GE Medical Systems | CARESCAPE PATIENT DATA MODULE |  | SA311122095GR | SE-L |  |  |  |  | 005-10379 | 005-10379 |  | Memorial Hermann- SE- L | SE-L | NICU | 2/1/20 |  | 2/1/21
NO | YES |  |  |  | 005-10381 | 005-10381 | GE Medical Systems | CARESCAPE PATIENT DATA MODULE |  | SA311184683GR | SE-L |  |  |  |  | 005-10381 | 005-10381 |  | Memorial Hermann- SE- L | SE-L | NICU | 2/1/20 |  | 2/1/21
YES | YES |  |  |  | 069-49077 | 069-49077 | GE Medical Systems | CARESCAPE PATIENT DATA MODULE |  | SPX19430281SA | BioMed |  |  |  |  | 069-49077 | 069-49077 | TMC | Memorial Hermann-Texas Medical Center | BioMed | S3 BioMed Storage | 1/1/20 |  | 1/1/21 |  |  |  | MODULEMULTIPARAMETER-GE-CARESCAPE PDM
YES | YES |  |  |  | 069-49079 | 069-49079 | GE Medical Systems | CARESCAPE PATIENT DATA MODULE |  | SPX19430155SA | BioMed |  |  |  |  | 069-49079 | 069-49079 | TMC | Memorial Hermann-Texas Medical Center | BioMed | S3 BioMed Storage | [6 empty] | MODULEMULTIPARAMETER-GE-CARESCAPE PDM
YES | YES |  |  |  | 069-49074 | 069-49074 | GE Medical Systems | CARESCAPE PATIENT DATA MODULE |  | SPX19430244SA | BioMed |  |  |  |  | 069-49074 | 069-49074 | TMC | Memorial Hermann-Texas Medical Center | BioMed | S3 BioMed Storage | [6 empty] | MODULEMULTIPARAMETER-GE-CARESCAPE PDM
YES | YES |  |  |  | 069-49073 | 069-49073 | GE Medical Systems | CARESCAPE PATIENT DATA MODULE |  | SPX19430315SA | BioMed |  |  |  |  | 069-49073 | 069-49073 | TMC | Memorial Hermann-Texas Medical Center | BioMed | S3 BioMed Storage | [6 empty] | MODULEMULTIPARAMETER-GE-CARESCAPE PDM
YES | YES |  |  |  | 069-49078 | 069-49078 | GE Medical Systems | CARESCAPE PATIENT DATA MODULE |  | SPX19430297SA | BioMed |  |  |  |  | 069-49078 | 069-49078 | TMC | Memorial Hermann-Texas Medical Center | BioMed | S3 BioMed Storage | [6 empty] | MODULEMULTIPARAMETER-GE-CARESCAPE PDM
YES | YES |  |  |  | 069-49075 | 069-49075 | GE Medical Systems | CARESCAPE PATIENT DATA MODULE |  | SPX19430177SA | BioMed |  |  |  |  | 069-49075 | 069-49075 | TMC | Memorial Hermann-Texas Medical Center | BioMed | S3 BioMed Storage | [6 empty] | MODULEMULTIPARAMETER-GE-CARESCAPE PDM
YES | YES |  |  |  | 069-49076 | 069-49076 | GE Medical Systems | CARESCAPE PATIENT DATA MODULE |  | SPX19430236SA | BioMed |  |  |  |  | 069-49076 | 069-49076 | TMC | Memorial Hermann-Texas Medical Center | BioMed | S3 BioMed Storage | [6 empty] | MODULEMULTIPARAMETER-GE-CARESCAPE PDM
YES | YES |  |  |  | 069-49072 | 069-49072 | GE Medical Systems | CARESCAPE PATIENT DATA MODULE |  | SPX19430106SA | BioMed |  |  |  |  | 069-49072 | 069-49072 | TMC | Memorial Hermann-Texas Medical Center | BioMed | S3 BioMed Storage | [6 empty] | MODULEMULTIPARAMETER-GE-CARESCAPE PDM
YES | YES |  |  |  | 069-49023 | 069-49023 | GE Medical Systems | CARESCAPE PATIENT DATA MODULE |  | SPX19420538SA | BioMed |  |  |  |  | 069-49023 | 069-49023 | TMC | Memorial Hermann-Texas Medical Center | BioMed | S3 BioMed Storage | [6 empty] | MODULEMULTIPARAMETER-GE-CARESCAPE PDM
YES | YES |  |  |  | 069-49022 | 069-49022 | GE Medical Systems | CARESCAPE PATIENT DATA MODULE |  | SPX19430042SA | BioMed |  |  |  |  | 069-49022 | 069-49022 | TMC | Memorial Hermann-Texas Medical Center | BioMed | S3 BioMed Storage | [6 empty] | MODULEMULTIPARAMETER-GE-CARESCAPE PDM
YES | YES |  |  |  | 069-49021 | 069-49021 | GE Medical Systems | CARESCAPE PATIENT DATA MODULE |  | SPX19430040SA | BioMed |  |  |  |  | 069-49021 | 069-49021 | TMC | Memorial Hermann-Texas Medical Center | BioMed | S3 BioMed Storage | [6 empty] | MODULEMULTIPARAMETER-GE-CARESCAPE PDM
NO | NO |  |  |  | 151-03317 |  | GE Medical Systems | CARESCAPE PATIENT DATA MODULE |  | SA317060371SA | CY - CARDIAC CATH LAB | MHHS-Cypress |  | Module, Multi-Parameter |  | 151-03317 |  | Northwest & Cypress |  | CY - CARDIAC CATH LAB | [5 empty] | PHYSIOLOGIC MONITOR MODULES, MULTIPARAMETER |  | MODULEMULTIPARAMETER-GE-CARESCAPE PDM | MODULEMULTIPARAMETER | CARESCAPE PDM |  |  |  | GE | Module, Multi-Parameter |  | MODULEMULTIPARAMETER-GE-CARESCAPE PDM |  |  |  |  | Covered PM Repair - Biomedical | MHHS-Cypress
NO | NO |  |  |  | SA308176231GA |  | GE Medical Systems | CARESCAPE PATIENT DATA MODULE |  | SA308176231GA | CY - Pacific Medical Temporary Philips Loaners | MHHS-Cypress |  | Module, Multi-Parameter |  | SA308176231GA |  | Northwest & Cypress |  | CY - Pacific Medical Temporary Philips Loaners | [5 empty] | PHYSIOLOGIC MONITOR MODULES, MULTIPARAMETER |  | MODULEMULTIPARAMETER-GE-CARESCAPE PDM | MODULEMULTIPARAMETER | CARESCAPE PDM |  |  |  | GE | Module, Multi-Parameter |  | MODULEMULTIPARAMETER-GE-CARESCAPE PDM |  |  |  |  | Covered PM Repair - Biomedical | MHHS-Cypress
NO | NO |  |  |  | SA310382545GA |  | GE Medical Systems | CARESCAPE PATIENT DATA MODULE |  | SA310382545GA | CY - Pacific Medical Temporary Philips Loaners | MHHS-Cypress |  | Module, Multi-Parameter |  | SA310382545GA |  | Northwest & Cypress |  | CY - Pacific Medical Temporary Philips Loaners | [5 empty] | PHYSIOLOGIC MONITOR MODULES, MULTIPARAMETER |  | MODULEMULTIPARAMETER-GE-CARESCAPE PDM | MODULEMULTIPARAMETER | CARESCAPE PDM |  |  |  | GE | Module, Multi-Parameter |  | MODULEMULTIPARAMETER-GE-CARESCAPE PDM |  |  |  |  | Covered PM Repair - Biomedical | MHHS-Cypress
NO | NO |  |  |  | 133-09911 |  | GE Medical Systems | CARESCAPE PATIENT DATA MODULE |  | SA316420574SA | KATY - CATH LAB | MHHS-Katy |  | Module, Multi-Parameter |  | 133-09911 |  | Katy |  | KATY - CATH LAB | [5 empty] | PHYSIOLOGIC MONITOR MODULES, MULTIPARAMETER |  | MODULEMULTIPARAMETER-GE-CARESCAPE PDM | MODULEMULTIPARAMETER | CARESCAPE PDM |  |  |  | GE | Module, Multi-Parameter |  | MODULEMULTIPARAMETER-GE-CARESCAPE PDM |  |  |  |  | Covered PM Repair - Biomedical | MHHS-Katy
NO | NO |  |  |  | 041-23577 |  | GE Medical Systems | CARESCAPE PATIENT DATA MODULE |  |  | MEMORIAL CITY - CATH LAB | MHHS-Mem City |  | Module, Multi-Parameter |  | 041-23577 |  | West & Memorial City |  | MEMORIAL CITY - CATH LAB | [5 empty] | PHYSIOLOGIC MONITOR MODULES, MULTIPARAMETER |  | MODULEMULTIPARAMETER-GE-CARESCAPE PDM | MODULEMULTIPARAMETER | CARESCAPE PDM |  |  |  | GE | Module, Multi-Parameter |  | MODULEMULTIPARAMETER-GE-CARESCAPE PDM |  |  |  |  | Clinical Miscellaneous | MHHS-Mem City
NO | NO | [5 empty] | GE Medical Systems | CARESCAPE PATIENT DATA MODULE |  | SA315493442SA | NE - CLINICAL DECISION UNIT | MHHS-Northeast |  | Module, Multi-Parameter |  |  |  | Katy |  | NE - CLINICAL DECISION UNIT | [5 empty] | PHYSIOLOGIC MONITOR MODULES, MULTIPARAMETER |  | MODULEMULTIPARAMETER-GE-CARESCAPE PDM | MODULEMULTIPARAMETER | CARESCAPE PDM |  |  |  | GE | Module, Multi-Parameter |  | MODULEMULTIPARAMETER-GE-CARESCAPE PDM |  |  |  |  | Not Covered Vendor Only - Lab Ana/Anes | MHHS-Northeast
NO | NO | [5 empty] | GE Medical Systems | CARESCAPE PATIENT DATA MODULE |  | SK415491152HA | NE - CLINICAL DECISION UNIT | MHHS-Northeast |  | Module, Multi-Parameter |  |  |  | Katy |  | NE - CLINICAL DECISION UNIT | [5 empty] | PHYSIOLOGIC MONITOR MODULES, MULTIPARAMETER |  | MODULEMULTIPARAMETER-GE-CARESCAPE PDM | MODULEMULTIPARAMETER | CARESCAPE PDM |  |  |  | GE | Module, Multi-Parameter |  | MODULEMULTIPARAMETER-GE-CARESCAPE PDM |  |  |  |  | Not Covered Vendor Only - Lab Ana/Anes | MHHS-Northeast
NO | NO | [5 empty] | GE Medical Systems | CARESCAPE PATIENT DATA MODULE |  | SA315493453SA | NE - CLINICAL DECISION UNIT | MHHS-Northeast |  | Module, Multi-Parameter |  |  |  | Katy |  | NE - CLINICAL DECISION UNIT | [5 empty] | PHYSIOLOGIC MONITOR MODULES, MULTIPARAMETER |  | MODULEMULTIPARAMETER-GE-CARESCAPE PDM | MODULEMULTIPARAMETER | CARESCAPE PDM |  |  |  | GE | Module, Multi-Parameter |  | MODULEMULTIPARAMETER-GE-CARESCAPE PDM |  |  |  |  | Covered PM Repair - Biomedical | MHHS-Northeast
NO | NO | [5 empty] | GE Medical Systems | CARESCAPE PATIENT DATA MODULE |  | SA315493438SA | NE - CLINICAL DECISION UNIT | MHHS-Northeast |  | Module, Multi-Parameter |  |  |  | Katy |  | NE - CLINICAL DECISION UNIT | [5 empty] | PHYSIOLOGIC MONITOR MODULES, MULTIPARAMETER |  | MODULEMULTIPARAMETER-GE-CARESCAPE PDM | MODULEMULTIPARAMETER | CARESCAPE PDM |  |  |  | GE | Module, Multi-Parameter |  | MODULEMULTIPARAMETER-GE-CARESCAPE PDM |  |  |  |  | Clinical Miscellaneous | MHHS-Northeast
NO | NO |  |  |  | 142-06993 |  | GE Medical Systems | CARESCAPE PATIENT DATA MODULE |  | SA316490648GR | NE - ENDOSCOPY | MHHS-Northeast |  | Module, Multi-Parameter |  | 142-06993 |  | Katy |  | NE - ENDOSCOPY | [5 empty] | PHYSIOLOGIC MONITOR MODULES, MULTIPARAMETER |  | MODULEMULTIPARAMETER-GE-CARESCAPE PDM | MODULEMULTIPARAMETER | CARESCAPE PDM |  |  |  | GE | Module, Multi-Parameter |  | MODULEMULTIPARAMETER-GE-CARESCAPE PDM |  |  |  |  | Covered PM Repair - Biomedical | MHHS-Northeast
NO | NO |  |  |  | 142-06994 |  | GE Medical Systems | CARESCAPE PATIENT DATA MODULE |  | SA309497284GR | NE - ENDOSCOPY | MHHS-Northeast |  | Module, Multi-Parameter |  | 142-06994 |  | Katy |  | NE - ENDOSCOPY | [5 empty] | PHYSIOLOGIC MONITOR MODULES, MULTIPARAMETER |  | MODULEMULTIPARAMETER-GE-CARESCAPE PDM | MODULEMULTIPARAMETER | CARESCAPE PDM |  |  |  | GE | Module, Multi-Parameter |  | MODULEMULTIPARAMETER-GE-CARESCAPE PDM |  |  |  |  | Covered PM Repair - Biomedical | MHHS-Northeast
NO | NO |  |  |  | 142-06997 |  | GE Medical Systems | CARESCAPE PATIENT DATA MODULE |  | SA310475477GR | NE - ENDOSCOPY | MHHS-Northeast |  | Module, Multi-Parameter |  | 142-06997 |  | Katy |  | NE - ENDOSCOPY | [5 empty] | PHYSIOLOGIC MONITOR MODULES, MULTIPARAMETER |  | MODULEMULTIPARAMETER-GE-CARESCAPE PDM | MODULEMULTIPARAMETER | CARESCAPE PDM |  |  |  | GE | Module, Multi-Parameter |  | MODULEMULTIPARAMETER-GE-CARESCAPE PDM |  |  |  |  | Covered PM Repair - Biomedical | MHHS-Northeast
NO | NO |  |  |  | 142-03552 |  | GE Medical Systems | CARESCAPE PATIENT DATA MODULE |  | SA312378039GR | NE - ER | MHHS-Northeast |  | Module, Multi-Parameter |  | 142-03552 |  | Katy |  | NE - ER | [5 empty] | PHYSIOLOGIC MONITOR MODULES, MULTIPARAMETER |  | MODULEMULTIPARAMETER-GE-CARESCAPE PDM | MODULEMULTIPARAMETER | CARESCAPE PDM |  |  |  | GE | Module, Multi-Parameter |  | MODULEMULTIPARAMETER-GE-CARESCAPE PDM |  |  |  |  | Covered PM Repair - Biomedical | MHHS-Northeast
NO | NO |  |  |  | 142-06294 |  | GE Medical Systems | CARESCAPE PATIENT DATA MODULE |  | SA315133687GA | NE - ICU | MHHS-Northeast |  | Module, Multi-Parameter |  | 142-06294 |  | Katy |  | NE - ICU | [5 empty] | PHYSIOLOGIC MONITOR MODULES, MULTIPARAMETER |  | MODULEMULTIPARAMETER-GE-CARESCAPE PDM | MODULEMULTIPARAMETER | CARESCAPE PDM |  |  |  | GE | Module, Multi-Parameter |  | MODULEMULTIPARAMETER-GE-CARESCAPE PDM |  |  |  |  | Covered PM Repair - Biomedical | MHHS-Northeast
NO | NO |  |  |  | 142-08092 |  | GE Medical Systems | CARESCAPE PATIENT DATA MODULE |  | SA318440106SA | NE - IMU1 | MHHS-Northeast |  | Module, Multi-Parameter |  | 142-08092 |  | Katy |  | NE - IMU1 | [5 empty] | PHYSIOLOGIC MONITOR MODULES, MULTIPARAMETER |  | MODULEMULTIPARAMETER-GE-CARESCAPE PDM | MODULEMULTIPARAMETER | CARESCAPE PDM |  |  |  | GE | Module, Multi-Parameter |  | MODULEMULTIPARAMETER-GE-CARESCAPE PDM |  |  |  |  | Covered PM Repair - Biomedical | MHHS-Northeast
NO | NO |  |  |  | 142-08093 |  | GE Medical Systems | CARESCAPE PATIENT DATA MODULE |  | SA318440150SA | NE - IMU1 | MHHS-Northeast |  | Module, Multi-Parameter |  | 142-08093 |  | Katy |  | NE - IMU1 | [5 empty] | PHYSIOLOGIC MONITOR MODULES, MULTIPARAMETER |  | MODULEMULTIPARAMETER-GE-CARESCAPE PDM | MODULEMULTIPARAMETER | CARESCAPE PDM |  |  |  | GE | Module, Multi-Parameter |  | MODULEMULTIPARAMETER-GE-CARESCAPE PDM |  |  |  |  | Covered PM Repair - Biomedical | MHHS-Northeast
NO | NO |  |  |  | 142-08094 |  | GE Medical Systems | CARESCAPE PATIENT DATA MODULE |  | SA318440048SA | NE - IMU1 | MHHS-Northeast |  | Module, Multi-Parameter |  | 142-08094 |  | Katy |  | NE - IMU1 | [5 empty] | PHYSIOLOGIC MONITOR MODULES, MULTIPARAMETER |  | MODULEMULTIPARAMETER-GE-CARESCAPE PDM | MODULEMULTIPARAMETER | CARESCAPE PDM |  |  |  | GE | Module, Multi-Parameter |  | MODULEMULTIPARAMETER-GE-CARESCAPE PDM |  |  |  |  | Covered PM Repair - Biomedical | MHHS-Northeast
NO | NO |  |  |  | 142-06346 |  | GE Medical Systems | CARESCAPE PATIENT DATA MODULE |  | SA315122943GA | NE - NICU | MHHS-Northeast |  | Module, Multi-Parameter |  | 142-06346 |  | Katy |  | NE - NICU | [5 empty] | PHYSIOLOGIC MONITOR MODULES, MULTIPARAMETER |  | MODULEMULTIPARAMETER-GE-CARESCAPE PDM | MODULEMULTIPARAMETER | CARESCAPE PDM |  |  |  | GE | Module, Multi-Parameter |  | MODULEMULTIPARAMETER-GE-CARESCAPE PDM |  |  |  |  | Covered PM Repair - Biomedical | MHHS-Northeast
NO | NO |  |  |  | 142-06347 |  | GE Medical Systems | CARESCAPE PATIENT DATA MODULE |  | SA315123018GA | NE - NICU | MHHS-Northeast |  | Module, Multi-Parameter |  | 142-06347 |  | Katy |  | NE - NICU | [5 empty] | PHYSIOLOGIC MONITOR MODULES, MULTIPARAMETER |  | MODULEMULTIPARAMETER-GE-CARESCAPE PDM | MODULEMULTIPARAMETER | CARESCAPE PDM |  |  |  | GE | Module, Multi-Parameter |  | MODULEMULTIPARAMETER-GE-CARESCAPE PDM |  |  |  |  | Covered PM Repair - Biomedical | MHHS-Northeast
NO | NO |  |  |  | 142-06352 |  | GE Medical Systems | CARESCAPE PATIENT DATA MODULE |  | SA315123012GA | NE - NICU | MHHS-Northeast |  | Module, Multi-Parameter |  | 142-06352 |  | Katy |  | NE - NICU | [5 empty] | PHYSIOLOGIC MONITOR MODULES, MULTIPARAMETER |  | MODULEMULTIPARAMETER-GE-CARESCAPE PDM | MODULEMULTIPARAMETER | CARESCAPE PDM |  |  |  | GE | Module, Multi-Parameter |  | MODULEMULTIPARAMETER-GE-CARESCAPE PDM |  |  |  |  | Covered PM Repair - Biomedical | MHHS-Northeast
NO | NO |  |  |  | 142-07209 |  | GE Medical Systems | CARESCAPE PATIENT DATA MODULE |  | SA318220676SA | NE - NICU | MHHS-Northeast |  | Module, Multi-Parameter |  | 142-07209 |  | Katy |  | NE - NICU | [5 empty] | PHYSIOLOGIC MONITOR MODULES, MULTIPARAMETER |  | MODULEMULTIPARAMETER-GE-CARESCAPE PDM | MODULEMULTIPARAMETER | CARESCAPE PDM |  |  |  | GE | Module, Multi-Parameter |  | MODULEMULTIPARAMETER-GE-CARESCAPE PDM |  |  |  |  | Covered PM Repair - Biomedical | MHHS-Northeast
NO | NO | [5 empty] | GE Medical Systems | CARESCAPE PATIENT DATA MODULE |  | SA315420330SA | NE - OR HOLDING | MHHS-Northeast |  | Module, Multi-Parameter |  |  |  | Katy |  | NE - OR HOLDING | [5 empty] | PHYSIOLOGIC MONITOR MODULES, MULTIPARAMETER |  | MODULEMULTIPARAMETER-GE-CARESCAPE PDM | MODULEMULTIPARAMETER | CARESCAPE PDM |  |  |  | GE | Module, Multi-Parameter |  | MODULEMULTIPARAMETER-GE-CARESCAPE PDM |  |  |  |  | Covered PM Repair - Biomedical | MHHS-Northeast
NO | NO |  |  |  | 142-08363 |  | GE Medical Systems | CARESCAPE PATIENT DATA MODULE |  | SPX19390176SA | NE - RADIOLOGY | MHHS-Northeast |  | Module, Multi-Parameter |  | 142-08363 |  | Katy |  | NE - RADIOLOGY | [5 empty] | PHYSIOLOGIC MONITOR MODULES, MULTIPARAMETER |  | MODULEMULTIPARAMETER-GE-CARESCAPE PDM | MODULEMULTIPARAMETER | CARESCAPE PDM |  |  |  | GE | Module, Multi-Parameter |  | MODULEMULTIPARAMETER-GE-CARESCAPE PDM |  |  |  |  | Covered PM Repair - Biomedical | MHHS-Northeast
NO | NO |  |  |  | 013-36922 |  | GE Medical Systems | CARESCAPE PATIENT DATA MODULE |  | SA315344809GA | SW - RADIOLOGY | MHHS-Southwest |  | Module, Multi-Parameter |  | 013-36922 |  | Southwest |  | SW - RADIOLOGY | [5 empty] | PHYSIOLOGIC MONITOR MODULES, MULTIPARAMETER |  | MODULEMULTIPARAMETER-GE-CARESCAPE PDM | MODULEMULTIPARAMETER | CARESCAPE PDM |  |  |  | GE | Module, Multi-Parameter |  | MODULEMULTIPARAMETER-GE-CARESCAPE PDM |  |  |  |  | Covered PM Repair - Biomedical | MHHS-Southwest
NO | NO |  |  |  | 013-36923 |  | GE Medical Systems | CARESCAPE PATIENT DATA MODULE |  | SA315219168ga | SW - RADIOLOGY | MHHS-Southwest |  | Module, Multi-Parameter |  | 013-36923 |  | Southwest |  | SW - RADIOLOGY | [5 empty] | PHYSIOLOGIC MONITOR MODULES, MULTIPARAMETER |  | MODULEMULTIPARAMETER-GE-CARESCAPE PDM | MODULEMULTIPARAMETER | CARESCAPE PDM |  |  |  | GE | Module, Multi-Parameter |  | MODULEMULTIPARAMETER-GE-CARESCAPE PDM |  |  |  |  | Covered PM Repair - Biomedical | MHHS-Southwest
NO | NO |  |  |  | 013-36924 |  | GE Medical Systems | CARESCAPE PATIENT DATA MODULE |  | SA315208847GA | SW - RADIOLOGY | MHHS-Southwest |  | Module, Multi-Parameter |  | 013-36924 |  | Southwest |  | SW - RADIOLOGY | [5 empty] | PHYSIOLOGIC MONITOR MODULES, MULTIPARAMETER |  | MODULEMULTIPARAMETER-GE-CARESCAPE PDM | MODULEMULTIPARAMETER | CARESCAPE PDM |  |  |  | GE | Module, Multi-Parameter |  | MODULEMULTIPARAMETER-GE-CARESCAPE PDM |  |  |  |  | Covered PM Repair - Biomedical | MHHS-Southwest
NO | NO |  |  |  | 013-36925 |  | GE Medical Systems | CARESCAPE PATIENT DATA MODULE |  | SA315344980GA | SW - RADIOLOGY | MHHS-Southwest |  | Module, Multi-Parameter |  | 013-36925 |  | Southwest |  | SW - RADIOLOGY | [5 empty] | PHYSIOLOGIC MONITOR MODULES, MULTIPARAMETER |  | MODULEMULTIPARAMETER-GE-CARESCAPE PDM | MODULEMULTIPARAMETER | CARESCAPE PDM |  |  |  | GE | Module, Multi-Parameter |  | MODULEMULTIPARAMETER-GE-CARESCAPE PDM |  |  |  |  | Covered PM Repair - Biomedical | MHHS-Southwest
NO | NO |  |  |  | 013-36926 |  | GE Medical Systems | CARESCAPE PATIENT DATA MODULE |  | SA315345009GA | SW - RADIOLOGY | MHHS-Southwest |  | Module, Multi-Parameter |  | 013-36926 |  | Southwest |  | SW - RADIOLOGY | [5 empty] | PHYSIOLOGIC MONITOR MODULES, MULTIPARAMETER |  | MODULEMULTIPARAMETER-GE-CARESCAPE PDM | MODULEMULTIPARAMETER | CARESCAPE PDM |  |  |  | GE | Module, Multi-Parameter |  | MODULEMULTIPARAMETER-GE-CARESCAPE PDM |  |  |  |  | Not Covered Vendor Only - Biomedical | MHHS-Southwest
NO | NO |  |  |  | 013-36927 |  | GE Medical Systems | CARESCAPE PATIENT DATA MODULE |  | SA315344996GA | SW - RADIOLOGY | MHHS-Southwest |  | Module, Multi-Parameter |  | 013-36927 |  | Southwest |  | SW - RADIOLOGY | [5 empty] | PHYSIOLOGIC MONITOR MODULES, MULTIPARAMETER |  | MODULEMULTIPARAMETER-GE-CARESCAPE PDM | MODULEMULTIPARAMETER | CARESCAPE PDM |  |  |  | GE | Module, Multi-Parameter |  | MODULEMULTIPARAMETER-GE-CARESCAPE PDM |  |  |  |  | Not Covered Vendor Only - Biomedical | MHHS-Southwest
NO | NO |  |  |  | 074-04716 |  | GE Medical Systems | CARESCAPE PATIENT DATA MODULE |  | SA3163504765A | TMC - CATH LAB - ADULT (2HVI) | MHHS-TMC |  | Module, Multi-Parameter |  | 074-04716 |  | TMC |  | TMC - CATH LAB - ADULT (2HVI) | [5 empty] | PHYSIOLOGIC MONITOR MODULES, MULTIPARAMETER |  | MODULEMULTIPARAMETER-GE-CARESCAPE PDM | MODULEMULTIPARAMETER | CARESCAPE PDM |  |  |  | GE | Module, Multi-Parameter |  | MODULEMULTIPARAMETER-GE-CARESCAPE PDM |  |  |  |  | Covered PM Repair - Biomedical | MHHS-TMC
NO | NO |  |  |  | 074-05810 |  | GE Medical Systems | CARESCAPE PATIENT DATA MODULE |  | SPX18500601SA | TMC - CATH LAB - ADULT (2HVI) | MHHS-TMC |  | Module, Multi-Parameter |  | 074-05810 |  | TMC |  | TMC - CATH LAB - ADULT (2HVI) | [5 empty] | PHYSIOLOGIC MONITOR MODULES, MULTIPARAMETER |  | MODULEMULTIPARAMETER-GE-CARESCAPE PDM | MODULEMULTIPARAMETER | CARESCAPE PDM |  |  |  | GE | Module, Multi-Parameter |  | MODULEMULTIPARAMETER-GE-CARESCAPE PDM |  |  |  |  | Covered PM Repair - Biomedical | MHHS-TMC
NO | NO |  |  |  | 069-44169 |  | GE Medical Systems | CARESCAPE PATIENT DATA MODULE |  | SPX19170167SA | TMC - CATH LAB - HOLDING (2HVI) | MHHS-TMC |  | Module, Multi-Parameter |  | 069-44169 |  | TMC |  | TMC - CATH LAB - HOLDING (2HVI) | [5 empty] | PHYSIOLOGIC MONITOR MODULES, MULTIPARAMETER |  | MODULEMULTIPARAMETER-GE-CARESCAPE PDM | MODULEMULTIPARAMETER | CARESCAPE PDM |  |  |  | GE | Module, Multi-Parameter |  | MODULEMULTIPARAMETER-GE-CARESCAPE PDM |  |  |  |  | Covered PM Repair - Biomedical | MHHS-TMC
NO | NO |  |  |  | 069-44172 |  | GE Medical Systems | CARESCAPE PATIENT DATA MODULE |  | SPX19320552SA | TMC - CATH LAB - HOLDING (2HVI) | MHHS-TMC |  | Module, Multi-Parameter |  | 069-44172 |  | TMC |  | TMC - CATH LAB - HOLDING (2HVI) | [5 empty] | PHYSIOLOGIC MONITOR MODULES, MULTIPARAMETER |  | MODULEMULTIPARAMETER-GE-CARESCAPE PDM | MODULEMULTIPARAMETER | CARESCAPE PDM |  |  |  | GE | Module, Multi-Parameter |  | MODULEMULTIPARAMETER-GE-CARESCAPE PDM |  |  |  |  | Covered PM Repair - Biomedical | MHHS-TMC
NO | NO |  |  |  | 074-06562 |  | GE Medical Systems | CARESCAPE PATIENT DATA MODULE |  | SPX19060384SA | TMC - CATH LAB - HOLDING (2HVI) | MHHS-TMC |  | Module, Multi-Parameter |  | 074-06562 |  | TMC |  | TMC - CATH LAB - HOLDING (2HVI) | [5 empty] | PHYSIOLOGIC MONITOR MODULES, MULTIPARAMETER |  | MODULEMULTIPARAMETER-GE-CARESCAPE PDM | MODULEMULTIPARAMETER | CARESCAPE PDM |  |  |  | GE | Module, Multi-Parameter |  | MODULEMULTIPARAMETER-GE-CARESCAPE PDM |  |  |  |  | Covered PM Repair - Biomedical | MHHS-TMC
NO | NO |  |  |  | 074-06564 |  | GE Medical Systems | CARESCAPE PATIENT DATA MODULE |  | SPX19330040SA | TMC - CATH LAB - HOLDING (2HVI) | MHHS-TMC |  | Module, Multi-Parameter |  | 074-06564 |  | TMC |  | TMC - CATH LAB - HOLDING (2HVI) | [5 empty] | PHYSIOLOGIC MONITOR MODULES, MULTIPARAMETER |  | MODULEMULTIPARAMETER-GE-CARESCAPE PDM | MODULEMULTIPARAMETER | CARESCAPE PDM |  |  |  | GE | Module, Multi-Parameter |  | MODULEMULTIPARAMETER-GE-CARESCAPE PDM |  |  |  |  | Covered PM Repair - Biomedical | MHHS-TMC
NO | NO |  |  |  | 074-06566 |  | GE Medical Systems | CARESCAPE PATIENT DATA MODULE |  | SPX19300302SA | TMC - CATH LAB - HOLDING (2HVI) | MHHS-TMC |  | Module, Multi-Parameter |  | 074-06566 |  | TMC |  | TMC - CATH LAB - HOLDING (2HVI) | [5 empty] | PHYSIOLOGIC MONITOR MODULES, MULTIPARAMETER |  | MODULEMULTIPARAMETER-GE-CARESCAPE PDM | MODULEMULTIPARAMETER | CARESCAPE PDM |  |  |  | GE | Module, Multi-Parameter |  | MODULEMULTIPARAMETER-GE-CARESCAPE PDM |  |  |  |  | Covered PM Repair - Radiology, High End | MHHS-TMC
NO | NO |  |  |  | 074-06570 |  | GE Medical Systems | CARESCAPE PATIENT DATA MODULE |  | SPX19320256SA | TMC - CATH LAB - HOLDING (2HVI) | MHHS-TMC |  | Module, Multi-Parameter |  | 074-06570 |  | TMC |  | TMC - CATH LAB - HOLDING (2HVI) | [5 empty] | PHYSIOLOGIC MONITOR MODULES, MULTIPARAMETER |  | MODULEMULTIPARAMETER-GE-CARESCAPE PDM | MODULEMULTIPARAMETER | CARESCAPE PDM |  |  |  | GE | Module, Multi-Parameter |  | MODULEMULTIPARAMETER-GE-CARESCAPE PDM |  |  |  |  | Covered PM Repair - Biomedical | MHHS-TMC
NO | NO |  |  |  | 074-06572 |  | GE Medical Systems | CARESCAPE PATIENT DATA MODULE |  | SPX19210066SA | TMC - CATH LAB - HOLDING (2HVI) | MHHS-TMC |  | Module, Multi-Parameter |  | 074-06572 |  | TMC |  | TMC - CATH LAB - HOLDING (2HVI) | [5 empty] | PHYSIOLOGIC MONITOR MODULES, MULTIPARAMETER |  | MODULEMULTIPARAMETER-GE-CARESCAPE PDM | MODULEMULTIPARAMETER | CARESCAPE PDM |  |  |  | GE | Module, Multi-Parameter |  | MODULEMULTIPARAMETER-GE-CARESCAPE PDM |  |  |  |  | Covered PM Repair - Radiology, Low End | MHHS-TMC
NO | NO |  |  |  | 074-06574 |  | GE Medical Systems | CARESCAPE PATIENT DATA MODULE |  | SPX19200831SA | TMC - CATH LAB - HOLDING (2HVI) | MHHS-TMC |  | Module, Multi-Parameter |  | 074-06574 |  | TMC |  | TMC - CATH LAB - HOLDING (2HVI) | [5 empty] | PHYSIOLOGIC MONITOR MODULES, MULTIPARAMETER |  | MODULEMULTIPARAMETER-GE-CARESCAPE PDM | MODULEMULTIPARAMETER | CARESCAPE PDM |  |  |  | GE | Module, Multi-Parameter |  | MODULEMULTIPARAMETER-GE-CARESCAPE PDM |  |  |  |  | Not Covered Vendor Only - Biomedical | MHHS-TMC
NO | NO |  |  |  | 074-06575 |  | GE Medical Systems | CARESCAPE PATIENT DATA MODULE |  | SPX19210197SA | TMC - CATH LAB - HOLDING (2HVI) | MHHS-TMC |  | Module, Multi-Parameter |  | 074-06575 |  | TMC |  | TMC - CATH LAB - HOLDING (2HVI) | [5 empty] | PHYSIOLOGIC MONITOR MODULES, MULTIPARAMETER |  | MODULEMULTIPARAMETER-GE-CARESCAPE PDM | MODULEMULTIPARAMETER | CARESCAPE PDM |  |  |  | GE | Module, Multi-Parameter |  | MODULEMULTIPARAMETER-GE-CARESCAPE PDM |  |  |  |  | Not Covered Vendor Only - Biomedical | MHHS-TMC
NO | NO |  |  |  | 074-06577 |  | GE Medical Systems | CARESCAPE PATIENT DATA MODULE |  | SPX19170170SA | TMC - CATH LAB - HOLDING (2HVI) | MHHS-TMC |  | Module, Multi-Parameter |  | 074-06577 |  | TMC |  | TMC - CATH LAB - HOLDING (2HVI) | [5 empty] | PHYSIOLOGIC MONITOR MODULES, MULTIPARAMETER |  | MODULEMULTIPARAMETER-GE-CARESCAPE PDM | MODULEMULTIPARAMETER | CARESCAPE PDM |  |  |  | GE | Module, Multi-Parameter |  | MODULEMULTIPARAMETER-GE-CARESCAPE PDM |  |  |  |  | Not Covered Vendor Only - Biomedical | MHHS-TMC
NO | NO |  |  |  | 074-06581 |  | GE Medical Systems | CARESCAPE PATIENT DATA MODULE |  | SPX19200566SA | TMC - CATH LAB - HOLDING (2HVI) | MHHS-TMC |  | Module, Multi-Parameter |  | 074-06581 |  | TMC |  | TMC - CATH LAB - HOLDING (2HVI) | [5 empty] | PHYSIOLOGIC MONITOR MODULES, MULTIPARAMETER |  | MODULEMULTIPARAMETER-GE-CARESCAPE PDM | MODULEMULTIPARAMETER | CARESCAPE PDM |  |  |  | GE | Module, Multi-Parameter |  | MODULEMULTIPARAMETER-GE-CARESCAPE PDM |  |  |  |  | Not Covered Vendor Only - Biomedical | MHHS-TMC
NO | NO |  |  |  | 074-06585 |  | GE Medical Systems | CARESCAPE PATIENT DATA MODULE |  | SPX19210189SA | TMC - CATH LAB - HOLDING (2HVI) | MHHS-TMC |  | Module, Multi-Parameter |  | 074-06585 |  | TMC |  | TMC - CATH LAB - HOLDING (2HVI) | [5 empty] | PHYSIOLOGIC MONITOR MODULES, MULTIPARAMETER |  | MODULEMULTIPARAMETER-GE-CARESCAPE PDM | MODULEMULTIPARAMETER | CARESCAPE PDM |  |  |  | GE | Module, Multi-Parameter |  | MODULEMULTIPARAMETER-GE-CARESCAPE PDM |  |  |  |  | Covered PM Repair - Biomedical | MHHS-TMC
NO | NO |  |  |  | 074-06587 |  | GE Medical Systems | CARESCAPE PATIENT DATA MODULE |  | SPX19330119SA | TMC - CATH LAB - HOLDING (2HVI) | MHHS-TMC |  | Module, Multi-Parameter |  | 074-06587 |  | TMC |  | TMC - CATH LAB - HOLDING (2HVI) | [5 empty] | PHYSIOLOGIC MONITOR MODULES, MULTIPARAMETER |  | MODULEMULTIPARAMETER-GE-CARESCAPE PDM | MODULEMULTIPARAMETER | CARESCAPE PDM |  |  |  | GE | Module, Multi-Parameter |  | MODULEMULTIPARAMETER-GE-CARESCAPE PDM |  |  |  |  | Covered PM Repair - Biomedical | MHHS-TMC
NO | NO |  |  |  | 074-06589 |  | GE Medical Systems | CARESCAPE PATIENT DATA MODULE |  | SPX19310478SA | TMC - CATH LAB - HOLDING (2HVI) | MHHS-TMC |  | Module, Multi-Parameter |  | 074-06589 |  | TMC |  | TMC - CATH LAB - HOLDING (2HVI) | [5 empty] | PHYSIOLOGIC MONITOR MODULES, MULTIPARAMETER |  | MODULEMULTIPARAMETER-GE-CARESCAPE PDM | MODULEMULTIPARAMETER | CARESCAPE PDM |  |  |  | GE | Module, Multi-Parameter |  | MODULEMULTIPARAMETER-GE-CARESCAPE PDM |  |  |  |  | Covered PM Repair - Biomedical | MHHS-TMC
NO | NO |  |  |  | 074-06591 |  | GE Medical Systems | CARESCAPE PATIENT DATA MODULE |  | SPX19210198SA | TMC - CATH LAB - HOLDING (2HVI) | MHHS-TMC |  | Module, Multi-Parameter |  | 074-06591 |  | TMC |  | TMC - CATH LAB - HOLDING (2HVI) | [5 empty] | PHYSIOLOGIC MONITOR MODULES, MULTIPARAMETER |  | MODULEMULTIPARAMETER-GE-CARESCAPE PDM | MODULEMULTIPARAMETER | CARESCAPE PDM |  |  |  | GE | Module, Multi-Parameter |  | MODULEMULTIPARAMETER-GE-CARESCAPE PDM |  |  |  |  | Covered PM Repair - Biomedical | MHHS-TMC
NO | NO |  |  |  | 074-06593 |  | GE Medical Systems | CARESCAPE PATIENT DATA MODULE |  | SPX19240316SA | TMC - CATH LAB - HOLDING (2HVI) | MHHS-TMC |  | Module, Multi-Parameter |  | 074-06593 |  | TMC |  | TMC - CATH LAB - HOLDING (2HVI) | [5 empty] | PHYSIOLOGIC MONITOR MODULES, MULTIPARAMETER |  | MODULEMULTIPARAMETER-GE-CARESCAPE PDM | MODULEMULTIPARAMETER | CARESCAPE PDM |  |  |  | GE | Module, Multi-Parameter |  | MODULEMULTIPARAMETER-GE-CARESCAPE PDM |  |  |  |  | Covered PM Repair - Biomedical | MHHS-TMC
NO | NO |  |  |  | 074-06595 |  | GE Medical Systems | CARESCAPE PATIENT DATA MODULE |  | SPX19240277SA | TMC - CATH LAB - HOLDING (2HVI) | MHHS-TMC |  | Module, Multi-Parameter |  | 074-06595 |  | TMC |  | TMC - CATH LAB - HOLDING (2HVI) | [5 empty] | PHYSIOLOGIC MONITOR MODULES, MULTIPARAMETER |  | MODULEMULTIPARAMETER-GE-CARESCAPE PDM | MODULEMULTIPARAMETER | CARESCAPE PDM |  |  |  | GE | Module, Multi-Parameter |  | MODULEMULTIPARAMETER-GE-CARESCAPE PDM |  |  |  |  | Covered PM Repair - Biomedical | MHHS-TMC
NO | NO |  |  |  | 074-06597 |  | GE Medical Systems | CARESCAPE PATIENT DATA MODULE |  | SPX19320068SA | TMC - CATH LAB - HOLDING (2HVI) | MHHS-TMC |  | Module, Multi-Parameter |  | 074-06597 |  | TMC |  | TMC - CATH LAB - HOLDING (2HVI) | [5 empty] | PHYSIOLOGIC MONITOR MODULES, MULTIPARAMETER |  | MODULEMULTIPARAMETER-GE-CARESCAPE PDM | MODULEMULTIPARAMETER | CARESCAPE PDM |  |  |  | GE | Module, Multi-Parameter |  | MODULEMULTIPARAMETER-GE-CARESCAPE PDM |  |  |  |  | Covered PM Repair - Biomedical | MHHS-TMC
NO | NO |  |  |  | 074-04679 |  | GE Medical Systems | CARESCAPE PATIENT DATA MODULE |  | SA314107705GA | TMC - CENTRAL MONITORING - HVI (3HVI) | MHHS-TMC |  | Module, Multi-Parameter |  | 074-04679 |  | TMC |  | TMC - CENTRAL MONITORING - HVI (3HVI) | [5 empty] | PHYSIOLOGIC MONITOR MODULES, MULTIPARAMETER |  | MODULEMULTIPARAMETER-GE-CARESCAPE PDM | MODULEMULTIPARAMETER | CARESCAPE PDM |  |  |  | GE | Module, Multi-Parameter |  | MODULEMULTIPARAMETER-GE-CARESCAPE PDM |  |  |  |  | Covered PM Repair - Biomedical | MHHS-TMC
NO | NO |  |  |  | 069-35627 |  | GE Medical Systems | CARESCAPE PATIENT DATA MODULE |  | SA314368748GA | TMC - CHILDRENS - L&D (5HP) | MHHS-TMC |  | Module, Multi-Parameter |  | 069-35627 |  | TMC |  | TMC - CHILDRENS - L&D (5HP) | [5 empty] | PHYSIOLOGIC MONITOR MODULES, MULTIPARAMETER |  | MODULEMULTIPARAMETER-GE-CARESCAPE PDM | MODULEMULTIPARAMETER | CARESCAPE PDM |  |  |  | GE | Module, Multi-Parameter |  | MODULEMULTIPARAMETER-GE-CARESCAPE PDM |  |  |  |  | Covered PM Repair - Biomedical | MHHS-TMC
NO | NO |  |  |  | 069-35630 |  | GE Medical Systems | CARESCAPE PATIENT DATA MODULE |  | SA314368693GA | TMC - CHILDRENS - L&D (5HP) | MHHS-TMC |  | Module, Multi-Parameter |  | 069-35630 |  | TMC |  | TMC - CHILDRENS - L&D (5HP) | [5 empty] | PHYSIOLOGIC MONITOR MODULES, MULTIPARAMETER |  | MODULEMULTIPARAMETER-GE-CARESCAPE PDM | MODULEMULTIPARAMETER | CARESCAPE PDM |  |  |  | GE | Module, Multi-Parameter |  | MODULEMULTIPARAMETER-GE-CARESCAPE PDM |  |  |  |  | Covered PM Repair - Biomedical | MHHS-TMC
NO | NO |  |  |  | 077-08378 |  | GE Medical Systems | CARESCAPE PATIENT DATA MODULE |  | SA309193278GR | TMC - CHILDRENS - NICU (7HP) | MHHS-TMC |  | Module, Multi-Parameter |  | 077-08378 |  | TMC |  | TMC - CHILDRENS - NICU (7HP) | [5 empty] | PHYSIOLOGIC MONITOR MODULES, MULTIPARAMETER |  | MODULEMULTIPARAMETER-GE-CARESCAPE PDM | MODULEMULTIPARAMETER | CARESCAPE PDM |  |  |  | GE | Module, Multi-Parameter |  | MODULEMULTIPARAMETER-GE-CARESCAPE PDM |  |  |  |  | Clinical Miscellaneous | MHHS-TMC
NO | NO |  |  |  | 077-08382 |  | GE Medical Systems | CARESCAPE PATIENT DATA MODULE |  | SA312284249GR | TMC - CHILDRENS - NICU (7HP) | MHHS-TMC |  | Module, Multi-Parameter |  | 077-08382 |  | TMC |  | TMC - CHILDRENS - NICU (7HP) | [5 empty] | PHYSIOLOGIC MONITOR MODULES, MULTIPARAMETER |  | MODULEMULTIPARAMETER-GE-CARESCAPE PDM | MODULEMULTIPARAMETER | CARESCAPE PDM |  |  |  | GE | Module, Multi-Parameter |  | MODULEMULTIPARAMETER-GE-CARESCAPE PDM |  |  |  |  | Covered PM Repair - Biomedical | MHHS-TMC
NO | NO |  |  |  | 077-08387 |  | GE Medical Systems | CARESCAPE PATIENT DATA MODULE |  | SA313105856GR | TMC - CHILDRENS - NICU (7HP) | MHHS-TMC |  | Module, Multi-Parameter |  | 077-08387 |  | TMC |  | TMC - CHILDRENS - NICU (7HP) | [5 empty] | PHYSIOLOGIC MONITOR MODULES, MULTIPARAMETER |  | MODULEMULTIPARAMETER-GE-CARESCAPE PDM | MODULEMULTIPARAMETER | CARESCAPE PDM |  |  |  | GE | Module, Multi-Parameter |  | MODULEMULTIPARAMETER-GE-CARESCAPE PDM |  |  |  |  | Covered PM Repair - Biomedical | MHHS-TMC
NO | NO |  |  |  | 077-08427 |  | GE Medical Systems | CARESCAPE PATIENT DATA MODULE |  | SA309415926GR | TMC - CHILDRENS - NICU (7HP) | MHHS-TMC |  | Module, Multi-Parameter |  | 077-08427 |  | TMC |  | TMC - CHILDRENS - NICU (7HP) | [5 empty] | PHYSIOLOGIC MONITOR MODULES, MULTIPARAMETER |  | MODULEMULTIPARAMETER-GE-CARESCAPE PDM | MODULEMULTIPARAMETER | CARESCAPE PDM |  |  |  | GE | Module, Multi-Parameter |  | MODULEMULTIPARAMETER-GE-CARESCAPE PDM |  |  |  |  | Covered PM Repair - Biomedical | MHHS-TMC
NO | NO |  |  |  | 077-08436 |  | GE Medical Systems | CARESCAPE PATIENT DATA MODULE |  | SA309416017GR | TMC - CHILDRENS - NICU (7HP) | MHHS-TMC |  | Module, Multi-Parameter |  | 077-08436 |  | TMC |  | TMC - CHILDRENS - NICU (7HP) | [5 empty] | PHYSIOLOGIC MONITOR MODULES, MULTIPARAMETER |  | MODULEMULTIPARAMETER-GE-CARESCAPE PDM | MODULEMULTIPARAMETER | CARESCAPE PDM |  |  |  | GE | Module, Multi-Parameter |  | MODULEMULTIPARAMETER-GE-CARESCAPE PDM |  |  |  |  | Covered PM Repair - Biomedical | MHHS-TMC
NO | NO |  |  |  | 077-08438 |  | GE Medical Systems | CARESCAPE PATIENT DATA MODULE |  | SA314222917GR | TMC - CHILDRENS - NICU (7HP) | MHHS-TMC |  | Module, Multi-Parameter |  | 077-08438 |  | TMC |  | TMC - CHILDRENS - NICU (7HP) | [5 empty] | PHYSIOLOGIC MONITOR MODULES, MULTIPARAMETER |  | MODULEMULTIPARAMETER-GE-CARESCAPE PDM | MODULEMULTIPARAMETER | CARESCAPE PDM |  |  |  | GE | Module, Multi-Parameter |  | MODULEMULTIPARAMETER-GE-CARESCAPE PDM |  |  |  |  | Covered PM Repair - Biomedical | MHHS-TMC
NO | NO |  |  |  | 077-08461 |  | GE Medical Systems | CARESCAPE PATIENT DATA MODULE |  | SA310260311GR | TMC - CHILDRENS - NICU (7HP) | MHHS-TMC |  | Module, Multi-Parameter |  | 077-08461 |  | TMC |  | TMC - CHILDRENS - NICU (7HP) | [5 empty] | PHYSIOLOGIC MONITOR MODULES, MULTIPARAMETER |  | MODULEMULTIPARAMETER-GE-CARESCAPE PDM | MODULEMULTIPARAMETER | CARESCAPE PDM |  |  |  | GE | Module, Multi-Parameter |  | MODULEMULTIPARAMETER-GE-CARESCAPE PDM |  |  |  |  | Covered PM Repair - Biomedical | MHHS-TMC
NO | NO |  |  |  | 077-08529 |  | GE Medical Systems | CARESCAPE PATIENT DATA MODULE |  | SA313378255GR | TMC - CHILDRENS - NICU (7HP) | MHHS-TMC |  | Module, Multi-Parameter |  | 077-08529 |  | TMC |  | TMC - CHILDRENS - NICU (7HP) | [5 empty] | PHYSIOLOGIC MONITOR MODULES, MULTIPARAMETER |  | MODULEMULTIPARAMETER-GE-CARESCAPE PDM | MODULEMULTIPARAMETER | CARESCAPE PDM |  |  |  | GE | Module, Multi-Parameter |  | MODULEMULTIPARAMETER-GE-CARESCAPE PDM |  |  |  |  | Covered PM Repair - Biomedical | MHHS-TMC
NO | NO |  |  |  | 077-08576 |  | GE Medical Systems | CARESCAPE PATIENT DATA MODULE |  | SA315079270GA | TMC - CHILDRENS - NICU (7HP) | MHHS-TMC |  | Module, Multi-Parameter |  | 077-08576 |  | TMC |  | TMC - CHILDRENS - NICU (7HP) | [5 empty] | PHYSIOLOGIC MONITOR MODULES, MULTIPARAMETER |  | MODULEMULTIPARAMETER-GE-CARESCAPE PDM | MODULEMULTIPARAMETER | CARESCAPE PDM |  |  |  | GE | Module, Multi-Parameter |  | MODULEMULTIPARAMETER-GE-CARESCAPE PDM |  |  |  |  | Covered PM Repair - Biomedical | MHHS-TMC
NO | NO |  |  |  | 077-08580 |  | GE Medical Systems | CARESCAPE PATIENT DATA MODULE |  | SA315079244GA | TMC - CHILDRENS - NICU (7HP) | MHHS-TMC |  | Module, Multi-Parameter |  | 077-08580 |  | TMC |  | TMC - CHILDRENS - NICU (7HP) | [5 empty] | PHYSIOLOGIC MONITOR MODULES, MULTIPARAMETER |  | MODULEMULTIPARAMETER-GE-CARESCAPE PDM | MODULEMULTIPARAMETER | CARESCAPE PDM |  |  |  | GE | Module, Multi-Parameter |  | MODULEMULTIPARAMETER-GE-CARESCAPE PDM |  |  |  |  | Covered PM Repair - Biomedical | MHHS-TMC
NO | NO |  |  |  | 077-08582 |  | GE Medical Systems | CARESCAPE PATIENT DATA MODULE |  | SA315079234GA | TMC - CHILDRENS - NICU (7HP) | MHHS-TMC |  | Module, Multi-Parameter |  | 077-08582 |  | TMC |  | TMC - CHILDRENS - NICU (7HP) | [5 empty] | PHYSIOLOGIC MONITOR MODULES, MULTIPARAMETER |  | MODULEMULTIPARAMETER-GE-CARESCAPE PDM | MODULEMULTIPARAMETER | CARESCAPE PDM |  |  |  | GE | Module, Multi-Parameter |  | MODULEMULTIPARAMETER-GE-CARESCAPE PDM |  |  |  |  | Covered PM Repair - Biomedical | MHHS-TMC
NO | NO |  |  |  | 077-08646 |  | GE Medical Systems | CARESCAPE PATIENT DATA MODULE |  | SA309153092GR | TMC - CHILDRENS - NICU (7HP) | MHHS-TMC |  | Module, Multi-Parameter |  | 077-08646 |  | TMC |  | TMC - CHILDRENS - NICU (7HP) | [5 empty] | PHYSIOLOGIC MONITOR MODULES, MULTIPARAMETER |  | MODULEMULTIPARAMETER-GE-CARESCAPE PDM | MODULEMULTIPARAMETER | CARESCAPE PDM |  |  |  | GE | Module, Multi-Parameter |  | MODULEMULTIPARAMETER-GE-CARESCAPE PDM |  |  |  |  | Covered PM Repair - Biomedical | MHHS-TMC
NO | NO |  |  |  | 077-08659 |  | GE Medical Systems | CARESCAPE PATIENT DATA MODULE |  | SA311266922GR | TMC - CHILDRENS - NICU (7HP) | MHHS-TMC |  | Module, Multi-Parameter |  | 077-08659 |  | TMC |  | TMC - CHILDRENS - NICU (7HP) | [5 empty] | PHYSIOLOGIC MONITOR MODULES, MULTIPARAMETER |  | MODULEMULTIPARAMETER-GE-CARESCAPE PDM | MODULEMULTIPARAMETER | CARESCAPE PDM |  |  |  | GE | Module, Multi-Parameter |  | MODULEMULTIPARAMETER-GE-CARESCAPE PDM |  |  |  |  | Covered PM Repair - Biomedical | MHHS-TMC
NO | NO |  |  |  | 077-08679 |  | GE Medical Systems | CARESCAPE PATIENT DATA MODULE |  | SA315112623GA | TMC - CHILDRENS - NICU (7HP) | MHHS-TMC |  | Module, Multi-Parameter |  | 077-08679 |  | TMC |  | TMC - CHILDRENS - NICU (7HP) | [5 empty] | PHYSIOLOGIC MONITOR MODULES, MULTIPARAMETER |  | MODULEMULTIPARAMETER-GE-CARESCAPE PDM | MODULEMULTIPARAMETER | CARESCAPE PDM |  |  |  | GE | Module, Multi-Parameter |  | MODULEMULTIPARAMETER-GE-CARESCAPE PDM |  |  |  |  | Covered PM Repair - Biomedical | MHHS-TMC
NO | NO |  |  |  | 077-08682 |  | GE Medical Systems | CARESCAPE PATIENT DATA MODULE |  | SA315112609GA | TMC - CHILDRENS - NICU (7HP) | MHHS-TMC |  | Module, Multi-Parameter |  | 077-08682 |  | TMC |  | TMC - CHILDRENS - NICU (7HP) | [5 empty] | PHYSIOLOGIC MONITOR MODULES, MULTIPARAMETER |  | MODULEMULTIPARAMETER-GE-CARESCAPE PDM | MODULEMULTIPARAMETER | CARESCAPE PDM |  |  |  | GE | Module, Multi-Parameter |  | MODULEMULTIPARAMETER-GE-CARESCAPE PDM |  |  |  |  | Not Covered Vendor Only - Biomedical | MHHS-TMC
NO | NO |  |  |  | 077-08683 |  | GE Medical Systems | CARESCAPE PATIENT DATA MODULE |  | SA315112693GA | TMC - CHILDRENS - NICU (7HP) | MHHS-TMC |  | Module, Multi-Parameter |  | 077-08683 |  | TMC |  | TMC - CHILDRENS - NICU (7HP) | [5 empty] | PHYSIOLOGIC MONITOR MODULES, MULTIPARAMETER |  | MODULEMULTIPARAMETER-GE-CARESCAPE PDM | MODULEMULTIPARAMETER | CARESCAPE PDM |  |  |  | GE | Module, Multi-Parameter |  | MODULEMULTIPARAMETER-GE-CARESCAPE PDM |  |  |  |  | Covered PM Repair - Biomedical | MHHS-TMC
NO | NO |  |  |  | 077-08730 |  | GE Medical Systems | CARESCAPE PATIENT DATA MODULE |  | SA315079290GA | TMC - CHILDRENS - NICU (7HP) | MHHS-TMC |  | Module, Multi-Parameter |  | 077-08730 |  | TMC |  | TMC - CHILDRENS - NICU (7HP) | [5 empty] | PHYSIOLOGIC MONITOR MODULES, MULTIPARAMETER |  | MODULEMULTIPARAMETER-GE-CARESCAPE PDM | MODULEMULTIPARAMETER | CARESCAPE PDM |  |  |  | GE | Module, Multi-Parameter |  | MODULEMULTIPARAMETER-GE-CARESCAPE PDM |  |  |  |  | Covered PM Repair - Biomedical | MHHS-TMC
NO | NO |  |  |  | 077-08734 |  | GE Medical Systems | CARESCAPE PATIENT DATA MODULE |  | SA315079374GA | TMC - CHILDRENS - NICU (7HP) | MHHS-TMC |  | Module, Multi-Parameter |  | 077-08734 |  | TMC |  | TMC - CHILDRENS - NICU (7HP) | [5 empty] | PHYSIOLOGIC MONITOR MODULES, MULTIPARAMETER |  | MODULEMULTIPARAMETER-GE-CARESCAPE PDM | MODULEMULTIPARAMETER | CARESCAPE PDM |  |  |  | GE | Module, Multi-Parameter |  | MODULEMULTIPARAMETER-GE-CARESCAPE PDM |  |  |  |  | Covered PM Repair - Biomedical | MHHS-TMC
NO | NO |  |  |  | 077-08771 |  | GE Medical Systems | CARESCAPE PATIENT DATA MODULE |  | SA315112599GA | TMC - CHILDRENS - NICU (7HP) | MHHS-TMC |  | Module, Multi-Parameter |  | 077-08771 |  | TMC |  | TMC - CHILDRENS - NICU (7HP) | [5 empty] | PHYSIOLOGIC MONITOR MODULES, MULTIPARAMETER |  | MODULEMULTIPARAMETER-GE-CARESCAPE PDM | MODULEMULTIPARAMETER | CARESCAPE PDM |  |  |  | GE | Module, Multi-Parameter |  | MODULEMULTIPARAMETER-GE-CARESCAPE PDM |  |  |  |  | Covered PM Repair - Biomedical | MHHS-TMC
NO | NO |  |  |  | 077-08805 |  | GE Medical Systems | CARESCAPE PATIENT DATA MODULE |  | SA315112601GA | TMC - CHILDRENS - NICU (7HP) | MHHS-TMC |  | Module, Multi-Parameter |  | 077-08805 |  | TMC |  | TMC - CHILDRENS - NICU (7HP) | [5 empty] | PHYSIOLOGIC MONITOR MODULES, MULTIPARAMETER |  | MODULEMULTIPARAMETER-GE-CARESCAPE PDM | MODULEMULTIPARAMETER | CARESCAPE PDM |  |  |  | GE | Module, Multi-Parameter |  | MODULEMULTIPARAMETER-GE-CARESCAPE PDM |  |  |  |  | Covered PM Repair - Biomedical | MHHS-TMC
NO | NO |  |  |  | 077-08808 |  | GE Medical Systems | CARESCAPE PATIENT DATA MODULE |  | SA315112660GA | TMC - CHILDRENS - NICU (7HP) | MHHS-TMC |  | Module, Multi-Parameter |  | 077-08808 |  | TMC |  | TMC - CHILDRENS - NICU (7HP) | [5 empty] | PHYSIOLOGIC MONITOR MODULES, MULTIPARAMETER |  | MODULEMULTIPARAMETER-GE-CARESCAPE PDM | MODULEMULTIPARAMETER | CARESCAPE PDM |  |  |  | GE | Module, Multi-Parameter |  | MODULEMULTIPARAMETER-GE-CARESCAPE PDM |  |  |  |  | Covered PM Repair - Biomedical | MHHS-TMC
NO | NO |  |  |  | 077-08830 |  | GE Medical Systems | CARESCAPE PATIENT DATA MODULE |  | SA312397237GR | TMC - CHILDRENS - NICU (7HP) | MHHS-TMC |  | Module, Multi-Parameter |  | 077-08830 |  | TMC |  | TMC - CHILDRENS - NICU (7HP) | [5 empty] | PHYSIOLOGIC MONITOR MODULES, MULTIPARAMETER |  | MODULEMULTIPARAMETER-GE-CARESCAPE PDM | MODULEMULTIPARAMETER | CARESCAPE PDM |  |  |  | GE | Module, Multi-Parameter |  | MODULEMULTIPARAMETER-GE-CARESCAPE PDM |  |  |  |  | Covered PM Repair - Biomedical | MHHS-TMC
NO | NO |  |  |  | 077-08833 |  | GE Medical Systems | CARESCAPE PATIENT DATA MODULE |  | SA309042180GR | TMC - CHILDRENS - NICU (7HP) | MHHS-TMC |  | Module, Multi-Parameter |  | 077-08833 |  | TMC |  | TMC - CHILDRENS - NICU (7HP) | [5 empty] | PHYSIOLOGIC MONITOR MODULES, MULTIPARAMETER |  | MODULEMULTIPARAMETER-GE-CARESCAPE PDM | MODULEMULTIPARAMETER | CARESCAPE PDM |  |  |  | GE | Module, Multi-Parameter |  | MODULEMULTIPARAMETER-GE-CARESCAPE PDM |  |  |  |  | Covered PM Repair - Biomedical | MHHS-TMC
NO | NO |  |  |  | 077-08863 |  | GE Medical Systems | CARESCAPE PATIENT DATA MODULE |  | SA315112528GA | TMC - CHILDRENS - NICU (7HP) | MHHS-TMC |  | Module, Multi-Parameter |  | 077-08863 |  | TMC |  | TMC - CHILDRENS - NICU (7HP) | [5 empty] | PHYSIOLOGIC MONITOR MODULES, MULTIPARAMETER |  | MODULEMULTIPARAMETER-GE-CARESCAPE PDM | MODULEMULTIPARAMETER | CARESCAPE PDM |  |  |  | GE | Module, Multi-Parameter |  | MODULEMULTIPARAMETER-GE-CARESCAPE PDM |  |  |  |  | Covered PM Repair - Biomedical | MHHS-TMC
NO | NO |  |  |  | 077-08866 |  | GE Medical Systems | CARESCAPE PATIENT DATA MODULE |  | SA315112689GA | TMC - CHILDRENS - NICU (7HP) | MHHS-TMC |  | Module, Multi-Parameter |  | 077-08866 |  | TMC |  | TMC - CHILDRENS - NICU (7HP) | [5 empty] | PHYSIOLOGIC MONITOR MODULES, MULTIPARAMETER |  | MODULEMULTIPARAMETER-GE-CARESCAPE PDM | MODULEMULTIPARAMETER | CARESCAPE PDM |  |  |  | GE | Module, Multi-Parameter |  | MODULEMULTIPARAMETER-GE-CARESCAPE PDM |  |  |  |  | Covered PM Repair - Biomedical | MHHS-TMC
NO | NO |  |  |  | 077-08886 |  | GE Medical Systems | CARESCAPE PATIENT DATA MODULE |  | SA315112526GA | TMC - CHILDRENS - NICU (7HP) | MHHS-TMC |  | Module, Multi-Parameter |  | 077-08886 |  | TMC |  | TMC - CHILDRENS - NICU (7HP) | [5 empty] | PHYSIOLOGIC MONITOR MODULES, MULTIPARAMETER |  | MODULEMULTIPARAMETER-GE-CARESCAPE PDM | MODULEMULTIPARAMETER | CARESCAPE PDM |  |  |  | GE | Module, Multi-Parameter |  | MODULEMULTIPARAMETER-GE-CARESCAPE PDM |  |  |  |  | Covered PM Repair - Biomedical | MHHS-TMC
NO | NO |  |  |  | 077-08887 |  | GE Medical Systems | CARESCAPE PATIENT DATA MODULE |  | SA315112511GA | TMC - CHILDRENS - NICU (7HP) | MHHS-TMC |  | Module, Multi-Parameter |  | 077-08887 |  | TMC |  | TMC - CHILDRENS - NICU (7HP) | [5 empty] | PHYSIOLOGIC MONITOR MODULES, MULTIPARAMETER |  | MODULEMULTIPARAMETER-GE-CARESCAPE PDM | MODULEMULTIPARAMETER | CARESCAPE PDM |  |  |  | GE | Module, Multi-Parameter |  | MODULEMULTIPARAMETER-GE-CARESCAPE PDM |  |  |  |  | Covered PM Repair - Biomedical | MHHS-TMC
NO | NO |  |  |  | 077-08774 |  | GE Medical Systems | CARESCAPE PATIENT DATA MODULE |  | SA315112615GA | TMC - CHILDRENS - NICU/SCU (8HP) | MHHS-TMC |  | Module, Multi-Parameter |  | 077-08774 |  | TMC |  | TMC - CHILDRENS - NICU/SCU (8HP) | [5 empty] | PHYSIOLOGIC MONITOR MODULES, MULTIPARAMETER |  | MODULEMULTIPARAMETER-GE-CARESCAPE PDM | MODULEMULTIPARAMETER | CARESCAPE PDM |  |  |  | GE | Module, Multi-Parameter |  | MODULEMULTIPARAMETER-GE-CARESCAPE PDM |  |  |  |  | Covered PM Repair - Biomedical | MHHS-TMC
NO | NO |  |  |  | 069-41160 |  | GE Medical Systems | CARESCAPE PATIENT DATA MODULE |  | SA311142742GR | TMC - CULLEN - GENERAL MEDICINE (3C) | MHHS-TMC |  | Module, Multi-Parameter |  | 069-41160 |  | TMC |  | TMC - CULLEN - GENERAL MEDICINE (3C) | [5 empty] | PHYSIOLOGIC MONITOR MODULES, MULTIPARAMETER |  | MODULEMULTIPARAMETER-GE-CARESCAPE PDM | MODULEMULTIPARAMETER | CARESCAPE PDM |  |  |  | GE | Module, Multi-Parameter |  | MODULEMULTIPARAMETER-GE-CARESCAPE PDM |  |  |  |  | Covered PM Repair - Biomedical | MHHS-TMC
NO | NO |  |  |  | 069-41165 |  | GE Medical Systems | CARESCAPE PATIENT DATA MODULE |  | SA312111596GR | TMC - CULLEN - GENERAL MEDICINE (3C) | MHHS-TMC |  | Module, Multi-Parameter |  | 069-41165 |  | TMC |  | TMC - CULLEN - GENERAL MEDICINE (3C) | [5 empty] | PHYSIOLOGIC MONITOR MODULES, MULTIPARAMETER |  | MODULEMULTIPARAMETER-GE-CARESCAPE PDM | MODULEMULTIPARAMETER | CARESCAPE PDM |  |  |  | GE | Module, Multi-Parameter |  | MODULEMULTIPARAMETER-GE-CARESCAPE PDM |  |  |  |  | Covered PM Repair - Biomedical | MHHS-TMC
NO | NO |  |  |  | 069-36969 |  | GE Medical Systems | CARESCAPE PATIENT DATA MODULE |  | SA309528013GR | TMC - CULLEN - MICU (2C) | MHHS-TMC |  | Module, Multi-Parameter |  | 069-36969 |  | TMC |  | TMC - CULLEN - MICU (2C) | [5 empty] | PHYSIOLOGIC MONITOR MODULES, MULTIPARAMETER |  | MODULEMULTIPARAMETER-GE-CARESCAPE PDM | MODULEMULTIPARAMETER | CARESCAPE PDM |  |  |  | GE | Module, Multi-Parameter |  | MODULEMULTIPARAMETER-GE-CARESCAPE PDM |  |  |  |  | Covered PM Repair - Biomedical | MHHS-TMC
NO | NO |  |  |  | 069-36971 |  | GE Medical Systems | CARESCAPE PATIENT DATA MODULE |  | SA311122072GR | TMC - CULLEN - MICU (2C) | MHHS-TMC |  | Module, Multi-Parameter |  | 069-36971 |  | TMC |  | TMC - CULLEN - MICU (2C) | [5 empty] | PHYSIOLOGIC MONITOR MODULES, MULTIPARAMETER |  | MODULEMULTIPARAMETER-GE-CARESCAPE PDM | MODULEMULTIPARAMETER | CARESCAPE PDM |  |  |  | GE | Module, Multi-Parameter |  | MODULEMULTIPARAMETER-GE-CARESCAPE PDM |  |  |  |  | Covered PM Repair - Biomedical | MHHS-TMC
NO | NO |  |  |  | 069-36973 |  | GE Medical Systems | CARESCAPE PATIENT DATA MODULE |  | SA311142696GR | TMC - CULLEN - MICU (2C) | MHHS-TMC |  | Module, Multi-Parameter |  | 069-36973 |  | TMC |  | TMC - CULLEN - MICU (2C) | [5 empty] | PHYSIOLOGIC MONITOR MODULES, MULTIPARAMETER |  | MODULEMULTIPARAMETER-GE-CARESCAPE PDM | MODULEMULTIPARAMETER | CARESCAPE PDM |  |  |  | GE | Module, Multi-Parameter |  | MODULEMULTIPARAMETER-GE-CARESCAPE PDM |  |  |  |  | Covered PM Repair - Biomedical | MHHS-TMC
NO | NO |  |  |  | 069-36980 |  | GE Medical Systems | CARESCAPE PATIENT DATA MODULE |  | SA311297390GR | TMC - CULLEN - MICU (2C) | MHHS-TMC |  | Module, Multi-Parameter |  | 069-36980 |  | TMC |  | TMC - CULLEN - MICU (2C) | [5 empty] | PHYSIOLOGIC MONITOR MODULES, MULTIPARAMETER |  | MODULEMULTIPARAMETER-GE-CARESCAPE PDM | MODULEMULTIPARAMETER | CARESCAPE PDM |  |  |  | GE | Module, Multi-Parameter |  | MODULEMULTIPARAMETER-GE-CARESCAPE PDM |  |  |  |  | Not Covered Vendor Only - Biomedical | MHHS-TMC
NO | NO |  |  |  | 069-36988 |  | GE Medical Systems | CARESCAPE PATIENT DATA MODULE |  | SA311468438GR | TMC - CULLEN - MICU (2C) | MHHS-TMC |  | Module, Multi-Parameter |  | 069-36988 |  | TMC |  | TMC - CULLEN - MICU (2C) | [5 empty] | PHYSIOLOGIC MONITOR MODULES, MULTIPARAMETER |  | MODULEMULTIPARAMETER-GE-CARESCAPE PDM | MODULEMULTIPARAMETER | CARESCAPE PDM |  |  |  | GE | Module, Multi-Parameter |  | MODULEMULTIPARAMETER-GE-CARESCAPE PDM |  |  |  |  | Not Covered Vendor Only - Biomedical | MHHS-TMC
NO | NO |  |  |  | 069-38937 |  | GE Medical Systems | CARESCAPE PATIENT DATA MODULE |  | SA313377953GA | TMC - CULLEN - MICU (2C) | MHHS-TMC |  | Module, Multi-Parameter |  | 069-38937 |  | TMC |  | TMC - CULLEN - MICU (2C) | [5 empty] | PHYSIOLOGIC MONITOR MODULES, MULTIPARAMETER |  | MODULEMULTIPARAMETER-GE-CARESCAPE PDM | MODULEMULTIPARAMETER | CARESCAPE PDM |  |  |  | GE | Module, Multi-Parameter |  | MODULEMULTIPARAMETER-GE-CARESCAPE PDM |  |  |  |  | Not Covered Vendor Only - Biomedical | MHHS-TMC
NO | NO |  |  |  | 069-39112 |  | GE Medical Systems | CARESCAPE PATIENT DATA MODULE |  | SA310048592GR | TMC - CULLEN - MICU (2C) | MHHS-TMC |  | Module, Multi-Parameter |  | 069-39112 |  | TMC |  | TMC - CULLEN - MICU (2C) | [5 empty] | PHYSIOLOGIC MONITOR MODULES, MULTIPARAMETER |  | MODULEMULTIPARAMETER-GE-CARESCAPE PDM | MODULEMULTIPARAMETER | CARESCAPE PDM |  |  |  | GE | Module, Multi-Parameter |  | MODULEMULTIPARAMETER-GE-CARESCAPE PDM |  |  |  |  | Not Covered Vendor Only - Biomedical | MHHS-TMC
NO | NO |  |  |  | 069-39126 |  | GE Medical Systems | CARESCAPE PATIENT DATA MODULE |  | SA310496421GR | TMC - CULLEN - MICU (2C) | MHHS-TMC |  | Module, Multi-Parameter |  | 069-39126 |  | TMC |  | TMC - CULLEN - MICU (2C) | [5 empty] | PHYSIOLOGIC MONITOR MODULES, MULTIPARAMETER |  | MODULEMULTIPARAMETER-GE-CARESCAPE PDM | MODULEMULTIPARAMETER | CARESCAPE PDM |  |  |  | GE | Module, Multi-Parameter |  | MODULEMULTIPARAMETER-GE-CARESCAPE PDM |  |  |  |  | Not Covered Vendor Only - Biomedical | MHHS-TMC
NO | NO |  |  |  | 069-39128 |  | GE Medical Systems | CARESCAPE PATIENT DATA MODULE |  | SA11080699GR | TMC - CULLEN - MICU (2C) | MHHS-TMC |  | Module, Multi-Parameter |  | 069-39128 |  | TMC |  | TMC - CULLEN - MICU (2C) | [5 empty] | PHYSIOLOGIC MONITOR MODULES, MULTIPARAMETER |  | MODULEMULTIPARAMETER-GE-CARESCAPE PDM | MODULEMULTIPARAMETER | CARESCAPE PDM |  |  |  | GE | Module, Multi-Parameter |  | MODULEMULTIPARAMETER-GE-CARESCAPE PDM |  |  |  |  | Not Covered Vendor Only - Biomedical | MHHS-TMC
NO | NO |  |  |  | 069-46148 |  | GE Medical Systems | CARESCAPE PATIENT DATA MODULE |  | SA311163710GR | TMC - CULLEN - MICU (2C) | MHHS-TMC |  | Module, Multi-Parameter |  | 069-46148 |  | TMC |  | TMC - CULLEN - MICU (2C) | [5 empty] | PHYSIOLOGIC MONITOR MODULES, MULTIPARAMETER |  | MODULEMULTIPARAMETER-GE-CARESCAPE PDM | MODULEMULTIPARAMETER | CARESCAPE PDM |  |  |  | GE | Module, Multi-Parameter |  | MODULEMULTIPARAMETER-GE-CARESCAPE PDM |  |  |  |  | Covered PM Repair - Radiology, Low End | MHHS-TMC
NO | NO |  |  |  | 074-01658 |  | GE Medical Systems | CARESCAPE PATIENT DATA MODULE |  | SA311194950GR | TMC - CULLEN - MICU (2C) | MHHS-TMC |  | Module, Multi-Parameter |  | 074-01658 |  | TMC |  | TMC - CULLEN - MICU (2C) | [5 empty] | PHYSIOLOGIC MONITOR MODULES, MULTIPARAMETER |  | MODULEMULTIPARAMETER-GE-CARESCAPE PDM | MODULEMULTIPARAMETER | CARESCAPE PDM |  |  |  | GE | Module, Multi-Parameter |  | MODULEMULTIPARAMETER-GE-CARESCAPE PDM |  |  |  |  | Covered PM Repair - Biomedical | MHHS-TMC
NO | NO | [5 empty] | GE Medical Systems | CARESCAPE PATIENT DATA MODULE |  | SA311287158GR | TMC - CULLEN - MICU (2C) | MHHS-TMC |  | Module, Multi-Parameter |  |  |  | TMC |  | TMC - CULLEN - MICU (2C) | [5 empty] | PHYSIOLOGIC MONITOR MODULES, MULTIPARAMETER |  | MODULEMULTIPARAMETER-GE-CARESCAPE PDM | MODULEMULTIPARAMETER | CARESCAPE PDM |  |  |  | GE | Module, Multi-Parameter |  | MODULEMULTIPARAMETER-GE-CARESCAPE PDM |  |  |  |  | Covered PM Repair - Biomedical | MHHS-TMC
NO | NO | [5 empty] | GE Medical Systems | CARESCAPE PATIENT DATA MODULE |  | SA311327855GR | TMC - CULLEN - MICU (2C) | MHHS-TMC |  | Module, Multi-Parameter |  |  |  | TMC |  | TMC - CULLEN - MICU (2C) | [5 empty] | PHYSIOLOGIC MONITOR MODULES, MULTIPARAMETER |  | MODULEMULTIPARAMETER-GE-CARESCAPE PDM | MODULEMULTIPARAMETER | CARESCAPE PDM |  |  |  | GE | Module, Multi-Parameter |  | MODULEMULTIPARAMETER-GE-CARESCAPE PDM |  |  |  |  | Covered PM Repair - Biomedical | MHHS-TMC
NO | NO | [5 empty] | GE Medical Systems | CARESCAPE PATIENT DATA MODULE |  | SA311317683GR | TMC - CULLEN - MIMU (2C) | MHHS-TMC |  | Module, Multi-Parameter |  |  |  | TMC |  | TMC - CULLEN - MIMU (2C) | [5 empty] | PHYSIOLOGIC MONITOR MODULES, MULTIPARAMETER |  | MODULEMULTIPARAMETER-GE-CARESCAPE PDM | MODULEMULTIPARAMETER | CARESCAPE PDM |  |  |  | GE | Module, Multi-Parameter |  | MODULEMULTIPARAMETER-GE-CARESCAPE PDM |  |  |  |  | Covered PM Repair - Biomedical | MHHS-TMC
NO | NO |  |  |  | 069-43243 |  | GE Medical Systems | CARESCAPE PATIENT DATA MODULE |  | SA309426100GR | TMC - DIALYSIS - ADULT (9J) | MHHS-TMC |  | Module, Multi-Parameter |  | 069-43243 |  | TMC |  | TMC - DIALYSIS - ADULT (9J) | [5 empty] | PHYSIOLOGIC MONITOR MODULES, MULTIPARAMETER |  | MODULEMULTIPARAMETER-GE-CARESCAPE PDM | MODULEMULTIPARAMETER | CARESCAPE PDM |  |  |  | GE | Module, Multi-Parameter |  | MODULEMULTIPARAMETER-GE-CARESCAPE PDM |  |  |  |  | Covered PM Repair - Biomedical | MHHS-TMC
NO | NO |  |  |  | 069-44308 |  | GE Medical Systems | CARESCAPE PATIENT DATA MODULE |  | SA317380240SA | TMC - GI/ENDO - ADULT (1J) | MHHS-TMC |  | Module, Multi-Parameter |  | 069-44308 |  | TMC |  | TMC - GI/ENDO - ADULT (1J) | [5 empty] | PHYSIOLOGIC MONITOR MODULES, MULTIPARAMETER |  | MODULEMULTIPARAMETER-GE-CARESCAPE PDM | MODULEMULTIPARAMETER | CARESCAPE PDM |  |  |  | GE | Module, Multi-Parameter |  | MODULEMULTIPARAMETER-GE-CARESCAPE PDM |  |  |  |  | Covered PM Repair - Biomedical | MHHS-TMC
NO | NO |  |  |  | 069-44310 |  | GE Medical Systems | CARESCAPE PATIENT DATA MODULE |  | SA317380355SA | TMC - GI/ENDO - ADULT (1J) | MHHS-TMC |  | Module, Multi-Parameter |  | 069-44310 |  | TMC |  | TMC - GI/ENDO - ADULT (1J) | [5 empty] | PHYSIOLOGIC MONITOR MODULES, MULTIPARAMETER |  | MODULEMULTIPARAMETER-GE-CARESCAPE PDM | MODULEMULTIPARAMETER | CARESCAPE PDM |  |  |  | GE | Module, Multi-Parameter |  | MODULEMULTIPARAMETER-GE-CARESCAPE PDM |  |  |  |  | Covered PM Repair - Biomedical | MHHS-TMC
NO | NO |  |  |  | 069-38994 |  | GE Medical Systems | CARESCAPE PATIENT DATA MODULE |  | SA312070312GR | TMC - HERMANN - ADULT ER (1HP) | MHHS-TMC |  | Module, Multi-Parameter |  | 069-38994 |  | TMC |  | TMC - HERMANN - ADULT ER (1HP) | [5 empty] | PHYSIOLOGIC MONITOR MODULES, MULTIPARAMETER |  | MODULEMULTIPARAMETER-GE-CARESCAPE PDM | MODULEMULTIPARAMETER | CARESCAPE PDM |  |  |  | GE | Module, Multi-Parameter |  | MODULEMULTIPARAMETER-GE-CARESCAPE PDM |  |  |  |  | Covered PM Repair - Biomedical | MHHS-TMC
NO | NO |  |  |  | 069-38995 |  | GE Medical Systems | CARESCAPE PATIENT DATA MODULE |  | SA311039537GR | TMC - HERMANN - ADULT ER (1HP) | MHHS-TMC |  | Module, Multi-Parameter |  | 069-38995 |  | TMC |  | TMC - HERMANN - ADULT ER (1HP) | [5 empty] | PHYSIOLOGIC MONITOR MODULES, MULTIPARAMETER |  | MODULEMULTIPARAMETER-GE-CARESCAPE PDM | MODULEMULTIPARAMETER | CARESCAPE PDM |  |  |  | GE | Module, Multi-Parameter |  | MODULEMULTIPARAMETER-GE-CARESCAPE PDM |  |  |  |  | Covered PM Repair - Biomedical | MHHS-TMC
NO | NO |  |  |  | 069-38996 |  | GE Medical Systems | CARESCAPE PATIENT DATA MODULE |  | SA12070286GR | TMC - HERMANN - ADULT ER (1HP) | MHHS-TMC |  | Module, Multi-Parameter |  | 069-38996 |  | TMC |  | TMC - HERMANN - ADULT ER (1HP) | [5 empty] | PHYSIOLOGIC MONITOR MODULES, MULTIPARAMETER |  | MODULEMULTIPARAMETER-GE-CARESCAPE PDM | MODULEMULTIPARAMETER | CARESCAPE PDM |  |  |  | GE | Module, Multi-Parameter |  | MODULEMULTIPARAMETER-GE-CARESCAPE PDM |  |  |  |  | Covered PM Repair - Biomedical | MHHS-TMC
NO | NO |  |  |  | 069-39001 |  | GE Medical Systems | CARESCAPE PATIENT DATA MODULE |  | SA311307463GR | TMC - HERMANN - ADULT ER (1HP) | MHHS-TMC |  | Module, Multi-Parameter |  | 069-39001 |  | TMC |  | TMC - HERMANN - ADULT ER (1HP) | [5 empty] | PHYSIOLOGIC MONITOR MODULES, MULTIPARAMETER |  | MODULEMULTIPARAMETER-GE-CARESCAPE PDM | MODULEMULTIPARAMETER | CARESCAPE PDM |  |  |  | GE | Module, Multi-Parameter |  | MODULEMULTIPARAMETER-GE-CARESCAPE PDM |  |  |  |  | Covered PM Repair - Biomedical | MHHS-TMC
NO | NO |  |  |  | 069-39002 |  | GE Medical Systems | CARESCAPE PATIENT DATA MODULE |  | SA311101367GR | TMC - HERMANN - ADULT ER (1HP) | MHHS-TMC |  | Module, Multi-Parameter |  | 069-39002 |  | TMC |  | TMC - HERMANN - ADULT ER (1HP) | [5 empty] | PHYSIOLOGIC MONITOR MODULES, MULTIPARAMETER |  | MODULEMULTIPARAMETER-GE-CARESCAPE PDM | MODULEMULTIPARAMETER | CARESCAPE PDM |  |  |  | GE | Module, Multi-Parameter |  | MODULEMULTIPARAMETER-GE-CARESCAPE PDM |  |  |  |  | Covered PM Repair - Biomedical | MHHS-TMC
NO | NO |  |  |  | 069-39004 |  | GE Medical Systems | CARESCAPE PATIENT DATA MODULE |  | SA311225959GR | TMC - HERMANN - ADULT ER (1HP) | MHHS-TMC |  | Module, Multi-Parameter |  | 069-39004 |  | TMC |  | TMC - HERMANN - ADULT ER (1HP) | [5 empty] | PHYSIOLOGIC MONITOR MODULES, MULTIPARAMETER |  | MODULEMULTIPARAMETER-GE-CARESCAPE PDM | MODULEMULTIPARAMETER | CARESCAPE PDM |  |  |  | GE | Module, Multi-Parameter |  | MODULEMULTIPARAMETER-GE-CARESCAPE PDM |  |  |  |  | Covered PM Repair - Biomedical | MHHS-TMC
NO | NO |  |  |  | 069-39005 |  | GE Medical Systems | CARESCAPE PATIENT DATA MODULE |  | SA311174077GR | TMC - HERMANN - ADULT ER (1HP) | MHHS-TMC |  | Module, Multi-Parameter |  | 069-39005 |  | TMC |  | TMC - HERMANN - ADULT ER (1HP) | [5 empty] | PHYSIOLOGIC MONITOR MODULES, MULTIPARAMETER |  | MODULEMULTIPARAMETER-GE-CARESCAPE PDM | MODULEMULTIPARAMETER | CARESCAPE PDM |  |  |  | GE | Module, Multi-Parameter |  | MODULEMULTIPARAMETER-GE-CARESCAPE PDM |  |  |  |  | Covered PM Repair - Biomedical | MHHS-TMC
NO | NO |  |  |  | 069-39006 |  | GE Medical Systems | CARESCAPE PATIENT DATA MODULE |  | SA311163649GR | TMC - HERMANN - ADULT ER (1HP) | MHHS-TMC |  | Module, Multi-Parameter |  | 069-39006 |  | TMC |  | TMC - HERMANN - ADULT ER (1HP) | [5 empty] | PHYSIOLOGIC MONITOR MODULES, MULTIPARAMETER |  | MODULEMULTIPARAMETER-GE-CARESCAPE PDM | MODULEMULTIPARAMETER | CARESCAPE PDM |  |  |  | GE | Module, Multi-Parameter |  | MODULEMULTIPARAMETER-GE-CARESCAPE PDM |  |  |  |  | Covered PM Repair - Biomedical | MHHS-TMC
NO | NO |  |  |  | 069-39008 |  | GE Medical Systems | CARESCAPE PATIENT DATA MODULE |  | SA311428165GR | TMC - HERMANN - ADULT ER (1HP) | MHHS-TMC |  | Module, Multi-Parameter |  | 069-39008 |  | TMC |  | TMC - HERMANN - ADULT ER (1HP) | [5 empty] | PHYSIOLOGIC MONITOR MODULES, MULTIPARAMETER |  | MODULEMULTIPARAMETER-GE-CARESCAPE PDM | MODULEMULTIPARAMETER | CARESCAPE PDM |  |  |  | GE | Module, Multi-Parameter |  | MODULEMULTIPARAMETER-GE-CARESCAPE PDM |  |  |  |  | Covered PM Repair - Biomedical | MHHS-TMC
NO | NO |  |  |  | 069-39012 |  | GE Medical Systems | CARESCAPE PATIENT DATA MODULE |  | SA311256814 | TMC - HERMANN - ADULT ER (1HP) | MHHS-TMC |  | Module, Multi-Parameter |  | 069-39012 |  | TMC |  | TMC - HERMANN - ADULT ER (1HP) | [5 empty] | PHYSIOLOGIC MONITOR MODULES, MULTIPARAMETER |  | MODULEMULTIPARAMETER-GE-CARESCAPE PDM | MODULEMULTIPARAMETER | CARESCAPE PDM |  |  |  | GE | Module, Multi-Parameter |  | MODULEMULTIPARAMETER-GE-CARESCAPE PDM |  |  |  |  | Covered PM Repair - Biomedical | MHHS-TMC
NO | NO |  |  |  | 069-39203 |  | GE Medical Systems | CARESCAPE PATIENT DATA MODULE |  | SA311428141GR | TMC - HERMANN - ADULT ER (1HP) | MHHS-TMC |  | Module, Multi-Parameter |  | 069-39203 |  | TMC |  | TMC - HERMANN - ADULT ER (1HP) | [5 empty] | PHYSIOLOGIC MONITOR MODULES, MULTIPARAMETER |  | MODULEMULTIPARAMETER-GE-CARESCAPE PDM | MODULEMULTIPARAMETER | CARESCAPE PDM |  |  |  | GE | Module, Multi-Parameter |  | MODULEMULTIPARAMETER-GE-CARESCAPE PDM |  |  |  |  | Covered PM Repair - Biomedical | MHHS-TMC
NO | NO |  |  |  | 069-39213 |  | GE Medical Systems | CARESCAPE PATIENT DATA MODULE |  | SA312070369GR | TMC - HERMANN - ADULT ER (1HP) | MHHS-TMC |  | Module, Multi-Parameter |  | 069-39213 |  | TMC |  | TMC - HERMANN - ADULT ER (1HP) | [5 empty] | PHYSIOLOGIC MONITOR MODULES, MULTIPARAMETER |  | MODULEMULTIPARAMETER-GE-CARESCAPE PDM | MODULEMULTIPARAMETER | CARESCAPE PDM |  |  |  | GE | Module, Multi-Parameter |  | MODULEMULTIPARAMETER-GE-CARESCAPE PDM |  |  |  |  | Covered PM Repair - Biomedical | MHHS-TMC
NO | NO |  |  |  | 069-41553 |  | GE Medical Systems | CARESCAPE PATIENT DATA MODULE |  | SA308501278GR | TMC - HERMANN - ADULT ER (1HP) | MHHS-TMC |  | Module, Multi-Parameter |  | 069-41553 |  | TMC |  | TMC - HERMANN - ADULT ER (1HP) | [5 empty] | PHYSIOLOGIC MONITOR MODULES, MULTIPARAMETER |  | MODULEMULTIPARAMETER-GE-CARESCAPE PDM | MODULEMULTIPARAMETER | CARESCAPE PDM |  |  |  | GE | Module, Multi-Parameter |  | MODULEMULTIPARAMETER-GE-CARESCAPE PDM |  |  |  |  | Covered PM Repair - Biomedical | MHHS-TMC
NO | NO |  |  |  | 069-39441 |  | GE Medical Systems | CARESCAPE PATIENT DATA MODULE |  | SA314097987GA | TMC - HERMANN - COU (1R) | MHHS-TMC |  | Module, Multi-Parameter |  | 069-39441 |  | TMC |  | TMC - HERMANN - COU (1R) | [5 empty] | PHYSIOLOGIC MONITOR MODULES, MULTIPARAMETER |  | MODULEMULTIPARAMETER-GE-CARESCAPE PDM | MODULEMULTIPARAMETER | CARESCAPE PDM |  |  |  | GE | Module, Multi-Parameter |  | MODULEMULTIPARAMETER-GE-CARESCAPE PDM |  |  |  |  | Covered PM Repair - Biomedical | MHHS-TMC
NO | NO |  |  |  | 069-39449 |  | GE Medical Systems | CARESCAPE PATIENT DATA MODULE |  | SA314096978GA | TMC - HERMANN - COU (1R) | MHHS-TMC |  | Module, Multi-Parameter |  | 069-39449 |  | TMC |  | TMC - HERMANN - COU (1R) | [5 empty] | PHYSIOLOGIC MONITOR MODULES, MULTIPARAMETER |  | MODULEMULTIPARAMETER-GE-CARESCAPE PDM | MODULEMULTIPARAMETER | CARESCAPE PDM |  |  |  | GE | Module, Multi-Parameter |  | MODULEMULTIPARAMETER-GE-CARESCAPE PDM |  |  |  |  | Covered PM Repair - Biomedical | MHHS-TMC
NO | NO |  |  |  | 069-36964 |  | GE Medical Systems | CARESCAPE PATIENT DATA MODULE |  | SA307221007GR | TMC - HERMANN - PEDI ER (1HP) | MHHS-TMC |  | Module, Multi-Parameter |  | 069-36964 |  | TMC |  | TMC - HERMANN - PEDI ER (1HP) | [5 empty] | PHYSIOLOGIC MONITOR MODULES, MULTIPARAMETER |  | MODULEMULTIPARAMETER-GE-CARESCAPE PDM | MODULEMULTIPARAMETER | CARESCAPE PDM |  |  |  | GE | Module, Multi-Parameter |  | MODULEMULTIPARAMETER-GE-CARESCAPE PDM |  |  |  |  | Covered PM Repair - Biomedical | MHHS-TMC
NO | NO |  |  |  | 069-39534 |  | GE Medical Systems | CARESCAPE PATIENT DATA MODULE |  | SA313493405GA | TMC - HERMANN - PEDI ER (1HP) | MHHS-TMC |  | Module, Multi-Parameter |  | 069-39534 |  | TMC |  | TMC - HERMANN - PEDI ER (1HP) | [5 empty] | PHYSIOLOGIC MONITOR MODULES, MULTIPARAMETER |  | MODULEMULTIPARAMETER-GE-CARESCAPE PDM | MODULEMULTIPARAMETER | CARESCAPE PDM |  |  |  | GE | Module, Multi-Parameter |  | MODULEMULTIPARAMETER-GE-CARESCAPE PDM |  |  |  |  | Covered PM Repair - Biomedical | MHHS-TMC
NO | NO |  |  |  | 069-39539 |  | GE Medical Systems | CARESCAPE PATIENT DATA MODULE |  | SA313513801GA | TMC - HERMANN - PEDI ER (1HP) | MHHS-TMC |  | Module, Multi-Parameter |  | 069-39539 |  | TMC |  | TMC - HERMANN - PEDI ER (1HP) | [5 empty] | PHYSIOLOGIC MONITOR MODULES, MULTIPARAMETER |  | MODULEMULTIPARAMETER-GE-CARESCAPE PDM | MODULEMULTIPARAMETER | CARESCAPE PDM |  |  |  | GE | Module, Multi-Parameter |  | MODULEMULTIPARAMETER-GE-CARESCAPE PDM |  |  |  |  | Covered PM Repair - Biomedical | MHHS-TMC
NO | NO |  |  |  | 069-38208 |  | GE Medical Systems | CARESCAPE PATIENT DATA MODULE |  | SA312469226GA | TMC - HERMANN - SIMU (3HP) | MHHS-TMC |  | Module, Multi-Parameter |  | 069-38208 |  | TMC |  | TMC - HERMANN - SIMU (3HP) | [5 empty] | PHYSIOLOGIC MONITOR MODULES, MULTIPARAMETER |  | MODULEMULTIPARAMETER-GE-CARESCAPE PDM | MODULEMULTIPARAMETER | CARESCAPE PDM |  |  |  | GE | Module, Multi-Parameter |  | MODULEMULTIPARAMETER-GE-CARESCAPE PDM |  |  |  |  | Covered PM Repair - Biomedical | MHHS-TMC
NO | NO |  |  |  | 069-39092 |  | GE Medical Systems | CARESCAPE PATIENT DATA MODULE |  | SA309405830GR | TMC - HERMANN - SIMU (3HP) | MHHS-TMC |  | Module, Multi-Parameter |  | 069-39092 |  | TMC |  | TMC - HERMANN - SIMU (3HP) | [5 empty] | PHYSIOLOGIC MONITOR MODULES, MULTIPARAMETER |  | MODULEMULTIPARAMETER-GE-CARESCAPE PDM | MODULEMULTIPARAMETER | CARESCAPE PDM |  |  |  | GE | Module, Multi-Parameter |  | MODULEMULTIPARAMETER-GE-CARESCAPE PDM |  |  |  |  | Covered PM Repair - Biomedical | MHHS-TMC
NO | NO |  |  |  | 069-39110 |  | GE Medical Systems | CARESCAPE PATIENT DATA MODULE |  | SA311070473GR | TMC - HERMANN - SIMU (3HP) | MHHS-TMC |  | Module, Multi-Parameter |  | 069-39110 |  | TMC |  | TMC - HERMANN - SIMU (3HP) | [5 empty] | PHYSIOLOGIC MONITOR MODULES, MULTIPARAMETER |  | MODULEMULTIPARAMETER-GE-CARESCAPE PDM | MODULEMULTIPARAMETER | CARESCAPE PDM |  |  |  | GE | Module, Multi-Parameter |  | MODULEMULTIPARAMETER-GE-CARESCAPE PDM |  |  |  |  | Covered PM Repair - Biomedical | MHHS-TMC
NO | NO |  |  |  | 069-39116 |  | GE Medical Systems | CARESCAPE PATIENT DATA MODULE |  | SA311428163GR | TMC - HERMANN - SIMU (3HP) | MHHS-TMC |  | Module, Multi-Parameter |  | 069-39116 |  | TMC |  | TMC - HERMANN - SIMU (3HP) | [5 empty] | PHYSIOLOGIC MONITOR MODULES, MULTIPARAMETER |  | MODULEMULTIPARAMETER-GE-CARESCAPE PDM | MODULEMULTIPARAMETER | CARESCAPE PDM |  |  |  | GE | Module, Multi-Parameter |  | MODULEMULTIPARAMETER-GE-CARESCAPE PDM |  |  |  |  | Covered PM Repair - Biomedical | MHHS-TMC
NO | NO |  |  |  | 069-39162 |  | GE Medical Systems | CARESCAPE PATIENT DATA MODULE |  | SA311121764GR | TMC - HERMANN - SIMU (3HP) | MHHS-TMC |  | Module, Multi-Parameter |  | 069-39162 |  | TMC |  | TMC - HERMANN - SIMU (3HP) | [5 empty] | PHYSIOLOGIC MONITOR MODULES, MULTIPARAMETER |  | MODULEMULTIPARAMETER-GE-CARESCAPE PDM | MODULEMULTIPARAMETER | CARESCAPE PDM |  |  |  | GE | Module, Multi-Parameter |  | MODULEMULTIPARAMETER-GE-CARESCAPE PDM |  |  |  |  | Covered PM Repair - Biomedical | MHHS-TMC
NO | NO |  |  |  | 069-39764 |  | GE Medical Systems | CARESCAPE PATIENT DATA MODULE |  | SA311236356GR | TMC - HERMANN - SIMU (3HP) | MHHS-TMC |  | Module, Multi-Parameter |  | 069-39764 |  | TMC |  | TMC - HERMANN - SIMU (3HP) | [5 empty] | PHYSIOLOGIC MONITOR MODULES, MULTIPARAMETER |  | MODULEMULTIPARAMETER-GE-CARESCAPE PDM | MODULEMULTIPARAMETER | CARESCAPE PDM |  |  |  | GE | Module, Multi-Parameter |  | MODULEMULTIPARAMETER-GE-CARESCAPE PDM |  |  |  |  | Covered PM Repair - Biomedical | MHHS-TMC
NO | NO |  |  |  | 069-40881 |  | GE Medical Systems | CARESCAPE PATIENT DATA MODULE |  | SA310393102GR | TMC - HERMANN - SIMU (3HP) | MHHS-TMC |  | Module, Multi-Parameter |  | 069-40881 |  | TMC |  | TMC - HERMANN - SIMU (3HP) | [5 empty] | PHYSIOLOGIC MONITOR MODULES, MULTIPARAMETER |  | MODULEMULTIPARAMETER-GE-CARESCAPE PDM | MODULEMULTIPARAMETER | CARESCAPE PDM |  |  |  | GE | Module, Multi-Parameter |  | MODULEMULTIPARAMETER-GE-CARESCAPE PDM |  |  |  |  | Covered PM Repair - Biomedical | MHHS-TMC
NO | NO |  |  |  | 069-41169 |  | GE Medical Systems | CARESCAPE PATIENT DATA MODULE |  | SA310038345GR | TMC - HERMANN - SIMU (3HP) | MHHS-TMC |  | Module, Multi-Parameter |  | 069-41169 |  | TMC |  | TMC - HERMANN - SIMU (3HP) | [5 empty] | PHYSIOLOGIC MONITOR MODULES, MULTIPARAMETER |  | MODULEMULTIPARAMETER-GE-CARESCAPE PDM | MODULEMULTIPARAMETER | CARESCAPE PDM |  |  |  | GE | Module, Multi-Parameter |  | MODULEMULTIPARAMETER-GE-CARESCAPE PDM |  |  |  |  | No Coverage Specified | MHHS-TMC
NO | NO |  |  |  | 069-41170 |  | GE Medical Systems | CARESCAPE PATIENT DATA MODULE |  | SA312122048GR | TMC - HERMANN - SIMU (3HP) | MHHS-TMC |  | Module, Multi-Parameter |  | 069-41170 |  | TMC |  | TMC - HERMANN - SIMU (3HP) | [5 empty] | PHYSIOLOGIC MONITOR MODULES, MULTIPARAMETER |  | MODULEMULTIPARAMETER-GE-CARESCAPE PDM | MODULEMULTIPARAMETER | CARESCAPE PDM |  |  |  | GE | Module, Multi-Parameter |  | MODULEMULTIPARAMETER-GE-CARESCAPE PDM |  |  |  |  | No Coverage Specified | MHHS-TMC
NO | NO |  |  |  | 069-41171 |  | GE Medical Systems | CARESCAPE PATIENT DATA MODULE |  | SA312069775GR | TMC - HERMANN - SIMU (3HP) | MHHS-TMC |  | Module, Multi-Parameter |  | 069-41171 |  | TMC |  | TMC - HERMANN - SIMU (3HP) | [5 empty] | PHYSIOLOGIC MONITOR MODULES, MULTIPARAMETER |  | MODULEMULTIPARAMETER-GE-CARESCAPE PDM | MODULEMULTIPARAMETER | CARESCAPE PDM |  |  |  | GE | Module, Multi-Parameter |  | MODULEMULTIPARAMETER-GE-CARESCAPE PDM |  |  |  |  | Covered PM Repair - Biomedical | MHHS-TMC
NO | NO |  |  |  | 069-41172 |  | GE Medical Systems | CARESCAPE PATIENT DATA MODULE |  | SA312069792GR | TMC - HERMANN - SIMU (3HP) | MHHS-TMC |  | Module, Multi-Parameter |  | 069-41172 |  | TMC |  | TMC - HERMANN - SIMU (3HP) | [5 empty] | PHYSIOLOGIC MONITOR MODULES, MULTIPARAMETER |  | MODULEMULTIPARAMETER-GE-CARESCAPE PDM | MODULEMULTIPARAMETER | CARESCAPE PDM |  |  |  | GE | Module, Multi-Parameter |  | MODULEMULTIPARAMETER-GE-CARESCAPE PDM |  |  |  |  | Covered PM Repair - Biomedical | MHHS-TMC
NO | NO |  |  |  | 069-41173 |  | GE Medical Systems | CARESCAPE PATIENT DATA MODULE |  | SA309122746GR | TMC - HERMANN - SIMU (3HP) | MHHS-TMC |  | Module, Multi-Parameter |  | 069-41173 |  | TMC |  | TMC - HERMANN - SIMU (3HP) | [5 empty] | PHYSIOLOGIC MONITOR MODULES, MULTIPARAMETER |  | MODULEMULTIPARAMETER-GE-CARESCAPE PDM | MODULEMULTIPARAMETER | CARESCAPE PDM |  |  |  | GE | Module, Multi-Parameter |  | MODULEMULTIPARAMETER-GE-CARESCAPE PDM |  |  |  |  | Covered PM Repair - Biomedical | MHHS-TMC
NO | NO |  |  |  | 069-45298 |  | GE Medical Systems | CARESCAPE PATIENT DATA MODULE |  | SA313208862GA | TMC - HERMANN - SIMU (3HP) | MHHS-TMC |  | Module, Multi-Parameter |  | 069-45298 |  | TMC |  | TMC - HERMANN - SIMU (3HP) | [5 empty] | PHYSIOLOGIC MONITOR MODULES, MULTIPARAMETER |  | MODULEMULTIPARAMETER-GE-CARESCAPE PDM | MODULEMULTIPARAMETER | CARESCAPE PDM |  |  |  | GE | Module, Multi-Parameter |  | MODULEMULTIPARAMETER-GE-CARESCAPE PDM |  |  |  |  | Covered PM Repair - Biomedical | MHHS-TMC
NO | NO |  |  |  | 074-04439 |  | GE Medical Systems | CARESCAPE PATIENT DATA MODULE |  | SA310382331GR | TMC - HERMANN - SIMU (3HP) | MHHS-TMC |  | Module, Multi-Parameter |  | 074-04439 |  | TMC |  | TMC - HERMANN - SIMU (3HP) | [5 empty] | PHYSIOLOGIC MONITOR MODULES, MULTIPARAMETER |  | MODULEMULTIPARAMETER-GE-CARESCAPE PDM | MODULEMULTIPARAMETER | CARESCAPE PDM |  |  |  | GE | Module, Multi-Parameter |  | MODULEMULTIPARAMETER-GE-CARESCAPE PDM |  |  |  |  | Covered PM Repair - Biomedical | MHHS-TMC
NO | NO | [5 empty] | GE Medical Systems | CARESCAPE PATIENT DATA MODULE |  | SA311153275GR | TMC - HERMANN - SIMU (3HP) | MHHS-TMC |  | Module, Multi-Parameter |  |  |  | TMC |  | TMC - HERMANN - SIMU (3HP) | [5 empty] | PHYSIOLOGIC MONITOR MODULES, MULTIPARAMETER |  | MODULEMULTIPARAMETER-GE-CARESCAPE PDM | MODULEMULTIPARAMETER | CARESCAPE PDM |  |  |  | GE | Module, Multi-Parameter |  | MODULEMULTIPARAMETER-GE-CARESCAPE PDM |  |  |  |  | Covered PM Repair - Biomedical | MHHS-TMC
NO | NO |  |  |  | 069-39138 |  | GE Medical Systems | CARESCAPE PATIENT DATA MODULE |  | SA311101435GR | TMC - HERMANN - STICU (3HP) | MHHS-TMC |  | Module, Multi-Parameter |  | 069-39138 |  | TMC |  | TMC - HERMANN - STICU (3HP) | [5 empty] | PHYSIOLOGIC MONITOR MODULES, MULTIPARAMETER |  | MODULEMULTIPARAMETER-GE-CARESCAPE PDM | MODULEMULTIPARAMETER | CARESCAPE PDM |  |  |  | GE | Module, Multi-Parameter |  | MODULEMULTIPARAMETER-GE-CARESCAPE PDM |  |  |  |  | Covered PM Repair - Biomedical | MHHS-TMC
NO | NO |  |  |  | 069-39142 |  | GE Medical Systems | CARESCAPE PATIENT DATA MODULE |  | SA312070154GR | TMC - HERMANN - STICU (3HP) | MHHS-TMC |  | Module, Multi-Parameter |  | 069-39142 |  | TMC |  | TMC - HERMANN - STICU (3HP) | [5 empty] | PHYSIOLOGIC MONITOR MODULES, MULTIPARAMETER |  | MODULEMULTIPARAMETER-GE-CARESCAPE PDM | MODULEMULTIPARAMETER | CARESCAPE PDM |  |  |  | GE | Module, Multi-Parameter |  | MODULEMULTIPARAMETER-GE-CARESCAPE PDM |  |  |  |  | Covered PM Repair - Biomedical | MHHS-TMC
NO | NO |  |  |  | 069-39144 |  | GE Medical Systems | CARESCAPE PATIENT DATA MODULE |  | SA312090972GR | TMC - HERMANN - STICU (3HP) | MHHS-TMC |  | Module, Multi-Parameter |  | 069-39144 |  | TMC |  | TMC - HERMANN - STICU (3HP) | [5 empty] | PHYSIOLOGIC MONITOR MODULES, MULTIPARAMETER |  | MODULEMULTIPARAMETER-GE-CARESCAPE PDM | MODULEMULTIPARAMETER | CARESCAPE PDM |  |  |  | GE | Module, Multi-Parameter |  | MODULEMULTIPARAMETER-GE-CARESCAPE PDM |  |  |  |  | Covered PM Repair - Biomedical | MHHS-TMC
NO | NO |  |  |  | 069-39160 |  | GE Medical Systems | CARESCAPE PATIENT DATA MODULE |  | SA311428118GR | TMC - HERMANN - STICU (3HP) | MHHS-TMC |  | Module, Multi-Parameter |  | 069-39160 |  | TMC |  | TMC - HERMANN - STICU (3HP) | [5 empty] | PHYSIOLOGIC MONITOR MODULES, MULTIPARAMETER |  | MODULEMULTIPARAMETER-GE-CARESCAPE PDM | MODULEMULTIPARAMETER | CARESCAPE PDM |  |  |  | GE | Module, Multi-Parameter |  | MODULEMULTIPARAMETER-GE-CARESCAPE PDM |  |  |  |  | Covered PM Repair - Biomedical | MHHS-TMC
NO | NO |  |  |  | 069-39164 |  | GE Medical Systems | CARESCAPE PATIENT DATA MODULE |  | SA312090981GR | TMC - HERMANN - STICU (3HP) | MHHS-TMC |  | Module, Multi-Parameter |  | 069-39164 |  | TMC |  | TMC - HERMANN - STICU (3HP) | [5 empty] | PHYSIOLOGIC MONITOR MODULES, MULTIPARAMETER |  | MODULEMULTIPARAMETER-GE-CARESCAPE PDM | MODULEMULTIPARAMETER | CARESCAPE PDM |  |  |  | GE | Module, Multi-Parameter |  | MODULEMULTIPARAMETER-GE-CARESCAPE PDM |  |  |  |  | Covered PM Repair - Biomedical | MHHS-TMC
NO | NO |  |  |  | 074-05266 |  | GE Medical Systems | CARESCAPE PATIENT DATA MODULE |  | SA311488479GR | TMC - HERMANN - STICU (3HP) | MHHS-TMC |  | Module, Multi-Parameter |  | 074-05266 |  | TMC |  | TMC - HERMANN - STICU (3HP) | [5 empty] | PHYSIOLOGIC MONITOR MODULES, MULTIPARAMETER |  | MODULEMULTIPARAMETER-GE-CARESCAPE PDM | MODULEMULTIPARAMETER | CARESCAPE PDM |  |  |  | GE | Module, Multi-Parameter |  | MODULEMULTIPARAMETER-GE-CARESCAPE PDM |  |  |  |  | Covered PM Repair - Biomedical | MHHS-TMC
NO | NO |  |  |  | 074-05264 |  | GE Medical Systems | CARESCAPE PATIENT DATA MODULE |  | SA308491157GR | TMC - HVI - CCU (4HVI) | MHHS-TMC |  | Module, Multi-Parameter |  | 074-05264 |  | TMC |  | TMC - HVI - CCU (4HVI) | [5 empty] | PHYSIOLOGIC MONITOR MODULES, MULTIPARAMETER |  | MODULEMULTIPARAMETER-GE-CARESCAPE PDM | MODULEMULTIPARAMETER | CARESCAPE PDM |  |  |  | GE | Module, Multi-Parameter |  | MODULEMULTIPARAMETER-GE-CARESCAPE PDM |  |  |  |  | Covered PM Repair - Biomedical | MHHS-TMC
NO | NO |  |  |  | 074-05574 |  | GE Medical Systems | CARESCAPE PATIENT DATA MODULE |  | SA311195201GR | TMC - HVI - CCU (4HVI) | MHHS-TMC |  | Module, Multi-Parameter |  | 074-05574 |  | TMC |  | TMC - HVI - CCU (4HVI) | [5 empty] | PHYSIOLOGIC MONITOR MODULES, MULTIPARAMETER |  | MODULEMULTIPARAMETER-GE-CARESCAPE PDM | MODULEMULTIPARAMETER | CARESCAPE PDM |  |  |  | GE | Module, Multi-Parameter |  | MODULEMULTIPARAMETER-GE-CARESCAPE PDM |  |  |  |  | Covered PM Repair - Biomedical | MHHS-TMC
NO | NO |  |  |  | 069-34963 |  | GE Medical Systems | CARESCAPE PATIENT DATA MODULE |  | SA311121981GA | TMC - HVI - CIMU (4HVI) | MHHS-TMC |  | Module, Multi-Parameter |  | 069-34963 |  | TMC |  | TMC - HVI - CIMU (4HVI) | [5 empty] | PHYSIOLOGIC MONITOR MODULES, MULTIPARAMETER |  | MODULEMULTIPARAMETER-GE-CARESCAPE PDM | MODULEMULTIPARAMETER | CARESCAPE PDM |  |  |  | GE | Module, Multi-Parameter |  | MODULEMULTIPARAMETER-GE-CARESCAPE PDM |  |  |  |  | Covered PM Repair - Biomedical | MHHS-TMC
NO | NO |  |  |  | 074-05397 |  | GE Medical Systems | CARESCAPE PATIENT DATA MODULE |  | SA308357993GR | TMC - HVI - CIMU (4HVI) | MHHS-TMC |  | Module, Multi-Parameter |  | 074-05397 |  | TMC |  | TMC - HVI - CIMU (4HVI) | [5 empty] | PHYSIOLOGIC MONITOR MODULES, MULTIPARAMETER |  | MODULEMULTIPARAMETER-GE-CARESCAPE PDM | MODULEMULTIPARAMETER | CARESCAPE PDM |  |  |  | GE | Module, Multi-Parameter |  | MODULEMULTIPARAMETER-GE-CARESCAPE PDM |  |  |  |  | Covered PM Repair - Biomedical | MHHS-TMC
NO | NO |  |  |  | 074-05402 |  | GE Medical Systems | CARESCAPE PATIENT DATA MODULE |  | SA310423896GR | TMC - HVI - CIMU (4HVI) | MHHS-TMC |  | Module, Multi-Parameter |  | 074-05402 |  | TMC |  | TMC - HVI - CIMU (4HVI) | [5 empty] | PHYSIOLOGIC MONITOR MODULES, MULTIPARAMETER |  | MODULEMULTIPARAMETER-GE-CARESCAPE PDM | MODULEMULTIPARAMETER | CARESCAPE PDM |  |  |  | GE | Module, Multi-Parameter |  | MODULEMULTIPARAMETER-GE-CARESCAPE PDM |  |  |  |  | Covered PM Repair - Biomedical | MHHS-TMC
NO | NO |  |  |  | 074-05404 |  | GE Medical Systems | CARESCAPE PATIENT DATA MODULE |  | SA308094983GR | TMC - HVI - CIMU (4HVI) | MHHS-TMC |  | Module, Multi-Parameter |  | 074-05404 |  | TMC |  | TMC - HVI - CIMU (4HVI) | [5 empty] | PHYSIOLOGIC MONITOR MODULES, MULTIPARAMETER |  | MODULEMULTIPARAMETER-GE-CARESCAPE PDM | MODULEMULTIPARAMETER | CARESCAPE PDM |  |  |  | GE | Module, Multi-Parameter |  | MODULEMULTIPARAMETER-GE-CARESCAPE PDM |  |  |  |  | Covered PM Repair - Biomedical | MHHS-TMC
NO | NO |  |  |  | 074-05406 |  | GE Medical Systems | CARESCAPE PATIENT DATA MODULE |  | SA311122063GR | TMC - HVI - CIMU (4HVI) | MHHS-TMC |  | Module, Multi-Parameter |  | 074-05406 |  | TMC |  | TMC - HVI - CIMU (4HVI) | [5 empty] | PHYSIOLOGIC MONITOR MODULES, MULTIPARAMETER |  | MODULEMULTIPARAMETER-GE-CARESCAPE PDM | MODULEMULTIPARAMETER | CARESCAPE PDM |  |  |  | GE | Module, Multi-Parameter |  | MODULEMULTIPARAMETER-GE-CARESCAPE PDM |  |  |  |  | Covered PM Repair - Biomedical | MHHS-TMC
NO | NO |  |  |  | 074-05411 |  | GE Medical Systems | CARESCAPE PATIENT DATA MODULE |  | SA310351586GR | TMC - HVI - CIMU (4HVI) | MHHS-TMC |  | Module, Multi-Parameter |  | 074-05411 |  | TMC |  | TMC - HVI - CIMU (4HVI) | [5 empty] | PHYSIOLOGIC MONITOR MODULES, MULTIPARAMETER |  | MODULEMULTIPARAMETER-GE-CARESCAPE PDM | MODULEMULTIPARAMETER | CARESCAPE PDM |  |  |  | GE | Module, Multi-Parameter |  | MODULEMULTIPARAMETER-GE-CARESCAPE PDM |  |  |  |  | Covered PM Repair - Biomedical | MHHS-TMC
NO | NO |  |  |  | 074-05413 |  | GE Medical Systems | CARESCAPE PATIENT DATA MODULE |  | SA310351498GR | TMC - HVI - CIMU (4HVI) | MHHS-TMC |  | Module, Multi-Parameter |  | 074-05413 |  | TMC |  | TMC - HVI - CIMU (4HVI) | [5 empty] | PHYSIOLOGIC MONITOR MODULES, MULTIPARAMETER |  | MODULEMULTIPARAMETER-GE-CARESCAPE PDM | MODULEMULTIPARAMETER | CARESCAPE PDM |  |  |  | GE | Module, Multi-Parameter |  | MODULEMULTIPARAMETER-GE-CARESCAPE PDM |  |  |  |  | Covered PM Repair - Biomedical | MHHS-TMC
NO | NO |  |  |  | 074-05414 |  | GE Medical Systems | CARESCAPE PATIENT DATA MODULE |  | SA310434144GR | TMC - HVI - CIMU (4HVI) | MHHS-TMC |  | Module, Multi-Parameter |  | 074-05414 |  | TMC |  | TMC - HVI - CIMU (4HVI) | [5 empty] | PHYSIOLOGIC MONITOR MODULES, MULTIPARAMETER |  | MODULEMULTIPARAMETER-GE-CARESCAPE PDM | MODULEMULTIPARAMETER | CARESCAPE PDM |  |  |  | GE | Module, Multi-Parameter |  | MODULEMULTIPARAMETER-GE-CARESCAPE PDM |  |  |  |  | Covered PM Repair - Biomedical | MHHS-TMC
NO | NO |  |  |  | 074-05462 |  | GE Medical Systems | CARESCAPE PATIENT DATA MODULE |  | SA313106259GR | TMC - HVI - CIMU (4HVI) | MHHS-TMC |  | Module, Multi-Parameter |  | 074-05462 |  | TMC |  | TMC - HVI - CIMU (4HVI) | [5 empty] | PHYSIOLOGIC MONITOR MODULES, MULTIPARAMETER |  | MODULEMULTIPARAMETER-GE-CARESCAPE PDM | MODULEMULTIPARAMETER | CARESCAPE PDM |  |  |  | GE | Module, Multi-Parameter |  | MODULEMULTIPARAMETER-GE-CARESCAPE PDM |  |  |  |  | Covered PM Repair - Biomedical | MHHS-TMC
NO | NO |  |  |  | 074-04837 |  | GE Medical Systems | CARESCAPE PATIENT DATA MODULE |  | SA316107613SA | TMC - HVI - CVICU (8HVI) | MHHS-TMC |  | Module, Multi-Parameter |  | 074-04837 |  | TMC |  | TMC - HVI - CVICU (8HVI) | [5 empty] | PHYSIOLOGIC MONITOR MODULES, MULTIPARAMETER |  | MODULEMULTIPARAMETER-GE-CARESCAPE PDM | MODULEMULTIPARAMETER | CARESCAPE PDM |  |  |  | GE | Module, Multi-Parameter |  | MODULEMULTIPARAMETER-GE-CARESCAPE PDM |  |  |  |  | Covered PM Repair - Biomedical | MHHS-TMC
NO | NO |  |  |  | 074-05284 |  | GE Medical Systems | CARESCAPE PATIENT DATA MODULE |  | SA309122736GR | TMC - HVI - CVICU (8HVI) | MHHS-TMC |  | Module, Multi-Parameter |  | 074-05284 |  | TMC |  | TMC - HVI - CVICU (8HVI) | [5 empty] | PHYSIOLOGIC MONITOR MODULES, MULTIPARAMETER |  | MODULEMULTIPARAMETER-GE-CARESCAPE PDM | MODULEMULTIPARAMETER | CARESCAPE PDM |  |  |  | GE | Module, Multi-Parameter |  | MODULEMULTIPARAMETER-GE-CARESCAPE PDM |  |  |  |  | Covered PM Repair - Biomedical | MHHS-TMC
NO | NO |  |  |  | 074-05290 |  | GE Medical Systems | CARESCAPE PATIENT DATA MODULE |  | SA312091243GR | TMC - HVI - CVICU (8HVI) | MHHS-TMC |  | Module, Multi-Parameter |  | 074-05290 |  | TMC |  | TMC - HVI - CVICU (8HVI) | [5 empty] | PHYSIOLOGIC MONITOR MODULES, MULTIPARAMETER |  | MODULEMULTIPARAMETER-GE-CARESCAPE PDM | MODULEMULTIPARAMETER | CARESCAPE PDM |  |  |  | GE | Module, Multi-Parameter |  | MODULEMULTIPARAMETER-GE-CARESCAPE PDM |  |  |  |  | Covered PM Repair - Biomedical | MHHS-TMC
NO | NO |  |  |  | 074-05292 |  | GE Medical Systems | CARESCAPE PATIENT DATA MODULE |  | SA312132096GR | TMC - HVI - CVICU (8HVI) | MHHS-TMC |  | Module, Multi-Parameter |  | 074-05292 |  | TMC |  | TMC - HVI - CVICU (8HVI) | [5 empty] | PHYSIOLOGIC MONITOR MODULES, MULTIPARAMETER |  | MODULEMULTIPARAMETER-GE-CARESCAPE PDM | MODULEMULTIPARAMETER | CARESCAPE PDM |  |  |  | GE | Module, Multi-Parameter |  | MODULEMULTIPARAMETER-GE-CARESCAPE PDM |  |  |  |  | Covered PM Repair - Biomedical | MHHS-TMC
NO | NO |  |  |  | 074-05298 |  | GE Medical Systems | CARESCAPE PATIENT DATA MODULE |  | SA311163486GR | TMC - HVI - CVICU (8HVI) | MHHS-TMC |  | Module, Multi-Parameter |  | 074-05298 |  | TMC |  | TMC - HVI - CVICU (8HVI) | [5 empty] | PHYSIOLOGIC MONITOR MODULES, MULTIPARAMETER |  | MODULEMULTIPARAMETER-GE-CARESCAPE PDM | MODULEMULTIPARAMETER | CARESCAPE PDM |  |  |  | GE | Module, Multi-Parameter |  | MODULEMULTIPARAMETER-GE-CARESCAPE PDM |  |  |  |  | Covered PM Repair - Biomedical | MHHS-TMC
NO | NO |  |  |  | 074-05392 |  | GE Medical Systems | CARESCAPE PATIENT DATA MODULE |  | SA310393040GR | TMC - HVI - CVIMU (8HVI) | MHHS-TMC |  | Module, Multi-Parameter |  | 074-05392 |  | TMC |  | TMC - HVI - CVIMU (8HVI) | [5 empty] | PHYSIOLOGIC MONITOR MODULES, MULTIPARAMETER |  | MODULEMULTIPARAMETER-GE-CARESCAPE PDM | MODULEMULTIPARAMETER | CARESCAPE PDM |  |  |  | GE | Module, Multi-Parameter |  | MODULEMULTIPARAMETER-GE-CARESCAPE PDM |  |  |  |  | Covered PM Repair - Biomedical | MHHS-TMC
NO | NO |  |  |  | 074-05395 |  | GE Medical Systems | CARESCAPE PATIENT DATA MODULE |  | SA308491139GR | TMC - HVI - CVIMU (8HVI) | MHHS-TMC |  | Module, Multi-Parameter |  | 074-05395 |  | TMC |  | TMC - HVI - CVIMU (8HVI) | [5 empty] | PHYSIOLOGIC MONITOR MODULES, MULTIPARAMETER |  | MODULEMULTIPARAMETER-GE-CARESCAPE PDM | MODULEMULTIPARAMETER | CARESCAPE PDM |  |  |  | GE | Module, Multi-Parameter |  | MODULEMULTIPARAMETER-GE-CARESCAPE PDM |  |  |  |  | Covered PM Repair - Biomedical | MHHS-TMC
NO | NO |  |  |  | 074-05415 |  | GE Medical Systems | CARESCAPE PATIENT DATA MODULE |  | SA310507158GR | TMC - HVI - CVIMU (8HVI) | MHHS-TMC |  | Module, Multi-Parameter |  | 074-05415 |  | TMC |  | TMC - HVI - CVIMU (8HVI) | [5 empty] | PHYSIOLOGIC MONITOR MODULES, MULTIPARAMETER |  | MODULEMULTIPARAMETER-GE-CARESCAPE PDM | MODULEMULTIPARAMETER | CARESCAPE PDM |  |  |  | GE | Module, Multi-Parameter |  | MODULEMULTIPARAMETER-GE-CARESCAPE PDM |  |  |  |  | Covered PM Repair - Biomedical | MHHS-TMC
NO | NO |  |  |  | 074-05426 |  | GE Medical Systems | CARESCAPE PATIENT DATA MODULE |  | SA310351489GR | TMC - HVI - CVIMU (8HVI) | MHHS-TMC |  | Module, Multi-Parameter |  | 074-05426 |  | TMC |  | TMC - HVI - CVIMU (8HVI) | [5 empty] | PHYSIOLOGIC MONITOR MODULES, MULTIPARAMETER |  | MODULEMULTIPARAMETER-GE-CARESCAPE PDM | MODULEMULTIPARAMETER | CARESCAPE PDM |  |  |  | GE | Module, Multi-Parameter |  | MODULEMULTIPARAMETER-GE-CARESCAPE PDM |  |  |  |  | Covered PM Repair - Biomedical | MHHS-TMC
NO | NO |  |  |  | 069-39108 |  | GE Medical Systems | CARESCAPE PATIENT DATA MODULE |  | SA311246429GR | TMC - HVI - HEART FAILURE ICU (5HVI) | MHHS-TMC |  | Module, Multi-Parameter |  | 069-39108 |  | TMC |  | TMC - HVI - HEART FAILURE ICU (5HVI) | [5 empty] | PHYSIOLOGIC MONITOR MODULES, MULTIPARAMETER |  | MODULEMULTIPARAMETER-GE-CARESCAPE PDM | MODULEMULTIPARAMETER | CARESCAPE PDM |  |  |  | GE | Module, Multi-Parameter |  | MODULEMULTIPARAMETER-GE-CARESCAPE PDM |  |  |  |  | Covered PM Repair - Biomedical | MHHS-TMC
NO | NO |  |  |  | 069-39118 |  | GE Medical Systems | CARESCAPE PATIENT DATA MODULE |  | SA311090912GR | TMC - HVI - HEART FAILURE ICU (5HVI) | MHHS-TMC |  | Module, Multi-Parameter |  | 069-39118 |  | TMC |  | TMC - HVI - HEART FAILURE ICU (5HVI) | [5 empty] | PHYSIOLOGIC MONITOR MODULES, MULTIPARAMETER |  | MODULEMULTIPARAMETER-GE-CARESCAPE PDM | MODULEMULTIPARAMETER | CARESCAPE PDM |  |  |  | GE | Module, Multi-Parameter |  | MODULEMULTIPARAMETER-GE-CARESCAPE PDM |  |  |  |  | Covered PM Repair - Biomedical | MHHS-TMC
NO | NO |  |  |  | 069-40639 |  | GE Medical Systems | CARESCAPE PATIENT DATA MODULE |  | SA310382772GR | TMC - HVI - HEART FAILURE ICU (5HVI) | MHHS-TMC |  | Module, Multi-Parameter |  | 069-40639 |  | TMC |  | TMC - HVI - HEART FAILURE ICU (5HVI) | [5 empty] | PHYSIOLOGIC MONITOR MODULES, MULTIPARAMETER |  | MODULEMULTIPARAMETER-GE-CARESCAPE PDM | MODULEMULTIPARAMETER | CARESCAPE PDM |  |  |  | GE | Module, Multi-Parameter |  | MODULEMULTIPARAMETER-GE-CARESCAPE PDM |  |  |  |  | Covered PM Repair - Biomedical | MHHS-TMC
NO | NO |  |  |  | 069-42699 |  | GE Medical Systems | CARESCAPE PATIENT DATA MODULE |  | SA309122640GR | TMC - HVI - HEART FAILURE ICU (5HVI) | MHHS-TMC |  | Module, Multi-Parameter |  | 069-42699 |  | TMC |  | TMC - HVI - HEART FAILURE ICU (5HVI) | [5 empty] | PHYSIOLOGIC MONITOR MODULES, MULTIPARAMETER |  | MODULEMULTIPARAMETER-GE-CARESCAPE PDM | MODULEMULTIPARAMETER | CARESCAPE PDM |  |  |  | GE | Module, Multi-Parameter |  | MODULEMULTIPARAMETER-GE-CARESCAPE PDM |  |  |  |  | Covered PM Repair - Biomedical | MHHS-TMC
NO | NO |  |  |  | 074-01428 |  | GE Medical Systems | CARESCAPE PATIENT DATA MODULE |  | SA309365231GR | TMC - HVI - HEART FAILURE ICU (5HVI) | MHHS-TMC |  | Module, Multi-Parameter |  | 074-01428 |  | TMC |  | TMC - HVI - HEART FAILURE ICU (5HVI) | [5 empty] | PHYSIOLOGIC MONITOR MODULES, MULTIPARAMETER |  | MODULEMULTIPARAMETER-GE-CARESCAPE PDM | MODULEMULTIPARAMETER | CARESCAPE PDM |  |  |  | GE | Module, Multi-Parameter |  | MODULEMULTIPARAMETER-GE-CARESCAPE PDM |  |  |  |  | Covered PM Repair - Biomedical | MHHS-TMC
NO | NO |  |  |  | 074-01429 |  | GE Medical Systems | CARESCAPE PATIENT DATA MODULE |  | SA311327839GR | TMC - HVI - HEART FAILURE ICU (5HVI) | MHHS-TMC |  | Module, Multi-Parameter |  | 074-01429 |  | TMC |  | TMC - HVI - HEART FAILURE ICU (5HVI) | [5 empty] | PHYSIOLOGIC MONITOR MODULES, MULTIPARAMETER |  | MODULEMULTIPARAMETER-GE-CARESCAPE PDM | MODULEMULTIPARAMETER | CARESCAPE PDM |  |  |  | GE | Module, Multi-Parameter |  | MODULEMULTIPARAMETER-GE-CARESCAPE PDM |  |  |  |  | Covered PM Repair - Biomedical | MHHS-TMC
NO | NO |  |  |  | 074-01659 |  | GE Medical Systems | CARESCAPE PATIENT DATA MODULE |  | SA311287154GR | TMC - HVI - HEART FAILURE ICU (5HVI) | MHHS-TMC |  | Module, Multi-Parameter |  | 074-01659 |  | TMC |  | TMC - HVI - HEART FAILURE ICU (5HVI) | [5 empty] | PHYSIOLOGIC MONITOR MODULES, MULTIPARAMETER |  | MODULEMULTIPARAMETER-GE-CARESCAPE PDM | MODULEMULTIPARAMETER | CARESCAPE PDM |  |  |  | GE | Module, Multi-Parameter |  | MODULEMULTIPARAMETER-GE-CARESCAPE PDM |  |  |  |  | Covered PM Repair - Biomedical | MHHS-TMC
NO | NO |  |  |  | 074-03291 |  | GE Medical Systems | CARESCAPE PATIENT DATA MODULE |  | SA311142856GR | TMC - HVI - HEART FAILURE ICU (5HVI) | MHHS-TMC |  | Module, Multi-Parameter |  | 074-03291 |  | TMC |  | TMC - HVI - HEART FAILURE ICU (5HVI) | [5 empty] | PHYSIOLOGIC MONITOR MODULES, MULTIPARAMETER |  | MODULEMULTIPARAMETER-GE-CARESCAPE PDM | MODULEMULTIPARAMETER | CARESCAPE PDM |  |  |  | GE | Module, Multi-Parameter |  | MODULEMULTIPARAMETER-GE-CARESCAPE PDM |  |  |  |  | Covered PM Repair - Biomedical | MHHS-TMC
NO | NO |  |  |  | 074-04095 |  | GE Medical Systems | CARESCAPE PATIENT DATA MODULE |  | SA311163460GR | TMC - HVI - HEART FAILURE ICU (5HVI) | MHHS-TMC |  | Module, Multi-Parameter |  | 074-04095 |  | TMC |  | TMC - HVI - HEART FAILURE ICU (5HVI) | [5 empty] | PHYSIOLOGIC MONITOR MODULES, MULTIPARAMETER |  | MODULEMULTIPARAMETER-GE-CARESCAPE PDM | MODULEMULTIPARAMETER | CARESCAPE PDM |  |  |  | GE | Module, Multi-Parameter |  | MODULEMULTIPARAMETER-GE-CARESCAPE PDM |  |  |  |  | Covered PM Repair - Biomedical | MHHS-TMC
NO | NO |  |  |  | 074-04139 |  | GE Medical Systems | CARESCAPE PATIENT DATA MODULE |  | SA309476885GR | TMC - HVI - HEART FAILURE ICU (5HVI) | MHHS-TMC |  | Module, Multi-Parameter |  | 074-04139 |  | TMC |  | TMC - HVI - HEART FAILURE ICU (5HVI) | [5 empty] | PHYSIOLOGIC MONITOR MODULES, MULTIPARAMETER |  | MODULEMULTIPARAMETER-GE-CARESCAPE PDM | MODULEMULTIPARAMETER | CARESCAPE PDM |  |  |  | GE | Module, Multi-Parameter |  | MODULEMULTIPARAMETER-GE-CARESCAPE PDM |  |  |  |  | Covered PM Repair - Biomedical | MHHS-TMC
NO | NO |  |  |  | 074-04151 |  | GE Medical Systems | CARESCAPE PATIENT DATA MODULE |  | SA311163435GR | TMC - HVI - HEART FAILURE ICU (5HVI) | MHHS-TMC |  | Module, Multi-Parameter |  | 074-04151 |  | TMC |  | TMC - HVI - HEART FAILURE ICU (5HVI) | [5 empty] | PHYSIOLOGIC MONITOR MODULES, MULTIPARAMETER |  | MODULEMULTIPARAMETER-GE-CARESCAPE PDM | MODULEMULTIPARAMETER | CARESCAPE PDM |  |  |  | GE | Module, Multi-Parameter |  | MODULEMULTIPARAMETER-GE-CARESCAPE PDM |  |  |  |  | Covered PM Repair - Biomedical | MHHS-TMC
NO | NO |  |  |  | 074-04167 |  | GE Medical Systems | CARESCAPE PATIENT DATA MODULE |  | SA309476916GR | TMC - HVI - HEART FAILURE ICU (5HVI) | MHHS-TMC |  | Module, Multi-Parameter |  | 074-04167 |  | TMC |  | TMC - HVI - HEART FAILURE ICU (5HVI) | [5 empty] | PHYSIOLOGIC MONITOR MODULES, MULTIPARAMETER |  | MODULEMULTIPARAMETER-GE-CARESCAPE PDM | MODULEMULTIPARAMETER | CARESCAPE PDM |  |  |  | GE | Module, Multi-Parameter |  | MODULEMULTIPARAMETER-GE-CARESCAPE PDM |  |  |  |  | Covered PM Repair - Biomedical | MHHS-TMC
NO | NO |  |  |  | 074-04673 |  | GE Medical Systems | CARESCAPE PATIENT DATA MODULE |  | SA314107397GA | TMC - HVI - HEART FAILURE ICU (5HVI) | MHHS-TMC |  | Module, Multi-Parameter |  | 074-04673 |  | TMC |  | TMC - HVI - HEART FAILURE ICU (5HVI) | [5 empty] | PHYSIOLOGIC MONITOR MODULES, MULTIPARAMETER |  | MODULEMULTIPARAMETER-GE-CARESCAPE PDM | MODULEMULTIPARAMETER | CARESCAPE PDM |  |  |  | GE | Module, Multi-Parameter |  | MODULEMULTIPARAMETER-GE-CARESCAPE PDM |  |  |  |  | Covered PM Repair - Biomedical | MHHS-TMC
NO | NO |  |  |  | 074-04677 |  | GE Medical Systems | CARESCAPE PATIENT DATA MODULE |  | SA314107392GA | TMC - HVI - HEART FAILURE ICU (5HVI) | MHHS-TMC |  | Module, Multi-Parameter |  | 074-04677 |  | TMC |  | TMC - HVI - HEART FAILURE ICU (5HVI) | [5 empty] | PHYSIOLOGIC MONITOR MODULES, MULTIPARAMETER |  | MODULEMULTIPARAMETER-GE-CARESCAPE PDM | MODULEMULTIPARAMETER | CARESCAPE PDM |  |  |  | GE | Module, Multi-Parameter |  | MODULEMULTIPARAMETER-GE-CARESCAPE PDM |  |  |  |  | Covered PM Repair - Biomedical | MHHS-TMC
NO | NO |  |  |  | 074-04703 |  | GE Medical Systems | CARESCAPE PATIENT DATA MODULE |  | SA315230100GA | TMC - HVI - HEART FAILURE ICU (5HVI) | MHHS-TMC |  | Module, Multi-Parameter |  | 074-04703 |  | TMC |  | TMC - HVI - HEART FAILURE ICU (5HVI) | [5 empty] | PHYSIOLOGIC MONITOR MODULES, MULTIPARAMETER |  | MODULEMULTIPARAMETER-GE-CARESCAPE PDM | MODULEMULTIPARAMETER | CARESCAPE PDM |  |  |  | GE | Module, Multi-Parameter |  | MODULEMULTIPARAMETER-GE-CARESCAPE PDM |  |  |  |  | Covered PM Repair - Biomedical | MHHS-TMC
NO | NO |  |  |  | 074-04928 |  | GE Medical Systems | CARESCAPE PATIENT DATA MODULE |  | SA3100486639GR | TMC - HVI - HEART FAILURE ICU (5HVI) | MHHS-TMC |  | Module, Multi-Parameter |  | 074-04928 |  | TMC |  | TMC - HVI - HEART FAILURE ICU (5HVI) | [5 empty] | PHYSIOLOGIC MONITOR MODULES, MULTIPARAMETER |  | MODULEMULTIPARAMETER-GE-CARESCAPE PDM | MODULEMULTIPARAMETER | CARESCAPE PDM |  |  |  | GE | Module, Multi-Parameter |  | MODULEMULTIPARAMETER-GE-CARESCAPE PDM |  |  |  |  | Covered PM Repair - Biomedical | MHHS-TMC
NO | NO | [5 empty] | GE Medical Systems | CARESCAPE PATIENT DATA MODULE |  | 2016793-003 | TMC - HVI - HEART FAILURE ICU (5HVI) | MHHS-TMC |  | Module, Multi-Parameter |  |  |  | TMC |  | TMC - HVI - HEART FAILURE ICU (5HVI) | [5 empty] | PHYSIOLOGIC MONITOR MODULES, MULTIPARAMETER |  | MODULEMULTIPARAMETER-GE-CARESCAPE PDM | MODULEMULTIPARAMETER | CARESCAPE PDM |  |  |  | GE | Module, Multi-Parameter |  | MODULEMULTIPARAMETER-GE-CARESCAPE PDM |  |  |  |  | Covered PM Repair - Biomedical | MHHS-TMC
NO | NO |  |  |  | 069-35125 |  | GE Medical Systems | CARESCAPE PATIENT DATA MODULE |  | SA11101332GA | TMC - HVI - HEART FAILURE IMU (5HVI) | MHHS-TMC |  | Module, Multi-Parameter |  | 069-35125 |  | TMC |  | TMC - HVI - HEART FAILURE IMU (5HVI) | [5 empty] | PHYSIOLOGIC MONITOR MODULES, MULTIPARAMETER |  | MODULEMULTIPARAMETER-GE-CARESCAPE PDM | MODULEMULTIPARAMETER | CARESCAPE PDM |  |  |  | GE | Module, Multi-Parameter |  | MODULEMULTIPARAMETER-GE-CARESCAPE PDM |  |  |  |  | Covered PM Repair - Biomedical | MHHS-TMC
NO | NO |  |  |  | 074-05282 |  | GE Medical Systems | CARESCAPE PATIENT DATA MODULE |  | SA312091234GR | TMC - HVI - HEART FAILURE IMU (5HVI) | MHHS-TMC |  | Module, Multi-Parameter |  | 074-05282 |  | TMC |  | TMC - HVI - HEART FAILURE IMU (5HVI) | [5 empty] | PHYSIOLOGIC MONITOR MODULES, MULTIPARAMETER |  | MODULEMULTIPARAMETER-GE-CARESCAPE PDM | MODULEMULTIPARAMETER | CARESCAPE PDM |  |  |  | GE | Module, Multi-Parameter |  | MODULEMULTIPARAMETER-GE-CARESCAPE PDM |  |  |  |  | Covered PM Repair - Biomedical | MHHS-TMC
NO | NO |  |  |  | 069-39753 |  | GE Medical Systems | CARESCAPE PATIENT DATA MODULE |  | SA312059475GR | TMC - JONES - BURN UNIT (8J) | MHHS-TMC |  | Module, Multi-Parameter |  | 069-39753 |  | TMC |  | TMC - JONES - BURN UNIT (8J) | [5 empty] | PHYSIOLOGIC MONITOR MODULES, MULTIPARAMETER |  | MODULEMULTIPARAMETER-GE-CARESCAPE PDM | MODULEMULTIPARAMETER | CARESCAPE PDM |  |  |  | GE | Module, Multi-Parameter |  | MODULEMULTIPARAMETER-GE-CARESCAPE PDM |  |  |  |  | Not Covered Vendor Only - Biomedical | MHHS-TMC
NO | NO |  |  |  | 069-39754 |  | GE Medical Systems | CARESCAPE PATIENT DATA MODULE |  | SA311153266GR | TMC - JONES - BURN UNIT (8J) | MHHS-TMC |  | Module, Multi-Parameter |  | 069-39754 |  | TMC |  | TMC - JONES - BURN UNIT (8J) | [5 empty] | PHYSIOLOGIC MONITOR MODULES, MULTIPARAMETER |  | MODULEMULTIPARAMETER-GE-CARESCAPE PDM | MODULEMULTIPARAMETER | CARESCAPE PDM |  |  |  | GE | Module, Multi-Parameter |  | MODULEMULTIPARAMETER-GE-CARESCAPE PDM |  |  |  |  | Not Covered Vendor Only - Biomedical | MHHS-TMC
NO | NO |  |  |  | 069-39757 |  | GE Medical Systems | CARESCAPE PATIENT DATA MODULE |  | SA312018827GR | TMC - JONES - BURN UNIT (8J) | MHHS-TMC |  | Module, Multi-Parameter |  | 069-39757 |  | TMC |  | TMC - JONES - BURN UNIT (8J) | [5 empty] | PHYSIOLOGIC MONITOR MODULES, MULTIPARAMETER |  | MODULEMULTIPARAMETER-GE-CARESCAPE PDM | MODULEMULTIPARAMETER | CARESCAPE PDM |  |  |  | GE | Module, Multi-Parameter |  | MODULEMULTIPARAMETER-GE-CARESCAPE PDM |  |  |  |  | Covered PM Repair - Biomedical | MHHS-TMC
NO | NO |  |  |  | 069-39766 |  | GE Medical Systems | CARESCAPE PATIENT DATA MODULE |  | SA312091280GR | TMC - JONES - BURN UNIT (8J) | MHHS-TMC |  | Module, Multi-Parameter |  | 069-39766 |  | TMC |  | TMC - JONES - BURN UNIT (8J) | [5 empty] | PHYSIOLOGIC MONITOR MODULES, MULTIPARAMETER |  | MODULEMULTIPARAMETER-GE-CARESCAPE PDM | MODULEMULTIPARAMETER | CARESCAPE PDM |  |  |  | GE | Module, Multi-Parameter |  | MODULEMULTIPARAMETER-GE-CARESCAPE PDM |  |  |  |  | Covered PM Repair - Biomedical | MHHS-TMC
NO | NO |  |  |  | 069-40263 |  | GE Medical Systems | CARESCAPE PATIENT DATA MODULE |  | SA315154925GA | TMC - JONES - GAMMA KNIFE (JB) | MHHS-TMC |  | Module, Multi-Parameter |  | 069-40263 |  | TMC |  | TMC - JONES - GAMMA KNIFE (JB) | [5 empty] | PHYSIOLOGIC MONITOR MODULES, MULTIPARAMETER |  | MODULEMULTIPARAMETER-GE-CARESCAPE PDM | MODULEMULTIPARAMETER | CARESCAPE PDM |  |  |  | GE | Module, Multi-Parameter |  | MODULEMULTIPARAMETER-GE-CARESCAPE PDM |  |  |  |  | Covered PM Repair - Biomedical | MHHS-TMC
NO | NO |  |  |  | 069-39150 |  | GE Medical Systems | CARESCAPE PATIENT DATA MODULE |  | SA311090953GR | TMC - JONES - NEURO ACUTE CARE (5J) | MHHS-TMC |  | Module, Multi-Parameter |  | 069-39150 |  | TMC |  | TMC - JONES - NEURO ACUTE CARE (5J) | [5 empty] | PHYSIOLOGIC MONITOR MODULES, MULTIPARAMETER |  | MODULEMULTIPARAMETER-GE-CARESCAPE PDM | MODULEMULTIPARAMETER | CARESCAPE PDM |  |  |  | GE | Module, Multi-Parameter |  | MODULEMULTIPARAMETER-GE-CARESCAPE PDM |  |  |  |  | Covered PM Repair - Biomedical | MHHS-TMC
NO | NO |  |  |  | 069-39438 |  | GE Medical Systems | CARESCAPE PATIENT DATA MODULE |  | SA314096984GA | TMC - JONES - NEURO ACUTE CARE (5J) | MHHS-TMC |  | Module, Multi-Parameter |  | 069-39438 |  | TMC |  | TMC - JONES - NEURO ACUTE CARE (5J) | [5 empty] | PHYSIOLOGIC MONITOR MODULES, MULTIPARAMETER |  | MODULEMULTIPARAMETER-GE-CARESCAPE PDM | MODULEMULTIPARAMETER | CARESCAPE PDM |  |  |  | GE | Module, Multi-Parameter |  | MODULEMULTIPARAMETER-GE-CARESCAPE PDM |  |  |  |  | Covered PM Repair - Biomedical | MHHS-TMC
NO | NO |  |  |  | 069-39444 |  | GE Medical Systems | CARESCAPE PATIENT DATA MODULE |  | SA314097028 | TMC - JONES - NEURO ACUTE CARE (5J) | MHHS-TMC |  | Module, Multi-Parameter |  | 069-39444 |  | TMC |  | TMC - JONES - NEURO ACUTE CARE (5J) | [5 empty] | PHYSIOLOGIC MONITOR MODULES, MULTIPARAMETER |  | MODULEMULTIPARAMETER-GE-CARESCAPE PDM | MODULEMULTIPARAMETER | CARESCAPE PDM |  |  |  | GE | Module, Multi-Parameter |  | MODULEMULTIPARAMETER-GE-CARESCAPE PDM |  |  |  |  | Covered PM Repair - Biomedical | MHHS-TMC
NO | NO |  |  |  | 069-39493 |  | GE Medical Systems | CARESCAPE PATIENT DATA MODULE |  | SA314097003GA | TMC - JONES - NEURO ACUTE CARE (5J) | MHHS-TMC |  | Module, Multi-Parameter |  | 069-39493 |  | TMC |  | TMC - JONES - NEURO ACUTE CARE (5J) | [5 empty] | PHYSIOLOGIC MONITOR MODULES, MULTIPARAMETER |  | MODULEMULTIPARAMETER-GE-CARESCAPE PDM | MODULEMULTIPARAMETER | CARESCAPE PDM |  |  |  | GE | Module, Multi-Parameter |  | MODULEMULTIPARAMETER-GE-CARESCAPE PDM |  |  |  |  | Covered PM Repair - Biomedical | MHHS-TMC
NO | NO |  |  |  | 069-39522 |  | GE Medical Systems | CARESCAPE PATIENT DATA MODULE |  | SA313513859GA | TMC - JONES - NEURO ACUTE CARE (5J) | MHHS-TMC |  | Module, Multi-Parameter |  | 069-39522 |  | TMC |  | TMC - JONES - NEURO ACUTE CARE (5J) | [5 empty] | PHYSIOLOGIC MONITOR MODULES, MULTIPARAMETER |  | MODULEMULTIPARAMETER-GE-CARESCAPE PDM | MODULEMULTIPARAMETER | CARESCAPE PDM |  |  |  | GE | Module, Multi-Parameter |  | MODULEMULTIPARAMETER-GE-CARESCAPE PDM |  |  |  |  | Covered PM Repair - Biomedical | MHHS-TMC
NO | NO |  |  |  | 069-40607 |  | GE Medical Systems | CARESCAPE PATIENT DATA MODULE |  | SA314431261GA | TMC - JONES - NEURO ELECTIVE (4J) | MHHS-TMC |  | Module, Multi-Parameter |  | 069-40607 |  | TMC |  | TMC - JONES - NEURO ELECTIVE (4J) | [5 empty] | PHYSIOLOGIC MONITOR MODULES, MULTIPARAMETER |  | MODULEMULTIPARAMETER-GE-CARESCAPE PDM | MODULEMULTIPARAMETER | CARESCAPE PDM |  |  |  | GE | Module, Multi-Parameter |  | MODULEMULTIPARAMETER-GE-CARESCAPE PDM |  |  |  |  | Not Covered Vendor Only - Lab Ana/Anes | MHHS-TMC
NO | NO |  |  |  | 069-40611 |  | GE Medical Systems | CARESCAPE PATIENT DATA MODULE |  | SA314431266GA | TMC - JONES - NEURO ELECTIVE (4J) | MHHS-TMC |  | Module, Multi-Parameter |  | 069-40611 |  | TMC |  | TMC - JONES - NEURO ELECTIVE (4J) | [5 empty] | PHYSIOLOGIC MONITOR MODULES, MULTIPARAMETER |  | MODULEMULTIPARAMETER-GE-CARESCAPE PDM | MODULEMULTIPARAMETER | CARESCAPE PDM |  |  |  | GE | Module, Multi-Parameter |  | MODULEMULTIPARAMETER-GE-CARESCAPE PDM |  |  |  |  | Not Covered Vendor Only - Lab Ana/Anes | MHHS-TMC
NO | NO |  |  |  | 069-40614 |  | GE Medical Systems | CARESCAPE PATIENT DATA MODULE |  | SA314431280GA | TMC - JONES - NEURO ELECTIVE (4J) | MHHS-TMC |  | Module, Multi-Parameter |  | 069-40614 |  | TMC |  | TMC - JONES - NEURO ELECTIVE (4J) | [5 empty] | PHYSIOLOGIC MONITOR MODULES, MULTIPARAMETER |  | MODULEMULTIPARAMETER-GE-CARESCAPE PDM | MODULEMULTIPARAMETER | CARESCAPE PDM |  |  |  | GE | Module, Multi-Parameter |  | MODULEMULTIPARAMETER-GE-CARESCAPE PDM |  |  |  |  | Not Covered Vendor Only - Biomedical | MHHS-TMC
NO | NO |  |  |  | 069-40616 |  | GE Medical Systems | CARESCAPE PATIENT DATA MODULE |  | SA314431264GA | TMC - JONES - NEURO ELECTIVE (4J) | MHHS-TMC |  | Module, Multi-Parameter |  | 069-40616 |  | TMC |  | TMC - JONES - NEURO ELECTIVE (4J) | [5 empty] | PHYSIOLOGIC MONITOR MODULES, MULTIPARAMETER |  | MODULEMULTIPARAMETER-GE-CARESCAPE PDM | MODULEMULTIPARAMETER | CARESCAPE PDM |  |  |  | GE | Module, Multi-Parameter |  | MODULEMULTIPARAMETER-GE-CARESCAPE PDM |  |  |  |  | Not Covered Vendor Only - Biomedical | MHHS-TMC
NO | NO |  |  |  | 069-40617 |  | GE Medical Systems | CARESCAPE PATIENT DATA MODULE |  | SA314431262GA | TMC - JONES - NEURO ELECTIVE (4J) | MHHS-TMC |  | Module, Multi-Parameter |  | 069-40617 |  | TMC |  | TMC - JONES - NEURO ELECTIVE (4J) | [5 empty] | PHYSIOLOGIC MONITOR MODULES, MULTIPARAMETER |  | MODULEMULTIPARAMETER-GE-CARESCAPE PDM | MODULEMULTIPARAMETER | CARESCAPE PDM |  |  |  | GE | Module, Multi-Parameter |  | MODULEMULTIPARAMETER-GE-CARESCAPE PDM |  |  |  |  | Not Covered Vendor Only - Biomedical | MHHS-TMC
NO | NO |  |  |  | 069-40620 |  | GE Medical Systems | CARESCAPE PATIENT DATA MODULE |  | SA314431260GA | TMC - JONES - NEURO ELECTIVE (4J) | MHHS-TMC |  | Module, Multi-Parameter |  | 069-40620 |  | TMC |  | TMC - JONES - NEURO ELECTIVE (4J) | [5 empty] | PHYSIOLOGIC MONITOR MODULES, MULTIPARAMETER |  | MODULEMULTIPARAMETER-GE-CARESCAPE PDM | MODULEMULTIPARAMETER | CARESCAPE PDM |  |  |  | GE | Module, Multi-Parameter |  | MODULEMULTIPARAMETER-GE-CARESCAPE PDM |  |  |  |  | Not Covered Vendor Only - Biomedical | MHHS-TMC
NO | NO |  |  |  | 069-40621 |  | GE Medical Systems | CARESCAPE PATIENT DATA MODULE |  | SA314430985GA | TMC - JONES - NEURO ELECTIVE (4J) | MHHS-TMC |  | Module, Multi-Parameter |  | 069-40621 |  | TMC |  | TMC - JONES - NEURO ELECTIVE (4J) | [5 empty] | PHYSIOLOGIC MONITOR MODULES, MULTIPARAMETER |  | MODULEMULTIPARAMETER-GE-CARESCAPE PDM | MODULEMULTIPARAMETER | CARESCAPE PDM |  |  |  | GE | Module, Multi-Parameter |  | MODULEMULTIPARAMETER-GE-CARESCAPE PDM |  |  |  |  | Not Covered Vendor Only - Lab Ana/Anes | MHHS-TMC
NO | NO |  |  |  | 069-40865 |  | GE Medical Systems | CARESCAPE PATIENT DATA MODULE |  | SA310361793GR | TMC - JONES - NEURO ELECTIVE (4J) | MHHS-TMC |  | Module, Multi-Parameter |  | 069-40865 |  | TMC |  | TMC - JONES - NEURO ELECTIVE (4J) | [5 empty] | PHYSIOLOGIC MONITOR MODULES, MULTIPARAMETER |  | MODULEMULTIPARAMETER-GE-CARESCAPE PDM | MODULEMULTIPARAMETER | CARESCAPE PDM |  |  |  | GE | Module, Multi-Parameter |  | MODULEMULTIPARAMETER-GE-CARESCAPE PDM |  |  |  |  | Covered PM Repair - Biomedical | MHHS-TMC
NO | NO |  |  |  | 069-40880 |  | GE Medical Systems | CARESCAPE PATIENT DATA MODULE |  | SA310528904GR | TMC - JONES - NEURO ELECTIVE (4J) | MHHS-TMC |  | Module, Multi-Parameter |  | 069-40880 |  | TMC |  | TMC - JONES - NEURO ELECTIVE (4J) | [5 empty] | PHYSIOLOGIC MONITOR MODULES, MULTIPARAMETER |  | MODULEMULTIPARAMETER-GE-CARESCAPE PDM | MODULEMULTIPARAMETER | CARESCAPE PDM |  |  |  | GE | Module, Multi-Parameter |  | MODULEMULTIPARAMETER-GE-CARESCAPE PDM |  |  |  |  | Covered PM Repair - Biomedical | MHHS-TMC
NO | NO |  |  |  | 069-39172 |  | GE Medical Systems | CARESCAPE PATIENT DATA MODULE |  | SA312070300GR | TMC - JONES - NEURO ICU (7J) | MHHS-TMC |  | Module, Multi-Parameter |  | 069-39172 |  | TMC |  | TMC - JONES - NEURO ICU (7J) | [5 empty] | PHYSIOLOGIC MONITOR MODULES, MULTIPARAMETER |  | MODULEMULTIPARAMETER-GE-CARESCAPE PDM | MODULEMULTIPARAMETER | CARESCAPE PDM |  |  |  | GE | Module, Multi-Parameter |  | MODULEMULTIPARAMETER-GE-CARESCAPE PDM |  |  |  |  | Covered PM Repair - Biomedical | MHHS-TMC
NO | NO |  |  |  | 069-40531 |  | GE Medical Systems | CARESCAPE PATIENT DATA MODULE |  | SA315112537GA | TMC - JONES - NEURO ICU (7J) | MHHS-TMC |  | Module, Multi-Parameter |  | 069-40531 |  | TMC |  | TMC - JONES - NEURO ICU (7J) | [5 empty] | PHYSIOLOGIC MONITOR MODULES, MULTIPARAMETER |  | MODULEMULTIPARAMETER-GE-CARESCAPE PDM | MODULEMULTIPARAMETER | CARESCAPE PDM |  |  |  | GE | Module, Multi-Parameter |  | MODULEMULTIPARAMETER-GE-CARESCAPE PDM |  |  |  |  | Not Covered Vendor Only - Biomedical | MHHS-TMC
NO | NO |  |  |  | 069-40871 |  | GE Medical Systems | CARESCAPE PATIENT DATA MODULE |  | SA310392878GR | TMC - JONES - NEURO ICU (7J) | MHHS-TMC |  | Module, Multi-Parameter |  | 069-40871 |  | TMC |  | TMC - JONES - NEURO ICU (7J) | [5 empty] | PHYSIOLOGIC MONITOR MODULES, MULTIPARAMETER |  | MODULEMULTIPARAMETER-GE-CARESCAPE PDM | MODULEMULTIPARAMETER | CARESCAPE PDM |  |  |  | GE | Module, Multi-Parameter |  | MODULEMULTIPARAMETER-GE-CARESCAPE PDM |  |  |  |  | Not Covered Vendor Only - Lab Ana/Anes | MHHS-TMC
NO | NO |  |  |  | 069-40876 |  | GE Medical Systems | CARESCAPE PATIENT DATA MODULE |  | SA311428015GR | TMC - JONES - NEURO ICU (7J) | MHHS-TMC |  | Module, Multi-Parameter |  | 069-40876 |  | TMC |  | TMC - JONES - NEURO ICU (7J) | [5 empty] | PHYSIOLOGIC MONITOR MODULES, MULTIPARAMETER |  | MODULEMULTIPARAMETER-GE-CARESCAPE PDM | MODULEMULTIPARAMETER | CARESCAPE PDM |  |  |  | GE | Module, Multi-Parameter |  | MODULEMULTIPARAMETER-GE-CARESCAPE PDM |  |  |  |  | Not Covered Vendor Only - Biomedical | MHHS-TMC
NO | NO |  |  |  | 069-40877 |  | GE Medical Systems | CARESCAPE PATIENT DATA MODULE |  | SA310518200GR | TMC - JONES - NEURO ICU (7J) | MHHS-TMC |  | Module, Multi-Parameter |  | 069-40877 |  | TMC |  | TMC - JONES - NEURO ICU (7J) | [5 empty] | PHYSIOLOGIC MONITOR MODULES, MULTIPARAMETER |  | MODULEMULTIPARAMETER-GE-CARESCAPE PDM | MODULEMULTIPARAMETER | CARESCAPE PDM |  |  |  | GE | Module, Multi-Parameter |  | MODULEMULTIPARAMETER-GE-CARESCAPE PDM |  |  |  |  | Not Covered Vendor Only - Biomedical | MHHS-TMC
NO | NO |  |  |  | 069-40878 |  | GE Medical Systems | CARESCAPE PATIENT DATA MODULE |  | SA310382803GR | TMC - JONES - NEURO ICU (7J) | MHHS-TMC |  | Module, Multi-Parameter |  | 069-40878 |  | TMC |  | TMC - JONES - NEURO ICU (7J) | [5 empty] | PHYSIOLOGIC MONITOR MODULES, MULTIPARAMETER |  | MODULEMULTIPARAMETER-GE-CARESCAPE PDM | MODULEMULTIPARAMETER | CARESCAPE PDM |  |  |  | GE | Module, Multi-Parameter |  | MODULEMULTIPARAMETER-GE-CARESCAPE PDM |  |  |  |  | Clinical Miscellaneous | MHHS-TMC
NO | NO |  |  |  | 069-40883 |  | GE Medical Systems | CARESCAPE PATIENT DATA MODULE |  | SA310159451GR | TMC - JONES - NEURO ICU (7J) | MHHS-TMC |  | Module, Multi-Parameter |  | 069-40883 |  | TMC |  | TMC - JONES - NEURO ICU (7J) | [5 empty] | PHYSIOLOGIC MONITOR MODULES, MULTIPARAMETER |  | MODULEMULTIPARAMETER-GE-CARESCAPE PDM | MODULEMULTIPARAMETER | CARESCAPE PDM |  |  |  | GE | Module, Multi-Parameter |  | MODULEMULTIPARAMETER-GE-CARESCAPE PDM |  |  |  |  | Clinical Miscellaneous | MHHS-TMC
NO | NO |  |  |  | 069-40886 |  | GE Medical Systems | CARESCAPE PATIENT DATA MODULE |  | SA310382681GR | TMC - JONES - NEURO ICU (7J) | MHHS-TMC |  | Module, Multi-Parameter |  | 069-40886 |  | TMC |  | TMC - JONES - NEURO ICU (7J) | [5 empty] | PHYSIOLOGIC MONITOR MODULES, MULTIPARAMETER |  | MODULEMULTIPARAMETER-GE-CARESCAPE PDM | MODULEMULTIPARAMETER | CARESCAPE PDM |  |  |  | GE | Module, Multi-Parameter |  | MODULEMULTIPARAMETER-GE-CARESCAPE PDM |  |  |  |  | Not Covered Vendor Only - Lab Ana/Anes | MHHS-TMC
NO | NO |  |  |  | 069-40887 |  | GE Medical Systems | CARESCAPE PATIENT DATA MODULE |  | SA310392869GR | TMC - JONES - NEURO ICU (7J) | MHHS-TMC |  | Module, Multi-Parameter |  | 069-40887 |  | TMC |  | TMC - JONES - NEURO ICU (7J) | [5 empty] | PHYSIOLOGIC MONITOR MODULES, MULTIPARAMETER |  | MODULEMULTIPARAMETER-GE-CARESCAPE PDM | MODULEMULTIPARAMETER | CARESCAPE PDM |  |  |  | GE | Module, Multi-Parameter |  | MODULEMULTIPARAMETER-GE-CARESCAPE PDM |  |  |  |  | Not Covered Vendor Only - Lab Ana/Anes | MHHS-TMC
NO | NO |  |  |  | 069-40888 |  | GE Medical Systems | CARESCAPE PATIENT DATA MODULE |  | SA313367588GR | TMC - JONES - NEURO ICU (7J) | MHHS-TMC |  | Module, Multi-Parameter |  | 069-40888 |  | TMC |  | TMC - JONES - NEURO ICU (7J) | [5 empty] | PHYSIOLOGIC MONITOR MODULES, MULTIPARAMETER |  | MODULEMULTIPARAMETER-GE-CARESCAPE PDM | MODULEMULTIPARAMETER | CARESCAPE PDM |  |  |  | GE | Module, Multi-Parameter |  | MODULEMULTIPARAMETER-GE-CARESCAPE PDM |  |  |  |  | Clinical Miscellaneous | MHHS-TMC
NO | NO |  |  |  | 069-40889 |  | GE Medical Systems | CARESCAPE PATIENT DATA MODULE |  | SA310393240GR | TMC - JONES - NEURO ICU (7J) | MHHS-TMC |  | Module, Multi-Parameter |  | 069-40889 |  | TMC |  | TMC - JONES - NEURO ICU (7J) | [5 empty] | PHYSIOLOGIC MONITOR MODULES, MULTIPARAMETER |  | MODULEMULTIPARAMETER-GE-CARESCAPE PDM | MODULEMULTIPARAMETER | CARESCAPE PDM |  |  |  | GE | Module, Multi-Parameter |  | MODULEMULTIPARAMETER-GE-CARESCAPE PDM |  |  |  |  | Covered PM Repair - Biomedical | MHHS-TMC
NO | NO | [5 empty] | GE Medical Systems | CARESCAPE PATIENT DATA MODULE |  | SA311091002GR | TMC - JONES - NEURO ICU (7J) | MHHS-TMC |  | Module, Multi-Parameter |  |  |  | TMC |  | TMC - JONES - NEURO ICU (7J) | [5 empty] | PHYSIOLOGIC MONITOR MODULES, MULTIPARAMETER |  | MODULEMULTIPARAMETER-GE-CARESCAPE PDM | MODULEMULTIPARAMETER | CARESCAPE PDM |  |  |  | GE | Module, Multi-Parameter |  | MODULEMULTIPARAMETER-GE-CARESCAPE PDM |  |  |  |  | Covered PM Repair - Biomedical | MHHS-TMC
NO | NO |  |  |  | 069-39170 |  | GE Medical Systems | CARESCAPE PATIENT DATA MODULE |  | SA311121750GR | TMC - JONES - NEURO IMU (3J) | MHHS-TMC |  | Module, Multi-Parameter |  | 069-39170 |  | TMC |  | TMC - JONES - NEURO IMU (3J) | [5 empty] | PHYSIOLOGIC MONITOR MODULES, MULTIPARAMETER |  | MODULEMULTIPARAMETER-GE-CARESCAPE PDM | MODULEMULTIPARAMETER | CARESCAPE PDM |  |  |  | GE | Module, Multi-Parameter |  | MODULEMULTIPARAMETER-GE-CARESCAPE PDM |  |  |  |  | Covered PM Repair - Biomedical | MHHS-TMC
NO | NO |  |  |  | 069-40523 |  | GE Medical Systems | CARESCAPE PATIENT DATA MODULE |  | SA308511605GR | TMC - JONES - NEURO IMU (3J) | MHHS-TMC |  | Module, Multi-Parameter |  | 069-40523 |  | TMC |  | TMC - JONES - NEURO IMU (3J) | [5 empty] | PHYSIOLOGIC MONITOR MODULES, MULTIPARAMETER |  | MODULEMULTIPARAMETER-GE-CARESCAPE PDM | MODULEMULTIPARAMETER | CARESCAPE PDM |  |  |  | GE | Module, Multi-Parameter |  | MODULEMULTIPARAMETER-GE-CARESCAPE PDM |  |  |  |  | Covered PM Repair - Biomedical | MHHS-TMC
NO | NO |  |  |  | 069-40526 |  | GE Medical Systems | CARESCAPE PATIENT DATA MODULE |  | SA315112694GA | TMC - JONES - NEURO IMU (3J) | MHHS-TMC |  | Module, Multi-Parameter |  | 069-40526 |  | TMC |  | TMC - JONES - NEURO IMU (3J) | [5 empty] | PHYSIOLOGIC MONITOR MODULES, MULTIPARAMETER |  | MODULEMULTIPARAMETER-GE-CARESCAPE PDM | MODULEMULTIPARAMETER | CARESCAPE PDM |  |  |  | GE | Module, Multi-Parameter |  | MODULEMULTIPARAMETER-GE-CARESCAPE PDM |  |  |  |  | Covered PM Repair - Biomedical | MHHS-TMC
NO | NO |  |  |  | 069-40528 |  | GE Medical Systems | CARESCAPE PATIENT DATA MODULE |  | SA315112484GA | TMC - JONES - NEURO IMU (3J) | MHHS-TMC |  | Module, Multi-Parameter |  | 069-40528 |  | TMC |  | TMC - JONES - NEURO IMU (3J) | [5 empty] | PHYSIOLOGIC MONITOR MODULES, MULTIPARAMETER |  | MODULEMULTIPARAMETER-GE-CARESCAPE PDM | MODULEMULTIPARAMETER | CARESCAPE PDM |  |  |  | GE | Module, Multi-Parameter |  | MODULEMULTIPARAMETER-GE-CARESCAPE PDM |  |  |  |  | Covered PM Repair - Biomedical | MHHS-TMC
NO | NO |  |  |  | 069-40550 |  | GE Medical Systems | CARESCAPE PATIENT DATA MODULE |  | SA312397219GR | TMC - JONES - NEURO IMU (3J) | MHHS-TMC |  | Module, Multi-Parameter |  | 069-40550 |  | TMC |  | TMC - JONES - NEURO IMU (3J) | [5 empty] | PHYSIOLOGIC MONITOR MODULES, MULTIPARAMETER |  | MODULEMULTIPARAMETER-GE-CARESCAPE PDM | MODULEMULTIPARAMETER | CARESCAPE PDM |  |  |  | GE | Module, Multi-Parameter |  | MODULEMULTIPARAMETER-GE-CARESCAPE PDM |  |  |  |  | Not Covered Vendor Only - Biomedical | MHHS-TMC
NO | NO |  |  |  | 069-40873 |  | GE Medical Systems | CARESCAPE PATIENT DATA MODULE |  | SA310393266GR | TMC - JONES - NEURO IMU (3J) | MHHS-TMC |  | Module, Multi-Parameter |  | 069-40873 |  | TMC |  | TMC - JONES - NEURO IMU (3J) | [5 empty] | PHYSIOLOGIC MONITOR MODULES, MULTIPARAMETER |  | MODULEMULTIPARAMETER-GE-CARESCAPE PDM | MODULEMULTIPARAMETER | CARESCAPE PDM |  |  |  | GE | Module, Multi-Parameter |  | MODULEMULTIPARAMETER-GE-CARESCAPE PDM |  |  |  |  | Covered PM Repair - Biomedical | MHHS-TMC
NO | NO |  |  |  | 069-40875 |  | GE Medical Systems | CARESCAPE PATIENT DATA MODULE |  | SA310393253GR | TMC - JONES - NEURO IMU (3J) | MHHS-TMC |  | Module, Multi-Parameter |  | 069-40875 |  | TMC |  | TMC - JONES - NEURO IMU (3J) | [5 empty] | PHYSIOLOGIC MONITOR MODULES, MULTIPARAMETER |  | MODULEMULTIPARAMETER-GE-CARESCAPE PDM | MODULEMULTIPARAMETER | CARESCAPE PDM |  |  |  | GE | Module, Multi-Parameter |  | MODULEMULTIPARAMETER-GE-CARESCAPE PDM |  |  |  |  | Covered PM Repair - Biomedical | MHHS-TMC
NO | NO |  |  |  | 069-41242 |  | GE Medical Systems | CARESCAPE PATIENT DATA MODULE |  | SA313367132GA | TMC - JONES - NEURO IMU (3J) | MHHS-TMC |  | Module, Multi-Parameter |  | 069-41242 |  | TMC |  | TMC - JONES - NEURO IMU (3J) | [5 empty] | PHYSIOLOGIC MONITOR MODULES, MULTIPARAMETER |  | MODULEMULTIPARAMETER-GE-CARESCAPE PDM | MODULEMULTIPARAMETER | CARESCAPE PDM |  |  |  | GE | Module, Multi-Parameter |  | MODULEMULTIPARAMETER-GE-CARESCAPE PDM |  |  |  |  | Covered PM Repair - Biomedical | MHHS-TMC
NO | NO |  |  |  | 069-43077 |  | GE Medical Systems | CARESCAPE PATIENT DATA MODULE |  | SA310048644GR | TMC - JONES - NEURO IMU (3J) | MHHS-TMC |  | Module, Multi-Parameter |  | 069-43077 |  | TMC |  | TMC - JONES - NEURO IMU (3J) | [5 empty] | PHYSIOLOGIC MONITOR MODULES, MULTIPARAMETER |  | MODULEMULTIPARAMETER-GE-CARESCAPE PDM | MODULEMULTIPARAMETER | CARESCAPE PDM |  |  |  | GE | Module, Multi-Parameter |  | MODULEMULTIPARAMETER-GE-CARESCAPE PDM |  |  |  |  | Covered PM Repair - Biomedical | MHHS-TMC
NO | NO |  |  |  | 074-05551 |  | GE Medical Systems | CARESCAPE PATIENT DATA MODULE |  | SA316470253SA | TMC - JONES - NEURO IMU (3J) | MHHS-TMC |  | Module, Multi-Parameter |  | 074-05551 |  | TMC |  | TMC - JONES - NEURO IMU (3J) | [5 empty] | PHYSIOLOGIC MONITOR MODULES, MULTIPARAMETER |  | MODULEMULTIPARAMETER-GE-CARESCAPE PDM | MODULEMULTIPARAMETER | CARESCAPE PDM |  |  |  | GE | Module, Multi-Parameter |  | MODULEMULTIPARAMETER-GE-CARESCAPE PDM |  |  |  |  | Not Covered Vendor Only - Lab Ana/Anes | MHHS-TMC
NO | NO | [5 empty] | GE Medical Systems | CARESCAPE PATIENT DATA MODULE |  | SA311327850GR | TMC - JONES - SILVER TRAUMA/TCU (8J) | MHHS-TMC |  | Module, Multi-Parameter |  |  |  | TMC |  | TMC - JONES - SILVER TRAUMA/TCU (8J) | [5 empty] | PHYSIOLOGIC MONITOR MODULES, MULTIPARAMETER |  | MODULEMULTIPARAMETER-GE-CARESCAPE PDM | MODULEMULTIPARAMETER | CARESCAPE PDM |  |  |  | GE | Module, Multi-Parameter |  | MODULEMULTIPARAMETER-GE-CARESCAPE PDM |  |  |  |  | Not Covered Vendor Only - Lab Ana/Anes | MHHS-TMC
NO | NO |  |  |  | 069-40636 |  | GE Medical Systems | CARESCAPE PATIENT DATA MODULE |  | SA310382788GR | TMC - JONES - STROKE (4J) | MHHS-TMC |  | Module, Multi-Parameter |  | 069-40636 |  | TMC |  | TMC - JONES - STROKE (4J) | [5 empty] | PHYSIOLOGIC MONITOR MODULES, MULTIPARAMETER |  | MODULEMULTIPARAMETER-GE-CARESCAPE PDM | MODULEMULTIPARAMETER | CARESCAPE PDM |  |  |  | GE | Module, Multi-Parameter |  | MODULEMULTIPARAMETER-GE-CARESCAPE PDM |  |  |  |  | Covered PM Repair - Biomedical | MHHS-TMC
NO | NO |  |  |  | 069-40640 |  | GE Medical Systems | CARESCAPE PATIENT DATA MODULE |  | SA310382526GR | TMC - JONES - STROKE (4J) | MHHS-TMC |  | Module, Multi-Parameter |  | 069-40640 |  | TMC |  | TMC - JONES - STROKE (4J) | [5 empty] | PHYSIOLOGIC MONITOR MODULES, MULTIPARAMETER |  | MODULEMULTIPARAMETER-GE-CARESCAPE PDM | MODULEMULTIPARAMETER | CARESCAPE PDM |  |  |  | GE | Module, Multi-Parameter |  | MODULEMULTIPARAMETER-GE-CARESCAPE PDM |  |  |  |  | Covered PM Repair - Biomedical | MHHS-TMC
NO | NO |  |  |  | 069-40644 |  | GE Medical Systems | CARESCAPE PATIENT DATA MODULE |  | SA310392858GR | TMC - JONES - STROKE (4J) | MHHS-TMC |  | Module, Multi-Parameter |  | 069-40644 |  | TMC |  | TMC - JONES - STROKE (4J) | [5 empty] | PHYSIOLOGIC MONITOR MODULES, MULTIPARAMETER |  | MODULEMULTIPARAMETER-GE-CARESCAPE PDM | MODULEMULTIPARAMETER | CARESCAPE PDM |  |  |  | GE | Module, Multi-Parameter |  | MODULEMULTIPARAMETER-GE-CARESCAPE PDM |  |  |  |  | Covered PM Repair - Biomedical | MHHS-TMC
NO | NO |  |  |  | 069-40647 |  | GE Medical Systems | CARESCAPE PATIENT DATA MODULE |  | SA310382683GR | TMC - JONES - STROKE (4J) | MHHS-TMC |  | Module, Multi-Parameter |  | 069-40647 |  | TMC |  | TMC - JONES - STROKE (4J) | [5 empty] | PHYSIOLOGIC MONITOR MODULES, MULTIPARAMETER |  | MODULEMULTIPARAMETER-GE-CARESCAPE PDM | MODULEMULTIPARAMETER | CARESCAPE PDM |  |  |  | GE | Module, Multi-Parameter |  | MODULEMULTIPARAMETER-GE-CARESCAPE PDM |  |  |  |  | Covered PM Repair - Biomedical | MHHS-TMC
NO | NO |  |  |  | 069-46730 |  | GE Medical Systems | CARESCAPE PATIENT DATA MODULE |  | SA318450332SA | TMC - JONES - STROKE (4J) | MHHS-TMC |  | Module, Multi-Parameter |  | 069-46730 |  | TMC |  | TMC - JONES - STROKE (4J) | [5 empty] | PHYSIOLOGIC MONITOR MODULES, MULTIPARAMETER |  | MODULEMULTIPARAMETER-GE-CARESCAPE PDM | MODULEMULTIPARAMETER | CARESCAPE PDM |  |  |  | GE | Module, Multi-Parameter |  | MODULEMULTIPARAMETER-GE-CARESCAPE PDM |  |  |  |  | Not Covered Vendor Only - Lab Ana/Anes | MHHS-TMC
NO | NO |  |  |  | 069-46732 |  | GE Medical Systems | CARESCAPE PATIENT DATA MODULE |  | SA318450313SA | TMC - JONES - STROKE (4J) | MHHS-TMC |  | Module, Multi-Parameter |  | 069-46732 |  | TMC |  | TMC - JONES - STROKE (4J) | [5 empty] | PHYSIOLOGIC MONITOR MODULES, MULTIPARAMETER |  | MODULEMULTIPARAMETER-GE-CARESCAPE PDM | MODULEMULTIPARAMETER | CARESCAPE PDM |  |  |  | GE | Module, Multi-Parameter |  | MODULEMULTIPARAMETER-GE-CARESCAPE PDM |  |  |  |  | Not Covered Vendor Only - Lab Ana/Anes | MHHS-TMC
NO | NO |  |  |  | 069-41166 |  | GE Medical Systems | CARESCAPE PATIENT DATA MODULE |  | SA309385642GR | TMC - JONES - TSCU (9J) | MHHS-TMC |  | Module, Multi-Parameter |  | 069-41166 |  | TMC |  | TMC - JONES - TSCU (9J) | [5 empty] | PHYSIOLOGIC MONITOR MODULES, MULTIPARAMETER |  | MODULEMULTIPARAMETER-GE-CARESCAPE PDM | MODULEMULTIPARAMETER | CARESCAPE PDM |  |  |  | GE | Module, Multi-Parameter |  | MODULEMULTIPARAMETER-GE-CARESCAPE PDM |  |  |  |  | Covered PM Repair - Biomedical | MHHS-TMC
NO | NO |  |  |  | 069-41167 |  | GE Medical Systems | CARESCAPE PATIENT DATA MODULE |  | SA311297322GR | TMC - JONES - TSCU (9J) | MHHS-TMC |  | Module, Multi-Parameter |  | 069-41167 |  | TMC |  | TMC - JONES - TSCU (9J) | [5 empty] | PHYSIOLOGIC MONITOR MODULES, MULTIPARAMETER |  | MODULEMULTIPARAMETER-GE-CARESCAPE PDM | MODULEMULTIPARAMETER | CARESCAPE PDM |  |  |  | GE | Module, Multi-Parameter |  | MODULEMULTIPARAMETER-GE-CARESCAPE PDM |  |  |  |  | Covered PM Repair - Biomedical | MHHS-TMC
NO | NO |  |  |  | 069-44283 |  | GE Medical Systems | CARESCAPE PATIENT DATA MODULE |  | SA317340539SA | TMC - JONES - TSCU (9J) | MHHS-TMC |  | Module, Multi-Parameter |  | 069-44283 |  | TMC |  | TMC - JONES - TSCU (9J) | [5 empty] | PHYSIOLOGIC MONITOR MODULES, MULTIPARAMETER |  | MODULEMULTIPARAMETER-GE-CARESCAPE PDM | MODULEMULTIPARAMETER | CARESCAPE PDM |  |  |  | GE | Module, Multi-Parameter |  | MODULEMULTIPARAMETER-GE-CARESCAPE PDM |  |  |  |  | Covered PM Repair - Biomedical | MHHS-TMC
NO | NO |  |  |  | 069-44299 |  | GE Medical Systems | CARESCAPE PATIENT DATA MODULE |  | SA317340698SA | TMC - JONES - TSCU (9J) | MHHS-TMC |  | Module, Multi-Parameter |  | 069-44299 |  | TMC |  | TMC - JONES - TSCU (9J) | [5 empty] | PHYSIOLOGIC MONITOR MODULES, MULTIPARAMETER |  | MODULEMULTIPARAMETER-GE-CARESCAPE PDM | MODULEMULTIPARAMETER | CARESCAPE PDM |  |  |  | GE | Module, Multi-Parameter |  | MODULEMULTIPARAMETER-GE-CARESCAPE PDM |  |  |  |  | Covered PM Repair - Biomedical | MHHS-TMC
NO | NO |  |  |  | 069-46214 |  | GE Medical Systems | CARESCAPE PATIENT DATA MODULE |  | SA315047851GA | TMC - MHTMC - CLINICAL ENGINEERING | MHHS-TMC |  | Module, Multi-Parameter |  | 069-46214 |  | TMC |  | TMC - MHTMC - CLINICAL ENGINEERING | [5 empty] | PHYSIOLOGIC MONITOR MODULES, MULTIPARAMETER |  | MODULEMULTIPARAMETER-GE-CARESCAPE PDM | MODULEMULTIPARAMETER | CARESCAPE PDM |  |  |  | GE | Module, Multi-Parameter |  | MODULEMULTIPARAMETER-GE-CARESCAPE PDM |  |  |  |  | Not Covered Vendor Only - Lab Ana/Anes | MHHS-TMC
NO | NO | [5 empty] | GE Medical Systems | CARESCAPE PATIENT DATA MODULE |  | SA312469224GA | TMC - OR - ANESTHESIA (OLD) | MHHS-TMC |  | Module, Multi-Parameter |  |  |  | TMC |  | TMC - OR - ANESTHESIA (OLD) | [5 empty] | PHYSIOLOGIC MONITOR MODULES, MULTIPARAMETER |  | MODULEMULTIPARAMETER-GE-CARESCAPE PDM | MODULEMULTIPARAMETER | CARESCAPE PDM |  |  |  | GE | Module, Multi-Parameter |  | MODULEMULTIPARAMETER-GE-CARESCAPE PDM |  |  |  |  | Covered PM Repair - Biomedical | MHHS-TMC
NO | NO |  |  |  | 069-37170 |  | GE Medical Systems | CARESCAPE PATIENT DATA MODULE |  | SA312344976GA | TMC - OR - DAY SURGERY (2R) | MHHS-TMC |  | Module, Multi-Parameter |  | 069-37170 |  | TMC |  | TMC - OR - DAY SURGERY (2R) | [5 empty] | PHYSIOLOGIC MONITOR MODULES, MULTIPARAMETER |  | MODULEMULTIPARAMETER-GE-CARESCAPE PDM | MODULEMULTIPARAMETER | CARESCAPE PDM |  |  |  | GE | Module, Multi-Parameter |  | MODULEMULTIPARAMETER-GE-CARESCAPE PDM |  |  |  |  | Not Covered Vendor Only - Biomedical | MHHS-TMC
NO | NO |  |  |  | 069-37184 |  | GE Medical Systems | CARESCAPE PATIENT DATA MODULE |  | SA312344942GA | TMC - OR - DAY SURGERY (2R) | MHHS-TMC |  | Module, Multi-Parameter |  | 069-37184 |  | TMC |  | TMC - OR - DAY SURGERY (2R) | [5 empty] | PHYSIOLOGIC MONITOR MODULES, MULTIPARAMETER |  | MODULEMULTIPARAMETER-GE-CARESCAPE PDM | MODULEMULTIPARAMETER | CARESCAPE PDM |  |  |  | GE | Module, Multi-Parameter |  | MODULEMULTIPARAMETER-GE-CARESCAPE PDM |  |  |  |  | Covered PM Repair - Biomedical | MHHS-TMC
NO | NO |  |  |  | 069-37188 |  | GE Medical Systems | CARESCAPE PATIENT DATA MODULE |  | SA312345040GA | TMC - OR - DAY SURGERY (2R) | MHHS-TMC |  | Module, Multi-Parameter |  | 069-37188 |  | TMC |  | TMC - OR - DAY SURGERY (2R) | [5 empty] | PHYSIOLOGIC MONITOR MODULES, MULTIPARAMETER |  | MODULEMULTIPARAMETER-GE-CARESCAPE PDM | MODULEMULTIPARAMETER | CARESCAPE PDM |  |  |  | GE | Module, Multi-Parameter |  | MODULEMULTIPARAMETER-GE-CARESCAPE PDM |  |  |  |  | Covered PM Repair - Biomedical | MHHS-TMC
NO | NO |  |  |  | 069-42938 |  | GE Medical Systems | CARESCAPE PATIENT DATA MODULE |  | SA313023404GR | TMC - PACU - ADULT (2HP) | MHHS-TMC |  | Module, Multi-Parameter |  | 069-42938 |  | TMC |  | TMC - PACU - ADULT (2HP) | [5 empty] | PHYSIOLOGIC MONITOR MODULES, MULTIPARAMETER |  | MODULEMULTIPARAMETER-GE-CARESCAPE PDM | MODULEMULTIPARAMETER | CARESCAPE PDM |  |  |  | GE | Module, Multi-Parameter |  | MODULEMULTIPARAMETER-GE-CARESCAPE PDM |  |  |  |  | Covered PM Repair - Biomedical | MHHS-TMC
NO | NO |  |  |  | 069-42939 |  | GE Medical Systems | CARESCAPE PATIENT DATA MODULE |  | SA313084808GR | TMC - PACU - ADULT (2HP) | MHHS-TMC |  | Module, Multi-Parameter |  | 069-42939 |  | TMC |  | TMC - PACU - ADULT (2HP) | [5 empty] | PHYSIOLOGIC MONITOR MODULES, MULTIPARAMETER |  | MODULEMULTIPARAMETER-GE-CARESCAPE PDM | MODULEMULTIPARAMETER | CARESCAPE PDM |  |  |  | GE | Module, Multi-Parameter |  | MODULEMULTIPARAMETER-GE-CARESCAPE PDM |  |  |  |  | Covered PM Repair - Biomedical | MHHS-TMC
NO | NO |  |  |  | 069-42941 |  | GE Medical Systems | CARESCAPE PATIENT DATA MODULE |  | SA312365646GR | TMC - PACU - ADULT (2HP) | MHHS-TMC |  | Module, Multi-Parameter |  | 069-42941 |  | TMC |  | TMC - PACU - ADULT (2HP) | [5 empty] | PHYSIOLOGIC MONITOR MODULES, MULTIPARAMETER |  | MODULEMULTIPARAMETER-GE-CARESCAPE PDM | MODULEMULTIPARAMETER | CARESCAPE PDM |  |  |  | GE | Module, Multi-Parameter |  | MODULEMULTIPARAMETER-GE-CARESCAPE PDM |  |  |  |  | Not Covered Vendor Only - Lab Ana/Anes | MHHS-TMC
NO | NO |  |  |  | 069-42943 |  | GE Medical Systems | CARESCAPE PATIENT DATA MODULE |  | SA312080827GR | TMC - PACU - ADULT (2HP) | MHHS-TMC |  | Module, Multi-Parameter |  | 069-42943 |  | TMC |  | TMC - PACU - ADULT (2HP) | [5 empty] | PHYSIOLOGIC MONITOR MODULES, MULTIPARAMETER |  | MODULEMULTIPARAMETER-GE-CARESCAPE PDM | MODULEMULTIPARAMETER | CARESCAPE PDM |  |  |  | GE | Module, Multi-Parameter |  | MODULEMULTIPARAMETER-GE-CARESCAPE PDM |  |  |  |  | Covered PM Repair - Biomedical | MHHS-TMC
NO | NO |  |  |  | 069-42954 |  | GE Medical Systems | CARESCAPE PATIENT DATA MODULE |  | SA310434219GR | TMC - PACU - ADULT (2HP) | MHHS-TMC |  | Module, Multi-Parameter |  | 069-42954 |  | TMC |  | TMC - PACU - ADULT (2HP) | [5 empty] | PHYSIOLOGIC MONITOR MODULES, MULTIPARAMETER |  | MODULEMULTIPARAMETER-GE-CARESCAPE PDM | MODULEMULTIPARAMETER | CARESCAPE PDM |  |  |  | GE | Module, Multi-Parameter |  | MODULEMULTIPARAMETER-GE-CARESCAPE PDM |  |  |  |  | Covered PM Repair - Biomedical | MHHS-TMC
NO | NO |  |  |  | 069-42956 |  | GE Medical Systems | CARESCAPE PATIENT DATA MODULE |  | SA313033584GR | TMC - PACU - ADULT (2HP) | MHHS-TMC |  | Module, Multi-Parameter |  | 069-42956 |  | TMC |  | TMC - PACU - ADULT (2HP) | [5 empty] | PHYSIOLOGIC MONITOR MODULES, MULTIPARAMETER |  | MODULEMULTIPARAMETER-GE-CARESCAPE PDM | MODULEMULTIPARAMETER | CARESCAPE PDM |  |  |  | GE | Module, Multi-Parameter |  | MODULEMULTIPARAMETER-GE-CARESCAPE PDM |  |  |  |  | Covered PM Repair - Biomedical | MHHS-TMC
NO | NO |  |  |  | 069-42957 |  | GE Medical Systems | CARESCAPE PATIENT DATA MODULE |  | SA312029041GR | TMC - PACU - ADULT (2HP) | MHHS-TMC |  | Module, Multi-Parameter |  | 069-42957 |  | TMC |  | TMC - PACU - ADULT (2HP) | [5 empty] | PHYSIOLOGIC MONITOR MODULES, MULTIPARAMETER |  | MODULEMULTIPARAMETER-GE-CARESCAPE PDM | MODULEMULTIPARAMETER | CARESCAPE PDM |  |  |  | GE | Module, Multi-Parameter |  | MODULEMULTIPARAMETER-GE-CARESCAPE PDM |  |  |  |  | Covered PM Repair - Biomedical | MHHS-TMC
NO | NO |  |  |  | 069-36986 |  | GE Medical Systems | CARESCAPE PATIENT DATA MODULE |  | SA311327858GR | TMC - PACU - HVI (7HVI) | MHHS-TMC |  | Module, Multi-Parameter |  | 069-36986 |  | TMC |  | TMC - PACU - HVI (7HVI) | [5 empty] | PHYSIOLOGIC MONITOR MODULES, MULTIPARAMETER |  | MODULEMULTIPARAMETER-GE-CARESCAPE PDM | MODULEMULTIPARAMETER | CARESCAPE PDM |  |  |  | GE | Module, Multi-Parameter |  | MODULEMULTIPARAMETER-GE-CARESCAPE PDM |  |  |  |  | Covered PM Repair - Biomedical | MHHS-TMC
NO | NO |  |  |  | 074-03234 |  | GE Medical Systems | CARESCAPE PATIENT DATA MODULE |  | SPX19070024SA | TMC - PACU - HVI (7HVI) | MHHS-TMC |  | Module, Multi-Parameter |  | 074-03234 |  | TMC |  | TMC - PACU - HVI (7HVI) | [5 empty] | PHYSIOLOGIC MONITOR MODULES, MULTIPARAMETER |  | MODULEMULTIPARAMETER-GE-CARESCAPE PDM | MODULEMULTIPARAMETER | CARESCAPE PDM |  |  |  | GE | Module, Multi-Parameter |  | MODULEMULTIPARAMETER-GE-CARESCAPE PDM |  |  |  |  | Covered PM Repair - Biomedical | MHHS-TMC
NO | NO | [5 empty] | GE Medical Systems | CARESCAPE PATIENT DATA MODULE |  | SA310518477GA | TMC - PACU - HVI (7HVI) | MHHS-TMC |  | Module, Multi-Parameter |  |  |  | TMC |  | TMC - PACU - HVI (7HVI) | [5 empty] | PHYSIOLOGIC MONITOR MODULES, MULTIPARAMETER |  | MODULEMULTIPARAMETER-GE-CARESCAPE PDM | MODULEMULTIPARAMETER | CARESCAPE PDM |  |  |  | GE | Module, Multi-Parameter |  | MODULEMULTIPARAMETER-GE-CARESCAPE PDM |  |  |  |  | Covered PM Repair - Biomedical | MHHS-TMC
NO | NO |  |  |  | 069-41009 |  | GE Medical Systems | CARESCAPE PATIENT DATA MODULE |  | SA314452538GA | TMC - PACU - ROBERTSON (2R) | MHHS-TMC |  | Module, Multi-Parameter |  | 069-41009 |  | TMC |  | TMC - PACU - ROBERTSON (2R) | [5 empty] | PHYSIOLOGIC MONITOR MODULES, MULTIPARAMETER |  | MODULEMULTIPARAMETER-GE-CARESCAPE PDM | MODULEMULTIPARAMETER | CARESCAPE PDM |  |  |  | GE | Module, Multi-Parameter |  | MODULEMULTIPARAMETER-GE-CARESCAPE PDM |  |  |  |  | Covered PM Repair - Biomedical | MHHS-TMC
NO | NO |  |  |  | 069-41014 |  | GE Medical Systems | CARESCAPE PATIENT DATA MODULE |  | SA314452536GA | TMC - PACU - ROBERTSON (2R) | MHHS-TMC |  | Module, Multi-Parameter |  | 069-41014 |  | TMC |  | TMC - PACU - ROBERTSON (2R) | [5 empty] | PHYSIOLOGIC MONITOR MODULES, MULTIPARAMETER |  | MODULEMULTIPARAMETER-GE-CARESCAPE PDM | MODULEMULTIPARAMETER | CARESCAPE PDM |  |  |  | GE | Module, Multi-Parameter |  | MODULEMULTIPARAMETER-GE-CARESCAPE PDM |  |  |  |  | Covered PM Repair - Biomedical | MHHS-TMC
NO | NO |  |  |  | 069-41015 |  | GE Medical Systems | CARESCAPE PATIENT DATA MODULE |  | SA314452553GA | TMC - PACU - ROBERTSON (2R) | MHHS-TMC |  | Module, Multi-Parameter |  | 069-41015 |  | TMC |  | TMC - PACU - ROBERTSON (2R) | [5 empty] | PHYSIOLOGIC MONITOR MODULES, MULTIPARAMETER |  | MODULEMULTIPARAMETER-GE-CARESCAPE PDM | MODULEMULTIPARAMETER | CARESCAPE PDM |  |  |  | GE | Module, Multi-Parameter |  | MODULEMULTIPARAMETER-GE-CARESCAPE PDM |  |  |  |  | Covered PM Repair - Biomedical | MHHS-TMC
NO | NO |  |  |  | 069-41049 |  | GE Medical Systems | CARESCAPE PATIENT DATA MODULE |  | SA314452564GA | TMC - PACU - ROBERTSON (2R) | MHHS-TMC |  | Module, Multi-Parameter |  | 069-41049 |  | TMC |  | TMC - PACU - ROBERTSON (2R) | [5 empty] | PHYSIOLOGIC MONITOR MODULES, MULTIPARAMETER |  | MODULEMULTIPARAMETER-GE-CARESCAPE PDM | MODULEMULTIPARAMETER | CARESCAPE PDM |  |  |  | GE | Module, Multi-Parameter |  | MODULEMULTIPARAMETER-GE-CARESCAPE PDM |  |  |  |  | Covered PM Repair - Biomedical | MHHS-TMC
NO | NO |  |  |  | 069-41056 |  | GE Medical Systems | CARESCAPE PATIENT DATA MODULE |  | SA314452523GA | TMC - PACU - ROBERTSON (2R) | MHHS-TMC |  | Module, Multi-Parameter |  | 069-41056 |  | TMC |  | TMC - PACU - ROBERTSON (2R) | [5 empty] | PHYSIOLOGIC MONITOR MODULES, MULTIPARAMETER |  | MODULEMULTIPARAMETER-GE-CARESCAPE PDM | MODULEMULTIPARAMETER | CARESCAPE PDM |  |  |  | GE | Module, Multi-Parameter |  | MODULEMULTIPARAMETER-GE-CARESCAPE PDM |  |  |  |  | Covered PM Repair - Biomedical | MHHS-TMC
NO | NO |  |  |  | 069-43277 |  | GE Medical Systems | CARESCAPE PATIENT DATA MODULE |  | SA312490976GR | TMC - PLAZA - ERTAN DDC (STE 1400) | MHHS-TMC |  | Module, Multi-Parameter |  | 069-43277 |  | TMC |  | TMC - PLAZA - ERTAN DDC (STE 1400) | [5 empty] | PHYSIOLOGIC MONITOR MODULES, MULTIPARAMETER |  | MODULEMULTIPARAMETER-GE-CARESCAPE PDM | MODULEMULTIPARAMETER | CARESCAPE PDM |  |  |  | GE | Module, Multi-Parameter |  | MODULEMULTIPARAMETER-GE-CARESCAPE PDM |  |  |  |  | Not Covered Vendor Only - Biomedical | MHHS-TMC
NO | NO |  |  |  | 069-43278 |  | GE Medical Systems | CARESCAPE PATIENT DATA MODULE |  | SA310518215GR | TMC - PLAZA - ERTAN DDC (STE 1400) | MHHS-TMC |  | Module, Multi-Parameter |  | 069-43278 |  | TMC |  | TMC - PLAZA - ERTAN DDC (STE 1400) | [5 empty] | PHYSIOLOGIC MONITOR MODULES, MULTIPARAMETER |  | MODULEMULTIPARAMETER-GE-CARESCAPE PDM | MODULEMULTIPARAMETER | CARESCAPE PDM |  |  |  | GE | Module, Multi-Parameter |  | MODULEMULTIPARAMETER-GE-CARESCAPE PDM |  |  |  |  | Covered PM Repair - Biomedical | MHHS-TMC
NO | NO |  |  |  | 069-43279 |  | GE Medical Systems | CARESCAPE PATIENT DATA MODULE |  | SA310403380GR | TMC - PLAZA - ERTAN DDC (STE 1400) | MHHS-TMC |  | Module, Multi-Parameter |  | 069-43279 |  | TMC |  | TMC - PLAZA - ERTAN DDC (STE 1400) | [5 empty] | PHYSIOLOGIC MONITOR MODULES, MULTIPARAMETER |  | MODULEMULTIPARAMETER-GE-CARESCAPE PDM | MODULEMULTIPARAMETER | CARESCAPE PDM |  |  |  | GE | Module, Multi-Parameter |  | MODULEMULTIPARAMETER-GE-CARESCAPE PDM |  |  |  |  | Covered PM Repair - Biomedical | MHHS-TMC
NO | NO |  |  |  | 069-43280 |  | GE Medical Systems | CARESCAPE PATIENT DATA MODULE |  | SA310528932GR | TMC - PLAZA - ERTAN DDC (STE 1400) | MHHS-TMC |  | Module, Multi-Parameter |  | 069-43280 |  | TMC |  | TMC - PLAZA - ERTAN DDC (STE 1400) | [5 empty] | PHYSIOLOGIC MONITOR MODULES, MULTIPARAMETER |  | MODULEMULTIPARAMETER-GE-CARESCAPE PDM | MODULEMULTIPARAMETER | CARESCAPE PDM |  |  |  | GE | Module, Multi-Parameter |  | MODULEMULTIPARAMETER-GE-CARESCAPE PDM |  |  |  |  | Covered PM Repair - Biomedical | MHHS-TMC
NO | NO |  |  |  | 069-43281 |  | GE Medical Systems | CARESCAPE PATIENT DATA MODULE |  | SA312121719GR | TMC - PLAZA - ERTAN DDC (STE 1400) | MHHS-TMC |  | Module, Multi-Parameter |  | 069-43281 |  | TMC |  | TMC - PLAZA - ERTAN DDC (STE 1400) | [5 empty] | PHYSIOLOGIC MONITOR MODULES, MULTIPARAMETER |  | MODULEMULTIPARAMETER-GE-CARESCAPE PDM | MODULEMULTIPARAMETER | CARESCAPE PDM |  |  |  | GE | Module, Multi-Parameter |  | MODULEMULTIPARAMETER-GE-CARESCAPE PDM |  |  |  |  | Covered PM Repair - Biomedical | MHHS-TMC
NO | NO |  |  |  | 069-43282 |  | GE Medical Systems | CARESCAPE PATIENT DATA MODULE |  | SA312480128GR | TMC - PLAZA - ERTAN DDC (STE 1400) | MHHS-TMC |  | Module, Multi-Parameter |  | 069-43282 |  | TMC |  | TMC - PLAZA - ERTAN DDC (STE 1400) | [5 empty] | PHYSIOLOGIC MONITOR MODULES, MULTIPARAMETER |  | MODULEMULTIPARAMETER-GE-CARESCAPE PDM | MODULEMULTIPARAMETER | CARESCAPE PDM |  |  |  | GE | Module, Multi-Parameter |  | MODULEMULTIPARAMETER-GE-CARESCAPE PDM |  |  |  |  | Not Covered Vendor Only - Biomedical | MHHS-TMC
NO | NO |  |  |  | 069-43283 |  | GE Medical Systems | CARESCAPE PATIENT DATA MODULE |  | SA310403443GR | TMC - PLAZA - ERTAN DDC (STE 1400) | MHHS-TMC |  | Module, Multi-Parameter |  | 069-43283 |  | TMC |  | TMC - PLAZA - ERTAN DDC (STE 1400) | [5 empty] | PHYSIOLOGIC MONITOR MODULES, MULTIPARAMETER |  | MODULEMULTIPARAMETER-GE-CARESCAPE PDM | MODULEMULTIPARAMETER | CARESCAPE PDM |  |  |  | GE | Module, Multi-Parameter |  | MODULEMULTIPARAMETER-GE-CARESCAPE PDM |  |  |  |  | Covered PM Repair - Biomedical | MHHS-TMC
NO | NO |  |  |  | 069-43284 |  | GE Medical Systems | CARESCAPE PATIENT DATA MODULE |  | SA309122781GR | TMC - PLAZA - ERTAN DDC (STE 1400) | MHHS-TMC |  | Module, Multi-Parameter |  | 069-43284 |  | TMC |  | TMC - PLAZA - ERTAN DDC (STE 1400) | [5 empty] | PHYSIOLOGIC MONITOR MODULES, MULTIPARAMETER |  | MODULEMULTIPARAMETER-GE-CARESCAPE PDM | MODULEMULTIPARAMETER | CARESCAPE PDM |  |  |  | GE | Module, Multi-Parameter |  | MODULEMULTIPARAMETER-GE-CARESCAPE PDM |  |  |  |  | Covered PM Repair - Biomedical | MHHS-TMC
NO | NO |  |  |  | 069-43285 |  | GE Medical Systems | CARESCAPE PATIENT DATA MODULE |  | SA311132289GR | TMC - PLAZA - ERTAN DDC (STE 1400) | MHHS-TMC |  | Module, Multi-Parameter |  | 069-43285 |  | TMC |  | TMC - PLAZA - ERTAN DDC (STE 1400) | [5 empty] | PHYSIOLOGIC MONITOR MODULES, MULTIPARAMETER |  | MODULEMULTIPARAMETER-GE-CARESCAPE PDM | MODULEMULTIPARAMETER | CARESCAPE PDM |  |  |  | GE | Module, Multi-Parameter |  | MODULEMULTIPARAMETER-GE-CARESCAPE PDM |  |  |  |  | Covered PM Repair - Biomedical | MHHS-TMC
NO | NO |  |  |  | 069-43286 |  | GE Medical Systems | CARESCAPE PATIENT DATA MODULE |  | SA309385674GR | TMC - PLAZA - ERTAN DDC (STE 1400) | MHHS-TMC |  | Module, Multi-Parameter |  | 069-43286 |  | TMC |  | TMC - PLAZA - ERTAN DDC (STE 1400) | [5 empty] | PHYSIOLOGIC MONITOR MODULES, MULTIPARAMETER |  | MODULEMULTIPARAMETER-GE-CARESCAPE PDM | MODULEMULTIPARAMETER | CARESCAPE PDM |  |  |  | GE | Module, Multi-Parameter |  | MODULEMULTIPARAMETER-GE-CARESCAPE PDM |  |  |  |  | Covered PM Repair - Biomedical | MHHS-TMC
NO | NO |  |  |  | 069-43287 |  | GE Medical Systems | CARESCAPE PATIENT DATA MODULE |  | SA311080677GR | TMC - PLAZA - ERTAN DDC (STE 1400) | MHHS-TMC |  | Module, Multi-Parameter |  | 069-43287 |  | TMC |  | TMC - PLAZA - ERTAN DDC (STE 1400) | [5 empty] | PHYSIOLOGIC MONITOR MODULES, MULTIPARAMETER |  | MODULEMULTIPARAMETER-GE-CARESCAPE PDM | MODULEMULTIPARAMETER | CARESCAPE PDM |  |  |  | GE | Module, Multi-Parameter |  | MODULEMULTIPARAMETER-GE-CARESCAPE PDM |  |  |  |  | Clinical Miscellaneous | MHHS-TMC
NO | NO |  |  |  | 069-43288 |  | GE Medical Systems | CARESCAPE PATIENT DATA MODULE |  | SA310260053GR | TMC - PLAZA - ERTAN DDC (STE 1400) | MHHS-TMC |  | Module, Multi-Parameter |  | 069-43288 |  | TMC |  | TMC - PLAZA - ERTAN DDC (STE 1400) | [5 empty] | PHYSIOLOGIC MONITOR MODULES, MULTIPARAMETER |  | MODULEMULTIPARAMETER-GE-CARESCAPE PDM | MODULEMULTIPARAMETER | CARESCAPE PDM |  |  |  | GE | Module, Multi-Parameter |  | MODULEMULTIPARAMETER-GE-CARESCAPE PDM |  |  |  |  | Clinical Miscellaneous | MHHS-TMC
NO | NO |  |  |  | 069-43289 |  | GE Medical Systems | CARESCAPE PATIENT DATA MODULE |  | SA313044125GR | TMC - PLAZA - ERTAN DDC (STE 1400) | MHHS-TMC |  | Module, Multi-Parameter |  | 069-43289 |  | TMC |  | TMC - PLAZA - ERTAN DDC (STE 1400) | [5 empty] | PHYSIOLOGIC MONITOR MODULES, MULTIPARAMETER |  | MODULEMULTIPARAMETER-GE-CARESCAPE PDM | MODULEMULTIPARAMETER | CARESCAPE PDM |  |  |  | GE | Module, Multi-Parameter |  | MODULEMULTIPARAMETER-GE-CARESCAPE PDM |  |  |  |  | Covered PM Repair - Biomedical | MHHS-TMC
NO | NO |  |  |  | 069-43290 |  | GE Medical Systems | CARESCAPE PATIENT DATA MODULE |  | SA310393084GR | TMC - PLAZA - ERTAN DDC (STE 1400) | MHHS-TMC |  | Module, Multi-Parameter |  | 069-43290 |  | TMC |  | TMC - PLAZA - ERTAN DDC (STE 1400) | [5 empty] | PHYSIOLOGIC MONITOR MODULES, MULTIPARAMETER |  | MODULEMULTIPARAMETER-GE-CARESCAPE PDM | MODULEMULTIPARAMETER | CARESCAPE PDM |  |  |  | GE | Module, Multi-Parameter |  | MODULEMULTIPARAMETER-GE-CARESCAPE PDM |  |  |  |  | Covered PM Repair - Biomedical | MHHS-TMC
NO | NO |  |  |  | 069-43291 |  | GE Medical Systems | CARESCAPE PATIENT DATA MODULE |  | SA311287218GR | TMC - PLAZA - ERTAN DDC (STE 1400) | MHHS-TMC |  | Module, Multi-Parameter |  | 069-43291 |  | TMC |  | TMC - PLAZA - ERTAN DDC (STE 1400) | [5 empty] | PHYSIOLOGIC MONITOR MODULES, MULTIPARAMETER |  | MODULEMULTIPARAMETER-GE-CARESCAPE PDM | MODULEMULTIPARAMETER | CARESCAPE PDM |  |  |  | GE | Module, Multi-Parameter |  | MODULEMULTIPARAMETER-GE-CARESCAPE PDM |  |  |  |  | Covered PM Repair - Biomedical | MHHS-TMC
NO | NO |  |  |  | 069-43292 |  | GE Medical Systems | CARESCAPE PATIENT DATA MODULE |  | SA312253409GR | TMC - PLAZA - ERTAN DDC (STE 1400) | MHHS-TMC |  | Module, Multi-Parameter |  | 069-43292 |  | TMC |  | TMC - PLAZA - ERTAN DDC (STE 1400) | [5 empty] | PHYSIOLOGIC MONITOR MODULES, MULTIPARAMETER |  | MODULEMULTIPARAMETER-GE-CARESCAPE PDM | MODULEMULTIPARAMETER | CARESCAPE PDM |  |  |  | GE | Module, Multi-Parameter |  | MODULEMULTIPARAMETER-GE-CARESCAPE PDM |  |  |  |  | Covered PM Repair - Biomedical | MHHS-TMC
NO | NO |  |  |  | 074-05546 |  | GE Medical Systems | CARESCAPE PATIENT DATA MODULE |  | SA316470248SA | TMC - RADIOLOGY - HVI PAVILION | MHHS-TMC |  | Module, Multi-Parameter |  | 074-05546 |  | TMC |  | TMC - RADIOLOGY - HVI PAVILION | [5 empty] | PHYSIOLOGIC MONITOR MODULES, MULTIPARAMETER |  | MODULEMULTIPARAMETER-GE-CARESCAPE PDM | MODULEMULTIPARAMETER | CARESCAPE PDM |  |  |  | GE | Module, Multi-Parameter |  | MODULEMULTIPARAMETER-GE-CARESCAPE PDM |  |  |  |  | Covered PM Repair - Biomedical | MHHS-TMC
NO | NO |  |  |  | 074-05547 |  | GE Medical Systems | CARESCAPE PATIENT DATA MODULE |  | SA316470289SA | TMC - RADIOLOGY - HVI PAVILION | MHHS-TMC |  | Module, Multi-Parameter |  | 074-05547 |  | TMC |  | TMC - RADIOLOGY - HVI PAVILION | [5 empty] | PHYSIOLOGIC MONITOR MODULES, MULTIPARAMETER |  | MODULEMULTIPARAMETER-GE-CARESCAPE PDM | MODULEMULTIPARAMETER | CARESCAPE PDM |  |  |  | GE | Module, Multi-Parameter |  | MODULEMULTIPARAMETER-GE-CARESCAPE PDM |  |  |  |  | Covered PM Repair - Biomedical | MHHS-TMC
NO | NO |  |  |  | 074-05549 |  | GE Medical Systems | CARESCAPE PATIENT DATA MODULE |  | SA316470249SA | TMC - RADIOLOGY - HVI PAVILION | MHHS-TMC |  | Module, Multi-Parameter |  | 074-05549 |  | TMC |  | TMC - RADIOLOGY - HVI PAVILION | [5 empty] | PHYSIOLOGIC MONITOR MODULES, MULTIPARAMETER |  | MODULEMULTIPARAMETER-GE-CARESCAPE PDM | MODULEMULTIPARAMETER | CARESCAPE PDM |  |  |  | GE | Module, Multi-Parameter |  | MODULEMULTIPARAMETER-GE-CARESCAPE PDM |  |  |  |  | Covered PM Repair - Biomedical | MHHS-TMC
NO | NO |  |  |  | 074-05552 |  | GE Medical Systems | CARESCAPE PATIENT DATA MODULE |  | SA316470250SA | TMC - RADIOLOGY - HVI PAVILION | MHHS-TMC |  | Module, Multi-Parameter |  | 074-05552 |  | TMC |  | TMC - RADIOLOGY - HVI PAVILION | [5 empty] | PHYSIOLOGIC MONITOR MODULES, MULTIPARAMETER |  | MODULEMULTIPARAMETER-GE-CARESCAPE PDM | MODULEMULTIPARAMETER | CARESCAPE PDM |  |  |  | GE | Module, Multi-Parameter |  | MODULEMULTIPARAMETER-GE-CARESCAPE PDM |  |  |  |  | Covered PM Repair - Biomedical | MHHS-TMC
NO | NO |  |  |  | 074-05553 |  | GE Medical Systems | CARESCAPE PATIENT DATA MODULE |  | SA316470290SA | TMC - RADIOLOGY - HVI PAVILION | MHHS-TMC |  | Module, Multi-Parameter |  | 074-05553 |  | TMC |  | TMC - RADIOLOGY - HVI PAVILION | [5 empty] | PHYSIOLOGIC MONITOR MODULES, MULTIPARAMETER |  | MODULEMULTIPARAMETER-GE-CARESCAPE PDM | MODULEMULTIPARAMETER | CARESCAPE PDM |  |  |  | GE | Module, Multi-Parameter |  | MODULEMULTIPARAMETER-GE-CARESCAPE PDM |  |  |  |  | Covered PM Repair - Biomedical | MHHS-TMC
NO | NO |  |  |  | 074-05554 |  | GE Medical Systems | CARESCAPE PATIENT DATA MODULE |  | SA316470012SA | TMC - RADIOLOGY - HVI PAVILION | MHHS-TMC |  | Module, Multi-Parameter |  | 074-05554 |  | TMC |  | TMC - RADIOLOGY - HVI PAVILION | [5 empty] | PHYSIOLOGIC MONITOR MODULES, MULTIPARAMETER |  | MODULEMULTIPARAMETER-GE-CARESCAPE PDM | MODULEMULTIPARAMETER | CARESCAPE PDM |  |  |  | GE | Module, Multi-Parameter |  | MODULEMULTIPARAMETER-GE-CARESCAPE PDM |  |  |  |  | Covered PM Repair - Biomedical | MHHS-TMC
NO | NO |  |  |  | 069-43249 |  | GE Medical Systems | CARESCAPE PATIENT DATA MODULE |  | SA310423779GR | TMC - RADIOLOGY - IR/ANGIO | MHHS-TMC |  | Module, Multi-Parameter |  | 069-43249 |  | TMC |  | TMC - RADIOLOGY - IR/ANGIO | [5 empty] | PHYSIOLOGIC MONITOR MODULES, MULTIPARAMETER |  | MODULEMULTIPARAMETER-GE-CARESCAPE PDM | MODULEMULTIPARAMETER | CARESCAPE PDM |  |  |  | GE | Module, Multi-Parameter |  | MODULEMULTIPARAMETER-GE-CARESCAPE PDM |  |  |  |  | Covered PM Repair - Biomedical | MHHS-TMC
NO | NO |  |  |  | 069-43256 |  | GE Medical Systems | CARESCAPE PATIENT DATA MODULE |  | SA310518288GR | TMC - RADIOLOGY - IR/ANGIO | MHHS-TMC |  | Module, Multi-Parameter |  | 069-43256 |  | TMC |  | TMC - RADIOLOGY - IR/ANGIO | [5 empty] | PHYSIOLOGIC MONITOR MODULES, MULTIPARAMETER |  | MODULEMULTIPARAMETER-GE-CARESCAPE PDM | MODULEMULTIPARAMETER | CARESCAPE PDM |  |  |  | GE | Module, Multi-Parameter |  | MODULEMULTIPARAMETER-GE-CARESCAPE PDM |  |  |  |  | Covered PM Repair - Biomedical | MHHS-TMC
NO | NO |  |  |  | 069-44125 |  | GE Medical Systems | CARESCAPE PATIENT DATA MODULE |  | SPX19310669SA | TMC - RADIOLOGY - IR/ANGIO | MHHS-TMC |  | Module, Multi-Parameter |  | 069-44125 |  | TMC |  | TMC - RADIOLOGY - IR/ANGIO | [5 empty] | PHYSIOLOGIC MONITOR MODULES, MULTIPARAMETER |  | MODULEMULTIPARAMETER-GE-CARESCAPE PDM | MODULEMULTIPARAMETER | CARESCAPE PDM |  |  |  | GE | Module, Multi-Parameter |  | MODULEMULTIPARAMETER-GE-CARESCAPE PDM |  |  |  |  | Covered PM Repair - Biomedical | MHHS-TMC
NO | NO |  |  |  | 069-44126 |  | GE Medical Systems | CARESCAPE PATIENT DATA MODULE |  | SPX19270046SA | TMC - RADIOLOGY - IR/ANGIO | MHHS-TMC |  | Module, Multi-Parameter |  | 069-44126 |  | TMC |  | TMC - RADIOLOGY - IR/ANGIO | [5 empty] | PHYSIOLOGIC MONITOR MODULES, MULTIPARAMETER |  | MODULEMULTIPARAMETER-GE-CARESCAPE PDM | MODULEMULTIPARAMETER | CARESCAPE PDM |  |  |  | GE | Module, Multi-Parameter |  | MODULEMULTIPARAMETER-GE-CARESCAPE PDM |  |  |  |  | Covered PM Repair - Biomedical | MHHS-TMC
NO | NO |  |  |  | 069-44127 |  | GE Medical Systems | CARESCAPE PATIENT DATA MODULE |  | SPX19390249SA | TMC - RADIOLOGY - IR/ANGIO | MHHS-TMC |  | Module, Multi-Parameter |  | 069-44127 |  | TMC |  | TMC - RADIOLOGY - IR/ANGIO | [5 empty] | PHYSIOLOGIC MONITOR MODULES, MULTIPARAMETER |  | MODULEMULTIPARAMETER-GE-CARESCAPE PDM | MODULEMULTIPARAMETER | CARESCAPE PDM |  |  |  | GE | Module, Multi-Parameter |  | MODULEMULTIPARAMETER-GE-CARESCAPE PDM |  |  |  |  | Covered PM Repair - Biomedical | MHHS-TMC
NO | NO |  |  |  | 069-44289 |  | GE Medical Systems | CARESCAPE PATIENT DATA MODULE |  | SA317340692SA | TMC - RADIOLOGY - IR/ANGIO | MHHS-TMC |  | Module, Multi-Parameter |  | 069-44289 |  | TMC |  | TMC - RADIOLOGY - IR/ANGIO | [5 empty] | PHYSIOLOGIC MONITOR MODULES, MULTIPARAMETER |  | MODULEMULTIPARAMETER-GE-CARESCAPE PDM | MODULEMULTIPARAMETER | CARESCAPE PDM |  |  |  | GE | Module, Multi-Parameter |  | MODULEMULTIPARAMETER-GE-CARESCAPE PDM |  |  |  |  | Clinical Miscellaneous | MHHS-TMC
NO | NO |  |  |  | 069-38309 |  | GE Medical Systems | CARESCAPE PATIENT DATA MODULE |  | SA11122109GA | TMC - RADIOLOGY - JONES PAVILION | MHHS-TMC |  | Module, Multi-Parameter |  | 069-38309 |  | TMC |  | TMC - RADIOLOGY - JONES PAVILION | [5 empty] | PHYSIOLOGIC MONITOR MODULES, MULTIPARAMETER |  | MODULEMULTIPARAMETER-GE-CARESCAPE PDM | MODULEMULTIPARAMETER | CARESCAPE PDM |  |  |  | GE | Module, Multi-Parameter |  | MODULEMULTIPARAMETER-GE-CARESCAPE PDM |  |  |  |  | Clinical Miscellaneous | MHHS-TMC
NO | NO |  |  |  | 069-43258 |  | GE Medical Systems | CARESCAPE PATIENT DATA MODULE |  | SA309375484GR | TMC - RADIOLOGY - JONES PAVILION | MHHS-TMC |  | Module, Multi-Parameter |  | 069-43258 |  | TMC |  | TMC - RADIOLOGY - JONES PAVILION | [5 empty] | PHYSIOLOGIC MONITOR MODULES, MULTIPARAMETER |  | MODULEMULTIPARAMETER-GE-CARESCAPE PDM | MODULEMULTIPARAMETER | CARESCAPE PDM |  |  |  | GE | Module, Multi-Parameter |  | MODULEMULTIPARAMETER-GE-CARESCAPE PDM |  |  |  |  | Clinical Miscellaneous | MHHS-TMC
NO | NO |  |  |  | 029-11365 |  | GE Medical Systems | CARESCAPE PATIENT DATA MODULE |  | SA311317641GR | WOODLANDS - BIRTH CENTER | MHHS-Woodlands |  | Module, Multi-Parameter |  | 029-11365 |  | Woodlands |  | WOODLANDS - BIRTH CENTER | [5 empty] | PHYSIOLOGIC MONITOR MODULES, MULTIPARAMETER |  | MODULEMULTIPARAMETER-GE-CARESCAPE PDM | MODULEMULTIPARAMETER | CARESCAPE PDM |  |  |  | GE | Module, Multi-Parameter |  | MODULEMULTIPARAMETER-GE-CARESCAPE PDM |  |  |  |  | Covered PM Repair - Biomedical | MHHS-Woodlands
NO | NO |  |  |  | 029-11367 |  | GE Medical Systems | CARESCAPE PATIENT DATA MODULE |  | SA30801271GR | WOODLANDS - BIRTH CENTER | MHHS-Woodlands |  | Module, Multi-Parameter |  | 029-11367 |  | Woodlands |  | WOODLANDS - BIRTH CENTER | [5 empty] | PHYSIOLOGIC MONITOR MODULES, MULTIPARAMETER |  | MODULEMULTIPARAMETER-GE-CARESCAPE PDM | MODULEMULTIPARAMETER | CARESCAPE PDM |  |  |  | GE | Module, Multi-Parameter |  | MODULEMULTIPARAMETER-GE-CARESCAPE PDM |  |  |  |  | Covered PM Repair - Biomedical | MHHS-Woodlands
NO | NO |  |  |  | 029-12823 |  | GE Medical Systems | CARESCAPE PATIENT DATA MODULE |  | SPX19350792SA | WOODLANDS - CATH LAB | MHHS-Woodlands |  | Module, Multi-Parameter |  | 029-12823 |  | Woodlands |  | WOODLANDS - CATH LAB | [5 empty] | PHYSIOLOGIC MONITOR MODULES, MULTIPARAMETER |  | MODULEMULTIPARAMETER-GE-CARESCAPE PDM | MODULEMULTIPARAMETER | CARESCAPE PDM |  |  |  | GE | Module, Multi-Parameter |  | MODULEMULTIPARAMETER-GE-CARESCAPE PDM |  |  |  |  | Covered PM Repair - Biomedical | MHHS-Woodlands
NO | NO |  |  |  | 029-12826 |  | GE Medical Systems | CARESCAPE PATIENT DATA MODULE |  | SPX19350782SA | WOODLANDS - CATH LAB | MHHS-Woodlands |  | Module, Multi-Parameter |  | 029-12826 |  | Woodlands |  | WOODLANDS - CATH LAB | [5 empty] | PHYSIOLOGIC MONITOR MODULES, MULTIPARAMETER |  | MODULEMULTIPARAMETER-GE-CARESCAPE PDM | MODULEMULTIPARAMETER | CARESCAPE PDM |  |  |  | GE | Module, Multi-Parameter |  | MODULEMULTIPARAMETER-GE-CARESCAPE PDM |  |  |  |  | Covered PM Repair - Biomedical | MHHS-Woodlands
NO | NO |  |  |  | 029-32088 |  | GE Medical Systems | CARESCAPE PATIENT DATA MODULE |  | SA310475555GR | WOODLANDS - CATH LAB | MHHS-Woodlands |  | Module, Multi-Parameter |  | 029-32088 |  | Woodlands |  | WOODLANDS - CATH LAB | [5 empty] | PHYSIOLOGIC MONITOR MODULES, MULTIPARAMETER |  | MODULEMULTIPARAMETER-GE-CARESCAPE PDM | MODULEMULTIPARAMETER | CARESCAPE PDM |  |  |  | GE | Module, Multi-Parameter |  | MODULEMULTIPARAMETER-GE-CARESCAPE PDM |  |  |  |  | Covered PM Repair - Biomedical | MHHS-Woodlands
NO | NO |  |  |  | 029-10781 |  | GE Medical Systems | CARESCAPE PATIENT DATA MODULE |  | SA316076293SA | WOODLANDS - CVICU | MHHS-Woodlands |  | Module, Multi-Parameter |  | 029-10781 |  | Woodlands |  | WOODLANDS - CVICU | [5 empty] | PHYSIOLOGIC MONITOR MODULES, MULTIPARAMETER |  | MODULEMULTIPARAMETER-GE-CARESCAPE PDM | MODULEMULTIPARAMETER | CARESCAPE PDM |  |  |  | GE | Module, Multi-Parameter |  | MODULEMULTIPARAMETER-GE-CARESCAPE PDM |  |  |  |  | Covered PM Repair - Biomedical | MHHS-Woodlands
NO | NO |  |  |  | 029-10784 |  | GE Medical Systems | CARESCAPE PATIENT DATA MODULE |  | SA316076257SA | WOODLANDS - CVICU | MHHS-Woodlands |  | Module, Multi-Parameter |  | 029-10784 |  | Woodlands |  | WOODLANDS - CVICU | [5 empty] | PHYSIOLOGIC MONITOR MODULES, MULTIPARAMETER |  | MODULEMULTIPARAMETER-GE-CARESCAPE PDM | MODULEMULTIPARAMETER | CARESCAPE PDM |  |  |  | GE | Module, Multi-Parameter |  | MODULEMULTIPARAMETER-GE-CARESCAPE PDM |  |  |  |  | Covered PM Repair - Biomedical | MHHS-Woodlands
NO | NO |  |  |  | 029-10785 |  | GE Medical Systems | CARESCAPE PATIENT DATA MODULE |  | SA316076290SA | WOODLANDS - CVICU | MHHS-Woodlands |  | Module, Multi-Parameter |  | 029-10785 |  | Woodlands |  | WOODLANDS - CVICU | [5 empty] | PHYSIOLOGIC MONITOR MODULES, MULTIPARAMETER |  | MODULEMULTIPARAMETER-GE-CARESCAPE PDM | MODULEMULTIPARAMETER | CARESCAPE PDM |  |  |  | GE | Module, Multi-Parameter |  | MODULEMULTIPARAMETER-GE-CARESCAPE PDM |  |  |  |  | Not Covered Vendor Only - Biomedical | MHHS-Woodlands
NO | NO |  |  |  | 029-11100 |  | GE Medical Systems | CARESCAPE PATIENT DATA MODULE |  | SA310496393GR | WOODLANDS - ENDOSCOPY | MHHS-Woodlands |  | Module, Multi-Parameter |  | 029-11100 |  | Woodlands |  | WOODLANDS - ENDOSCOPY | [5 empty] | PHYSIOLOGIC MONITOR MODULES, MULTIPARAMETER |  | MODULEMULTIPARAMETER-GE-CARESCAPE PDM | MODULEMULTIPARAMETER | CARESCAPE PDM |  |  |  | GE | Module, Multi-Parameter |  | MODULEMULTIPARAMETER-GE-CARESCAPE PDM |  |  |  |  | No Coverage Specified | MHHS-Woodlands
NO | NO |  |  |  | 029-10257 |  | GE Medical Systems | CARESCAPE PATIENT DATA MODULE |  | SA315479719GA | WOODLANDS - ER | MHHS-Woodlands |  | Module, Multi-Parameter |  | 029-10257 |  | Woodlands |  | WOODLANDS - ER | [5 empty] | PHYSIOLOGIC MONITOR MODULES, MULTIPARAMETER |  | MODULEMULTIPARAMETER-GE-CARESCAPE PDM | MODULEMULTIPARAMETER | CARESCAPE PDM |  |  |  | GE | Module, Multi-Parameter |  | MODULEMULTIPARAMETER-GE-CARESCAPE PDM |  |  |  |  | Covered PM Repair - Biomedical | MHHS-Woodlands
NO | NO |  |  |  | 029-11140 |  | GE Medical Systems | CARESCAPE PATIENT DATA MODULE |  | SA310423919GR | WOODLANDS - ER | MHHS-Woodlands |  | Module, Multi-Parameter |  | 029-11140 |  | Woodlands |  | WOODLANDS - ER | [5 empty] | PHYSIOLOGIC MONITOR MODULES, MULTIPARAMETER |  | MODULEMULTIPARAMETER-GE-CARESCAPE PDM | MODULEMULTIPARAMETER | CARESCAPE PDM |  |  |  | GE | Module, Multi-Parameter |  | MODULEMULTIPARAMETER-GE-CARESCAPE PDM |  |  |  |  | Not Covered Vendor Only - Biomedical | MHHS-Woodlands
NO | NO |  |  |  | 029-11634 |  | GE Medical Systems | CARESCAPE PATIENT DATA MODULE |  | SA313106137GR | WOODLANDS - ER | MHHS-Woodlands |  | Module, Multi-Parameter |  | 029-11634 |  | Woodlands |  | WOODLANDS - ER | [5 empty] | PHYSIOLOGIC MONITOR MODULES, MULTIPARAMETER |  | MODULEMULTIPARAMETER-GE-CARESCAPE PDM | MODULEMULTIPARAMETER | CARESCAPE PDM |  |  |  | GE | Module, Multi-Parameter |  | MODULEMULTIPARAMETER-GE-CARESCAPE PDM |  |  |  |  | Not Covered Vendor Only - Biomedical | MHHS-Woodlands
NO | NO |  |  |  | 029-11666 |  | GE Medical Systems | CARESCAPE PATIENT DATA MODULE |  | SA311297229GR | WOODLANDS - ER | MHHS-Woodlands |  | Module, Multi-Parameter |  | 029-11666 |  | Woodlands |  | WOODLANDS - ER | [5 empty] | PHYSIOLOGIC MONITOR MODULES, MULTIPARAMETER |  | MODULEMULTIPARAMETER-GE-CARESCAPE PDM | MODULEMULTIPARAMETER | CARESCAPE PDM |  |  |  | GE | Module, Multi-Parameter |  | MODULEMULTIPARAMETER-GE-CARESCAPE PDM |  |  |  |  | Not Covered Vendor Only - Biomedical | MHHS-Woodlands
NO | NO |  |  |  | 029-11671 |  | GE Medical Systems | CARESCAPE PATIENT DATA MODULE |  | SA313095437GR | WOODLANDS - ER | MHHS-Woodlands |  | Module, Multi-Parameter |  | 029-11671 |  | Woodlands |  | WOODLANDS - ER | [5 empty] | PHYSIOLOGIC MONITOR MODULES, MULTIPARAMETER |  | MODULEMULTIPARAMETER-GE-CARESCAPE PDM | MODULEMULTIPARAMETER | CARESCAPE PDM |  |  |  | GE | Module, Multi-Parameter |  | MODULEMULTIPARAMETER-GE-CARESCAPE PDM |  |  |  |  | Not Covered Vendor Only - Biomedical | MHHS-Woodlands
NO | NO |  |  |  | 029-11680 |  | GE Medical Systems | CARESCAPE PATIENT DATA MODULE |  | SA310403432GR | WOODLANDS - ER | MHHS-Woodlands |  | Module, Multi-Parameter |  | 029-11680 |  | Woodlands |  | WOODLANDS - ER | [5 empty] | PHYSIOLOGIC MONITOR MODULES, MULTIPARAMETER |  | MODULEMULTIPARAMETER-GE-CARESCAPE PDM | MODULEMULTIPARAMETER | CARESCAPE PDM |  |  |  | GE | Module, Multi-Parameter |  | MODULEMULTIPARAMETER-GE-CARESCAPE PDM |  |  |  |  | Not Covered Vendor Only - Biomedical | MHHS-Woodlands
NO | NO |  |  |  | 029-11686 |  | GE Medical Systems | CARESCAPE PATIENT DATA MODULE |  | SA310403410GR | WOODLANDS - ER | MHHS-Woodlands |  | Module, Multi-Parameter |  | 029-11686 |  | Woodlands |  | WOODLANDS - ER | [5 empty] | PHYSIOLOGIC MONITOR MODULES, MULTIPARAMETER |  | MODULEMULTIPARAMETER-GE-CARESCAPE PDM | MODULEMULTIPARAMETER | CARESCAPE PDM |  |  |  | GE | Module, Multi-Parameter |  | MODULEMULTIPARAMETER-GE-CARESCAPE PDM |  |  |  |  | Not Covered Vendor Only - Biomedical | MHHS-Woodlands
NO | NO |  |  |  | 029-11867 |  | GE Medical Systems | CARESCAPE PATIENT DATA MODULE |  | SA310260486GR | WOODLANDS - ER | MHHS-Woodlands |  | Module, Multi-Parameter |  | 029-11867 |  | Woodlands |  | WOODLANDS - ER | [5 empty] | PHYSIOLOGIC MONITOR MODULES, MULTIPARAMETER |  | MODULEMULTIPARAMETER-GE-CARESCAPE PDM | MODULEMULTIPARAMETER | CARESCAPE PDM |  |  |  | GE | Module, Multi-Parameter |  | MODULEMULTIPARAMETER-GE-CARESCAPE PDM |  |  |  |  | Not Covered Vendor Only - Biomedical | MHHS-Woodlands
NO | NO |  |  |  | 029-12212 |  | GE Medical Systems | CARESCAPE PATIENT DATA MODULE |  | SA315479682GA | WOODLANDS - ER | MHHS-Woodlands |  | Module, Multi-Parameter |  | 029-12212 |  | Woodlands |  | WOODLANDS - ER | [5 empty] | PHYSIOLOGIC MONITOR MODULES, MULTIPARAMETER |  | MODULEMULTIPARAMETER-GE-CARESCAPE PDM | MODULEMULTIPARAMETER | CARESCAPE PDM |  |  |  | GE | Module, Multi-Parameter |  | MODULEMULTIPARAMETER-GE-CARESCAPE PDM |  |  |  |  | Not Covered Vendor Only - Biomedical | MHHS-Woodlands
NO | NO |  |  |  | 029-12214 |  | GE Medical Systems | CARESCAPE PATIENT DATA MODULE |  | SA315479689GA | WOODLANDS - ER | MHHS-Woodlands |  | Module, Multi-Parameter |  | 029-12214 |  | Woodlands |  | WOODLANDS - ER | [5 empty] | PHYSIOLOGIC MONITOR MODULES, MULTIPARAMETER |  | MODULEMULTIPARAMETER-GE-CARESCAPE PDM | MODULEMULTIPARAMETER | CARESCAPE PDM |  |  |  | GE | Module, Multi-Parameter |  | MODULEMULTIPARAMETER-GE-CARESCAPE PDM |  |  |  |  | Not Covered Vendor Only - Biomedical | MHHS-Woodlands
NO | NO |  |  |  | 029-32156 |  | GE Medical Systems | CARESCAPE PATIENT DATA MODULE |  | SPX18500594SA | WOODLANDS - ER | MHHS-Woodlands |  | Module, Multi-Parameter |  | 029-32156 |  | Woodlands |  | WOODLANDS - ER | [5 empty] | PHYSIOLOGIC MONITOR MODULES, MULTIPARAMETER |  | MODULEMULTIPARAMETER-GE-CARESCAPE PDM | MODULEMULTIPARAMETER | CARESCAPE PDM |  |  |  | GE | Module, Multi-Parameter |  | MODULEMULTIPARAMETER-GE-CARESCAPE PDM |  |  |  |  | Covered PM Repair - Biomedical | MHHS-Woodlands
NO | NO | [5 empty] | GE Medical Systems | CARESCAPE PATIENT DATA MODULE |  | SA315489814GA | WOODLANDS - ER - PEDS | MHHS-Woodlands |  | Module, Multi-Parameter |  |  |  | Woodlands |  | WOODLANDS - ER - PEDS | [5 empty] | PHYSIOLOGIC MONITOR MODULES, MULTIPARAMETER |  | MODULEMULTIPARAMETER-GE-CARESCAPE PDM | MODULEMULTIPARAMETER | CARESCAPE PDM |  |  |  | GE | Module, Multi-Parameter |  | MODULEMULTIPARAMETER-GE-CARESCAPE PDM |  |  |  |  | Covered PM Repair - Biomedical | MHHS-Woodlands
NO | NO |  |  |  | 029-12852 |  | GE Medical Systems | CARESCAPE PATIENT DATA MODULE |  | SA315479631GA | WOODLANDS - ERU | MHHS-Woodlands |  | Module, Multi-Parameter |  | 029-12852 |  | Woodlands |  | WOODLANDS - ERU | [5 empty] | PHYSIOLOGIC MONITOR MODULES, MULTIPARAMETER |  | MODULEMULTIPARAMETER-GE-CARESCAPE PDM | MODULEMULTIPARAMETER | CARESCAPE PDM |  |  |  | GE | Module, Multi-Parameter |  | MODULEMULTIPARAMETER-GE-CARESCAPE PDM |  |  |  |  | Covered PM Repair - Biomedical | MHHS-Woodlands
NO | NO |  |  |  | 029-32381 |  | GE Medical Systems | CARESCAPE PATIENT DATA MODULE |  | SA315489874GA | WOODLANDS - ERU | MHHS-Woodlands |  | Module, Multi-Parameter |  | 029-32381 |  | Woodlands |  | WOODLANDS - ERU | [5 empty] | PHYSIOLOGIC MONITOR MODULES, MULTIPARAMETER |  | MODULEMULTIPARAMETER-GE-CARESCAPE PDM | MODULEMULTIPARAMETER | CARESCAPE PDM |  |  |  | GE | Module, Multi-Parameter |  | MODULEMULTIPARAMETER-GE-CARESCAPE PDM |  |  |  |  | Covered PM Repair - Biomedical | MHHS-Woodlands
NO | NO |  |  |  | 029-09692 |  | GE Medical Systems | CARESCAPE PATIENT DATA MODULE |  | SA314368797GA | WOODLANDS - MICU | MHHS-Woodlands |  | Module, Multi-Parameter |  | 029-09692 |  | Woodlands |  | WOODLANDS - MICU | [5 empty] | PHYSIOLOGIC MONITOR MODULES, MULTIPARAMETER |  | MODULEMULTIPARAMETER-GE-CARESCAPE PDM | MODULEMULTIPARAMETER | CARESCAPE PDM |  |  |  | GE | Module, Multi-Parameter |  | MODULEMULTIPARAMETER-GE-CARESCAPE PDM |  |  |  |  | Covered PM Repair - Biomedical | MHHS-Woodlands
NO | NO |  |  |  | 029-09757 |  | GE Medical Systems | CARESCAPE PATIENT DATA MODULE |  | SA315047395GA | WOODLANDS - MICU | MHHS-Woodlands |  | Module, Multi-Parameter |  | 029-09757 |  | Woodlands |  | WOODLANDS - MICU | [5 empty] | PHYSIOLOGIC MONITOR MODULES, MULTIPARAMETER |  | MODULEMULTIPARAMETER-GE-CARESCAPE PDM | MODULEMULTIPARAMETER | CARESCAPE PDM |  |  |  | GE | Module, Multi-Parameter |  | MODULEMULTIPARAMETER-GE-CARESCAPE PDM |  |  |  |  | Covered PM Repair - Biomedical | MHHS-Woodlands
NO | NO |  |  |  | 029-09760 |  | GE Medical Systems | CARESCAPE PATIENT DATA MODULE |  | SA315068890GA | WOODLANDS - MICU | MHHS-Woodlands |  | Module, Multi-Parameter |  | 029-09760 |  | Woodlands |  | WOODLANDS - MICU | [5 empty] | PHYSIOLOGIC MONITOR MODULES, MULTIPARAMETER |  | MODULEMULTIPARAMETER-GE-CARESCAPE PDM | MODULEMULTIPARAMETER | CARESCAPE PDM |  |  |  | GE | Module, Multi-Parameter |  | MODULEMULTIPARAMETER-GE-CARESCAPE PDM |  |  |  |  | Covered PM Repair - Biomedical | MHHS-Woodlands
NO | NO |  |  |  | 029-09763 |  | GE Medical Systems | CARESCAPE PATIENT DATA MODULE |  | SA315068875GA | WOODLANDS - MICU | MHHS-Woodlands |  | Module, Multi-Parameter |  | 029-09763 |  | Woodlands |  | WOODLANDS - MICU | [5 empty] | PHYSIOLOGIC MONITOR MODULES, MULTIPARAMETER |  | MODULEMULTIPARAMETER-GE-CARESCAPE PDM | MODULEMULTIPARAMETER | CARESCAPE PDM |  |  |  | GE | Module, Multi-Parameter |  | MODULEMULTIPARAMETER-GE-CARESCAPE PDM |  |  |  |  | Covered PM Repair - Biomedical | MHHS-Woodlands
NO | NO |  |  |  | 029-09766 |  | GE Medical Systems | CARESCAPE PATIENT DATA MODULE |  | SA315068828GA | WOODLANDS - MICU | MHHS-Woodlands |  | Module, Multi-Parameter |  | 029-09766 |  | Woodlands |  | WOODLANDS - MICU | [5 empty] | PHYSIOLOGIC MONITOR MODULES, MULTIPARAMETER |  | MODULEMULTIPARAMETER-GE-CARESCAPE PDM | MODULEMULTIPARAMETER | CARESCAPE PDM |  |  |  | GE | Module, Multi-Parameter |  | MODULEMULTIPARAMETER-GE-CARESCAPE PDM |  |  |  |  | Covered PM Repair - Biomedical | MHHS-Woodlands
NO | NO |  |  |  | 029-09836 |  | GE Medical Systems | CARESCAPE PATIENT DATA MODULE |  | SA315068952GA | WOODLANDS - MICU | MHHS-Woodlands |  | Module, Multi-Parameter |  | 029-09836 |  | Woodlands |  | WOODLANDS - MICU | [5 empty] | PHYSIOLOGIC MONITOR MODULES, MULTIPARAMETER |  | MODULEMULTIPARAMETER-GE-CARESCAPE PDM | MODULEMULTIPARAMETER | CARESCAPE PDM |  |  |  | GE | Module, Multi-Parameter |  | MODULEMULTIPARAMETER-GE-CARESCAPE PDM |  |  |  |  | Covered PM Repair - Biomedical | MHHS-Woodlands
NO | NO |  |  |  | 029-09850 |  | GE Medical Systems | CARESCAPE PATIENT DATA MODULE |  | SA315068831GA | WOODLANDS - MICU | MHHS-Woodlands |  | Module, Multi-Parameter |  | 029-09850 |  | Woodlands |  | WOODLANDS - MICU | [5 empty] | PHYSIOLOGIC MONITOR MODULES, MULTIPARAMETER |  | MODULEMULTIPARAMETER-GE-CARESCAPE PDM | MODULEMULTIPARAMETER | CARESCAPE PDM |  |  |  | GE | Module, Multi-Parameter |  | MODULEMULTIPARAMETER-GE-CARESCAPE PDM |  |  |  |  | Covered PM Repair - Biomedical | MHHS-Woodlands
NO | NO |  |  |  | 029-09870 |  | GE Medical Systems | CARESCAPE PATIENT DATA MODULE |  | SA3150688364GA | WOODLANDS - MICU | MHHS-Woodlands |  | Module, Multi-Parameter |  | 029-09870 |  | Woodlands |  | WOODLANDS - MICU | [5 empty] | PHYSIOLOGIC MONITOR MODULES, MULTIPARAMETER |  | MODULEMULTIPARAMETER-GE-CARESCAPE PDM | MODULEMULTIPARAMETER | CARESCAPE PDM |  |  |  | GE | Module, Multi-Parameter |  | MODULEMULTIPARAMETER-GE-CARESCAPE PDM |  |  |  |  | Covered PM Repair - Biomedical | MHHS-Woodlands
NO | NO |  |  |  | 029-12553 |  | GE Medical Systems | CARESCAPE PATIENT DATA MODULE |  | SPX19160367SA | WOODLANDS - NEUROLOGY | MHHS-Woodlands |  | Module, Multi-Parameter |  | 029-12553 |  | Woodlands |  | WOODLANDS - NEUROLOGY | [5 empty] | PHYSIOLOGIC MONITOR MODULES, MULTIPARAMETER |  | MODULEMULTIPARAMETER-GE-CARESCAPE PDM | MODULEMULTIPARAMETER | CARESCAPE PDM |  |  |  | GE | Module, Multi-Parameter |  | MODULEMULTIPARAMETER-GE-CARESCAPE PDM |  |  |  |  | Covered PM Repair - Biomedical | MHHS-Woodlands
NO | NO |  |  |  | 029-12576 |  | GE Medical Systems | CARESCAPE PATIENT DATA MODULE |  | SPX19160010SA | WOODLANDS - NEUROLOGY | MHHS-Woodlands |  | Module, Multi-Parameter |  | 029-12576 |  | Woodlands |  | WOODLANDS - NEUROLOGY | [5 empty] | PHYSIOLOGIC MONITOR MODULES, MULTIPARAMETER |  | MODULEMULTIPARAMETER-GE-CARESCAPE PDM | MODULEMULTIPARAMETER | CARESCAPE PDM |  |  |  | GE | Module, Multi-Parameter |  | MODULEMULTIPARAMETER-GE-CARESCAPE PDM |  |  |  |  | Covered PM Repair - Biomedical | MHHS-Woodlands
NO | NO |  |  |  | 029-12578 |  | GE Medical Systems | CARESCAPE PATIENT DATA MODULE |  | SPX19160326SA | WOODLANDS - NEUROLOGY | MHHS-Woodlands |  | Module, Multi-Parameter |  | 029-12578 |  | Woodlands |  | WOODLANDS - NEUROLOGY | [5 empty] | PHYSIOLOGIC MONITOR MODULES, MULTIPARAMETER |  | MODULEMULTIPARAMETER-GE-CARESCAPE PDM | MODULEMULTIPARAMETER | CARESCAPE PDM |  |  |  | GE | Module, Multi-Parameter |  | MODULEMULTIPARAMETER-GE-CARESCAPE PDM |  |  |  |  | Covered PM Repair - Biomedical | MHHS-Woodlands
NO | NO |  |  |  | 029-12578 |  | GE Medical Systems | CARESCAPE PATIENT DATA MODULE |  | SPX19160326SA | WOODLANDS - NEUROLOGY | MHHS-Woodlands |  | Module, Multi-Parameter |  | 029-12578 |  | Woodlands |  | WOODLANDS - NEUROLOGY | [5 empty] | PHYSIOLOGIC MONITOR MODULES, MULTIPARAMETER |  | MODULEMULTIPARAMETER-GE-CARESCAPE PDM | MODULEMULTIPARAMETER | CARESCAPE PDM |  |  |  | GE | Module, Multi-Parameter |  | MODULEMULTIPARAMETER-GE-CARESCAPE PDM |  |  |  |  | Covered PM Repair - Biomedical | MHHS-Woodlands
NO | NO |  |  |  | 029-12889 |  | GE Medical Systems | CARESCAPE PATIENT DATA MODULE |  | SPX19160024SA | WOODLANDS - NEUROLOGY | MHHS-Woodlands |  | Module, Multi-Parameter |  | 029-12889 |  | Woodlands |  | WOODLANDS - NEUROLOGY | [5 empty] | PHYSIOLOGIC MONITOR MODULES, MULTIPARAMETER |  | MODULEMULTIPARAMETER-GE-CARESCAPE PDM | MODULEMULTIPARAMETER | CARESCAPE PDM |  |  |  | GE | Module, Multi-Parameter |  | MODULEMULTIPARAMETER-GE-CARESCAPE PDM |  |  |  |  | Covered PM Repair - Biomedical | MHHS-Woodlands
NO | NO |  |  |  | 029-09875 |  | GE Medical Systems | CARESCAPE PATIENT DATA MODULE |  | SA315112812GA | WOODLANDS - NICU | MHHS-Woodlands |  | Module, Multi-Parameter |  | 029-09875 |  | Woodlands |  | WOODLANDS - NICU | [5 empty] | PHYSIOLOGIC MONITOR MODULES, MULTIPARAMETER |  | MODULEMULTIPARAMETER-GE-CARESCAPE PDM | MODULEMULTIPARAMETER | CARESCAPE PDM |  |  |  | GE | Module, Multi-Parameter |  | MODULEMULTIPARAMETER-GE-CARESCAPE PDM |  |  |  |  | Covered PM Repair - Biomedical | MHHS-Woodlands
NO | NO |  |  |  | 029-09876 |  | GE Medical Systems | CARESCAPE PATIENT DATA MODULE |  | SA315112731GA | WOODLANDS - NICU | MHHS-Woodlands |  | Module, Multi-Parameter |  | 029-09876 |  | Woodlands |  | WOODLANDS - NICU | [5 empty] | PHYSIOLOGIC MONITOR MODULES, MULTIPARAMETER |  | MODULEMULTIPARAMETER-GE-CARESCAPE PDM | MODULEMULTIPARAMETER | CARESCAPE PDM |  |  |  | GE | Module, Multi-Parameter |  | MODULEMULTIPARAMETER-GE-CARESCAPE PDM |  |  |  |  | Covered PM Repair - Biomedical | MHHS-Woodlands
NO | NO |  |  |  | 029-09877 |  | GE Medical Systems | CARESCAPE PATIENT DATA MODULE |  | SA315112516GA | WOODLANDS - NICU | MHHS-Woodlands |  | Module, Multi-Parameter |  | 029-09877 |  | Woodlands |  | WOODLANDS - NICU | [5 empty] | PHYSIOLOGIC MONITOR MODULES, MULTIPARAMETER |  | MODULEMULTIPARAMETER-GE-CARESCAPE PDM | MODULEMULTIPARAMETER | CARESCAPE PDM |  |  |  | GE | Module, Multi-Parameter |  | MODULEMULTIPARAMETER-GE-CARESCAPE PDM |  |  |  |  | Covered PM Repair - Biomedical | MHHS-Woodlands
NO | NO |  |  |  | 029-09880 |  | GE Medical Systems | CARESCAPE PATIENT DATA MODULE |  | SA315112838GA | WOODLANDS - NICU | MHHS-Woodlands |  | Module, Multi-Parameter |  | 029-09880 |  | Woodlands |  | WOODLANDS - NICU | [5 empty] | PHYSIOLOGIC MONITOR MODULES, MULTIPARAMETER |  | MODULEMULTIPARAMETER-GE-CARESCAPE PDM | MODULEMULTIPARAMETER | CARESCAPE PDM |  |  |  | GE | Module, Multi-Parameter |  | MODULEMULTIPARAMETER-GE-CARESCAPE PDM |  |  |  |  | Covered PM Repair - Biomedical | MHHS-Woodlands
NO | NO |  |  |  | 029-09884 |  | GE Medical Systems | CARESCAPE PATIENT DATA MODULE |  | SA315112820GA | WOODLANDS - NICU | MHHS-Woodlands |  | Module, Multi-Parameter |  | 029-09884 |  | Woodlands |  | WOODLANDS - NICU | [5 empty] | PHYSIOLOGIC MONITOR MODULES, MULTIPARAMETER |  | MODULEMULTIPARAMETER-GE-CARESCAPE PDM | MODULEMULTIPARAMETER | CARESCAPE PDM |  |  |  | GE | Module, Multi-Parameter |  | MODULEMULTIPARAMETER-GE-CARESCAPE PDM |  |  |  |  | Covered PM Repair - Biomedical | MHHS-Woodlands
NO | NO |  |  |  | 029-09886 |  | GE Medical Systems | CARESCAPE PATIENT DATA MODULE |  | SA315112751GA | WOODLANDS - NICU | MHHS-Woodlands |  | Module, Multi-Parameter |  | 029-09886 |  | Woodlands |  | WOODLANDS - NICU | [5 empty] | PHYSIOLOGIC MONITOR MODULES, MULTIPARAMETER |  | MODULEMULTIPARAMETER-GE-CARESCAPE PDM | MODULEMULTIPARAMETER | CARESCAPE PDM |  |  |  | GE | Module, Multi-Parameter |  | MODULEMULTIPARAMETER-GE-CARESCAPE PDM |  |  |  |  | Covered PM Repair - Biomedical | MHHS-Woodlands
NO | NO |  |  |  | 029-09888 |  | GE Medical Systems | CARESCAPE PATIENT DATA MODULE |  | SA315112804GA | WOODLANDS - NICU | MHHS-Woodlands |  | Module, Multi-Parameter |  | 029-09888 |  | Woodlands |  | WOODLANDS - NICU | [5 empty] | PHYSIOLOGIC MONITOR MODULES, MULTIPARAMETER |  | MODULEMULTIPARAMETER-GE-CARESCAPE PDM | MODULEMULTIPARAMETER | CARESCAPE PDM |  |  |  | GE | Module, Multi-Parameter |  | MODULEMULTIPARAMETER-GE-CARESCAPE PDM |  |  |  |  | Covered PM Repair - Biomedical | MHHS-Woodlands
NO | NO |  |  |  | 029-09890 |  | GE Medical Systems | CARESCAPE PATIENT DATA MODULE |  | SA315112834GA | WOODLANDS - NICU | MHHS-Woodlands |  | Module, Multi-Parameter |  | 029-09890 |  | Woodlands |  | WOODLANDS - NICU | [5 empty] | PHYSIOLOGIC MONITOR MODULES, MULTIPARAMETER |  | MODULEMULTIPARAMETER-GE-CARESCAPE PDM | MODULEMULTIPARAMETER | CARESCAPE PDM |  |  |  | GE | Module, Multi-Parameter |  | MODULEMULTIPARAMETER-GE-CARESCAPE PDM |  |  |  |  | Covered PM Repair - Biomedical | MHHS-Woodlands
NO | NO |  |  |  | 029-09891 |  | GE Medical Systems | CARESCAPE PATIENT DATA MODULE |  | SA315112637GA | WOODLANDS - NICU | MHHS-Woodlands |  | Module, Multi-Parameter |  | 029-09891 |  | Woodlands |  | WOODLANDS - NICU | [5 empty] | PHYSIOLOGIC MONITOR MODULES, MULTIPARAMETER |  | MODULEMULTIPARAMETER-GE-CARESCAPE PDM | MODULEMULTIPARAMETER | CARESCAPE PDM |  |  |  | GE | Module, Multi-Parameter |  | MODULEMULTIPARAMETER-GE-CARESCAPE PDM |  |  |  |  | Covered PM Repair - Biomedical | MHHS-Woodlands
NO | NO |  |  |  | 029-09892 |  | GE Medical Systems | CARESCAPE PATIENT DATA MODULE |  | SA315112808GA | WOODLANDS - NICU | MHHS-Woodlands |  | Module, Multi-Parameter |  | 029-09892 |  | Woodlands |  | WOODLANDS - NICU | [5 empty] | PHYSIOLOGIC MONITOR MODULES, MULTIPARAMETER |  | MODULEMULTIPARAMETER-GE-CARESCAPE PDM | MODULEMULTIPARAMETER | CARESCAPE PDM |  |  |  | GE | Module, Multi-Parameter |  | MODULEMULTIPARAMETER-GE-CARESCAPE PDM |  |  |  |  | Not Covered Vendor Only - Biomedical | MHHS-Woodlands
NO | NO |  |  |  | 029-09894 |  | GE Medical Systems | CARESCAPE PATIENT DATA MODULE |  | SA315112837GA | WOODLANDS - NICU | MHHS-Woodlands |  | Module, Multi-Parameter |  | 029-09894 |  | Woodlands |  | WOODLANDS - NICU | [5 empty] | PHYSIOLOGIC MONITOR MODULES, MULTIPARAMETER |  | MODULEMULTIPARAMETER-GE-CARESCAPE PDM | MODULEMULTIPARAMETER | CARESCAPE PDM |  |  |  | GE | Module, Multi-Parameter |  | MODULEMULTIPARAMETER-GE-CARESCAPE PDM |  |  |  |  | Not Covered Vendor Only - Biomedical | MHHS-Woodlands
NO | NO |  |  |  | 029-09899 |  | GE Medical Systems | CARESCAPE PATIENT DATA MODULE |  | SA315112652GA | WOODLANDS - NICU | MHHS-Woodlands |  | Module, Multi-Parameter |  | 029-09899 |  | Woodlands |  | WOODLANDS - NICU | [5 empty] | PHYSIOLOGIC MONITOR MODULES, MULTIPARAMETER |  | MODULEMULTIPARAMETER-GE-CARESCAPE PDM | MODULEMULTIPARAMETER | CARESCAPE PDM |  |  |  | GE | Module, Multi-Parameter |  | MODULEMULTIPARAMETER-GE-CARESCAPE PDM |  |  |  |  | Covered PM Repair - Biomedical | MHHS-Woodlands
NO | NO |  |  |  | 029-09900 |  | GE Medical Systems | CARESCAPE PATIENT DATA MODULE |  | SA315112827GA | WOODLANDS - NICU | MHHS-Woodlands |  | Module, Multi-Parameter |  | 029-09900 |  | Woodlands |  | WOODLANDS - NICU | [5 empty] | PHYSIOLOGIC MONITOR MODULES, MULTIPARAMETER |  | MODULEMULTIPARAMETER-GE-CARESCAPE PDM | MODULEMULTIPARAMETER | CARESCAPE PDM |  |  |  | GE | Module, Multi-Parameter |  | MODULEMULTIPARAMETER-GE-CARESCAPE PDM |  |  |  |  | Covered PM Repair - Biomedical | MHHS-Woodlands
NO | NO |  |  |  | 029-09916 |  | GE Medical Systems | CARESCAPE PATIENT DATA MODULE |  | SA315112839GA | WOODLANDS - NICU | MHHS-Woodlands |  | Module, Multi-Parameter |  | 029-09916 |  | Woodlands |  | WOODLANDS - NICU | [5 empty] | PHYSIOLOGIC MONITOR MODULES, MULTIPARAMETER |  | MODULEMULTIPARAMETER-GE-CARESCAPE PDM | MODULEMULTIPARAMETER | CARESCAPE PDM |  |  |  | GE | Module, Multi-Parameter |  | MODULEMULTIPARAMETER-GE-CARESCAPE PDM |  |  |  |  | Covered PM Repair - Biomedical | MHHS-Woodlands
NO | NO |  |  |  | 029-09918 |  | GE Medical Systems | CARESCAPE PATIENT DATA MODULE |  | SA3151128802GA | WOODLANDS - NICU | MHHS-Woodlands |  | Module, Multi-Parameter |  | 029-09918 |  | Woodlands |  | WOODLANDS - NICU | [5 empty] | PHYSIOLOGIC MONITOR MODULES, MULTIPARAMETER |  | MODULEMULTIPARAMETER-GE-CARESCAPE PDM | MODULEMULTIPARAMETER | CARESCAPE PDM |  |  |  | GE | Module, Multi-Parameter |  | MODULEMULTIPARAMETER-GE-CARESCAPE PDM |  |  |  |  | Covered PM Repair - Biomedical | MHHS-Woodlands
NO | NO |  |  |  | 029-10274 |  | GE Medical Systems | CARESCAPE PATIENT DATA MODULE |  | SA310331092GR | WOODLANDS - NICU | MHHS-Woodlands |  | Module, Multi-Parameter |  | 029-10274 |  | Woodlands |  | WOODLANDS - NICU | [5 empty] | PHYSIOLOGIC MONITOR MODULES, MULTIPARAMETER |  | MODULEMULTIPARAMETER-GE-CARESCAPE PDM | MODULEMULTIPARAMETER | CARESCAPE PDM |  |  |  | GE | Module, Multi-Parameter |  | MODULEMULTIPARAMETER-GE-CARESCAPE PDM |  |  |  |  | Covered PM Repair - Biomedical | MHHS-Woodlands
NO | NO |  |  |  | 029-10862 |  | GE Medical Systems | CARESCAPE PATIENT DATA MODULE |  | SA316097433GA | WOODLANDS - NICU | MHHS-Woodlands |  | Module, Multi-Parameter |  | 029-10862 |  | Woodlands |  | WOODLANDS - NICU | [5 empty] | PHYSIOLOGIC MONITOR MODULES, MULTIPARAMETER |  | MODULEMULTIPARAMETER-GE-CARESCAPE PDM | MODULEMULTIPARAMETER | CARESCAPE PDM |  |  |  | GE | Module, Multi-Parameter |  | MODULEMULTIPARAMETER-GE-CARESCAPE PDM |  |  |  |  | Covered PM Repair - Biomedical | MHHS-Woodlands
NO | NO |  |  |  | 029-11014 |  | GE Medical Systems | CARESCAPE PATIENT DATA MODULE |  | SA316097440SA | WOODLANDS - NICU | MHHS-Woodlands |  | Module, Multi-Parameter |  | 029-11014 |  | Woodlands |  | WOODLANDS - NICU | [5 empty] | PHYSIOLOGIC MONITOR MODULES, MULTIPARAMETER |  | MODULEMULTIPARAMETER-GE-CARESCAPE PDM | MODULEMULTIPARAMETER | CARESCAPE PDM |  |  |  | GE | Module, Multi-Parameter |  | MODULEMULTIPARAMETER-GE-CARESCAPE PDM |  |  |  |  | Covered PM Repair - Biomedical | MHHS-Woodlands
NO | NO |  |  |  | 029-11017 |  | GE Medical Systems | CARESCAPE PATIENT DATA MODULE |  | SA309294050GR | WOODLANDS - NICU | MHHS-Woodlands |  | Module, Multi-Parameter |  | 029-11017 |  | Woodlands |  | WOODLANDS - NICU | [5 empty] | PHYSIOLOGIC MONITOR MODULES, MULTIPARAMETER |  | MODULEMULTIPARAMETER-GE-CARESCAPE PDM | MODULEMULTIPARAMETER | CARESCAPE PDM |  |  |  | GE | Module, Multi-Parameter |  | MODULEMULTIPARAMETER-GE-CARESCAPE PDM |  |  |  |  | Covered PM Repair - Biomedical | MHHS-Woodlands
NO | NO |  |  |  | 029-32392 |  | GE Medical Systems | CARESCAPE PATIENT DATA MODULE |  | SA316097385SA | WOODLANDS - NICU | MHHS-Woodlands |  | Module, Multi-Parameter |  | 029-32392 |  | Woodlands |  | WOODLANDS - NICU | [5 empty] | PHYSIOLOGIC MONITOR MODULES, MULTIPARAMETER |  | MODULEMULTIPARAMETER-GE-CARESCAPE PDM | MODULEMULTIPARAMETER | CARESCAPE PDM |  |  |  | GE | Module, Multi-Parameter |  | MODULEMULTIPARAMETER-GE-CARESCAPE PDM |  |  |  |  | Covered PM Repair - Biomedical | MHHS-Woodlands
NO | NO |  |  |  | 029-09820 |  | GE Medical Systems | CARESCAPE PATIENT DATA MODULE |  | SA315079621GA | WOODLANDS - OR | MHHS-Woodlands |  | Module, Multi-Parameter |  | 029-09820 |  | Woodlands |  | WOODLANDS - OR | [5 empty] | PHYSIOLOGIC MONITOR MODULES, MULTIPARAMETER |  | MODULEMULTIPARAMETER-GE-CARESCAPE PDM | MODULEMULTIPARAMETER | CARESCAPE PDM |  |  |  | GE | Module, Multi-Parameter |  | MODULEMULTIPARAMETER-GE-CARESCAPE PDM |  |  |  |  | Covered PM Repair - Biomedical | MHHS-Woodlands
NO | NO |  |  |  | 029-12905 |  | GE Medical Systems | CARESCAPE PATIENT DATA MODULE |  | SPX19450435SA | WOODLANDS - ORTHO | MHHS-Woodlands |  | Module, Multi-Parameter |  | 029-12905 |  | Woodlands |  | WOODLANDS - ORTHO | [5 empty] | PHYSIOLOGIC MONITOR MODULES, MULTIPARAMETER |  | MODULEMULTIPARAMETER-GE-CARESCAPE PDM | MODULEMULTIPARAMETER | CARESCAPE PDM |  |  |  | GE | Module, Multi-Parameter |  | MODULEMULTIPARAMETER-GE-CARESCAPE PDM |  |  |  |  | Covered PM Repair - Biomedical | MHHS-Woodlands
NO | NO |  |  |  | 029-12964 |  | GE Medical Systems | CARESCAPE PATIENT DATA MODULE |  | SPX19450530SA | WOODLANDS - ORTHO | MHHS-Woodlands |  | Module, Multi-Parameter |  | 029-12964 |  | Woodlands |  | WOODLANDS - ORTHO | [5 empty] | PHYSIOLOGIC MONITOR MODULES, MULTIPARAMETER |  | MODULEMULTIPARAMETER-GE-CARESCAPE PDM | MODULEMULTIPARAMETER | CARESCAPE PDM |  |  |  | GE | Module, Multi-Parameter |  | MODULEMULTIPARAMETER-GE-CARESCAPE PDM |  |  |  |  | Covered PM Repair - Biomedical | MHHS-Woodlands
NO | NO |  |  |  | 029-08844 |  | GE Medical Systems | CARESCAPE PATIENT DATA MODULE |  | SA313303601GA | WOODLANDS - PACU | MHHS-Woodlands |  | Module, Multi-Parameter |  | 029-08844 |  | Woodlands |  | WOODLANDS - PACU | [5 empty] | PHYSIOLOGIC MONITOR MODULES, MULTIPARAMETER |  | MODULEMULTIPARAMETER-GE-CARESCAPE PDM | MODULEMULTIPARAMETER | CARESCAPE PDM |  |  |  | GE | Module, Multi-Parameter |  | MODULEMULTIPARAMETER-GE-CARESCAPE PDM |  |  |  |  | Covered PM Repair - Biomedical | MHHS-Woodlands
NO | NO |  |  |  | 029-08932 |  | GE Medical Systems | CARESCAPE PATIENT DATA MODULE |  | SA3133672456G | WOODLANDS - PACU | MHHS-Woodlands |  | Module, Multi-Parameter |  | 029-08932 |  | Woodlands |  | WOODLANDS - PACU | [5 empty] | PHYSIOLOGIC MONITOR MODULES, MULTIPARAMETER |  | MODULEMULTIPARAMETER-GE-CARESCAPE PDM | MODULEMULTIPARAMETER | CARESCAPE PDM |  |  |  | GE | Module, Multi-Parameter |  | MODULEMULTIPARAMETER-GE-CARESCAPE PDM |  |  |  |  | Covered PM Repair - Biomedical | MHHS-Woodlands
NO | NO |  |  |  | 029-08935 |  | GE Medical Systems | CARESCAPE PATIENT DATA MODULE |  | SA313377934GA | WOODLANDS - PACU | MHHS-Woodlands |  | Module, Multi-Parameter |  | 029-08935 |  | Woodlands |  | WOODLANDS - PACU | [5 empty] | PHYSIOLOGIC MONITOR MODULES, MULTIPARAMETER |  | MODULEMULTIPARAMETER-GE-CARESCAPE PDM | MODULEMULTIPARAMETER | CARESCAPE PDM |  |  |  | GE | Module, Multi-Parameter |  | MODULEMULTIPARAMETER-GE-CARESCAPE PDM |  |  |  |  | Covered PM Repair - Biomedical | MHHS-Woodlands
NO | NO |  |  |  | 029-11046 |  | GE Medical Systems | CARESCAPE PATIENT DATA MODULE |  | SA313116673GR | WOODLANDS - PACU | MHHS-Woodlands |  | Module, Multi-Parameter |  | 029-11046 |  | Woodlands |  | WOODLANDS - PACU | [5 empty] | PHYSIOLOGIC MONITOR MODULES, MULTIPARAMETER |  | MODULEMULTIPARAMETER-GE-CARESCAPE PDM | MODULEMULTIPARAMETER | CARESCAPE PDM |  |  |  | GE | Module, Multi-Parameter |  | MODULEMULTIPARAMETER-GE-CARESCAPE PDM |  |  |  |  | Covered PM Repair - Biomedical | MHHS-Woodlands
NO | NO |  |  |  | 029-11054 |  | GE Medical Systems | CARESCAPE PATIENT DATA MODULE |  | SA09122750GR | WOODLANDS - PACU | MHHS-Woodlands |  | Module, Multi-Parameter |  | 029-11054 |  | Woodlands |  | WOODLANDS - PACU | [5 empty] | PHYSIOLOGIC MONITOR MODULES, MULTIPARAMETER |  | MODULEMULTIPARAMETER-GE-CARESCAPE PDM | MODULEMULTIPARAMETER | CARESCAPE PDM |  |  |  | GE | Module, Multi-Parameter |  | MODULEMULTIPARAMETER-GE-CARESCAPE PDM |  |  |  |  | Clinical Miscellaneous | MHHS-Woodlands
NO | NO |  |  |  | 029-11058 |  | GE Medical Systems | CARESCAPE PATIENT DATA MODULE |  | SA315197944GR | WOODLANDS - PACU | MHHS-Woodlands |  | Module, Multi-Parameter |  | 029-11058 |  | Woodlands |  | WOODLANDS - PACU | [5 empty] | PHYSIOLOGIC MONITOR MODULES, MULTIPARAMETER |  | MODULEMULTIPARAMETER-GE-CARESCAPE PDM | MODULEMULTIPARAMETER | CARESCAPE PDM |  |  |  | GE | Module, Multi-Parameter |  | MODULEMULTIPARAMETER-GE-CARESCAPE PDM |  |  |  |  | Covered PM Repair - Biomedical | MHHS-Woodlands
NO | NO |  |  |  | 029-11062 |  | GE Medical Systems | CARESCAPE PATIENT DATA MODULE |  | SA309365281 | WOODLANDS - PACU | MHHS-Woodlands |  | Module, Multi-Parameter |  | 029-11062 |  | Woodlands |  | WOODLANDS - PACU | [5 empty] | PHYSIOLOGIC MONITOR MODULES, MULTIPARAMETER |  | MODULEMULTIPARAMETER-GE-CARESCAPE PDM | MODULEMULTIPARAMETER | CARESCAPE PDM |  |  |  | GE | Module, Multi-Parameter |  | MODULEMULTIPARAMETER-GE-CARESCAPE PDM |  |  |  |  | Covered PM Repair - Biomedical | MHHS-Woodlands
NO | NO |  |  |  | 029-11064 |  | GE Medical Systems | CARESCAPE PATIENT DATA MODULE |  | SA308398753GR | WOODLANDS - PACU | MHHS-Woodlands |  | Module, Multi-Parameter |  | 029-11064 |  | Woodlands |  | WOODLANDS - PACU | [5 empty] | PHYSIOLOGIC MONITOR MODULES, MULTIPARAMETER |  | MODULEMULTIPARAMETER-GE-CARESCAPE PDM | MODULEMULTIPARAMETER | CARESCAPE PDM |  |  |  | GE | Module, Multi-Parameter |  | MODULEMULTIPARAMETER-GE-CARESCAPE PDM |  |  |  |  | Covered PM Repair - Biomedical | MHHS-Woodlands
NO | NO |  |  |  | 029-11074 |  | GE Medical Systems | CARESCAPE PATIENT DATA MODULE |  | SA310455281GR | WOODLANDS - PACU | MHHS-Woodlands |  | Module, Multi-Parameter |  | 029-11074 |  | Woodlands |  | WOODLANDS - PACU | [5 empty] | PHYSIOLOGIC MONITOR MODULES, MULTIPARAMETER |  | MODULEMULTIPARAMETER-GE-CARESCAPE PDM | MODULEMULTIPARAMETER | CARESCAPE PDM |  |  |  | GE | Module, Multi-Parameter |  | MODULEMULTIPARAMETER-GE-CARESCAPE PDM |  |  |  |  | Covered PM Repair - Biomedical | MHHS-Woodlands
NO | NO |  |  |  | 029-11172 |  | GE Medical Systems | CARESCAPE PATIENT DATA MODULE |  | SA309153038GR | WOODLANDS - PACU | MHHS-Woodlands |  | Module, Multi-Parameter |  | 029-11172 |  | Woodlands |  | WOODLANDS - PACU | [5 empty] | PHYSIOLOGIC MONITOR MODULES, MULTIPARAMETER |  | MODULEMULTIPARAMETER-GE-CARESCAPE PDM | MODULEMULTIPARAMETER | CARESCAPE PDM |  |  |  | GE | Module, Multi-Parameter |  | MODULEMULTIPARAMETER-GE-CARESCAPE PDM |  |  |  |  | Not Covered Vendor Only - Biomedical | MHHS-Woodlands
NO | NO |  |  |  | 029-11184 |  | GE Medical Systems | CARESCAPE PATIENT DATA MODULE |  | SA308095053GR | WOODLANDS - PACU | MHHS-Woodlands |  | Module, Multi-Parameter |  | 029-11184 |  | Woodlands |  | WOODLANDS - PACU | [5 empty] | PHYSIOLOGIC MONITOR MODULES, MULTIPARAMETER |  | MODULEMULTIPARAMETER-GE-CARESCAPE PDM | MODULEMULTIPARAMETER | CARESCAPE PDM |  |  |  | GE | Module, Multi-Parameter |  | MODULEMULTIPARAMETER-GE-CARESCAPE PDM |  |  |  |  | Not Covered Vendor Only - Biomedical | MHHS-Woodlands
NO | NO |  |  |  | 029-12893 |  | GE Medical Systems | CARESCAPE PATIENT DATA MODULE |  | SPX19360186SA | WOODLANDS - PACU | MHHS-Woodlands |  | Module, Multi-Parameter |  | 029-12893 |  | Woodlands |  | WOODLANDS - PACU | [5 empty] | PHYSIOLOGIC MONITOR MODULES, MULTIPARAMETER |  | MODULEMULTIPARAMETER-GE-CARESCAPE PDM | MODULEMULTIPARAMETER | CARESCAPE PDM |  |  |  | GE | Module, Multi-Parameter |  | MODULEMULTIPARAMETER-GE-CARESCAPE PDM |  |  |  |  | Not Covered Vendor Only - Biomedical | MHHS-Woodlands
NO | NO |  |  |  | 029-11032 |  | GE Medical Systems | CARESCAPE PATIENT DATA MODULE |  | SA313095643GR | WOODLANDS - PCU6 | MHHS-Woodlands |  | Module, Multi-Parameter |  | 029-11032 |  | Woodlands |  | WOODLANDS - PCU6 | [5 empty] | PHYSIOLOGIC MONITOR MODULES, MULTIPARAMETER |  | MODULEMULTIPARAMETER-GE-CARESCAPE PDM | MODULEMULTIPARAMETER | CARESCAPE PDM |  |  |  | GE | Module, Multi-Parameter |  | MODULEMULTIPARAMETER-GE-CARESCAPE PDM |  |  |  |  | Not Covered Vendor Only - Biomedical | MHHS-Woodlands
NO | NO |  |  |  | 029-11138 |  | GE Medical Systems | CARESCAPE PATIENT DATA MODULE |  | SA312132167GR | WOODLANDS - PCU6 | MHHS-Woodlands |  | Module, Multi-Parameter |  | 029-11138 |  | Woodlands |  | WOODLANDS - PCU6 | [5 empty] | PHYSIOLOGIC MONITOR MODULES, MULTIPARAMETER |  | MODULEMULTIPARAMETER-GE-CARESCAPE PDM | MODULEMULTIPARAMETER | CARESCAPE PDM |  |  |  | GE | Module, Multi-Parameter |  | MODULEMULTIPARAMETER-GE-CARESCAPE PDM |  |  |  |  | Not Covered Vendor Only - Biomedical | MHHS-Woodlands
NO | NO |  |  |  | 029-11217 |  | GE Medical Systems | CARESCAPE PATIENT DATA MODULE |  | SA310507000GR | WOODLANDS - PCU6 | MHHS-Woodlands |  | Module, Multi-Parameter |  | 029-11217 |  | Woodlands |  | WOODLANDS - PCU6 | [5 empty] | PHYSIOLOGIC MONITOR MODULES, MULTIPARAMETER |  | MODULEMULTIPARAMETER-GE-CARESCAPE PDM | MODULEMULTIPARAMETER | CARESCAPE PDM |  |  |  | GE | Module, Multi-Parameter |  | MODULEMULTIPARAMETER-GE-CARESCAPE PDM |  |  |  |  | Not Covered Vendor Only - Biomedical | MHHS-Woodlands
NO | NO |  |  |  | 029-11317 |  | GE Medical Systems | CARESCAPE PATIENT DATA MODULE |  | SA311246654GR | WOODLANDS - PCU6 | MHHS-Woodlands |  | Module, Multi-Parameter |  | 029-11317 |  | Woodlands |  | WOODLANDS - PCU6 | [5 empty] | PHYSIOLOGIC MONITOR MODULES, MULTIPARAMETER |  | MODULEMULTIPARAMETER-GE-CARESCAPE PDM | MODULEMULTIPARAMETER | CARESCAPE PDM |  |  |  | GE | Module, Multi-Parameter |  | MODULEMULTIPARAMETER-GE-CARESCAPE PDM |  |  |  |  | Not Covered Vendor Only - Biomedical | MHHS-Woodlands
NO | NO |  |  |  | 029-11322 |  | GE Medical Systems | CARESCAPE PATIENT DATA MODULE |  | SA308347826GR | WOODLANDS - PCU6 | MHHS-Woodlands |  | Module, Multi-Parameter |  | 029-11322 |  | Woodlands |  | WOODLANDS - PCU6 | [5 empty] | PHYSIOLOGIC MONITOR MODULES, MULTIPARAMETER |  | MODULEMULTIPARAMETER-GE-CARESCAPE PDM | MODULEMULTIPARAMETER | CARESCAPE PDM |  |  |  | GE | Module, Multi-Parameter |  | MODULEMULTIPARAMETER-GE-CARESCAPE PDM |  |  |  |  | Not Covered Vendor Only - Biomedical | MHHS-Woodlands
NO | NO |  |  |  | 029-11327 |  | GE Medical Systems | CARESCAPE PATIENT DATA MODULE |  | SA309122714GR | WOODLANDS - PCU6 | MHHS-Woodlands |  | Module, Multi-Parameter |  | 029-11327 |  | Woodlands |  | WOODLANDS - PCU6 | [5 empty] | PHYSIOLOGIC MONITOR MODULES, MULTIPARAMETER |  | MODULEMULTIPARAMETER-GE-CARESCAPE PDM | MODULEMULTIPARAMETER | CARESCAPE PDM |  |  |  | GE | Module, Multi-Parameter |  | MODULEMULTIPARAMETER-GE-CARESCAPE PDM |  |  |  |  | Not Covered Vendor Only - Biomedical | MHHS-Woodlands
NO | NO |  |  |  | 029-11331 |  | GE Medical Systems | CARESCAPE PATIENT DATA MODULE |  | SA310139287GR | WOODLANDS - PCU6 | MHHS-Woodlands |  | Module, Multi-Parameter |  | 029-11331 |  | Woodlands |  | WOODLANDS - PCU6 | [5 empty] | PHYSIOLOGIC MONITOR MODULES, MULTIPARAMETER |  | MODULEMULTIPARAMETER-GE-CARESCAPE PDM | MODULEMULTIPARAMETER | CARESCAPE PDM |  |  |  | GE | Module, Multi-Parameter |  | MODULEMULTIPARAMETER-GE-CARESCAPE PDM |  |  |  |  | Not Covered Vendor Only - Biomedical | MHHS-Woodlands
NO | NO |  |  |  | 029-11349 |  | GE Medical Systems | CARESCAPE PATIENT DATA MODULE |  | SA311297249GR | WOODLANDS - PCU6 | MHHS-Woodlands |  | Module, Multi-Parameter |  | 029-11349 |  | Woodlands |  | WOODLANDS - PCU6 | [5 empty] | PHYSIOLOGIC MONITOR MODULES, MULTIPARAMETER |  | MODULEMULTIPARAMETER-GE-CARESCAPE PDM | MODULEMULTIPARAMETER | CARESCAPE PDM |  |  |  | GE | Module, Multi-Parameter |  | MODULEMULTIPARAMETER-GE-CARESCAPE PDM |  |  |  |  | Not Covered Vendor Only - Biomedical | MHHS-Woodlands
NO | NO |  |  |  | 029-11066 |  | GE Medical Systems | CARESCAPE PATIENT DATA MODULE |  | SA311246535GR | WOODLANDS - PREOP | MHHS-Woodlands |  | Module, Multi-Parameter |  | 029-11066 |  | Woodlands |  | WOODLANDS - PREOP | [5 empty] | PHYSIOLOGIC MONITOR MODULES, MULTIPARAMETER |  | MODULEMULTIPARAMETER-GE-CARESCAPE PDM | MODULEMULTIPARAMETER | CARESCAPE PDM |  |  |  | GE | Module, Multi-Parameter |  | MODULEMULTIPARAMETER-GE-CARESCAPE PDM |  |  |  |  | Not Covered Vendor Only - Biomedical | MHHS-Woodlands
NO | NO |  |  |  | 029-11070 |  | GE Medical Systems | CARESCAPE PATIENT DATA MODULE |  | SA311195129GA | WOODLANDS - PREOP | MHHS-Woodlands |  | Module, Multi-Parameter |  | 029-11070 |  | Woodlands |  | WOODLANDS - PREOP | [5 empty] | PHYSIOLOGIC MONITOR MODULES, MULTIPARAMETER |  | MODULEMULTIPARAMETER-GE-CARESCAPE PDM | MODULEMULTIPARAMETER | CARESCAPE PDM |  |  |  | GE | Module, Multi-Parameter |  | MODULEMULTIPARAMETER-GE-CARESCAPE PDM |  |  |  |  | Not Covered Vendor Only - Biomedical | MHHS-Woodlands
NO | NO |  |  |  | 029-11075 |  | GE Medical Systems | CARESCAPE PATIENT DATA MODULE |  | SA313033575GR | WOODLANDS - PREOP | MHHS-Woodlands |  | Module, Multi-Parameter |  | 029-11075 |  | Woodlands |  | WOODLANDS - PREOP | [5 empty] | PHYSIOLOGIC MONITOR MODULES, MULTIPARAMETER |  | MODULEMULTIPARAMETER-GE-CARESCAPE PDM | MODULEMULTIPARAMETER | CARESCAPE PDM |  |  |  | GE | Module, Multi-Parameter |  | MODULEMULTIPARAMETER-GE-CARESCAPE PDM |  |  |  |  | Not Covered Vendor Only - Biomedical | MHHS-Woodlands
NO | NO |  |  |  | 029-11186 |  | GE Medical Systems | CARESCAPE PATIENT DATA MODULE |  | SA311121717GR | WOODLANDS - PREOP | MHHS-Woodlands |  | Module, Multi-Parameter |  | 029-11186 |  | Woodlands |  | WOODLANDS - PREOP | [5 empty] | PHYSIOLOGIC MONITOR MODULES, MULTIPARAMETER |  | MODULEMULTIPARAMETER-GE-CARESCAPE PDM | MODULEMULTIPARAMETER | CARESCAPE PDM |  |  |  | GE | Module, Multi-Parameter |  | MODULEMULTIPARAMETER-GE-CARESCAPE PDM |  |  |  |  | Not Covered Vendor Only - Biomedical | MHHS-Woodlands
NO | NO |  |  |  | 029-11302 |  | GE Medical Systems | CARESCAPE PATIENT DATA MODULE |  | SA311287190GR | WOODLANDS - PREOP | MHHS-Woodlands |  | Module, Multi-Parameter |  | 029-11302 |  | Woodlands |  | WOODLANDS - PREOP | [5 empty] | PHYSIOLOGIC MONITOR MODULES, MULTIPARAMETER |  | MODULEMULTIPARAMETER-GE-CARESCAPE PDM | MODULEMULTIPARAMETER | CARESCAPE PDM |  |  |  | GE | Module, Multi-Parameter |  | MODULEMULTIPARAMETER-GE-CARESCAPE PDM |  |  |  |  | Not Covered Vendor Only - Biomedical | MHHS-Woodlands
NO | NO |  |  |  | 029-32158 |  | GE Medical Systems | CARESCAPE PATIENT DATA MODULE |  | SPX18500722SA | WOODLANDS - RADIOLOGY | MHHS-Woodlands |  | Module, Multi-Parameter |  | 029-32158 |  | Woodlands |  | WOODLANDS - RADIOLOGY | [5 empty] | PHYSIOLOGIC MONITOR MODULES, MULTIPARAMETER |  | MODULEMULTIPARAMETER-GE-CARESCAPE PDM | MODULEMULTIPARAMETER | CARESCAPE PDM |  |  |  | GE | Module, Multi-Parameter |  | MODULEMULTIPARAMETER-GE-CARESCAPE PDM |  |  |  |  | Not Covered Vendor Only - Biomedical | MHHS-Woodlands
NO | NO |  |  |  | 029-32160 |  | GE Medical Systems | CARESCAPE PATIENT DATA MODULE |  | SPX18500712SA | WOODLANDS - RADIOLOGY | MHHS-Woodlands |  | Module, Multi-Parameter |  | 029-32160 |  | Woodlands |  | WOODLANDS - RADIOLOGY | [5 empty] | PHYSIOLOGIC MONITOR MODULES, MULTIPARAMETER |  | MODULEMULTIPARAMETER-GE-CARESCAPE PDM | MODULEMULTIPARAMETER | CARESCAPE PDM |  |  |  | GE | Module, Multi-Parameter |  | MODULEMULTIPARAMETER-GE-CARESCAPE PDM |  |  |  |  | Not Covered Vendor Only - Biomedical | MHHS-Woodlands
NO | NO |  |  |  | 029-09818 |  | GE Medical Systems | CARESCAPE PATIENT DATA MODULE |  | SA315047445GA | WOODLANDS - SICU | MHHS-Woodlands |  | Module, Multi-Parameter |  | 029-09818 |  | Woodlands |  | WOODLANDS - SICU | [5 empty] | PHYSIOLOGIC MONITOR MODULES, MULTIPARAMETER |  | MODULEMULTIPARAMETER-GE-CARESCAPE PDM | MODULEMULTIPARAMETER | CARESCAPE PDM |  |  |  | GE | Module, Multi-Parameter |  | MODULEMULTIPARAMETER-GE-CARESCAPE PDM |  |  |  |  | Not Covered Vendor Only - Biomedical | MHHS-Woodlands
NO | NO |  |  |  | 029-09831 |  | GE Medical Systems | CARESCAPE PATIENT DATA MODULE |  | SA315068881GA | WOODLANDS - SICU | MHHS-Woodlands |  | Module, Multi-Parameter |  | 029-09831 |  | Woodlands |  | WOODLANDS - SICU | [5 empty] | PHYSIOLOGIC MONITOR MODULES, MULTIPARAMETER |  | MODULEMULTIPARAMETER-GE-CARESCAPE PDM | MODULEMULTIPARAMETER | CARESCAPE PDM |  |  |  | GE | Module, Multi-Parameter |  | MODULEMULTIPARAMETER-GE-CARESCAPE PDM |  |  |  |  | Not Covered Vendor Only - Biomedical | MHHS-Woodlands
NO | NO |  |  |  | 029-09865 |  | GE Medical Systems | CARESCAPE PATIENT DATA MODULE |  | SA315068794GA | WOODLANDS - SICU | MHHS-Woodlands |  | Module, Multi-Parameter |  | 029-09865 |  | Woodlands |  | WOODLANDS - SICU | [5 empty] | PHYSIOLOGIC MONITOR MODULES, MULTIPARAMETER |  | MODULEMULTIPARAMETER-GE-CARESCAPE PDM | MODULEMULTIPARAMETER | CARESCAPE PDM |  |  |  | GE | Module, Multi-Parameter |  | MODULEMULTIPARAMETER-GE-CARESCAPE PDM |  |  |  |  | Not Covered Vendor Only - Biomedical | MHHS-Woodlands
NO | NO |  |  |  | 029-32061 |  | GE Medical Systems | CARESCAPE PATIENT DATA MODULE |  | SA318480388SA | WOODLANDS - SICU | MHHS-Woodlands |  | Module, Multi-Parameter |  | 029-32061 |  | Woodlands |  | WOODLANDS - SICU | [5 empty] | PHYSIOLOGIC MONITOR MODULES, MULTIPARAMETER |  | MODULEMULTIPARAMETER-GE-CARESCAPE PDM | MODULEMULTIPARAMETER | CARESCAPE PDM |  |  |  | GE | Module, Multi-Parameter |  | MODULEMULTIPARAMETER-GE-CARESCAPE PDM |  |  |  |  | Not Covered Vendor Only - Biomedical | MHHS-Woodlands
NO | NO |  |  |  | 029-11026 |  | GE Medical Systems | CARESCAPE PATIENT DATA MODULE |  | SA314420912GR | WOODLANDS - TERRAMONT ER (CLINIC) | MHHS-Woodlands |  | Module, Multi-Parameter |  | 029-11026 |  | Woodlands |  | WOODLANDS - TERRAMONT ER (CLINIC) | [5 empty] | PHYSIOLOGIC MONITOR MODULES, MULTIPARAMETER |  | MODULEMULTIPARAMETER-GE-CARESCAPE PDM | MODULEMULTIPARAMETER | CARESCAPE PDM |  |  |  | GE | Module, Multi-Parameter |  | MODULEMULTIPARAMETER-GE-CARESCAPE PDM |  |  |  |  | Not Covered Vendor Only - Biomedical | MHHS-Woodlands
NO | YES |  |  |  | 151-01267 | 151-01267 | GE Medical Systems | CARESCAPE R860 |  | CBRV03043 | CY-Respiratory Care Services | MHHS-Cypress |  | Ventilator |  | 151-01267 | 151-01267 | Northwest | MHHS-Cypress | CY-Respiratory Care Services | Storage room in ER | 2/1/19 | 2/1/20 |  |  | VENTILATORS, INTENSIVE CARE, NEONATAL/PEDIATRIC | Ventilator | VENTILATOR-GE-Carescape R860 | VENTILATOR | Carescape R860 |  |  |  | GE | Ventilator |  | VENTILATOR-GE-Carescape R860 |  | 12/7/16 |  | VENT-SA | Covered PM Repair - Biomedical | MHHS-Cypress | [8 empty] | VENTILATOR | Ventilator | GE
NO | YES |  |  |  | 151-01269 | 151-01269 | GE Medical Systems | CARESCAPE R860 |  | CBRV03042 | CY-Respiratory Care Services | MHHS-Cypress |  | Ventilator |  | 151-01269 | 151-01269 | Northwest | MHHS-Cypress | CY-Respiratory Care Services | Rt work area | 2/1/19 | 2/1/20 |  |  | VENTILATORS, INTENSIVE CARE, NEONATAL/PEDIATRIC | Ventilator | VENTILATOR-GE-Carescape R860 | VENTILATOR | Carescape R860 |  |  |  | GE | Ventilator |  | VENTILATOR-GE-Carescape R860 |  | 12/7/16 |  | VENT-SA | Covered PM Repair - Biomedical | MHHS-Cypress | [8 empty] | VENTILATOR | Ventilator | GE
NO | YES |  |  |  | 151-01270 | 151-01270 | GE Medical Systems | CARESCAPE R860 |  | CBRW00142 | CY-Respiratory Care Services | MHHS-Cypress |  | Ventilator |  | 151-01270 | 151-01270 | Northwest | MHHS-Cypress | CY-Respiratory Care Services | Rt work area | 2/1/19 | 2/1/20 |  |  | VENTILATORS, INTENSIVE CARE, NEONATAL/PEDIATRIC | Ventilator | VENTILATOR-GE-Carescape R860 | VENTILATOR | Carescape R860 |  |  |  | GE | Ventilator |  | VENTILATOR-GE-Carescape R860 |  | 12/7/16 |  | VENT-SA | Covered PM Repair - Biomedical | MHHS-Cypress | [8 empty] | VENTILATOR | Ventilator | GE
NO | YES |  |  |  | 151-01273 | 151-01273 | GE Medical Systems | CARESCAPE R860 |  | CBRW00143 | CY-ICU | MHHS-Cypress |  | Ventilator |  | 151-01273 | 151-01273 | Northwest | MHHS-Cypress | CY-ICU | ICU 13 |  | 2/1/20 |  |  | VENTILATORS, INTENSIVE CARE, NEONATAL/PEDIATRIC | Ventilator | VENTILATOR-GE-Carescape R860 | VENTILATOR | Carescape R860 |  |  |  | GE | Ventilator |  | VENTILATOR-GE-Carescape R860 |  | 12/7/16 |  | VENT-SA | Covered PM Repair - Biomedical | MHHS-Cypress | [8 empty] | VENTILATOR | Ventilator | GE
NO | YES |  |  |  | 151-01274 | 151-01274 | GE Medical Systems | CARESCAPE R860 |  | CBRW00133 | CY-Respiratory Care Services | MHHS-Cypress |  | Ventilator |  | 151-01274 | 151-01274 | Northwest | MHHS-Cypress | CY-Respiratory Care Services | Storage room in er | 2/1/19 | 2/1/20 |  |  | VENTILATORS, INTENSIVE CARE, NEONATAL/PEDIATRIC | Ventilator | VENTILATOR-GE-Carescape R860 | VENTILATOR | Carescape R860 |  |  |  | GE | Ventilator |  | VENTILATOR-GE-Carescape R860 |  | 12/7/16 |  | VENT-SA | Covered PM Repair - Biomedical | MHHS-Cypress | [8 empty] | VENTILATOR | Ventilator | GE
NO | YES |  |  |  | 151-01275 | 151-01272 | GE Medical Systems | CARESCAPE R860 |  | CBRW00125 | CY-Respiratory Care Services | MHHS-Cypress |  | Ventilator |  | 151-01275 | 151-01272 | Northwest | MHHS-Cypress | CY-Respiratory Care Services | Rt work area | 2/1/19 | 2/1/20 |  |  | VENTILATORS, INTENSIVE CARE, NEONATAL/PEDIATRIC | Ventilator | VENTILATOR-GE-Carescape R860 | VENTILATOR | Carescape R860 |  |  |  | GE | Ventilator |  | VENTILATOR-GE-Carescape R860 |  | 12/7/16 |  | VENT-SA | Covered PM Repair - Biomedical | MHHS-Cypress | [8 empty] | VENTILATOR | Ventilator | GE
NO | YES |  |  |  | 151-01276 | 151-01276 | GE Medical Systems | CARESCAPE R860 |  | CBRV03040 | CY-ICU | MHHS-Cypress |  | Ventilator |  | 151-01276 | 151-01276 | Northwest | MHHS-Cypress | CY-ICU | ICU 12 |  | 2/1/20 |  |  | VENTILATORS, INTENSIVE CARE, NEONATAL/PEDIATRIC | Ventilator | VENTILATOR-GE-Carescape R860 | VENTILATOR | Carescape R860 |  |  |  | GE | Ventilator |  | VENTILATOR-GE-Carescape R860 |  | 12/7/16 |  | VENT-SA | Covered PM Repair - Biomedical | MHHS-Cypress | [8 empty] | VENTILATOR | Ventilator | GE
NO | YES |  |  |  | 029-10153 | 029-10153 | GE Medical Systems | CARESCAPE R860 |  | CBRU02513 | Woodlands-Respiratory | MHHS-Woodlands |  | Ventilator |  | 029-10153 | 029-10153 | Woodlands | MHHS-Woodlands | Woodlands-Respiratory | Room 110 | 4/1/19 |  | 4/1/20 |  | VENTILATORS, INTENSIVE CARE, NEONATAL/PEDIATRIC | Ventilator | VENTILATOR-GE-Carescape R860 | VENTILATOR | Carescape R860 |  |  |  | GE | Ventilator |  | VENTILATOR-GE-Carescape R860 |  | 12/7/16 |  | VENT-SA | Covered PM Repair - Biomedical | MHHS-Woodlands | [8 empty] | VENTILATOR | Ventilator | GE
NO | YES |  |  |  | 029-10174 | 029-10174 | GE Medical Systems | CARESCAPE R860 |  | CBRU02531 | Woodlands-Respiratory | MHHS-Woodlands |  | Ventilator |  | 029-10174 | 029-10174 | Woodlands | MHHS-Woodlands | Woodlands-Respiratory | Respiratory Equipment Storage - N1 105 | 1/1/20 |  | 1/1/21 |  | VENTILATORS, INTENSIVE CARE, NEONATAL/PEDIATRIC | Ventilator | VENTILATOR-GE-Carescape R860 | VENTILATOR | Carescape R860 |  |  |  | GE | Ventilator |  | VENTILATOR-GE-Carescape R860 |  | 12/7/16 |  | VENT-SA | Covered PM Repair - Biomedical | MHHS-Woodlands | [8 empty] | VENTILATOR | Ventilator | GE
NO | YES |  |  |  | 029-10175 | 029-10175 | GE Medical Systems | CARESCAPE R860 |  | CBRU02529 | Woodlands-ER | MHHS-Woodlands |  | Ventilator |  | 029-10175 | 029-10175 | Woodlands | MHHS-Woodlands | Woodlands-ER | ER2 | 4/1/19 |  | 4/1/20 |  | VENTILATORS, INTENSIVE CARE, NEONATAL/PEDIATRIC | Ventilator | VENTILATOR-GE-Carescape R860 | VENTILATOR | Carescape R860 |  |  |  | GE | Ventilator |  | VENTILATOR-GE-Carescape R860 |  | 12/7/16 |  | VENT-SA | Covered PM Repair - Biomedical | MHHS-Woodlands | [8 empty] | VENTILATOR | Ventilator | GE
NO | YES |  |  |  | 029-10176 | 029-10176 | GE Medical Systems | CARESCAPE R860 |  | CBRU02517 | Woodlands-PCU4 | MHHS-Woodlands |  | Ventilator |  | 029-10176 | 029-10176 | Woodlands | MHHS-Woodlands | Woodlands-PCU4 | Room 4102 | 4/1/19 |  | 4/1/20 |  | VENTILATORS, INTENSIVE CARE, NEONATAL/PEDIATRIC | Ventilator | VENTILATOR-GE-Carescape R860 | VENTILATOR | Carescape R860 |  |  |  | GE | Ventilator |  | VENTILATOR-GE-Carescape R860 |  | 12/7/16 |  | VENT-SA | Covered PM Repair - Biomedical | MHHS-Woodlands | [8 empty] | VENTILATOR | Ventilator | GE
NO | YES |  |  |  | 029-10177 | 029-10177 | GE Medical Systems | CARESCAPE R860 |  | CBRU02512 | Woodlands-ER | MHHS-Woodlands |  | Ventilator |  | 029-10177 | 029-10177 | Woodlands | MHHS-Woodlands | Woodlands-ER | Room 1 | 1/1/19 |  | 1/1/21 |  | VENTILATORS, INTENSIVE CARE, NEONATAL/PEDIATRIC | Ventilator | VENTILATOR-GE-Carescape R860 | VENTILATOR | Carescape R860 |  |  |  | GE | Ventilator |  | VENTILATOR-GE-Carescape R860 |  | 12/7/16 |  | VENT-SA | Covered PM Repair - Biomedical | MHHS-Woodlands | [8 empty] | VENTILATOR | Ventilator | GE
NO | YES |  |  |  | 029-10178 | 029-10178 | GE Medical Systems | CARESCAPE R860 |  | CBRU02554 | Woodlands-Respiratory | MHHS-Woodlands |  | Ventilator |  | 029-10178 | 029-10178 | Woodlands | MHHS-Woodlands | Woodlands-Respiratory | Hallway | 4/1/19 |  | 4/1/20 |  | VENTILATORS, INTENSIVE CARE, NEONATAL/PEDIATRIC | Ventilator | VENTILATOR-GE-Carescape R860 | VENTILATOR | Carescape R860 |  |  |  | GE | Ventilator |  | VENTILATOR-GE-Carescape R860 |  | 12/7/16 |  | VENT-SA | Covered PM Repair - Biomedical | MHHS-Woodlands | [8 empty] | VENTILATOR | Ventilator | GE
NO | YES |  |  |  | 029-10465 | 029-10465 | GE Medical Systems | CARESCAPE R860 |  | CBRV00568 | Woodlands-Respiratory | MHHS-Woodlands |  | Ventilator |  | 029-10465 | 029-10465 | Woodlands | MHHS-Woodlands | Woodlands-Respiratory | SICU hallway | 4/1/19 |  | 4/1/20 |  | VENTILATORS, INTENSIVE CARE, NEONATAL/PEDIATRIC | Ventilator | VENTILATOR-GE-Carescape R860 | VENTILATOR | Carescape R860 |  |  |  | GE | Ventilator |  | VENTILATOR-GE-Carescape R860 |  | 12/7/16 |  | VENT-SA | Covered PM Repair - Biomedical | MHHS-Woodlands | [8 empty] | VENTILATOR | Ventilator | GE
NO | YES |  |  |  | 029-10467 | 029-10467 | GE Medical Systems | CARESCAPE R860 |  | CBRV00573 | Woodlands-MICU | MHHS-Woodlands |  | Ventilator |  | 029-10467 | 029-10467 | Woodland | MHHS-Woodlands | Woodlands-MICU |  | 2/1/20 |  | 2/1/21 |  | VENTILATORS, INTENSIVE CARE, NEONATAL/PEDIATRIC | Ventilator | VENTILATOR-GE-Carescape R860 | VENTILATOR | Carescape R860 |  |  |  | GE | Ventilator |  | VENTILATOR-GE-Carescape R860 |  | 12/7/16 |  | VENT-SA | Covered PM Repair - Biomedical | MHHS-Woodlands | [8 empty] | VENTILATOR | Ventilator | GE
NO | YES |  |  |  | 029-10468 | 029-10468 | GE Medical Systems | CARESCAPE R860 |  | CBRV00558 | Woodlands-Respiratory | MHHS-Woodlands |  | Ventilator |  | 029-10468 | 029-10468 | Woodlands | MHHS-Woodlands | Woodlands-Respiratory | ER | 4/1/19 |  | 4/1/20 |  | VENTILATORS, INTENSIVE CARE, NEONATAL/PEDIATRIC | Ventilator | VENTILATOR-GE-Carescape R860 | VENTILATOR | Carescape R860 |  |  |  | GE | Ventilator |  | VENTILATOR-GE-Carescape R860 |  | 12/7/16 |  | VENT-SA | Covered PM Repair - Biomedical | MHHS-Woodlands | [8 empty] | VENTILATOR | Ventilator | GE
NO | YES |  |  |  | 029-10469 | 029-10469 | GE Medical Systems | CARESCAPE R860 |  | CBRV00554 | Woodlands-Respiratory | MHHS-Woodlands |  | Ventilator |  | 029-10469 | 029-10469 | Woodlands | MHHS-Woodlands | Woodlands-Respiratory | Respiratory Equipment Storage - N1 105 | 6/1/19 |  | 6/1/20 |  | VENTILATORS, INTENSIVE CARE, NEONATAL/PEDIATRIC | Ventilator | VENTILATOR-GE-Carescape R860 | VENTILATOR | Carescape R860 |  |  |  | GE | Ventilator |  | VENTILATOR-GE-Carescape R860 |  | 12/7/16 |  | VENT-SA | Covered PM Repair - Biomedical | MHHS-Woodlands | [8 empty] | VENTILATOR | Ventilator | GE
NO | YES |  |  |  | 029-10817 | 029-10817 | GE Medical Systems | CARESCAPE R860 |  | CBRV01395 | Woodlands-MICU | MHHS-Woodlands |  | Ventilator |  | 029-10817 | 029-10817 | Woodland | MHHS-Woodlands | Woodlands-MICU | Corner storage (3104) | 7/1/19 |  | 7/1/20 |  | VENTILATORS, INTENSIVE CARE, NEONATAL/PEDIATRIC | Ventilator | VENTILATOR-GE-Carescape R860 | VENTILATOR | Carescape R860 |  |  |  | GE | Ventilator |  | VENTILATOR-GE-Carescape R860 |  | 12/7/16 |  | VENT-SA | Covered PM Repair - Biomedical | MHHS-Woodlands | [8 empty] | VENTILATOR | Ventilator | GE
NO | YES | Asset Tag 029-10818 |  |  | 029-10818 | 029-10818 | GE Medical Systems | CARESCAPE R860 |  | CBRV01399 | Woodlands-Respiratory | MHHS-Woodlands |  | Ventilator |  | 029-10818 | 029-10818 | Woodlands | MHHS-Woodlands | Woodlands-Respiratory |  | 7/1/19 |  | 7/1/20 |  | VENTILATORS, INTENSIVE CARE, NEONATAL/PEDIATRIC | Ventilator | VENTILATOR-GE-Carescape R860 | VENTILATOR | Carescape R860 |  |  |  | GE | Ventilator |  | VENTILATOR-GE-Carescape R860 |  | 12/7/16 |  | VENT-SA | Covered PM Repair - Biomedical | MHHS-Woodlands | [8 empty] | VENTILATOR | Ventilator | GE
NO | YES |  |  |  | 029-10820 | 029-10820 | GE Medical Systems | CARESCAPE R860 |  | CBRV01400 | Woodlands-Neurology | MHHS-Woodlands |  | Ventilator |  | 029-10820 | 029-10820 | Woodlands | MHHS-Woodlands | Woodlands-Neurology | E435 | 7/1/19 |  | 7/1/20 |  | VENTILATORS, INTENSIVE CARE, NEONATAL/PEDIATRIC | Ventilator | VENTILATOR-GE-Carescape R860 | VENTILATOR | Carescape R860 |  |  |  | GE | Ventilator |  | VENTILATOR-GE-Carescape R860 |  | 12/7/16 |  | VENT-SA | Covered PM Repair - Biomedical | MHHS-Woodlands | [8 empty] | VENTILATOR | Ventilator | GE
NO | YES |  |  |  | 029-10821 | 029-10821 | GE Medical Systems | CARESCAPE R860 |  | CBRV01398 | Woodlands-ER | MHHS-Woodlands |  | Ventilator |  | 029-10821 | 029-10821 | Woodlands | MHHS-Woodlands | Woodlands-ER | Trauma 3 | 7/1/19 |  | 7/1/20 |  | VENTILATORS, INTENSIVE CARE, NEONATAL/PEDIATRIC | Ventilator | VENTILATOR-GE-Carescape R860 | VENTILATOR | Carescape R860 |  |  |  | GE | Ventilator |  | VENTILATOR-GE-Carescape R860 |  | 12/7/16 |  | VENT-SA | Covered PM Repair - Biomedical | MHHS-Woodlands | [8 empty] | VENTILATOR | Ventilator | GE
NO | YES |  |  |  | 029-32458 | 029-32458 | GE Medical Systems | CARESCAPE R860 |  | CBRY00964 | Woodlands-Respiratory | MHHS-Woodlands |  | Ventilator |  | 029-32458 | 029-32458 | Woodlands | MHHS-Woodlands | Woodlands-Respiratory | Respiratory Equipment Storage - N1 105 | 6/1/19 |  | 6/1/20 |  | VENTILATORS, INTENSIVE CARE, NEONATAL/PEDIATRIC | Ventilator | VENTILATOR-GE-Carescape R860 | VENTILATOR | Carescape R860 |  |  |  | GE | Ventilator |  | VENTILATOR-GE-Carescape R860 |  | 12/7/16 |  | VENT-SA | Covered PM Repair - Biomedical | MHHS-Woodlands | [8 empty] | VENTILATOR | Ventilator | GE
NO | YES |  |  |  | 029-32459 | 029-32459 | GE Medical Systems | CARESCAPE R860 |  | CBRY01024 | Woodlands-Respiratory | MHHS-Woodlands |  | Ventilator |  | 029-32459 | 029-32459 | Woodlands | MHHS-Woodlands | Woodlands-Respiratory | Room 8 | 6/1/19 |  | 6/1/20 |  | VENTILATORS, INTENSIVE CARE, NEONATAL/PEDIATRIC | Ventilator | VENTILATOR-GE-Carescape R860 | VENTILATOR | Carescape R860 |  |  |  | GE | Ventilator |  | VENTILATOR-GE-Carescape R860 |  | 12/7/16 |  | VENT-SA | Covered PM Repair - Biomedical | MHHS-Woodlands | [8 empty] | VENTILATOR | Ventilator | GE
YES | YES |  |  |  | 029-12952 | 029-12952 | GE Medical Systems | CARESCAPE R860 |  |  | WOODLANDS - ER |  |  |  |  | 029-12952 | 029-12952 | Woodlands | Memorial Hermann The Woodlands Medical Center | WOODLANDS - ER | Room 25 | 2/1/20 |  | 2/1/21 | Patient connected |  | Ventilator | VENTILATOR-GE-Carescape R860 | [12 empty] | VENT-SA | [10 empty] | VENTILATOR | Ventilator | GE
NO | NO |  |  |  | 151-01268 |  | GE Medical Systems | CARESCAPE R860 |  | CBRW00104 | CY - RESPIRATORY CARE SERVICES | MHHS-Cypress |  | Ventilator |  | 151-01268 |  | Northwest & Cypress |  | CY - RESPIRATORY CARE SERVICES | [5 empty] | VENTILATORS, INTENSIVE CARE, NEONATAL/PEDIATRIC |  | VENTILATOR-GE-Carescape R860 | VENTILATOR | Carescape R860 |  |  |  | GE | Ventilator |  | VENTILATOR-GE-Carescape R860 |  |  |  |  | Covered PM Repair - Biomedical | MHHS-Cypress
NO | NO |  |  |  | 151-01271 |  | GE Medical Systems | CARESCAPE R860 |  | CBRW00134 | CY - RESPIRATORY CARE SERVICES | MHHS-Cypress |  | Ventilator |  | 151-01271 |  | Northwest & Cypress |  | CY - RESPIRATORY CARE SERVICES | [5 empty] | VENTILATORS, INTENSIVE CARE, NEONATAL/PEDIATRIC |  | VENTILATOR-GE-Carescape R860 | VENTILATOR | Carescape R860 |  |  |  | GE | Ventilator |  | VENTILATOR-GE-Carescape R860 |  |  |  |  | Covered PM Repair - Biomedical | MHHS-Cypress
NO | NO |  |  |  | 151-01272 |  | GE Medical Systems | CARESCAPE R860 |  | CBRV03044 | CY - RESPIRATORY CARE SERVICES | MHHS-Cypress |  | Ventilator |  | 151-01272 |  | Northwest & Cypress |  | CY - RESPIRATORY CARE SERVICES | [5 empty] | VENTILATORS, INTENSIVE CARE, NEONATAL/PEDIATRIC |  | VENTILATOR-GE-Carescape R860 | VENTILATOR | Carescape R860 |  |  |  | GE | Ventilator |  | VENTILATOR-GE-Carescape R860 |  |  |  |  | Covered PM Repair - Biomedical | MHHS-Cypress
NO | NO |  |  |  | 029-10172 |  | GE Medical Systems | CARESCAPE R860 |  | CBRU02530 | WOODLANDS - RESPIRATORY | MHHS-Woodlands |  | Ventilator |  | 029-10172 |  | Woodlands |  | WOODLANDS - RESPIRATORY | [5 empty] | VENTILATORS, INTENSIVE CARE, NEONATAL/PEDIATRIC |  | VENTILATOR-GE-Carescape R860 | VENTILATOR | Carescape R860 |  |  |  | GE | Ventilator |  | VENTILATOR-GE-Carescape R860 |  |  |  |  | Covered PM Repair - Biomedical | MHHS-Woodlands
NO | NO |  |  |  | 029-10466 |  | GE Medical Systems | CARESCAPE R860 |  | CBRV00583 | WOODLANDS - RESPIRATORY | MHHS-Woodlands |  | Ventilator |  | 029-10466 |  | Woodlands |  | WOODLANDS - RESPIRATORY | [5 empty] | VENTILATORS, INTENSIVE CARE, NEONATAL/PEDIATRIC |  | VENTILATOR-GE-Carescape R860 | VENTILATOR | Carescape R860 |  |  |  | GE | Ventilator |  | VENTILATOR-GE-Carescape R860 |  |  |  |  | Covered PM Repair - Biomedical | MHHS-Woodlands
NO | NO |  |  |  | 029-10819 |  | GE Medical Systems | CARESCAPE R860 |  | CBRV01397 | WOODLANDS - RESPIRATORY | MHHS-Woodlands |  | Ventilator |  | 029-10819 |  | Woodlands |  | WOODLANDS - RESPIRATORY | [5 empty] | VENTILATORS, INTENSIVE CARE, NEONATAL/PEDIATRIC |  | VENTILATOR-GE-Carescape R860 | VENTILATOR | Carescape R860 |  |  |  | GE | Ventilator |  | VENTILATOR-GE-Carescape R860 |  |  |  |  | Covered PM Repair - Biomedical | MHHS-Woodlands
NO | NO |  |  |  | 029-10822 |  | GE Medical Systems | CARESCAPE R860 |  | CBRV01401 | WOODLANDS - RESPIRATORY | MHHS-Woodlands |  | Ventilator |  | 029-10822 |  | Woodlands |  | WOODLANDS - RESPIRATORY | [5 empty] | VENTILATORS, INTENSIVE CARE, NEONATAL/PEDIATRIC |  | VENTILATOR-GE-Carescape R860 | VENTILATOR | Carescape R860 |  |  |  | GE | Ventilator |  | VENTILATOR-GE-Carescape R860 |  |  |  |  | Covered PM Repair - Biomedical | MHHS-Woodlands
NO | NO |  |  |  | 029-10823 |  | GE Medical Systems | CARESCAPE R860 |  | CBRV01396 | WOODLANDS - RESPIRATORY | MHHS-Woodlands |  | Ventilator |  | 029-10823 |  | Woodlands |  | WOODLANDS - RESPIRATORY | [5 empty] | VENTILATORS, INTENSIVE CARE, NEONATAL/PEDIATRIC |  | VENTILATOR-GE-Carescape R860 | VENTILATOR | Carescape R860 |  |  |  | GE | Ventilator |  | VENTILATOR-GE-Carescape R860 |  |  |  |  | Covered PM Repair - Biomedical | MHHS-Woodlands
NO | NO |  |  |  | 029-32457 |  | GE Medical Systems | CARESCAPE R860 |  | CBRY01018 | WOODLANDS - RESPIRATORY | MHHS-Woodlands |  | Ventilator |  | 029-32457 |  | Woodlands |  | WOODLANDS - RESPIRATORY | [5 empty] | VENTILATORS, INTENSIVE CARE, NEONATAL/PEDIATRIC |  | VENTILATOR-GE-Carescape R860 | VENTILATOR | Carescape R860 |  |  |  | GE | Ventilator |  | VENTILATOR-GE-Carescape R860 |  |  |  |  | Covered PM Repair - Biomedical | MHHS-Woodlands
NO | NO |  |  |  | 029-32460 |  | GE Medical Systems | CARESCAPE R860 |  | CBRY00893 | WOODLANDS - RESPIRATORY | MHHS-Woodlands |  | Ventilator |  | 029-32460 |  | Woodlands |  | WOODLANDS - RESPIRATORY | [5 empty] | VENTILATORS, INTENSIVE CARE, NEONATAL/PEDIATRIC |  | VENTILATOR-GE-Carescape R860 | VENTILATOR | Carescape R860 |  |  |  | GE | Ventilator |  | VENTILATOR-GE-Carescape R860 |  |  |  |  | Covered PM Repair - Biomedical | MHHS-Woodlands
NO | NO |  |  |  | 029-32461 |  | GE Medical Systems | CARESCAPE R860 |  | CBRY00967 | WOODLANDS - RESPIRATORY | MHHS-Woodlands |  | Ventilator |  | 029-32461 |  | Woodlands |  | WOODLANDS - RESPIRATORY | [5 empty] | VENTILATORS, INTENSIVE CARE, NEONATAL/PEDIATRIC |  | VENTILATOR-GE-Carescape R860 | VENTILATOR | Carescape R860 |  |  |  | GE | Ventilator |  | VENTILATOR-GE-Carescape R860 |  |  |  |  | Covered PM Repair - Biomedical | MHHS-Woodlands
NO | NO |  |  |  | 029-32462 |  | GE Medical Systems | CARESCAPE R860 |  | CBRY01013 | WOODLANDS - RESPIRATORY | MHHS-Woodlands |  | Ventilator |  | 029-32462 |  | Woodlands |  | WOODLANDS - RESPIRATORY | [5 empty] | VENTILATORS, INTENSIVE CARE, NEONATAL/PEDIATRIC |  | VENTILATOR-GE-Carescape R860 | VENTILATOR | Carescape R860 |  |  |  | GE | Ventilator |  | VENTILATOR-GE-Carescape R860 |  |  |  |  | Covered PM Repair - Biomedical | MHHS-Woodlands
NO | YES |  |  |  | 013-37860 | 013-37860 | GE Medical Systems | CARESTATION CS1 |  | TABV60596 | SW-NICU | MHHS-Southwest |  |  |  | 013-37860 | 013-37860 | Southwest | MHHS-Southwest | SW-NICU | Nicu level 3 | 10/1/19 |  |  |  | INCUBATORS, INFANT |  | .needs class | [5 empty] | GE |  |  |  |  | 4/1/18 |  |  | Covered PM Repair - Biomedical | MHHS-Southwest
YES | YES |  |  |  | 029-12896 | 029-12896 | GE Medical Systems | Case |  | STE19410014SA | Nuclear Medicine |  |  |  |  | 029-12896 | 029-12896 | Woodlands | Memorial Hermann The Woodlands Medical Center | Nuclear Medicine | Stress Lab 2
NO | YES |  |  |  | 041-16208 | 041-16208 | GE Medical Systems | CASE 8000 |  | SHS13111571SA | MH MG - (MC) - MC CARDIOLOGY (MP4) STE400 | MHHS-MG |  | Cardiac Stress System |  | 041-16208 | 041-16208 | West & Memorial City | MHHS-MG | MH MG - (MC) - MC CARDIOLOGY (MP4) STE400 | Echo stress test | 10/1/19 |  | 10/1/20 |  | MONITORING SYSTEMS, PHYSIOLOGIC, STRESS EXERCISE |  | CARDIACSTRESSSYSTEM-GE-Case 8000 | CARDIACSTRESSSYSTEM | Case 8000 |  |  |  | GE | Cardiac Stress System |  | CARDIACSTRESSSYSTEM-GE-Case 8000 |  |  |  |  | Covered PM Repair - Biomedical | MHHS-MG
NO | YES |  |  |  | 129-06391 | 129-06391 | GE Medical Systems | CASE 8000 |  | SN215321568SA | Cardiology 202 | MHHS-MG |  | Cardiac Stress System |  | 129-06391 | 129-06391 | Sugar Land | Memorial Hermann Medical Group Sugar Land Cardiology (#210) | Cardiology 202 | Stress | 9/1/19 |  |  |  | MONITORING SYSTEMS, PHYSIOLOGIC, STRESS EXERCISE | Cardiac Stress System | CARDIACSTRESSSYSTEM-GE-Case 8000 | CARDIACSTRESSSYSTEM | Case 8000 |  |  |  | GE | Cardiac Stress System |  | CARDIACSTRESSSYSTEM-GE-Case 8000 |  |  |  | CSS-A | Covered PM Repair - Biomedical | MHHS-MG | [8 empty] | CARDIACSTRESSSYSTEM | Cardiac Stress System | GE
NO | NO | [5 empty] | GE Medical Systems | CASE 8000 |  | J2OG1132S | TMC - CATH LAB - PEDI (GHP) | MHHS-TMC |  | Cardiac Stress System |  |  |  | TMC |  | TMC - CATH LAB - PEDI (GHP) | [5 empty] | MONITORING SYSTEMS, PHYSIOLOGIC, STRESS EXERCISE |  | CARDIACSTRESSSYSTEM-GE-Case 8000 | CARDIACSTRESSSYSTEM | Case 8000 |  |  |  | GE | Cardiac Stress System |  | CARDIACSTRESSSYSTEM-GE-Case 8000 |  |  |  |  | Covered PM Repair - Biomedical | MHHS-TMC
NO | NO |  |  |  | 074-03297 |  | GE Medical Systems | CASE 8000 |  | SCF07492471SA | TMC - HVI - CARDIOLOGY (3HVI) | MHHS-TMC |  | Cardiac Stress System |  | 074-03297 |  | TMC |  | TMC - HVI - CARDIOLOGY (3HVI) | [5 empty] | MONITORING SYSTEMS, PHYSIOLOGIC, STRESS EXERCISE |  | CARDIACSTRESSSYSTEM-GE-Case 8000 | CARDIACSTRESSSYSTEM | Case 8000 |  |  |  | GE | Cardiac Stress System |  | CARDIACSTRESSSYSTEM-GE-Case 8000 |  |  |  |  | Covered PM Repair - Biomedical | MHHS-TMC
NO | NO | [5 empty] | GE Medical Systems | CASE 8000 |  | J20G1136S | TMC - HVI - CARDIOLOGY (3HVI) | MHHS-TMC |  | Cardiac Stress System |  |  |  | TMC |  | TMC - HVI - CARDIOLOGY (3HVI) | [5 empty] | MONITORING SYSTEMS, PHYSIOLOGIC, STRESS EXERCISE |  | CARDIACSTRESSSYSTEM-GE-Case 8000 | CARDIACSTRESSSYSTEM | Case 8000 |  |  |  | GE | Cardiac Stress System |  | CARDIACSTRESSSYSTEM-GE-Case 8000 |  |  |  |  | Covered PM Repair - Biomedical | MHHS-TMC
NO | YES |  |  |  | 133-03853 | 133-03853 | GE Medical Systems | CASE P2 |  | SCF06410480SA | Katy-Cardiology | MHHS-Katy |  |  |  | 133-03853 | 133-03853 | Katy | MHHS-Katy | Katy-Cardiology | EEG Stress 2 | 5/1/19 | 5/1/20 |  |  | MONITORING SYSTEMS, PHYSIOLOGIC, STRESS EXERCISE |  | .needs class | [5 empty] | GE |  |  |  |  | 1/1/12 |  |  | Covered PM Repair - Biomedical | MHHS-Katy
NO | YES |  |  |  | 005-04434 | 005-04434 | GE Medical Systems | CASE P2 |  | RVF04260428SA | SE - NONINVASIVE CARDIOLOGY | MHHS-Southeast |  |  |  | 005-04434 | 005-04434 | Southeast |  | SE - NONINVASIVE CARDIOLOGY | [5 empty] | MONITORING SYSTEMS, PHYSIOLOGIC, STRESS EXERCISE |  | .needs class | [5 empty] | GE | [7 empty] | Covered PM Repair - Biomedical | MHHS-Southeast
NO | YES |  |  |  | 005-04436 | 005-04436 | GE Medical Systems | CASE P2 |  | RVF04260427SA | Stress Test | MHHS-Southeast |  |  |  | 005-04436 | 005-04436 | South East | Memorial Hermann South East | Stress Test | Stress Lab |  |  |  |  | MONITORING SYSTEMS, PHYSIOLOGIC, STRESS EXERCISE |  | .needs class | [5 empty] | GE | [7 empty] | Covered PM Repair - Biomedical | MHHS-Southeast
NO | YES |  |  |  | 005-09618 | 005-09618 | GE Medical Systems | CASE P2 |  | C2OG0284S | Stress Test | MHHS-Southeast |  |  |  | 005-09618 | 005-09618 | South East | Memorial Hermann South East | Stress Test | Stress Lab | 10/1/19 |  |  |  | MONITORING SYSTEMS, PHYSIOLOGIC, STRESS EXERCISE |  | .needs class | [5 empty] | GE | [7 empty] | Covered PM Repair - Biomedical | MHHS-Southeast
NO | NO | [5 empty] | GE Medical Systems | CASE P2 |  | SBW05320397SA | MEMORIAL CITY - NUCLEAR MEDICINE | MHHS-Mem City | [5 empty] | West & Memorial City |  | MEMORIAL CITY - NUCLEAR MEDICINE | [5 empty] | MONITORING SYSTEMS, PHYSIOLOGIC, STRESS EXERCISE |  | .needs class | [5 empty] | GE | [7 empty] | Covered PM Repair - Biomedical | MHHS-Mem City
NO | NO |  |  |  | 074-04850 |  | GE Medical Systems | CASE P2 |  | SBW05460899SA | TMC - HVI - CARDIOLOGY (3HVI) | MHHS-TMC |  |  |  | 074-04850 |  | TMC |  | TMC - HVI - CARDIOLOGY (3HVI) | [5 empty] | MONITORING SYSTEMS, PHYSIOLOGIC, STRESS EXERCISE |  | .needs class | [5 empty] | GE | [7 empty] | Covered PM Repair - Biomedical | MHHS-TMC
NO | YES |  |  |  | 041-34438 | 041-34438 | GE Medical Systems | CASE V607 |  | STE19490023SA | MEMORIAL CITY - NUCLEAR MEDICINE | MHHS-Mem City |  |  |  | 041-34438 | 041-34438 | West | Memorial Hermann - Memorial City | MEMORIAL CITY - NUCLEAR MEDICINE | East Tower Patient Assessment |  |  |  |  | MONITORING SYSTEMS, PHYSIOLOGIC, STRESS EXERCISE |  | .needs class | [5 empty] | GE | [7 empty] | Covered PM Repair - Biomedical | MHHS-Mem City
NO | YES |  |  |  |  | 029-04061 | GE Medical Systems | CDA15RT |  | L298003903 | Woodlands-OR | MHHS-Woodlands |  |  |  |  | 029-04061 | Woodlands | MHHS-Woodlands | Woodlands-OR | OR | 2/1/18 |  | 8/1/18 |  | MONITORS, VIDEO |  | .needs class | [5 empty] | GE | [7 empty] | Covered PM Repair - Biomedical | MHHS-Woodlands
NO | NO |  |  |  | 029-03440 |  | GE Medical Systems | CDA15RT |  | L298001596 | WOODLANDS - OR | MHHS-Woodlands |  |  |  | 029-03440 |  | Woodlands |  | WOODLANDS - OR | [5 empty] | MONITORS, VIDEO |  | .needs class | [5 empty] | GE | [7 empty] | Covered PM Repair - Biomedical | MHHS-Woodlands
NO | YES |  |  |  |  | 029-03269 | GE Medical Systems | CDA15T |  | L087003193 | Woodlands-CVICU | MHHS-Woodlands |  | Monitor, Video |  |  | 029-03269 | Woodlands | MHHS-Woodlands | Woodlands-CVICU | OR | 11/1/19 |  | 11/1/20 |  | MONITORS, VIDEO | Monitor, Video | MONITORVIDEO-GE-CDA15T | MONITORVIDEO | CDA15T |  |  |  | GE | Monitor, Video |  | MONITORVIDEO-GE-CDA15T |  | 9/12/13 |  |  | Covered PM Repair - Biomedical | MHHS-Woodlands | [8 empty] | MONITORVIDEO | Monitor, Video | GE
NO | YES |  |  |  |  | 142-03892 | GE Medical Systems | CDA18T |  | L224001296 | NE-Labor & Delivery | MHHS-Northeast |  | Monitor, Central Station |  |  | 142-03892 | Katy | MHHS-Northeast | NE-Labor & Delivery | OR 1 | 8/1/19 |  |  |  | MONITORS, VIDEO | Monitor, Central Station | MONITORCENTRALSTATION-GE-CDA 18T | MONITORCENTRALSTATION | CDA 18T |  |  |  | GE | Monitor, Central Station |  |  | MONITORCENTRALSTATION-GE-CDA 18T |  |  | MCS-A | Covered PM Repair - Biomedical | MHHS-Northeast | [8 empty] | MONITORCENTRALSTATION | Monitor, Central Station | GE
NO | YES |  |  |  |  | 142-03903 | GE Medical Systems | CDA18T |  | L224001305 | NE-Labor & Delivery | MHHS-Northeast |  | Monitor, Central Station |  |  | 142-03903 | Katy | MHHS-Northeast | NE-Labor & Delivery | OR 2 | 8/1/19 | 8/1/20 |  |  | MONITORS, VIDEO | Monitor, Central Station | MONITORCENTRALSTATION-GE-CDA 18T | MONITORCENTRALSTATION | CDA 18T |  |  |  | GE | Monitor, Central Station |  |  | MONITORCENTRALSTATION-GE-CDA 18T |  |  | MCS-A | Covered PM Repair - Biomedical | MHHS-Northeast | [8 empty] | MONITORCENTRALSTATION | Monitor, Central Station | GE
NO | NO |  |  |  | 029-10978 |  | GE Medical Systems | CDA18T |  | L224001483 | WOODLANDS - CATH LAB | MHHS-Woodlands |  | Monitor, Central Station |  | 029-10978 |  | Woodlands |  | WOODLANDS - CATH LAB | [5 empty] | MONITORS, VIDEO |  | MONITORCENTRALSTATION-GE-CDA 18T | MONITORCENTRALSTATION | CDA 18T |  |  |  | GE | Monitor, Central Station |  |  | MONITORCENTRALSTATION-GE-CDA 18T |  |  |  | Covered PM Repair - Biomedical | MHHS-Woodlands
NO | YES |  |  |  | 041-17968 | 041-17968 | GE Medical Systems | CDA19 |  | DTN121G0550 | MEMORIAL CITY - CATH LAB | MHHS-Mem City |  | Monitor, Central Station |  | 041-17968 | 041-17968 | West | Memorial Hermann Heart | MEMORIAL CITY - CATH LAB | Nurses station |  |  |  | No pm required sticker on unit | MONITORS, VIDEO |  | MONITORCENTRALSTATION-GE-CDA 19 | MONITORCENTRALSTATION | CDA 19 |  |  |  | GE | Monitor, Central Station |  |  | MONITORCENTRALSTATION-GE-CDA 19 |  |  |  | Covered PM Repair - Biomedical | MHHS-Mem City
NO | YES |  |  |  | 041-17969 | 041-17969 | GE Medical Systems | CDA19 |  | DTN121G0643 | MEMORIAL CITY - CATH LAB | MHHS-Mem City |  | Monitor, Central Station |  | 041-17969 | 041-17969 | West | Memorial Hermann Heart | MEMORIAL CITY - CATH LAB | Nurses ststion |  |  |  |  | MONITORS, VIDEO |  | MONITORCENTRALSTATION-GE-CDA 19 | MONITORCENTRALSTATION | CDA 19 |  |  |  | GE | Monitor, Central Station |  |  | MONITORCENTRALSTATION-GE-CDA 19 |  |  |  | Covered PM Repair - Biomedical | MHHS-Mem City
NO | YES |  |  |  | 041-17973 | 041-17973 | GE Medical Systems | CDA19 |  | DTN121G0637 | MEMORIAL CITY - CATH LAB | MHHS-Mem City |  | Monitor, Central Station |  | 041-17973 | 041-17973 | West | Memorial Hermann Heart | MEMORIAL CITY - CATH LAB | Nurses Station |  |  |  |  | MONITORS, VIDEO |  | MONITORCENTRALSTATION-GE-CDA 19 | MONITORCENTRALSTATION | CDA 19 |  |  |  | GE | Monitor, Central Station |  |  | MONITORCENTRALSTATION-GE-CDA 19 |  |  |  | Covered PM Repair - Biomedical | MHHS-Mem City
NO | YES |  |  |  | 041-17974 | 041-17974 | GE Medical Systems | CDA19 |  | DTN121G0638 | MEMORIAL CITY - CATH LAB | MHHS-Mem City |  | Monitor, Central Station |  | 041-17974 | 041-17974 | West | Memorial Hermann Heart | MEMORIAL CITY - CATH LAB | Nurses Station |  |  |  |  | MONITORS, VIDEO |  | MONITORCENTRALSTATION-GE-CDA 19 | MONITORCENTRALSTATION | CDA 19 |  |  |  | GE | Monitor, Central Station |  |  | MONITORCENTRALSTATION-GE-CDA 19 |  |  |  | Covered PM Repair - Biomedical | MHHS-Mem City
NO | NO |  |  |  | 129-04345 |  | GE Medical Systems | CDA19 |  | BB0951023808 | SUGAR LAND - CATH LAB | MHHS-Sugarland |  | Monitor, Central Station |  | 129-04345 |  | Sugar Land |  | SUGAR LAND - CATH LAB | [5 empty] | MONITORS, VIDEO |  | MONITORCENTRALSTATION-GE-CDA 19 | MONITORCENTRALSTATION | CDA 19 |  |  |  | GE | Monitor, Central Station |  |  | MONITORCENTRALSTATION-GE-CDA 19 |  |  |  | Covered PM Repair - Biomedical | MHHS-Sugarland
NO | YES |  |  |  | 009-10059 | 009-10059 | GE Medical Systems | CDA19T |  | DT00331G0264 | GH-Cath Lab | MHHS-Greater Heights |  | Monitor, Central Station |  | 009-10059 | 009-10059 | Central | MHHS-Greater Heights | GH-Cath Lab | Nurse station | 4/1/19 |  | 4/1/20 |  | MONITORS, VIDEO |  | MONITORCENTRALSTATION-GE-CDA19T | MONITORCENTRALSTATION | CDA19T |  |  |  | GE | Monitor, Central Station |  | MONITORCENTRALSTATION-GE-CDA19T |  |  |  |  | Covered PM Repair - Biomedical | MHHS-Greater Heights
NO | YES |  |  |  |  | 099-01377 | GE Medical Systems | CDA19T |  | DTP441G2070 | NE-Clinical Decision Unit | MHHS-Northeast |  | Monitor, Central Station |  |  | 099-01377 | Katy | MHHS-Northeast | NE-Clinical Decision Unit | Nurse station | 1/1/19 | 1/1/20 |  |  | MONITORS, VIDEO |  | MONITORCENTRALSTATION-GE-CDA19T | MONITORCENTRALSTATION | CDA19T |  |  |  | GE | Monitor, Central Station |  | MONITORCENTRALSTATION-GE-CDA19T |  |  |  |  | Covered PM Repair - Biomedical | MHHS-Northeast
NO | YES |  |  |  |  | 099-01376 | GE Medical Systems | CDA19T |  | DTP441G2064 | NE-Clinical Decision Unit | MHHS-Northeast |  | Monitor, Central Station |  |  | 099-01376 | Katy | MHHS-Northeast | NE-Clinical Decision Unit | Nursing | 1/1/19 |  |  |  | MONITORS, VIDEO |  | MONITORCENTRALSTATION-GE-CDA19T | MONITORCENTRALSTATION | CDA19T |  |  |  | GE | Monitor, Central Station |  | MONITORCENTRALSTATION-GE-CDA19T |  |  |  |  | Covered PM Repair - Biomedical | MHHS-Northeast
NO | YES |  |  |  | 142-06704 | 142-06704 | GE Medical Systems | CDA19T |  | DTP271G1076 | NE-Day Surgery | MHHS-Northeast |  | Monitor, Central Station |  | 142-06704 | 142-06704 | Katy | MHHS-Northeast | NE-Day Surgery | Nurses station | 4/1/19 | 4/1/20 |  |  | MONITORS, VIDEO |  | MONITORCENTRALSTATION-GE-CDA19T | MONITORCENTRALSTATION | CDA19T |  |  |  | GE | Monitor, Central Station |  | MONITORCENTRALSTATION-GE-CDA19T |  |  |  |  | Covered PM Repair - Biomedical | MHHS-Northeast
NO | YES |  |  |  | 013-13836 | 013-13836 | GE Medical Systems | CDA19T |  | DTG420D1039 | SW-OR | MHHS-Southwest |  | Monitor, Central Station |  | 013-13836 | 013-13836 | Southwest | MHHS-Southwest | SW-OR | SW - OR | 7/1/19 |  | 7/1/20 |  | MONITORS, VIDEO |  | MONITORCENTRALSTATION-GE-CDA19T | MONITORCENTRALSTATION | CDA19T |  |  |  | GE | Monitor, Central Station |  | MONITORCENTRALSTATION-GE-CDA19T |  |  |  |  | Covered PM Repair - Biomedical | MHHS-Southwest
NO | YES |  |  |  | 013-17061 | 013-17061 | GE Medical Systems | CDA19T |  | DTI470D1479 | SW-Endoscopy | MHHS-Southwest |  | Monitor, Central Station |  | 013-17061 | 013-17061 | Memorial Hermann Hospital - Southwest | MHHS-Southwest | SW-Endoscopy | Entroscopy | 7/1/19 |  |  |  | MONITORS, VIDEO |  | MONITORCENTRALSTATION-GE-CDA19T | MONITORCENTRALSTATION | CDA19T |  |  |  | GE | Monitor, Central Station |  | MONITORCENTRALSTATION-GE-CDA19T |  |  |  |  | Covered PM Repair - Biomedical | MHHS-Southwest
NO | YES |  |  |  | 013-17062 | 013-17062 | GE Medical Systems | CDA19T |  | DTI470D1468 | SW-OR | MHHS-Southwest |  | Monitor, Central Station |  | 013-17062 | 013-17062 | Southwest | MHHS-Southwest | SW-OR | OR7 | 8/1/19 |  |  |  | MONITORS, VIDEO |  | MONITORCENTRALSTATION-GE-CDA19T | MONITORCENTRALSTATION | CDA19T |  |  |  | GE | Monitor, Central Station |  | MONITORCENTRALSTATION-GE-CDA19T |  | 7/19/18 |  |  | Covered PM Repair - Biomedical | MHHS-Southwest
NO | YES |  |  |  | 013-17064 | 013-17064 | GE Medical Systems | CDA19T |  | DTI470D1459 | SW-OR | MHHS-Southwest |  | Monitor, Central Station |  | 013-17064 | 013-17064 | Southwest | MHHS-Southwest | SW-OR | OR 17 | 10/1/19 |  | 9/1/20 |  | MONITORS, VIDEO |  | MONITORCENTRALSTATION-GE-CDA19T | MONITORCENTRALSTATION | CDA19T |  |  |  | GE | Monitor, Central Station |  | MONITORCENTRALSTATION-GE-CDA19T |  |  |  |  | Covered PM Repair - Biomedical | MHHS-Southwest
NO | YES |  |  |  | 013-17065 | 013-17065 | GE Medical Systems | CDA19T |  | DTI430D1288 | SW-OR | MHHS-Southwest |  | Monitor, Central Station |  | 013-17065 | 013-17065 | Southwest | MHHS-Southwest | SW-OR | OR6 | 7/1/19 |  | 7/1/20 |  | MONITORS, VIDEO |  | MONITORCENTRALSTATION-GE-CDA19T | MONITORCENTRALSTATION | CDA19T |  |  |  | GE | Monitor, Central Station |  | MONITORCENTRALSTATION-GE-CDA19T |  | 1/1/10 |  |  | Covered PM Repair - Biomedical | MHHS-Southwest
NO | YES |  |  |  | 013-17460 | 013-17460 | GE Medical Systems | CDA19T |  | DTI470D1473 | SW-OR | MHHS-Southwest |  | Monitor, Central Station |  | 013-17460 | 013-17460 | Southwest | MHHS-Southwest | SW-OR | OR | 8/1/19 |  | 7/1/20 |  | MONITORS, VIDEO |  | MONITORCENTRALSTATION-GE-CDA19T | MONITORCENTRALSTATION | CDA19T |  |  |  | GE | Monitor, Central Station |  | MONITORCENTRALSTATION-GE-CDA19T |  |  |  |  | Covered PM Repair - Biomedical | MHHS-Southwest
NO | YES |  |  |  | 013-17461 | 013-17461 | GE Medical Systems | CDA19T |  | DTI470D1362 | SW-OR | MHHS-Southwest |  | Monitor, Central Station |  | 013-17461 | 013-17461 | Southwest | MHHS-Southwest | SW-OR | OR 1 | 7/1/19 |  | 7/1/20 |  | MONITORS, VIDEO |  | MONITORCENTRALSTATION-GE-CDA19T | MONITORCENTRALSTATION | CDA19T |  |  |  | GE | Monitor, Central Station |  | MONITORCENTRALSTATION-GE-CDA19T |  |  |  |  | Covered PM Repair - Biomedical | MHHS-Southwest
NO | YES |  |  |  | 013-17464 | 013-17464 | GE Medical Systems | CDA19T |  | DTI470D1425 | SW-OR | MHHS-Southwest |  | Monitor, Central Station |  | 013-17464 | 013-17464 | Southwest | MHHS-Southwest | SW-OR | OR | 8/1/19 |  | 8/1/20 |  | MONITORS, VIDEO |  | MONITORCENTRALSTATION-GE-CDA19T | MONITORCENTRALSTATION | CDA19T |  |  |  | GE | Monitor, Central Station |  | MONITORCENTRALSTATION-GE-CDA19T |  |  |  |  | Covered PM Repair - Biomedical | MHHS-Southwest
NO | YES |  |  |  | 013-17465 | 013-17465 | GE Medical Systems | CDA19T |  | DTI470D1398 | SW-OR | MHHS-Southwest |  | Monitor, Central Station |  | 013-17465 | 013-17465 | Southwest | MHHS-Southwest | SW-OR | OR11 | 9/1/19 |  |  |  | MONITORS, VIDEO |  | MONITORCENTRALSTATION-GE-CDA19T | MONITORCENTRALSTATION | CDA19T |  |  |  | GE | Monitor, Central Station |  | MONITORCENTRALSTATION-GE-CDA19T |  |  |  |  | Covered PM Repair - Biomedical | MHHS-Southwest
NO | YES |  |  |  | 013-19384 | 013-19384 | GE Medical Systems | CDA19T |  | DTK500D1130 | SW-OR | MHHS-Southwest |  | Monitor, Central Station |  | 013-19384 | 013-19384 | Southwest | MHHS-Southwest | SW-OR | OR 2 | 7/1/19 |  | 7/1/20 |  | MONITORS, VIDEO |  | MONITORCENTRALSTATION-GE-CDA19T | MONITORCENTRALSTATION | CDA19T |  |  |  | GE | Monitor, Central Station |  | MONITORCENTRALSTATION-GE-CDA19T |  |  |  |  | Covered PM Repair - Biomedical | MHHS-Southwest
NO | YES | [5 empty] | GE Medical Systems | CDA19T |  | DTH420J1824 | TMC-Children's-NICU/SCU (8Hp) | MHHS-TMC |  | Monitor, Central Station |  |  |  | TMC | MHHS-TMC | TMC-Children's-NICU/SCU (8Hp) |  | 8/3/16 |  |  |  | MONITORS, VIDEO |  | MONITORCENTRALSTATION-GE-CDA19T | MONITORCENTRALSTATION | CDA19T |  |  |  | GE | Monitor, Central Station |  | MONITORCENTRALSTATION-GE-CDA19T |  |  | Verified 3/30/2020 4:07pm (Central) |  | Covered PM Repair - Biomedical | MHHS-TMC
NO | YES |  |  |  | 069-34845 | 069-34845 | GE Medical Systems | CDA19T |  | DTK440J0844 | Central Monitoring | MHHS-TMC |  | Monitor, Central Station |  | 069-34845 | 069-34845 | TMC | Memorial Hermann-Texas Medical Center | Central Monitoring | Central Monitoring | 8/1/16 |  |  |  | MONITORS, VIDEO |  | MONITORCENTRALSTATION-GE-CDA19T | MONITORCENTRALSTATION | CDA19T |  |  |  | GE | Monitor, Central Station |  | MONITORCENTRALSTATION-GE-CDA19T |  | 5/14/14 |  |  | Covered PM Repair - Biomedical | MHHS-TMC
NO | YES |  |  |  | 069-39098 | 069-39098 | GE Medical Systems | CDA19T |  | DTN251G1163 | TMC - CMIU | MHHS-TMC |  | Monitor, Central Station |  | 069-39098 | 069-39098 | TMC | Memorial Hermann- Texas Medical Center | TMC - CMIU | Central Monitoring | 8/1/16 |  |  | No PM Sticker | MONITORS, VIDEO |  | MONITORCENTRALSTATION-GE-CDA19T | MONITORCENTRALSTATION | CDA19T |  |  |  | GE | Monitor, Central Station |  | MONITORCENTRALSTATION-GE-CDA19T |  |  |  |  | Covered PM Repair - Biomedical | MHHS-TMC
NO | YES | Asset Tag 074-05907 |  |  | 074-05907 | 074-05907 | GE Medical Systems | CDA19T |  | DTH060J0985 | TMC-HVI-CVICU (8Hvi) | MHHS-TMC |  | Monitor, Central Station |  | 074-05907 | 074-05907 | TMC | MHHS-TMC | TMC-HVI-CVICU (8Hvi) |  | 8/3/16 |  |  |  | MONITORS, VIDEO |  | MONITORCENTRALSTATION-GE-CDA19T | MONITORCENTRALSTATION | CDA19T |  |  |  | GE | Monitor, Central Station |  | MONITORCENTRALSTATION-GE-CDA19T |  |  | Finished from Script 3/27/2020 12:11:52pm (Central) |  | Covered PM Repair - Biomedical | MHHS-TMC
NO | YES |  |  |  | 069-27929 | 069-27929 | GE Medical Systems | CDA19T |  | DTH460J2444 | NSICU | MHHS-TMC |  | Monitor, Central Station |  | 069-27929 | 069-27929 | TMC | Memorial Hermann-Texas Medical Center | NSICU | NSICU Nurses Station | 8/1/19 |  | 8/1/20 |  | MONITORS, VIDEO |  | MONITORCENTRALSTATION-GE-CDA19T | MONITORCENTRALSTATION | CDA19T |  |  |  | GE | Monitor, Central Station |  | MONITORCENTRALSTATION-GE-CDA19T |  |  |  |  | Covered PM Repair - Biomedical | MHHS-TMC
NO | YES |  |  |  | 069-38012 | 069-38012 | GE Medical Systems | CDA19T |  | DTN301G1340 | Central monitoring | MHHS-TMC |  | Monitor, Central Station |  | 069-38012 | 069-38012 | TMC | Memorial Hermann-Texas Medical Center | Central monitoring | Central monitoring | 8/1/16 |  |  |  | MONITORS, VIDEO |  | MONITORCENTRALSTATION-GE-CDA19T | MONITORCENTRALSTATION | CDA19T |  |  |  | GE | Monitor, Central Station |  | MONITORCENTRALSTATION-GE-CDA19T |  |  |  |  | Covered PM Repair - Biomedical | MHHS-TMC
NO | YES |  |  |  | 069-38014 | 069-38014 | GE Medical Systems | CDA19T |  | DTN301G1230 | TMC - War Room |  |  | Monitor, Central Station |  | 069-38014 | 069-38014 | TMC | Memorial Hermann- Texas Medical Center | TMC - War Room | Central Monitor | 8/1/16 |  |  | No PM Sticker | MONITORS, VIDEO |  | MONITORCENTRALSTATION-GE-CDA19T | MONITORCENTRALSTATION | CDA19T |  |  |  | GE | Monitor, Central Station |  | MONITORCENTRALSTATION-GE-CDA19T |  |  |  |  | Covered PM Repair - Biomedical
NO | YES |  |  |  | 069-45332 | 069-45332 | GE Medical Systems | CDA19T |  | DTQ141G0148 | TMC - War Room |  |  | Monitor, Central Station |  | 069-45332 | 069-45332 | TMC | Memorial Hermann- Texas Medical Center | TMC - War Room | Central Monitor | 1/1/19 |  |  | No PM Sticker | MONITORS, VIDEO |  | MONITORCENTRALSTATION-GE-CDA19T | MONITORCENTRALSTATION | CDA19T |  |  |  | GE | Monitor, Central Station |  | MONITORCENTRALSTATION-GE-CDA19T |  | 1/1/10 |  |  | Covered PM Repair - Biomedical
NO | YES |  |  |  | 069-37204 | 069-37204 | GE Medical Systems | CDA19T |  | DTM221G0413 | TMC-OR-Day Surgery (2R) | MHHS-TMC |  | Monitor, Central Station |  | 069-37204 | 069-37204 | TMC | MHHS-TMC | TMC-OR-Day Surgery (2R) | Clean Utility | 8/1/16 |  |  |  | MONITORS, VIDEO |  | MONITORCENTRALSTATION-GE-CDA19T | MONITORCENTRALSTATION | CDA19T |  |  |  | GE | Monitor, Central Station |  | MONITORCENTRALSTATION-GE-CDA19T |  | 1/1/13 |  |  | Covered PM Repair - Biomedical | MHHS-TMC
NO | YES |  |  |  | 069-35023 | 069-35023 | GE Medical Systems | CDA19T |  | DTK470J1441 | IR | MHHS-TMC |  | Monitor, Central Station |  | 069-35023 | 069-35023 | TMC | Memorial Hermann-Texas Medical Center | IR | IR Holding | 9/1/17 |  |  |  | MONITORS, VIDEO |  | MONITORCENTRALSTATION-GE-CDA19T | MONITORCENTRALSTATION | CDA19T |  |  |  | GE | Monitor, Central Station |  | MONITORCENTRALSTATION-GE-CDA19T |  |  |  |  | Covered PM Repair - Biomedical | MHHS-TMC
NO | YES |  |  |  | 029-10953 | 029-10953 | GE Medical Systems | CDA19T |  | DTP391G1986 | Woodlands-PCU5 | MHHS-Woodlands |  | Monitor, Central Station |  | 029-10953 | 029-10953 | Woodlands | MHHS-Woodlands | Woodlands-PCU5 | Nurse Station 1 | 11/1/19 |  | 11/1/20 |  | MONITORS, VIDEO |  | MONITORCENTRALSTATION-GE-CDA19T | MONITORCENTRALSTATION | CDA19T |  |  |  | GE | Monitor, Central Station |  | MONITORCENTRALSTATION-GE-CDA19T |  | 8/30/14 |  |  | Covered PM Repair - Biomedical | MHHS-Woodlands
NO | YES |  |  |  | 029-10956 | 029-10956 | GE Medical Systems | CDA19T |  | DTP391G2033 | Woodlands-PCU5 | MHHS-Woodlands |  | Monitor, Central Station |  | 029-10956 | 029-10956 | Woodlands | MHHS-Woodlands | Woodlands-PCU5 | Nurse Station | 11/1/19 |  | 11/1/20 |  | MONITORS, VIDEO |  | MONITORCENTRALSTATION-GE-CDA19T | MONITORCENTRALSTATION | CDA19T |  |  |  | GE | Monitor, Central Station |  | MONITORCENTRALSTATION-GE-CDA19T |  | 8/30/14 |  |  | Covered PM Repair - Biomedical | MHHS-Woodlands
NO | YES |  |  |  | 029-10965 | 029-10965 | GE Medical Systems | CDA19T |  | DTP391G2003 | Woodlands-PCU5 | MHHS-Woodlands |  | Monitor, Central Station |  | 029-10965 | 029-10965 | Woodlands | MHHS-Woodlands | Woodlands-PCU5 | Nurse Station 2 | 11/1/19 |  | 11/1/20 |  | MONITORS, VIDEO |  | MONITORCENTRALSTATION-GE-CDA19T | MONITORCENTRALSTATION | CDA19T |  |  |  | GE | Monitor, Central Station |  | MONITORCENTRALSTATION-GE-CDA19T |  | 11/9/18 |  |  | Covered PM Repair - Biomedical | MHHS-Woodlands
NO | YES |  |  |  | 029-10739 | 029-10739 | GE Medical Systems | CDA19T |  | DTP441G2142 | Woodlands-CVICU | MHHS-Woodlands |  | Monitor, Central Station |  | 029-10739 | 029-10739 | Woodlands | MHHS-Woodlands | Woodlands-CVICU | Nursing station | 5/1/19 |  | 5/1/20 |  | MONITORS, VIDEO |  | MONITORCENTRALSTATION-GE-CDA19T | MONITORCENTRALSTATION | CDA19T |  |  |  | GE | Monitor, Central Station |  | MONITORCENTRALSTATION-GE-CDA19T |  | 7/1/14 |  |  | Covered PM Repair - Biomedical | MHHS-Woodlands
NO | YES |  |  |  | 029-10365 | 029-10365 | GE Medical Systems | CDA19T |  | DTP351G1482 | Woodlands-ER | MHHS-Woodlands |  | Monitor, Central Station |  | 029-10365 | 029-10365 | Woodlands | MHHS-Woodlands | Woodlands-ER | Nurses Station | 3/1/19 |  |  | ?AuNo pm required?Au sticker | MONITORS, VIDEO |  | MONITORCENTRALSTATION-GE-CDA19T | MONITORCENTRALSTATION | CDA19T |  |  |  | GE | Monitor, Central Station |  | MONITORCENTRALSTATION-GE-CDA19T |  |  |  |  | Not Covered Vendor Only - Biomedical | MHHS-Woodlands
NO | YES |  |  |  | 029-10366 | 029-10366 | GE Medical Systems | CDA19T |  | DTP351G1555 | Woodlands-ER | MHHS-Woodlands |  | Monitor, Central Station |  | 029-10366 | 029-10366 | Woodlands | MHHS-Woodlands | Woodlands-ER | Nurses Station | 3/1/19 |  |  | ?AuNo pm required?Au sticker | MONITORS, VIDEO |  | MONITORCENTRALSTATION-GE-CDA19T | MONITORCENTRALSTATION | CDA19T |  |  |  | GE | Monitor, Central Station |  | MONITORCENTRALSTATION-GE-CDA19T |  | 8/30/14 |  |  | Covered PM Repair - Biomedical | MHHS-Woodlands
NO | YES |  |  |  | 029-10367 | 029-10367 | GE Medical Systems | CDA19T |  | DTP351G1514 | Woodlands-ER | MHHS-Woodlands |  | Monitor, Central Station |  | 029-10367 | 029-10367 | Woodlands | MHHS-Woodlands | Woodlands-ER | Nurses Station | 3/1/19 |  |  | ?AuNo pm required?Au sticker | MONITORS, VIDEO |  | MONITORCENTRALSTATION-GE-CDA19T | MONITORCENTRALSTATION | CDA19T |  |  |  | GE | Monitor, Central Station |  | MONITORCENTRALSTATION-GE-CDA19T |  | 6/23/18 |  |  | Covered PM Repair - Biomedical | MHHS-Woodlands
NO | YES |  |  |  | 029-11803 | 029-11803 | GE Medical Systems | CDA19T |  | DTQ221G0761 | Woodlands-PCU6 | MHHS-Woodlands |  | Monitor, Central Station |  | 029-11803 | 029-11803 | Woodlands | MHHS-Woodlands | Woodlands-PCU6 | Nurse Station | 10/1/19 |  | 10/1/20 |  | MONITORS, VIDEO |  | MONITORCENTRALSTATION-GE-CDA19T | MONITORCENTRALSTATION | CDA19T |  |  |  | GE | Monitor, Central Station |  | MONITORCENTRALSTATION-GE-CDA19T |  | 5/24/18 |  |  | Covered PM Repair - Biomedical | MHHS-Woodlands
YES | YES |  |  |  | 013-38991 | 013-38991 | GE Medical Systems | CDA19T |  | DTN041F0061 | SW - OR |  |  |  |  | 013-38991 | 013-38991 | Southwest | Memorial Hermann Southwest Hospital | SW - OR | OR 10 | 7/1/19 |  | 7/1/20
YES | YES |  |  |  | 069-34847 | 069-34847 | GE Medical Systems | CDA19T |  | DTK440J0931 | Central Monitoring |  |  |  |  | 069-34847 | 069-34847 | TMC | Memorial Hermann-Texas Medical Center | Central Monitoring | Central Monitoring
YES | YES |  |  |  | 069-34848 | 069-34848 | GE Medical Systems | CDA19T |  | DTK440J0909 | Central monitoring |  |  |  |  | 069-34848 | 069-34848 | TMC | Memorial Hermann-Texas Medical Center | Central monitoring | Central monitoring
YES | YES |  |  |  | 069-34844 | 069-34844 | GE Medical Systems | CDA19T |  | DTK440J0780 | Central Monitoring |  |  |  |  | 069-34844 | 069-34844 | TMC | Memorial Hermann-Texas Medical Center | Central Monitoring | Central Monitoring
YES | YES |  |  |  | 069-34846 | 069-34846 | GE Medical Systems | CDA19T |  | DTK440J0884 | Central Monitoring |  |  |  |  | 069-34846 | 069-34846 | TMC | Memorial Hermann-Texas Medical Center | Central Monitoring | Central Monitoring
YES | YES |  |  |  | 069-37054 | 069-37054 | GE Medical Systems | CDA19T |  | DTM511G1803 | Central monitoring |  |  |  |  | 069-37054 | 069-37054 | TMC | Memorial Hermann-Texas Medical Center | Central monitoring | Central monitoring
YES | YES |  |  |  | 069-40357 | 069-40357 | GE Medical Systems | CDA19T |  |  | TMC - JONES - TX TRAUMA (6J) |  |  |  |  | 069-40357 | 069-40357 | TMC | Memorial Hermann-Texas Medical Center | TMC - JONES - TX TRAUMA (6J) | Nurses Station
NO | NO | [5 empty] | GE Medical Systems | CDA19T |  | DTG420D1041 | SW - HVI - OR | MHHS-Southwest |  | Monitor, Central Station |  |  |  | Southwest |  | SW - HVI - OR | [5 empty] | MONITORS, VIDEO |  | MONITORCENTRALSTATION-GE-CDA19T | MONITORCENTRALSTATION | CDA19T |  |  |  | GE | Monitor, Central Station |  | MONITORCENTRALSTATION-GE-CDA19T |  |  |  |  | Covered PM Repair - Biomedical | MHHS-Southwest
NO | NO |  |  |  | 013-20059 |  | GE Medical Systems | CDA19T |  | DTH440D2968 | SW - OR | MHHS-Southwest |  | Monitor, Central Station |  | 013-20059 |  | Southwest |  | SW - OR | [5 empty] | MONITORS, VIDEO |  | MONITORCENTRALSTATION-GE-CDA19T | MONITORCENTRALSTATION | CDA19T |  |  |  | GE | Monitor, Central Station |  | MONITORCENTRALSTATION-GE-CDA19T |  |  |  |  | Covered PM Repair - Biomedical | MHHS-Southwest
NO | NO |  |  |  | 074-00086 |  | GE Medical Systems | CDA19T |  | DTH420J1791 | TMC - CENTRAL MONITORING - HVI (3HVI) | MHHS-TMC |  | Monitor, Central Station |  | 074-00086 |  | TMC |  | TMC - CENTRAL MONITORING - HVI (3HVI) | [5 empty] | MONITORS, VIDEO |  | MONITORCENTRALSTATION-GE-CDA19T | MONITORCENTRALSTATION | CDA19T |  |  |  | GE | Monitor, Central Station |  | MONITORCENTRALSTATION-GE-CDA19T |  |  |  |  | Covered PM Repair - Biomedical | MHHS-TMC
NO | NO | [5 empty] | GE Medical Systems | CDA19T |  | DTM511G1773 | TMC - CULLEN - MICU (2C) | MHHS-TMC |  | Monitor, Central Station |  |  |  | TMC |  | TMC - CULLEN - MICU (2C) | [5 empty] | MONITORS, VIDEO |  | MONITORCENTRALSTATION-GE-CDA19T | MONITORCENTRALSTATION | CDA19T |  |  |  | GE | Monitor, Central Station |  | MONITORCENTRALSTATION-GE-CDA19T |  |  |  |  | Covered PM Repair - Biomedical | MHHS-TMC
NO | NO |  |  |  | 069-39512 |  | GE Medical Systems | CDA19T |  | DTN301G1229 | TMC - HERMANN - PEDI ER (1HP) | MHHS-TMC |  | Monitor, Central Station |  | 069-39512 |  | TMC |  | TMC - HERMANN - PEDI ER (1HP) | [5 empty] | MONITORS, VIDEO |  | MONITORCENTRALSTATION-GE-CDA19T | MONITORCENTRALSTATION | CDA19T |  |  |  | GE | Monitor, Central Station |  | MONITORCENTRALSTATION-GE-CDA19T |  |  |  |  | Covered PM Repair - Biomedical | MHHS-TMC
NO | NO |  |  |  | 069-37436 |  | GE Medical Systems | CDA19T |  | DTM221G0401 | TMC - HERMANN - STICU (3HP) | MHHS-TMC |  | Monitor, Central Station |  | 069-37436 |  | TMC |  | TMC - HERMANN - STICU (3HP) | [5 empty] | MONITORS, VIDEO |  | MONITORCENTRALSTATION-GE-CDA19T | MONITORCENTRALSTATION | CDA19T |  |  |  | GE | Monitor, Central Station |  | MONITORCENTRALSTATION-GE-CDA19T |  |  |  |  | Covered PM Repair - Biomedical | MHHS-TMC
NO | NO |  |  |  | 069-37438 |  | GE Medical Systems | CDA19T |  | DTM221G0423 | TMC - HERMANN - STICU (3HP) | MHHS-TMC |  | Monitor, Central Station |  | 069-37438 |  | TMC |  | TMC - HERMANN - STICU (3HP) | [5 empty] | MONITORS, VIDEO |  | MONITORCENTRALSTATION-GE-CDA19T | MONITORCENTRALSTATION | CDA19T |  |  |  | GE | Monitor, Central Station |  | MONITORCENTRALSTATION-GE-CDA19T |  |  |  |  | Covered PM Repair - Biomedical | MHHS-TMC
NO | NO |  |  |  | 069-37439 |  | GE Medical Systems | CDA19T |  | DTM221G0454 | TMC - HERMANN - STICU (3HP) | MHHS-TMC |  | Monitor, Central Station |  | 069-37439 |  | TMC |  | TMC - HERMANN - STICU (3HP) | [5 empty] | MONITORS, VIDEO |  | MONITORCENTRALSTATION-GE-CDA19T | MONITORCENTRALSTATION | CDA19T |  |  |  | GE | Monitor, Central Station |  | MONITORCENTRALSTATION-GE-CDA19T |  |  |  |  | Covered PM Repair - Biomedical | MHHS-TMC
NO | NO |  |  |  | 069-37440 |  | GE Medical Systems | CDA19T |  | DTM221G0330 | TMC - HERMANN - STICU (3HP) | MHHS-TMC |  | Monitor, Central Station |  | 069-37440 |  | TMC |  | TMC - HERMANN - STICU (3HP) | [5 empty] | MONITORS, VIDEO |  | MONITORCENTRALSTATION-GE-CDA19T | MONITORCENTRALSTATION | CDA19T |  |  |  | GE | Monitor, Central Station |  | MONITORCENTRALSTATION-GE-CDA19T |  |  |  |  | Covered PM Repair - Biomedical | MHHS-TMC
NO | NO |  |  |  | Duplicate |  | GE Medical Systems | CDA19T |  | non Serial # | TMC - HERMANN - STICU (3HP) | MHHS-TMC |  | Monitor, Central Station |  | Duplicate |  | TMC |  | TMC - HERMANN - STICU (3HP) | [5 empty] | MONITORS, VIDEO |  | MONITORCENTRALSTATION-GE-CDA19T | MONITORCENTRALSTATION | CDA19T |  |  |  | GE | Monitor, Central Station |  | MONITORCENTRALSTATION-GE-CDA19T |  |  |  |  | Covered PM Repair - Biomedical | MHHS-TMC
NO | NO |  |  |  | 069-37916 |  | GE Medical Systems | CDA19T |  | NEED | TMC - OR - ANESTHESIA (OLD) | MHHS-TMC |  | Monitor, Central Station |  | 069-37916 |  | TMC |  | TMC - OR - ANESTHESIA (OLD) | [5 empty] | MONITORS, VIDEO |  | MONITORCENTRALSTATION-GE-CDA19T | MONITORCENTRALSTATION | CDA19T |  |  |  | GE | Monitor, Central Station |  | MONITORCENTRALSTATION-GE-CDA19T |  |  |  |  | Covered PM Repair - Biomedical | MHHS-TMC
NO | NO | [5 empty] | GE Medical Systems | CDA19T |  | DTG080D0186 | TMC - OR - PEDI OR (2R) | MHHS-TMC |  | Monitor, Central Station |  |  |  | TMC |  | TMC - OR - PEDI OR (2R) | [5 empty] | MONITORS, VIDEO |  | MONITORCENTRALSTATION-GE-CDA19T | MONITORCENTRALSTATION | CDA19T |  |  |  | GE | Monitor, Central Station |  | MONITORCENTRALSTATION-GE-CDA19T |  |  |  |  | Covered PM Repair - Biomedical | MHHS-TMC
NO | NO |  |  |  | 069-41036 |  | GE Medical Systems | CDA19T |  | DTO331G0337 | TMC - PACU - ROBERTSON (2R) | MHHS-TMC |  | Monitor, Central Station |  | 069-41036 |  | TMC |  | TMC - PACU - ROBERTSON (2R) | [5 empty] | MONITORS, VIDEO |  | MONITORCENTRALSTATION-GE-CDA19T | MONITORCENTRALSTATION | CDA19T |  |  |  | GE | Monitor, Central Station |  | MONITORCENTRALSTATION-GE-CDA19T |  |  |  |  | Covered PM Repair - Biomedical | MHHS-TMC
NO | NO |  |  |  | 069-41071 |  | GE Medical Systems | CDA19T |  | DTO331G0325 | TMC - PACU - ROBERTSON (2R) | MHHS-TMC |  | Monitor, Central Station |  | 069-41071 |  | TMC |  | TMC - PACU - ROBERTSON (2R) | [5 empty] | MONITORS, VIDEO |  | MONITORCENTRALSTATION-GE-CDA19T | MONITORCENTRALSTATION | CDA19T |  |  |  | GE | Monitor, Central Station |  | MONITORCENTRALSTATION-GE-CDA19T |  |  |  |  | Covered PM Repair - Biomedical | MHHS-TMC
NO | YES |  |  |  |  | 142-04939 | GE Medical Systems | CDL1811A |  | L224001424 | NE-OR Holding | MHHS-Northeast |  |  |  |  | 142-04939 | Katy | MHHS-Northeast | NE-OR Holding | Pacu 13 | 6/1/19 | 6/1/20 |  |  | MONITORS, VIDEO |  | .needs class | [5 empty] | GE |  |  |  |  | 1/1/10 |  |  | Covered PM Repair - Biomedical | MHHS-Northeast
NO | YES | Asset Tag 1112152 |  |  |  | 142-04992 | GE Medical Systems | CDL1811A |  | L224001308 | NE-Anesthesia | MHHS-Northeast |  |  |  |  | 142-04992 | Katy | MHHS-Northeast | NE-Anesthesia | Storage room 5 | 6/1/18 |  |  | No pm required | MONITORS, VIDEO |  | .needs class | [5 empty] | GE |  |  |  |  | 1/1/20 |  |  | Covered PM Repair - Biomedical | MHHS-Northeast
NO | NO | [5 empty] | GE Medical Systems | CENTRICITY 2C |  | CB73121 | SE - ICU | MHHS-Southeast | [5 empty] | Southeast & Bay Area |  | SE - ICU | [5 empty] | IMAGE STORAGE DEVICES, WORKSTATION |  | .needs class | [5 empty] | GE | [7 empty] | Covered PM Repair - Biomedical | MHHS-Southeast
NO | YES |  |  |  | 041-17970 | 041-17970 | GE Medical Systems | CIC PRO |  | SDY13346427GA | MEMORIAL CITY - CATH LAB | MHHS-Mem City |  | Monitor, Central Station |  | 041-17970 | 041-17970 | West | Memorial Hermann Heart | MEMORIAL CITY - CATH LAB | Nurses station |  |  |  |  | MONITORS, CENTRAL STATION |  | MONITORCENTRALSTATION-GE-CIC PRO | MONITORCENTRALSTATION | CIC PRO |  |  |  | GE | Monitor, Central Station |  | MONITORCENTRALSTATION-GE-CIC PRO |  |  |  |  | Covered PM Repair - Biomedical | MHHS-Mem City
NO | YES |  |  |  | 041-17971 | 041-17971 | GE Medical Systems | CIC PRO |  | SDY13346429GA | MEMORIAL CITY - CATH LAB | MHHS-Mem City |  | Monitor, Central Station |  | 041-17971 | 041-17971 | West | Memorial Hermann Heart | MEMORIAL CITY - CATH LAB | Nurses station |  |  |  |  | MONITORS, CENTRAL STATION |  | MONITORCENTRALSTATION-GE-CIC PRO | MONITORCENTRALSTATION | CIC PRO |  |  |  | GE | Monitor, Central Station |  | MONITORCENTRALSTATION-GE-CIC PRO |  |  |  |  | Clinical Miscellaneous | MHHS-Mem City
NO | YES |  |  |  | 041-17975 | 041-17975 | GE Medical Systems | CIC PRO |  | SDY13346425GA | MEMORIAL CITY - CATH LAB | MHHS-Mem City |  | Monitor, Central Station |  | 041-17975 | 041-17975 | West | Memorial Hermann Heart | MEMORIAL CITY - CATH LAB | Nurses Station |  |  |  |  | MONITORS, CENTRAL STATION |  | MONITORCENTRALSTATION-GE-CIC PRO | MONITORCENTRALSTATION | CIC PRO |  |  |  | GE | Monitor, Central Station |  | MONITORCENTRALSTATION-GE-CIC PRO |  |  |  |  | Covered PM Repair - Biomedical | MHHS-Mem City
NO | YES | Asset Tag 041-17976 |  |  | 041-17976 | 041-17976 | GE Medical Systems | CIC PRO |  | SDY13346426GA | MEMORIAL CITY - CATH LAB | MHHS-Mem City |  | Monitor, Central Station |  | 041-17976 | 041-17976 | West |  | MEMORIAL CITY - CATH LAB | [5 empty] | MONITORS, CENTRAL STATION |  | MONITORCENTRALSTATION-GE-CIC PRO | MONITORCENTRALSTATION | CIC PRO |  |  |  | GE | Monitor, Central Station |  | MONITORCENTRALSTATION-GE-CIC PRO |  |  |  |  | No Coverage Specified | MHHS-Mem City
NO | YES |  |  |  | 142-01816 | 142-01816 | GE Medical Systems | CIC PRO |  | SDY11067560GE | NE-5 South West | MHHS-Northeast |  | Monitor, Central Station |  | 142-01816 | 142-01816 | Katy | MHHS-Northeast | NE-5 South West |  | 5/1/19 | 5/1/20 |  |  | MONITORS, CENTRAL STATION | Monitor, Central Station | MONITORCENTRALSTATION-GE-CIC PRO | MONITORCENTRALSTATION | CIC PRO |  |  |  | GE | Monitor, Central Station |  | MONITORCENTRALSTATION-GE-CIC PRO |  |  |  | MCS-A | Covered PM Repair - Biomedical | MHHS-Northeast | [8 empty] | MONITORCENTRALSTATION | Monitor, Central Station | GE
NO | YES | Asset Tag 005-10121 |  |  | 005-10121 | 005-10121 | GE Medical Systems | CIC PRO |  | SDY14101909GA | (null) | MHHS-Southeast |  | Monitor, Central Station |  | 005-10121 | 005-10121 | (null) | MHHS-Southeast | (null) | (null) |  |  |  | (null) | MONITORS, CENTRAL STATION |  | MONITORCENTRALSTATION-GE-CIC PRO | MONITORCENTRALSTATION | CIC PRO |  |  |  | GE | Monitor, Central Station |  | MONITORCENTRALSTATION-GE-CIC PRO |  |  |  |  | Covered PM Repair - Biomedical | MHHS-Southeast
NO | YES |  |  |  | 129-04344 | 129-04344 | GE Medical Systems | CIC PRO |  | SDY10114165GA | SUGAR LAND - CATH LAB | MHHS-Sugarland |  | Monitor, Central Station |  | 129-04344 | 129-04344 | Sugar Land | Memorial Hermann Sugar Land Hospital | SUGAR LAND - CATH LAB | Nurse station | 10/1/19 |  | 10/1/20 |  | MONITORS, CENTRAL STATION | Monitor, Central Station | MONITORCENTRALSTATION-GE-CIC PRO | MONITORCENTRALSTATION | CIC PRO |  |  |  | GE | Monitor, Central Station |  | MONITORCENTRALSTATION-GE-CIC PRO |  |  |  | MCS-A | Covered PM Repair - Biomedical | MHHS-Sugarland | [8 empty] | MONITORCENTRALSTATION | Monitor, Central Station | GE
NO | YES |  |  |  | 069-43000 | 069-43000 | GE Medical Systems | CIC PRO |  | SGJ16303283SA | TMC-Sarofim 1-Adult ER | MHHS-TMC |  |  |  | 069-43000 | 069-43000 | TMC | MHHS-TMC | TMC-Sarofim 1-Adult ER | Central Monitoring |  |  |  |  | MONITORS, CENTRAL STATION | Monitor, Central Station | MONITORCENTRALSTATION-GE-CIC PRO |  |  |  |  | MONITORCENTRALSTATION-GE-CIC PRO | GE | [6 empty] | MCS-A | Covered PM Repair - Biomedical | MHHS-TMC | [8 empty] | MONITORCENTRALSTATION | Monitor, Central Station | GE
NO | YES |  |  |  | 069-40358 | 069-40358 | GE Medical Systems | CIC PRO |  | SDY14403036GA | TMC-Sarofim 1-Adult ER | MHHS-TMC |  |  |  | 069-40358 | 069-40358 | TMC | MHHS-TMC | TMC-Sarofim 1-Adult ER | Central Monitoring |  |  |  |  | MONITORS, CENTRAL STATION | Monitor, Central Station | MONITORCENTRALSTATION-GE-CIC PRO |  |  |  |  | MONITORCENTRALSTATION-GE-CIC PRO | GE | [6 empty] | MCS-A | Covered PM Repair - Biomedical | MHHS-TMC | [8 empty] | MONITORCENTRALSTATION | Monitor, Central Station | GE
NO | YES |  |  |  | 069-41295 | 069-41295 | GE Medical Systems | CIC PRO |  | SGJ15040569GA | TMC-Sarofim 1-Adult ER | MHHS-TMC |  |  |  | 069-41295 | 069-41295 | TMC | MHHS-TMC | TMC-Sarofim 1-Adult ER | Central Monitoring |  |  |  |  | MONITORS, CENTRAL STATION | Monitor, Central Station | MONITORCENTRALSTATION-GE-CIC PRO |  |  |  |  | MONITORCENTRALSTATION-GE-CIC PRO | GE | [6 empty] | MCS-A | Covered PM Repair - Biomedical | MHHS-TMC | [8 empty] | MONITORCENTRALSTATION | Monitor, Central Station | GE
NO | YES | [5 empty] | GE Medical Systems | CIC PRO |  | DTK370J0518 | TMC- Central Monitoring | MHHS-TMC |  | Monitor, Central Station |  |  |  | TMC | Memorial Hermann-Texas Medical Center | TMC- Central Monitoring | Central Monitoring System |  |  |  |  | MONITORS, VIDEO |  | MONITORCENTRALSTATION-GE-CDA19T | MONITORCENTRALSTATION | CDA19T |  |  |  | GE | Monitor, Central Station |  | MONITORCENTRALSTATION-GE-CDA19T |  |  |  |  | Covered PM Repair - Biomedical | MHHS-TMC
NO | YES |  |  |  |  | 069-34830 | GE Medical Systems | CIC PRO |  | SDY11047458GA | TMC-Cath Lab-Holding (2Hvi) | MHHS-TMC |  | Monitor, Central Station |  |  | 069-34830 | TMC | MHHS-TMC | TMC-Cath Lab-Holding (2Hvi) | HOLDING (2HVI) | 1/1/20 |  | 1/1/21 |  | MONITORS, CENTRAL STATION | Monitor, Central Station | MONITORCENTRALSTATION-GE-CIC PRO | MONITORCENTRALSTATION | CIC PRO |  |  |  | GE | Monitor, Central Station |  | MONITORCENTRALSTATION-GE-CIC PRO |  | 1/1/12 |  | MCS-A | Covered PM Repair - Biomedical | MHHS-TMC | [8 empty] | MONITORCENTRALSTATION | Monitor, Central Station | GE
NO | YES | [5 empty] | GE Medical Systems | CIC PRO |  | SDY11057460GA | TMC-Cath Lab-Holding (2Hvi) | MHHS-TMC |  | Monitor, Central Station |  |  |  | TMC | MHHS-TMC | TMC-Cath Lab-Holding (2Hvi) | HOLDING (2HVI) | 1/1/20 |  | 1/1/21 |  | MONITORS, CENTRAL STATION | Monitor, Central Station | MONITORCENTRALSTATION-GE-CIC PRO | MONITORCENTRALSTATION | CIC PRO |  |  |  | GE | Monitor, Central Station |  | MONITORCENTRALSTATION-GE-CIC PRO |  | 2/1/17 |  | MCS-A | Covered PM Repair - Biomedical | MHHS-TMC | [8 empty] | MONITORCENTRALSTATION | Monitor, Central Station | GE
NO | YES |  |  |  | 069-37435 | 069-37435 | GE Medical Systems | CIC PRO |  | SDY12312468GA | TMC | MHHS-TMC |  | Monitor, Central Station |  | 069-37435 | 069-37435 | TMC | Memorial Hermann Heart | TMC | Nurse Station | 8/1/19 |  | 1/1/21 |  | MONITORS, CENTRAL STATION | Monitor, Central Station | MONITORCENTRALSTATION-GE-CIC PRO | MONITORCENTRALSTATION | CIC PRO |  |  |  | GE | Monitor, Central Station |  | MONITORCENTRALSTATION-GE-CIC PRO |  | 1/1/12 |  | MCS-A | Covered PM Repair - Biomedical | MHHS-TMC | [8 empty] | MONITORCENTRALSTATION | Monitor, Central Station | GE
NO | YES |  |  |  | 074-04602 | 074-04602 | GE Medical Systems | CIC PRO |  | SDY11077824GA | TMC | MHHS-TMC |  | Monitor, Central Station |  | 074-04602 | 074-04602 | TMC | Memorial Hermann Heart | TMC | Nurse Station | 1/1/20 |  | 1/1/21 |  | MONITORS, CENTRAL STATION | Monitor, Central Station | MONITORCENTRALSTATION-GE-CIC PRO | MONITORCENTRALSTATION | CIC PRO |  |  |  | GE | Monitor, Central Station |  | MONITORCENTRALSTATION-GE-CIC PRO |  | 1/1/12 |  | MCS-A | Covered PM Repair - Biomedical | MHHS-TMC | [8 empty] | MONITORCENTRALSTATION | Monitor, Central Station | GE
NO | YES |  |  |  | 074-00097 | 074-00097 | GE Medical Systems | CIC PRO |  | SCH07463001GA | TMC-Sarofim 1-Adult ER | MHHS-TMC |  | Monitor, Central Station |  | 074-00097 | 074-00097 | TMC | MHHS-TMC | TMC-Sarofim 1-Adult ER | Central Monitoring |  |  |  |  | MONITORS, CENTRAL STATION | Monitor, Central Station | MONITORCENTRALSTATION-GE-CIC PRO | MONITORCENTRALSTATION | CIC PRO |  |  |  | GE | Monitor, Central Station |  | MONITORCENTRALSTATION-GE-CIC PRO |  | 2/1/17 |  | MCS-A | Covered PM Repair - Biomedical | MHHS-TMC | [8 empty] | MONITORCENTRALSTATION | Monitor, Central Station | GE
NO | YES |  |  |  | 074-00102 | 074-00102 | GE Medical Systems | CIC PRO |  | SCH07462999GA | TMC- Central Monitoring | MHHS-TMC |  | Monitor, Central Station |  | 074-00102 | 074-00102 | TMC | Memorial Hermann-Texas Medical Center | TMC- Central Monitoring | Central Monitoring System |  |  |  |  | MONITORS, CENTRAL STATION | Monitor, Central Station | MONITORCENTRALSTATION-GE-CIC PRO | MONITORCENTRALSTATION | CIC PRO |  |  |  | GE | Monitor, Central Station |  | MONITORCENTRALSTATION-GE-CIC PRO |  | 1/1/12 |  | MCS-A | Covered PM Repair - Biomedical | MHHS-TMC | [8 empty] | MONITORCENTRALSTATION | Monitor, Central Station | GE
NO | YES |  |  |  | 074-00301 | 074-00301 | GE Medical Systems | CIC PRO |  | SCH08043780GA | TMC-Sarofim 1-Adult ER | MHHS-TMC |  | Monitor, Central Station |  | 074-00301 | 074-00301 | TMC | MHHS-TMC | TMC-Sarofim 1-Adult ER | Central Monitoring |  |  |  |  | MONITORS, CENTRAL STATION | Monitor, Central Station | MONITORCENTRALSTATION-GE-CIC PRO | MONITORCENTRALSTATION | CIC PRO |  |  |  | GE | Monitor, Central Station |  | MONITORCENTRALSTATION-GE-CIC PRO |  | 2/1/17 |  | MCS-A | Covered PM Repair - Biomedical | MHHS-TMC | [8 empty] | MONITORCENTRALSTATION | Monitor, Central Station | GE
NO | YES |  |  |  | 074-00954 | 074-00954 | GE Medical Systems | CIC PRO |  | SDY12111645GA | TMC- Central Monitoring | MHHS-TMC |  | Monitor, Central Station |  | 074-00954 | 074-00954 | TMC | Memorial Hermann-Texas Medical Center | TMC- Central Monitoring | Central Monitoring System |  |  |  |  | MONITORS, CENTRAL STATION | Monitor, Central Station | MONITORCENTRALSTATION-GE-CIC PRO | MONITORCENTRALSTATION | CIC PRO |  |  |  | GE | Monitor, Central Station |  | MONITORCENTRALSTATION-GE-CIC PRO |  | 1/1/12 |  | MCS-A | Covered PM Repair - Biomedical | MHHS-TMC | [8 empty] | MONITORCENTRALSTATION | Monitor, Central Station | GE
NO | YES |  |  |  | 074-04565 | 074-04565 | GE Medical Systems | CIC PRO |  | SDY12010946GR | TMC- Central Monitoring | MHHS-TMC |  | Monitor, Central Station |  | 074-04565 | 074-04565 | TMC | Memorial Hermann-Texas Medical Center | TMC- Central Monitoring | Central Monitoring System |  |  |  |  | MONITORS, CENTRAL STATION | Monitor, Central Station | MONITORCENTRALSTATION-GE-CIC PRO | MONITORCENTRALSTATION | CIC PRO |  |  |  | GE | Monitor, Central Station |  | MONITORCENTRALSTATION-GE-CIC PRO |  |  |  | MCS-A | Covered PM Repair - Biomedical | MHHS-TMC | [8 empty] | MONITORCENTRALSTATION | Monitor, Central Station | GE
NO | YES | [5 empty] | GE Medical Systems | CIC PRO |  | SDY11067737GA | TMC-Children's-NICU (7Hp) | MHHS-TMC |  | Monitor, Central Station |  |  |  | TMC | MHHS-TMC | TMC-Children's-NICU (7Hp) |  | 8/8/19 |  |  |  | MONITORS, CENTRAL STATION |  | MONITORCENTRALSTATION-GE-CIC PRO | MONITORCENTRALSTATION | CIC PRO |  |  |  | GE | Monitor, Central Station |  | MONITORCENTRALSTATION-GE-CIC PRO |  |  | Verified 3/30/2020 4:07pm (Central) |  | Covered PM Repair - Biomedical | MHHS-TMC
NO | YES |  |  |  | 077-09250 | 077-09250 | GE Medical Systems | CIC PRO |  | SDY11249620gr | TMC-Children's-NICU/SCU (8Hp) | MHHS-TMC |  | Monitor, Central Station |  | 077-09250 | 077-09250 | TMC | MHHS-TMC | TMC-Children's-NICU/SCU (8Hp) |  | 8/6/19 |  |  |  | MONITORS, CENTRAL STATION |  | MONITORCENTRALSTATION-GE-CIC PRO | MONITORCENTRALSTATION | CIC PRO |  |  |  | GE | Monitor, Central Station |  | MONITORCENTRALSTATION-GE-CIC PRO |  |  | Verified 3/30/2020 4:07pm (Central) |  | Covered PM Repair - Biomedical | MHHS-TMC
NO | YES |  |  |  | 077-09251 | 077-09251 | GE Medical Systems | CIC PRO |  | SDY12382870GR | TMC-Children's-NICU/SCU (8Hp) | MHHS-TMC |  | Monitor, Central Station |  | 077-09251 | 077-09251 | TMC | MHHS-TMC | TMC-Children's-NICU/SCU (8Hp) |  | 8/28/19 |  |  |  | MONITORS, CENTRAL STATION |  | MONITORCENTRALSTATION-GE-CIC PRO | MONITORCENTRALSTATION | CIC PRO |  |  |  | GE | Monitor, Central Station |  | MONITORCENTRALSTATION-GE-CIC PRO |  |  | Verified 3/30/2020 4:07pm (Central) |  | Covered PM Repair - Biomedical | MHHS-TMC
NO | YES |  |  |  | 077-09258 | 077-09258 | GE Medical Systems | CIC PRO |  | SDY12312467GA | TMC-Children's-NICU/SCU (8Hp) | MHHS-TMC |  | Monitor, Central Station |  | 077-09258 | 077-09258 | TMC | MHHS-TMC | TMC-Children's-NICU/SCU (8Hp) |  | 8/6/19 |  |  |  | MONITORS, CENTRAL STATION |  | MONITORCENTRALSTATION-GE-CIC PRO | MONITORCENTRALSTATION | CIC PRO |  |  |  | GE | Monitor, Central Station |  | MONITORCENTRALSTATION-GE-CIC PRO |  |  |  |  | Covered PM Repair - Biomedical | MHHS-TMC
NO | YES |  |  |  | 069-34843 |  | GE Medical Systems | CIC PRO |  | SDY11047421GA | TMC-Central Monitoring-Robertson (1R) | MHHS-TMC |  | Monitor, Central Station |  | 069-34843 |  | TMC | MHHS-TMC | TMC-Central Monitoring-Robertson (1R) | ROBERTSON (1R) | 8/1/19 |  | 8/1/20 |  | MONITORS, CENTRAL STATION | Monitor, Central Station | MONITORCENTRALSTATION-GE-CIC PRO | MONITORCENTRALSTATION | CIC PRO |  |  |  | GE | Monitor, Central Station |  | MONITORCENTRALSTATION-GE-CIC PRO |  | 3/4/00 |  | MCS-A | Covered PM Repair - Biomedical | MHHS-TMC | [8 empty] | MONITORCENTRALSTATION | Monitor, Central Station | GE
NO | YES |  |  |  |  | 099-12787 | GE Medical Systems | CIC PRO |  | SDY11047453GA | TMC-Cullen-Cardiac Telemetry (5C) | MHHS-TMC |  | Monitor, Central Station |  |  | 099-12787 | TMC | MHHS-TMC | TMC-Cullen-Cardiac Telemetry (5C) |  | 8/1/19 |  |  |  | MONITORS, CENTRAL STATION | Monitor, Central Station | MONITORCENTRALSTATION-GE-CIC PRO | MONITORCENTRALSTATION | CIC PRO |  |  |  | GE | Monitor, Central Station |  | MONITORCENTRALSTATION-GE-CIC PRO |  | 3/4/00 |  | MCS-A | Covered PM Repair - Biomedical | MHHS-TMC | [8 empty] | MONITORCENTRALSTATION | Monitor, Central Station | GE
NO | YES |  |  |  | 069-34841 | 069-34841 | GE Medical Systems | CIC PRO |  | SDY11047452GA | TMC-Cullen-IMU (3C) | MHHS-TMC |  | Monitor, Central Station |  | 069-34841 | 069-34841 | TMC | MHHS-TMC | TMC-Cullen-IMU (3C) | TMC - CULLEN - GENERAL MEDICAL | 8/1/19 |  | 8/1/20 |  | MONITORS, CENTRAL STATION | Monitor, Central Station | MONITORCENTRALSTATION-GE-CIC PRO | MONITORCENTRALSTATION | CIC PRO |  |  |  | GE | Monitor, Central Station |  | MONITORCENTRALSTATION-GE-CIC PRO |  |  |  | MCS-A | Covered PM Repair - Biomedical | MHHS-TMC | [8 empty] | MONITORCENTRALSTATION | Monitor, Central Station | GE
NO | YES |  |  |  | 069-41417 | 069-41417 | GE Medical Systems | CIC PRO |  | SDY11057465GA | TMC-Cullen-IMU (3C) | MHHS-TMC |  | Monitor, Central Station |  | 069-41417 | 069-41417 | TMC | MHHS-TMC | TMC-Cullen-IMU (3C) | TMC - CULLEN - GENERAL MEDICAL | 8/1/19 |  | 8/1/20 |  | MONITORS, CENTRAL STATION | Monitor, Central Station | MONITORCENTRALSTATION-GE-CIC PRO | MONITORCENTRALSTATION | CIC PRO |  |  |  | GE | Monitor, Central Station |  | MONITORCENTRALSTATION-GE-CIC PRO |  | 3/4/00 |  | MCS-A | Covered PM Repair - Biomedical | MHHS-TMC | [8 empty] | MONITORCENTRALSTATION | Monitor, Central Station | GE
NO | YES |  |  |  | 069-34839 |  | GE Medical Systems | CIC PRO |  | SDY11047449GA | TMC-Central Monitoring-Robertson (1R) | MHHS-TMC |  | Monitor, Central Station |  | 069-34839 |  | TMC | MHHS-TMC | TMC-Central Monitoring-Robertson (1R) | ROBERTSON (1R) | 8/1/19 |  | 8/1/20 |  | MONITORS, CENTRAL STATION | Monitor, Central Station | MONITORCENTRALSTATION-GE-CIC PRO | MONITORCENTRALSTATION | CIC PRO |  |  |  | GE | Monitor, Central Station |  | MONITORCENTRALSTATION-GE-CIC PRO |  |  |  | MCS-A | Covered PM Repair - Biomedical | MHHS-TMC | [8 empty] | MONITORCENTRALSTATION | Monitor, Central Station | GE
NO | YES |  |  |  | 069-34829 |  | GE Medical Systems | CIC PRO |  | SDY11057468GA | TMC-Central Monitoring-Hvi (3Hvi) | MHHS-TMC |  | Monitor, Central Station |  | 069-34829 |  | TMC | MHHS-TMC | TMC-Central Monitoring-Hvi (3Hvi) | Central monitor | 8/1/19 |  |  |  | MONITORS, CENTRAL STATION | Monitor, Central Station | MONITORCENTRALSTATION-GE-CIC PRO | MONITORCENTRALSTATION | CIC PRO |  |  |  | GE | Monitor, Central Station |  | MONITORCENTRALSTATION-GE-CIC PRO |  |  |  | MCS-A | Covered PM Repair - Biomedical | MHHS-TMC | [8 empty] | MONITORCENTRALSTATION | Monitor, Central Station | GE
NO | YES |  |  |  | 069-34960 | 069-34960 | GE Medical Systems | CIC PRO |  | SDY11118365GA | RTA | MHHS-TMC |  | Monitor, Central Station |  | 069-34960 | 069-34960 | TMC | Memorial Hermann-Texas Medical Center | RTA | Back nurses station | 8/1/19 |  | 8/1/20 |  | MONITORS, CENTRAL STATION | Monitor, Central Station | MONITORCENTRALSTATION-GE-CIC PRO | MONITORCENTRALSTATION | CIC PRO |  |  |  | GE | Monitor, Central Station |  | MONITORCENTRALSTATION-GE-CIC PRO |  |  |  | MCS-A | Covered PM Repair - Biomedical | MHHS-TMC | [8 empty] | MONITORCENTRALSTATION | Monitor, Central Station | GE
NO | YES |  |  |  | 069-39271 | 069-39271 | GE Medical Systems | CIC PRO |  | SDY13450501GA | Tmc | MHHS-TMC |  | Monitor, Central Station |  | 069-39271 | 069-39271 | TMC | Memorial Hermann-Texas Medical Center | Tmc | Biomed Shop | 8/1/19 |  | 8/1/20 |  | MONITORS, CENTRAL STATION | Monitor, Central Station | MONITORCENTRALSTATION-GE-CIC PRO | MONITORCENTRALSTATION | CIC PRO |  |  |  | GE | Monitor, Central Station |  | MONITORCENTRALSTATION-GE-CIC PRO |  |  |  | MCS-A | Covered PM Repair - Biomedical | MHHS-TMC | [8 empty] | MONITORCENTRALSTATION | Monitor, Central Station | GE
NO | YES |  |  |  | 069-39508 | 069-39508 | GE Medical Systems | CIC PRO |  | SDY13510944GA | TMC-Sarofim 1-Adult ER | MHHS-TMC |  | Monitor, Central Station |  | 069-39508 | 069-39508 | TMC | MHHS-TMC | TMC-Sarofim 1-Adult ER | Central Monitoring |  |  |  |  | MONITORS, CENTRAL STATION | Monitor, Central Station | MONITORCENTRALSTATION-GE-CIC PRO | MONITORCENTRALSTATION | CIC PRO |  |  |  | GE | Monitor, Central Station |  | MONITORCENTRALSTATION-GE-CIC PRO |  |  |  | MCS-A | Covered PM Repair - Biomedical | MHHS-TMC | [8 empty] | MONITORCENTRALSTATION | Monitor, Central Station | GE
NO | YES |  |  |  | 069-39510 | 069-39510 | GE Medical Systems | CIC PRO |  | SDY13510942GA | Central Monitoring | MHHS-TMC |  | Monitor, Central Station |  | 069-39510 | 069-39510 | TMC | Memorial Hermann-Texas Medical Center | Central Monitoring | Central Monitoring | 8/1/19 |  | 8/1/20 |  | MONITORS, CENTRAL STATION | Monitor, Central Station | MONITORCENTRALSTATION-GE-CIC PRO | MONITORCENTRALSTATION | CIC PRO |  |  |  | GE | Monitor, Central Station |  | MONITORCENTRALSTATION-GE-CIC PRO |  |  |  | MCS-A | Covered PM Repair - Biomedical | MHHS-TMC | [8 empty] | MONITORCENTRALSTATION | Monitor, Central Station | GE
NO | YES |  |  |  | 069-38910 | 069-38910 | GE Medical Systems | CIC PRO |  | SDY14081743GA | Tmc | MHHS-TMC |  | Monitor, Central Station |  | 069-38910 | 069-38910 | TMC | Memorial Hermann-Texas Medical Center | Tmc | Biomed Shop | 8/1/19 |  | 8/1/20 |  | MONITORS, CENTRAL STATION | Monitor, Central Station | MONITORCENTRALSTATION-GE-CIC PRO | MONITORCENTRALSTATION | CIC PRO |  |  |  | GE | Monitor, Central Station |  | MONITORCENTRALSTATION-GE-CIC PRO |  |  |  | MCS-A | Covered PM Repair - Biomedical | MHHS-TMC | [8 empty] | MONITORCENTRALSTATION | Monitor, Central Station | GE
NO | YES |  |  |  | 069-39495 | 069-39495 | GE Medical Systems | CIC PRO |  | SDY14081739GA | Tmc | MHHS-TMC |  | Monitor, Central Station |  | 069-39495 | 069-39495 | TMC | Memorial Hermann-Texas Medical Center | Tmc | Biomed Shop | 7/1/19 |  | 7/1/20 |  | MONITORS, CENTRAL STATION | Monitor, Central Station | MONITORCENTRALSTATION-GE-CIC PRO | MONITORCENTRALSTATION | CIC PRO |  |  |  | GE | Monitor, Central Station |  | MONITORCENTRALSTATION-GE-CIC PRO |  |  |  | MCS-A | Covered PM Repair - Biomedical | MHHS-TMC | [8 empty] | MONITORCENTRALSTATION | Monitor, Central Station | GE
NO | YES |  |  |  | 069-37434 | 069-37434 | GE Medical Systems | CIC PRO |  | SDY12312459GA | Tmc | MHHS-TMC |  | Monitor, Central Station |  | 069-37434 | 069-37434 | TMC | Memorial Hermann-Texas Medical Center | Tmc | Biomed Shop | 8/1/19 |  | 8/1/20 |  | MONITORS, CENTRAL STATION | Monitor, Central Station | MONITORCENTRALSTATION-GE-CIC PRO | MONITORCENTRALSTATION | CIC PRO |  |  |  | GE | Monitor, Central Station |  | MONITORCENTRALSTATION-GE-CIC PRO |  |  |  | MCS-A | Covered PM Repair - Biomedical | MHHS-TMC | [8 empty] | MONITORCENTRALSTATION | Monitor, Central Station | GE
NO | YES |  |  |  |  | 069-37048 | GE Medical Systems | CIC PRO |  | SDY13084615GA | Tmc | MHHS-TMC |  | Monitor, Central Station |  |  | 069-37048 | TMC | Memorial Hermann-Texas Medical Center | Tmc | Biomed Shop | 8/1/19 |  | 8/1/20 |  | MONITORS, CENTRAL STATION | Monitor, Central Station | MONITORCENTRALSTATION-GE-CIC PRO | MONITORCENTRALSTATION | CIC PRO |  |  |  | GE | Monitor, Central Station |  | MONITORCENTRALSTATION-GE-CIC PRO |  |  |  | MCS-A | Covered PM Repair - Biomedical | MHHS-TMC | [8 empty] | MONITORCENTRALSTATION | Monitor, Central Station | GE
NO | YES |  |  |  | 074-04440 | 074-04440 | GE Medical Systems | CIC PRO |  | SGJ16390052SA | TMC-HVI-Cardiology (3Hvi) | MHHS-TMC |  | Monitor, Central Station |  | 074-04440 | 074-04440 | TMC | MHHS-TMC | TMC-HVI-Cardiology (3Hvi) | Hallway | 8/1/19 |  | 8/1/20 |  | MONITORS, CENTRAL STATION | Monitor, Central Station | MONITORCENTRALSTATION-GE-CIC PRO | MONITORCENTRALSTATION | CIC PRO |  |  |  | GE | Monitor, Central Station |  | MONITORCENTRALSTATION-GE-CIC PRO |  |  |  | MCS-A | Covered PM Repair - Biomedical | MHHS-TMC | [8 empty] | MONITORCENTRALSTATION | Monitor, Central Station | GE
NO | YES |  |  |  | 069-41282 | 069-41282 | GE Medical Systems | CIC PRO |  | SGJ15040570GA | TMC-Sarofim 1-Adult ER | MHHS-TMC |  | Monitor, Central Station |  | 069-41282 | 069-41282 | TMC | MHHS-TMC | TMC-Sarofim 1-Adult ER | Central Monitoring |  |  |  |  | MONITORS, CENTRAL STATION | Monitor, Central Station | MONITORCENTRALSTATION-GE-CIC PRO | MONITORCENTRALSTATION | CIC PRO |  |  |  | GE | Monitor, Central Station |  | MONITORCENTRALSTATION-GE-CIC PRO |  |  |  | MCS-A | Covered PM Repair - Biomedical | MHHS-TMC | [8 empty] | MONITORCENTRALSTATION | Monitor, Central Station | GE
NO | YES |  |  |  | 074-05890 | 074-05890 | GE Medical Systems | CIC PRO |  | SDY12312462GA | TMC - CMIU | MHHS-TMC |  | Monitor, Central Station |  | 074-05890 | 074-05890 | TMC | Memorial Hermann- Texas Medical Center | TMC - CMIU | Central Monitoring | 8/1/19 | 8/1/20 | 3/1/20 |  | MONITORS, CENTRAL STATION | Monitor, Central Station | MONITORCENTRALSTATION-GE-CIC PRO | MONITORCENTRALSTATION | CIC PRO |  |  |  | GE | Monitor, Central Station |  | MONITORCENTRALSTATION-GE-CIC PRO |  |  |  | MCS-A | Covered PM Repair - Biomedical | MHHS-TMC | [8 empty] | MONITORCENTRALSTATION | Monitor, Central Station | GE
NO | YES |  |  |  | 069-41287 | 069-41287 | GE Medical Systems | CIC PRO |  | SGJ15040563GA | TMC-Sarofim 1-Adult ER | MHHS-TMC |  | Monitor, Central Station |  | 069-41287 | 069-41287 | TMC | MHHS-TMC | TMC-Sarofim 1-Adult ER | Central Monitoring | 8/1/19 |  | 8/1/20 |  | MONITORS, CENTRAL STATION | Monitor, Central Station | MONITORCENTRALSTATION-GE-CIC PRO | MONITORCENTRALSTATION | CIC PRO |  |  |  | GE | Monitor, Central Station |  | MONITORCENTRALSTATION-GE-CIC PRO |  | 1/1/12 |  | MCS-A | Covered PM Repair - Biomedical | MHHS-TMC | [8 empty] | MONITORCENTRALSTATION | Monitor, Central Station | GE
NO | YES |  |  |  | 069-41290 | 069-41290 | GE Medical Systems | CIC PRO |  | SGJ15040560GA | TMC-Sarofim 1-Adult ER | MHHS-TMC |  | Monitor, Central Station |  | 069-41290 | 069-41290 | TMC | MHHS-TMC | TMC-Sarofim 1-Adult ER | Central Monitoring |  |  |  |  | MONITORS, CENTRAL STATION | Monitor, Central Station | MONITORCENTRALSTATION-GE-CIC PRO | MONITORCENTRALSTATION | CIC PRO |  |  |  | GE | Monitor, Central Station |  | MONITORCENTRALSTATION-GE-CIC PRO |  | 2/1/17 |  | MCS-A | Covered PM Repair - Biomedical | MHHS-TMC | [8 empty] | MONITORCENTRALSTATION | Monitor, Central Station | GE
NO | YES |  |  |  | 074-00694 | 074-00694 | GE Medical Systems | CIC PRO |  | SDY09131218GA | TMC-Respiratory-Adult | MHHS-TMC |  | Monitor, Central Station |  | 074-00694 | 074-00694 | TMC | MHHS-TMC | TMC-Respiratory-Adult | Biomed Shop | 8/1/19 |  | 8/1/20 |  | MONITORS, CENTRAL STATION | Monitor, Central Station | MONITORCENTRALSTATION-GE-CIC PRO | MONITORCENTRALSTATION | CIC PRO |  |  |  | GE | Monitor, Central Station |  | MONITORCENTRALSTATION-GE-CIC PRO |  |  |  | MCS-A | Covered PM Repair - Biomedical | MHHS-TMC | [8 empty] | MONITORCENTRALSTATION | Monitor, Central Station | GE
NO | YES |  |  |  | 074-05908 | 074-05908 | GE Medical Systems | CIC PRO |  | SGJ16303229SA | TMC- Central Monitoring | MHHS-TMC |  | Monitor, Central Station |  | 074-05908 | 074-05908 | TMC | Memorial Hermann-Texas Medical Center | TMC- Central Monitoring | Central Monitoring System |  |  |  |  | MONITORS, CENTRAL STATION | Monitor, Central Station | MONITORCENTRALSTATION-GE-CIC PRO | MONITORCENTRALSTATION | CIC PRO |  |  |  | GE | Monitor, Central Station |  | MONITORCENTRALSTATION-GE-CIC PRO |  |  |  | MCS-A | Covered PM Repair - Biomedical | MHHS-TMC | [8 empty] | MONITORCENTRALSTATION | Monitor, Central Station | GE
NO | YES |  |  |  | 069-39749 | 069-39749 | GE Medical Systems | CIC PRO |  | SDY14190494GA | Tmc | MHHS-TMC |  | Monitor, Central Station |  | 069-39749 | 069-39749 | TMC | Memorial Hermann-Texas Medical Center | Tmc | Biomed Shop | 8/1/19 |  | 8/1/20 |  | MONITORS, CENTRAL STATION | Monitor, Central Station | MONITORCENTRALSTATION-GE-CIC PRO | MONITORCENTRALSTATION | CIC PRO |  |  |  | GE | Monitor, Central Station |  | MONITORCENTRALSTATION-GE-CIC PRO |  | 1/1/17 |  | MCS-A | Covered PM Repair - Biomedical | MHHS-TMC | [8 empty] | MONITORCENTRALSTATION | Monitor, Central Station | GE
NO | YES |  |  |  | 069-41369 | 069-41369 | GE Medical Systems | CIC PRO |  | SDY14402986GA | Tmc | MHHS-TMC |  | Monitor, Central Station |  | 069-41369 | 069-41369 | TMC | Memorial Hermann-Texas Medical Center | Tmc | Biomed Shop | 8/1/19 |  | 8/1/20 |  | MONITORS, CENTRAL STATION | Monitor, Central Station | MONITORCENTRALSTATION-GE-CIC PRO | MONITORCENTRALSTATION | CIC PRO |  |  |  | GE | Monitor, Central Station |  | MONITORCENTRALSTATION-GE-CIC PRO |  | 5/10/18 |  | MCS-A | Covered PM Repair - Biomedical | MHHS-TMC | [8 empty] | MONITORCENTRALSTATION | Monitor, Central Station | GE
NO | YES |  |  |  | 069-40257 | 069-40257 | GE Medical Systems | CIC PRO |  | SGJ15161267GA | TMC-Jones-Gamma Knife (Jb) | MHHS-TMC |  | Monitor, Central Station |  | 069-40257 | 069-40257 | TMC | MHHS-TMC | TMC-Jones-Gamma Knife (Jb) | Hallway | 8/1/19 |  | 8/1/20 |  | MONITORS, CENTRAL STATION |  | MONITORCENTRALSTATION-GE-CIC PRO | MONITORCENTRALSTATION | CIC PRO |  |  |  | GE | Monitor, Central Station |  | MONITORCENTRALSTATION-GE-CIC PRO |  | 1/2/09 |  |  | Covered PM Repair - Biomedical | MHHS-TMC
NO | YES |  |  |  | 069-34828 | 069-34828 | GE Medical Systems | CIC PRO |  | SDY11057464GA | NSICU | MHHS-TMC |  | Monitor, Central Station |  | 069-34828 | 069-34828 | TMC | Memorial Hermann-Texas Medical Center | NSICU | NSICU Nurses Station | 8/1/19 |  | 8/1/20 |  | MONITORS, CENTRAL STATION | Monitor, Central Station | MONITORCENTRALSTATION-GE-CIC PRO | MONITORCENTRALSTATION | CIC PRO |  |  |  | GE | Monitor, Central Station |  | MONITORCENTRALSTATION-GE-CIC PRO |  | 11/1/14 |  | MCS-A | Covered PM Repair - Biomedical | MHHS-TMC | [8 empty] | MONITORCENTRALSTATION | Monitor, Central Station | GE
NO | YES |  |  |  | 069-37049 | 069-37049 | GE Medical Systems | CIC PRO |  | SDY13074370GA | NSICU | MHHS-TMC |  | Monitor, Central Station |  | 069-37049 | 069-37049 | TMC | Memorial Hermann-Texas Medical Center | NSICU | NSICU Nurses Station | 8/1/19 |  | 8/1/20 |  | MONITORS, CENTRAL STATION | Monitor, Central Station | MONITORCENTRALSTATION-GE-CIC PRO | MONITORCENTRALSTATION | CIC PRO |  |  |  | GE | Monitor, Central Station |  | MONITORCENTRALSTATION-GE-CIC PRO |  | 10/22/16 |  | MCS-A | Covered PM Repair - Biomedical | MHHS-TMC | [8 empty] | MONITORCENTRALSTATION | Monitor, Central Station | GE
NO | YES |  |  |  | 069-40575 | 069-40575 | GE Medical Systems | CIC PRO |  | SGJ15040571GA | TMC-Central Monitoring-Robertson (1R) | MHHS-TMC |  | Monitor, Central Station |  | 069-40575 | 069-40575 | TMC | MHHS-TMC | TMC-Central Monitoring-Robertson (1R) | Central monitoring room | 8/1/19 |  | 8/1/20 |  | MONITORS, CENTRAL STATION | Monitor, Central Station | MONITORCENTRALSTATION-GE-CIC PRO | MONITORCENTRALSTATION | CIC PRO |  |  |  | GE | Monitor, Central Station |  | MONITORCENTRALSTATION-GE-CIC PRO |  |  |  | MCS-A | Covered PM Repair - Biomedical | MHHS-TMC | [8 empty] | MONITORCENTRALSTATION | Monitor, Central Station | GE
NO | YES |  |  |  | 069-39069 | 069-39069 | GE Medical Systems | CIC PRO |  | SDY13386808GA | TMC-Sarofim 1-Adult ER | MHHS-TMC |  | Monitor, Central Station |  | 069-39069 | 069-39069 | TMC | MHHS-TMC | TMC-Sarofim 1-Adult ER | Central Monitoring |  |  |  |  | MONITORS, CENTRAL STATION | Monitor, Central Station | MONITORCENTRALSTATION-GE-CIC PRO | MONITORCENTRALSTATION | CIC PRO |  |  |  | GE | Monitor, Central Station |  | MONITORCENTRALSTATION-GE-CIC PRO |  | 5/1/15 |  | MCS-A | Covered PM Repair - Biomedical | MHHS-TMC | [8 empty] | MONITORCENTRALSTATION | Monitor, Central Station | GE
NO | YES |  |  |  | 069-35132 | 069-35132 | GE Medical Systems | CIC PRO |  | SDY11067634GA | TMC-Sarofim 1-Adult ER | MHHS-TMC |  | Monitor, Central Station |  | 069-35132 | 069-35132 | TMC | MHHS-TMC | TMC-Sarofim 1-Adult ER | Central Monitoring |  |  |  |  | MONITORS, CENTRAL STATION | Monitor, Central Station | MONITORCENTRALSTATION-GE-CIC PRO | MONITORCENTRALSTATION | CIC PRO |  |  |  | GE | Monitor, Central Station |  | MONITORCENTRALSTATION-GE-CIC PRO |  | 8/8/19 |  | MCS-A | Covered PM Repair - Biomedical | MHHS-TMC | [8 empty] | MONITORCENTRALSTATION | Monitor, Central Station | GE
NO | YES |  |  |  | 069-38013 | 069-38013 | GE Medical Systems | CIC PRO |  | SDY14091901GA | Central Monitoring | MHHS-TMC |  | Monitor, Central Station |  | 069-38013 | 069-38013 | TMC | Memorial Hermann-Texas Medical Center | Central Monitoring | Central Monitoring | 8/1/19 |  | 8/1/20 |  | MONITORS, CENTRAL STATION | Monitor, Central Station | MONITORCENTRALSTATION-GE-CIC PRO | MONITORCENTRALSTATION | CIC PRO |  |  |  | GE | Monitor, Central Station |  | MONITORCENTRALSTATION-GE-CIC PRO |  | 8/8/19 |  | MCS-A | Covered PM Repair - Biomedical | MHHS-TMC | [8 empty] | MONITORCENTRALSTATION | Monitor, Central Station | GE
NO | YES |  |  |  | 069-38015 | 069-38015 | GE Medical Systems | CIC PRO |  | SDY14101906GA | TMC - War Room |  |  | Monitor, Central Station |  | 069-38015 | 069-38015 | TMC | Memorial Hermann- Texas Medical Center | TMC - War Room | Central Monitor | 8/1/19 |  | 3/1/20 | No PM Sticker | MONITORS, CENTRAL STATION | Monitor, Central Station | MONITORCENTRALSTATION-GE-CIC PRO | MONITORCENTRALSTATION | CIC PRO |  |  |  | GE | Monitor, Central Station |  | MONITORCENTRALSTATION-GE-CIC PRO |  |  |  | MCS-A | Covered PM Repair - Biomedical | [9 empty] | MONITORCENTRALSTATION | Monitor, Central Station | GE
NO | YES |  |  |  | 069-34832 |  | GE Medical Systems | CIC PRO |  | SDY11047454GA | Memorial Hermann- T exas Medical Center Childrens OR | MHHS-TMC |  | Monitor, Central Station |  | 069-34832 |  | TMC | TCM | Memorial Hermann- T exas Medical Center Childrens OR | Nurse station | 8/1/19 |  | 8/1/20 |  | MONITORS, CENTRAL STATION |  | MONITORCENTRALSTATION-GE-CIC PRO | MONITORCENTRALSTATION | CIC PRO |  |  |  | GE | Monitor, Central Station |  | MONITORCENTRALSTATION-GE-CIC PRO |  |  |  |  | Covered PM Repair - Biomedical | MHHS-TMC
NO | YES |  |  |  | 069-37050 |  | GE Medical Systems | CIC PRO |  | SDY13084592GA | Memorial Hermann- T exas Medical Center Childrens OR | MHHS-TMC |  | Monitor, Central Station |  | 069-37050 |  | TMC | TCM | Memorial Hermann- T exas Medical Center Childrens OR | Nurse station | 8/1/19 |  | 8/1/20 |  | MONITORS, CENTRAL STATION |  | MONITORCENTRALSTATION-GE-CIC PRO | MONITORCENTRALSTATION | CIC PRO |  |  |  | GE | Monitor, Central Station |  | MONITORCENTRALSTATION-GE-CIC PRO |  |  |  |  | Covered PM Repair - Biomedical | MHHS-TMC
NO | YES |  |  |  | 069-35025 | 069-35025 | GE Medical Systems | CIC PRO |  | SDY11128476GA | IR | MHHS-TMC |  | Monitor, Central Station |  | 069-35025 | 069-35025 | TMC | Memorial Hermann-Texas Medical Center | IR | IR Holding | 8/1/19 |  |  |  | MONITORS, CENTRAL STATION |  | MONITORCENTRALSTATION-GE-CIC PRO | MONITORCENTRALSTATION | CIC PRO |  |  |  | GE | Monitor, Central Station |  | MONITORCENTRALSTATION-GE-CIC PRO |  | 1/1/17 |  |  | Covered PM Repair - Biomedical | MHHS-TMC
NO | YES |  |  |  | 029-10964 | 029-10964 | GE Medical Systems | CIC PRO |  | SGJ16221572SA | Woodlands-PCU5 | MHHS-Woodlands |  | Monitor, Central Station |  | 029-10964 | 029-10964 | Woodlands | MHHS-Woodlands | Woodlands-PCU5 | Nurse Station 2 | 11/1/19 |  | 11/1/20 |  | MONITORS, CENTRAL STATION | Monitor, Central Station | MONITORCENTRALSTATION-GE-CIC PRO | MONITORCENTRALSTATION | CIC PRO |  |  |  | GE | Monitor, Central Station |  | MONITORCENTRALSTATION-GE-CIC PRO |  |  |  | MCS-A | Covered PM Repair - Biomedical | MHHS-Woodlands | [8 empty] | MONITORCENTRALSTATION | Monitor, Central Station | GE
YES | YES |  |  |  | 069-41294 | 069-41294 | GE Medical Systems | CIC PRO |  | SGJ15040543GA | Tmc |  |  |  |  | 069-41294 | 069-41294 | TMC | Memorial Hermann-Texas Medical Center | Tmc | Biomed Shop | 8/1/19 |  | 8/1/20
NO | YES |  |  |  | 074-00693 | 074-00693 | GE Medical Systems | CIC PRO |  |  | TMC- Central Monitoring |  |  |  |  | 074-00693 | 074-00693 | TMC | Memorial Hermann-Texas Medical Center | TMC- Central Monitoring | Central Monitoring System | 3/1/20
NO | NO |  |  |  | 142-06896 |  | GE Medical Systems | CIC PRO |  | SGJ16344226SA | NE - ER | MHHS-Northeast |  | Monitor, Central Station |  | 142-06896 |  | Katy |  | NE - ER | [5 empty] | MONITORS, CENTRAL STATION |  | MONITORCENTRALSTATION-GE-CIC PRO | MONITORCENTRALSTATION | CIC PRO |  |  |  | GE | Monitor, Central Station |  | MONITORCENTRALSTATION-GE-CIC PRO |  |  |  |  | Covered PM Repair - Biomedical | MHHS-Northeast
NO | NO | [5 empty] | GE Medical Systems | CIC PRO |  | SDY12483796GA | SC CCC - (NE) - EMERGENCY ROOM | MHHS-Summer Creek CCC |  | Monitor, Central Station |  |  |  | Katy |  | SC CCC - (NE) - EMERGENCY ROOM | [5 empty] | MONITORS, CENTRAL STATION |  | MONITORCENTRALSTATION-GE-CIC PRO | MONITORCENTRALSTATION | CIC PRO |  |  |  | GE | Monitor, Central Station |  | MONITORCENTRALSTATION-GE-CIC PRO |  |  |  |  | Covered PM Repair - Biomedical | MHHS-Summer Creek CCC
NO | NO |  |  |  | 069-37433 |  | GE Medical Systems | CIC PRO |  | SDY12312474GA | TMC - CENTRAL MONITORING - HVI (3HVI) | MHHS-TMC |  | Monitor, Central Station |  | 069-37433 |  | TMC |  | TMC - CENTRAL MONITORING - HVI (3HVI) | [5 empty] | MONITORS, CENTRAL STATION |  | MONITORCENTRALSTATION-GE-CIC PRO | MONITORCENTRALSTATION | CIC PRO |  |  |  | GE | Monitor, Central Station |  | MONITORCENTRALSTATION-GE-CIC PRO |  |  |  |  | Covered PM Repair - Biomedical | MHHS-TMC
NO | NO | [5 empty] | GE Medical Systems | CIC PRO |  | SDY10527153GA | TMC - CHILDRENS - NICU (7HP) | MHHS-TMC |  | Monitor, Central Station |  |  |  | TMC |  | TMC - CHILDRENS - NICU (7HP) | [5 empty] | MONITORS, CENTRAL STATION |  | MONITORCENTRALSTATION-GE-CIC PRO | MONITORCENTRALSTATION | CIC PRO |  |  |  | GE | Monitor, Central Station |  | MONITORCENTRALSTATION-GE-CIC PRO |  |  |  |  | Covered PM Repair - Biomedical | MHHS-TMC
NO | NO | [5 empty] | GE Medical Systems | CIC PRO |  | SDY09201441GA | TMC - CHILDRENS - NICU (7HP) | MHHS-TMC |  | Monitor, Central Station |  |  |  | TMC |  | TMC - CHILDRENS - NICU (7HP) | [5 empty] | MONITORS, CENTRAL STATION |  | MONITORCENTRALSTATION-GE-CIC PRO | MONITORCENTRALSTATION | CIC PRO |  |  |  | GE | Monitor, Central Station |  | MONITORCENTRALSTATION-GE-CIC PRO |  |  |  |  | Covered PM Repair - Biomedical | MHHS-TMC
NO | NO |  |  |  | 069-37047 |  | GE Medical Systems | CIC PRO |  | SDY13064347GA | TMC - CULLEN - MIMU (2C) | MHHS-TMC |  | Monitor, Central Station |  | 069-37047 |  | TMC |  | TMC - CULLEN - MIMU (2C) | [5 empty] | MONITORS, CENTRAL STATION |  | MONITORCENTRALSTATION-GE-CIC PRO | MONITORCENTRALSTATION | CIC PRO |  |  |  | GE | Monitor, Central Station |  | MONITORCENTRALSTATION-GE-CIC PRO |  |  |  |  | Covered PM Repair - Biomedical | MHHS-TMC
NO | NO |  |  |  | 069-39270 |  | GE Medical Systems | CIC PRO |  | SDY13450520GA | TMC - HERMANN - ADULT ER (1HP) | MHHS-TMC |  | Monitor, Central Station |  | 069-39270 |  | TMC |  | TMC - HERMANN - ADULT ER (1HP) | [5 empty] | MONITORS, CENTRAL STATION |  | MONITORCENTRALSTATION-GE-CIC PRO | MONITORCENTRALSTATION | CIC PRO |  |  |  | GE | Monitor, Central Station |  | MONITORCENTRALSTATION-GE-CIC PRO |  |  |  |  | Covered PM Repair - Biomedical | MHHS-TMC
NO | NO | [5 empty] | GE Medical Systems | CIC PRO |  | SDY1118302GR | TMC - HERMANN - STICU (3HP) | MHHS-TMC |  | Monitor, Central Station |  |  |  | TMC |  | TMC - HERMANN - STICU (3HP) | [5 empty] | MONITORS, CENTRAL STATION |  | MONITORCENTRALSTATION-GE-CIC PRO | MONITORCENTRALSTATION | CIC PRO |  |  |  | GE | Monitor, Central Station |  | MONITORCENTRALSTATION-GE-CIC PRO |  |  |  |  | Covered PM Repair - Biomedical | MHHS-TMC
NO | NO |  |  |  | 069-39433 |  | GE Medical Systems | CIC PRO |  | SDY14081704GA | TMC - MHTMC - CLINICAL ENGINEERING | MHHS-TMC |  | Monitor, Central Station |  | 069-39433 |  | TMC |  | TMC - MHTMC - CLINICAL ENGINEERING | [5 empty] | MONITORS, CENTRAL STATION |  | MONITORCENTRALSTATION-GE-CIC PRO | MONITORCENTRALSTATION | CIC PRO |  |  |  | GE | Monitor, Central Station |  | MONITORCENTRALSTATION-GE-CIC PRO |  |  |  |  | Covered PM Repair - Biomedical | MHHS-TMC
NO | NO |  |  |  | 069-39434 |  | GE Medical Systems | CIC PRO |  | SDY14081688GA | TMC - MHTMC - CLINICAL ENGINEERING | MHHS-TMC |  | Monitor, Central Station |  | 069-39434 |  | TMC |  | TMC - MHTMC - CLINICAL ENGINEERING | [5 empty] | MONITORS, CENTRAL STATION |  | MONITORCENTRALSTATION-GE-CIC PRO | MONITORCENTRALSTATION | CIC PRO |  |  |  | GE | Monitor, Central Station |  | MONITORCENTRALSTATION-GE-CIC PRO |  |  |  |  | Covered PM Repair - Biomedical | MHHS-TMC
NO | NO |  |  |  | 069-41070 |  | GE Medical Systems | CIC PRO |  | SDY14413187GA | TMC - PACU - ROBERTSON (2R) | MHHS-TMC |  | Monitor, Central Station |  | 069-41070 |  | TMC |  | TMC - PACU - ROBERTSON (2R) | [5 empty] | MONITORS, CENTRAL STATION |  | MONITORCENTRALSTATION-GE-CIC PRO | MONITORCENTRALSTATION | CIC PRO |  |  |  | GE | Monitor, Central Station |  | MONITORCENTRALSTATION-GE-CIC PRO |  |  |  |  | Covered PM Repair - Biomedical | MHHS-TMC
NO | NO |  |  |  | 029-05842 |  | GE Medical Systems | CIC PRO |  | SDY09131194GA | WOODLANDS - TERRAMONT ER (CLINIC) | MHHS-Woodlands |  | Monitor, Central Station |  | 029-05842 |  | Woodlands |  | WOODLANDS - TERRAMONT ER (CLINIC) | [5 empty] | MONITORS, CENTRAL STATION |  | MONITORCENTRALSTATION-GE-CIC PRO | MONITORCENTRALSTATION | CIC PRO |  |  |  | GE | Monitor, Central Station |  | MONITORCENTRALSTATION-GE-CIC PRO |  |  |  |  | Covered PM Repair - Biomedical | MHHS-Woodlands
NO | YES |  |  |  |  | 142-01815 | GE Medical Systems | CIC PRO V4.1 |  | SDY11067574GA | NE-ICU | MHHS-Northeast |  |  |  |  | 142-01815 | Katy | MHHS-Northeast | NE-ICU | ICU | 1/1/19 | 1/1/20 |  |  | MONITORS, CENTRAL STATION | Monitor, Central Station | MONITORCENTRALSTATION-GE-CIC PRO |  |  |  |  | MONITORCENTRALSTATION-GE-CIC PRO | GE |  |  |  |  | 7/1/16 |  | MCS-A | Covered PM Repair - Biomedical | MHHS-Northeast | [8 empty] | MONITORCENTRALSTATION | Monitor, Central Station | GE
NO | YES |  |  |  |  | 142-01817 | GE Medical Systems | CIC PRO V4.1 |  | SDY11067781GA | NE-ICU | MHHS-Northeast |  |  |  |  | 142-01817 | Katy | MHHS-Northeast | NE-ICU |  | 1/1/19 | 1/1/20 |  |  | MONITORS, CENTRAL STATION | Monitor, Central Station | MONITORCENTRALSTATION-GE-CIC PRO |  |  |  |  | MONITORCENTRALSTATION-GE-CIC PRO | GE | [6 empty] | MCS-A | Covered PM Repair - Biomedical | MHHS-Northeast | [8 empty] | MONITORCENTRALSTATION | Monitor, Central Station | GE
NO | YES |  |  |  |  | 142-01810 | GE Medical Systems | CIC PRO V4.1 |  | SDY11057555GA | NE-IMU2 | MHHS-Northeast |  |  |  |  | 142-01810 | Katy | MHHS-Northeast | NE-IMU2 | Station | 5/1/19 | 5/1/20 |  |  | MONITORS, CENTRAL STATION | Monitor, Central Station | MONITORCENTRALSTATION-GE-CIC PRO |  |  |  |  | MONITORCENTRALSTATION-GE-CIC PRO | GE | [6 empty] | MCS-A | Covered PM Repair - Biomedical | MHHS-Northeast | [8 empty] | MONITORCENTRALSTATION | Monitor, Central Station | GE
NO | YES |  |  |  | 029-07666 | 029-07666 | GE Medical Systems | CIC PRO V4.1 |  | SDY10537263GA | Woodlands-PCU4 | MHHS-Woodlands |  |  |  | 029-07666 | 029-07666 | Woodlands | MHHS-Woodlands | Woodlands-PCU4 | Nurse Station | 11/1/19 |  | 11/1/20 |  | MONITORS, CENTRAL STATION | Monitor, Central Station | MONITORCENTRALSTATION-GE-CIC PRO |  |  |  |  | MONITORCENTRALSTATION-GE-CIC PRO | GE | [6 empty] | MCS-A | Covered PM Repair - Biomedical | MHHS-Woodlands | [8 empty] | MONITORCENTRALSTATION | Monitor, Central Station | GE
NO | YES | Asset Tag 029-07795 |  |  | 029-07795 | 029-07795 | GE Medical Systems | CIC PRO V4.1 |  | SDY11138606GA | Woodlands-Observation | MHHS-Woodlands |  |  |  | 029-07795 | 029-07795 | Woodlands | MHHS-Woodlands | Woodlands-Observation |  | 5/8/19 |  |  |  | MONITORS, CENTRAL STATION | Monitor, Central Station | MONITORCENTRALSTATION-GE-CIC PRO |  |  |  |  | MONITORCENTRALSTATION-GE-CIC PRO | GE | [5 empty] | Finished from Script 3/27/2020 12:11:52pm (Central) | MCS-A | Covered PM Repair - Biomedical | MHHS-Woodlands | [8 empty] | MONITORCENTRALSTATION | Monitor, Central Station | GE
NO | YES |  |  |  | 029-06643 | 029-06643 | GE Medical Systems | CIC PRO V4.1 |  | SDY10244753GA | PUC 3 | MHHS-Woodlands |  |  |  | 029-06643 | 029-06643 | Woodlands | Memorial Hermann The Woodlands Medical Center | PUC 3 | PUC 3 | 9/1/19 |  | 9/1/20 |  | MONITORS, CENTRAL STATION | Monitor, Central Station | MONITORCENTRALSTATION-GE-CIC PRO |  |  |  |  | MONITORCENTRALSTATION-GE-CIC PRO | GE | [6 empty] | MCS-A | Covered PM Repair - Biomedical | MHHS-Woodlands | [8 empty] | MONITORCENTRALSTATION | Monitor, Central Station | GE
NO | YES |  |  |  | 029-06644 | 029-06644 | GE Medical Systems | CIC PRO V4.1 |  | SDY10244740GA | Woodlands-PCU3 | MHHS-Woodlands |  |  |  | 029-06644 | 029-06644 | Woodlands | MHHS-Woodlands | Woodlands-PCU3 | Nurse Station | 8/1/19 |  | 8/1/20 |  | MONITORS, CENTRAL STATION | Monitor, Central Station | MONITORCENTRALSTATION-GE-CIC PRO |  |  |  |  | MONITORCENTRALSTATION-GE-CIC PRO | GE | [6 empty] | MCS-A | Covered PM Repair - Biomedical | MHHS-Woodlands | [8 empty] | MONITORCENTRALSTATION | Monitor, Central Station | GE
NO | YES |  |  |  | 029-06645 | 029-06645 | GE Medical Systems | CIC PRO V4.1 |  | SDY10244755GA | Woodlands-Telemetry | MHHS-Woodlands |  |  |  | 029-06645 | 029-06645 | Woodlands | MHHS-Woodlands | Woodlands-Telemetry | PCU 3 | 10/1/19 |  | 10/1/20 |  | MONITORS, CENTRAL STATION | Monitor, Central Station | MONITORCENTRALSTATION-GE-CIC PRO |  |  |  |  | MONITORCENTRALSTATION-GE-CIC PRO | GE | [6 empty] | MCS-A | Covered PM Repair - Biomedical | MHHS-Woodlands | [8 empty] | MONITORCENTRALSTATION | Monitor, Central Station | GE
NO | YES |  |  |  | 029-06646 | 029-06646 | GE Medical Systems | CIC PRO V4.1 |  | SDY10244716GA | Woodlands-PCU3 | MHHS-Woodlands |  |  |  | 029-06646 | 029-06646 | Woodlands | MHHS-Woodlands | Woodlands-PCU3 | PCU3 | 10/1/19 |  | 10/1/20 |  | MONITORS, CENTRAL STATION | Monitor, Central Station | MONITORCENTRALSTATION-GE-CIC PRO |  |  |  |  | MONITORCENTRALSTATION-GE-CIC PRO | GE | [6 empty] | MCS-A | Covered PM Repair - Biomedical | MHHS-Woodlands | [8 empty] | MONITORCENTRALSTATION | Monitor, Central Station | GE
NO | YES |  |  |  | 029-06648 | 029-06648 | GE Medical Systems | CIC PRO V4.1 |  | SDY10244760GA | Woodlands-PCU3 | MHHS-Woodlands |  |  |  | 029-06648 | 029-06648 | Woodlands | MHHS-Woodlands | Woodlands-PCU3 | Nurse Station | 8/1/19 |  | 8/1/20 |  | MONITORS, CENTRAL STATION | Monitor, Central Station | MONITORCENTRALSTATION-GE-CIC PRO |  |  |  |  | MONITORCENTRALSTATION-GE-CIC PRO | GE | [6 empty] | MCS-A | Covered PM Repair - Biomedical | MHHS-Woodlands | [8 empty] | MONITORCENTRALSTATION | Monitor, Central Station | GE
NO | YES |  |  |  | 029-06642 | 029-06642 | GE Medical Systems | CIC PRO V4.1 |  | SDY10224470GA | Woodlands-PCU6 | MHHS-Woodlands |  |  |  | 029-06642 | 029-06642 | Woodlands | MHHS-Woodlands | Woodlands-PCU6 | Nursing station 2 | 5/1/19 |  | 9/1/20 |  | MONITORS, CENTRAL STATION | Monitor, Central Station | MONITORCENTRALSTATION-GE-CIC PRO |  |  |  |  | MONITORCENTRALSTATION-GE-CIC PRO | GE | [6 empty] | MCS-A | Covered PM Repair - Biomedical | MHHS-Woodlands | [8 empty] | MONITORCENTRALSTATION | Monitor, Central Station | GE
NO | YES |  |  |  | 029-07796 | 029-07796 | GE Medical Systems | CIC PRO V4.1 |  | SDY11138620GA | Woodlands-PCU6 | MHHS-Woodlands |  |  |  | 029-07796 | 029-07796 | Woodlands | MHHS-Woodlands | Woodlands-PCU6 | Nurse Station | 9/1/19 |  | 9/1/20 |  | MONITORS, CENTRAL STATION | Monitor, Central Station | MONITORCENTRALSTATION-GE-CIC PRO |  |  |  |  | MONITORCENTRALSTATION-GE-CIC PRO | GE | [6 empty] | MCS-A | Covered PM Repair - Biomedical | MHHS-Woodlands | [8 empty] | MONITORCENTRALSTATION | Monitor, Central Station | GE
NO | NO |  |  |  | 029-06647 |  | GE Medical Systems | CIC PRO V4.1 |  | SDY10244745GA | WOODLANDS - PCU3 | MHHS-Woodlands |  |  |  | 029-06647 |  | Woodlands |  | WOODLANDS - PCU3 | [5 empty] | MONITORS, CENTRAL STATION |  | MONITORCENTRALSTATION-GE-CIC PRO |  |  |  |  | MONITORCENTRALSTATION-GE-CIC PRO | GE | [7 empty] | Covered PM Repair - Biomedical | MHHS-Woodlands
NO | YES |  |  |  | 069-47590 | 069-47590 | GE Medical Systems | CIC V2 |  | SKN19460075SA | TMC-Central Monitoring-Robertson (1R) | MHHS-TMC |  |  |  | 069-47590 | 069-47590 | TMC | MHHS-TMC | TMC-Central Monitoring-Robertson (1R) | Cmu war room | 12/1/19 | 12/1/20 | 12/1/20 |  | MONITORS, CENTRAL STATION | Monitor, Central Station | MONITORCENTRALSTATION-GE-CIC |  |  |  |  | MONITORCENTRALSTATION-GE-CIC | GE | [6 empty] | MCS-A | Covered PM Repair - Biomedical | MHHS-TMC | [8 empty] | MONITORCENTRALSTATION | Monitor, Central Station | GE
NO | YES |  |  |  | 069-47592 | 069-47592 | GE Medical Systems | CIC V2 |  | SKN19350024SA | TMC-Central Monitoring-Robertson (1R) | MHHS-TMC |  |  |  | 069-47592 | 069-47592 | TMC | MHHS-TMC | TMC-Central Monitoring-Robertson (1R) |  | 11/1/19 |  | 11/1/20 |  | MONITORS, CENTRAL STATION | Monitor, Central Station | MONITORCENTRALSTATION-GE-CIC |  |  |  |  | MONITORCENTRALSTATION-GE-CIC | GE | [6 empty] | MCS-A | Covered PM Repair - Biomedical | MHHS-TMC | [8 empty] | MONITORCENTRALSTATION | Monitor, Central Station | GE
NO | YES |  |  |  | 069-47593 | 069-47593 | GE Medical Systems | CIC V2 |  | SKN19350026SA | TMC-Central Monitoring-Robertson (1R) | MHHS-TMC |  |  |  | 069-47593 | 069-47593 | TMC | MHHS-TMC | TMC-Central Monitoring-Robertson (1R) | ROBERTSON (1R) |  |  |  |  | MONITORS, CENTRAL STATION | Monitor, Central Station | MONITORCENTRALSTATION-GE-CIC |  |  |  |  | MONITORCENTRALSTATION-GE-CIC | GE | [6 empty] | MCS-A | Covered PM Repair - Biomedical | MHHS-TMC | [8 empty] | MONITORCENTRALSTATION | Monitor, Central Station | GE
NO | YES |  |  |  | 069-47594 | 069-47594 | GE Medical Systems | CIC V2 |  | SKN19350025SA | TMC-Central Monitoring-Robertson (1R) | MHHS-TMC |  |  |  | 069-47594 | 069-47594 | TMC | MHHS-TMC | TMC-Central Monitoring-Robertson (1R) | ROBERTSON (1R) | 11/1/19 |  | 11/1/20 |  | MONITORS, CENTRAL STATION | Monitor, Central Station | MONITORCENTRALSTATION-GE-CIC |  |  |  |  | MONITORCENTRALSTATION-GE-CIC | GE | [6 empty] | MCS-A | Covered PM Repair - Biomedical | MHHS-TMC | [8 empty] | MONITORCENTRALSTATION | Monitor, Central Station | GE
NO | YES |  |  |  | 069-47595 | 069-47595 | GE Medical Systems | CIC V2 |  | SKN19350029SA | TMC-Central Monitoring-Robertson (1R) | MHHS-TMC |  |  |  | 069-47595 | 069-47595 | TMC | MHHS-TMC | TMC-Central Monitoring-Robertson (1R) | ROBERTSON (1R) | 12/1/19 |  | 11/1/20 |  | MONITORS, CENTRAL STATION | Monitor, Central Station | MONITORCENTRALSTATION-GE-CIC |  |  |  |  | MONITORCENTRALSTATION-GE-CIC | GE | [6 empty] | MCS-A | Covered PM Repair - Biomedical | MHHS-TMC | [8 empty] | MONITORCENTRALSTATION | Monitor, Central Station | GE
NO | YES |  |  |  | 069-47597 | 069-47597 | GE Medical Systems | CIC V2 |  | SKN19350002SA | TMC-Central Monitoring-Robertson (1R) | MHHS-TMC |  |  |  | 069-47597 | 069-47597 | TMC | MHHS-TMC | TMC-Central Monitoring-Robertson (1R) | Cmu war room | 11/1/19 |  | 11/1/20 |  | MONITORS, CENTRAL STATION | Monitor, Central Station | MONITORCENTRALSTATION-GE-CIC |  |  |  |  | MONITORCENTRALSTATION-GE-CIC | GE | [6 empty] | MCS-A | Covered PM Repair - Biomedical | MHHS-TMC | [8 empty] | MONITORCENTRALSTATION | Monitor, Central Station | GE
NO | YES |  |  |  | 069-47598 | 069-47598 | GE Medical Systems | CIC V2 |  | SKN19350001SA | TMC-Central Monitoring-Robertson (1R) | MHHS-TMC |  |  |  | 069-47598 | 069-47598 | TMC | MHHS-TMC | TMC-Central Monitoring-Robertson (1R) | Cmu war room | 11/1/19 |  | 11/1/20 |  | MONITORS, CENTRAL STATION | Monitor, Central Station | MONITORCENTRALSTATION-GE-CIC |  |  |  |  | MONITORCENTRALSTATION-GE-CIC | GE | [6 empty] | MCS-A | Covered PM Repair - Biomedical | MHHS-TMC | [8 empty] | MONITORCENTRALSTATION | Monitor, Central Station | GE
NO | YES |  |  |  | 069-47599 | 069-47599 | GE Medical Systems | CIC V2 |  | SKN19350028SA | TMC-Central Monitoring-Robertson (1R) | MHHS-TMC |  |  |  | 069-47599 | 069-47599 | TMC | MHHS-TMC | TMC-Central Monitoring-Robertson (1R) | Cmu war room | 11/1/19 |  | 11/1/20 |  | MONITORS, CENTRAL STATION | Monitor, Central Station | MONITORCENTRALSTATION-GE-CIC |  |  |  |  | MONITORCENTRALSTATION-GE-CIC | GE | [6 empty] | MCS-A | Covered PM Repair - Biomedical | MHHS-TMC | [8 empty] | MONITORCENTRALSTATION | Monitor, Central Station | GE
NO | YES |  |  |  | 069-47600 | 069-47600 | GE Medical Systems | CIC V2 |  | SKN19350014SA | TMC-Central Monitoring-Robertson (1R) | MHHS-TMC |  |  |  | 069-47600 | 069-47600 | TMC | MHHS-TMC | TMC-Central Monitoring-Robertson (1R) | ROBERTSON (1R) | 11/1/19 |  | 11/1/20 |  | MONITORS, CENTRAL STATION | Monitor, Central Station | MONITORCENTRALSTATION-GE-CIC |  |  |  |  | MONITORCENTRALSTATION-GE-CIC | GE | [6 empty] | MCS-A | Covered PM Repair - Biomedical | MHHS-TMC | [8 empty] | MONITORCENTRALSTATION | Monitor, Central Station | GE
NO | YES |  |  |  | 069-47601 | 069-47601 | GE Medical Systems | CIC V2 |  | SKN19350013SA | TMC-Central Monitoring-Robertson (1R) | MHHS-TMC |  |  |  | 069-47601 | 069-47601 | TMC | MHHS-TMC | TMC-Central Monitoring-Robertson (1R) | Cmu war room | 11/1/19 |  | 11/1/20 |  | MONITORS, CENTRAL STATION | Monitor, Central Station | MONITORCENTRALSTATION-GE-CIC |  |  |  |  | MONITORCENTRALSTATION-GE-CIC | GE | [6 empty] | MCS-A | Covered PM Repair - Biomedical | MHHS-TMC | [8 empty] | MONITORCENTRALSTATION | Monitor, Central Station | GE
NO | YES |  |  |  | 069-47602 | 069-47602 | GE Medical Systems | CIC V2 |  | SKN19350012SA | TMC-Central Monitoring-Robertson (1R) | MHHS-TMC |  |  |  | 069-47602 | 069-47602 | TMC | MHHS-TMC | TMC-Central Monitoring-Robertson (1R) | ROBERTSON (1R) | 11/1/19 |  | 11/1/20 |  | MONITORS, CENTRAL STATION | Monitor, Central Station | MONITORCENTRALSTATION-GE-CIC |  |  |  |  | MONITORCENTRALSTATION-GE-CIC | GE | [6 empty] | MCS-A | Covered PM Repair - Biomedical | MHHS-TMC | [8 empty] | MONITORCENTRALSTATION | Monitor, Central Station | GE
NO | YES |  |  |  | 069-47603 | 069-47603 | GE Medical Systems | CIC V2 |  | SKN19460074SA | TMC-Central Monitoring-Robertson (1R) | MHHS-TMC |  |  |  | 069-47603 | 069-47603 | TMC | MHHS-TMC | TMC-Central Monitoring-Robertson (1R) | Central monitoring room | 11/1/19 |  | 11/1/20 |  | MONITORS, CENTRAL STATION | Monitor, Central Station | MONITORCENTRALSTATION-GE-CIC |  |  |  |  | MONITORCENTRALSTATION-GE-CIC | GE | [6 empty] | MCS-A | Covered PM Repair - Biomedical | MHHS-TMC | [8 empty] | MONITORCENTRALSTATION | Monitor, Central Station | GE
NO | YES |  |  |  | 069-47604 | 069-47604 | GE Medical Systems | CIC V2 |  | SKN19350009SA | TMC-Central Monitoring-Robertson (1R) | MHHS-TMC |  |  |  | 069-47604 | 069-47604 | TMC | MHHS-TMC | TMC-Central Monitoring-Robertson (1R) | Central monitoring room | 11/1/19 |  | 11/1/20 |  | MONITORS, CENTRAL STATION | Monitor, Central Station | MONITORCENTRALSTATION-GE-CIC |  |  |  |  | MONITORCENTRALSTATION-GE-CIC | GE | [6 empty] | MCS-A | Covered PM Repair - Biomedical | MHHS-TMC | [8 empty] | MONITORCENTRALSTATION | Monitor, Central Station | GE
NO | YES |  |  |  | 069-47605 | 069-47605 | GE Medical Systems | CIC V2 |  | SKN19350099SA | TMC-Central Monitoring-Robertson (1R) | MHHS-TMC |  |  |  | 069-47605 | 069-47605 | TMC | MHHS-TMC | TMC-Central Monitoring-Robertson (1R) | Central monitoring room | 11/1/19 |  | 11/1/20 |  | MONITORS, CENTRAL STATION | Monitor, Central Station | MONITORCENTRALSTATION-GE-CIC |  |  |  |  | MONITORCENTRALSTATION-GE-CIC | GE | [6 empty] | MCS-A | Covered PM Repair - Biomedical | MHHS-TMC | [8 empty] | MONITORCENTRALSTATION | Monitor, Central Station | GE
NO | YES |  |  |  | 069-47606 | 069-47606 | GE Medical Systems | CIC V2 |  | SKN19350003SA | TMC-Central Monitoring-Robertson (1R) | MHHS-TMC |  |  |  | 069-47606 | 069-47606 | TMC | MHHS-TMC | TMC-Central Monitoring-Robertson (1R) | Central monitoring room | 11/1/19 |  | 11/1/20 |  | MONITORS, CENTRAL STATION | Monitor, Central Station | MONITORCENTRALSTATION-GE-CIC |  |  |  |  | MONITORCENTRALSTATION-GE-CIC | GE | [6 empty] | MCS-A | Covered PM Repair - Biomedical | MHHS-TMC | [8 empty] | MONITORCENTRALSTATION | Monitor, Central Station | GE
NO | YES |  |  |  | 069-47607 | 069-47607 | GE Medical Systems | CIC V2 |  | SKN19350015SA | TMC-Central Monitoring-Robertson (1R) | MHHS-TMC |  |  |  | 069-47607 | 069-47607 | TMC | MHHS-TMC | TMC-Central Monitoring-Robertson (1R) | Central monitoring room | 11/1/19 |  | 11/1/20 |  | MONITORS, CENTRAL STATION | Monitor, Central Station | MONITORCENTRALSTATION-GE-CIC |  |  |  |  | MONITORCENTRALSTATION-GE-CIC | GE | [6 empty] | MCS-A | Covered PM Repair - Biomedical | MHHS-TMC | [8 empty] | MONITORCENTRALSTATION | Monitor, Central Station | GE
NO | YES |  |  |  | 069-47608 | 069-47608 | GE Medical Systems | CIC V2 |  | SKN19350032SA | TMC-Central Monitoring-Robertson (1R) | MHHS-TMC |  |  |  | 069-47608 | 069-47608 | TMC | MHHS-TMC | TMC-Central Monitoring-Robertson (1R) | Central monitoring room | 11/1/19 |  | 11/1/20 |  | MONITORS, CENTRAL STATION | Monitor, Central Station | MONITORCENTRALSTATION-GE-CIC |  |  |  |  | MONITORCENTRALSTATION-GE-CIC | GE | [6 empty] | MCS-A | Covered PM Repair - Biomedical | MHHS-TMC | [8 empty] | MONITORCENTRALSTATION | Monitor, Central Station | GE
NO | YES |  |  |  | 069-47609 | 069-47609 | GE Medical Systems | CIC V2 |  | SKN19350008SA | TMC-Central Monitoring-Robertson (1R) | MHHS-TMC |  |  |  | 069-47609 | 069-47609 | TMC | MHHS-TMC | TMC-Central Monitoring-Robertson (1R) | Central monitoring room | 11/1/19 |  | 11/1/20 |  | MONITORS, CENTRAL STATION | Monitor, Central Station | MONITORCENTRALSTATION-GE-CIC |  |  |  |  | MONITORCENTRALSTATION-GE-CIC | GE | [6 empty] | MCS-A | Covered PM Repair - Biomedical | MHHS-TMC | [8 empty] | MONITORCENTRALSTATION | Monitor, Central Station | GE
NO | YES |  |  |  | 069-47610 | 069-47610 | GE Medical Systems | CIC V2 |  | SKN19350011SA | TMC-Central Monitoring-Robertson (1R) | MHHS-TMC |  |  |  | 069-47610 | 069-47610 | TMC | MHHS-TMC | TMC-Central Monitoring-Robertson (1R) | Central monitoring room | 11/1/19 |  | 11/1/20 |  | MONITORS, CENTRAL STATION | Monitor, Central Station | MONITORCENTRALSTATION-GE-CIC |  |  |  |  | MONITORCENTRALSTATION-GE-CIC | GE | [6 empty] | MCS-A | Covered PM Repair - Biomedical | MHHS-TMC | [8 empty] | MONITORCENTRALSTATION | Monitor, Central Station | GE
NO | YES |  |  |  | 069-47611 | 069-47611 | GE Medical Systems | CIC V2 |  | SKN19350021SA | TMC-Central Monitoring-Robertson (1R) | MHHS-TMC |  |  |  | 069-47611 | 069-47611 | TMC | MHHS-TMC | TMC-Central Monitoring-Robertson (1R) | Cmu war room | 11/1/19 |  | 11/1/20 |  | MONITORS, CENTRAL STATION | Monitor, Central Station | MONITORCENTRALSTATION-GE-CIC |  |  |  |  | MONITORCENTRALSTATION-GE-CIC | GE | [6 empty] | MCS-A | Covered PM Repair - Biomedical | MHHS-TMC | [8 empty] | MONITORCENTRALSTATION | Monitor, Central Station | GE
NO | YES |  |  |  | 069-47612 | 069-47612 | GE Medical Systems | CIC V2 |  | SKN19350031SA | TMC-Central Monitoring-Robertson (1R) | MHHS-TMC |  |  |  | 069-47612 | 069-47612 | TMC | MHHS-TMC | TMC-Central Monitoring-Robertson (1R) | Cmu war room | 11/1/19 |  | 11/1/20 |  | MONITORS, CENTRAL STATION | Monitor, Central Station | MONITORCENTRALSTATION-GE-CIC |  |  |  |  | MONITORCENTRALSTATION-GE-CIC | GE | [6 empty] | MCS-A | Covered PM Repair - Biomedical | MHHS-TMC | [8 empty] | MONITORCENTRALSTATION | Monitor, Central Station | GE
NO | YES |  |  |  | 069-47613 | 069-47613 | GE Medical Systems | CIC V2 |  | SKN19350010SA | TMC-Central Monitoring-Robertson (1R) | MHHS-TMC |  |  |  | 069-47613 | 069-47613 | TMC | MHHS-TMC | TMC-Central Monitoring-Robertson (1R) | Cmu war room | 11/1/19 |  | 11/1/20 |  | MONITORS, CENTRAL STATION | Monitor, Central Station | MONITORCENTRALSTATION-GE-CIC |  |  |  |  | MONITORCENTRALSTATION-GE-CIC | GE | [6 empty] | MCS-A | Covered PM Repair - Biomedical | MHHS-TMC | [8 empty] | MONITORCENTRALSTATION | Monitor, Central Station | GE
NO | YES |  |  |  | 069-47614 | 069-47614 | GE Medical Systems | CIC V2 |  | SKN19350030SA | TMC-Central Monitoring-Robertson (1R) | MHHS-TMC |  |  |  | 069-47614 | 069-47614 | TMC | MHHS-TMC | TMC-Central Monitoring-Robertson (1R) | Cmu war room | 11/1/19 |  | 11/1/20 |  | MONITORS, CENTRAL STATION | Monitor, Central Station | MONITORCENTRALSTATION-GE-CIC |  |  |  |  | MONITORCENTRALSTATION-GE-CIC | GE | [6 empty] | MCS-A | Covered PM Repair - Biomedical | MHHS-TMC | [8 empty] | MONITORCENTRALSTATION | Monitor, Central Station | GE
NO | YES |  |  |  | 069-47615 | 069-47615 | GE Medical Systems | CIC V2 |  | SKN19350020SA | TMC-Central Monitoring-Robertson (1R) | MHHS-TMC |  |  |  | 069-47615 | 069-47615 | TMC | MHHS-TMC | TMC-Central Monitoring-Robertson (1R) | Cmu war room | 11/1/19 |  | 11/1/20 |  | MONITORS, CENTRAL STATION | Monitor, Central Station | MONITORCENTRALSTATION-GE-CIC |  |  |  |  | MONITORCENTRALSTATION-GE-CIC | GE | [6 empty] | MCS-A | Covered PM Repair - Biomedical | MHHS-TMC | [8 empty] | MONITORCENTRALSTATION | Monitor, Central Station | GE
NO | YES |  |  |  | 069-47616 | 069-47616 | GE Medical Systems | CIC V2 |  | SKN19350027SA | TMC-Central Monitoring-Robertson (1R) | MHHS-TMC |  |  |  | 069-47616 | 069-47616 | TMC | MHHS-TMC | TMC-Central Monitoring-Robertson (1R) | Cmu war room | 11/1/19 |  | 11/1/20 |  | MONITORS, CENTRAL STATION | Monitor, Central Station | MONITORCENTRALSTATION-GE-CIC |  |  |  |  | MONITORCENTRALSTATION-GE-CIC | GE | [6 empty] | MCS-A | Covered PM Repair - Biomedical | MHHS-TMC | [8 empty] | MONITORCENTRALSTATION | Monitor, Central Station | GE
NO | YES |  |  |  | 069-47819 | 069-47819 | GE Medical Systems | CIC V2 |  | SKN19110108SA | TMC-Central Monitoring-Robertson (1R) | MHHS-TMC |  |  |  | 069-47819 | 069-47819 | TMC | MHHS-TMC | TMC-Central Monitoring-Robertson (1R) | Cmu war room | 12/1/19 |  | 12/1/20 |  | MONITORS, CENTRAL STATION | Monitor, Central Station | MONITORCENTRALSTATION-GE-CIC |  |  |  |  | MONITORCENTRALSTATION-GE-CIC | GE |  |  |  |  | 8/1/17 |  | MCS-A | Covered PM Repair - Biomedical | MHHS-TMC | [8 empty] | MONITORCENTRALSTATION | Monitor, Central Station | GE
NO | YES |  |  |  | 029-32479 | 029-32479 | GE Medical Systems | CIC V2 |  | SKN19180041SA | Woodlands-Neurology | MHHS-Woodlands |  |  |  | 029-32479 | 029-32479 | Woodlands | MHHS-Woodlands | Woodlands-Neurology | Back Corner | 6/1/19 |  | 6/1/20 |  | MONITORS, CENTRAL STATION | Monitor, Central Station | MONITORCENTRALSTATION-GE-CIC |  |  |  |  | MONITORCENTRALSTATION-GE-CIC | GE | [6 empty] | MCS-A | Clinical Miscellaneous | MHHS-Woodlands | [8 empty] | MONITORCENTRALSTATION | Monitor, Central Station | GE
YES | YES |  |  |  | 069-44568 | 069-44568 | GE Medical Systems | CIC V2 |  | Nsn | TMC - CENTRAL MONITORING - ROBERTSON (1R) |  |  |  |  | 069-44568 | 069-44568 | TMC | Memorial Hermann-Texas Medical Center | TMC - CENTRAL MONITORING - ROBERTSON (1R) | Cmu war room | 3/1/20 |  | 3/1/21
NO | YES |  |  |  | 069-47591 | 069-47591 | GE Medical Systems | CIC V2 |  | NSN | TMC-Central Monitoring-Robertson (1R) | MHHS-TMC |  |  |  | 069-47591 | 069-47591 | TMC | MHHS-TMC | TMC-Central Monitoring-Robertson (1R) | Cmu war room | 12/1/19 | 12/1/20 | 12/1/20 | [18 empty] | MHHS-TMC
NO | NO |  |  |  | 069-47596 |  | GE Medical Systems | CIC V2 |  | SKN19350007SA | TMC - CENTRAL MONITORING - ROBERTSON (1R) | MHHS-TMC |  |  |  | 069-47596 |  | TMC |  | TMC - CENTRAL MONITORING - ROBERTSON (1R) | [5 empty] | MONITORS, CENTRAL STATION |  | MONITORCENTRALSTATION-GE-CIC |  |  |  |  | MONITORCENTRALSTATION-GE-CIC | GE | [7 empty] | Covered PM Repair - Biomedical | MHHS-TMC
NO | YES |  |  |  | 009-09781 | 009-09781 | GE Medical Systems | CIC V5 |  | SDY14403060GA | GH-Cath Lab | MHHS-Greater Heights |  |  |  | 009-09781 | 009-09781 | Central | MHHS-Greater Heights | GH-Cath Lab | Nurse station | 10/1/19 |  | 4/1/20 |  | MONITORS, CENTRAL STATION | Monitor, Central Station | MONITORCENTRALSTATION-GE-CIC |  |  |  |  | MONITORCENTRALSTATION-GE-CIC | GE |  |  |  |  | 12/22/17 |  | MCS-A | Covered PM Repair - Biomedical | MHHS-Greater Heights | [8 empty] | MONITORCENTRALSTATION | Monitor, Central Station | GE
NO | YES | [5 empty] | GE Medical Systems | CIC V5 |  | SDY13490813GA | NE-Med/Surg | MHHS-Northeast | [5 empty] | Katy | MHHS-Northeast | NE-Med/Surg |  | 10/1/19 | 10/1/20 |  |  | MONITORS, CENTRAL STATION | Monitor, Central Station | MONITORCENTRALSTATION-GE-CIC |  |  |  |  | MONITORCENTRALSTATION-GE-CIC | GE | [6 empty] | MCS-A | Covered PM Repair - Biomedical | MHHS-Northeast | [8 empty] | MONITORCENTRALSTATION | Monitor, Central Station | GE
NO | YES |  |  |  | 029-09473 | 029-09473 | GE Medical Systems | CIC V5 |  | SDY14081725GA | Woodlands-PCU4 | MHHS-Woodlands |  |  |  | 029-09473 | 029-09473 | Woodlands | MHHS-Woodlands | Woodlands-PCU4 | Nurse Station | 11/1/19 |  | 11/1/20 |  | MONITORS, CENTRAL STATION | Monitor, Central Station | MONITORCENTRALSTATION-GE-CIC |  |  |  |  | MONITORCENTRALSTATION-GE-CIC | GE |  |  |  |  | 8/22/18 |  | MCS-A | Covered PM Repair - Biomedical | MHHS-Woodlands | [8 empty] | MONITORCENTRALSTATION | Monitor, Central Station | GE
NO | YES |  |  |  | 029-09474 | 029-09474 | GE Medical Systems | CIC V5 |  | SDY14081708GA | Woodlands-Birth Center | MHHS-Woodlands |  |  |  | 029-09474 | 029-09474 | Woodlands | MHHS-Woodlands | Woodlands-Birth Center | Nurse station 2 | 9/1/19 |  | 9/1/20 |  | MONITORS, CENTRAL STATION | Monitor, Central Station | MONITORCENTRALSTATION-GE-CIC |  |  |  |  | MONITORCENTRALSTATION-GE-CIC | GE | [6 empty] | MCS-A | Covered PM Repair - Biomedical | MHHS-Woodlands | [8 empty] | MONITORCENTRALSTATION | Monitor, Central Station | GE
NO | YES |  |  |  | 029-09418 | 029-09418 | GE Medical Systems | CIC V5 |  | SDY14081676GA | Woodlands-Telemetry | MHHS-Woodlands |  |  |  | 029-09418 | 029-09418 | Woodlands | MHHS-Woodlands | Woodlands-Telemetry | TELEMETRY | 11/1/19 |  | 11/1/20 |  | MONITORS, CENTRAL STATION | Monitor, Central Station | MONITORCENTRALSTATION-GE-CIC |  |  |  |  | MONITORCENTRALSTATION-GE-CIC | GE |  |  |  |  | 1/3/15 |  | MCS-A | Covered PM Repair - Biomedical | MHHS-Woodlands | [8 empty] | MONITORCENTRALSTATION | Monitor, Central Station | GE
NO | YES |  |  |  | 029-09419 | 029-09419 | GE Medical Systems | CIC V5 |  | SDY14081678GA | Woodlands-Telemetry | MHHS-Woodlands |  |  |  | 029-09419 | 029-09419 | Woodlands | MHHS-Woodlands | Woodlands-Telemetry | TELEMETRY | 11/1/19 |  | 5/1/20 |  | MONITORS, CENTRAL STATION | Monitor, Central Station | MONITORCENTRALSTATION-GE-CIC |  |  |  |  | MONITORCENTRALSTATION-GE-CIC | GE | [6 empty] | MCS-A | Covered PM Repair - Biomedical | MHHS-Woodlands | [8 empty] | MONITORCENTRALSTATION | Monitor, Central Station | GE
NO | YES |  |  |  | 029-09420 | 029-09420 | GE Medical Systems | CIC V5 |  | SDY14071667GA | Woodlands-Telemetry | MHHS-Woodlands |  |  |  | 029-09420 | 029-09420 | Woodlands | MHHS-Woodlands | Woodlands-Telemetry | TELEMETRY | 11/1/19 |  | 5/1/20 |  | MONITORS, CENTRAL STATION | Monitor, Central Station | MONITORCENTRALSTATION-GE-CIC |  |  |  |  | MONITORCENTRALSTATION-GE-CIC | GE |  |  |  |  | 3/4/14 |  | MCS-A | Covered PM Repair - Biomedical | MHHS-Woodlands | [8 empty] | MONITORCENTRALSTATION | Monitor, Central Station | GE
NO | YES |  |  |  | 029-09421 | 029-09421 | GE Medical Systems | CIC V5 |  | SDY14081679GA | Woodlands-Telemetry | MHHS-Woodlands |  |  |  | 029-09421 | 029-09421 | Woodlands | MHHS-Woodlands | Woodlands-Telemetry | TELEMETRY | 11/1/19 |  | 5/1/20 |  | MONITORS, CENTRAL STATION | Monitor, Central Station | MONITORCENTRALSTATION-GE-CIC |  |  |  |  | MONITORCENTRALSTATION-GE-CIC | GE |  |  |  |  | 7/25/16 |  | MCS-A | Covered PM Repair - Biomedical | MHHS-Woodlands | [8 empty] | MONITORCENTRALSTATION | Monitor, Central Station | GE
NO | YES |  |  |  | 029-09422 | 029-09422 | GE Medical Systems | CIC V5 |  | SDY14081692GA | Woodlands-Telemetry | MHHS-Woodlands |  |  |  | 029-09422 | 029-09422 | Woodlands | MHHS-Woodlands | Woodlands-Telemetry | TELEMETRY | 11/1/19 |  | 5/1/20 |  | MONITORS, CENTRAL STATION | Monitor, Central Station | MONITORCENTRALSTATION-GE-CIC |  |  |  |  | MONITORCENTRALSTATION-GE-CIC | GE |  |  |  |  | 10/31/17 |  | MCS-A | Covered PM Repair - Biomedical | MHHS-Woodlands | [8 empty] | MONITORCENTRALSTATION | Monitor, Central Station | GE
NO | YES |  |  |  | 029-09423 | 029-09423 | GE Medical Systems | CIC V5 |  | SDY14081685GA | Woodlands-Telemetry | MHHS-Woodlands |  |  |  | 029-09423 | 029-09423 | Woodlands | MHHS-Woodlands | Woodlands-Telemetry | TELEMETRY | 11/1/19 |  | 5/1/20 |  | MONITORS, CENTRAL STATION | Monitor, Central Station | MONITORCENTRALSTATION-GE-CIC |  |  |  |  | MONITORCENTRALSTATION-GE-CIC | GE |  |  |  |  | 6/1/18 |  | MCS-A | Covered PM Repair - Biomedical | MHHS-Woodlands | [8 empty] | MONITORCENTRALSTATION | Monitor, Central Station | GE
NO | YES |  |  |  | 029-09424 | 029-09424 | GE Medical Systems | CIC V5 |  | SDY14081681GA | Woodlands-Telemetry | MHHS-Woodlands |  |  |  | 029-09424 | 029-09424 | Woodlands | MHHS-Woodlands | Woodlands-Telemetry | TELEMETRY | 11/1/19 |  | 5/1/20 |  | MONITORS, CENTRAL STATION | Monitor, Central Station | MONITORCENTRALSTATION-GE-CIC |  |  |  |  | MONITORCENTRALSTATION-GE-CIC | GE |  |  |  |  | 6/1/18 |  | MCS-A | Covered PM Repair - Biomedical | MHHS-Woodlands | [8 empty] | MONITORCENTRALSTATION | Monitor, Central Station | GE
NO | YES |  |  |  | 029-09425 | 029-09425 | GE Medical Systems | CIC V5 |  | SDY14081682GA | Woodlands-Telemetry | MHHS-Woodlands |  |  |  | 029-09425 | 029-09425 | Woodlands | MHHS-Woodlands | Woodlands-Telemetry | TELEMETRY | 11/1/19 |  | 5/1/20 |  | MONITORS, CENTRAL STATION | Monitor, Central Station | MONITORCENTRALSTATION-GE-CIC |  |  |  |  | MONITORCENTRALSTATION-GE-CIC | GE |  |  |  |  | 6/1/18 |  | MCS-A | Covered PM Repair - Biomedical | MHHS-Woodlands | [8 empty] | MONITORCENTRALSTATION | Monitor, Central Station | GE
NO | NO |  |  |  | 142-05854 |  | GE Medical Systems | CIC V5 |  | SDY13490812GA | NE - TELEMETRY | MHHS-Northeast |  |  |  | 142-05854 |  | Katy |  | NE - TELEMETRY | [5 empty] | MONITORS, CENTRAL STATION |  | MONITORCENTRALSTATION-GE-CIC |  |  |  |  | MONITORCENTRALSTATION-GE-CIC | GE | [7 empty] | Covered PM Repair - Biomedical | MHHS-Northeast
NO | NO |  |  |  | 029-09426 |  | GE Medical Systems | CIC V5 |  | SDY14081713GA | WOODLANDS - ER | MHHS-Woodlands |  |  |  | 029-09426 |  | Woodlands |  | WOODLANDS - ER | [5 empty] | MONITORS, CENTRAL STATION |  | MONITORCENTRALSTATION-GE-CIC |  |  |  |  | MONITORCENTRALSTATION-GE-CIC | GE | [7 empty] | Covered PM Repair - Biomedical | MHHS-Woodlands
NO | NO |  |  |  | 029-09427 |  | GE Medical Systems | CIC V5 |  | SDY14081709GA | WOODLANDS - ER | MHHS-Woodlands |  |  |  | 029-09427 |  | Woodlands |  | WOODLANDS - ER | [5 empty] | MONITORS, CENTRAL STATION |  | MONITORCENTRALSTATION-GE-CIC |  |  |  |  | MONITORCENTRALSTATION-GE-CIC | GE | [7 empty] | Covered PM Repair - Biomedical | MHHS-Woodlands
NO | NO |  |  |  | 029-09472 |  | GE Medical Systems | CIC V5 |  | SDY14081693GA | WOODLANDS - SICU | MHHS-Woodlands |  |  |  | 029-09472 |  | Woodlands |  | WOODLANDS - SICU | [5 empty] | MONITORS, CENTRAL STATION |  | MONITORCENTRALSTATION-GE-CIC |  |  |  |  | MONITORCENTRALSTATION-GE-CIC | GE | [7 empty] | Covered PM Repair - Biomedical | MHHS-Woodlands
NO | YES |  |  |  | 133-09909 | 133-09909 | GE Medical Systems | CLAB II PLUS |  | RXJ16370058TA | Katy-Cath Lab | MHHS-Katy |  |  |  | 133-09909 | 133-09909 | Katy | MHHS-Katy | Katy-Cath Lab | Cath lab 1 | 6/1/19 | 6/1/20 |  |  | ELECTROCARDIOGRAPHS |  | .needs class | [5 empty] | GE |  |  |  |  | 6/8/18 |  |  | Covered PM Repair - Biomedical | MHHS-Katy
NO | YES |  |  |  | 041-19070 | 041-19070 | GE Medical Systems | CLAB II PLUS |  | RXJ15132883GA | MEMORIAL CITY - CATH LAB | MHHS-Mem City |  |  |  | 041-19070 | 041-19070 | West | Memorial herman heart and vascular - memorial city | MEMORIAL CITY - CATH LAB | Cath lab 5 |  |  |  | No pm sticker found | ELECTROCARDIOGRAPHS |  | .needs class | [5 empty] | GE | [7 empty] | Covered PM Repair - Biomedical | MHHS-Mem City
NO | YES |  |  |  | 074-00644 | 074-00644 | GE Medical Systems | CLAB II PLUS |  | RXJ08461038GA | TMC-Cath Lab-Adult (2Hvi) | MHHS-TMC |  |  |  | 074-00644 | 074-00644 | TMC | MHHS-TMC | TMC-Cath Lab-Adult (2Hvi) | Cath lab 4 | 10/1/19 |  | 10/1/20 |  | ELECTROCARDIOGRAPHS |  | .needs class | [5 empty] | GE |  |  |  |  | 6/1/18 |  |  | Covered PM Repair - Biomedical | MHHS-TMC
NO | NO |  |  |  | 009-10102 |  | GE Medical Systems | CLAB II PLUS |  | RXJ16240015PA | GH - CATH LAB | MHHS-Greater Heights |  |  |  | 009-10102 |  | Central & Greater Heights |  | GH - CATH LAB | [5 empty] | ELECTROCARDIOGRAPHS |  | .needs class | [5 empty] | GE | [7 empty] | Covered PM Repair - Biomedical | MHHS-Greater Heights
NO | YES |  |  |  | 151-02908 | 151-02908 | GE Medical Systems | CLAB II PLUS 64 |  | RXJ18050397TA | CY-Cardiac Cath Lab | MHHS-Cypress |  | Module, Amplifier |  | 151-02908 | 151-02908 | Northwest | MHHS-Cypress | CY-Cardiac Cath Lab | Cath Lab | 9/1/19 | 3/1/20 |  |  | ELECTROCARDIOGRAPHS | Module, Amplifier | MODULEAMPLIFIER-GE-CLab II Plus 64 | MODULEAMPLIFIER | CLab II Plus 64 |  |  |  | GE | Module, Amplifier |  | MODULEAMPLIFIER-GE-CLab II Plus 64 |  | 2/1/17 |  | MAMP-A | Covered PM Repair - Biomedical | MHHS-Cypress | [8 empty] | MODULEAMPLIFIER | Module, Amplifier | GE
NO | YES |  |  |  | 074-00650 | 074-00650 | GE Medical Systems | CLAB II PLUS 64 |  | RXJ08451021GA | Cardiac cath lab | MHHS-TMC |  | Module, Amplifier |  | 074-00650 | 074-00650 | TMC | Memorial Hermann-Texas Medical Center | Cardiac cath lab | Cath Lab 1 | 10/1/19 |  | 10/1/20 |  | ELECTROCARDIOGRAPHS | Module, Amplifier | MODULEAMPLIFIER-GE-CLab II Plus 64 | MODULEAMPLIFIER | CLab II Plus 64 |  |  |  | GE | Module, Amplifier |  | MODULEAMPLIFIER-GE-CLab II Plus 64 |  | 2/1/17 |  | MAMP-A | Covered PM Repair - Biomedical | MHHS-TMC | [8 empty] | MODULEAMPLIFIER | Module, Amplifier | GE
NO | NO |  |  |  | 074-00641 |  | GE Medical Systems | CLAB II PLUS 64 |  | RXJ08451022GA | TMC - CATH LAB - ADULT (2HVI) | MHHS-TMC |  | Module, Amplifier |  | 074-00641 |  | TMC |  | TMC - CATH LAB - ADULT (2HVI) | [5 empty] | ELECTROCARDIOGRAPHS |  | MODULEAMPLIFIER-GE-CLab II Plus 64 | MODULEAMPLIFIER | CLab II Plus 64 |  |  |  | GE | Module, Amplifier |  | MODULEAMPLIFIER-GE-CLab II Plus 64 |  |  |  |  | Covered PM Repair - Biomedical | MHHS-TMC
NO | NO |  |  |  | 074-00648 |  | GE Medical Systems | CLAB II PLUS 64 |  | RXJ08451024GA | TMC - CATH LAB - ADULT (2HVI) | MHHS-TMC |  | Module, Amplifier |  | 074-00648 |  | TMC |  | TMC - CATH LAB - ADULT (2HVI) | [5 empty] | ELECTROCARDIOGRAPHS |  | MODULEAMPLIFIER-GE-CLab II Plus 64 | MODULEAMPLIFIER | CLab II Plus 64 |  |  |  | GE | Module, Amplifier |  | MODULEAMPLIFIER-GE-CLab II Plus 64 |  |  |  |  | Covered PM Repair - Biomedical | MHHS-TMC
NO | YES | Asset Tag 074-05692 |  |  | 074-05692 | 074-05692 | GE Medical Systems | CLAB II PLUS 96 |  | RXJ08360972GA | TMC-Cath Lab-Adult (2Hvi) | MHHS-TMC |  | Module, Amplifier |  | 074-05692 | 074-05692 | TMC | MHHS-TMC | TMC-Cath Lab-Adult (2Hvi) |  | 10/17/19 |  |  |  | ELECTROCARDIOGRAPHS | Module, Amplifier | MODULEAMPLIFIER-GE-CLab II Plus 96 | MODULEAMPLIFIER | CLab II Plus 96 |  |  |  | GE | Module, Amplifier |  | MODULEAMPLIFIER-GE-CLab II Plus 96 |  | 1/1/10 | Finished from Script 3/27/2020 12:11:52pm (Central) | MAMP-A | Covered PM Repair - Biomedical | MHHS-TMC | [8 empty] | MODULEAMPLIFIER | Module, Amplifier | GE
NO | NO | [5 empty] | GE Medical Systems | CLAB II PLUS 96 |  | 83XJ1422F | TMC - CATH LAB - ADULT (2HVI) | MHHS-TMC |  | Module, Amplifier |  |  |  | TMC |  | TMC - CATH LAB - ADULT (2HVI) | [5 empty] | ELECTROCARDIOGRAPHS |  | MODULEAMPLIFIER-GE-CLab II Plus 96 | MODULEAMPLIFIER | CLab II Plus 96 |  |  |  | GE | Module, Amplifier |  | MODULEAMPLIFIER-GE-CLab II Plus 96 |  |  |  |  | Covered PM Repair - Biomedical | MHHS-TMC
NO | YES | [5 empty] | GE Medical Systems | COROMETRICS 120 |  | D3UX0956P | TMC-Children's-L&D (5Hp) | MHHS-TMC | [5 empty] | TMC | MHHS-TMC | TMC-Children's-L&D (5Hp) |  | 9/25/19 |  |  |  | MONITORS, PHYSIOLOGIC, VITAL SIGNS |  | MONITORCARDIACFETAL-GE-120 |  |  |  |  | MONITORCARDIACFETAL-GE-120 | GE |  |  |  |  | 1/31/20 | Verified 3/30/2020 4:07pm (Central) |  | Clinical Miscellaneous | MHHS-TMC
NO | YES | [5 empty] | GE Medical Systems | COROMETRICS 120 |  | RUX05105567PA | TMC-Children's-L&D (5Hp) | MHHS-TMC | [5 empty] | TMC | MHHS-TMC | TMC-Children's-L&D (5Hp) |  | 9/26/19 |  |  |  | MONITORS, PHYSIOLOGIC, VITAL SIGNS |  | MONITORCARDIACFETAL-GE-120 |  |  |  |  | MONITORCARDIACFETAL-GE-120 | GE | [5 empty] | Verified 3/30/2020 4:07pm (Central) |  | Covered PM Repair - Biomedical | MHHS-TMC
NO | YES | Asset Tag 069-20742 |  |  | 069-20742 | 069-20742 | GE Medical Systems | COROMETRICS 120 |  | 0129AAN | TMC-Children's-L&D (5Hp) | MHHS-TMC |  |  |  | 069-20742 | 069-20742 | TMC | MHHS-TMC | TMC-Children's-L&D (5Hp) |  | 9/23/19 |  |  |  | MONITORS, PHYSIOLOGIC, VITAL SIGNS |  | MONITORCARDIACFETAL-GE-120 |  |  |  |  | MONITORCARDIACFETAL-GE-120 | GE |  |  |  |  | 9/1/13 | Verified 3/30/2020 4:07pm (Central) |  | Covered PM Repair - Biomedical | MHHS-TMC
NO | YES |  |  |  |  | 069-18736 | GE Medical Systems | COROMETRICS 120 |  | D3UX0955P | Tecovery | MHHS-TMC |  |  |  |  | 069-18736 | TMC | Memorial Hermann- TMC | Tecovery | HP7/133.1 | 9/1/19 |  |  |  | MONITORS, PHYSIOLOGIC, VITAL SIGNS |  | MONITORCARDIACFETAL-GE-120 |  |  |  |  | MONITORCARDIACFETAL-GE-120 | GE | [7 empty] | Not Covered Vendor Only - Biomedical | MHHS-TMC
NO | NO | [5 empty] | GE Medical Systems | COROMETRICS 120 |  |  | TMC - CHILDRENS - L&D (5HP) | MHHS-TMC | [5 empty] | TMC |  | TMC - CHILDRENS - L&D (5HP) | [5 empty] | MONITORS, PHYSIOLOGIC, VITAL SIGNS |  | MONITORCARDIACFETAL-GE-120 |  |  |  |  | MONITORCARDIACFETAL-GE-120 | GE | [7 empty] | Clinical Miscellaneous | MHHS-TMC
NO | NO | [5 empty] | GE Medical Systems | COROMETRICS 120 |  |  | TMC - CHILDRENS - L&D (5HP) | MHHS-TMC | [5 empty] | TMC |  | TMC - CHILDRENS - L&D (5HP) | [5 empty] | MONITORS, PHYSIOLOGIC, VITAL SIGNS |  | MONITORCARDIACFETAL-GE-120 |  |  |  |  | MONITORCARDIACFETAL-GE-120 | GE | [7 empty] | Clinical Miscellaneous | MHHS-TMC
NO | NO | [5 empty] | GE Medical Systems | COROMETRICS 120 |  |  | TMC - CHILDRENS - L&D (6HP) | MHHS-TMC | [5 empty] | TMC |  | TMC - CHILDRENS - L&D (6HP) | [5 empty] | MONITORS, PHYSIOLOGIC, VITAL SIGNS |  | MONITORCARDIACFETAL-GE-120 |  |  |  |  | MONITORCARDIACFETAL-GE-120 | GE | [7 empty] | Covered PM Repair - Biomedical | MHHS-TMC
NO | NO | [5 empty] | GE Medical Systems | COROMETRICS 120 |  |  | TMC - OR - PEDI OR (2R) | MHHS-TMC | [5 empty] | TMC |  | TMC - OR - PEDI OR (2R) | [5 empty] | MONITORS, PHYSIOLOGIC, VITAL SIGNS |  | MONITORCARDIACFETAL-GE-120 |  |  |  |  | MONITORCARDIACFETAL-GE-120 | GE | [7 empty] | Covered PM Repair - Biomedical | MHHS-TMC
NO | YES |  |  |  | 013-39041 | 013-39041 | GE Medical Systems | COROMETRICS 172 |  | SNV18290063PAS | SW - LABOR | MHHS-Southwest |  |  |  | 013-39041 | 013-39041 | Southwest |  | SW - LABOR | [5 empty] | MONITORS, BEDSIDE, FETAL |  | MONITORCARDIACFETAL-GE-172 |  |  |  |  | MONITORCARDIACFETAL-GE-172 | GE | [7 empty] | Covered PM Repair - Biomedical | MHHS-Southwest
NO | NO |  |  |  | 013-39040 |  | GE Medical Systems | COROMETRICS 172 |  | SNv18290048PAS | SW - LABOR & DELIVERY | MHHS-Southwest |  |  |  | 013-39040 |  | Southwest |  | SW - LABOR & DELIVERY | [5 empty] | MONITORS, BEDSIDE, FETAL |  | MONITORCARDIACFETAL-GE-172 |  |  |  |  | MONITORCARDIACFETAL-GE-172 | GE | [7 empty] | Covered PM Repair - Biomedical | MHHS-Southwest
NO | NO |  |  |  | 069-46559 |  | GE Medical Systems | COROMETRICS 172 |  | SNV19080096PAS | TMC - ROBERTSON - CLIN RESEARCH (3R) | MHHS-TMC |  |  |  | 069-46559 |  | TMC |  | TMC - ROBERTSON - CLIN RESEARCH (3R) | [5 empty] | MONITORS, BEDSIDE, FETAL |  | MONITORCARDIACFETAL-GE-172 |  |  |  |  | MONITORCARDIACFETAL-GE-172 | GE | [7 empty] | Covered PM Repair - Biomedical | MHHS-TMC
NO | YES |  |  |  | 009-09113 | 009-09113 | GE Medical Systems | COROMETRICS 250CX |  | SDL13239463SA | GH-Labor & Delivery | MHHS-Greater Heights |  |  |  | 009-09113 | 009-09113 | Greater heights | MHHS-Greater Heights | GH-Labor & Delivery | Room 9 | 5/1/19 |  | 5/1/20 |  | MONITORS, BEDSIDE, FETAL | Monitor, Cardiac, Fetal | MONITORCARDIACFETAL-GE-250CX |  |  |  |  | MONITORCARDIACFETAL-GE-250CX | GE | [6 empty] | MCF-A | Covered PM Repair - Biomedical | MHHS-Greater Heights | [8 empty] | MONITORCARDIACFETAL | Monitor, Cardiac, Fetal | GE
NO | YES |  |  |  | 009-09114 | 009-09114 | GE Medical Systems | COROMETRICS 250CX |  | SDL13239460SA | GH - LABOR | MHHS-Greater Heights |  |  |  | 009-09114 | 009-09114 | Central | Greater heights | GH - LABOR | GH - LABOR |  |  |  |  | MONITORS, BEDSIDE, FETAL |  | MONITORCARDIACFETAL-GE-250CX |  |  |  |  | MONITORCARDIACFETAL-GE-250CX | GE | [7 empty] | Covered PM Repair - Biomedical | MHHS-Greater Heights
NO | YES |  |  |  | 009-09118 | 009-09118 | GE Medical Systems | COROMETRICS 250CX |  | SDL13239468SA | GH-Labor & Delivery | MHHS-Greater Heights |  |  |  | 009-09118 | 009-09118 | Central | MHHS-Greater Heights | GH-Labor & Delivery | Biomed Shop | 5/1/19 |  | 5/1/20 |  | MONITORS, BEDSIDE, FETAL | Monitor, Cardiac, Fetal | MONITORCARDIACFETAL-GE-250CX |  |  |  |  | MONITORCARDIACFETAL-GE-250CX | GE |  |  |  |  | 10/20/13 |  | MCF-A | Covered PM Repair - Biomedical | MHHS-Greater Heights | [8 empty] | MONITORCARDIACFETAL | Monitor, Cardiac, Fetal | GE
NO | YES |  |  |  | 009-09119 | 009-09119 | GE Medical Systems | COROMETRICS 250CX |  | SDL13239433SA | GH - LABOR | MHHS-Greater Heights |  |  |  | 009-09119 | 009-09119 | Central | Greater heights | GH - LABOR | GH - LABOR |  |  |  |  | MONITORS, BEDSIDE, FETAL |  | MONITORCARDIACFETAL-GE-250CX |  |  |  |  | MONITORCARDIACFETAL-GE-250CX | GE | [7 empty] | Covered PM Repair - Biomedical | MHHS-Greater Heights
NO | YES |  |  |  | 009-09120 | 009-09120 | GE Medical Systems | COROMETRICS 250CX |  | SDL13239467SA | GH-Labor | MHHS-Greater Heights |  |  |  | 009-09120 | 009-09120 | Central | Memorial Hermann Greater Heights Hospital | GH-Labor | Birthing Suite room 4 |  |  |  |  | MONITORS, BEDSIDE, FETAL |  | MONITORCARDIACFETAL-GE-250CX |  |  |  |  | MONITORCARDIACFETAL-GE-250CX | GE | [7 empty] | Covered PM Repair - Biomedical | MHHS-Greater Heights
NO | YES |  |  |  | 133-03571 | 133-03571 | GE Medical Systems | COROMETRICS 250CX |  | SBE06282745PA | Katy-Labor & Delivery OR | MHHS-Katy |  |  |  | 133-03571 | 133-03571 | Katy | MHHS-Katy | Katy-Labor & Delivery OR | LDR 6 | 1/1/19 | 1/1/20 |  |  | MONITORS, BEDSIDE, FETAL | Monitor, Cardiac, Fetal | MONITORCARDIACFETAL-GE-250CX |  |  |  |  | MONITORCARDIACFETAL-GE-250CX | GE |  |  |  |  | 8/5/20 |  | MCF-A | Not Covered Vendor Only - Biomedical | MHHS-Katy | [8 empty] | MONITORCARDIACFETAL | Monitor, Cardiac, Fetal | GE
NO | YES |  |  |  | 041-20840 | 041-20840 | GE Medical Systems | COROMETRICS 250CX |  | sdl17140039pas | Memorial City-Labor & Delivery | MHHS-Mem City |  |  |  | 041-20840 | 041-20840 | West | MHHS-Mem City | Memorial City-Labor & Delivery | O.R4 | 7/1/19 |  |  |  | MONITORS, BEDSIDE, FETAL |  | MONITORCARDIACFETAL-GE-250CX |  |  |  |  | MONITORCARDIACFETAL-GE-250CX | GE |  |  |  |  | 2/19/16 |  |  | Covered PM Repair - Biomedical | MHHS-Mem City
NO | YES |  |  |  | 142-05794 | 142-05794 | GE Medical Systems | COROMETRICS 250CX |  | SDL13309864SA | NE-Labor & Delivery | MHHS-Northeast |  |  |  | 142-05794 | 142-05794 | Katy | MHHS-Northeast | NE-Labor & Delivery | Nursing | 4/1/19 | 4/1/20 |  |  | MONITORS, BEDSIDE, FETAL | Monitor, Cardiac, Fetal | MONITORCARDIACFETAL-GE-250CX |  |  |  |  | MONITORCARDIACFETAL-GE-250CX | GE | [6 empty] | MCF-A | Covered PM Repair - Biomedical | MHHS-Northeast | [8 empty] | MONITORCARDIACFETAL | Monitor, Cardiac, Fetal | GE
NO | YES |  |  |  | 142-05795 | 142-05795 | GE Medical Systems | COROMETRICS 250CX |  | SDL13239490SA | NE-Labor & Delivery | MHHS-Northeast |  |  |  | 142-05795 | 142-05795 | Katy | MHHS-Northeast | NE-Labor & Delivery | 5th floor storage | 4/1/19 | 4/1/20 |  |  | MONITORS, BEDSIDE, FETAL | Monitor, Cardiac, Fetal | MONITORCARDIACFETAL-GE-250CX |  |  |  |  | MONITORCARDIACFETAL-GE-250CX | GE |  |  |  |  | 8/19/14 |  | MCF-A | Covered PM Repair - Biomedical | MHHS-Northeast | [8 empty] | MONITORCARDIACFETAL | Monitor, Cardiac, Fetal | GE
NO | YES |  |  |  | 142-05796 | 142-05796 | GE Medical Systems | COROMETRICS 250CX |  | SDL13309862SA | NE-Labor & Delivery | MHHS-Northeast |  |  |  | 142-05796 | 142-05796 | Katy | MHHS-Northeast | NE-Labor & Delivery | Room 2028 | 4/1/19 | 4/1/20 |  |  | MONITORS, BEDSIDE, FETAL | Monitor, Cardiac, Fetal | MONITORCARDIACFETAL-GE-250CX |  |  |  |  | MONITORCARDIACFETAL-GE-250CX | GE |  |  |  |  | 10/20/13 |  | MCF-A | Covered PM Repair - Biomedical | MHHS-Northeast | [8 empty] | MONITORCARDIACFETAL | Monitor, Cardiac, Fetal | GE
NO | YES |  |  |  | 142-05797 | 142-05797 | GE Medical Systems | COROMETRICS 250CX |  | SDL13309865SA | NE-Labor & Delivery | MHHS-Northeast |  |  |  | 142-05797 | 142-05797 | Katy | MHHS-Northeast | NE-Labor & Delivery |  | 4/1/19 | 4/1/20 |  |  | MONITORS, BEDSIDE, FETAL | Monitor, Cardiac, Fetal | MONITORCARDIACFETAL-GE-250CX |  |  |  |  | MONITORCARDIACFETAL-GE-250CX | GE |  |  |  |  | 10/20/13 |  | MCF-A | Covered PM Repair - Biomedical | MHHS-Northeast | [8 empty] | MONITORCARDIACFETAL | Monitor, Cardiac, Fetal | GE
NO | YES |  |  |  | 142-05798 | 142-05798 | GE Medical Systems | COROMETRICS 250CX |  | SDL13249492SA | NE-Labor & Delivery | MHHS-Northeast |  |  |  | 142-05798 | 142-05798 | Katy | MHHS-Northeast | NE-Labor & Delivery | Obed triage | 4/1/19 | 4/1/20 |  |  | MONITORS, BEDSIDE, FETAL | Monitor, Cardiac, Fetal | MONITORCARDIACFETAL-GE-250CX |  |  |  |  | MONITORCARDIACFETAL-GE-250CX | GE |  |  |  |  | 1/20/13 |  | MCF-A | Covered PM Repair - Biomedical | MHHS-Northeast | [8 empty] | MONITORCARDIACFETAL | Monitor, Cardiac, Fetal | GE
NO | YES |  |  |  | 142-05799 | 142-05799 | GE Medical Systems | COROMETRICS 250CX |  | SDL13309870SA | NE-Labor & Delivery | MHHS-Northeast |  |  |  | 142-05799 | 142-05799 | Katy | MHHS-Northeast | NE-Labor & Delivery |  | 4/1/19 | 4/1/20 |  |  | MONITORS, BEDSIDE, FETAL | Monitor, Cardiac, Fetal | MONITORCARDIACFETAL-GE-250CX |  |  |  |  | MONITORCARDIACFETAL-GE-250CX | GE |  |  |  |  | 1/2/12 |  | MCF-A | Covered PM Repair - Biomedical | MHHS-Northeast | [8 empty] | MONITORCARDIACFETAL | Monitor, Cardiac, Fetal | GE
NO | YES |  |  |  | 142-05800 | 142-05800 | GE Medical Systems | COROMETRICS 250CX |  | SDL13249505SA | NE-Labor & Delivery | MHHS-Northeast |  |  |  | 142-05800 | 142-05800 | Katy | MHHS-Northeast | NE-Labor & Delivery | Obed triage | 5/1/19 | 5/1/20 |  |  | MONITORS, BEDSIDE, FETAL | Monitor, Cardiac, Fetal | MONITORCARDIACFETAL-GE-250CX |  |  |  |  | MONITORCARDIACFETAL-GE-250CX | GE |  |  |  |  | 1/2/12 |  | MCF-A | Covered PM Repair - Biomedical | MHHS-Northeast | [8 empty] | MONITORCARDIACFETAL | Monitor, Cardiac, Fetal | GE
NO | YES |  |  |  | 142-05801 | 142-05801 | GE Medical Systems | COROMETRICS 250CX |  | SDL13249513SA | NE-Labor & Delivery | MHHS-Northeast |  |  |  | 142-05801 | 142-05801 | Katy | MHHS-Northeast | NE-Labor & Delivery |  | 4/1/19 | 4/1/20 |  |  | MONITORS, BEDSIDE, FETAL | Monitor, Cardiac, Fetal | MONITORCARDIACFETAL-GE-250CX |  |  |  |  | MONITORCARDIACFETAL-GE-250CX | GE |  |  |  |  | 1/2/12 |  | MCF-A | Covered PM Repair - Biomedical | MHHS-Northeast | [8 empty] | MONITORCARDIACFETAL | Monitor, Cardiac, Fetal | GE
NO | YES |  |  |  | 142-05802 | 142-05802 | GE Medical Systems | COROMETRICS 250CX |  | SDL13309877SA | NE-Labor & Delivery | MHHS-Northeast |  |  |  | 142-05802 | 142-05802 | Katy | MHHS-Northeast | NE-Labor & Delivery |  | 4/1/19 | 4/1/20 |  |  | MONITORS, BEDSIDE, FETAL | Monitor, Cardiac, Fetal | MONITORCARDIACFETAL-GE-250CX |  |  |  |  | MONITORCARDIACFETAL-GE-250CX | GE | [6 empty] | MCF-A | Covered PM Repair - Biomedical | MHHS-Northeast | [8 empty] | MONITORCARDIACFETAL | Monitor, Cardiac, Fetal | GE
NO | YES |  |  |  | 142-05803 | 142-05803 | GE Medical Systems | COROMETRICS 250CX |  | SDL13309878SA | NE-Labor & Delivery | MHHS-Northeast |  |  |  | 142-05803 | 142-05803 | Katy | MHHS-Northeast | NE-Labor & Delivery |  | 4/1/19 |  |  |  | MONITORS, BEDSIDE, FETAL | Monitor, Cardiac, Fetal | MONITORCARDIACFETAL-GE-250CX |  |  |  |  | MONITORCARDIACFETAL-GE-250CX | GE | [6 empty] | MCF-A | Covered PM Repair - Biomedical | MHHS-Northeast | [8 empty] | MONITORCARDIACFETAL | Monitor, Cardiac, Fetal | GE
NO | YES |  |  |  | 142-05804 | 142-05804 | GE Medical Systems | COROMETRICS 250CX |  | SDL13309868SA | NE-Labor & Delivery | MHHS-Northeast |  |  |  | 142-05804 | 142-05804 | Katy | MHHS-Northeast | NE-Labor & Delivery |  | 4/1/19 | 4/1/20 |  |  | MONITORS, BEDSIDE, FETAL | Monitor, Cardiac, Fetal | MONITORCARDIACFETAL-GE-250CX |  |  |  |  | MONITORCARDIACFETAL-GE-250CX | GE |  |  |  |  | 12/20/12 |  | MCF-A | Covered PM Repair - Biomedical | MHHS-Northeast | [8 empty] | MONITORCARDIACFETAL | Monitor, Cardiac, Fetal | GE
NO | YES |  |  |  | 142-05805 | 142-05805 | GE Medical Systems | COROMETRICS 250CX |  | SDL13239439SA | NE-Labor & Delivery | MHHS-Northeast |  |  |  | 142-05805 | 142-05805 | Katy | MHHS-Northeast | NE-Labor & Delivery |  | 4/1/19 | 4/1/20 |  |  | MONITORS, BEDSIDE, FETAL | Monitor, Cardiac, Fetal | MONITORCARDIACFETAL-GE-250CX |  |  |  |  | MONITORCARDIACFETAL-GE-250CX | GE |  |  |  |  | 8/4/20 |  | MCF-A | Not Covered Vendor Only - Biomedical | MHHS-Northeast | [8 empty] | MONITORCARDIACFETAL | Monitor, Cardiac, Fetal | GE
NO | YES |  |  |  | 142-05806 | 142-05806 | GE Medical Systems | COROMETRICS 250CX |  | SDL13249495SA | NE-Labor & Delivery | MHHS-Northeast |  |  |  | 142-05806 | 142-05806 | Katy | MHHS-Northeast | NE-Labor & Delivery | Room 2025 | 5/1/19 | 5/1/20 |  |  | MONITORS, BEDSIDE, FETAL | Monitor, Cardiac, Fetal | MONITORCARDIACFETAL-GE-250CX |  |  |  |  | MONITORCARDIACFETAL-GE-250CX | GE |  |  |  |  | 8/5/20 |  | MCF-A | Not Covered Vendor Only - Biomedical | MHHS-Northeast | [8 empty] | MONITORCARDIACFETAL | Monitor, Cardiac, Fetal | GE
NO | YES |  |  |  | 142-05807 | 142-05807 | GE Medical Systems | COROMETRICS 250CX |  | SDL13309857SA | NE-Labor & Delivery | MHHS-Northeast |  |  |  | 142-05807 | 142-05807 | Katy | MHHS-Northeast | NE-Labor & Delivery | Room 2017 | 4/1/19 | 4/1/20 |  |  | MONITORS, BEDSIDE, FETAL | Monitor, Cardiac, Fetal | MONITORCARDIACFETAL-GE-250CX |  |  |  |  | MONITORCARDIACFETAL-GE-250CX | GE |  |  |  |  | 8/5/20 |  | MCF-A | Not Covered Vendor Only - Biomedical | MHHS-Northeast | [8 empty] | MONITORCARDIACFETAL | Monitor, Cardiac, Fetal | GE
NO | YES |  |  |  | 142-05808 | 142-05808 | GE Medical Systems | COROMETRICS 250CX |  | SDL13309848SA | NE-Labor & Delivery | MHHS-Northeast |  |  |  | 142-05808 | 142-05808 | Katy | MHHS-Northeast | NE-Labor & Delivery | Suite 2020 | 4/1/19 | 4/1/20 |  |  | MONITORS, BEDSIDE, FETAL | Monitor, Cardiac, Fetal | MONITORCARDIACFETAL-GE-250CX |  |  |  |  | MONITORCARDIACFETAL-GE-250CX | GE |  |  |  |  | 8/5/20 |  | MCF-A | Not Covered Vendor Only - Biomedical | MHHS-Northeast | [8 empty] | MONITORCARDIACFETAL | Monitor, Cardiac, Fetal | GE
NO | YES |  |  |  | 142-05809 | 142-05809 | GE Medical Systems | COROMETRICS 250CX |  | SDL13309849SA | NE-Labor & Delivery | MHHS-Northeast |  |  |  | 142-05809 | 142-05809 | Katy | MHHS-Northeast | NE-Labor & Delivery | Room 2017 | 4/1/19 | 4/1/20 |  |  | MONITORS, BEDSIDE, FETAL | Monitor, Cardiac, Fetal | MONITORCARDIACFETAL-GE-250CX |  |  |  |  | MONITORCARDIACFETAL-GE-250CX | GE |  |  |  |  | 8/5/20 |  | MCF-A | Not Covered Vendor Only - Biomedical | MHHS-Northeast | [8 empty] | MONITORCARDIACFETAL | Monitor, Cardiac, Fetal | GE
NO | YES |  |  |  | 142-05858 | 142-05858 | GE Medical Systems | COROMETRICS 250CX |  | SDL13430636SA | NE-Labor & Delivery | MHHS-Northeast |  |  |  | 142-05858 | 142-05858 | Katy | MHHS-Northeast | NE-Labor & Delivery | 5th storage | 4/1/19 | 4/1/20 |  |  | MONITORS, BEDSIDE, FETAL | Monitor, Cardiac, Fetal | MONITORCARDIACFETAL-GE-250CX |  |  |  |  | MONITORCARDIACFETAL-GE-250CX | GE |  |  |  |  | 8/5/20 |  | MCF-A | Not Covered Vendor Only - Biomedical | MHHS-Northeast | [8 empty] | MONITORCARDIACFETAL | Monitor, Cardiac, Fetal | GE
NO | YES |  |  |  | 142-05860 | 142-05860 | GE Medical Systems | COROMETRICS 250CX |  | SDL13430608SA | NE-Labor & Delivery | MHHS-Northeast |  |  |  | 142-05860 | 142-05860 | Katy | MHHS-Northeast | NE-Labor & Delivery |  | 4/1/19 | 4/1/20 |  |  | MONITORS, BEDSIDE, FETAL | Monitor, Cardiac, Fetal | MONITORCARDIACFETAL-GE-250CX |  |  |  |  | MONITORCARDIACFETAL-GE-250CX | GE |  |  |  |  | 8/5/20 |  | MCF-A | Not Covered Vendor Only - Biomedical | MHHS-Northeast | [8 empty] | MONITORCARDIACFETAL | Monitor, Cardiac, Fetal | GE
NO | YES | Asset Tag 005-11773 |  |  | 005-11773 | 005-11773 | GE Medical Systems | COROMETRICS 250CX |  | SDL13450747SA | (null) | MHHS-Southeast |  |  |  | 005-11773 | 005-11773 | (null) | MHHS-Southeast | (null) | (null) |  |  |  | (null) | MONITORS, BEDSIDE, FETAL |  | MONITORCARDIACFETAL-GE-250CX |  |  |  |  | MONITORCARDIACFETAL-GE-250CX | GE | [7 empty] | Covered PM Repair - Biomedical | MHHS-Southeast
NO | YES |  |  |  | 005-09865 | 005-09865 | GE Medical Systems | COROMETRICS 250CX |  | SDL13430647SA | SE-Labor & Delivery | MHHS-Southeast |  |  |  | 005-09865 | 005-09865 | Southeast & Bay Area | MHHS-Southeast | SE-Labor & Delivery |  | 8/1/19 |  | 8/1/20 |  | MONITORS, BEDSIDE, FETAL |  | MONITORCARDIACFETAL-GE-250CX |  |  |  |  | MONITORCARDIACFETAL-GE-250CX | GE | [7 empty] | Covered PM Repair - Biomedical | MHHS-Southeast
NO | YES |  |  |  | 005-09866 | 005-09866 | GE Medical Systems | COROMETRICS 250CX |  | SDL13450746SA | SE-Labor & Delivery | MHHS-Southeast |  |  |  | 005-09866 | 005-09866 | Southeast | MHHS-Southeast | SE-Labor & Delivery | Rm 2 | 3/1/19 |  | 3/1/20 |  | MONITORS, BEDSIDE, FETAL |  | MONITORCARDIACFETAL-GE-250CX |  |  |  |  | MONITORCARDIACFETAL-GE-250CX | GE | [7 empty] | Covered PM Repair - Biomedical | MHHS-Southeast
NO | YES |  |  |  | 005-09867 | 005-09867 | GE Medical Systems | COROMETRICS 250CX |  | SDL13460757SA | SE-Labor & Delivery | MHHS-Southeast |  |  |  | 005-09867 | 005-09867 | Southeast & Bay Area | MHHS-Southeast | SE-Labor & Delivery |  | 5/1/19 |  | 5/1/20 |  | MONITORS, BEDSIDE, FETAL |  | MONITORCARDIACFETAL-GE-250CX |  |  |  |  | MONITORCARDIACFETAL-GE-250CX | GE | [7 empty] | Covered PM Repair - Biomedical | MHHS-Southeast
NO | YES |  |  |  | 005-09868 | 005-09868 | GE Medical Systems | COROMETRICS 250CX |  | SDL13460759SA | SE-Labor & Delivery | MHHS-Southeast |  |  |  | 005-09868 | 005-09868 | Southeast | MHHS-Southeast | SE-Labor & Delivery |  | 3/1/19 |  |  |  | MONITORS, BEDSIDE, FETAL |  | MONITORCARDIACFETAL-GE-250CX |  |  |  |  | MONITORCARDIACFETAL-GE-250CX | GE | [7 empty] | Covered PM Repair - Biomedical | MHHS-Southeast
NO | YES |  |  |  | 005-09869 | 005-09869 | GE Medical Systems | COROMETRICS 250CX |  | SDL13450751SA | SE-Labor & Delivery | MHHS-Southeast |  |  |  | 005-09869 | 005-09869 | Southeast | MHHS-Southeast | SE-Labor & Delivery | L | 8/1/19 |  |  |  | MONITORS, BEDSIDE, FETAL |  | MONITORCARDIACFETAL-GE-250CX |  |  |  |  | MONITORCARDIACFETAL-GE-250CX | GE | [7 empty] | Covered PM Repair - Biomedical | MHHS-Southeast
NO | YES |  |  |  | 129-05566 | 129-05566 | GE Medical Systems | COROMETRICS 250CX |  | SDL2341516SA | Labor | MHHS-Sugarland |  |  |  | 129-05566 | 129-05566 | Sugar Land | Memorial Hermann Sugar Land Hospital | Labor | Suite 305 | 6/1/19 | 6/1/20 |  |  | MONITORS, BEDSIDE, FETAL | Monitor, Cardiac, Fetal | MONITORCARDIACFETAL-GE-250CX |  |  |  |  | MONITORCARDIACFETAL-GE-250CX | GE |  |  |  |  | 8/5/20 |  | MCF-A | Not Covered Vendor Only - Biomedical | MHHS-Sugarland | [8 empty] | MONITORCARDIACFETAL | Monitor, Cardiac, Fetal | GE
NO | YES |  |  |  | 129-05567 | 129-05567 | GE Medical Systems | COROMETRICS 250CX |  | SDL13410477SA | Sugar Land-Labor & Delivery | MHHS-Sugarland |  |  |  | 129-05567 | 129-05567 | Sugar Land | MHHS-Sugarland | Sugar Land-Labor & Delivery | Suite 302 | 6/1/19 |  |  |  | MONITORS, BEDSIDE, FETAL | Monitor, Cardiac, Fetal | MONITORCARDIACFETAL-GE-250CX |  |  |  |  | MONITORCARDIACFETAL-GE-250CX | GE |  |  |  |  | 8/5/20 |  | MCF-A | Not Covered Vendor Only - Biomedical | MHHS-Sugarland | [8 empty] | MONITORCARDIACFETAL | Monitor, Cardiac, Fetal | GE
NO | YES |  |  |  | 129-05568 | 129-05568 | GE Medical Systems | COROMETRICS 250CX |  | SDL13410486SA | Sugar Land-Labor & Delivery | MHHS-Sugarland |  |  |  | 129-05568 | 129-05568 | Sugar Land | MHHS-Sugarland | Sugar Land-Labor & Delivery | Suite 303 - OBED | 6/1/19 |  |  |  | MONITORS, BEDSIDE, FETAL | Monitor, Cardiac, Fetal | MONITORCARDIACFETAL-GE-250CX |  |  |  |  | MONITORCARDIACFETAL-GE-250CX | GE |  |  |  |  | 8/24/19 |  | MCF-A | Covered PM Repair - Biomedical | MHHS-Sugarland | [8 empty] | MONITORCARDIACFETAL | Monitor, Cardiac, Fetal | GE
NO | YES |  |  |  | 129-05569 | 129-05569 | GE Medical Systems | COROMETRICS 250CX |  | SDL13410508SA | Sugar Land-Labor & Delivery | MHHS-Sugarland |  |  |  | 129-05569 | 129-05569 | Sugar Land | MHHS-Sugarland | Sugar Land-Labor & Delivery | L | 6/1/19 |  | 6/1/20 |  | MONITORS, BEDSIDE, FETAL | Monitor, Cardiac, Fetal | MONITORCARDIACFETAL-GE-250CX |  |  |  |  | MONITORCARDIACFETAL-GE-250CX | GE |  |  |  |  | 8/24/19 |  | MCF-A | Covered PM Repair - Biomedical | MHHS-Sugarland | [8 empty] | MONITORCARDIACFETAL | Monitor, Cardiac, Fetal | GE
NO | YES |  |  |  | 129-06916 | 129-06916 | GE Medical Systems | COROMETRICS 250CX |  | SDL1699271PAS | L | MHHS-Sugarland |  |  |  | 129-06916 | 129-06916 | Sugar Land | Memorial Hermann Sugar Land Hospital | L | L | 6/1/19 |  | 6/1/20 |  | MONITORS, BEDSIDE, FETAL | Monitor, Cardiac, Fetal | MONITORCARDIACFETAL-GE-250CX |  |  |  |  | MONITORCARDIACFETAL-GE-250CX | GE | [6 empty] | MCF-A | Covered PM Repair - Biomedical | MHHS-Sugarland | [8 empty] | MONITORCARDIACFETAL | Monitor, Cardiac, Fetal | GE
NO | YES |  |  |  | 129-06917 | 129-06917 | GE Medical Systems | COROMETRICS 250CX |  | SDL16299278PAS | Sugar Land-Labor & Delivery | MHHS-Sugarland |  |  |  | 129-06917 | 129-06917 | Sugar Land | MHHS-Sugarland | Sugar Land-Labor & Delivery | Suite 304 | 6/1/19 |  |  |  | MONITORS, BEDSIDE, FETAL | Monitor, Cardiac, Fetal | MONITORCARDIACFETAL-GE-250CX |  |  |  |  | MONITORCARDIACFETAL-GE-250CX | GE | [6 empty] | MCF-A | Covered PM Repair - Biomedical | MHHS-Sugarland | [8 empty] | MONITORCARDIACFETAL | Monitor, Cardiac, Fetal | GE
NO | YES |  |  |  | 129-06918 | 129-06918 | GE Medical Systems | COROMETRICS 250CX |  | SDL16309310PAS | Sugar Land-Labor & Delivery | MHHS-Sugarland |  |  |  | 129-06918 | 129-06918 | Sugar Land | MHHS-Sugarland | Sugar Land-Labor & Delivery | Suite 306 | 6/1/19 | 6/1/20 |  |  | MONITORS, BEDSIDE, FETAL | Monitor, Cardiac, Fetal | MONITORCARDIACFETAL-GE-250CX |  |  |  |  | MONITORCARDIACFETAL-GE-250CX | GE | [6 empty] | MCF-A | Covered PM Repair - Biomedical | MHHS-Sugarland | [8 empty] | MONITORCARDIACFETAL | Monitor, Cardiac, Fetal | GE
NO | YES |  |  |  | 129-06919 | 129-06919 | GE Medical Systems | COROMETRICS 250CX |  | SDL1630930PAS | Sugar Land-Labor & Delivery | MHHS-Sugarland |  |  |  | 129-06919 | 129-06919 | Sugar Land | MHHS-Sugarland | Sugar Land-Labor & Delivery | Suite 311 | 6/1/19 |  |  |  | MONITORS, BEDSIDE, FETAL | Monitor, Cardiac, Fetal | MONITORCARDIACFETAL-GE-250CX |  |  |  |  | MONITORCARDIACFETAL-GE-250CX | GE |  |  |  |  | 1/2/12 |  | MCF-A | Covered PM Repair - Biomedical | MHHS-Sugarland | [8 empty] | MONITORCARDIACFETAL | Monitor, Cardiac, Fetal | GE
NO | YES |  |  |  | 129-06920 | 129-06920 | GE Medical Systems | COROMETRICS 250CX |  | SDL16309324PAS | SUGAR LAND - ER | MHHS-Sugarland |  |  |  | 129-06920 | 129-06920 | Sugar Land | Memorial Hermann Sugar Land Hospital | SUGAR LAND - ER | ER Pedi 3 | 6/1/19 |  | 6/1/20 |  | MONITORS, BEDSIDE, FETAL | Monitor, Cardiac, Fetal | MONITORCARDIACFETAL-GE-250CX |  |  |  |  | MONITORCARDIACFETAL-GE-250CX | GE |  |  |  |  | 1/2/12 |  | MCF-A | Covered PM Repair - Biomedical | MHHS-Sugarland | [8 empty] | MONITORCARDIACFETAL | Monitor, Cardiac, Fetal | GE
NO | YES |  |  |  | 129-07638 | 129-07638 | GE Medical Systems | COROMETRICS 250CX |  | SDL17320180PAS | Sugar Land-Labor & Delivery | MHHS-Sugarland |  |  |  | 129-07638 | 129-07638 | Sugar Land | MHHS-Sugarland | Sugar Land-Labor & Delivery | L | 6/1/19 |  | 6/1/20 |  | MONITORS, BEDSIDE, FETAL | Monitor, Cardiac, Fetal | MONITORCARDIACFETAL-GE-250CX |  |  |  |  | MONITORCARDIACFETAL-GE-250CX | GE |  |  |  |  | 1/2/12 |  | MCF-A | Covered PM Repair - Biomedical | MHHS-Sugarland | [8 empty] | MONITORCARDIACFETAL | Monitor, Cardiac, Fetal | GE
NO | YES |  |  |  | 129-07639 | 129-07639 | GE Medical Systems | COROMETRICS 250CX |  | SDL17340131PAS | Sugar Land-Labor & Delivery | MHHS-Sugarland |  |  |  | 129-07639 | 129-07639 | Sugar Land | MHHS-Sugarland | Sugar Land-Labor & Delivery | L | 6/1/19 |  | 6/1/20 |  | MONITORS, BEDSIDE, FETAL | Monitor, Cardiac, Fetal | MONITORCARDIACFETAL-GE-250CX |  |  |  |  | MONITORCARDIACFETAL-GE-250CX | GE |  |  |  |  | 1/2/12 |  | MCF-A | Covered PM Repair - Biomedical | MHHS-Sugarland | [8 empty] | MONITORCARDIACFETAL | Monitor, Cardiac, Fetal | GE
NO | YES |  |  |  | 129-07640 | 129-07640 | GE Medical Systems | COROMETRICS 250CX |  | SDL17320185PAS | Sugar Land-Labor & Delivery | MHHS-Sugarland |  |  |  | 129-07640 | 129-07640 | Sugar Land | MHHS-Sugarland | Sugar Land-Labor & Delivery | L | 6/1/19 |  |  |  | MONITORS, BEDSIDE, FETAL | Monitor, Cardiac, Fetal | MONITORCARDIACFETAL-GE-250CX |  |  |  |  | MONITORCARDIACFETAL-GE-250CX | GE |  |  |  |  | 1/2/16 |  | MCF-A | Covered PM Repair - Biomedical | MHHS-Sugarland | [8 empty] | MONITORCARDIACFETAL | Monitor, Cardiac, Fetal | GE
NO | YES |  |  |  | 129-07641 | 129-07641 | GE Medical Systems | COROMETRICS 250CX |  | SDL1732188PAS | Sugar Land-Labor & Delivery | MHHS-Sugarland |  |  |  | 129-07641 | 129-07641 | Sugar Land | MHHS-Sugarland | Sugar Land-Labor & Delivery | L | 6/1/19 |  | 6/1/20 |  | MONITORS, BEDSIDE, FETAL | Monitor, Cardiac, Fetal | MONITORCARDIACFETAL-GE-250CX |  |  |  |  | MONITORCARDIACFETAL-GE-250CX | GE |  |  |  |  | 1/2/12 |  | MCF-A | Covered PM Repair - Biomedical | MHHS-Sugarland | [8 empty] | MONITORCARDIACFETAL | Monitor, Cardiac, Fetal | GE
NO | YES |  |  |  | 129-07642 | 129-07642 | GE Medical Systems | COROMETRICS 250CX |  | SDL17320186PAS | Sugar Land-Labor & Delivery | MHHS-Sugarland |  |  |  | 129-07642 | 129-07642 | Sugar Land | MHHS-Sugarland | Sugar Land-Labor & Delivery | L | 8/1/19 |  |  |  | MONITORS, BEDSIDE, FETAL | Monitor, Cardiac, Fetal | MONITORCARDIACFETAL-GE-250CX |  |  |  |  | MONITORCARDIACFETAL-GE-250CX | GE |  |  |  |  | 1/2/12 |  | MCF-A | Covered PM Repair - Biomedical | MHHS-Sugarland | [8 empty] | MONITORCARDIACFETAL | Monitor, Cardiac, Fetal | GE
NO | YES | [5 empty] | GE Medical Systems | COROMETRICS 250CX |  | SDL03972511 | TMC-Children's-L&D (5Hp) | MHHS-TMC | [5 empty] | TMC | MHHS-TMC | TMC-Children's-L&D (5Hp) |  | 10/1/19 |  |  |  | MONITORS, BEDSIDE, FETAL |  | MONITORCARDIACFETAL-GE-250CX |  |  |  |  | MONITORCARDIACFETAL-GE-250CX | GE | [5 empty] | Verified 3/30/2020 4:07pm (Central) |  | Covered PM Repair - Biomedical | MHHS-TMC
NO | YES |  |  |  |  | 069-22679 | GE Medical Systems | COROMETRICS 250CX |  | SBE06312917PA |  | MHHS-TMC |  |  |  |  | 069-22679 | TMC | Memorial Hermann-TMC |  | H5/73 |  |  |  |  | MONITORS, BEDSIDE, FETAL |  | MONITORCARDIACFETAL-GE-250CX |  |  |  |  | MONITORCARDIACFETAL-GE-250CX | GE |  |  |  |  | 2/19/16 |  |  | Covered PM Repair - Biomedical | MHHS-TMC
NO | YES |  |  |  | 029-10031 | 029-10031 | GE Medical Systems | COROMETRICS 250CX |  | SDL15206258PAS | Woodlands-Birth Center | MHHS-Woodlands |  |  |  | 029-10031 | 029-10031 | Woodlands | MHHS-Woodlands | Woodlands-Birth Center | Equipment Room - Pod 5 | 10/1/19 |  | 10/1/20 |  | MONITORS, BEDSIDE, FETAL | Monitor, Cardiac, Fetal | MONITORCARDIACFETAL-GE-250CX |  |  |  |  | MONITORCARDIACFETAL-GE-250CX | GE |  |  |  |  | 1/2/12 |  | MCF-A | Covered PM Repair - Biomedical | MHHS-Woodlands | [8 empty] | MONITORCARDIACFETAL | Monitor, Cardiac, Fetal | GE
NO | YES |  |  |  | 029-32031 | 029-32031 | GE Medical Systems | COROMETRICS 250CX |  | SDL18240027PAS | Woodlands-Birth Center | MHHS-Woodlands |  |  |  | 029-32031 | 029-32031 | Woodlands | MHHS-Woodlands | Woodlands-Birth Center | Equipment Room - Pod 5 | 10/1/19 |  | 10/1/20 |  | MONITORS, BEDSIDE, FETAL | Monitor, Cardiac, Fetal | MONITORCARDIACFETAL-GE-250CX |  |  |  |  | MONITORCARDIACFETAL-GE-250CX | GE |  |  |  |  | 1/2/12 |  | MCF-A | Covered PM Repair - Biomedical | MHHS-Woodlands | [8 empty] | MONITORCARDIACFETAL | Monitor, Cardiac, Fetal | GE
NO | YES |  |  |  | 029-32032 | 029-32032 | GE Medical Systems | COROMETRICS 250CX |  | SDL18240034PAS | Woodlands-Birth Center | MHHS-Woodlands |  |  |  | 029-32032 | 029-32032 | Woodlands | MHHS-Woodlands | Woodlands-Birth Center | Room 225 | 11/1/19 |  | 11/1/20 |  | MONITORS, BEDSIDE, FETAL | Monitor, Cardiac, Fetal | MONITORCARDIACFETAL-GE-250CX |  |  |  |  | MONITORCARDIACFETAL-GE-250CX | GE |  |  |  |  | 1/2/12 |  | MCF-A | Covered PM Repair - Biomedical | MHHS-Woodlands | [8 empty] | MONITORCARDIACFETAL | Monitor, Cardiac, Fetal | GE
YES | YES |  |  |  | 129-31167 | 129-31167 | GE Medical Systems | COROMETRICS 250CX |  | SDL19080047PAS | SUGAR LAND - Labor |  |  |  |  | 129-31167 | 129-31167 | Sugar Land | Memorial Hermann Sugar Land Hospital | SUGAR LAND - Labor | Suite 303 - OBED | 4/1/19 | 4/1/20 |  |  |  | Monitor, Cardiac, Fetal | MONITORCARDIACFETAL-GE-250CX | [12 empty] | MCF-A | [10 empty] | MONITORCARDIACFETAL | Monitor, Cardiac, Fetal | GE
NO | YES |  |  |  | 041-11090 | 041-11090 | GE Medical Systems | COROMETRICS 250cx |  | SDJ08301815PA | Memorial City-Labor & Delivery |  |  |  |  | 041-11090 | 041-11090 | West | MHHS-Mem City | Memorial City-Labor & Delivery | 3M18
NO | NO |  |  |  | 009-09115 |  | GE Medical Systems | COROMETRICS 250CX |  | SDL13239466SA | GH - LABOR & DELIVERY | MHHS-Greater Heights |  |  |  | 009-09115 |  | Central & Greater Heights |  | GH - LABOR & DELIVERY | [5 empty] | MONITORS, BEDSIDE, FETAL |  | MONITORCARDIACFETAL-GE-250CX |  |  |  |  | MONITORCARDIACFETAL-GE-250CX | GE | [7 empty] | Covered PM Repair - Biomedical | MHHS-Greater Heights
NO | NO |  |  |  | 129-05565 |  | GE Medical Systems | COROMETRICS 250CX |  | SDL13400516SA | SUGAR LAND - MFM CLINIC | MHHS-Sugarland |  |  |  | 129-05565 |  | Sugar Land |  | SUGAR LAND - MFM CLINIC | [5 empty] | MONITORS, BEDSIDE, FETAL |  | MONITORCARDIACFETAL-GE-250CX |  |  |  |  | MONITORCARDIACFETAL-GE-250CX | GE | [7 empty] | Covered PM Repair - Biomedical | MHHS-Sugarland
NO | NO | [5 empty] | GE Medical Systems | COROMETRICS 250CX |  | sdl10437447pa | TMC - CHILDRENS - L&D (5HP) | MHHS-TMC | [5 empty] | TMC |  | TMC - CHILDRENS - L&D (5HP) | [5 empty] | MONITORS, BEDSIDE, FETAL |  | MONITORCARDIACFETAL-GE-250CX |  |  |  |  | MONITORCARDIACFETAL-GE-250CX | GE | [7 empty] | Covered PM Repair - Biomedical | MHHS-TMC
NO | YES |  |  |  | 133-05153 | 133-05153 | GE Medical Systems | COROMETRICS 259 |  | SBE07175136PA | Katy-Labor & Delivery OR | MHHS-Katy |  |  |  | 133-05153 | 133-05153 | Katy | MHHS-Katy | Katy-Labor & Delivery OR | Csection or 2 | 1/1/20 | 1/1/21 |  |  | MONITORS, BEDSIDE, FETAL | Monitor, Cardiac, Fetal | MONITORCARDIACFETAL-GE-259A |  |  |  |  | MONITORCARDIACFETAL-GE-259A | GE |  |  |  |  | 1/2/12 |  | MCF-A | Covered PM Repair - Biomedical | MHHS-Katy | [8 empty] | MONITORCARDIACFETAL | Monitor, Cardiac, Fetal | GE
NO | YES |  |  |  | 151-01722 | 151-01722 | GE Medical Systems | COROMETRICS 259CX |  | SDJ16058297PR | CY-Labor & Delivery | MHHS-Cypress |  |  |  | 151-01722 | 151-01722 | Northwest | MHHS-Cypress | CY-Labor & Delivery | Ldrp 7 | 7/1/19 | 7/1/20 |  |  | MONITORS, BEDSIDE, FETAL | Monitor, Cardiac, Fetal | MONITORCARDIACFETAL-GE-259CX |  |  |  |  | MONITORCARDIACFETAL-GE-259CX | GE |  |  |  |  | 1/2/12 |  | MCF-A | Covered PM Repair - Biomedical | MHHS-Cypress | [8 empty] | MONITORCARDIACFETAL | Monitor, Cardiac, Fetal | GE
NO | YES |  |  |  | 151-01725 | 151-01725 | GE Medical Systems | COROMETRICS 259CX |  | SDJ17040030PAS | CY-Labor & Delivery | MHHS-Cypress |  |  |  | 151-01725 | 151-01725 | Northwest | MHHS-Cypress | CY-Labor & Delivery |  | 7/1/19 |  |  |  | MONITORS, BEDSIDE, FETAL | Monitor, Cardiac, Fetal | MONITORCARDIACFETAL-GE-259CX |  |  |  |  | MONITORCARDIACFETAL-GE-259CX | GE |  |  |  |  | 1/2/12 |  | MCF-A | Covered PM Repair - Biomedical | MHHS-Cypress | [8 empty] | MONITORCARDIACFETAL | Monitor, Cardiac, Fetal | GE
NO | YES |  |  |  | 151-01726 | 151-01726 | GE Medical Systems | COROMETRICS 259CX |  | SDJ15528031PR | CY-Labor & Delivery | MHHS-Cypress |  |  |  | 151-01726 | 151-01726 | Northwest | MHHS-Cypress | CY-Labor & Delivery | LDR 2 | 7/1/19 | 7/1/20 |  |  | MONITORS, BEDSIDE, FETAL | Monitor, Cardiac, Fetal | MONITORCARDIACFETAL-GE-259CX |  |  |  |  | MONITORCARDIACFETAL-GE-259CX | GE |  |  |  |  | 1/2/12 |  | MCF-A | Covered PM Repair - Biomedical | MHHS-Cypress | [8 empty] | MONITORCARDIACFETAL | Monitor, Cardiac, Fetal | GE
NO | YES |  |  |  | 151-01728 | 151-01728 | GE Medical Systems | COROMETRICS 259CX |  | SDJ17040081PAS | CY-Labor & Delivery | MHHS-Cypress |  |  |  | 151-01728 | 151-01728 | Northwest | MHHS-Cypress | CY-Labor & Delivery | LDR 5 | 7/1/19 | 7/1/20 |  |  | MONITORS, BEDSIDE, FETAL | Monitor, Cardiac, Fetal | MONITORCARDIACFETAL-GE-259CX |  |  |  |  | MONITORCARDIACFETAL-GE-259CX | GE |  |  |  |  | 1/2/12 |  | MCF-A | Covered PM Repair - Biomedical | MHHS-Cypress | [8 empty] | MONITORCARDIACFETAL | Monitor, Cardiac, Fetal | GE
NO | YES |  |  |  | 151-01729 | 151-01729 | GE Medical Systems | COROMETRICS 259CX |  | SDJ17030126PAS | CY-Labor & Delivery | MHHS-Cypress |  |  |  | 151-01729 | 151-01729 | Northwest | MHHS-Cypress | CY-Labor & Delivery | LDR 9 | 7/1/19 | 7/1/20 |  |  | MONITORS, BEDSIDE, FETAL | Monitor, Cardiac, Fetal | MONITORCARDIACFETAL-GE-259CX |  |  |  |  | MONITORCARDIACFETAL-GE-259CX | GE |  |  |  |  | 1/2/12 |  | MCF-A | Covered PM Repair - Biomedical | MHHS-Cypress | [8 empty] | MONITORCARDIACFETAL | Monitor, Cardiac, Fetal | GE
NO | YES |  |  |  | 151-01730 | 151-01730 | GE Medical Systems | COROMETRICS 259CX |  | SDJ16249079PR | CY-Labor & Delivery | MHHS-Cypress |  |  |  | 151-01730 | 151-01730 | Northwest | MHHS-Cypress | CY-Labor & Delivery | LDR 1 | 7/1/19 | 7/1/20 |  |  | MONITORS, BEDSIDE, FETAL | Monitor, Cardiac, Fetal | MONITORCARDIACFETAL-GE-259CX |  |  |  |  | MONITORCARDIACFETAL-GE-259CX | GE |  |  |  |  | 1/2/12 |  | MCF-A | Covered PM Repair - Biomedical | MHHS-Cypress | [8 empty] | MONITORCARDIACFETAL | Monitor, Cardiac, Fetal | GE
NO | YES |  |  |  | 151-01734 | 151-01734 | GE Medical Systems | COROMETRICS 259CX |  | SDJ16249058PR | CY-Labor & Delivery | MHHS-Cypress |  |  |  | 151-01734 | 151-01734 | Northwest | MHHS-Cypress | CY-Labor & Delivery | S5108 | 7/1/19 | 7/1/20 |  |  | MONITORS, BEDSIDE, FETAL | Monitor, Cardiac, Fetal | MONITORCARDIACFETAL-GE-259CX |  |  |  |  | MONITORCARDIACFETAL-GE-259CX | GE |  |  |  |  | 1/2/12 |  | MCF-A | Covered PM Repair - Biomedical | MHHS-Cypress | [8 empty] | MONITORCARDIACFETAL | Monitor, Cardiac, Fetal | GE
NO | YES |  |  |  | 151-01737 | 151-01737 | GE Medical Systems | COROMETRICS 259CX |  | SDJ16249072PR | CY-Labor & Delivery | MHHS-Cypress |  |  |  | 151-01737 | 151-01737 | Northwest | MHHS-Cypress | CY-Labor & Delivery | C section 1 | 7/1/19 | 7/1/20 |  |  | MONITORS, BEDSIDE, FETAL | Monitor, Cardiac, Fetal | MONITORCARDIACFETAL-GE-259CX |  |  |  |  | MONITORCARDIACFETAL-GE-259CX | GE |  |  |  |  | 1/1/00 |  | MCF-A | Covered PM Repair - Biomedical | MHHS-Cypress | [8 empty] | MONITORCARDIACFETAL | Monitor, Cardiac, Fetal | GE
NO | YES |  |  |  | 151-01738 | 151-01738 | GE Medical Systems | COROMETRICS 259CX |  | SDJ16249068PR | CY-Labor & Delivery | MHHS-Cypress |  |  |  | 151-01738 | 151-01738 | Northwest | MHHS-Cypress | CY-Labor & Delivery | C-Section 2 | 7/1/19 | 7/1/20 |  |  | MONITORS, BEDSIDE, FETAL | Monitor, Cardiac, Fetal | MONITORCARDIACFETAL-GE-259CX |  |  |  |  | MONITORCARDIACFETAL-GE-259CX | GE | [6 empty] | MCF-A | Covered PM Repair - Biomedical | MHHS-Cypress | [8 empty] | MONITORCARDIACFETAL | Monitor, Cardiac, Fetal | GE
NO | YES |  |  |  | 151-01739 | 151-01739 | GE Medical Systems | COROMETRICS 259CX |  | SDJ15538060PR | CY - MATERNAL FETAL MEDICINE CLINIC | MHHS-Cypress |  |  |  | 151-01739 | 151-01739 | Northwest | Cypress | CY - MATERNAL FETAL MEDICINE CLINIC | Room 2 | 8/1/19 |  |  |  | MONITORS, BEDSIDE, FETAL | Monitor, Cardiac, Fetal | MONITORCARDIACFETAL-GE-259CX |  |  |  |  | MONITORCARDIACFETAL-GE-259CX | GE | [6 empty] | MCF-A | Covered PM Repair - Biomedical | MHHS-Cypress | [8 empty] | MONITORCARDIACFETAL | Monitor, Cardiac, Fetal | GE
NO | YES |  |  |  | 151-01731 | 151-01731 | GE Medical Systems | COROMETRICS 259CX |  | SDJ17040054PAS | CY-OBED | MHHS-Cypress |  |  |  | 151-01731 | 151-01731 | Northwest | MHHS-Cypress | CY-OBED | Ob ed | 6/1/19 | 6/1/20 |  |  | MONITORS, BEDSIDE, FETAL | Monitor, Cardiac, Fetal | MONITORCARDIACFETAL-GE-259CX |  |  |  |  | MONITORCARDIACFETAL-GE-259CX | GE | [6 empty] | MCF-A | Covered PM Repair - Biomedical | MHHS-Cypress | [8 empty] | MONITORCARDIACFETAL | Monitor, Cardiac, Fetal | GE
NO | YES |  |  |  | 151-01732 | 151-01732 | GE Medical Systems | COROMETRICS 259CX |  | SDJ15528018PR | CY-OBED | MHHS-Cypress |  |  |  | 151-01732 | 151-01732 | Northwest | MHHS-Cypress | CY-OBED | Bay 2 | 6/1/19 | 6/1/20 |  |  | MONITORS, BEDSIDE, FETAL | Monitor, Cardiac, Fetal | MONITORCARDIACFETAL-GE-259CX |  |  |  |  | MONITORCARDIACFETAL-GE-259CX | GE |  |  |  |  | 4/28/16 |  | MCF-A | Covered PM Repair - Biomedical | MHHS-Cypress | [8 empty] | MONITORCARDIACFETAL | Monitor, Cardiac, Fetal | GE
NO | YES |  |  |  | 151-01733 | 151-01733 | GE Medical Systems | COROMETRICS 259CX |  | SDJ17020135PAS | CY-OBED | MHHS-Cypress |  |  |  | 151-01733 | 151-01733 | Northwest | MHHS-Cypress | CY-OBED | Bay 3 | 6/1/19 | 6/1/20 |  |  | MONITORS, BEDSIDE, FETAL | Monitor, Cardiac, Fetal | MONITORCARDIACFETAL-GE-259CX |  |  |  |  | MONITORCARDIACFETAL-GE-259CX | GE | [6 empty] | MCF-A | Covered PM Repair - Biomedical | MHHS-Cypress | [8 empty] | MONITORCARDIACFETAL | Monitor, Cardiac, Fetal | GE
NO | YES |  |  |  | 151-01724 | 151-01724 | GE Medical Systems | COROMETRICS 259CX |  | SDJ16058279PR | CY-Post Partum | MHHS-Cypress |  |  |  | 151-01724 | 151-01724 | Northwest | MHHS-Cypress | CY-Post Partum | APU 6 | 6/1/19 | 6/1/20 |  |  | MONITORS, BEDSIDE, FETAL | Monitor, Cardiac, Fetal | MONITORCARDIACFETAL-GE-259CX |  |  |  |  | MONITORCARDIACFETAL-GE-259CX | GE | [6 empty] | MCF-A | Covered PM Repair - Biomedical | MHHS-Cypress | [8 empty] | MONITORCARDIACFETAL | Monitor, Cardiac, Fetal | GE
NO | YES |  |  |  | 151-01736 | 151-01736 | GE Medical Systems | COROMETRICS 259CX |  | SDJ16249070PR | CY-Post Partum | MHHS-Cypress |  |  |  | 151-01736 | 151-01736 | Northwest | MHHS-Cypress | CY-Post Partum | APU 7 | 6/1/19 | 6/1/20 |  |  | MONITORS, BEDSIDE, FETAL | Monitor, Cardiac, Fetal | MONITORCARDIACFETAL-GE-259CX |  |  |  |  | MONITORCARDIACFETAL-GE-259CX | GE | [6 empty] | MCF-A | Covered PM Repair - Biomedical | MHHS-Cypress | [8 empty] | MONITORCARDIACFETAL | Monitor, Cardiac, Fetal | GE
NO | YES |  |  |  | 151-02822 | 151-02822 | GE Medical Systems | COROMETRICS 259CX |  | SDL18360101PAS | CY-Post Partum | MHHS-Cypress |  |  |  | 151-02822 | 151-02822 | Northwest | MHHS-Cypress | CY-Post Partum | APU 5 | 6/1/19 | 6/1/20 |  |  | MONITORS, BEDSIDE, FETAL | Monitor, Cardiac, Fetal | MONITORCARDIACFETAL-GE-259CX |  |  |  |  | MONITORCARDIACFETAL-GE-259CX | GE | [6 empty] | MCF-A | Covered PM Repair - Biomedical | MHHS-Cypress | [8 empty] | MONITORCARDIACFETAL | Monitor, Cardiac, Fetal | GE
NO | YES |  |  |  | 009-09490 | 009-09490 | GE Medical Systems | COROMETRICS 259CX |  | SDL13420601SA | GH - LABOR | MHHS-Greater Heights |  |  |  | 009-09490 | 009-09490 | Central | Greater heights | GH - LABOR | GH - LABOR |  |  |  |  | MONITORS, BEDSIDE, FETAL |  | MONITORCARDIACFETAL-GE-259CX |  |  |  |  | MONITORCARDIACFETAL-GE-259CX | GE | [7 empty] | Covered PM Repair - Biomedical | MHHS-Greater Heights
NO | YES |  |  |  | 009-09491 | 009-09491 | GE Medical Systems | COROMETRICS 259CX |  | SDL13420635SA | GH - LND | MHHS-Greater Heights |  |  |  | 009-09491 | 009-09491 | Central | Memorial Hermann Greater Heights Hospital | GH - LND | GH - LND Hallway |  |  |  |  | MONITORS, BEDSIDE, FETAL |  | MONITORCARDIACFETAL-GE-259CX |  |  |  |  | MONITORCARDIACFETAL-GE-259CX | GE | [7 empty] | Covered PM Repair - Biomedical | MHHS-Greater Heights
NO | YES |  |  |  | 009-09494 | 009-09494 | GE Medical Systems | COROMETRICS 259CX |  | SDL13430637SA | GH-Labor & Delivery | MHHS-Greater Heights |  |  |  | 009-09494 | 009-09494 | Greater heights | MHHS-Greater Heights | GH-Labor & Delivery | Room 2 | 5/1/19 |  | 5/1/20 |  | MONITORS, BEDSIDE, FETAL | Monitor, Cardiac, Fetal | MONITORCARDIACFETAL-GE-259CX |  |  |  |  | MONITORCARDIACFETAL-GE-259CX | GE |  |  |  |  | 1/2/12 |  | MCF-A | Covered PM Repair - Biomedical | MHHS-Greater Heights | [8 empty] | MONITORCARDIACFETAL | Monitor, Cardiac, Fetal | GE
NO | YES |  |  |  | 009-33710 | 009-33710 | GE Medical Systems | COROMETRICS 259CX |  | SDL13420600SA | GH - LABOR | MHHS-Greater Heights |  |  |  | 009-33710 | 009-33710 | Central | Greater heights | GH - LABOR | GH - LABOR |  |  |  |  | MONITORS, BEDSIDE, FETAL |  | MONITORCARDIACFETAL-GE-259CX |  |  |  |  | MONITORCARDIACFETAL-GE-259CX | GE | [7 empty] | Covered PM Repair - Biomedical | MHHS-Greater Heights
NO | YES |  |  |  | 009-09493 | 009-09493 | GE Medical Systems | COROMETRICS 259CX |  | SDL13420586SA | GH-OR | MHHS-Greater Heights |  |  |  | 009-09493 | 009-09493 | Central | MHHS-Greater Heights | GH-OR | Rm 2 | 5/1/19 |  | 5/1/20 |  | MONITORS, BEDSIDE, FETAL | Monitor, Cardiac, Fetal | MONITORCARDIACFETAL-GE-259CX |  |  |  |  | MONITORCARDIACFETAL-GE-259CX | GE |  |  |  |  | 1/2/12 |  | MCF-A | Covered PM Repair - Biomedical | MHHS-Greater Heights | [8 empty] | MONITORCARDIACFETAL | Monitor, Cardiac, Fetal | GE
NO | YES |  |  |  |  | 041-12439 | GE Medical Systems | COROMETRICS 259CX |  | SDJ08291774PA | Memorial City-Labor & Delivery | MHHS-Mem City |  |  |  |  | 041-12439 | West | MHHS-Mem City | Memorial City-Labor & Delivery |  | 12/1/19 |  |  |  | MONITORS, BEDSIDE, FETAL |  | MONITORCARDIACFETAL-GE-259CX |  |  |  |  | MONITORCARDIACFETAL-GE-259CX | GE |  |  |  |  | 1/2/12 |  |  | Covered PM Repair - Biomedical | MHHS-Mem City
NO | YES |  |  |  | 005-09789 | 005-09789 | GE Medical Systems | COROMETRICS 259CX |  | SDJ09393928PA | SE-Labor & Delivery | MHHS-Southeast |  |  |  | 005-09789 | 005-09789 | Southeast | MHHS-Southeast | SE-Labor & Delivery | 4 floor storage | 5/1/19 |  | 5/1/20 |  | MONITORS, BEDSIDE, FETAL |  | MONITORCARDIACFETAL-GE-259CX |  |  |  |  | MONITORCARDIACFETAL-GE-259CX | GE |  |  |  |  | 1/2/12 |  |  | Covered PM Repair - Biomedical | MHHS-Southeast
NO | YES |  |  |  | 005-13082 | 005-13082 | GE Medical Systems | COROMETRICS 259CX |  | SDL15477616PAS | SE-Labor & Delivery | MHHS-Southeast |  |  |  | 005-13082 | 005-13082 | Southeast | MHHS-Southeast | SE-Labor & Delivery |  | 12/1/18 |  |  |  | MONITORS, BEDSIDE, FETAL |  | MONITORCARDIACFETAL-GE-259CX |  |  |  |  | MONITORCARDIACFETAL-GE-259CX | GE |  |  |  |  | 1/2/12 |  |  | Covered PM Repair - Biomedical | MHHS-Southeast
NO | YES |  |  |  | 129-04396 | 129-04396 | GE Medical Systems | COROMETRICS 259CX |  | SDL10155068PA | Sugar Land-Labor & Delivery | MHHS-Sugarland |  |  |  | 129-04396 | 129-04396 | Sugar Land | MHHS-Sugarland | Sugar Land-Labor & Delivery | L | 8/1/19 |  | 2/1/20 |  | MONITORS, BEDSIDE, FETAL | Monitor, Cardiac, Fetal | MONITORCARDIACFETAL-GE-259CX |  |  |  |  | MONITORCARDIACFETAL-GE-259CX | GE |  |  |  |  | 1/2/12 |  | MCF-A | Covered PM Repair - Biomedical | MHHS-Sugarland | [8 empty] | MONITORCARDIACFETAL | Monitor, Cardiac, Fetal | GE
NO | YES |  |  |  | 029-11011 | 029-11011 | GE Medical Systems | COROMETRICS 259CX |  | SDL16500089PA | Woodlands-Birth Center | MHHS-Woodlands |  |  |  | 029-11011 | 029-11011 | Woodlands | MHHS-Woodlands | Woodlands-Birth Center | Equipment Room - Pod 5 | 4/1/19 |  | 4/1/20 |  | MONITORS, BEDSIDE, FETAL | Monitor, Cardiac, Fetal | MONITORCARDIACFETAL-GE-259CX |  |  |  |  | MONITORCARDIACFETAL-GE-259CX | GE |  |  |  |  | 1/2/12 |  | MCF-A | Covered PM Repair - Biomedical | MHHS-Woodlands | [8 empty] | MONITORCARDIACFETAL | Monitor, Cardiac, Fetal | GE
NO | YES |  |  |  | 029-32399 | 029-32399 | GE Medical Systems | COROMETRICS 259CX |  | SDL19020022PAS | Woodlands-NICU | MHHS-Woodlands |  |  |  | 029-32399 | 029-32399 | Woodlands | MHHS-Woodlands | Woodlands-NICU | Hallway | 4/1/19 |  | 4/1/20 |  | MONITORS, BEDSIDE, FETAL | Monitor, Cardiac, Fetal | MONITORCARDIACFETAL-GE-259CX |  |  |  |  | MONITORCARDIACFETAL-GE-259CX | GE |  |  |  |  | 1/2/12 |  | MCF-A | Covered PM Repair - Biomedical | MHHS-Woodlands | [8 empty] | MONITORCARDIACFETAL | Monitor, Cardiac, Fetal | GE
NO | YES |  |  |  | 029-32400 | 029-32400 | GE Medical Systems | COROMETRICS 259CX |  | SDL19020016PAS | Woodlands-Birth Center | MHHS-Woodlands |  |  |  | 029-32400 | 029-32400 | Woodlands | MHHS-Woodlands | Woodlands-Birth Center |  | 4/1/19 |  | 4/1/20 |  | MONITORS, BEDSIDE, FETAL | Monitor, Cardiac, Fetal | MONITORCARDIACFETAL-GE-259CX |  |  |  |  | MONITORCARDIACFETAL-GE-259CX | GE |  |  |  |  | 1/2/12 |  | MCF-A | Covered PM Repair - Biomedical | MHHS-Woodlands | [8 empty] | MONITORCARDIACFETAL | Monitor, Cardiac, Fetal | GE
NO | YES |  |  |  | 029-32402 | 029-32402 | GE Medical Systems | COROMETRICS 259CX |  | SDL19020023PAS | Woodlands-Birth Center | MHHS-Woodlands |  |  |  | 029-32402 | 029-32402 | Woodlands | MHHS-Woodlands | Woodlands-Birth Center | Room W1 234 | 4/1/19 |  | 4/1/20 |  | MONITORS, BEDSIDE, FETAL | Monitor, Cardiac, Fetal | MONITORCARDIACFETAL-GE-259CX |  |  |  |  | MONITORCARDIACFETAL-GE-259CX | GE |  |  |  |  | 1/2/12 |  | MCF-A | Covered PM Repair - Biomedical | MHHS-Woodlands | [8 empty] | MONITORCARDIACFETAL | Monitor, Cardiac, Fetal | GE
NO | NO |  |  |  | 151-01727 |  | GE Medical Systems | COROMETRICS 259CX |  | SDJ16249080PR | CY - L&D | MHHS-Cypress |  |  |  | 151-01727 |  | Northwest & Cypress |  | CY - L&D | [5 empty] | MONITORS, BEDSIDE, FETAL |  | MONITORCARDIACFETAL-GE-259CX |  |  |  |  | MONITORCARDIACFETAL-GE-259CX | GE | [7 empty] | Covered PM Repair - Biomedical | MHHS-Cypress
NO | NO |  |  |  | 151-01735 |  | GE Medical Systems | COROMETRICS 259CX |  | SDJ16058294PR | CY - L&D | MHHS-Cypress |  |  |  | 151-01735 |  | Northwest & Cypress |  | CY - L&D | [5 empty] | MONITORS, BEDSIDE, FETAL |  | MONITORCARDIACFETAL-GE-259CX |  |  |  |  | MONITORCARDIACFETAL-GE-259CX | GE | [7 empty] | Covered PM Repair - Biomedical | MHHS-Cypress
NO | NO |  |  |  | 151-01723 |  | GE Medical Systems | COROMETRICS 259CX |  | SDJ15528032PR | CY - POST PARTUM | MHHS-Cypress |  |  |  | 151-01723 |  | Northwest & Cypress |  | CY - POST PARTUM | [5 empty] | MONITORS, BEDSIDE, FETAL |  | MONITORCARDIACFETAL-GE-259CX |  |  |  |  | MONITORCARDIACFETAL-GE-259CX | GE | [7 empty] | Covered PM Repair - Biomedical | MHHS-Cypress
NO | NO | [5 empty] | GE Medical Systems | COROMETRICS 259CX |  | SBE07124805PA | MEMORIAL CITY - LABOR & DELIVERY | MHHS-Mem City | [5 empty] | West & Memorial City |  | MEMORIAL CITY - LABOR & DELIVERY | [5 empty] | MONITORS, BEDSIDE, FETAL |  | MONITORCARDIACFETAL-GE-259CX |  |  |  |  | MONITORCARDIACFETAL-GE-259CX | GE | [7 empty] | Covered PM Repair - Biomedical | MHHS-Mem City
NO | NO |  |  |  | 029-11012 |  | GE Medical Systems | COROMETRICS 259CX |  | SDL16500104PAS | WOODLANDS - BIRTH CENTER | MHHS-Woodlands |  |  |  | 029-11012 |  | Woodlands |  | WOODLANDS - BIRTH CENTER | [5 empty] | MONITORS, BEDSIDE, FETAL |  | MONITORCARDIACFETAL-GE-259CX |  |  |  |  | MONITORCARDIACFETAL-GE-259CX | GE | [7 empty] | Covered PM Repair - Biomedical | MHHS-Woodlands
NO | NO |  |  |  | 029-32401 |  | GE Medical Systems | COROMETRICS 259CX |  | SDL19020014PAS | WOODLANDS - BIRTH CENTER | MHHS-Woodlands |  |  |  | 029-32401 |  | Woodlands |  | WOODLANDS - BIRTH CENTER | [5 empty] | MONITORS, BEDSIDE, FETAL |  | MONITORCARDIACFETAL-GE-259CX |  |  |  |  | MONITORCARDIACFETAL-GE-259CX | GE | [7 empty] | Covered PM Repair - Biomedical | MHHS-Woodlands
NO | YES |  |  |  |  | 009-06341 | GE Medical Systems | COROMETRICS 259CX-A |  | SDJ08382261PA | GH - LABOR | MHHS-Greater Heights |  |  |  |  | 009-06341 | Central | Greater heights | GH - LABOR | GH - LABOR |  |  |  |  | MONITORS, BEDSIDE, FETAL |  | MONITORCARDIACFETAL-GE-259CX-A |  |  |  |  | MONITORCARDIACFETAL-GE-259CX-A | GE | [7 empty] | Covered PM Repair - Biomedical | MHHS-Greater Heights
NO | YES |  |  |  |  | 009-06342 | GE Medical Systems | COROMETRICS 259CX-A |  | SDJ08382265PA | GH - LABOR | MHHS-Greater Heights |  |  |  |  | 009-06342 | Central | Greater heights | GH - LABOR | GH - LABOR |  |  |  |  | MONITORS, BEDSIDE, FETAL |  | MONITORCARDIACFETAL-GE-259CX-A |  |  |  |  | MONITORCARDIACFETAL-GE-259CX-A | GE | [7 empty] | Covered PM Repair - Biomedical | MHHS-Greater Heights
NO | YES | [5 empty] | GE Medical Systems | COROMETRICS 259CX-A |  | SDJ08382260PA | GH-OR | MHHS-Greater Heights | [5 empty] | Central | MHHS-Greater Heights | GH-OR | Rm 3 | 5/1/19 |  | 5/1/20 |  | MONITORS, BEDSIDE, FETAL | Monitor, Cardiac, Fetal | MONITORCARDIACFETAL-GE-259CX-A |  |  |  |  | MONITORCARDIACFETAL-GE-259CX-A | GE |  |  |  |  | 1/2/12 |  | MCF-A | Covered PM Repair - Biomedical | MHHS-Greater Heights | [8 empty] | MONITORCARDIACFETAL | Monitor, Cardiac, Fetal | GE
NO | YES |  |  |  | 041-12449 | 041-12449 | GE Medical Systems | COROMETRICS 259CX-A |  | SDJ08301828PA | Memorial City-Labor & Delivery | MHHS-Mem City |  |  |  | 041-12449 | 041-12449 | West | MHHS-Mem City | Memorial City-Labor & Delivery | 3M25 | 12/1/19 |  |  |  | MONITORS, BEDSIDE, FETAL |  | MONITORCARDIACFETAL-GE-259CX-A |  |  |  |  | MONITORCARDIACFETAL-GE-259CX-A | GE | [7 empty] | Covered PM Repair - Biomedical | MHHS-Mem City
NO | YES |  |  |  | 041-12453 | 041-12453 | GE Medical Systems | COROMETRICS 259CX-A |  | SDJ08301839PA | Memorial City-Labor & Delivery | MHHS-Mem City |  |  |  | 041-12453 | 041-12453 | West | MHHS-Mem City | Memorial City-Labor & Delivery | L | 1/1/20 |  |  |  | MONITORS, BEDSIDE, FETAL |  | MONITORCARDIACFETAL-GE-259CX-A |  |  |  |  | MONITORCARDIACFETAL-GE-259CX-A | GE | [7 empty] | Covered PM Repair - Biomedical | MHHS-Mem City
NO | YES |  |  |  |  | 041-11089 | GE Medical Systems | COROMETRICS 259CX-A |  | SDJ08291775PA | Memorial City-Labor & Delivery | MHHS-Mem City |  |  |  |  | 041-11089 | West | MHHS-Mem City | Memorial City-Labor & Delivery | 3M17 | 12/1/19 |  |  |  | MONITORS, BEDSIDE, FETAL |  | MONITORCARDIACFETAL-GE-259CX-A |  |  |  |  | MONITORCARDIACFETAL-GE-259CX-A | GE |  |  |  |  | 12/20/16 |  |  | Covered PM Repair - Biomedical | MHHS-Mem City
NO | YES |  |  |  | 041-12423 | 041-12423 | GE Medical Systems | COROMETRICS 259CX-A |  | SDJ08301832PA | Memorial City-Labor & Delivery | MHHS-Mem City |  |  |  | 041-12423 | 041-12423 | West | MHHS-Mem City | Memorial City-Labor & Delivery | Room 3M02 | 12/1/19 |  |  |  | MONITORS, BEDSIDE, FETAL |  | MONITORCARDIACFETAL-GE-259CX-A |  |  |  |  | MONITORCARDIACFETAL-GE-259CX-A | GE | [7 empty] | Covered PM Repair - Biomedical | MHHS-Mem City
NO | YES |  |  |  |  | 041-12454 | GE Medical Systems | COROMETRICS 259CX-A |  | SDJ08291763PA | Memorial City-Labor & Delivery | MHHS-Mem City |  |  |  |  | 041-12454 | West | MHHS-Mem City | Memorial City-Labor & Delivery | 3M36 | 12/1/19 |  | 12/1/20 |  | MONITORS, BEDSIDE, FETAL |  | MONITORCARDIACFETAL-GE-259CX-A |  |  |  |  | MONITORCARDIACFETAL-GE-259CX-A | GE |  |  |  |  | 5/21/17 |  |  | Covered PM Repair - Biomedical | MHHS-Mem City
NO | YES |  |  |  |  | 041-12450 | GE Medical Systems | COROMETRICS 259CX-A |  | SDJ08281752PA | Memorial City-Labor & Delivery | MHHS-Mem City |  |  |  |  | 041-12450 | West | MHHS-Mem City | Memorial City-Labor & Delivery | 3M32 | 12/1/19 |  | 12/1/20 |  | MONITORS, BEDSIDE, FETAL |  | MONITORCARDIACFETAL-GE-259CX-A |  |  |  |  | MONITORCARDIACFETAL-GE-259CX-A | GE |  |  |  |  | 5/21/17 |  |  | Covered PM Repair - Biomedical | MHHS-Mem City
NO | YES | Asset Tag 1162651 |  |  |  |  | GE Medical Systems | COROMETRICS 259CX-A |  | SDJ08301818PA | Memorial City-Labor & Delivery | MHHS-Mem City | [5 empty] | (null) | MHHS-Mem City | Memorial City-Labor & Delivery | (null) |  |  |  | (null) | MONITORS, BEDSIDE, FETAL |  | MONITORCARDIACFETAL-GE-259CX-A |  |  |  |  | MONITORCARDIACFETAL-GE-259CX-A | GE |  | (null) |  |  | 5/21/17 | (null) |  | Covered PM Repair - Biomedical | MHHS-Mem City
NO | YES | [5 empty] | GE Medical Systems | COROMETRICS 259CX-A |  | SDJ08291768PA | Memorial City-Labor & Delivery | MHHS-Mem City | [5 empty] | West | MHHS-Mem City | Memorial City-Labor & Delivery | 3M28 | 12/1/19 |  | 12/1/20 |  | MONITORS, BEDSIDE, FETAL |  | MONITORCARDIACFETAL-GE-259CX-A |  |  |  |  | MONITORCARDIACFETAL-GE-259CX-A | GE |  |  |  |  | 1/2/12 |  |  | Covered PM Repair - Biomedical | MHHS-Mem City
NO | YES |  |  |  |  | 041-12427 | GE Medical Systems | COROMETRICS 259CX-A |  | SDJ08301836PA | Memorial City-Labor & Delivery | MHHS-Mem City |  |  |  |  | 041-12427 | West | MHHS-Mem City | Memorial City-Labor & Delivery | 3M34 | 12/1/19 |  |  |  | MONITORS, BEDSIDE, FETAL |  | MONITORCARDIACFETAL-GE-259CX-A |  |  |  |  | MONITORCARDIACFETAL-GE-259CX-A | GE |  |  |  |  | 1/2/12 |  |  | Covered PM Repair - Biomedical | MHHS-Mem City
NO | YES |  |  |  |  | 041-12421 | GE Medical Systems | COROMETRICS 259CX-A |  | SDJ08301837PA | Memorial City-Labor & Delivery | MHHS-Mem City |  |  |  |  | 041-12421 | West | MHHS-Mem City | Memorial City-Labor & Delivery | 3M12 | 3/1/20 |  | 3/1/20 |  | MONITORS, BEDSIDE, FETAL |  | MONITORCARDIACFETAL-GE-259CX-A |  |  |  |  | MONITORCARDIACFETAL-GE-259CX-A | GE |  |  |  |  | 1/2/12 |  |  | Covered PM Repair - Biomedical | MHHS-Mem City
NO | YES |  |  |  |  | 041-12426 | GE Medical Systems | COROMETRICS 259CX-A |  | SDJ08291787PA | Memorial City-Labor & Delivery | MHHS-Mem City |  |  |  |  | 041-12426 | West | MHHS-Mem City | Memorial City-Labor & Delivery | 3M35 | 12/1/19 |  |  |  | MONITORS, BEDSIDE, FETAL |  | MONITORCARDIACFETAL-GE-259CX-A |  |  |  |  | MONITORCARDIACFETAL-GE-259CX-A | GE |  |  |  |  | 1/2/12 |  |  | Covered PM Repair - Biomedical | MHHS-Mem City
NO | YES |  |  |  | 041-12438 | 041-12438 | GE Medical Systems | COROMETRICS 259CX-A |  | SDJ08291764PA | Memorial City-Labor & Delivery | MHHS-Mem City |  |  |  | 041-12438 | 041-12438 | West | MHHS-Mem City | Memorial City-Labor & Delivery | Room 3M02 | 12/1/19 |  |  |  | MONITORS, BEDSIDE, FETAL |  | MONITORCARDIACFETAL-GE-259CX-A |  |  |  |  | MONITORCARDIACFETAL-GE-259CX-A | GE |  |  |  |  | 5/1/16 |  |  | Covered PM Repair - Biomedical | MHHS-Mem City
NO | YES |  |  |  | 041-12428 | 041-12428 | GE Medical Systems | COROMETRICS 259CX-A |  | SDJ08301826PA | Memorial City-Labor & Delivery | MHHS-Mem City |  |  |  | 041-12428 | 041-12428 | West | MHHS-Mem City | Memorial City-Labor & Delivery | Hall way | 1/1/18 |  |  |  | MONITORS, BEDSIDE, FETAL |  | MONITORCARDIACFETAL-GE-259CX-A |  |  |  |  | MONITORCARDIACFETAL-GE-259CX-A | GE |  |  |  |  | 1/2/12 |  |  | Covered PM Repair - Biomedical | MHHS-Mem City
NO | YES |  |  |  | 041-12448 | 041-12448 | GE Medical Systems | COROMETRICS 259CX-A |  | SDJ08291798PA | Memorial City-Labor & Delivery | MHHS-Mem City |  |  |  | 041-12448 | 041-12448 | West | MHHS-Mem City | Memorial City-Labor & Delivery | 3M05 | 3/1/20 |  | 3/1/21 |  | MONITORS, BEDSIDE, FETAL |  | MONITORCARDIACFETAL-GE-259CX-A |  |  |  |  | MONITORCARDIACFETAL-GE-259CX-A | GE |  |  |  |  | 1/2/12 |  |  | Covered PM Repair - Biomedical | MHHS-Mem City
NO | YES |  |  |  |  | 041-12457 | GE Medical Systems | COROMETRICS 259CX-A |  | SDJ08291805PA | Memorial City-Labor & Delivery | MHHS-Mem City |  |  |  |  | 041-12457 | West | MHHS-Mem City | Memorial City-Labor & Delivery | 3M31 | 12/1/19 |  |  |  | MONITORS, BEDSIDE, FETAL |  | MONITORCARDIACFETAL-GE-259CX-A |  |  |  |  | MONITORCARDIACFETAL-GE-259CX-A | GE |  |  |  |  | 1/2/12 |  |  | Covered PM Repair - Biomedical | MHHS-Mem City
NO | YES |  |  |  | 005-07443 | 005-07443 | GE Medical Systems | COROMETRICS 259CX-A |  | SDJ09073124PA | SE-Labor & Delivery | MHHS-Southeast |  |  |  | 005-07443 | 005-07443 | Southeast | MHHS-Southeast | SE-Labor & Delivery | Or 1 | 3/1/20 |  | 3/1/21 |  | MONITORS, BEDSIDE, FETAL |  | MONITORCARDIACFETAL-GE-259CX-A |  |  |  |  | MONITORCARDIACFETAL-GE-259CX-A | GE |  |  |  |  | 1/2/12 |  |  | Covered PM Repair - Biomedical | MHHS-Southeast
NO | YES |  |  |  | 005-06649 | 005-06649 | GE Medical Systems | COROMETRICS 259CX-A |  | SDJ08271636PA | SE-Unit 4B (Women'S Services) | MHHS-Southeast |  |  |  | 005-06649 | 005-06649 | Southeast | MHHS-Southeast | SE-Unit 4B (Women'S Services) | Room 417 | 3/1/20 |  | 3/1/21 |  | MONITORS, BEDSIDE, FETAL |  | MONITORCARDIACFETAL-GE-259CX-A |  |  |  |  | MONITORCARDIACFETAL-GE-259CX-A | GE |  |  |  |  | 1/2/12 |  |  | Covered PM Repair - Biomedical | MHHS-Southeast
NO | YES |  |  |  | 005-06650 | 005-06650 | GE Medical Systems | COROMETRICS 259CX-A |  | SDJ08261614PA | SE-Unit 4B (Women'S Services) | MHHS-Southeast |  |  |  | 005-06650 | 005-06650 | Southeast | MHHS-Southeast | SE-Unit 4B (Women'S Services) | Room 415 | 3/1/20 |  | 3/1/21 |  | MONITORS, BEDSIDE, FETAL |  | MONITORCARDIACFETAL-GE-259CX-A |  |  |  |  | MONITORCARDIACFETAL-GE-259CX-A | GE |  |  |  |  | 1/2/16 |  |  | Covered PM Repair - Biomedical | MHHS-Southeast
NO | YES |  |  |  | 005-06651 | 005-06651 | GE Medical Systems | COROMETRICS 259CX-A |  | SDJ08281739PA | SE-Unit 4B (Women'S Services) | MHHS-Southeast |  |  |  | 005-06651 | 005-06651 | Southeast | MHHS-Southeast | SE-Unit 4B (Women'S Services) | Room 417 | 3/1/20 |  | 3/1/21 |  | MONITORS, BEDSIDE, FETAL |  | MONITORCARDIACFETAL-GE-259CX-A |  |  |  |  | MONITORCARDIACFETAL-GE-259CX-A | GE |  |  |  |  | 1/2/12 |  |  | Covered PM Repair - Biomedical | MHHS-Southeast
NO | YES |  |  |  | 029-12619 | 029-12619 | GE Medical Systems | COROMETRICS 259CX-A |  | SDL19120045PAS | Woodlands-Birth Center | MHHS-Woodlands |  |  |  | 029-12619 | 029-12619 | Woodlands | MHHS-Woodlands | Woodlands-Birth Center | Birth Center | 9/1/19 |  | 9/1/20 |  | MONITORS, BEDSIDE, FETAL | Monitor, Cardiac, Fetal | MONITORCARDIACFETAL-GE-259CX-A |  |  |  |  | MONITORCARDIACFETAL-GE-259CX-A | GE |  |  |  |  | 1/2/12 |  | MCF-A | Covered PM Repair - Biomedical | MHHS-Woodlands | [8 empty] | MONITORCARDIACFETAL | Monitor, Cardiac, Fetal | GE
YES | YES |  |  |  | 041-12435 | 041-12435 | GE Medical Systems | COROMETRICS 259CX-A |  | SDJ08291776 | MEMORIAL CITY - LABOR |  |  |  |  | 041-12435 | 041-12435 | West | Women?s Memorial Hermann Memorial City Hospital | MEMORIAL CITY - LABOR | 3M056 | 7/1/19 |  | 7/1/20
YES | YES |  |  |  | 041-12443 | 041-12443 | GE Medical Systems | COROMETRICS 259CX-A |  | SDJ08281786PA | MEMORIAL CITY - LABOR |  |  |  |  | 041-12443 | 041-12443 | West | Women?s Memorial Hermann Memorial City Hospital | MEMORIAL CITY - LABOR | 3M08 | 7/1/19 |  | 7/1/20
NO | YES |  |  |  | 041-12440 | 041-12440 | GE Medical Systems | COROMETRICS 259CX-A |  | SDJ08291779PA | Memorial City-Labor & Delivery |  |  |  |  | 041-12440 | 041-12440 | West | MHHS-Mem City | Memorial City-Labor & Delivery | Clean Utility | 4/1/20 |  | 4/1/21
NO | YES |  |  |  | 041-12442 | 041-12442 | GE Medical Systems | COROMETRICS 259CX-A |  | SDJ08291797PA | Memorial City-Labor & Delivery |  |  |  |  | 041-12442 | 041-12442 | West | MHHS-Mem City | Memorial City-Labor & Delivery | 3M36 | 7/1/19 |  | 7/1/20
NO | YES |  |  |  | 041-12455 | 041-12455 | GE Medical Systems | COROMETRICS 259CX-A |  | SDJ08301814PA | MEMORIAL CITY - LDR - OR |  |  |  |  | 041-12455 | 041-12455 | West | Memorial City | MEMORIAL CITY - LDR - OR | 3M29
NO | YES |  |  |  | 041-12431 | 041-12431 | GE Medical Systems | COROMETRICS 259CX-A |  | SDJ08291794PA | Memorial City-Labor & Delivery |  |  |  |  | 041-12431 | 041-12431 | West | MHHS-Mem City | Memorial City-Labor & Delivery | 3M26 | 12/1/19 |  | 12/1/20
YES | YES | Serial Number Check pic |  |  | 041-12447 | 041-12447 | GE Medical Systems | COROMETRICS 259CX-A |  | Check pic | MEMORIAL CITY - LABOR |  |  |  |  | 041-12447 | 041-12447 | West | Memorial City | MEMORIAL CITY - LABOR | OB ER in L
NO | YES |  |  |  | 041-12444 | 041-12444 | GE Medical Systems | COROMETRICS 259CX-A |  | SDJ08291771PA | Memorial City-Labor & Delivery |  |  |  |  | 041-12444 | 041-12444 | West | MHHS-Mem City | Memorial City-Labor & Delivery | OB ER Office | 7/1/19 |  | 7/1/20
NO | NO | [5 empty] | GE Medical Systems | COROMETRICS 259CX-A |  | SDJ08372246PA | GH - LABOR & DELIVERY | MHHS-Greater Heights | [5 empty] | Central & Greater Heights |  | GH - LABOR & DELIVERY | [5 empty] | MONITORS, BEDSIDE, FETAL |  | MONITORCARDIACFETAL-GE-259CX-A |  |  |  |  | MONITORCARDIACFETAL-GE-259CX-A | GE | [7 empty] | Covered PM Repair - Biomedical | MHHS-Greater Heights
NO | NO | [5 empty] | GE Medical Systems | COROMETRICS 259CX-A |  | SDJ08301816PA | MEMORIAL CITY - LABOR & DELIVERY | MHHS-Mem City | [5 empty] | West & Memorial City |  | MEMORIAL CITY - LABOR & DELIVERY | [5 empty] | MONITORS, BEDSIDE, FETAL |  | MONITORCARDIACFETAL-GE-259CX-A |  |  |  |  | MONITORCARDIACFETAL-GE-259CX-A | GE | [7 empty] | Covered PM Repair - Biomedical | MHHS-Mem City
NO | NO | [5 empty] | GE Medical Systems | COROMETRICS 259CX-A |  | SDJ08301822PA | MEMORIAL CITY - LABOR & DELIVERY | MHHS-Mem City | [5 empty] | West & Memorial City |  | MEMORIAL CITY - LABOR & DELIVERY | [5 empty] | MONITORS, BEDSIDE, FETAL |  | MONITORCARDIACFETAL-GE-259CX-A |  |  |  |  | MONITORCARDIACFETAL-GE-259CX-A | GE | [7 empty] | Covered PM Repair - Biomedical | MHHS-Mem City
NO | NO | [5 empty] | GE Medical Systems | COROMETRICS 259CX-A |  | SDJ08281736PA | MEMORIAL CITY - LABOR & DELIVERY | MHHS-Mem City | [5 empty] | West & Memorial City |  | MEMORIAL CITY - LABOR & DELIVERY | [5 empty] | MONITORS, BEDSIDE, FETAL |  | MONITORCARDIACFETAL-GE-259CX-A |  |  |  |  | MONITORCARDIACFETAL-GE-259CX-A | GE | [7 empty] | Covered PM Repair - Biomedical | MHHS-Mem City
NO | NO | [5 empty] | GE Medical Systems | COROMETRICS 259CX-A |  | SDJ08191395PA | MEMORIAL CITY - LABOR & DELIVERY | MHHS-Mem City | [5 empty] | West & Memorial City |  | MEMORIAL CITY - LABOR & DELIVERY | [5 empty] | MONITORS, BEDSIDE, FETAL |  | MONITORCARDIACFETAL-GE-259CX-A |  |  |  |  | MONITORCARDIACFETAL-GE-259CX-A | GE | [7 empty] | Covered PM Repair - Biomedical | MHHS-Mem City
NO | NO | [5 empty] | GE Medical Systems | COROMETRICS 259CX-A |  | SDJ08291773PA | MEMORIAL CITY - LABOR & DELIVERY | MHHS-Mem City | [5 empty] | West & Memorial City |  | MEMORIAL CITY - LABOR & DELIVERY | [5 empty] | MONITORS, BEDSIDE, FETAL |  | MONITORCARDIACFETAL-GE-259CX-A |  |  |  |  | MONITORCARDIACFETAL-GE-259CX-A | GE | [7 empty] | Covered PM Repair - Biomedical | MHHS-Mem City
NO | NO | [5 empty] | GE Medical Systems | COROMETRICS 259CX-A |  | SDJ08301827PA | MEMORIAL CITY - LABOR & DELIVERY | MHHS-Mem City | [5 empty] | West & Memorial City |  | MEMORIAL CITY - LABOR & DELIVERY | [5 empty] | MONITORS, BEDSIDE, FETAL |  | MONITORCARDIACFETAL-GE-259CX-A |  |  |  |  | MONITORCARDIACFETAL-GE-259CX-A | GE | [7 empty] | Clinical Miscellaneous | MHHS-Mem City
NO | NO | [5 empty] | GE Medical Systems | COROMETRICS 259CX-A |  | SDJ08291776PA | MEMORIAL CITY - LABOR & DELIVERY | MHHS-Mem City | [5 empty] | West & Memorial City |  | MEMORIAL CITY - LABOR & DELIVERY | [5 empty] | MONITORS, BEDSIDE, FETAL |  | MONITORCARDIACFETAL-GE-259CX-A |  |  |  |  | MONITORCARDIACFETAL-GE-259CX-A | GE | [7 empty] | Covered PM Repair - Biomedical | MHHS-Mem City
NO | NO | [5 empty] | GE Medical Systems | COROMETRICS 259CX-A |  | SDJ08301819PA | MEMORIAL CITY - LABOR & DELIVERY | MHHS-Mem City | [5 empty] | West & Memorial City |  | MEMORIAL CITY - LABOR & DELIVERY | [5 empty] | MONITORS, BEDSIDE, FETAL |  | MONITORCARDIACFETAL-GE-259CX-A |  |  |  |  | MONITORCARDIACFETAL-GE-259CX-A | GE | [7 empty] | Covered PM Repair - Biomedical | MHHS-Mem City
NO | NO | [5 empty] | GE Medical Systems | COROMETRICS 259CX-A |  | SDJ08301823PA | MEMORIAL CITY - LABOR & DELIVERY | MHHS-Mem City | [5 empty] | West & Memorial City |  | MEMORIAL CITY - LABOR & DELIVERY | [5 empty] | MONITORS, BEDSIDE, FETAL |  | MONITORCARDIACFETAL-GE-259CX-A |  |  |  |  | MONITORCARDIACFETAL-GE-259CX-A | GE | [7 empty] | Covered PM Repair - Biomedical | MHHS-Mem City
NO | NO | [5 empty] | GE Medical Systems | COROMETRICS 259CX-A |  | SDJ08301829PA | MEMORIAL CITY - LABOR & DELIVERY | MHHS-Mem City | [5 empty] | West & Memorial City |  | MEMORIAL CITY - LABOR & DELIVERY | [5 empty] | MONITORS, BEDSIDE, FETAL |  | MONITORCARDIACFETAL-GE-259CX-A |  |  |  |  | MONITORCARDIACFETAL-GE-259CX-A | GE | [7 empty] | Covered PM Repair - Biomedical | MHHS-Mem City
NO | NO | [5 empty] | GE Medical Systems | COROMETRICS 259CX-A |  | SDJ08301821PA | MEMORIAL CITY - LDR - OR | MHHS-Mem City | [5 empty] | West & Memorial City |  | MEMORIAL CITY - LDR - OR | [5 empty] | MONITORS, BEDSIDE, FETAL |  | MONITORCARDIACFETAL-GE-259CX-A |  |  |  |  | MONITORCARDIACFETAL-GE-259CX-A | GE | [7 empty] | Covered PM Repair - Biomedical | MHHS-Mem City
NO | NO |  |  |  | 005-07252 |  | GE Medical Systems | COROMETRICS 259CX-A |  | SDJ09063063PA | SE - LABOR & DELIVERY | MHHS-Southeast |  |  |  | 005-07252 |  | Southeast & Bay Area |  | SE - LABOR & DELIVERY | [5 empty] | MONITORS, BEDSIDE, FETAL |  | MONITORCARDIACFETAL-GE-259CX-A |  |  |  |  | MONITORCARDIACFETAL-GE-259CX-A | GE | [7 empty] | Covered PM Repair - Biomedical | MHHS-Southeast
NO | YES |  |  |  | 009-09069 | 009-09069 | GE Medical Systems | COROMETRICS 259CX-C |  | SDL12305774PA | GH-Labor & Delivery | MHHS-Greater Heights |  |  |  | 009-09069 | 009-09069 | Greater heights | MHHS-Greater Heights | GH-Labor & Delivery | Room 5 | 5/1/19 |  | 5/1/20 |  | MONITORS, BEDSIDE, FETAL | Monitor, Cardiac, Fetal | MONITORCARDIACFETAL-GE-259CX |  |  |  |  | MONITORCARDIACFETAL-GE-259CX | GE | [6 empty] | MCF-A | Covered PM Repair - Radiology, Low End | MHHS-Greater Heights | [8 empty] | MONITORCARDIACFETAL | Monitor, Cardiac, Fetal | GE
NO | YES |  |  |  | 009-09071 | 009-09071 | GE Medical Systems | COROMETRICS 259CX-C |  | SDL12305779PA | GH - LABOR | MHHS-Greater Heights |  |  |  | 009-09071 | 009-09071 | Central | Greater heights | GH - LABOR | GH - LABOR |  |  |  |  | MONITORS, BEDSIDE, FETAL |  | MONITORCARDIACFETAL-GE-259CX |  |  |  |  | MONITORCARDIACFETAL-GE-259CX | GE | [7 empty] | Covered PM Repair - Biomedical | MHHS-Greater Heights
NO | YES |  |  |  | 133-08685 | 133-08685 | GE Medical Systems | COROMETRICS 259CX-C |  | SDL12224917PA | Katy-Central Supply | MHHS-Katy |  |  |  | 133-08685 | 133-08685 | Katy | MHHS-Katy | Katy-Central Supply | Pediatrics | 6/1/19 | 6/1/20 |  |  | MONITORS, BEDSIDE, FETAL | Monitor, Cardiac, Fetal | MONITORCARDIACFETAL-GE-259CX |  |  |  |  | MONITORCARDIACFETAL-GE-259CX | GE | [6 empty] | MCF-A | Covered PM Repair - Biomedical | MHHS-Katy | [8 empty] | MONITORCARDIACFETAL | Monitor, Cardiac, Fetal | GE
NO | YES |  |  |  | 133-09645 | 133-09645 | GE Medical Systems | COROMETRICS 259CX-C |  | SDL15447381PAS | Katy-Ob Special Observation-3E | MHHS-Katy |  |  |  | 133-09645 | 133-09645 | Katy | MHHS-Katy | Katy-Ob Special Observation-3E | AP 11 | 1/1/19 | 1/1/20 |  |  | MONITORS, BEDSIDE, FETAL | Monitor, Cardiac, Fetal | MONITORCARDIACFETAL-GE-259CX |  |  |  |  | MONITORCARDIACFETAL-GE-259CX | GE | [6 empty] | MCF-A | Covered PM Repair - Biomedical | MHHS-Katy | [8 empty] | MONITORCARDIACFETAL | Monitor, Cardiac, Fetal | GE
NO | YES |  |  |  | 133-09646 | 133-09646 | GE Medical Systems | COROMETRICS 259CX-C |  | SDL15447382PAS | Katy-Central Supply | MHHS-Katy |  |  |  | 133-09646 | 133-09646 | Katy | MHHS-Katy | Katy-Central Supply | Pediatrics | 1/1/19 | 1/1/20 |  |  | MONITORS, BEDSIDE, FETAL | Monitor, Cardiac, Fetal | MONITORCARDIACFETAL-GE-259CX |  |  |  |  | MONITORCARDIACFETAL-GE-259CX | GE | [6 empty] | MCF-A | Covered PM Repair - Biomedical | MHHS-Katy | [8 empty] | MONITORCARDIACFETAL | Monitor, Cardiac, Fetal | GE
NO | YES |  |  |  | 133-09647 | 133-09647 | GE Medical Systems | COROMETRICS 259CX-C |  | SDL15447379PAS | Katy-Ob Special Observation-3E | MHHS-Katy |  |  |  | 133-09647 | 133-09647 | Katy | MHHS-Katy | Katy-Ob Special Observation-3E | Pediatrics | 1/1/19 | 1/1/20 |  |  | MONITORS, BEDSIDE, FETAL | Monitor, Cardiac, Fetal | MONITORCARDIACFETAL-GE-259CX |  |  |  |  | MONITORCARDIACFETAL-GE-259CX | GE |  |  |  |  | 10/12/16 |  | MCF-A | Covered PM Repair - Radiology, Low End | MHHS-Katy | [8 empty] | MONITORCARDIACFETAL | Monitor, Cardiac, Fetal | GE
NO | YES |  |  |  | 133-08098 | 133-08098 | GE Medical Systems | COROMETRICS 259CX-C |  | SDL13309894SA | Katy-Postpartum-2W | MHHS-Katy |  |  |  | 133-08098 | 133-08098 | Katy | MHHS-Katy | Katy-Postpartum-2W | LDR4 | 2/1/19 | 1/1/20 |  |  | MONITORS, BEDSIDE, FETAL | Monitor, Cardiac, Fetal | MONITORCARDIACFETAL-GE-259CX |  |  |  |  | MONITORCARDIACFETAL-GE-259CX | GE |  |  |  |  | 10/12/16 |  | MCF-A | Covered PM Repair - Radiology, Low End | MHHS-Katy | [8 empty] | MONITORCARDIACFETAL | Monitor, Cardiac, Fetal | GE
NO | YES |  |  |  | 133-08099 | 133-08099 | GE Medical Systems | COROMETRICS 259CX-C |  | SDL13309908SA | Katy-Labor & Delivery OR | MHHS-Katy |  |  |  | 133-08099 | 133-08099 | Katy | MHHS-Katy | Katy-Labor & Delivery OR | LDR 7 | 1/1/20 | 1/1/21 |  |  | MONITORS, BEDSIDE, FETAL | Monitor, Cardiac, Fetal | MONITORCARDIACFETAL-GE-259CX |  |  |  |  | MONITORCARDIACFETAL-GE-259CX | GE | [6 empty] | MCF-A | Covered PM Repair - Radiology, Low End | MHHS-Katy | [8 empty] | MONITORCARDIACFETAL | Monitor, Cardiac, Fetal | GE
NO | YES |  |  |  | 133-08100 | 133-08100 | GE Medical Systems | COROMETRICS 259CX-C |  | SDL13309914SA | Katy-Labor & Delivery OR | MHHS-Katy |  |  |  | 133-08100 | 133-08100 | Katy | MHHS-Katy | Katy-Labor & Delivery OR | L and D 5 | 1/1/19 | 1/1/20 |  |  | MONITORS, BEDSIDE, FETAL | Monitor, Cardiac, Fetal | MONITORCARDIACFETAL-GE-259CX |  |  |  |  | MONITORCARDIACFETAL-GE-259CX | GE |  |  |  |  | 9/23/13 |  | MCF-A | Covered PM Repair - Biomedical | MHHS-Katy | [8 empty] | MONITORCARDIACFETAL | Monitor, Cardiac, Fetal | GE
NO | YES |  |  |  | 133-08101 | 133-08101 | GE Medical Systems | COROMETRICS 259CX-C |  | SDL13309900SA | Katy-Labor & Delivery OR | MHHS-Katy |  |  |  | 133-08101 | 133-08101 | Katy | MHHS-Katy | Katy-Labor & Delivery OR | LDR 1 | 12/1/19 | 12/1/20 |  |  | MONITORS, BEDSIDE, FETAL | Monitor, Cardiac, Fetal | MONITORCARDIACFETAL-GE-259CX |  |  |  |  | MONITORCARDIACFETAL-GE-259CX | GE | [6 empty] | MCF-A | Covered PM Repair - Biomedical | MHHS-Katy | [8 empty] | MONITORCARDIACFETAL | Monitor, Cardiac, Fetal | GE
NO | YES |  |  |  | 133-08102 | 133-08102 | GE Medical Systems | COROMETRICS 259CX-C |  | SDL13309909SA | Katy-Postpartum-2W | MHHS-Katy |  |  |  | 133-08102 | 133-08102 | Katy | MHHS-Katy | Katy-Postpartum-2W | LDR 2 | 1/1/20 | 1/1/21 |  |  | MONITORS, BEDSIDE, FETAL | Monitor, Cardiac, Fetal | MONITORCARDIACFETAL-GE-259CX |  |  |  |  | MONITORCARDIACFETAL-GE-259CX | GE | [6 empty] | MCF-A | Covered PM Repair - Biomedical | MHHS-Katy | [8 empty] | MONITORCARDIACFETAL | Monitor, Cardiac, Fetal | GE
NO | YES |  |  |  | 133-08679 | 133-08679 | GE Medical Systems | COROMETRICS 259CX-C |  | SDL12224899PA | Katy-Postpartum-2W | MHHS-Katy |  |  |  | 133-08679 | 133-08679 | Katy | MHHS-Katy | Katy-Postpartum-2W | OBED1 | 6/1/19 | 6/1/20 |  |  | MONITORS, BEDSIDE, FETAL | Monitor, Cardiac, Fetal | MONITORCARDIACFETAL-GE-259CX |  |  |  |  | MONITORCARDIACFETAL-GE-259CX | GE |  |  |  |  | 6/30/11 |  | MCF-A | Covered PM Repair - Biomedical | MHHS-Katy | [8 empty] | MONITORCARDIACFETAL | Monitor, Cardiac, Fetal | GE
NO | YES |  |  |  | 133-08680 | 133-08680 | GE Medical Systems | COROMETRICS 259CX-C |  | SDL12224909PA | Katy-Postpartum-2W | MHHS-Katy |  |  |  | 133-08680 | 133-08680 | Katy | MHHS-Katy | Katy-Postpartum-2W | OR 2 | 6/1/19 | 6/1/20 |  |  | MONITORS, BEDSIDE, FETAL | Monitor, Cardiac, Fetal | MONITORCARDIACFETAL-GE-259CX |  |  |  |  | MONITORCARDIACFETAL-GE-259CX | GE |  |  |  |  | 4/1/14 |  | MCF-A | Not Covered Vendor Only - Rad, Low End | MHHS-Katy | [8 empty] | MONITORCARDIACFETAL | Monitor, Cardiac, Fetal | GE
NO | YES |  |  |  | 133-08681 | 133-08681 | GE Medical Systems | COROMETRICS 259CX-C |  | SDL12224904PA | Katy-Postpartum-2W | MHHS-Katy |  |  |  | 133-08681 | 133-08681 | Katy | MHHS-Katy | Katy-Postpartum-2W | L | 11/1/19 | 11/1/20 |  |  | MONITORS, BEDSIDE, FETAL | Monitor, Cardiac, Fetal | MONITORCARDIACFETAL-GE-259CX |  |  |  |  | MONITORCARDIACFETAL-GE-259CX | GE | [6 empty] | MCF-A | Covered PM Repair - Radiology, Low End | MHHS-Katy | [8 empty] | MONITORCARDIACFETAL | Monitor, Cardiac, Fetal | GE
NO | YES |  |  |  | 133-08682 | 133-08682 | GE Medical Systems | COROMETRICS 259CX-C |  | SDL12224908PA | Katy-Postpartum-2W | MHHS-Katy |  |  |  | 133-08682 | 133-08682 | Katy | MHHS-Katy | Katy-Postpartum-2W | W3:150.2 equipment storage | 8/1/19 | 8/1/20 |  |  | MONITORS, BEDSIDE, FETAL | Monitor, Cardiac, Fetal | MONITORCARDIACFETAL-GE-259CX |  |  |  |  | MONITORCARDIACFETAL-GE-259CX | GE |  |  |  |  | 3/1/19 |  | MCF-A | Covered PM Repair - Radiology, Low End | MHHS-Katy | [8 empty] | MONITORCARDIACFETAL | Monitor, Cardiac, Fetal | GE
NO | YES |  |  |  | 133-08683 | 133-08683 | GE Medical Systems | COROMETRICS 259CX-C |  | SDL12224903PA | Katy-Nursery | MHHS-Katy |  |  |  | 133-08683 | 133-08683 | Katy | MHHS-Katy | Katy-Nursery | L | 6/1/19 | 6/1/20 |  |  | MONITORS, BEDSIDE, FETAL | Monitor, Cardiac, Fetal | MONITORCARDIACFETAL-GE-259CX |  |  |  |  | MONITORCARDIACFETAL-GE-259CX | GE |  |  |  |  | 1/1/10 |  | MCF-A | Covered PM Repair - Biomedical | MHHS-Katy | [8 empty] | MONITORCARDIACFETAL | Monitor, Cardiac, Fetal | GE
NO | YES |  |  |  | 133-08686 | 133-08686 | GE Medical Systems | COROMETRICS 259CX-C |  | SDL12224905PA | Katy-Labor & Delivery OR | MHHS-Katy |  |  |  | 133-08686 | 133-08686 | Katy | MHHS-Katy | Katy-Labor & Delivery OR | OB emergency 2 | 6/1/19 | 6/1/20 |  |  | MONITORS, BEDSIDE, FETAL | Monitor, Cardiac, Fetal | MONITORCARDIACFETAL-GE-259CX |  |  |  |  | MONITORCARDIACFETAL-GE-259CX | GE |  |  |  |  | 5/27/16 |  | MCF-A | Covered PM Repair - Radiology, Low End | MHHS-Katy | [8 empty] | MONITORCARDIACFETAL | Monitor, Cardiac, Fetal | GE
NO | YES |  |  |  | 133-08687 | 133-08687 | GE Medical Systems | COROMETRICS 259CX-C |  | SDL12224919PA | Katy-Postpartum-2W | MHHS-Katy |  |  |  | 133-08687 | 133-08687 | Katy | MHHS-Katy | Katy-Postpartum-2W | L | 6/1/19 | 6/1/20 |  |  | MONITORS, BEDSIDE, FETAL | Monitor, Cardiac, Fetal | MONITORCARDIACFETAL-GE-259CX |  |  |  |  | MONITORCARDIACFETAL-GE-259CX | GE | [6 empty] | MCF-A | Covered PM Repair - Biomedical | MHHS-Katy | [8 empty] | MONITORCARDIACFETAL | Monitor, Cardiac, Fetal | GE
NO | YES |  |  |  | 133-08688 | 133-08688 | GE Medical Systems | COROMETRICS 259CX-C |  | SDL12224875PA | Katy-Postpartum-2W | MHHS-Katy |  |  |  | 133-08688 | 133-08688 | Katy | MHHS-Katy | Katy-Postpartum-2W | OR 2 | 6/1/19 | 6/1/20 |  |  | MONITORS, BEDSIDE, FETAL | Monitor, Cardiac, Fetal | MONITORCARDIACFETAL-GE-259CX |  |  |  |  | MONITORCARDIACFETAL-GE-259CX | GE |  |  |  |  | 5/9/18 |  | MCF-A | Covered PM Repair - Radiology, Low End | MHHS-Katy | [8 empty] | MONITORCARDIACFETAL | Monitor, Cardiac, Fetal | GE
NO | YES |  |  |  | 133-08689 | 133-08689 | GE Medical Systems | COROMETRICS 259CX-C |  | SDL12224901PA | Katy-Postpartum-2W | MHHS-Katy |  |  |  | 133-08689 | 133-08689 | Katy | MHHS-Katy | Katy-Postpartum-2W | Storage Equipment E3 247 | 1/1/20 | 1/1/21 |  |  | MONITORS, BEDSIDE, FETAL | Monitor, Cardiac, Fetal | MONITORCARDIACFETAL-GE-259CX |  |  |  |  | MONITORCARDIACFETAL-GE-259CX | GE |  |  |  |  | 12/4/13 |  | MCF-A | Covered PM Repair - Radiology, Low End | MHHS-Katy | [8 empty] | MONITORCARDIACFETAL | Monitor, Cardiac, Fetal | GE
NO | YES |  |  |  | 133-09648 | 133-09648 | GE Medical Systems | COROMETRICS 259CX-C |  | SDL15447415PAS | Katy-Postpartum-2W | MHHS-Katy |  |  |  | 133-09648 | 133-09648 | Katy | MHHS-Katy | Katy-Postpartum-2W |  | 1/1/19 | 1/1/20 |  |  | MONITORS, BEDSIDE, FETAL | Monitor, Cardiac, Fetal | MONITORCARDIACFETAL-GE-259CX |  |  |  |  | MONITORCARDIACFETAL-GE-259CX | GE |  |  |  |  | 12/20/13 |  | MCF-A | Covered PM Repair - Biomedical | MHHS-Katy | [8 empty] | MONITORCARDIACFETAL | Monitor, Cardiac, Fetal | GE
NO | YES |  |  |  | 005-13080 | 005-13080 | GE Medical Systems | COROMETRICS 259CX-C |  | SDL15477631PAS | SE-Labor & Delivery | MHHS-Southeast |  |  |  | 005-13080 | 005-13080 | Southeast | MHHS-Southeast | SE-Labor & Delivery | 4 floor storage | 2/1/19 |  | 2/1/20 |  | MONITORS, BEDSIDE, FETAL |  | MONITORCARDIACFETAL-GE-259CX |  |  |  |  | MONITORCARDIACFETAL-GE-259CX | GE | [7 empty] | Covered PM Repair - Biomedical | MHHS-Southeast
NO | YES |  |  |  | 005-13081 | 005-13081 | GE Medical Systems | COROMETRICS 259CX-C |  | SDL15477671PAS | SE-Labor & Delivery | MHHS-Southeast |  |  |  | 005-13081 | 005-13081 | Southeast | MHHS-Southeast | SE-Labor & Delivery | 4 floor storage | 12/1/20 |  | 12/1/21 |  | MONITORS, BEDSIDE, FETAL |  | MONITORCARDIACFETAL-GE-259CX |  |  |  |  | MONITORCARDIACFETAL-GE-259CX | GE |  |  |  |  | 7/15/20 |  |  | Not Covered Vendor Only - Rad, High End | MHHS-Southeast
NO | YES |  |  |  | 005-13083 | 005-13083 | GE Medical Systems | COROMETRICS 259CX-C |  | SDL15477645PAS | SE-Labor & Delivery | MHHS-Southeast |  |  |  | 005-13083 | 005-13083 | Southeast | MHHS-Southeast | SE-Labor & Delivery | OB ED ROOM 3 | 2/1/20 |  | 2/1/21 |  | MONITORS, BEDSIDE, FETAL |  | MONITORCARDIACFETAL-GE-259CX |  |  |  |  | MONITORCARDIACFETAL-GE-259CX | GE | [7 empty] | Covered PM Repair - Radiology, Low End | MHHS-Southeast
NO | YES |  |  |  | 005-13084 | 005-13084 | GE Medical Systems | COROMETRICS 259CX-C |  | SDL15457540PAS | SE-Labor & Delivery | MHHS-Southeast |  |  |  | 005-13084 | 005-13084 | Southeast | MHHS-Southeast | SE-Labor & Delivery | 4 floor storage | 2/1/19 |  | 2/1/20 |  | MONITORS, BEDSIDE, FETAL |  | MONITORCARDIACFETAL-GE-259CX |  |  |  |  | MONITORCARDIACFETAL-GE-259CX | GE |  |  |  |  | 3/12/19 |  |  | Covered PM Repair - Radiology, Low End | MHHS-Southeast
NO | YES |  |  |  | 005-13085 | 005-13085 | GE Medical Systems | COROMETRICS 259CX-C |  | SDL15457545PAS | SE-Labor & Delivery | MHHS-Southeast |  |  |  | 005-13085 | 005-13085 | Southeast | MHHS-Southeast | SE-Labor & Delivery | 4 floor storage | 2/1/19 |  | 2/1/20 |  | MONITORS, BEDSIDE, FETAL |  | MONITORCARDIACFETAL-GE-259CX |  |  |  |  | MONITORCARDIACFETAL-GE-259CX | GE |  |  |  |  | 12/10/17 |  |  | Covered PM Repair - Radiology, Low End | MHHS-Southeast
NO | YES |  |  |  | 005-13104 | 005-13104 | GE Medical Systems | COROMETRICS 259CX-C |  | SDL15477663PAS | SE- Central Supply | MHHS-Southeast |  |  |  | 005-13104 | 005-13104 | Southeast | Memorial Hermann Southeast Hospital | SE- Central Supply | Family Life RM 410 | 12/1/18 |  |  |  | MONITORS, BEDSIDE, FETAL |  | MONITORCARDIACFETAL-GE-259CX |  |  |  |  | MONITORCARDIACFETAL-GE-259CX | GE |  |  |  |  | 1/8/18 |  |  | Covered PM Repair - Radiology, Low End | MHHS-Southeast
NO | YES |  |  |  | 013-36263 | 013-36263 | GE Medical Systems | COROMETRICS 259CX-C |  | SDL13430645SA | SW-Labor | MHHS-Southwest |  |  |  | 013-36263 | 013-36263 | Southwest | MHHS-Southwest | SW-Labor | Recovery |  |  |  |  | MONITORS, BEDSIDE, FETAL | Monitor, Cardiac, Fetal | MONITORCARDIACFETAL-GE-259CX |  |  |  |  | MONITORCARDIACFETAL-GE-259CX | GE | [6 empty] | MCF-A | Covered PM Repair - Biomedical | MHHS-Southwest | [8 empty] | MONITORCARDIACFETAL | Monitor, Cardiac, Fetal | GE
NO | YES |  |  |  | 013-36264 | 013-36264 | GE Medical Systems | COROMETRICS 259CX-C |  | SDL13450742SA | SW-Labor | MHHS-Southwest |  |  |  | 013-36264 | 013-36264 | Southwest | MHHS-Southwest | SW-Labor | Recovery |  |  |  |  | MONITORS, BEDSIDE, FETAL | Monitor, Cardiac, Fetal | MONITORCARDIACFETAL-GE-259CX |  |  |  |  | MONITORCARDIACFETAL-GE-259CX | GE |  |  |  |  | 6/13/19 |  | MCF-A | Covered PM Repair - Biomedical | MHHS-Southwest | [8 empty] | MONITORCARDIACFETAL | Monitor, Cardiac, Fetal | GE
NO | YES |  |  |  | 013-36265 | 013-36265 | GE Medical Systems | COROMETRICS 259CX-C |  | SDL13430626SA | SW-Labor | MHHS-Southwest |  |  |  | 013-36265 | 013-36265 | Southwest | MHHS-Southwest | SW-Labor | Recovery |  |  |  |  | MONITORS, BEDSIDE, FETAL | Monitor, Cardiac, Fetal | MONITORCARDIACFETAL-GE-259CX |  |  |  |  | MONITORCARDIACFETAL-GE-259CX | GE |  |  |  |  | 8/8/20 |  | MCF-A | Not Covered Vendor Only - Biomedical | MHHS-Southwest | [8 empty] | MONITORCARDIACFETAL | Monitor, Cardiac, Fetal | GE
NO | YES |  |  |  | 013-36266 | 013-36266 | GE Medical Systems | COROMETRICS 259CX-C |  | SDL13450741SA | SW-Labor | MHHS-Southwest |  |  |  | 013-36266 | 013-36266 | Southwest | MHHS-Southwest | SW-Labor | LDR 7 |  |  |  |  | MONITORS, BEDSIDE, FETAL | Monitor, Cardiac, Fetal | MONITORCARDIACFETAL-GE-259CX |  |  |  |  | MONITORCARDIACFETAL-GE-259CX | GE | [6 empty] | MCF-A | Covered PM Repair - Biomedical | MHHS-Southwest | [8 empty] | MONITORCARDIACFETAL | Monitor, Cardiac, Fetal | GE
NO | YES |  |  |  | 013-36267 | 013-36267 | GE Medical Systems | COROMETRICS 259CX-C |  | SDL13450748SA | SW-Labor | MHHS-Southwest |  |  |  | 013-36267 | 013-36267 | Southwest | MHHS-Southwest | SW-Labor | Room 11 |  |  |  |  | MONITORS, BEDSIDE, FETAL | Monitor, Cardiac, Fetal | MONITORCARDIACFETAL-GE-259CX |  |  |  |  | MONITORCARDIACFETAL-GE-259CX | GE | [6 empty] | MCF-A | Covered PM Repair - Biomedical | MHHS-Southwest | [8 empty] | MONITORCARDIACFETAL | Monitor, Cardiac, Fetal | GE
NO | YES |  |  |  | 013-36268 | 013-36268 | GE Medical Systems | COROMETRICS 259CX-C |  | SDL13410500SA | SW-Labor & Delivery | MHHS-Southwest |  |  |  | 013-36268 | 013-36268 | Southwest | MHHS-Southwest | SW-Labor & Delivery | LDR 5 | 4/1/19 |  | 4/1/20 |  | MONITORS, BEDSIDE, FETAL | Monitor, Cardiac, Fetal | MONITORCARDIACFETAL-GE-259CX |  |  |  |  | MONITORCARDIACFETAL-GE-259CX | GE | [6 empty] | MCF-A | Covered PM Repair - Biomedical | MHHS-Southwest | [8 empty] | MONITORCARDIACFETAL | Monitor, Cardiac, Fetal | GE
NO | YES |  |  |  | 013-36536 | 013-36536 | GE Medical Systems | COROMETRICS 259CX-C |  | SDL15065229PAS | SW-Labor | MHHS-Southwest |  |  |  | 013-36536 | 013-36536 | Southwest | MHHS-Southwest | SW-Labor | LDR9 |  |  |  |  | MONITORS, BEDSIDE, FETAL | Monitor, Cardiac, Fetal | MONITORCARDIACFETAL-GE-259CX |  |  |  |  | MONITORCARDIACFETAL-GE-259CX | GE | [6 empty] | MCF-A | Covered PM Repair - Radiology, Low End | MHHS-Southwest | [8 empty] | MONITORCARDIACFETAL | Monitor, Cardiac, Fetal | GE
NO | YES |  |  |  | 013-36537 | 013-36537 | GE Medical Systems | COROMETRICS 259CX-C |  | SDL15065208 | SW-Labor & Delivery | MHHS-Southwest |  |  |  | 013-36537 | 013-36537 | Southwest | MHHS-Southwest | SW-Labor & Delivery | LDR10 | 5/1/19 |  |  |  | MONITORS, BEDSIDE, FETAL | Monitor, Cardiac, Fetal | MONITORCARDIACFETAL-GE-259CX |  |  |  |  | MONITORCARDIACFETAL-GE-259CX | GE |  |  |  |  | 2/16/16 |  | MCF-A | Covered PM Repair - Radiology, Low End | MHHS-Southwest | [8 empty] | MONITORCARDIACFETAL | Monitor, Cardiac, Fetal | GE
NO | YES |  |  |  | 013-36538 | 013-36538 | GE Medical Systems | COROMETRICS 259CX-C |  | SDL13430607SA | SW-Labor | MHHS-Southwest |  |  |  | 013-36538 | 013-36538 | Southwest | MHHS-Southwest | SW-Labor | LDR 6 |  |  |  |  | MONITORS, BEDSIDE, FETAL | Monitor, Cardiac, Fetal | MONITORCARDIACFETAL-GE-259CX |  |  |  |  | MONITORCARDIACFETAL-GE-259CX | GE | [6 empty] | MCF-A | Covered PM Repair - Biomedical | MHHS-Southwest | [8 empty] | MONITORCARDIACFETAL | Monitor, Cardiac, Fetal | GE
NO | YES |  |  |  | 013-36539 | 013-36539 | GE Medical Systems | COROMETRICS 259CX-C |  | SDL15065182PAS | SW-Labor | MHHS-Southwest |  |  |  | 013-36539 | 013-36539 | Southwest | MHHS-Southwest | SW-Labor | LDR 4 |  |  |  |  | MONITORS, BEDSIDE, FETAL | Monitor, Cardiac, Fetal | MONITORCARDIACFETAL-GE-259CX |  |  |  |  | MONITORCARDIACFETAL-GE-259CX | GE |  |  |  |  | 9/30/16 |  | MCF-A | Covered PM Repair - Radiology, Low End | MHHS-Southwest | [8 empty] | MONITORCARDIACFETAL | Monitor, Cardiac, Fetal | GE
NO | YES |  |  |  | 013-36540 | 013-36540 | GE Medical Systems | COROMETRICS 259CX-C |  | SDL15065231PAS | SW-Labor | MHHS-Southwest |  |  |  | 013-36540 | 013-36540 | Southwest | MHHS-Southwest | SW-Labor | LDR 3 |  |  |  |  | MONITORS, BEDSIDE, FETAL | Monitor, Cardiac, Fetal | MONITORCARDIACFETAL-GE-259CX |  |  |  |  | MONITORCARDIACFETAL-GE-259CX | GE |  |  |  |  | 1/1/15 |  | MCF-A | Covered PM Repair - Biomedical | MHHS-Southwest | [8 empty] | MONITORCARDIACFETAL | Monitor, Cardiac, Fetal | GE
NO | YES |  |  |  | 013-36541 | 013-36541 | GE Medical Systems | COROMETRICS 259CX-C |  | SDL13430642SA | SW-Labor | MHHS-Southwest |  |  |  | 013-36541 | 013-36541 | Southwest | MHHS-Southwest | SW-Labor | OR 1 |  |  |  |  | MONITORS, BEDSIDE, FETAL | Monitor, Cardiac, Fetal | MONITORCARDIACFETAL-GE-259CX |  |  |  |  | MONITORCARDIACFETAL-GE-259CX | GE |  |  |  |  | 6/5/19 |  | MCF-A | Covered PM Repair - Radiology, Low End | MHHS-Southwest | [8 empty] | MONITORCARDIACFETAL | Monitor, Cardiac, Fetal | GE
NO | YES |  |  |  | 013-36542 | 013-36542 | GE Medical Systems | COROMETRICS 259CX-C |  | SDL13430634SA | SW-Labor | MHHS-Southwest |  |  |  | 013-36542 | 013-36542 | Southwest | MHHS-Southwest | SW-Labor | OR 2 |  |  |  |  | MONITORS, BEDSIDE, FETAL | Monitor, Cardiac, Fetal | MONITORCARDIACFETAL-GE-259CX |  |  |  |  | MONITORCARDIACFETAL-GE-259CX | GE |  |  |  |  | 8/20/19 |  | MCF-A | Covered PM Repair - Radiology, Low End | MHHS-Southwest | [8 empty] | MONITORCARDIACFETAL | Monitor, Cardiac, Fetal | GE
NO | YES |  |  |  | 013-36543 | 013-36543 | GE Medical Systems | COROMETRICS 259CX-C |  | SDL15065207PAS | SW-Labor | MHHS-Southwest |  |  |  | 013-36543 | 013-36543 | Southwest | MHHS-Southwest | SW-Labor | Delivery 3 |  |  |  |  | MONITORS, BEDSIDE, FETAL | Monitor, Cardiac, Fetal | MONITORCARDIACFETAL-GE-259CX |  |  |  |  | MONITORCARDIACFETAL-GE-259CX | GE |  |  |  |  | 4/20/17 |  | MCF-A | Covered PM Repair - Radiology, Low End | MHHS-Southwest | [8 empty] | MONITORCARDIACFETAL | Monitor, Cardiac, Fetal | GE
NO | YES |  |  |  | 013-36544 | 013-36544 | GE Medical Systems | COROMETRICS 259CX-C |  | SDL13410503SA | SW-Labor | MHHS-Southwest |  |  |  | 013-36544 | 013-36544 | Southwest | MHHS-Southwest | SW-Labor | LDR12 |  |  |  |  | MONITORS, BEDSIDE, FETAL | Monitor, Cardiac, Fetal | MONITORCARDIACFETAL-GE-259CX |  |  |  |  | MONITORCARDIACFETAL-GE-259CX | GE |  |  |  |  | 5/6/19 |  | MCF-A | Covered PM Repair - Radiology, Low End | MHHS-Southwest | [8 empty] | MONITORCARDIACFETAL | Monitor, Cardiac, Fetal | GE
NO | YES |  |  |  | 013-36545 | 013-36545 | GE Medical Systems | COROMETRICS 259CX-C |  | SDL13420580SA | SW-Labor | MHHS-Southwest |  |  |  | 013-36545 | 013-36545 | Southwest | MHHS-Southwest | SW-Labor | LDR 14 |  |  |  |  | MONITORS, BEDSIDE, FETAL | Monitor, Cardiac, Fetal | MONITORCARDIACFETAL-GE-259CX |  |  |  |  | MONITORCARDIACFETAL-GE-259CX | GE |  |  |  |  | 6/17/19 |  | MCF-A | Covered PM Repair - Radiology, Low End | MHHS-Southwest | [8 empty] | MONITORCARDIACFETAL | Monitor, Cardiac, Fetal | GE
NO | YES |  |  |  | 013-36571 | 013-36571 | GE Medical Systems | COROMETRICS 259CX-C |  | SDL15065183PAS | SW-Labor | MHHS-Southwest |  |  |  | 013-36571 | 013-36571 | Southwest | MHHS-Southwest | SW-Labor | LDR 2 |  |  |  |  | MONITORS, BEDSIDE, FETAL | Monitor, Cardiac, Fetal | MONITORCARDIACFETAL-GE-259CX |  |  |  |  | MONITORCARDIACFETAL-GE-259CX | GE | [6 empty] | MCF-A | Covered PM Repair - Biomedical | MHHS-Southwest | [8 empty] | MONITORCARDIACFETAL | Monitor, Cardiac, Fetal | GE
NO | YES |  |  |  | 013-36572 | 013-36572 | GE Medical Systems | COROMETRICS 259CX-C |  | SDL15055166PAS | SW-Labor | MHHS-Southwest |  |  |  | 013-36572 | 013-36572 | Southwest | MHHS-Southwest | SW-Labor | Room 15 |  |  |  |  | MONITORS, BEDSIDE, FETAL | Monitor, Cardiac, Fetal | MONITORCARDIACFETAL-GE-259CX |  |  |  |  | MONITORCARDIACFETAL-GE-259CX | GE | [6 empty] | MCF-A | Covered PM Repair - Biomedical | MHHS-Southwest | [8 empty] | MONITORCARDIACFETAL | Monitor, Cardiac, Fetal | GE
NO | YES |  |  |  | 013-36573 | 013-36573 | GE Medical Systems | COROMETRICS 259CX-C |  | SDL13430609SA | SW-Labor | MHHS-Southwest |  |  |  | 013-36573 | 013-36573 | Southwest | MHHS-Southwest | SW-Labor | LDR8 |  |  |  |  | MONITORS, BEDSIDE, FETAL | Monitor, Cardiac, Fetal | MONITORCARDIACFETAL-GE-259CX |  |  |  |  | MONITORCARDIACFETAL-GE-259CX | GE | [6 empty] | MCF-A | Covered PM Repair - Biomedical | MHHS-Southwest | [8 empty] | MONITORCARDIACFETAL | Monitor, Cardiac, Fetal | GE
NO | YES |  |  |  | 069-34934 | 114-0346 | GE Medical Systems | COROMETRICS 259CX-C |  | SDL11422531PA | TMC childrens 5 Floor | MHHS-TMC |  |  |  | 069-34934 | 114-0346 | TMC | TMC | TMC childrens 5 Floor | H582 | 10/1/19 |  | 10/1/20 |  | MONITORS, BEDSIDE, FETAL |  | MONITORCARDIACFETAL-GE-259CX |  |  |  |  | MONITORCARDIACFETAL-GE-259CX | GE |  |  |  |  | 1/2/12 |  |  | Covered PM Repair - Biomedical | MHHS-TMC
NO | YES |  |  |  | 069-38986 | 069-38986 | GE Medical Systems | COROMETRICS 259CX-C |  | SDL13460754SA | TMC-Children's-L&D (5Hp) | MHHS-TMC |  |  |  | 069-38986 | 069-38986 | TMC | MHHS-TMC | TMC-Children's-L&D (5Hp) |  | 10/1/19 |  |  |  | MONITORS, BEDSIDE, FETAL |  | MONITORCARDIACFETAL-GE-259CX |  |  |  |  | MONITORCARDIACFETAL-GE-259CX | GE |  |  |  |  | 1/2/12 | (null) |  | Covered PM Repair - Biomedical | MHHS-TMC
NO | YES |  |  |  | 069-38987 | 069-38987 | GE Medical Systems | COROMETRICS 259CX-C |  | SDL13470891SA | TMC-Children's-L&D (5Hp) | MHHS-TMC |  |  |  | 069-38987 | 069-38987 | TMC | MHHS-TMC | TMC-Children's-L&D (5Hp) |  | 9/25/19 |  |  |  | MONITORS, BEDSIDE, FETAL |  | MONITORCARDIACFETAL-GE-259CX |  |  |  |  | MONITORCARDIACFETAL-GE-259CX | GE |  |  |  |  | 1/2/12 | Verified 3/30/2020 4:07pm (Central) |  | Covered PM Repair - Biomedical | MHHS-TMC
NO | YES |  |  |  | 069-38988 | 069-38988 | GE Medical Systems | COROMETRICS 259CX-C |  | SDL13470888SA | TMC-Children's-L&D (5Hp) | MHHS-TMC |  |  |  | 069-38988 | 069-38988 | TMC | MHHS-TMC | TMC-Children's-L&D (5Hp) |  | 9/26/19 |  |  |  | MONITORS, BEDSIDE, FETAL |  | MONITORCARDIACFETAL-GE-259CX |  |  |  |  | MONITORCARDIACFETAL-GE-259CX | GE |  |  |  |  | 1/2/12 |  |  | Covered PM Repair - Biomedical | MHHS-TMC
NO | YES |  |  |  | 069-38990 | 069-38990 | GE Medical Systems | COROMETRICS 259CX-C |  | SDL13470847SA | TMC-Children's-L&D (5Hp) | MHHS-TMC |  |  |  | 069-38990 | 069-38990 | TMC | MHHS-TMC | TMC-Children's-L&D (5Hp) |  | 9/26/19 |  |  |  | MONITORS, BEDSIDE, FETAL |  | MONITORCARDIACFETAL-GE-259CX |  |  |  |  | MONITORCARDIACFETAL-GE-259CX | GE |  |  |  |  | 1/2/12 | Verified 3/30/2020 4:07pm (Central) |  | Covered PM Repair - Biomedical | MHHS-TMC
NO | YES |  |  |  | 069-38991 | 069-38991 | GE Medical Systems | COROMETRICS 259CX-C |  | SDL13460753SA | TMC-Children's-L&D (5Hp) | MHHS-TMC |  |  |  | 069-38991 | 069-38991 | TMC | MHHS-TMC | TMC-Children's-L&D (5Hp) |  | 9/5/19 |  |  |  | MONITORS, BEDSIDE, FETAL |  | MONITORCARDIACFETAL-GE-259CX |  |  |  |  | MONITORCARDIACFETAL-GE-259CX | GE |  |  |  |  | 1/2/12 | Verified 3/30/2020 4:07pm (Central) |  | Covered PM Repair - Biomedical | MHHS-TMC
NO | YES |  |  |  | 069-38992 | 069-38992 | GE Medical Systems | COROMETRICS 259CX-C |  | SDL13460791SA | TMC-Children's-L&D (5Hp) | MHHS-TMC |  |  |  | 069-38992 | 069-38992 | TMC | MHHS-TMC | TMC-Children's-L&D (5Hp) |  | 9/26/19 |  |  |  | MONITORS, BEDSIDE, FETAL |  | MONITORCARDIACFETAL-GE-259CX |  |  |  |  | MONITORCARDIACFETAL-GE-259CX | GE |  |  |  |  | 1/2/12 | Verified 3/30/2020 4:07pm (Central) |  | Covered PM Repair - Biomedical | MHHS-TMC
NO | YES |  |  |  | 069-38993 | 069-38993 | GE Medical Systems | COROMETRICS 259CX-C |  | SDL13219369SA | TMC-Children's-L&D (5Hp) | MHHS-TMC |  |  |  | 069-38993 | 069-38993 | TMC | MHHS-TMC | TMC-Children's-L&D (5Hp) |  | 9/24/19 |  |  |  | MONITORS, BEDSIDE, FETAL |  | MONITORCARDIACFETAL-GE-259CX |  |  |  |  | MONITORCARDIACFETAL-GE-259CX | GE |  |  |  |  | 1/2/12 | Verified 3/30/2020 4:07pm (Central) |  | Covered PM Repair - Biomedical | MHHS-TMC
NO | YES |  |  |  | 069-39184 | 069-39184 | GE Medical Systems | COROMETRICS 259CX-C |  | SDL13470842SA | TMC-Children's-L&D (5Hp) | MHHS-TMC |  |  |  | 069-39184 | 069-39184 | TMC | MHHS-TMC | TMC-Children's-L&D (5Hp) |  | 9/25/19 |  |  |  | MONITORS, BEDSIDE, FETAL |  | MONITORCARDIACFETAL-GE-259CX |  |  |  |  | MONITORCARDIACFETAL-GE-259CX | GE |  |  |  |  | 1/2/12 | Verified 3/30/2020 4:07pm (Central) |  | Covered PM Repair - Biomedical | MHHS-TMC
NO | YES |  |  |  | 069-39186 | 069-39186 | GE Medical Systems | COROMETRICS 259CX-C |  | SDL13470895SA | TMC-Children's-L&D (5Hp) | MHHS-TMC |  |  |  | 069-39186 | 069-39186 | TMC | MHHS-TMC | TMC-Children's-L&D (5Hp) | Triage rm 6 | 9/1/19 |  |  |  | MONITORS, BEDSIDE, FETAL |  | MONITORCARDIACFETAL-GE-259CX |  |  |  |  | MONITORCARDIACFETAL-GE-259CX | GE |  |  |  |  | 1/2/12 |  |  | Covered PM Repair - Biomedical | MHHS-TMC
NO | YES |  |  |  | 069-39187 | 069-39187 | GE Medical Systems | COROMETRICS 259CX-C |  | SDL13219354SA | TMC childrens 5 Floor | MHHS-TMC |  |  |  | 069-39187 | 069-39187 | TMC | TMC | TMC childrens 5 Floor | H584 | 9/1/19 |  | 9/1/20 |  | MONITORS, BEDSIDE, FETAL |  | MONITORCARDIACFETAL-GE-259CX |  |  |  |  | MONITORCARDIACFETAL-GE-259CX | GE |  |  |  |  | 1/2/12 |  |  | Covered PM Repair - Biomedical | MHHS-TMC
NO | YES |  |  |  | 069-39188 | 069-39188 | GE Medical Systems | COROMETRICS 259CX-C |  | SDL13450738SA | TMC-Children's-L&D (5Hp) | MHHS-TMC |  |  |  | 069-39188 | 069-39188 | TMC | MHHS-TMC | TMC-Children's-L&D (5Hp) |  | 9/24/19 |  |  |  | MONITORS, BEDSIDE, FETAL |  | MONITORCARDIACFETAL-GE-259CX |  |  |  |  | MONITORCARDIACFETAL-GE-259CX | GE |  |  |  |  | 1/2/12 | Verified 3/30/2020 4:07pm (Central) |  | Covered PM Repair - Biomedical | MHHS-TMC
NO | YES |  |  |  | 069-39189 | 069-39189 | GE Medical Systems | COROMETRICS 259CX-C |  | SDL13460756SA | TMC-Children's-L&D (5Hp) | MHHS-TMC |  |  |  | 069-39189 | 069-39189 | TMC | MHHS-TMC | TMC-Children's-L&D (5Hp) |  | 9/25/19 |  |  |  | MONITORS, BEDSIDE, FETAL |  | MONITORCARDIACFETAL-GE-259CX |  |  |  |  | MONITORCARDIACFETAL-GE-259CX | GE |  |  |  |  | 1/2/16 | (null) |  | Covered PM Repair - Biomedical | MHHS-TMC
NO | YES |  |  |  | 069-39190 | 069-39190 | GE Medical Systems | COROMETRICS 259CX-C |  | SDL13219346SA | TMC-Children's-L&D (5Hp) | MHHS-TMC |  |  |  | 069-39190 | 069-39190 | TMC | MHHS-TMC | TMC-Children's-L&D (5Hp) |  | 9/26/19 |  |  |  | MONITORS, BEDSIDE, FETAL |  | MONITORCARDIACFETAL-GE-259CX |  |  |  |  | MONITORCARDIACFETAL-GE-259CX | GE |  |  |  |  | 1/2/12 | Verified 3/30/2020 4:07pm (Central) |  | Covered PM Repair - Biomedical | MHHS-TMC
NO | YES |  |  |  | 077-07971 | 077-07971 | GE Medical Systems | COROMETRICS 259CX-C |  | SDL13460799SA | TMC-Children's-L&D (5Hp) | MHHS-TMC |  |  |  | 077-07971 | 077-07971 | TMC | MHHS-TMC | TMC-Children's-L&D (5Hp) |  | 10/1/19 |  |  |  | MONITORS, BEDSIDE, FETAL |  | MONITORCARDIACFETAL-GE-259CX |  |  |  |  | MONITORCARDIACFETAL-GE-259CX | GE |  |  |  |  | 1/2/12 |  |  | Covered PM Repair - Biomedical | MHHS-TMC
NO | YES |  |  |  | 069-39192 | 069-39192 | GE Medical Systems | COROMETRICS 259CX-C |  | SDL13470843SA | TMC-Children's-L&D (5Hp) | MHHS-TMC |  |  |  | 069-39192 | 069-39192 | TMC | MHHS-TMC | TMC-Children's-L&D (5Hp) | J592 | 9/1/19 |  |  |  | MONITORS, BEDSIDE, FETAL |  | MONITORCARDIACFETAL-GE-259CX |  |  |  |  | MONITORCARDIACFETAL-GE-259CX | GE |  |  |  |  | 1/2/12 |  |  | Covered PM Repair - Biomedical | MHHS-TMC
NO | YES |  |  |  | 069-39193 | 069-39193 | GE Medical Systems | COROMETRICS 259CX-C |  | SDL13460794SA | TMC-Children's-L&D (5Hp) | MHHS-TMC |  |  |  | 069-39193 | 069-39193 | TMC | MHHS-TMC | TMC-Children's-L&D (5Hp) | J581 | 9/1/19 |  |  |  | MONITORS, BEDSIDE, FETAL |  | MONITORCARDIACFETAL-GE-259CX |  |  |  |  | MONITORCARDIACFETAL-GE-259CX | GE |  |  |  |  | 1/2/12 |  |  | Covered PM Repair - Biomedical | MHHS-TMC
NO | YES |  |  |  | 069-39194 | 069-39194 | GE Medical Systems | COROMETRICS 259CX-C |  | SDL13460795SA | TMC-Children's-L&D (5Hp) | MHHS-TMC |  |  |  | 069-39194 | 069-39194 | TMC | MHHS-TMC | TMC-Children's-L&D (5Hp) |  | 10/1/19 |  |  |  | MONITORS, BEDSIDE, FETAL |  | MONITORCARDIACFETAL-GE-259CX |  |  |  |  | MONITORCARDIACFETAL-GE-259CX | GE |  |  |  |  | 1/2/12 | Verified 3/30/2020 4:07pm (Central) |  | Covered PM Repair - Biomedical | MHHS-TMC
NO | YES |  |  |  | 069-39195 | 069-39195 | GE Medical Systems | COROMETRICS 259CX-C |  | SDL13470892SA | TMC-Children's-L&D (5Hp) | MHHS-TMC |  |  |  | 069-39195 | 069-39195 | TMC | MHHS-TMC | TMC-Children's-L&D (5Hp) |  | 9/24/19 |  |  |  | MONITORS, BEDSIDE, FETAL |  | MONITORCARDIACFETAL-GE-259CX |  |  |  |  | MONITORCARDIACFETAL-GE-259CX | GE |  |  |  |  | 1/2/12 | Verified 3/30/2020 4:07pm (Central) |  | Covered PM Repair - Biomedical | MHHS-TMC
NO | YES |  |  |  | 069-39198 | 069-39198 | GE Medical Systems | COROMETRICS 259CX-C |  | SDL13470902SA | TMC-Children's-L&D (5Hp) | MHHS-TMC |  |  |  | 069-39198 | 069-39198 | TMC | MHHS-TMC | TMC-Children's-L&D (5Hp) |  | 9/25/19 |  |  |  | MONITORS, BEDSIDE, FETAL |  | MONITORCARDIACFETAL-GE-259CX |  |  |  |  | MONITORCARDIACFETAL-GE-259CX | GE |  |  |  |  | 1/2/12 | Verified 3/30/2020 4:07pm (Central) |  | Covered PM Repair - Biomedical | MHHS-TMC
NO | YES |  |  |  | 069-39199 | 069-39199 | GE Medical Systems | COROMETRICS 259CX-C |  | SDL13470845SA | L | MHHS-TMC |  |  |  | 069-39199 | 069-39199 | TMC | Memorial Hermann-TMC | L | H5/64 |  |  |  |  | MONITORS, BEDSIDE, FETAL |  | MONITORCARDIACFETAL-GE-259CX |  |  |  |  | MONITORCARDIACFETAL-GE-259CX | GE |  |  |  |  | 1/2/12 |  |  | Covered PM Repair - Biomedical | MHHS-TMC
NO | YES |  |  |  | 069-39200 | 069-39200 | GE Medical Systems | COROMETRICS 259CX-C |  | SDL13470841SA | TMC-Children's-L&D (5Hp) | MHHS-TMC |  |  |  | 069-39200 | 069-39200 | TMC | MHHS-TMC | TMC-Children's-L&D (5Hp) |  | 9/1/19 |  |  |  | MONITORS, BEDSIDE, FETAL |  | MONITORCARDIACFETAL-GE-259CX |  |  |  |  | MONITORCARDIACFETAL-GE-259CX | GE |  |  |  |  | 1/2/12 |  |  | Covered PM Repair - Biomedical | MHHS-TMC
NO | YES |  |  |  | 069-39201 | 069-39201 | GE Medical Systems | COROMETRICS 259CX-C |  | SDL13460797SA | TMC-Children's-L&D (5Hp) | MHHS-TMC |  |  |  | 069-39201 | 069-39201 | TMC | MHHS-TMC | TMC-Children's-L&D (5Hp) |  | 10/14/19 |  |  |  | MONITORS, BEDSIDE, FETAL |  | MONITORCARDIACFETAL-GE-259CX |  |  |  |  | MONITORCARDIACFETAL-GE-259CX | GE |  |  |  |  | 1/2/12 | Verified 3/30/2020 4:07pm (Central) |  | Covered PM Repair - Biomedical | MHHS-TMC
NO | YES |  |  |  | 069-39202 | 069-39202 | GE Medical Systems | COROMETRICS 259CX-C |  | SDL13470899SA | TMC-Children's-L&D (5Hp) | MHHS-TMC |  |  |  | 069-39202 | 069-39202 | TMC | MHHS-TMC | TMC-Children's-L&D (5Hp) |  | 9/25/19 |  |  |  | MONITORS, BEDSIDE, FETAL |  | MONITORCARDIACFETAL-GE-259CX |  |  |  |  | MONITORCARDIACFETAL-GE-259CX | GE |  |  |  |  | 1/2/12 | Verified 3/30/2020 4:07pm (Central) |  | Covered PM Repair - Biomedical | MHHS-TMC
NO | YES |  |  |  | 069-39222 | 069-39222 | GE Medical Systems | COROMETRICS 259CX-C |  | SDL13470844SA | TMC-Children's-L&D (5Hp) | MHHS-TMC |  |  |  | 069-39222 | 069-39222 | TMC | MHHS-TMC | TMC-Children's-L&D (5Hp) | J583 | 9/1/19 |  |  |  | MONITORS, BEDSIDE, FETAL |  | MONITORCARDIACFETAL-GE-259CX |  |  |  |  | MONITORCARDIACFETAL-GE-259CX | GE |  |  |  |  | 1/2/12 |  |  | Covered PM Repair - Biomedical | MHHS-TMC
NO | YES |  |  |  | 069-39223 | 069-39223 | GE Medical Systems | COROMETRICS 259CX-C |  | SDL13460798SA |  | MHHS-TMC |  |  |  | 069-39223 | 069-39223 | TMC | Memorial Hermann-TMC |  | H5/74 |  |  |  |  | MONITORS, BEDSIDE, FETAL |  | MONITORCARDIACFETAL-GE-259CX |  |  |  |  | MONITORCARDIACFETAL-GE-259CX | GE |  |  |  |  | 1/2/12 |  |  | Covered PM Repair - Biomedical | MHHS-TMC
NO | YES |  |  |  | 069-39224 | 069-39224 | GE Medical Systems | COROMETRICS 259CX-C |  | SDL13470881SA | TMC-Children's-L&D (5Hp) | MHHS-TMC |  |  |  | 069-39224 | 069-39224 | TMC | MHHS-TMC | TMC-Children's-L&D (5Hp) |  | 9/1/19 |  | 9/1/20 |  | MONITORS, BEDSIDE, FETAL |  | MONITORCARDIACFETAL-GE-259CX |  |  |  |  | MONITORCARDIACFETAL-GE-259CX | GE |  |  |  |  | 1/2/12 |  |  | Covered PM Repair - Biomedical | MHHS-TMC
NO | YES |  |  |  | 069-39225 | 069-39225 | GE Medical Systems | COROMETRICS 259CX-C |  | SDL13470882SA | TMC-Children's-L&D (5Hp) | MHHS-TMC |  |  |  | 069-39225 | 069-39225 | TMC | MHHS-TMC | TMC-Children's-L&D (5Hp) |  | 10/1/19 |  |  |  | MONITORS, BEDSIDE, FETAL |  | MONITORCARDIACFETAL-GE-259CX |  |  |  |  | MONITORCARDIACFETAL-GE-259CX | GE |  |  |  |  | 1/2/12 | Verified 3/30/2020 4:07pm (Central) |  | Covered PM Repair - Biomedical | MHHS-TMC
NO | YES |  |  |  | 069-39226 | 069-39226 | GE Medical Systems | COROMETRICS 259CX-C |  | SDL13470900SA | TMC-Children's-L&D (5Hp) | MHHS-TMC |  |  |  | 069-39226 | 069-39226 | TMC | MHHS-TMC | TMC-Children's-L&D (5Hp) |  | 10/1/19 |  |  |  | MONITORS, BEDSIDE, FETAL |  | MONITORCARDIACFETAL-GE-259CX |  |  |  |  | MONITORCARDIACFETAL-GE-259CX | GE |  |  |  |  | 1/2/12 | Verified 3/30/2020 4:07pm (Central) |  | Covered PM Repair - Biomedical | MHHS-TMC
NO | YES |  |  |  | 069-39228 | 069-39228 | GE Medical Systems | COROMETRICS 259CX-C |  | SDL13470886SA | TMC-Children's-L&D (5Hp) | MHHS-TMC |  |  |  | 069-39228 | 069-39228 | TMC | MHHS-TMC | TMC-Children's-L&D (5Hp) |  | 9/26/19 |  |  |  | MONITORS, BEDSIDE, FETAL |  | MONITORCARDIACFETAL-GE-259CX |  |  |  |  | MONITORCARDIACFETAL-GE-259CX | GE |  |  |  |  | 1/2/12 | Verified 3/30/2020 4:07pm (Central) |  | Covered PM Repair - Biomedical | MHHS-TMC
NO | YES |  |  |  | 069-39229 | 069-39229 | GE Medical Systems | COROMETRICS 259CX-C |  | SDL13460793SA | TMC-Children's-L&D (5Hp) | MHHS-TMC |  |  |  | 069-39229 | 069-39229 | TMC | MHHS-TMC | TMC-Children's-L&D (5Hp) |  | 9/30/19 |  |  |  | MONITORS, BEDSIDE, FETAL |  | MONITORCARDIACFETAL-GE-259CX |  |  |  |  | MONITORCARDIACFETAL-GE-259CX | GE |  |  |  |  | 1/2/12 | Verified 3/30/2020 4:07pm (Central) |  | Covered PM Repair - Biomedical | MHHS-TMC
NO | YES |  |  |  | 069-39230 | 069-39230 | GE Medical Systems | COROMETRICS 259CX-C |  | SDL13440705SA | TMC-Children's-L&D (5Hp) | MHHS-TMC |  |  |  | 069-39230 | 069-39230 | TMC | MHHS-TMC | TMC-Children's-L&D (5Hp) | J591 | 9/1/19 |  |  |  | MONITORS, BEDSIDE, FETAL |  | MONITORCARDIACFETAL-GE-259CX |  |  |  |  | MONITORCARDIACFETAL-GE-259CX | GE |  |  |  |  | 1/2/12 |  |  | Covered PM Repair - Biomedical | MHHS-TMC
NO | YES |  |  |  | 069-39231 | 069-39231 | GE Medical Systems | COROMETRICS 259CX-C |  | SDL13470885SA | TMC-Children's-L&D (5Hp) | MHHS-TMC |  |  |  | 069-39231 | 069-39231 | TMC | MHHS-TMC | TMC-Children's-L&D (5Hp) |  | 9/25/19 |  |  |  | MONITORS, BEDSIDE, FETAL |  | MONITORCARDIACFETAL-GE-259CX |  |  |  |  | MONITORCARDIACFETAL-GE-259CX | GE |  |  |  |  | 1/2/12 | Verified 3/30/2020 4:07pm (Central) |  | Covered PM Repair - Biomedical | MHHS-TMC
NO | YES |  |  |  | 069-39232 | 069-39232 | GE Medical Systems | COROMETRICS 259CX-C |  | SDL13148737SA | TMC-Children's-L&D (5Hp) | MHHS-TMC |  |  |  | 069-39232 | 069-39232 | TMC | MHHS-TMC | TMC-Children's-L&D (5Hp) |  | 9/25/19 |  |  |  | MONITORS, BEDSIDE, FETAL |  | MONITORCARDIACFETAL-GE-259CX |  |  |  |  | MONITORCARDIACFETAL-GE-259CX | GE |  |  |  |  | 1/2/12 | Verified 3/30/2020 4:07pm (Central) |  | Covered PM Repair - Biomedical | MHHS-TMC
NO | YES |  |  |  | 069-39986 | 069-39986 | GE Medical Systems | COROMETRICS 259CX-C |  | SDL14343417PA | TMC-Children's-L&D (5Hp) | MHHS-TMC |  |  |  | 069-39986 | 069-39986 | TMC | MHHS-TMC | TMC-Children's-L&D (5Hp) |  | 9/26/19 |  |  |  | MONITORS, BEDSIDE, FETAL |  | MONITORCARDIACFETAL-GE-259CX |  |  |  |  | MONITORCARDIACFETAL-GE-259CX | GE |  |  |  |  | 1/2/12 | Verified 3/30/2020 4:07pm (Central) |  | Covered PM Repair - Biomedical | MHHS-TMC
NO | YES | [5 empty] | GE Medical Systems | COROMETRICS 259CX-C |  | SDL11422537PA | TMC childrens 5 Floor | MHHS-TMC | [5 empty] | TMC | TMC | TMC childrens 5 Floor | H593 | 9/1/19 |  | 6/1/20 |  | MONITORS, BEDSIDE, FETAL |  | MONITORCARDIACFETAL-GE-259CX |  |  |  |  | MONITORCARDIACFETAL-GE-259CX | GE |  |  |  |  | 2/25/20 |  |  | Clinical Miscellaneous | MHHS-TMC
NO | YES |  |  |  |  | 069-34932 | GE Medical Systems | COROMETRICS 259CX-C |  | SDL11432579PA | TMC-Children's-L&D (5Hp) | MHHS-TMC |  |  |  |  | 069-34932 | TMC | MHHS-TMC | TMC-Children's-L&D (5Hp) |  | 9/1/19 |  | 9/1/20 |  | MONITORS, BEDSIDE, FETAL |  | MONITORCARDIACFETAL-GE-259CX |  |  |  |  | MONITORCARDIACFETAL-GE-259CX | GE |  |  |  |  | 2/25/20 |  |  | Clinical Miscellaneous | MHHS-TMC
NO | YES |  |  |  | 029-08611 | 029-08611 | GE Medical Systems | COROMETRICS 259CX-C |  | SDL14061783SA | Woodlands-Birth Center | MHHS-Woodlands |  |  |  | 029-08611 | 029-08611 | Woodlands | MHHS-Woodlands | Woodlands-Birth Center | Room 261 | 10/1/19 |  | 10/1/20 |  | MONITORS, BEDSIDE, FETAL | Monitor, Cardiac, Fetal | MONITORCARDIACFETAL-GE-259CX |  |  |  |  | MONITORCARDIACFETAL-GE-259CX | GE |  |  |  |  | 3/7/20 |  | MCF-A | Clinical Miscellaneous | MHHS-Woodlands | [8 empty] | MONITORCARDIACFETAL | Monitor, Cardiac, Fetal | GE
NO | YES |  |  |  | 029-08613 | 029-08613 | GE Medical Systems | COROMETRICS 259CX-C |  | SDL14061785SA | Woodlands-Central Supply | MHHS-Woodlands |  |  |  | 029-08613 | 029-08613 | Woodlands | MHHS-Woodlands | Woodlands-Central Supply | PCAU L | 4/1/19 |  | 4/1/20 |  | MONITORS, BEDSIDE, FETAL | Monitor, Cardiac, Fetal | MONITORCARDIACFETAL-GE-259CX |  |  |  |  | MONITORCARDIACFETAL-GE-259CX | GE |  |  |  |  | 1/1/10 |  | MCF-A | Covered PM Repair - Biomedical | MHHS-Woodlands | [8 empty] | MONITORCARDIACFETAL | Monitor, Cardiac, Fetal | GE
NO | YES |  |  |  | 029-08614 | 029-08614 | GE Medical Systems | COROMETRICS 259CX-C |  | SDL13310016SA | Woodlands-Birth Center | MHHS-Woodlands |  |  |  | 029-08614 | 029-08614 | Woodlands | MHHS-Woodlands | Woodlands-Birth Center | Room 23 | 4/1/19 |  | 4/1/20 |  | MONITORS, BEDSIDE, FETAL | Monitor, Cardiac, Fetal | MONITORCARDIACFETAL-GE-259CX |  |  |  |  | MONITORCARDIACFETAL-GE-259CX | GE | [6 empty] | MCF-A | Covered PM Repair - Biomedical | MHHS-Woodlands | [8 empty] | MONITORCARDIACFETAL | Monitor, Cardiac, Fetal | GE
NO | YES |  |  |  | 029-09358 | 029-09358 | GE Medical Systems | COROMETRICS 259CX-C |  | SDL14061790SA | Woodlands-Birth Center | MHHS-Woodlands |  |  |  | 029-09358 | 029-09358 | Woodlands | MHHS-Woodlands | Woodlands-Birth Center | Equipment Room - Pod 5 | 4/1/19 |  | 4/1/20 | Damaged on upper left corner | MONITORS, BEDSIDE, FETAL | Monitor, Cardiac, Fetal | MONITORCARDIACFETAL-GE-259CX |  |  |  |  | MONITORCARDIACFETAL-GE-259CX | GE |  |  |  |  | 7/21/13 |  | MCF-A | Covered PM Repair - Biomedical | MHHS-Woodlands | [8 empty] | MONITORCARDIACFETAL | Monitor, Cardiac, Fetal | GE
NO | YES |  |  |  | 029-09359 | 029-09359 | GE Medical Systems | COROMETRICS 259CX-C |  | SDL14061780SA | Woodlands-Central Supply | MHHS-Woodlands |  |  |  | 029-09359 | 029-09359 | Woodlands | MHHS-Woodlands | Woodlands-Central Supply | PCAU L | 4/1/19 |  | 4/1/20 |  | MONITORS, BEDSIDE, FETAL | Monitor, Cardiac, Fetal | MONITORCARDIACFETAL-GE-259CX |  |  |  |  | MONITORCARDIACFETAL-GE-259CX | GE | [6 empty] | MCF-A | Covered PM Repair - Biomedical | MHHS-Woodlands | [8 empty] | MONITORCARDIACFETAL | Monitor, Cardiac, Fetal | GE
NO | YES |  |  |  | 029-09361 | 029-09361 | GE Medical Systems | COROMETRICS 259CX-C |  | SDL13501267SA | Woodlands-Birth Center | MHHS-Woodlands |  |  |  | 029-09361 | 029-09361 | Woodlands | MHHS-Woodlands | Woodlands-Birth Center | Exam Room | 11/1/19 |  | 11/1/20 |  | MONITORS, BEDSIDE, FETAL | Monitor, Cardiac, Fetal | MONITORCARDIACFETAL-GE-259CX |  |  |  |  | MONITORCARDIACFETAL-GE-259CX | GE |  |  |  |  | 1/4/17 |  | MCF-A | Covered PM Repair - Biomedical | MHHS-Woodlands | [8 empty] | MONITORCARDIACFETAL | Monitor, Cardiac, Fetal | GE
NO | YES |  |  |  | 029-10032 | 029-10032 | GE Medical Systems | COROMETRICS 259CX-C |  | SDL14454233PAS | Woodlands-Birth Center | MHHS-Woodlands |  |  |  | 029-10032 | 029-10032 | Woodlands | MHHS-Woodlands | Woodlands-Birth Center | OB w213 | 4/1/19 |  | 4/1/20 |  | MONITORS, BEDSIDE, FETAL | Monitor, Cardiac, Fetal | MONITORCARDIACFETAL-GE-259CX |  |  |  |  | MONITORCARDIACFETAL-GE-259CX | GE |  |  |  |  | 1/4/17 |  | MCF-A | Covered PM Repair - Biomedical | MHHS-Woodlands | [8 empty] | MONITORCARDIACFETAL | Monitor, Cardiac, Fetal | GE
NO | YES |  |  |  | 029-10034 | 029-10034 | GE Medical Systems | COROMETRICS 259CX-C |  | SDL15206252PAS | Woodlands-Birth Center | MHHS-Woodlands |  |  |  | 029-10034 | 029-10034 | Woodlands | MHHS-Woodlands | Woodlands-Birth Center | Room W1 214 | 11/1/19 |  | 11/1/20 |  | MONITORS, BEDSIDE, FETAL | Monitor, Cardiac, Fetal | MONITORCARDIACFETAL-GE-259CX |  |  |  |  | MONITORCARDIACFETAL-GE-259CX | GE |  |  |  |  | 1/4/17 |  | MCF-A | Covered PM Repair - Biomedical | MHHS-Woodlands | [8 empty] | MONITORCARDIACFETAL | Monitor, Cardiac, Fetal | GE
NO | YES |  |  |  | 029-10277 | 029-10277 | GE Medical Systems | COROMETRICS 259CX-C |  | SDL16038156PAS | Woodlands-Birth Center | MHHS-Woodlands |  |  |  | 029-10277 | 029-10277 | Woodlands | MHHS-Woodlands | Woodlands-Birth Center | Ob ED 1 | 4/1/19 |  | 4/1/20 |  | MONITORS, BEDSIDE, FETAL | Monitor, Cardiac, Fetal | MONITORCARDIACFETAL-GE-259CX |  |  |  |  | MONITORCARDIACFETAL-GE-259CX | GE |  |  |  |  | 1/4/17 |  | MCF-A | Covered PM Repair - Biomedical | MHHS-Woodlands | [8 empty] | MONITORCARDIACFETAL | Monitor, Cardiac, Fetal | GE
NO | YES |  |  |  | 029-10278 | 029-10278 | GE Medical Systems | COROMETRICS 259CX-C |  | SDL15517963PAS | Woodlands-Birth Center | MHHS-Woodlands |  |  |  | 029-10278 | 029-10278 | Woodlands | MHHS-Woodlands | Woodlands-Birth Center | Room 41 | 4/1/19 |  | 4/1/20 |  | MONITORS, BEDSIDE, FETAL | Monitor, Cardiac, Fetal | MONITORCARDIACFETAL-GE-259CX |  |  |  |  | MONITORCARDIACFETAL-GE-259CX | GE |  |  |  |  | 1/4/17 |  | MCF-A | Covered PM Repair - Biomedical | MHHS-Woodlands | [8 empty] | MONITORCARDIACFETAL | Monitor, Cardiac, Fetal | GE
NO | YES |  |  |  | 029-10279 | 029-10279 | GE Medical Systems | COROMETRICS 259CX-C |  | SDL16038142PAS | Woodlands-Birth Center | MHHS-Woodlands |  |  |  | 029-10279 | 029-10279 | Woodlands | MHHS-Woodlands | Woodlands-Birth Center | Room 1265 | 3/1/19 |  | 3/1/20 |  | MONITORS, BEDSIDE, FETAL | Monitor, Cardiac, Fetal | MONITORCARDIACFETAL-GE-259CX |  |  |  |  | MONITORCARDIACFETAL-GE-259CX | GE |  |  |  |  | 1/4/17 |  | MCF-A | Covered PM Repair - Biomedical | MHHS-Woodlands | [8 empty] | MONITORCARDIACFETAL | Monitor, Cardiac, Fetal | GE
NO | YES |  |  |  | 029-10280 | 029-10280 | GE Medical Systems | COROMETRICS 259CX-C |  | SDL16038165PAS | Woodlands-Birth Center | MHHS-Woodlands |  |  |  | 029-10280 | 029-10280 | Woodlands | MHHS-Woodlands | Woodlands-Birth Center | Room W1 232 | 4/1/19 |  | 4/1/20 |  | MONITORS, BEDSIDE, FETAL | Monitor, Cardiac, Fetal | MONITORCARDIACFETAL-GE-259CX |  |  |  |  | MONITORCARDIACFETAL-GE-259CX | GE |  |  |  |  | 1/4/17 |  | MCF-A | Covered PM Repair - Biomedical | MHHS-Woodlands | [8 empty] | MONITORCARDIACFETAL | Monitor, Cardiac, Fetal | GE
NO | YES |  |  |  | 029-11422 | 029-11422 | GE Medical Systems | COROMETRICS 259CX-C |  | SDL16208911PAS | Woodlands-Birth Center | MHHS-Woodlands |  |  |  | 029-11422 | 029-11422 | Woodlands | MHHS-Woodlands | Woodlands-Birth Center | Ob ED 4 | 3/1/19 |  | 3/1/20 |  | MONITORS, BEDSIDE, FETAL | Monitor, Cardiac, Fetal | MONITORCARDIACFETAL-GE-259CX |  |  |  |  | MONITORCARDIACFETAL-GE-259CX | GE |  |  |  |  | 1/4/17 |  | MCF-A | Covered PM Repair - Biomedical | MHHS-Woodlands | [8 empty] | MONITORCARDIACFETAL | Monitor, Cardiac, Fetal | GE
NO | YES |  |  |  | 029-11424 | 029-11424 | GE Medical Systems | COROMETRICS 259CX-C |  | SDL16208914PAS | Woodlands-NICU | MHHS-Woodlands |  |  |  | 029-11424 | 029-11424 | Woodlands | MHHS-Woodlands | Woodlands-NICU | Room 52 | 4/1/19 |  | 4/1/20 |  | MONITORS, BEDSIDE, FETAL | Monitor, Cardiac, Fetal | MONITORCARDIACFETAL-GE-259CX |  |  |  |  | MONITORCARDIACFETAL-GE-259CX | GE |  |  |  |  | 1/5/17 |  | MCF-A | Covered PM Repair - Biomedical | MHHS-Woodlands | [8 empty] | MONITORCARDIACFETAL | Monitor, Cardiac, Fetal | GE
NO | YES |  |  |  | 029-12857 | 029-12857 | GE Medical Systems | COROMETRICS 259CX-C |  | SDL19120047PAS | Woodlands-NICU | MHHS-Woodlands |  |  |  | 029-12857 | 029-12857 | Woodlands | MHHS-Woodlands | Woodlands-NICU | Hallway | 11/1/19 |  | 11/1/20 |  | MONITORS, BEDSIDE, FETAL | Monitor, Cardiac, Fetal | MONITORCARDIACFETAL-GE-259CX |  |  |  |  | MONITORCARDIACFETAL-GE-259CX | GE |  |  |  |  | 1/5/17 |  | MCF-A | Covered PM Repair - Biomedical | MHHS-Woodlands | [8 empty] | MONITORCARDIACFETAL | Monitor, Cardiac, Fetal | GE
NO | YES |  |  |  | 029-12864 | 029-12864 | GE Medical Systems | COROMETRICS 259CX-C |  | SDL19130152PAS | Woodlands-Birth Center | MHHS-Woodlands |  |  |  | 029-12864 | 029-12864 | Woodlands | MHHS-Woodlands | Woodlands-Birth Center |  |  |  | 11/1/20 |  | MONITORS, BEDSIDE, FETAL | Monitor, Cardiac, Fetal | MONITORCARDIACFETAL-GE-259CX |  |  |  |  | MONITORCARDIACFETAL-GE-259CX | GE |  |  |  |  | 2/21/20 |  | MCF-A | Not Covered Vendor Only - Resp/Ster | MHHS-Woodlands | [8 empty] | MONITORCARDIACFETAL | Monitor, Cardiac, Fetal | GE
NO | YES |  |  |  | 029-12759 | 029-12759 | GE Medical Systems | COROMETRICS 259CX-C |  | SDL19130155PAS | Woodlands-Birth Center | MHHS-Woodlands |  |  |  | 029-12759 | 029-12759 | Woodlands | MHHS-Woodlands | Woodlands-Birth Center | OR 1 | 8/1/19 |  | 8/1/20 |  | MONITORS, BEDSIDE, FETAL | Monitor, Cardiac, Fetal | MONITORCARDIACFETAL-GE-259CX |  |  |  |  | MONITORCARDIACFETAL-GE-259CX | GE |  |  |  |  | 1/11/17 |  | MCF-A | Covered PM Repair - Biomedical | MHHS-Woodlands | [8 empty] | MONITORCARDIACFETAL | Monitor, Cardiac, Fetal | GE
NO | YES |  |  |  | 029-08612 | 029-08612 | GE Medical Systems | COROMETRICS 259CX-C |  |  | Woodlands-Birth Center |  |  |  |  | 029-08612 | 029-08612 | Woodlands | MHHS-Woodlands | Woodlands-Birth Center | Room 1215 | 4/1/19 |  | 4/1/20 |  |  | Monitor, Cardiac, Fetal | MONITORCARDIACFETAL-GE-259CX | [12 empty] | MCF-A | [10 empty] | MONITORCARDIACFETAL | Monitor, Cardiac, Fetal | GE
NO | YES |  |  |  | 029-13637 | 029-13637 | GE Medical Systems | COROMETRICS 259CX-C |  | sDL16239051PAS | Woodlands-Birth Center |  |  |  |  | 029-13637 | 029-13637 | Woodlands | MHHS-Woodlands | Woodlands-Birth Center | OR 2 | 10/1/19 |  | 10/1/20
NO | YES |  |  |  | 009-09492 | 009-09492 | GE Medical Systems | COROMETRICS 259CX-C |  | SDL13430606SA | GH - LABOR |  |  |  |  | 009-09492 | 009-09492 | Central | Greater heights | GH - LABOR | GH - LABOR
NO | NO |  |  |  | 009-09070 |  | GE Medical Systems | COROMETRICS 259CX-C |  | SDL12305742PA | GH - LABOR & DELIVERY | MHHS-Greater Heights |  |  |  | 009-09070 |  | Central & Greater Heights |  | GH - LABOR & DELIVERY | [5 empty] | MONITORS, BEDSIDE, FETAL |  | MONITORCARDIACFETAL-GE-259CX |  |  |  |  | MONITORCARDIACFETAL-GE-259CX | GE | [7 empty] | Covered PM Repair - Radiology, Low End | MHHS-Greater Heights
NO | NO |  |  |  | 133-09643 |  | GE Medical Systems | COROMETRICS 259CX-C |  | SDL15447383PAS | KATY - OB SPECIAL OBSERVATION - 3E | MHHS-Katy |  |  |  | 133-09643 |  | Katy |  | KATY - OB SPECIAL OBSERVATION - 3E | [5 empty] | MONITORS, BEDSIDE, FETAL |  | MONITORCARDIACFETAL-GE-259CX |  |  |  |  | MONITORCARDIACFETAL-GE-259CX | GE | [7 empty] | Covered PM Repair - Biomedical | MHHS-Katy
NO | NO |  |  |  | 133-08684 |  | GE Medical Systems | COROMETRICS 259CX-C |  | SDL12224907PA | KATY - POSTPARTUM - 2W | MHHS-Katy |  |  |  | 133-08684 |  | Katy |  | KATY - POSTPARTUM - 2W | [5 empty] | MONITORS, BEDSIDE, FETAL |  | MONITORCARDIACFETAL-GE-259CX |  |  |  |  | MONITORCARDIACFETAL-GE-259CX | GE | [7 empty] | Covered PM Repair - Radiology, Low End | MHHS-Katy
NO | NO |  |  |  | 133-09649 |  | GE Medical Systems | COROMETRICS 259CX-C |  | SDL15447422PAS | KATY - POSTPARTUM - 2W | MHHS-Katy |  |  |  | 133-09649 |  | Katy |  | KATY - POSTPARTUM - 2W | [5 empty] | MONITORS, BEDSIDE, FETAL |  | MONITORCARDIACFETAL-GE-259CX |  |  |  |  | MONITORCARDIACFETAL-GE-259CX | GE | [7 empty] | Covered PM Repair - Radiology, Low End | MHHS-Katy
NO | NO |  |  |  | 069-38989 |  | GE Medical Systems | COROMETRICS 259CX-C |  | SDL13470901SA | TMC - CHILDRENS - L&D (5HP) | MHHS-TMC |  |  |  | 069-38989 |  | TMC |  | TMC - CHILDRENS - L&D (5HP) | [5 empty] | MONITORS, BEDSIDE, FETAL |  | MONITORCARDIACFETAL-GE-259CX |  |  |  |  | MONITORCARDIACFETAL-GE-259CX | GE | [7 empty] | Covered PM Repair - Biomedical | MHHS-TMC
NO | NO |  |  |  | 069-39185 |  | GE Medical Systems | COROMETRICS 259CX-C |  | SDL13470846SA | TMC - CHILDRENS - L&D (5HP) | MHHS-TMC |  |  |  | 069-39185 |  | TMC |  | TMC - CHILDRENS - L&D (5HP) | [5 empty] | MONITORS, BEDSIDE, FETAL |  | MONITORCARDIACFETAL-GE-259CX |  |  |  |  | MONITORCARDIACFETAL-GE-259CX | GE | [7 empty] | Covered PM Repair - Biomedical | MHHS-TMC
NO | NO |  |  |  | 069-39196 |  | GE Medical Systems | COROMETRICS 259CX-C |  | SDL13460796SA | TMC - CHILDRENS - L&D (5HP) | MHHS-TMC |  |  |  | 069-39196 |  | TMC |  | TMC - CHILDRENS - L&D (5HP) | [5 empty] | MONITORS, BEDSIDE, FETAL |  | MONITORCARDIACFETAL-GE-259CX |  |  |  |  | MONITORCARDIACFETAL-GE-259CX | GE | [7 empty] | Covered PM Repair - Biomedical | MHHS-TMC
NO | NO |  |  |  | 069-39197 |  | GE Medical Systems | COROMETRICS 259CX-C |  | SDL13470840SA | TMC - CHILDRENS - L&D (5HP) | MHHS-TMC |  |  |  | 069-39197 |  | TMC |  | TMC - CHILDRENS - L&D (5HP) | [5 empty] | MONITORS, BEDSIDE, FETAL |  | MONITORCARDIACFETAL-GE-259CX |  |  |  |  | MONITORCARDIACFETAL-GE-259CX | GE | [7 empty] | Covered PM Repair - Biomedical | MHHS-TMC
NO | NO |  |  |  | 069-39227 |  | GE Medical Systems | COROMETRICS 259CX-C |  | SDL11291124SA | TMC - CHILDRENS - L&D (5HP) | MHHS-TMC |  |  |  | 069-39227 |  | TMC |  | TMC - CHILDRENS - L&D (5HP) | [5 empty] | MONITORS, BEDSIDE, FETAL |  | MONITORCARDIACFETAL-GE-259CX |  |  |  |  | MONITORCARDIACFETAL-GE-259CX | GE | [7 empty] | Covered PM Repair - Biomedical | MHHS-TMC
NO | NO | [5 empty] | GE Medical Systems | COROMETRICS 259CX-C |  | SDL11422524PA | TMC - CHILDRENS - L&D (5HP) | MHHS-TMC | [5 empty] | TMC |  | TMC - CHILDRENS - L&D (5HP) | [5 empty] | MONITORS, BEDSIDE, FETAL |  | MONITORCARDIACFETAL-GE-259CX |  |  |  |  | MONITORCARDIACFETAL-GE-259CX | GE | [7 empty] | Clinical Miscellaneous | MHHS-TMC
NO | NO | [5 empty] | GE Medical Systems | COROMETRICS 259CX-C |  | SDL10437420PA | TMC - CHILDRENS - L&D (6HP) | MHHS-TMC | [5 empty] | TMC |  | TMC - CHILDRENS - L&D (6HP) | [5 empty] | MONITORS, BEDSIDE, FETAL |  | MONITORCARDIACFETAL-GE-259CX |  |  |  |  | MONITORCARDIACFETAL-GE-259CX | GE | [7 empty] | Clinical Miscellaneous | MHHS-TMC
NO | NO |  |  |  | 069-39987 |  | GE Medical Systems | COROMETRICS 259CX-C |  | SDL14343393PA | TMC - OR - LABOR/ DELIVERY (5/6HP) | MHHS-TMC |  |  |  | 069-39987 |  | TMC |  | TMC - OR - LABOR/ DELIVERY (5/6HP) | [5 empty] | MONITORS, BEDSIDE, FETAL |  | MONITORCARDIACFETAL-GE-259CX |  |  |  |  | MONITORCARDIACFETAL-GE-259CX | GE | [7 empty] | Covered PM Repair - Biomedical | MHHS-TMC
NO | NO |  |  |  | 029-08610 |  | GE Medical Systems | COROMETRICS 259CX-C |  | SDL14061781SA | WOODLANDS - BIRTH CENTER | MHHS-Woodlands |  |  |  | 029-08610 |  | Woodlands |  | WOODLANDS - BIRTH CENTER | [5 empty] | MONITORS, BEDSIDE, FETAL |  | MONITORCARDIACFETAL-GE-259CX |  |  |  |  | MONITORCARDIACFETAL-GE-259CX | GE | [7 empty] | Clinical Miscellaneous | MHHS-Woodlands
NO | NO |  |  |  | 029-09360 |  | GE Medical Systems | COROMETRICS 259CX-C |  | SDL14061784SA | WOODLANDS - BIRTH CENTER | MHHS-Woodlands |  |  |  | 029-09360 |  | Woodlands |  | WOODLANDS - BIRTH CENTER | [5 empty] | MONITORS, BEDSIDE, FETAL |  | MONITORCARDIACFETAL-GE-259CX |  |  |  |  | MONITORCARDIACFETAL-GE-259CX | GE | [7 empty] | Covered PM Repair - Biomedical | MHHS-Woodlands
NO | NO |  |  |  | 029-10033 |  | GE Medical Systems | COROMETRICS 259CX-C |  | SDL15196142PAS | WOODLANDS - BIRTH CENTER | MHHS-Woodlands |  |  |  | 029-10033 |  | Woodlands |  | WOODLANDS - BIRTH CENTER | [5 empty] | MONITORS, BEDSIDE, FETAL |  | MONITORCARDIACFETAL-GE-259CX |  |  |  |  | MONITORCARDIACFETAL-GE-259CX | GE | [7 empty] | Covered PM Repair - Biomedical | MHHS-Woodlands
NO | NO |  |  |  | 029-11423 |  | GE Medical Systems | COROMETRICS 259CX-C |  | SDL16269119PAS | WOODLANDS - BIRTH CENTER | MHHS-Woodlands |  |  |  | 029-11423 |  | Woodlands |  | WOODLANDS - BIRTH CENTER | [5 empty] | MONITORS, BEDSIDE, FETAL |  | MONITORCARDIACFETAL-GE-259CX |  |  |  |  | MONITORCARDIACFETAL-GE-259CX | GE | [7 empty] | Covered PM Repair - Biomedical | MHHS-Woodlands
NO | YES |  |  |  | 069-29079 | 069-29079 | GE Medical Systems | D-FPD15-00 15 INCH MONITOR |  | DTJ09121448 | TMC-Radiology-IR/Angio | MHHS-TMC |  |  |  | 069-29079 | 069-29079 | TMC | MHHS-TMC | TMC-Radiology-IR/Angio | J2418 | 1/1/20 |  | 1/1/21 |  | PHYSIOLOGIC MONITOR MODULES, ANESTHETIC GAS |  | .needs class | [5 empty] | GE |  |  |  |  | 9/17/20 |  |  | Not Covered Vendor Only - Biomedical | MHHS-TMC
NO | YES |  |  |  | 069-37918 | 069-37918 | GE Medical Systems | D-FPD15-00 15 INCH MONITOR |  | DTJ09121392 | TMC-OR-Anesthesia (Old) | MHHS-TMC |  |  |  | 069-37918 | 069-37918 | TMC | MHHS-TMC | TMC-OR-Anesthesia (Old) | J2 313 | 1/1/20 |  |  |  | PHYSIOLOGIC MONITOR MODULES, ANESTHETIC GAS |  | .needs class | [5 empty] | GE |  |  |  |  | 9/17/20 |  |  | Not Covered Vendor Only - Biomedical | MHHS-TMC
NO | NO |  |  |  | 069-38191 |  | GE Medical Systems | D-FPD15-00 15 INCH MONITOR |  | DTM131N0634 | TMC - OR - ANESTHESIA (OLD) | MHHS-TMC |  |  |  | 069-38191 |  | TMC |  | TMC - OR - ANESTHESIA (OLD) | [5 empty] | PHYSIOLOGIC MONITOR MODULES, ANESTHETIC GAS |  | .needs class | [5 empty] | GE | [7 empty] | Not Covered Vendor Only - Biomedical | MHHS-TMC
NO | YES |  |  |  | 142-06145 | 142-06145 | GE Medical Systems | D19KT |  | DTO521K7997 | NE-ICU | MHHS-Northeast |  | Monitor, Video |  | 142-06145 | 142-06145 | Katy | MHHS-Northeast | NE-ICU |  | 6/1/19 | 6/1/20 |  |  | MONITORS, VIDEO | Monitor, Video | MONITORVIDEO-GE-D19KT | MONITORVIDEO | D19KT |  |  |  | GE | Monitor, Video |  | MONITORVIDEO-GE-D19KT |  |  |  |  | Covered PM Repair - Biomedical | MHHS-Northeast | [8 empty] | MONITORVIDEO | Monitor, Video | GE
NO | YES |  |  |  | 142-06146 | 142-06146 | GE Medical Systems | D19KT |  | DTO521K7993 | NE-ICU | MHHS-Northeast |  | Monitor, Video |  | 142-06146 | 142-06146 | Katy | MHHS-Northeast | NE-ICU | Room 4025 | 1/1/19 | 1/1/20 |  |  | MONITORS, VIDEO | Monitor, Video | MONITORVIDEO-GE-D19KT | MONITORVIDEO | D19KT |  |  |  | GE | Monitor, Video |  | MONITORVIDEO-GE-D19KT |  | 1/1/10 |  |  | Covered PM Repair - Biomedical | MHHS-Northeast | [8 empty] | MONITORVIDEO | Monitor, Video | GE
NO | YES |  |  |  | 142-06147 | 142-06147 | GE Medical Systems | D19KT |  | DTO521K8009 | NE-ICU | MHHS-Northeast |  | Monitor, Video |  | 142-06147 | 142-06147 | Katy | MHHS-Northeast | NE-ICU |  | 1/1/19 | 1/1/20 |  |  | MONITORS, VIDEO | Monitor, Video | MONITORVIDEO-GE-D19KT | MONITORVIDEO | D19KT |  |  |  | GE | Monitor, Video |  | MONITORVIDEO-GE-D19KT |  | 4/19/20 |  |  | Not Covered Vendor Only - Biomedical | MHHS-Northeast | [8 empty] | MONITORVIDEO | Monitor, Video | GE
NO | YES |  |  |  | 142-06148 | 142-06148 | GE Medical Systems | D19KT |  | DTO521K7988 | NE-ICU | MHHS-Northeast |  | Monitor, Video |  | 142-06148 | 142-06148 | Katy | MHHS-Northeast | NE-ICU |  | 1/1/19 | 1/1/20 |  |  | MONITORS, VIDEO | Monitor, Video | MONITORVIDEO-GE-D19KT | MONITORVIDEO | D19KT |  |  |  | GE | Monitor, Video |  | MONITORVIDEO-GE-D19KT |  | 4/19/20 |  |  | Not Covered Vendor Only - Biomedical | MHHS-Northeast | [8 empty] | MONITORVIDEO | Monitor, Video | GE
NO | YES |  |  |  | 142-06149 | 142-0649 | GE Medical Systems | D19KT |  | DTO521K7884 | NE-ICU | MHHS-Northeast |  | Monitor, Video |  | 142-06149 | 142-0649 | Katy | MHHS-Northeast | NE-ICU | Room 4026 | 6/1/19 | 6/1/20 |  |  | MONITORS, VIDEO | Monitor, Video | MONITORVIDEO-GE-D19KT | MONITORVIDEO | D19KT |  |  |  | GE | Monitor, Video |  | MONITORVIDEO-GE-D19KT |  |  |  |  | Covered PM Repair - Biomedical | MHHS-Northeast | [8 empty] | MONITORVIDEO | Monitor, Video | GE
NO | YES |  |  |  | 142-06150 | 142-06150 | GE Medical Systems | D19KT |  | DTO521K8001 | NE-ICU | MHHS-Northeast |  | Monitor, Video |  | 142-06150 | 142-06150 | Katy | MHHS-Northeast | NE-ICU | Room 4033 | 1/1/19 | 1/1/20 |  |  | MONITORS, VIDEO | Monitor, Video | MONITORVIDEO-GE-D19KT | MONITORVIDEO | D19KT |  |  |  | GE | Monitor, Video |  | MONITORVIDEO-GE-D19KT |  | 5/1/14 |  |  | Covered PM Repair - Biomedical | MHHS-Northeast | [8 empty] | MONITORVIDEO | Monitor, Video | GE
NO | YES |  |  |  | 142-06151 | 142-06151 | GE Medical Systems | D19KT |  | DTO521K8013 | NE-Central Supply | MHHS-Northeast |  | Monitor, Video |  | 142-06151 | 142-06151 | Katy | MHHS-Northeast | NE-Central Supply | Icu 4032 | 1/1/19 |  |  |  | MONITORS, VIDEO | Monitor, Video | MONITORVIDEO-GE-D19KT | MONITORVIDEO | D19KT |  |  |  | GE | Monitor, Video |  | MONITORVIDEO-GE-D19KT |  | 5/1/14 |  |  | Covered PM Repair - Biomedical | MHHS-Northeast | [8 empty] | MONITORVIDEO | Monitor, Video | GE
NO | YES |  |  |  | 142-06156 | 142-06156 | GE Medical Systems | D19KT |  | DTO521K7958 | NE-ICU | MHHS-Northeast |  | Monitor, Video |  | 142-06156 | 142-06156 | Katy | MHHS-Northeast | NE-ICU |  | 1/1/19 | 1/1/20 |  |  | MONITORS, VIDEO | Monitor, Video | MONITORVIDEO-GE-D19KT | MONITORVIDEO | D19KT |  |  |  | GE | Monitor, Video |  | MONITORVIDEO-GE-D19KT |  | 1/16/17 |  |  | Covered PM Repair - Biomedical | MHHS-Northeast | [8 empty] | MONITORVIDEO | Monitor, Video | GE
NO | YES |  |  |  | 142-06335 | 142-06335 | GE Medical Systems | D19KT |  | DTO521K7992 | NE-ICU | MHHS-Northeast |  | Monitor, Video |  | 142-06335 | 142-06335 | Katy | MHHS-Northeast | NE-ICU |  | 6/1/19 | 6/1/20 |  |  | MONITORS, VIDEO | Monitor, Video | MONITORVIDEO-GE-D19KT | MONITORVIDEO | D19KT |  |  |  | GE | Monitor, Video |  | MONITORVIDEO-GE-D19KT |  |  |  |  | Covered PM Repair - Biomedical | MHHS-Northeast | [8 empty] | MONITORVIDEO | Monitor, Video | GE
NO | YES |  |  |  | 142-06336 | 142-06336 | GE Medical Systems | D19KT |  | DTO521K8003 | NE-ICU | MHHS-Northeast |  | Monitor, Video |  | 142-06336 | 142-06336 | Katy | MHHS-Northeast | NE-ICU |  | 1/1/19 | 1/1/20 |  |  | MONITORS, VIDEO | Monitor, Video | MONITORVIDEO-GE-D19KT | MONITORVIDEO | D19KT |  |  |  | GE | Monitor, Video |  | MONITORVIDEO-GE-D19KT |  | 4/18/10 |  |  | Covered PM Repair - Biomedical | MHHS-Northeast | [8 empty] | MONITORVIDEO | Monitor, Video | GE
NO | YES |  |  |  | 142-06337 | 142-06337 | GE Medical Systems | D19KT |  | DTO521K8000 | NE-ICU | MHHS-Northeast |  | Monitor, Video |  | 142-06337 | 142-06337 | Katy | MHHS-Northeast | NE-ICU |  | 1/1/19 | 1/1/20 |  |  | MONITORS, VIDEO | Monitor, Video | MONITORVIDEO-GE-D19KT | MONITORVIDEO | D19KT |  |  |  | GE | Monitor, Video |  | MONITORVIDEO-GE-D19KT |  |  |  |  | Covered PM Repair - Biomedical | MHHS-Northeast | [8 empty] | MONITORVIDEO | Monitor, Video | GE
NO | YES |  |  |  | 142-06338 | 142-06338 | GE Medical Systems | D19KT |  | DTO521K8014 | NE-ICU | MHHS-Northeast |  | Monitor, Video |  | 142-06338 | 142-06338 | Katy | MHHS-Northeast | NE-ICU | Room 4037 | 1/1/19 | 1/1/20 |  |  | MONITORS, VIDEO | Monitor, Video | MONITORVIDEO-GE-D19KT | MONITORVIDEO | D19KT |  |  |  | GE | Monitor, Video |  | MONITORVIDEO-GE-D19KT |  | 9/5/20 |  |  | Not Covered Vendor Only - Biomedical | MHHS-Northeast | [8 empty] | MONITORVIDEO | Monitor, Video | GE
NO | YES |  |  |  | 142-06339 | 142-06339 | GE Medical Systems | D19KT |  | DTO521K7931 | NE-ICU | MHHS-Northeast |  | Monitor, Video |  | 142-06339 | 142-06339 | Katy | MHHS-Northeast | NE-ICU | Exam 4040 | 1/1/19 | 1/1/20 |  |  | MONITORS, VIDEO | Monitor, Video | MONITORVIDEO-GE-D19KT | MONITORVIDEO | D19KT |  |  |  | GE | Monitor, Video |  | MONITORVIDEO-GE-D19KT |  | 9/5/20 |  |  | Not Covered Vendor Only - Biomedical | MHHS-Northeast | [8 empty] | MONITORVIDEO | Monitor, Video | GE
NO | YES |  |  |  | 142-06340 | 142-06340 | GE Medical Systems | D19KT |  | DTO521K7987 | NE-ICU | MHHS-Northeast |  | Monitor, Video |  | 142-06340 | 142-06340 | Katy | MHHS-Northeast | NE-ICU |  | 1/1/19 | 1/1/20 |  |  | MONITORS, VIDEO | Monitor, Video | MONITORVIDEO-GE-D19KT | MONITORVIDEO | D19KT |  |  |  | GE | Monitor, Video |  | MONITORVIDEO-GE-D19KT |  | 8/2/18 |  |  | Covered PM Repair - Biomedical | MHHS-Northeast | [8 empty] | MONITORVIDEO | Monitor, Video | GE
NO | YES |  |  |  | 142-06341 | 142-06341 | GE Medical Systems | D19KT |  | DTO521K8011 | NE-ICU | MHHS-Northeast |  | Monitor, Video |  | 142-06341 | 142-06341 | Katy | MHHS-Northeast | NE-ICU | Room 4029 | 1/1/18 | 1/1/19 |  |  | MONITORS, VIDEO | Monitor, Video | MONITORVIDEO-GE-D19KT | MONITORVIDEO | D19KT |  |  |  | GE | Monitor, Video |  | MONITORVIDEO-GE-D19KT |  | 8/2/18 |  |  | Covered PM Repair - Biomedical | MHHS-Northeast | [8 empty] | MONITORVIDEO | Monitor, Video | GE
NO | YES |  |  |  | 142-06342 | 142-06342 | GE Medical Systems | D19KT |  | DTO521K7776 | NE-ICU | MHHS-Northeast |  | Monitor, Video |  | 142-06342 | 142-06342 | Katy | MHHS-Northeast | NE-ICU |  | 6/1/19 | 6/1/20 |  |  | MONITORS, VIDEO | Monitor, Video | MONITORVIDEO-GE-D19KT | MONITORVIDEO | D19KT |  |  |  | GE | Monitor, Video |  | MONITORVIDEO-GE-D19KT |  | 8/2/18 |  |  | Covered PM Repair - Biomedical | MHHS-Northeast | [8 empty] | MONITORVIDEO | Monitor, Video | GE
NO | YES |  |  |  | 142-08041 | 142-08041 | GE Medical Systems | D19KT |  | DTS38014543 | NE-IMU1 | MHHS-Northeast |  | Monitor, Video |  | 142-08041 | 142-08041 | Katy | MHHS-Northeast | NE-IMU1 |  | 12/1/19 | 12/1/20 |  |  | MONITORS, VIDEO | Monitor, Video | MONITORVIDEO-GE-D19KT | MONITORVIDEO | D19KT |  |  |  | GE | Monitor, Video |  | MONITORVIDEO-GE-D19KT |  | 8/2/18 |  |  | Covered PM Repair - Biomedical | MHHS-Northeast | [8 empty] | MONITORVIDEO | Monitor, Video | GE
NO | YES |  |  |  | 142-08044 | 142-08044 | GE Medical Systems | D19KT |  | DTS38014472 | NE-IMU1 | MHHS-Northeast |  | Monitor, Video |  | 142-08044 | 142-08044 | Katy | MHHS-Northeast | NE-IMU1 | Room 4015 | 12/1/18 | 12/1/19 |  |  | MONITORS, VIDEO | Monitor, Video | MONITORVIDEO-GE-D19KT | MONITORVIDEO | D19KT |  |  |  | GE | Monitor, Video |  | MONITORVIDEO-GE-D19KT |  | 8/2/18 |  |  | Covered PM Repair - Biomedical | MHHS-Northeast | [8 empty] | MONITORVIDEO | Monitor, Video | GE
NO | YES |  |  |  | 142-08047 | 142-08047 | GE Medical Systems | D19KT |  | DTS38014484 | NE-IMU1 | MHHS-Northeast |  | Monitor, Video |  | 142-08047 | 142-08047 | Katy | MHHS-Northeast | NE-IMU1 | Room 4014 | 12/1/19 | 12/1/20 |  |  | MONITORS, VIDEO | Monitor, Video | MONITORVIDEO-GE-D19KT | MONITORVIDEO | D19KT |  |  |  | GE | Monitor, Video |  | MONITORVIDEO-GE-D19KT |  | 7/6/16 |  |  | Covered PM Repair - Biomedical | MHHS-Northeast | [8 empty] | MONITORVIDEO | Monitor, Video | GE
NO | YES |  |  |  | 142-08050 | 142-08050 | GE Medical Systems | D19KT |  | DTS38014487 | NE-IMU1 | MHHS-Northeast |  | Monitor, Video |  | 142-08050 | 142-08050 | Katy | MHHS-Northeast | NE-IMU1 |  | 12/1/18 | 12/1/19 |  |  | MONITORS, VIDEO | Monitor, Video | MONITORVIDEO-GE-D19KT | MONITORVIDEO | D19KT |  |  |  | GE | Monitor, Video |  | MONITORVIDEO-GE-D19KT |  | 11/15/15 |  |  | Covered PM Repair - Biomedical | MHHS-Northeast | [8 empty] | MONITORVIDEO | Monitor, Video | GE
NO | YES |  |  |  | 142-08053 | 142-08053 | GE Medical Systems | D19KT |  | DTS38014574 | NE-IMU1 | MHHS-Northeast |  | Monitor, Video |  | 142-08053 | 142-08053 | Katy | MHHS-Northeast | NE-IMU1 | SW4012 | 12/1/18 | 12/1/19 |  |  | MONITORS, VIDEO | Monitor, Video | MONITORVIDEO-GE-D19KT | MONITORVIDEO | D19KT |  |  |  | GE | Monitor, Video |  | MONITORVIDEO-GE-D19KT |  | 8/28/15 |  |  | Covered PM Repair - Biomedical | MHHS-Northeast | [8 empty] | MONITORVIDEO | Monitor, Video | GE
NO | YES |  |  |  | 142-08056 | 142-08056 | GE Medical Systems | D19KT |  | DTS38014541 | NE-IMU1 | MHHS-Northeast |  | Monitor, Video |  | 142-08056 | 142-08056 | Katy | MHHS-Northeast | NE-IMU1 |  | 12/1/18 | 12/1/19 |  |  | MONITORS, VIDEO | Monitor, Video | MONITORVIDEO-GE-D19KT | MONITORVIDEO | D19KT |  |  |  | GE | Monitor, Video |  | MONITORVIDEO-GE-D19KT |  | 12/14/17 |  |  | Covered PM Repair - Biomedical | MHHS-Northeast | [8 empty] | MONITORVIDEO | Monitor, Video | GE
NO | YES |  |  |  | 142-08062 | 142-08062 | GE Medical Systems | D19KT |  | DTS38014565 | NE-IMU2 | MHHS-Northeast |  | Monitor, Video |  | 142-08062 | 142-08062 | Katy | MHHS-Northeast | NE-IMU2 |  | 12/1/18 |  |  |  | MONITORS, VIDEO | Monitor, Video | MONITORVIDEO-GE-D19KT | MONITORVIDEO | D19KT |  |  |  | GE | Monitor, Video |  | MONITORVIDEO-GE-D19KT |  | 8/28/15 |  |  | Covered PM Repair - Biomedical | MHHS-Northeast | [8 empty] | MONITORVIDEO | Monitor, Video | GE
NO | YES |  |  |  | 142-08065 | 142-08065 | GE Medical Systems | D19KT |  | DTS38014510 | NE-IMU1 | MHHS-Northeast |  | Monitor, Video |  | 142-08065 | 142-08065 | Katy | MHHS-Northeast | NE-IMU1 |  | 12/1/19 | 12/1/20 |  |  | MONITORS, VIDEO | Monitor, Video | MONITORVIDEO-GE-D19KT | MONITORVIDEO | D19KT |  |  |  | GE | Monitor, Video |  | MONITORVIDEO-GE-D19KT |  | 8/28/15 |  |  | Covered PM Repair - Biomedical | MHHS-Northeast | [8 empty] | MONITORVIDEO | Monitor, Video | GE
NO | YES |  |  |  | 142-08068 | 142-08068 | GE Medical Systems | D19KT |  | DTS38014569 | NE-IMU1 | MHHS-Northeast |  | Monitor, Video |  | 142-08068 | 142-08068 | Katy | MHHS-Northeast | NE-IMU1 |  | 12/1/18 | 12/1/19 |  |  | MONITORS, VIDEO | Monitor, Video | MONITORVIDEO-GE-D19KT | MONITORVIDEO | D19KT |  |  |  | GE | Monitor, Video |  | MONITORVIDEO-GE-D19KT |  | 8/28/15 |  |  | Covered PM Repair - Biomedical | MHHS-Northeast | [8 empty] | MONITORVIDEO | Monitor, Video | GE
NO | YES |  |  |  | 142-08071 | 142-08071 | GE Medical Systems | D19KT |  | DTS38014558 | NE-IMU2 | MHHS-Northeast |  | Monitor, Video |  | 142-08071 | 142-08071 | Katy | MHHS-Northeast | NE-IMU2 |  | 12/1/19 | 12/1/20 |  |  | MONITORS, VIDEO | Monitor, Video | MONITORVIDEO-GE-D19KT | MONITORVIDEO | D19KT |  |  |  | GE | Monitor, Video |  | MONITORVIDEO-GE-D19KT |  | 8/28/15 |  |  | Covered PM Repair - Biomedical | MHHS-Northeast | [8 empty] | MONITORVIDEO | Monitor, Video | GE
NO | YES |  |  |  | 142-08074 | 142-08074 | GE Medical Systems | D19KT |  | DTS38014525 | NE-IMU1 | MHHS-Northeast |  | Monitor, Video |  | 142-08074 | 142-08074 | Katy | MHHS-Northeast | NE-IMU1 |  | 12/1/18 | 12/1/19 |  |  | MONITORS, VIDEO | Monitor, Video | MONITORVIDEO-GE-D19KT | MONITORVIDEO | D19KT |  |  |  | GE | Monitor, Video |  | MONITORVIDEO-GE-D19KT |  | 8/28/15 |  |  | Covered PM Repair - Biomedical | MHHS-Northeast | [8 empty] | MONITORVIDEO | Monitor, Video | GE
NO | YES |  |  |  | 142-08077 | 142-08077 | GE Medical Systems | D19KT |  | DTS38014481 | NE-IMU1 | MHHS-Northeast |  | Monitor, Video |  | 142-08077 | 142-08077 | Katy | MHHS-Northeast | NE-IMU1 |  | 12/1/18 | 12/1/19 |  |  | MONITORS, VIDEO | Monitor, Video | MONITORVIDEO-GE-D19KT | MONITORVIDEO | D19KT |  |  |  | GE | Monitor, Video |  | MONITORVIDEO-GE-D19KT |  | 8/28/15 |  |  | Covered PM Repair - Biomedical | MHHS-Northeast | [8 empty] | MONITORVIDEO | Monitor, Video | GE
NO | YES |  |  |  | 142-08080 | 142-08080 | GE Medical Systems | D19KT |  | DTS38014585 | NE-IMU1 | MHHS-Northeast |  | Monitor, Video |  | 142-08080 | 142-08080 | Katy | MHHS-Northeast | NE-IMU1 |  | 12/1/18 | 12/1/19 |  |  | MONITORS, VIDEO | Monitor, Video | MONITORVIDEO-GE-D19KT | MONITORVIDEO | D19KT |  |  |  | GE | Monitor, Video |  | MONITORVIDEO-GE-D19KT |  | 8/28/15 |  |  | Covered PM Repair - Biomedical | MHHS-Northeast | [8 empty] | MONITORVIDEO | Monitor, Video | GE
NO | YES |  |  |  | 142-08083 | 142-08083 | GE Medical Systems | D19KT |  | DTS38014577 | NE-IMU1 | MHHS-Northeast |  | Monitor, Video |  | 142-08083 | 142-08083 | Katy | MHHS-Northeast | NE-IMU1 |  | 12/1/18 | 12/1/19 |  |  | MONITORS, VIDEO | Monitor, Video | MONITORVIDEO-GE-D19KT | MONITORVIDEO | D19KT |  |  |  | GE | Monitor, Video |  | MONITORVIDEO-GE-D19KT |  | 8/28/15 |  |  | Covered PM Repair - Biomedical | MHHS-Northeast | [8 empty] | MONITORVIDEO | Monitor, Video | GE
NO | YES |  |  |  | 142-08086 | 142-08086 | GE Medical Systems | D19KT |  | DTS38014580 | NE-IMU1 | MHHS-Northeast |  | Monitor, Video |  | 142-08086 | 142-08086 | Katy | MHHS-Northeast | NE-IMU1 | Room 4001 | 12/1/18 | 12/1/19 |  |  | MONITORS, VIDEO | Monitor, Video | MONITORVIDEO-GE-D19KT | MONITORVIDEO | D19KT |  |  |  | GE | Monitor, Video |  | MONITORVIDEO-GE-D19KT |  | 8/28/15 |  |  | Covered PM Repair - Biomedical | MHHS-Northeast | [8 empty] | MONITORVIDEO | Monitor, Video | GE
NO | YES |  |  |  | 142-06153 | 142-06153 | GE Medical Systems | D19KT |  | DTO521K7885 | NE-IMU1 | MHHS-Northeast |  | Monitor, Video |  | 142-06153 | 142-06153 | Katy | MHHS-Northeast | NE-IMU1 |  | 5/1/19 | 5/1/20 |  |  | MONITORS, VIDEO | Monitor, Video | MONITORVIDEO-GE-D19KT | MONITORVIDEO | D19KT |  |  |  | GE | Monitor, Video |  | MONITORVIDEO-GE-D19KT |  | 8/28/15 |  |  | Covered PM Repair - Biomedical | MHHS-Northeast | [8 empty] | MONITORVIDEO | Monitor, Video | GE
NO | YES |  |  |  | 142-06154 | 142-06154 | GE Medical Systems | D19KT |  | DTO521K7983 | NE-IMU1 | MHHS-Northeast |  | Monitor, Video |  | 142-06154 | 142-06154 | Katy | MHHS-Northeast | NE-IMU1 |  | 5/1/19 | 5/1/20 |  |  | MONITORS, VIDEO | Monitor, Video | MONITORVIDEO-GE-D19KT | MONITORVIDEO | D19KT |  |  |  | GE | Monitor, Video |  | MONITORVIDEO-GE-D19KT |  | 8/28/15 |  |  | Covered PM Repair - Biomedical | MHHS-Northeast | [8 empty] | MONITORVIDEO | Monitor, Video | GE
NO | YES |  |  |  | 142-06155 | 142-06155 | GE Medical Systems | D19KT |  | DTO521K7815 | NE-IMU2 | MHHS-Northeast |  | Monitor, Video |  | 142-06155 | 142-06155 | Katy | MHHS-Northeast | NE-IMU2 |  | 5/1/19 | 5/1/20 |  |  | MONITORS, VIDEO | Monitor, Video | MONITORVIDEO-GE-D19KT | MONITORVIDEO | D19KT |  |  |  | GE | Monitor, Video |  | MONITORVIDEO-GE-D19KT |  | 8/28/15 |  |  | Covered PM Repair - Biomedical | MHHS-Northeast | [8 empty] | MONITORVIDEO | Monitor, Video | GE
NO | YES |  |  |  | 142-06157 | 142-06157 | GE Medical Systems | D19KT |  | DTO521K7986 | NE-IMU2 | MHHS-Northeast |  | Monitor, Video |  | 142-06157 | 142-06157 | Katy | MHHS-Northeast | NE-IMU2 | Room 4021 | 5/1/19 | 5/1/20 |  |  | MONITORS, VIDEO | Monitor, Video | MONITORVIDEO-GE-D19KT | MONITORVIDEO | D19KT |  |  |  | GE | Monitor, Video |  | MONITORVIDEO-GE-D19KT |  | 8/28/15 |  |  | Covered PM Repair - Biomedical | MHHS-Northeast | [8 empty] | MONITORVIDEO | Monitor, Video | GE
NO | YES |  |  |  | 142-06158 | 142-06158 | GE Medical Systems | D19KT |  | DTO521K8002 | NE-IMU2 | MHHS-Northeast |  | Monitor, Video |  | 142-06158 | 142-06158 | Katy | MHHS-Northeast | NE-IMU2 |  | 5/1/19 | 5/1/20 |  |  | MONITORS, VIDEO | Monitor, Video | MONITORVIDEO-GE-D19KT | MONITORVIDEO | D19KT |  |  |  | GE | Monitor, Video |  | MONITORVIDEO-GE-D19KT |  | 8/28/15 |  |  | Covered PM Repair - Biomedical | MHHS-Northeast | [8 empty] | MONITORVIDEO | Monitor, Video | GE
NO | YES |  |  |  | 142-06159 | 142-06159 | GE Medical Systems | D19KT |  | DTO521K8012 | NE-IMU2 | MHHS-Northeast |  | Monitor, Video |  | 142-06159 | 142-06159 | Katy | MHHS-Northeast | NE-IMU2 |  | 5/1/19 | 5/1/20 |  |  | MONITORS, VIDEO | Monitor, Video | MONITORVIDEO-GE-D19KT | MONITORVIDEO | D19KT |  |  |  | GE | Monitor, Video |  | MONITORVIDEO-GE-D19KT |  | 8/28/15 |  |  | Covered PM Repair - Biomedical | MHHS-Northeast | [8 empty] | MONITORVIDEO | Monitor, Video | GE
NO | YES |  |  |  | 142-06160 | 142-06160 | GE Medical Systems | D19KT |  | DTO521K7994 | NE-IMU2 | MHHS-Northeast |  | Monitor, Video |  | 142-06160 | 142-06160 | Katy | MHHS-Northeast | NE-IMU2 |  | 6/1/19 | 6/1/20 |  |  | MONITORS, VIDEO | Monitor, Video | MONITORVIDEO-GE-D19KT | MONITORVIDEO | D19KT |  |  |  | GE | Monitor, Video |  | MONITORVIDEO-GE-D19KT |  | 8/28/15 |  |  | Covered PM Repair - Biomedical | MHHS-Northeast | [8 empty] | MONITORVIDEO | Monitor, Video | GE
NO | YES |  |  |  | 142-06161 | 142-06161 | GE Medical Systems | D19KT |  | DTO521K8005 | NE-IMU2 | MHHS-Northeast |  | Monitor, Video |  | 142-06161 | 142-06161 | Katy | MHHS-Northeast | NE-IMU2 |  | 5/1/19 |  |  |  | MONITORS, VIDEO | Monitor, Video | MONITORVIDEO-GE-D19KT | MONITORVIDEO | D19KT |  |  |  | GE | Monitor, Video |  | MONITORVIDEO-GE-D19KT |  | 8/28/15 |  |  | Covered PM Repair - Biomedical | MHHS-Northeast | [8 empty] | MONITORVIDEO | Monitor, Video | GE
NO | YES |  |  |  |  | 142-06254 | GE Medical Systems | D19KT |  | DT0391K5754 | NE-OR | MHHS-Northeast |  | Monitor, Video |  |  | 142-06254 | Katy | MHHS-Northeast | NE-OR | OR Hybrid Room | 1/1/19 | 1/1/20 |  |  | MONITORS, VIDEO | Monitor, Video | MONITORVIDEO-GE-D19KT | MONITORVIDEO | D19KT |  |  |  | GE | Monitor, Video |  | MONITORVIDEO-GE-D19KT |  | 8/28/15 |  |  | Covered PM Repair - Biomedical | MHHS-Northeast | [8 empty] | MONITORVIDEO | Monitor, Video | GE
NO | YES |  |  |  | 069-45557 | 069-45557 | GE Medical Systems | D19KT |  | DTQ361K3625 | Cullen-floor 2 | MHHS-TMC |  | Monitor, Video |  | 069-45557 | 069-45557 | TMC | Memorial Hermann-Texas Medical Center | Cullen-floor 2 | Micu 5 |  |  |  |  | MONITORS, VIDEO | Monitor, Video | MONITORVIDEO-GE-D19KT | MONITORVIDEO | D19KT |  |  |  | GE | Monitor, Video |  | MONITORVIDEO-GE-D19KT |  |  |  |  | Covered PM Repair - Biomedical | MHHS-TMC | [8 empty] | MONITORVIDEO | Monitor, Video | GE
NO | YES |  |  |  | 069-36999 | 069-36999 | GE Medical Systems | D19KT |  | DTM451K2265 | TMC-HVI-CCU (4Hvi) | MHHS-TMC |  | Monitor, Video |  | 069-36999 | 069-36999 | TMC | MHHS-TMC | TMC-HVI-CCU (4Hvi) |  | 12/1/17 |  | 12/1/18 | PM Past Due | MONITORS, VIDEO | Monitor, Video | MONITORVIDEO-GE-D19KT | MONITORVIDEO | D19KT |  |  |  | GE | Monitor, Video |  | MONITORVIDEO-GE-D19KT |  | 7/1/18 |  |  | Not Covered Vendor Only - Biomedical | MHHS-TMC | [8 empty] | MONITORVIDEO | Monitor, Video | GE
NO | YES |  |  |  | 069-40534 | 069-40534 | GE Medical Systems | D19KT |  | DTO391K5827 | TMC-HVI-CCU (4Hvi) | MHHS-TMC |  | Monitor, Video |  | 069-40534 | 069-40534 | TMC | MHHS-TMC | TMC-HVI-CCU (4Hvi) |  | 12/1/17 |  | 12/1/18 | PM Past Due | MONITORS, VIDEO | Monitor, Video | MONITORVIDEO-GE-D19KT | MONITORVIDEO | D19KT |  |  |  | GE | Monitor, Video |  | MONITORVIDEO-GE-D19KT |  | 5/15/19 |  |  | Covered PM Repair - Biomedical | MHHS-TMC | [8 empty] | MONITORVIDEO | Monitor, Video | GE
NO | YES |  |  |  | 069-40535 | 069-40535 | GE Medical Systems | D19KT |  | DTO391K5796 |  | MHHS-TMC |  | Monitor, Video |  | 069-40535 | 069-40535 | TMC | Memorial Hermann Heart |  | CCU-03 | 8/1/19 |  | 9/1/20 |  | MONITORS, VIDEO | Monitor, Video | MONITORVIDEO-GE-D19KT | MONITORVIDEO | D19KT |  |  |  | GE | Monitor, Video |  | MONITORVIDEO-GE-D19KT |  | 8/1/19 |  |  | Covered PM Repair - Biomedical | MHHS-TMC | [8 empty] | MONITORVIDEO | Monitor, Video | GE
NO | YES |  |  |  | 069-40537 | 069-40537 | GE Medical Systems | D19KT |  | DTO391K5840 | TMC-HVI-CIMU (4Hvi) | MHHS-TMC |  | Monitor, Video |  | 069-40537 | 069-40537 | TMC | MHHS-TMC | TMC-HVI-CIMU (4Hvi) | CCU 13 | 12/1/17 |  |  | No PM Sticker | MONITORS, VIDEO | Monitor, Video | MONITORVIDEO-GE-D19KT | MONITORVIDEO | D19KT |  |  |  | GE | Monitor, Video |  | MONITORVIDEO-GE-D19KT |  | 8/1/19 |  |  | Covered PM Repair - Biomedical | MHHS-TMC | [8 empty] | MONITORVIDEO | Monitor, Video | GE
NO | YES |  |  |  | 069-40541 | 069-40541 | GE Medical Systems | D19KT |  | DTO391K5832 | TMC-HVI-CIMU (4Hvi) | MHHS-TMC |  | Monitor, Video |  | 069-40541 | 069-40541 | TMC | MHHS-TMC | TMC-HVI-CIMU (4Hvi) | TMC - HVI - CIMU (4HVI) |  |  |  |  | MONITORS, VIDEO | Monitor, Video | MONITORVIDEO-GE-D19KT | MONITORVIDEO | D19KT |  |  |  | GE | Monitor, Video |  | MONITORVIDEO-GE-D19KT |  | 8/1/19 |  |  | Covered PM Repair - Biomedical | MHHS-TMC | [8 empty] | MONITORVIDEO | Monitor, Video | GE
NO | YES |  |  |  | 069-40542 | 069-40542 | GE Medical Systems | D19KT |  | DTO521K8311 | TMC-HVI-CIMU (4Hvi) | MHHS-TMC |  | Monitor, Video |  | 069-40542 | 069-40542 | TMC | MHHS-TMC | TMC-HVI-CIMU (4Hvi) | TMC - HVI - CIMU (4HVI) | 12/1/17 |  |  |  | MONITORS, VIDEO | Monitor, Video | MONITORVIDEO-GE-D19KT | MONITORVIDEO | D19KT |  |  |  | GE | Monitor, Video |  | MONITORVIDEO-GE-D19KT |  | 2/14/18 |  |  | Covered PM Repair - Biomedical | MHHS-TMC | [8 empty] | MONITORVIDEO | Monitor, Video | GE
NO | YES |  |  |  | 074-04128 |  | GE Medical Systems | D19KT |  | DTL311K0703 | TMC-HVI-Heart Failure ICU (5Hvi) | MHHS-TMC |  | Monitor, Video |  | 074-04128 |  | TMC | MHHS-TMC | TMC-HVI-Heart Failure ICU (5Hvi) | CVICU (5HVI) |  |  |  |  | MONITORS, VIDEO | Monitor, Video | MONITORVIDEO-GE-D19KT | MONITORVIDEO | D19KT |  |  |  | GE | Monitor, Video |  | MONITORVIDEO-GE-D19KT |  | 8/12/16 |  |  | Covered PM Repair - Biomedical | MHHS-TMC | [8 empty] | MONITORVIDEO | Monitor, Video | GE
NO | YES |  |  |  | 074-04132 |  | GE Medical Systems | D19KT |  | DTL311K0780 | TMC-HVI-Heart Failure ICU (5Hvi) | MHHS-TMC |  | Monitor, Video |  | 074-04132 |  | TMC | MHHS-TMC | TMC-HVI-Heart Failure ICU (5Hvi) | CVICU (5HVI) | 12/1/17 |  |  |  | MONITORS, VIDEO | Monitor, Video | MONITORVIDEO-GE-D19KT | MONITORVIDEO | D19KT |  |  |  | GE | Monitor, Video |  | MONITORVIDEO-GE-D19KT |  | 3/1/16 |  |  | Covered PM Repair - Biomedical | MHHS-TMC | [8 empty] | MONITORVIDEO | Monitor, Video | GE
NO | YES |  |  |  | 074-04347 | 074-04347 | GE Medical Systems | D19KT |  | DTM431K1838 | TMC-HVI-Heart Failure ICU (5Hvi) | MHHS-TMC |  | Monitor, Video |  | 074-04347 | 074-04347 | TMC | MHHS-TMC | TMC-HVI-Heart Failure ICU (5Hvi) |  | 12/1/16 |  |  |  | MONITORS, VIDEO | Monitor, Video | MONITORVIDEO-GE-D19KT | MONITORVIDEO | D19KT |  |  |  | GE | Monitor, Video |  | MONITORVIDEO-GE-D19KT |  | 3/1/16 |  |  | Covered PM Repair - Biomedical | MHHS-TMC | [8 empty] | MONITORVIDEO | Monitor, Video | GE
NO | YES |  |  |  | 069-39785 | 069-39785 | GE Medical Systems | D19KT |  | DTO131K2821 | TWC | MHHS-TMC |  | Monitor, Video |  | 069-39785 | 069-39785 | TMC | Memorial Hermann-Texas Medical Center | TWC | Trauma RM 18 |  |  |  |  | MONITORS, VIDEO | Monitor, Video | MONITORVIDEO-GE-D19KT | MONITORVIDEO | D19KT |  |  |  | GE | Monitor, Video |  | MONITORVIDEO-GE-D19KT |  | 2/15/16 |  |  | Covered PM Repair - Biomedical | MHHS-TMC | [8 empty] | MONITORVIDEO | Monitor, Video | GE
NO | YES |  |  |  | 069-39793 | 069-39793 | GE Medical Systems | D19KT |  | DTO1212192 | TMC-Sarofim 1-Adult ER | MHHS-TMC |  | Monitor, Video |  | 069-39793 | 069-39793 | TMC | MHHS-TMC | TMC-Sarofim 1-Adult ER | TMC - SAROFIM 1 - ADULT T16 |  |  |  |  | MONITORS, VIDEO | Monitor, Video | MONITORVIDEO-GE-D19KT | MONITORVIDEO | D19KT |  |  |  | GE | Monitor, Video |  | MONITORVIDEO-GE-D19KT |  | 9/25/13 |  |  | Covered PM Repair - Biomedical | MHHS-TMC | [8 empty] | MONITORVIDEO | Monitor, Video | GE
NO | YES |  |  |  | 069-39796 | 069-39796 | GE Medical Systems | D19KT |  | DTO131K3042 | TMC-Sarofim 1-Adult ER | MHHS-TMC |  | Monitor, Video |  | 069-39796 | 069-39796 | TMC | MHHS-TMC | TMC-Sarofim 1-Adult ER | [5 empty] | MONITORS, VIDEO | Monitor, Video | MONITORVIDEO-GE-D19KT | MONITORVIDEO | D19KT |  |  |  | GE | Monitor, Video |  | MONITORVIDEO-GE-D19KT |  | 9/1/18 |  |  | Covered PM Repair - Biomedical | MHHS-TMC | [8 empty] | MONITORVIDEO | Monitor, Video | GE
NO | YES |  |  |  | 074-04084 | 074-04084 | GE Medical Systems | D19KT |  | DTL311K0684 | TMC-Sarofim 1-Adult ER | MHHS-TMC |  | Monitor, Video |  | 074-04084 | 074-04084 | TMC | MHHS-TMC | TMC-Sarofim 1-Adult ER | Er 7 | 3/1/19 |  |  | PM Not Required | MONITORS, VIDEO | Monitor, Video | MONITORVIDEO-GE-D19KT | MONITORVIDEO | D19KT |  |  |  | GE | Monitor, Video |  | MONITORVIDEO-GE-D19KT |  | 4/3/18 |  |  | Covered PM Repair - Biomedical | MHHS-TMC | [8 empty] | MONITORVIDEO | Monitor, Video | GE
NO | YES |  |  |  | 074-04096 | 074-04096 | GE Medical Systems | D19KT |  | DTL311K0689 | TMC-Sarofim 1-Adult ER | MHHS-TMC |  | Monitor, Video |  | 074-04096 | 074-04096 | TMC | MHHS-TMC | TMC-Sarofim 1-Adult ER | Trauma 12 | 11/1/17 |  |  |  | MONITORS, VIDEO | Monitor, Video | MONITORVIDEO-GE-D19KT | MONITORVIDEO | D19KT |  |  |  | GE | Monitor, Video |  | MONITORVIDEO-GE-D19KT |  | 1/1/10 |  |  | Covered PM Repair - Biomedical | MHHS-TMC | [8 empty] | MONITORVIDEO | Monitor, Video | GE
NO | YES |  |  |  | 074-04104 | 074-04104 | GE Medical Systems | D19KT |  | DTL311K0720 | ER | MHHS-TMC |  | Monitor, Video |  | 074-04104 | 074-04104 | TMC | Memorial Hermann-Texas Medical Center | ER | Trama 8 | 11/1/17 |  |  |  | MONITORS, VIDEO | Monitor, Video | MONITORVIDEO-GE-D19KT | MONITORVIDEO | D19KT |  |  |  | GE | Monitor, Video |  | MONITORVIDEO-GE-D19KT |  | 3/22/16 |  |  | Covered PM Repair - Biomedical | MHHS-TMC | [8 empty] | MONITORVIDEO | Monitor, Video | GE
NO | YES | Asset Tag 074-04342 |  |  | 074-04342 | 074-04342 | GE Medical Systems | D19KT |  | DTM431K1892 | TMC-Jones-TSCU (9J) | MHHS-TMC |  | Monitor, Video |  | 074-04342 | 074-04342 | TMC | MHHS-TMC | TMC-Jones-TSCU (9J) |  | 11/19/17 |  |  |  | MONITORS, VIDEO | Monitor, Video | MONITORVIDEO-GE-D19KT | MONITORVIDEO | D19KT |  |  |  | GE | Monitor, Video |  | MONITORVIDEO-GE-D19KT |  | 8/1/17 | Finished from Script 3/27/2020 12:11:52pm (Central) |  | Not Covered Vendor Only - Biomedical | MHHS-TMC | [8 empty] | MONITORVIDEO | Monitor, Video | GE
NO | YES |  |  |  | 069-40536 | 069-40536 | GE Medical Systems | D19KT |  | DTO391K5834 | Tmc | MHHS-TMC |  | Monitor, Video |  | 069-40536 | 069-40536 | TMC | Memorial Hermann-Texas Medical Center | Tmc | Biomed Shop | 2/1/19 |  |  | No PM Sticker | MONITORS, VIDEO | Monitor, Video | MONITORVIDEO-GE-D19KT | MONITORVIDEO | D19KT |  |  |  | GE | Monitor, Video |  | MONITORVIDEO-GE-D19KT |  | 7/24/18 |  |  | Covered PM Repair - Biomedical | MHHS-TMC | [8 empty] | MONITORVIDEO | Monitor, Video | GE
NO | YES |  |  |  | 069-44128 | 069-44128 | GE Medical Systems | D19KT |  | DTT25013651 | Memorial Hermann- Texas Medical Center Radiology | MHHS-TMC |  | Monitor, Video |  | 069-44128 | 069-44128 | TMC | TMC | Memorial Hermann- Texas Medical Center Radiology | Angio 1 |  |  |  | PM Not Required | MONITORS, VIDEO |  | MONITORVIDEO-GE-D19KT | MONITORVIDEO | D19KT |  |  |  | GE | Monitor, Video |  | MONITORVIDEO-GE-D19KT |  | 1/1/10 |  |  | Covered PM Repair - Biomedical | MHHS-TMC
NO | YES | Asset Tag 069-44129 |  |  | 069-44129 | 069-44129 | GE Medical Systems | D19KT |  | DTT25013721 | TMC-Radiology-IR/Angio | MHHS-TMC |  | Monitor, Video |  | 069-44129 | 069-44129 | TMC | MHHS-TMC | TMC-Radiology-IR/Angio | [5 empty] | MONITORS, VIDEO |  | MONITORVIDEO-GE-D19KT | MONITORVIDEO | D19KT |  |  |  | GE | Monitor, Video |  | MONITORVIDEO-GE-D19KT |  | 1/1/10 |  |  | Covered PM Repair - Biomedical | MHHS-TMC
NO | YES |  |  |  | 069-44061 | 069-44061 | GE Medical Systems | D19KT |  | DTT22013282 | TMC-Sarofim 1-Adult ER | MHHS-TMC |  | Monitor, Video |  | 069-44061 | 069-44061 | TMC | MHHS-TMC | TMC-Sarofim 1-Adult ER | Trauma 4 |  |  |  |  | MONITORS, VIDEO | Monitor, Video | MONITORVIDEO-GE-D19KT | MONITORVIDEO | D19KT |  |  |  | GE | Monitor, Video |  | MONITORVIDEO-GE-D19KT |  | 1/1/10 |  |  | Covered PM Repair - Biomedical | MHHS-TMC | [8 empty] | MONITORVIDEO | Monitor, Video | GE
NO | YES |  |  |  | 069-44064 | 069-44064 | GE Medical Systems | D19KT |  | DTT22013289 | TMC-Sarofim 1-Adult ER | MHHS-TMC |  | Monitor, Video |  | 069-44064 | 069-44064 | TMC | MHHS-TMC | TMC-Sarofim 1-Adult ER | Er 5 |  |  |  | No PM Sticker | MONITORS, VIDEO | Monitor, Video | MONITORVIDEO-GE-D19KT | MONITORVIDEO | D19KT |  |  |  | GE | Monitor, Video |  | MONITORVIDEO-GE-D19KT |  | 1/1/10 |  |  | Covered PM Repair - Biomedical | MHHS-TMC | [8 empty] | MONITORVIDEO | Monitor, Video | GE
NO | YES |  |  |  | 069-44086 | 069-44086 | GE Medical Systems | D19KT |  | DTT22013320 | TMC - HVI - ER | MHHS-TMC |  | Monitor, Video |  | 069-44086 | 069-44086 | TMC | Memorial Hermann- Texas Medical Center | TMC - HVI - ER | Trauma 06 | 3/1/20 |  |  | No PM Sticker | MONITORS, VIDEO | Monitor, Video | MONITORVIDEO-GE-D19KT | MONITORVIDEO | D19KT |  |  |  | GE | Monitor, Video |  | MONITORVIDEO-GE-D19KT |  | 1/1/10 |  |  | Covered PM Repair - Biomedical | MHHS-TMC | [8 empty] | MONITORVIDEO | Monitor, Video | GE
NO | YES |  |  |  | 069-44089 | 069-44089 | GE Medical Systems | D19KT |  | DTT22013245 | TMC-Sarofim 1-Adult ER | MHHS-TMC |  | Monitor, Video |  | 069-44089 | 069-44089 | TMC | MHHS-TMC | TMC-Sarofim 1-Adult ER | Trauma 7 |  |  |  |  | MONITORS, VIDEO | Monitor, Video | MONITORVIDEO-GE-D19KT | MONITORVIDEO | D19KT |  |  |  | GE | Monitor, Video |  | MONITORVIDEO-GE-D19KT |  | 7/1/19 |  |  | Covered PM Repair - Biomedical | MHHS-TMC | [8 empty] | MONITORVIDEO | Monitor, Video | GE
NO | YES |  |  |  | 069-44092 | 069-44092 | GE Medical Systems | D19KT |  | DTT22013305 | ER | MHHS-TMC |  | Monitor, Video |  | 069-44092 | 069-44092 | TMC | Memorial Hermann-Texas Medical Center | ER | Trama 8 |  |  |  |  | MONITORS, VIDEO | Monitor, Video | MONITORVIDEO-GE-D19KT | MONITORVIDEO | D19KT |  |  |  | GE | Monitor, Video |  | MONITORVIDEO-GE-D19KT |  |  |  |  | Covered PM Repair - Biomedical | MHHS-TMC | [8 empty] | MONITORVIDEO | Monitor, Video | GE
NO | YES |  |  |  | 069-44095 | 069-44095 | GE Medical Systems | D19KT |  | DTT22013239 | TMC-Sarofim 1-Adult ER | MHHS-TMC |  | Monitor, Video |  | 069-44095 | 069-44095 | TMC | MHHS-TMC | TMC-Sarofim 1-Adult ER | 9A |  |  |  |  | MONITORS, VIDEO | Monitor, Video | MONITORVIDEO-GE-D19KT | MONITORVIDEO | D19KT |  |  |  | GE | Monitor, Video |  | MONITORVIDEO-GE-D19KT |  | 11/11/13 |  |  | Covered PM Repair - Biomedical | MHHS-TMC | [8 empty] | MONITORVIDEO | Monitor, Video | GE
NO | YES |  |  |  | 069-44098 | 069-44098 | GE Medical Systems | D19KT |  | DTT22013243 | TWC | MHHS-TMC |  | Monitor, Video |  | 069-44098 | 069-44098 | TMC | Memorial Hermann-Texas Medical Center | TWC | Trauma Rm 10 |  |  |  | No PM required | MONITORS, VIDEO | Monitor, Video | MONITORVIDEO-GE-D19KT | MONITORVIDEO | D19KT |  |  |  | GE | Monitor, Video |  | MONITORVIDEO-GE-D19KT |  | 10/16/19 |  |  | Covered PM Repair - Biomedical | MHHS-TMC | [8 empty] | MONITORVIDEO | Monitor, Video | GE
NO | YES |  |  |  | 069-44102 | 069-44102 | GE Medical Systems | D19KT |  | DTT22013241 | TMC-Sarofim 1-Adult ER | MHHS-TMC |  | Monitor, Video |  | 069-44102 | 069-44102 | TMC | MHHS-TMC | TMC-Sarofim 1-Adult ER | Trauma 12 |  |  |  |  | MONITORS, VIDEO | Monitor, Video | MONITORVIDEO-GE-D19KT | MONITORVIDEO | D19KT |  |  |  | GE | Monitor, Video |  | MONITORVIDEO-GE-D19KT |  | 5/14/19 |  |  | Covered PM Repair - Biomedical | MHHS-TMC | [8 empty] | MONITORVIDEO | Monitor, Video | GE
NO | YES |  |  |  | 069-47287 | 069-47287 | GE Medical Systems | D19KT |  | DTT22013235 | ER | MHHS-TMC |  | Monitor, Video |  | 069-47287 | 069-47287 | TMC | Memorial Hermann-Texas Medical Center | ER | Trama 13 |  |  |  |  | MONITORS, VIDEO | Monitor, Video | MONITORVIDEO-GE-D19KT | MONITORVIDEO | D19KT |  |  |  | GE | Monitor, Video |  | MONITORVIDEO-GE-D19KT |  | 2/15/19 |  |  | Covered PM Repair - Biomedical | MHHS-TMC | [8 empty] | MONITORVIDEO | Monitor, Video | GE
NO | YES |  |  |  | 069-47290 | 069-47290 | GE Medical Systems | D19KT |  | DTT22013283 | TMC-Sarofim 1-Adult ER | MHHS-TMC |  | Monitor, Video |  | 069-47290 | 069-47290 | TMC | MHHS-TMC | TMC-Sarofim 1-Adult ER | [5 empty] | MONITORS, VIDEO | Monitor, Video | MONITORVIDEO-GE-D19KT | MONITORVIDEO | D19KT |  |  |  | GE | Monitor, Video |  | MONITORVIDEO-GE-D19KT |  | 1/1/10 |  |  | Covered PM Repair - Biomedical | MHHS-TMC | [8 empty] | MONITORVIDEO | Monitor, Video | GE
NO | YES |  |  |  | 069-47293 | 069-47293 | GE Medical Systems | D19KT |  | DTT22013277 | TMC-Sarofim 1-Adult ER | MHHS-TMC |  | Monitor, Video |  | 069-47293 | 069-47293 | TMC | MHHS-TMC | TMC-Sarofim 1-Adult ER | TMC - SAROFIM 1 - ADULT T16 |  |  |  |  | MONITORS, VIDEO | Monitor, Video | MONITORVIDEO-GE-D19KT | MONITORVIDEO | D19KT |  |  |  | GE | Monitor, Video |  | MONITORVIDEO-GE-D19KT |  | 1/1/10 |  |  | Covered PM Repair - Biomedical | MHHS-TMC | [8 empty] | MONITORVIDEO | Monitor, Video | GE
NO | YES |  |  |  | 069-47296 | 069-47296 | GE Medical Systems | D19KT |  | DTT22013240 | TMC-Sarofim 1-Adult ER | MHHS-TMC |  | Monitor, Video |  | 069-47296 | 069-47296 | TMC | MHHS-TMC | TMC-Sarofim 1-Adult ER | [5 empty] | MONITORS, VIDEO | Monitor, Video | MONITORVIDEO-GE-D19KT | MONITORVIDEO | D19KT |  |  |  | GE | Monitor, Video |  | MONITORVIDEO-GE-D19KT |  | 1/1/10 |  |  | Covered PM Repair - Biomedical | MHHS-TMC | [8 empty] | MONITORVIDEO | Monitor, Video | GE
NO | YES |  |  |  | 069-47299 | 069-47299 | GE Medical Systems | D19KT |  | DTT22013238 | TMC-Sarofim 1-Adult ER | MHHS-TMC |  | Monitor, Video |  | 069-47299 | 069-47299 | TMC | MHHS-TMC | TMC-Sarofim 1-Adult ER | [5 empty] | MONITORS, VIDEO | Monitor, Video | MONITORVIDEO-GE-D19KT | MONITORVIDEO | D19KT |  |  |  | GE | Monitor, Video |  | MONITORVIDEO-GE-D19KT |  | 8/8/19 | Finished from Script 3/27/2020 12:11:52pm (Central) |  | Covered PM Repair - Biomedical | MHHS-TMC | [8 empty] | MONITORVIDEO | Monitor, Video | GE
NO | YES |  |  |  | 069-47302 | 069-47302 | GE Medical Systems | D19KT |  | DTT22013326 | TMC-Sarofim 1-Adult ER | MHHS-TMC |  | Monitor, Video |  | 069-47302 | 069-47302 | TMC | MHHS-TMC | TMC-Sarofim 1-Adult ER | Er05 | 3/1/20 |  |  | No PM Sticker | MONITORS, VIDEO | Monitor, Video | MONITORVIDEO-GE-D19KT | MONITORVIDEO | D19KT |  |  |  | GE | Monitor, Video |  | MONITORVIDEO-GE-D19KT |  | 8/8/19 |  |  | Covered PM Repair - Biomedical | MHHS-TMC | [8 empty] | MONITORVIDEO | Monitor, Video | GE
NO | YES |  |  |  | 029-12467 | 029-12467 | GE Medical Systems | D19KT |  | DTP041K0297 | Woodlands-Anesthesia | MHHS-Woodlands |  | Monitor, Video |  | 029-12467 | 029-12467 | Woodlands | MHHS-Woodlands | Woodlands-Anesthesia | Room 8 |  |  |  |  | MONITORS, VIDEO | Monitor, Video | MONITORVIDEO-GE-D19KT | MONITORVIDEO | D19KT |  |  |  | GE | Monitor, Video |  | MONITORVIDEO-GE-D19KT |  | 8/28/15 |  |  | Covered PM Repair - Biomedical | MHHS-Woodlands | [8 empty] | MONITORVIDEO | Monitor, Video | GE
NO | YES |  |  |  | 029-10716 | 029-10716 | GE Medical Systems | D19KT |  | 029-10716 | Woodlands-CVICU | MHHS-Woodlands |  | Monitor, Video |  | 029-10716 | 029-10716 | Woodlands | MHHS-Woodlands | Woodlands-CVICU | OR | 10/1/19 |  | 10/1/20 |  | MONITORS, VIDEO | Monitor, Video | MONITORVIDEO-GE-D19KT | MONITORVIDEO | D19KT |  |  |  | GE | Monitor, Video |  | MONITORVIDEO-GE-D19KT |  | 8/28/15 |  |  | Covered PM Repair - Biomedical | MHHS-Woodlands | [8 empty] | MONITORVIDEO | Monitor, Video | GE
NO | YES |  |  |  | 029-10719 | 029-10719 | GE Medical Systems | D19KT |  | 029-10719 | Woodlands-CVICU | MHHS-Woodlands |  | Monitor, Video |  | 029-10719 | 029-10719 | Woodlands | MHHS-Woodlands | Woodlands-CVICU | Room 632 | 8/1/19 |  |  |  | MONITORS, VIDEO | Monitor, Video | MONITORVIDEO-GE-D19KT | MONITORVIDEO | D19KT |  |  |  | GE | Monitor, Video |  | MONITORVIDEO-GE-D19KT |  | 8/28/15 |  |  | Covered PM Repair - Biomedical | MHHS-Woodlands | [8 empty] | MONITORVIDEO | Monitor, Video | GE
NO | YES |  |  |  | 029-10722 | 029-10722 | GE Medical Systems | D19KT |  | 029-10722 | Woodlands-CVICU | MHHS-Woodlands |  | Monitor, Video |  | 029-10722 | 029-10722 | Woodlands | MHHS-Woodlands | Woodlands-CVICU | Room 633 | 8/1/19 |  |  |  | MONITORS, VIDEO | Monitor, Video | MONITORVIDEO-GE-D19KT | MONITORVIDEO | D19KT |  |  |  | GE | Monitor, Video |  | MONITORVIDEO-GE-D19KT |  | 8/28/15 |  |  | Covered PM Repair - Biomedical | MHHS-Woodlands | [8 empty] | MONITORVIDEO | Monitor, Video | GE
NO | YES |  |  |  | 029-10724 | 029-10724 | GE Medical Systems | D19KT |  | 029-10724 | Woodlands-CVICU | MHHS-Woodlands |  | Monitor, Video |  | 029-10724 | 029-10724 | Woodlands | MHHS-Woodlands | Woodlands-CVICU | Room 634 | 8/1/19 |  |  |  | MONITORS, VIDEO | Monitor, Video | MONITORVIDEO-GE-D19KT | MONITORVIDEO | D19KT |  |  |  | GE | Monitor, Video |  | MONITORVIDEO-GE-D19KT |  | 8/28/15 |  |  | Covered PM Repair - Biomedical | MHHS-Woodlands | [8 empty] | MONITORVIDEO | Monitor, Video | GE
NO | YES |  |  |  | 029-10728 | 029-10728 | GE Medical Systems | D19KT |  | 029-10728 | Woodlands-CVICU | MHHS-Woodlands |  | Monitor, Video |  | 029-10728 | 029-10728 | Woodlands | MHHS-Woodlands | Woodlands-CVICU | Room 635 | 7/1/19 |  | 7/1/20 |  | MONITORS, VIDEO | Monitor, Video | MONITORVIDEO-GE-D19KT | MONITORVIDEO | D19KT |  |  |  | GE | Monitor, Video |  | MONITORVIDEO-GE-D19KT |  | 8/28/15 |  |  | Covered PM Repair - Biomedical | MHHS-Woodlands | [8 empty] | MONITORVIDEO | Monitor, Video | GE
NO | YES |  |  |  | 029-10729 | 029-10729 | GE Medical Systems | D19KT |  | DTP351K5240 | Woodlands-CVICU | MHHS-Woodlands |  | Monitor, Video |  | 029-10729 | 029-10729 | Woodlands | MHHS-Woodlands | Woodlands-CVICU | CVICU | 6/1/19 |  |  |  | MONITORS, VIDEO | Monitor, Video | MONITORVIDEO-GE-D19KT | MONITORVIDEO | D19KT |  |  |  | GE | Monitor, Video |  | MONITORVIDEO-GE-D19KT |  | 8/28/15 |  |  | Covered PM Repair - Biomedical | MHHS-Woodlands | [8 empty] | MONITORVIDEO | Monitor, Video | GE
NO | YES |  |  |  | 029-10749 | 029-10749 | GE Medical Systems | D19KT |  |  | Woodlands-CVICU | MHHS-Woodlands |  | Monitor, Video |  | 029-10749 | 029-10749 | Woodlands | MHHS-Woodlands | Woodlands-CVICU | CVICU | 6/1/19 |  | 6/1/20 |  | MONITORS, VIDEO | Monitor, Video | MONITORVIDEO-GE-D19KT | MONITORVIDEO | D19KT |  |  |  | GE | Monitor, Video |  | MONITORVIDEO-GE-D19KT |  | 8/28/15 |  |  | Covered PM Repair - Biomedical | MHHS-Woodlands | [8 empty] | MONITORVIDEO | Monitor, Video | GE
NO | YES |  |  |  | 029-10756 | 029-10756 | GE Medical Systems | D19KT |  |  | Woodlands-CVICU | MHHS-Woodlands |  | Monitor, Video |  | 029-10756 | 029-10756 | Woodlands | MHHS-Woodlands | Woodlands-CVICU | CVICU |  |  |  |  | MONITORS, VIDEO | Monitor, Video | MONITORVIDEO-GE-D19KT | MONITORVIDEO | D19KT |  |  |  | GE | Monitor, Video |  | MONITORVIDEO-GE-D19KT |  | 8/28/15 |  |  | Covered PM Repair - Biomedical | MHHS-Woodlands | [8 empty] | MONITORVIDEO | Monitor, Video | GE
NO | YES |  |  |  | 029-10763 | 029-10763 | GE Medical Systems | D19KT |  |  | Woodlands-CVICU | MHHS-Woodlands |  | Monitor, Video |  | 029-10763 | 029-10763 | Woodlands | MHHS-Woodlands | Woodlands-CVICU | CVICU | 8/1/19 |  | 7/1/20 |  | MONITORS, VIDEO | Monitor, Video | MONITORVIDEO-GE-D19KT | MONITORVIDEO | D19KT |  |  |  | GE | Monitor, Video |  | MONITORVIDEO-GE-D19KT |  | 8/28/15 |  |  | Covered PM Repair - Biomedical | MHHS-Woodlands | [8 empty] | MONITORVIDEO | Monitor, Video | GE
NO | YES |  |  |  | 029-10326 | 029-10326 | GE Medical Systems | D19KT |  | DTP311K4338 | Woodlands-ER | MHHS-Woodlands |  | Monitor, Video |  | 029-10326 | 029-10326 | Woodlands | MHHS-Woodlands | Woodlands-ER | ER | 9/1/19 |  |  |  | MONITORS, VIDEO | Monitor, Video | MONITORVIDEO-GE-D19KT | MONITORVIDEO | D19KT |  |  |  | GE | Monitor, Video |  | MONITORVIDEO-GE-D19KT |  | 8/28/15 |  |  | Covered PM Repair - Biomedical | MHHS-Woodlands | [8 empty] | MONITORVIDEO | Monitor, Video | GE
NO | YES |  |  |  | 029-10328 | 029-10328 | GE Medical Systems | D19KT |  | DTP311K4312 | Woodlands-ER | MHHS-Woodlands |  | Monitor, Video |  | 029-10328 | 029-10328 | Woodlands | MHHS-Woodlands | Woodlands-ER | Room 5 | 8/1/18 |  |  |  | MONITORS, VIDEO | Monitor, Video | MONITORVIDEO-GE-D19KT | MONITORVIDEO | D19KT |  |  |  | GE | Monitor, Video |  | MONITORVIDEO-GE-D19KT |  | 8/28/15 |  |  | Covered PM Repair - Biomedical | MHHS-Woodlands | [8 empty] | MONITORVIDEO | Monitor, Video | GE
NO | YES |  |  |  | 029-10335 | 029-10335 | GE Medical Systems | D19KT |  | DTP311K4347 | Woodlands-ER | MHHS-Woodlands |  | Monitor, Video |  | 029-10335 | 029-10335 | Woodlands | MHHS-Woodlands | Woodlands-ER | Room 6 |  |  |  |  | MONITORS, VIDEO | Monitor, Video | MONITORVIDEO-GE-D19KT | MONITORVIDEO | D19KT |  |  |  | GE | Monitor, Video |  | MONITORVIDEO-GE-D19KT |  | 8/28/15 |  |  | Covered PM Repair - Biomedical | MHHS-Woodlands | [8 empty] | MONITORVIDEO | Monitor, Video | GE
NO | YES |  |  |  | 029-10340 | 029-10340 | GE Medical Systems | D19KT |  | DTP311K4357 | Woodlands-ER | MHHS-Woodlands |  | Monitor, Video |  | 029-10340 | 029-10340 | Woodlands | MHHS-Woodlands | Woodlands-ER | ER 3 | 8/1/18 |  | 9/1/20 |  | MONITORS, VIDEO | Monitor, Video | MONITORVIDEO-GE-D19KT | MONITORVIDEO | D19KT |  |  |  | GE | Monitor, Video |  | MONITORVIDEO-GE-D19KT |  | 8/28/15 |  |  | Covered PM Repair - Biomedical | MHHS-Woodlands | [8 empty] | MONITORVIDEO | Monitor, Video | GE
NO | YES |  |  |  | 029-10344 | 029-10344 | GE Medical Systems | D19KT |  | DTP311K4394 | Woodlands-ER | MHHS-Woodlands |  | Monitor, Video |  | 029-10344 | 029-10344 | Woodlands | MHHS-Woodlands | Woodlands-ER | ER2 | 8/1/18 |  | 8/1/20 |  | MONITORS, VIDEO | Monitor, Video | MONITORVIDEO-GE-D19KT | MONITORVIDEO | D19KT |  |  |  | GE | Monitor, Video |  | MONITORVIDEO-GE-D19KT |  | 8/28/15 |  |  | Covered PM Repair - Biomedical | MHHS-Woodlands | [8 empty] | MONITORVIDEO | Monitor, Video | GE
NO | YES |  |  |  | 029-09759 | 029-09759 | GE Medical Systems | D19KT |  | DT0431K6636 | Woodlands-PCU3 | MHHS-Woodlands |  | Monitor, Video |  | 029-09759 | 029-09759 | Woodlands | MHHS-Woodlands | Woodlands-PCU3 | ICU Room 3107 |  |  |  | No p.m. | MONITORS, VIDEO | Monitor, Video | MONITORVIDEO-GE-D19KT | MONITORVIDEO | D19KT |  |  |  | GE | Monitor, Video |  | MONITORVIDEO-GE-D19KT |  | 8/28/15 |  |  | Covered PM Repair - Biomedical | MHHS-Woodlands | [8 empty] | MONITORVIDEO | Monitor, Video | GE
NO | YES |  |  |  | 029-09838 | 029-09838 | GE Medical Systems | D19KT |  | DT0431K6500 | Woodlands-MICU | MHHS-Woodlands |  | Monitor, Video |  | 029-09838 | 029-09838 | Woodlands | MHHS-Woodlands | Woodlands-MICU | Room 105 | 8/1/19 |  | 8/1/20 |  | MONITORS, VIDEO | Monitor, Video | MONITORVIDEO-GE-D19KT | MONITORVIDEO | D19KT |  |  |  | GE | Monitor, Video |  | MONITORVIDEO-GE-D19KT |  | 8/28/15 |  |  | Covered PM Repair - Biomedical | MHHS-Woodlands | [8 empty] | MONITORVIDEO | Monitor, Video | GE
NO | YES |  |  |  | 029-09868 | 029-09868 | GE Medical Systems | D19KT |  | DT0431K6679 | Woodlands-MICU | MHHS-Woodlands |  | Monitor, Video |  | 029-09868 | 029-09868 | Woodland | MHHS-Woodlands | Woodlands-MICU |  | 6/1/19 |  | 6/1/20 |  | MONITORS, VIDEO | Monitor, Video | MONITORVIDEO-GE-D19KT | MONITORVIDEO | D19KT |  |  |  | GE | Monitor, Video |  | MONITORVIDEO-GE-D19KT |  | 8/28/15 |  |  | Covered PM Repair - Biomedical | MHHS-Woodlands | [8 empty] | MONITORVIDEO | Monitor, Video | GE
NO | YES |  |  |  | 029-09999 | 029-09999 | GE Medical Systems | D19KT |  | DT0431K6635 | Woodlands-PCU3 | MHHS-Woodlands |  | Monitor, Video |  | 029-09999 | 029-09999 | Woodlands | MHHS-Woodlands | Woodlands-PCU3 | ICU Room 3111 | 10/1/19 |  | 11/1/20 |  | MONITORS, VIDEO | Monitor, Video | MONITORVIDEO-GE-D19KT | MONITORVIDEO | D19KT |  |  |  | GE | Monitor, Video |  | MONITORVIDEO-GE-D19KT |  | 8/28/15 |  |  | Covered PM Repair - Biomedical | MHHS-Woodlands | [8 empty] | MONITORVIDEO | Monitor, Video | GE
NO | YES |  |  |  | 029-09712 | 029-09712 | GE Medical Systems | D19KT |  | DTO481K7683 | Woodlands-PACU | MHHS-Woodlands |  | Monitor, Video |  | 029-09712 | 029-09712 | Woodlands | MHHS-Woodlands | Woodlands-PACU | PACU |  |  |  |  | MONITORS, VIDEO | Monitor, Video | MONITORVIDEO-GE-D19KT | MONITORVIDEO | D19KT |  |  |  | GE | Monitor, Video |  | MONITORVIDEO-GE-D19KT |  | 8/28/15 |  |  | Covered PM Repair - Biomedical | MHHS-Woodlands | [8 empty] | MONITORVIDEO | Monitor, Video | GE
NO | YES |  |  |  | 029-10057 | 029-10057 | GE Medical Systems | D19KT |  | DT0521K7886 | Woodlands-PACU | MHHS-Woodlands |  | Monitor, Video |  | 029-10057 | 029-10057 | Woodlands | MHHS-Woodlands | Woodlands-PACU | Bay 24 |  |  |  |  | MONITORS, VIDEO | Monitor, Video | MONITORVIDEO-GE-D19KT | MONITORVIDEO | D19KT |  |  |  | GE | Monitor, Video |  | MONITORVIDEO-GE-D19KT |  | 8/28/15 |  |  | Covered PM Repair - Biomedical | MHHS-Woodlands | [8 empty] | MONITORVIDEO | Monitor, Video | GE
NO | YES |  |  |  | 029-10155 | 029-10155 | GE Medical Systems | D19KT |  | DTP041K0234 | Woodlands-OR | MHHS-Woodlands |  | Monitor, Video |  | 029-10155 | 029-10155 | Woodlands | MHHS-Woodlands | Woodlands-OR | PACU |  |  |  |  | MONITORS, VIDEO | Monitor, Video | MONITORVIDEO-GE-D19KT | MONITORVIDEO | D19KT |  |  |  | GE | Monitor, Video |  | MONITORVIDEO-GE-D19KT |  | 8/28/15 |  |  | Covered PM Repair - Biomedical | MHHS-Woodlands | [8 empty] | MONITORVIDEO | Monitor, Video | GE
NO | YES |  |  |  | 029-11153 | 029-11153 | GE Medical Systems | D19KT |  | DTQ211K2841 | Woodlands-PACU | MHHS-Woodlands |  | Monitor, Video |  | 029-11153 | 029-11153 | Woodlands | MHHS-Woodlands | Woodlands-PACU | Bed 17 | 8/1/18 |  |  |  | MONITORS, VIDEO | Monitor, Video | MONITORVIDEO-GE-D19KT | MONITORVIDEO | D19KT |  |  |  | GE | Monitor, Video |  | MONITORVIDEO-GE-D19KT |  | 8/28/15 |  |  | Covered PM Repair - Biomedical | MHHS-Woodlands | [8 empty] | MONITORVIDEO | Monitor, Video | GE
NO | YES |  |  |  | 029-11156 | 029-11156 | GE Medical Systems | D19KT |  | DTQ211K2852 | Woodlands-PACU | MHHS-Woodlands |  | Monitor, Video |  | 029-11156 | 029-11156 | Woodlands | MHHS-Woodlands | Woodlands-PACU | Bed 13 | 8/1/18 |  |  |  | MONITORS, VIDEO | Monitor, Video | MONITORVIDEO-GE-D19KT | MONITORVIDEO | D19KT |  |  |  | GE | Monitor, Video |  | MONITORVIDEO-GE-D19KT |  | 8/28/15 |  |  | Covered PM Repair - Biomedical | MHHS-Woodlands | [8 empty] | MONITORVIDEO | Monitor, Video | GE
NO | YES |  |  |  | 029-11159 | 029-11159 | GE Medical Systems | D19KT |  | DTQ211K2809 | Woodlands-PACU | MHHS-Woodlands |  | Monitor, Video |  | 029-11159 | 029-11159 | Woodlands | MHHS-Woodlands | Woodlands-PACU | Bed 16 | 8/1/18 |  |  |  | MONITORS, VIDEO | Monitor, Video | MONITORVIDEO-GE-D19KT | MONITORVIDEO | D19KT |  |  |  | GE | Monitor, Video |  | MONITORVIDEO-GE-D19KT |  |  |  |  | Covered PM Repair - Biomedical | MHHS-Woodlands | [8 empty] | MONITORVIDEO | Monitor, Video | GE
NO | YES | Asset Tag 029-11171 |  |  | 029-11171 | 029-11171 | GE Medical Systems | D19KT |  | DTQ211K2763 | Woodlands-PACU | MHHS-Woodlands |  | Monitor, Video |  | 029-11171 | 029-11171 | Woodlands | MHHS-Woodlands | Woodlands-PACU |  | 8/13/18 |  |  |  | MONITORS, VIDEO | Monitor, Video | MONITORVIDEO-GE-D19KT | MONITORVIDEO | D19KT |  |  |  | GE | Monitor, Video |  | MONITORVIDEO-GE-D19KT |  | 8/28/15 | Finished from Script 3/27/2020 12:11:52pm (Central) |  | Covered PM Repair - Biomedical | MHHS-Woodlands | [8 empty] | MONITORVIDEO | Monitor, Video | GE
NO | YES |  |  |  | 029-11175 | 029-11175 | GE Medical Systems | D19KT |  | DTQ211K2670 | Woodlands-PACU | MHHS-Woodlands |  | Monitor, Video |  | 029-11175 | 029-11175 | Woodlands | MHHS-Woodlands | Woodlands-PACU | PACU |  |  |  |  | MONITORS, VIDEO | Monitor, Video | MONITORVIDEO-GE-D19KT | MONITORVIDEO | D19KT |  |  |  | GE | Monitor, Video |  | MONITORVIDEO-GE-D19KT |  | 8/28/15 |  |  | Covered PM Repair - Biomedical | MHHS-Woodlands | [8 empty] | MONITORVIDEO | Monitor, Video | GE
NO | YES |  |  |  | 029-11177 | 029-11177 | GE Medical Systems | D19KT |  | DTQ211K2709 | Woodlands-PACU | MHHS-Woodlands |  | Monitor, Video |  | 029-11177 | 029-11177 | Woodlands | MHHS-Woodlands | Woodlands-PACU | Pacu 12 | 8/1/18 |  |  |  | MONITORS, VIDEO | Monitor, Video | MONITORVIDEO-GE-D19KT | MONITORVIDEO | D19KT |  |  |  | GE | Monitor, Video |  | MONITORVIDEO-GE-D19KT |  | 10/29/15 |  |  | Covered PM Repair - Biomedical | MHHS-Woodlands | [8 empty] | MONITORVIDEO | Monitor, Video | GE
NO | YES |  |  |  | 029-11182 | 029-11182 | GE Medical Systems | D19KT |  | DTQ211K2803 | Woodlands-PACU | MHHS-Woodlands |  | Monitor, Video |  | 029-11182 | 029-11182 | Woodlands | MHHS-Woodlands | Woodlands-PACU | Bed 14 | 8/1/18 |  |  |  | MONITORS, VIDEO | Monitor, Video | MONITORVIDEO-GE-D19KT | MONITORVIDEO | D19KT |  |  |  | GE | Monitor, Video |  | MONITORVIDEO-GE-D19KT |  | 5/9/16 |  |  | Covered PM Repair - Biomedical | MHHS-Woodlands | [8 empty] | MONITORVIDEO | Monitor, Video | GE
NO | YES |  |  |  | 029-11183 | 029-11183 | GE Medical Systems | D19KT |  | DTQ211K2814 | Woodlands-PACU | MHHS-Woodlands |  | Monitor, Video |  | 029-11183 | 029-11183 | Woodlands | MHHS-Woodlands | Woodlands-PACU | PACU |  |  |  |  | MONITORS, VIDEO | Monitor, Video | MONITORVIDEO-GE-D19KT | MONITORVIDEO | D19KT |  |  |  | GE | Monitor, Video |  | MONITORVIDEO-GE-D19KT |  | 4/18/14 |  |  | Covered PM Repair - Biomedical | MHHS-Woodlands | [8 empty] | MONITORVIDEO | Monitor, Video | GE
NO | YES |  |  |  | 029-11840 | 029-11840 | GE Medical Systems | D19KT |  | DTP041K0259 | Woodlands-PACU | MHHS-Woodlands |  | Monitor, Video |  | 029-11840 | 029-11840 | Woodlands | MHHS-Woodlands | Woodlands-PACU | PACU |  |  |  |  | MONITORS, VIDEO | Monitor, Video | MONITORVIDEO-GE-D19KT | MONITORVIDEO | D19KT |  |  |  | GE | Monitor, Video |  | MONITORVIDEO-GE-D19KT |  | 7/27/18 |  |  | Covered PM Repair - Biomedical | MHHS-Woodlands | [8 empty] | MONITORVIDEO | Monitor, Video | GE
NO | YES |  |  |  | 029-09808 | 029-09808 | GE Medical Systems | D19KT |  | DT0431K6613 | Woodlands-SICU | MHHS-Woodlands |  | Monitor, Video |  | 029-09808 | 029-09808 | Woodlands | MHHS-Woodlands | Woodlands-SICU | Room 1 | 12/1/19 |  |  |  | MONITORS, VIDEO | Monitor, Video | MONITORVIDEO-GE-D19KT | MONITORVIDEO | D19KT |  |  |  | GE | Monitor, Video |  | MONITORVIDEO-GE-D19KT |  | 6/8/19 |  |  | Covered PM Repair - Biomedical | MHHS-Woodlands | [8 empty] | MONITORVIDEO | Monitor, Video | GE
NO | YES |  |  |  | 029-09811 | 029-09811 | GE Medical Systems | D19KT |  | DT0431K6648 | ICU 4 | MHHS-Woodlands |  | Monitor, Video |  | 029-09811 | 029-09811 | Woodlands | Memorial Hermann The Woodlands Medical Center | ICU 4 | ICU 4 | 10/1/19 |  | 10/1/20 |  | MONITORS, VIDEO | Monitor, Video | MONITORVIDEO-GE-D19KT | MONITORVIDEO | D19KT |  |  |  | GE | Monitor, Video |  | MONITORVIDEO-GE-D19KT |  | 6/8/19 |  |  | Covered PM Repair - Biomedical | MHHS-Woodlands | [8 empty] | MONITORVIDEO | Monitor, Video | GE
NO | YES |  |  |  | 029-09814 | 029-09814 | GE Medical Systems | D19KT |  | DT0431K6541 | Woodlands-SICU | MHHS-Woodlands |  | Monitor, Video |  | 029-09814 | 029-09814 | Woodlands | MHHS-Woodlands | Woodlands-SICU | Room 6 | 8/1/19 |  | 8/1/20 |  | MONITORS, VIDEO | Monitor, Video | MONITORVIDEO-GE-D19KT | MONITORVIDEO | D19KT |  |  |  | GE | Monitor, Video |  | MONITORVIDEO-GE-D19KT |  | 6/8/19 |  |  | Covered PM Repair - Biomedical | MHHS-Woodlands | [8 empty] | MONITORVIDEO | Monitor, Video | GE
NO | YES |  |  |  | 029-09819 | 029-09819 | GE Medical Systems | D19KT |  | DT0431K6609 | Woodlands-PCU4 | MHHS-Woodlands |  | Monitor, Video |  | 029-09819 | 029-09819 | Woodlands | MHHS-Woodlands | Woodlands-PCU4 | Isolation Room | 8/1/19 |  | 8/1/20 |  | MONITORS, VIDEO | Monitor, Video | MONITORVIDEO-GE-D19KT | MONITORVIDEO | D19KT |  |  |  | GE | Monitor, Video |  | MONITORVIDEO-GE-D19KT |  | 6/8/19 |  |  | Covered PM Repair - Biomedical | MHHS-Woodlands | [8 empty] | MONITORVIDEO | Monitor, Video | GE
NO | YES |  |  |  | 029-09825 | 029-09825 | GE Medical Systems | D19KT |  | DT0431K6623 | Woodlands-SICU | MHHS-Woodlands |  | Monitor, Video |  | 029-09825 | 029-09825 | Woodlands | MHHS-Woodlands | Woodlands-SICU | Room 3 | 8/1/18 |  | 8/1/20 |  | MONITORS, VIDEO | Monitor, Video | MONITORVIDEO-GE-D19KT | MONITORVIDEO | D19KT |  |  |  | GE | Monitor, Video |  | MONITORVIDEO-GE-D19KT |  | 7/6/16 |  |  | Covered PM Repair - Biomedical | MHHS-Woodlands | [8 empty] | MONITORVIDEO | Monitor, Video | GE
NO | YES |  |  |  | 029-09828 | 029-09828 | GE Medical Systems | D19KT |  | DT0431K6642 | ICU 4 | MHHS-Woodlands |  | Monitor, Video |  | 029-09828 | 029-09828 | Woodlands | Memorial Hermann The Woodlands Medical Center | ICU 4 | ICU 4 | 8/1/19 |  | 8/1/20 |  | MONITORS, VIDEO | Monitor, Video | MONITORVIDEO-GE-D19KT | MONITORVIDEO | D19KT |  |  |  | GE | Monitor, Video |  | MONITORVIDEO-GE-D19KT |  | 10/23/19 |  |  | Covered PM Repair - Biomedical | MHHS-Woodlands | [8 empty] | MONITORVIDEO | Monitor, Video | GE
NO | YES |  |  |  | 029-09852 | 029-09852 | GE Medical Systems | D19KT |  | DT0431K6639 | ICU 4 | MHHS-Woodlands |  | Monitor, Video |  | 029-09852 | 029-09852 | Woodlands | Memorial Hermann The Woodlands Medical Center | ICU 4 | ICU 4 | 10/1/19 |  | 10/1/20 |  | MONITORS, VIDEO | Monitor, Video | MONITORVIDEO-GE-D19KT | MONITORVIDEO | D19KT |  |  |  | GE | Monitor, Video |  | MONITORVIDEO-GE-D19KT |  | 5/28/15 |  |  | Covered PM Repair - Biomedical | MHHS-Woodlands | [8 empty] | MONITORVIDEO | Monitor, Video | GE
NO | YES |  |  |  | 029-09856 | 029-09856 | GE Medical Systems | D19KT |  | DT0143K6513 | ICU 4 | MHHS-Woodlands |  | Monitor, Video |  | 029-09856 | 029-09856 | Woodlands | Memorial Hermann The Woodlands Medical Center | ICU 4 | ICU 4 | 11/1/19 |  | 11/1/20 |  | MONITORS, VIDEO | Monitor, Video | MONITORVIDEO-GE-D19KT | MONITORVIDEO | D19KT |  |  |  | GE | Monitor, Video |  | MONITORVIDEO-GE-D19KT |  | 7/6/16 |  |  | Covered PM Repair - Biomedical | MHHS-Woodlands | [8 empty] | MONITORVIDEO | Monitor, Video | GE
NO | YES |  |  |  | 029-09862 | 029-09862 | GE Medical Systems | D19KT |  | DT0431K6620 | Woodlands-PCU4 | MHHS-Woodlands |  | Monitor, Video |  | 029-09862 | 029-09862 | Woodlands | MHHS-Woodlands | Woodlands-PCU4 | Room 4111 | 11/1/19 |  | 11/1/20 |  | MONITORS, VIDEO | Monitor, Video | MONITORVIDEO-GE-D19KT | MONITORVIDEO | D19KT |  |  |  | GE | Monitor, Video |  | MONITORVIDEO-GE-D19KT |  | 8/28/15 |  |  | Covered PM Repair - Biomedical | MHHS-Woodlands | [8 empty] | MONITORVIDEO | Monitor, Video | GE
NO | YES |  |  |  | 029-09866 | 029-09866 | GE Medical Systems | D19KT |  | DT0431K6505 | Woodlands-SICU | MHHS-Woodlands |  | Monitor, Video |  | 029-09866 | 029-09866 | Woodlands | MHHS-Woodlands | Woodlands-SICU | Room 12 | 10/1/19 |  | 10/1/20 |  | MONITORS, VIDEO | Monitor, Video | MONITORVIDEO-GE-D19KT | MONITORVIDEO | D19KT |  |  |  | GE | Monitor, Video |  | MONITORVIDEO-GE-D19KT |  | 8/28/15 |  |  | Covered PM Repair - Biomedical | MHHS-Woodlands | [8 empty] | MONITORVIDEO | Monitor, Video | GE
YES | YES |  |  |  | 029-10734 | 029-10734 | GE Medical Systems | D19KT |  |  | WOODLANDS - CVICU |  |  |  |  | 029-10734 | 029-10734 | Woodlands | Memorial Hermann The Woodlands Medical Center | WOODLANDS - CVICU | CVICU |  |  |  | CVICU ROOM E643
YES | YES |  |  |  | 074-04108 | 074-04108 | GE Medical Systems | D19KT |  |  | TMC - HVI - CVICU (5HVI) |  |  |  |  | 074-04108 | 074-04108 | TMC | Memorial Hermann-Texas Medical Center | TMC - HVI - CVICU (5HVI) | CVICU (5HVI)
YES | YES |  |  |  | 074-04497 | 074-04497 | GE Medical Systems | D19KT |  | DTM431K1930 | TMC - HVI - CVICU (8HVI) |  |  |  |  | 074-04497 | 074-04497 | TMC | Memorial Hermann-Texas Medical Center | TMC - HVI - CVICU (8HVI) | [7 empty] | MONITORVIDEO-GE-D19KT
YES | YES |  |  |  | 074-04459 | 074-04459 | GE Medical Systems | D19KT |  | DTM431K1905 | TMC - ICU |  |  |  |  | 074-04459 | 074-04459 | TMC | Memorial Hermann-Texas Medical Center | TMC - ICU | [7 empty] | MONITORVIDEO-GE-D19KT
YES | YES |  |  |  |  | 074-04112 | GE Medical Systems | D19KT |  |  | TMC - HVI - CCU (4HVI) | [5 empty] | 074-04112 | TMC | Memorial Hermann-Texas Medical Center | TMC - HVI - CCU (4HVI) | CCU (4HVI) | [6 empty] | MONITORVIDEO-GE-D19KT
YES | YES |  |  |  | 074-04124 | 074-04124 | GE Medical Systems | D19KT | [7 empty] | 074-04124 | 074-04124 | TMC | Memorial Hermann Heart |  | CCU-06 | [6 empty] | MONITORVIDEO-GE-D19KT
NO | YES |  |  |  | 069-39790 | 069-39790 | GE Medical Systems | D19KT |  | DTO121K2220 | TMC-Sarofim 1-Adult ER |  |  |  |  | 069-39790 | 069-39790 | TMC | MHHS-TMC | TMC-Sarofim 1-Adult ER
YES | YES |  |  |  | 069-40545 | 069-40545 | GE Medical Systems | D19KT |  | DTO521K8355 | MICU 09 |  |  |  |  | 069-40545 | 069-40545 |  | Memorial Hermann-Texas Medical Center | MICU 09 | West Cullen TMC | 3/1/20 |  |  | No PM Sticker |  |  | MONITORVIDEO-GE-D19KT
YES | YES |  |  |  | 069-39139 | 069-39139 | GE Medical Systems | D19KT |  |  | ENT ICU |  |  |  |  | 069-39139 | 069-39139 | TMC | Memorial Hermann-Texas Medical Center | ENT ICU | Room 1 | [6 empty] | MONITORVIDEO-GE-D19KT
YES | YES |  |  |  | 069-40849 | 069-40849 | GE Medical Systems | D19KT |  | DTO521K7908 | TMC - 7J |  |  |  |  | 069-40849 | 069-40849 | TMC | Memorial Hermann-Texas Medical Center | TMC - 7J | [7 empty] | MONITORVIDEO-GE-D19KT
YES | YES |  |  |  | 069-40703 | 069-40703 | GE Medical Systems | D19KT |  | DTO521K8358 | NICU5 |  |  |  |  | 069-40703 | 069-40703 |  | TMC | NICU5 | TMC - Johns - NICu | 3/1/20 |  |  | No PM Sticker |  |  | MONITORVIDEO-GE-D19KT
YES | YES |  |  |  | 069-40698 | 069-40698 | GE Medical Systems | D19KT |  | DTO521K7921 | Nuro ICU |  |  |  |  | 069-40698 | 069-40698 | TMC | Memorial Hermann-Texas Medical Center | Nuro ICU | NSICU7 | [6 empty] | MONITORVIDEO-GE-D19KT
YES | YES |  |  |  | 069-40855 | 069-40855 | GE Medical Systems | D19KT |  | DTO521K8371 | TMC - 7J |  |  |  |  | 069-40855 | 069-40855 | TMC | Memorial Hermann-Texas Medical Center | TMC - 7J | [7 empty] | MONITORVIDEO-GE-D19KT
YES | YES |  |  |  | 069-40859 | 069-40859 | GE Medical Systems | D19KT |  | DTO521K7746 | Nuro ICU |  |  |  |  | 069-40859 | 069-40859 | TMC | Memorial Hermann-Texas Medical Center | Nuro ICU | By NSICU19 | [6 empty] | MONITORVIDEO-GE-D19KT
YES | YES |  |  |  | 069-40858 | 069-40858 | GE Medical Systems | D19KT |  | DTO521K8365 | [5 empty] | 069-40858 | 069-40858 |  | TMC |  | TMC - Johns - NICu | 3/1/20 |  |  | No PM Sticker |  |  | MONITORVIDEO-GE-D19KT
YES | YES |  |  |  | 069-40354 | 069-40354 | GE Medical Systems | D19KT |  | DTO311K3938 | J4 |  |  |  |  | 069-40354 | 069-40354 | TMC | Memorial Hermann-Texas Medical Center | J4 | J427 | [6 empty] | MONITORVIDEO-GE-D19KT
YES | YES |  |  |  | 069-40355 | 069-40355 | GE Medical Systems | D19KT |  | DTO311K3951 | Inpatient Rehab |  |  |  |  | 069-40355 | 069-40355 | TMC | Mischer Neuroscience Institute | Inpatient Rehab | J428 | [6 empty] | MONITORVIDEO-GE-D19KT
YES | YES |  |  |  | 069-40356 | 069-40356 | GE Medical Systems | D19KT |  | DTO311K3904 | Neuro Elective Unit 29 |  |  |  |  | 069-40356 | 069-40356 |  | TMC | Neuro Elective Unit 29 | TMC 4Johns | 3/1/20 |  |  | Nnn |  |  | MONITORVIDEO-GE-D19KT
YES | YES |  |  |  | 069-40344 | 069-40344 | GE Medical Systems | D19KT |  | DTO311K3913 | Inpatient Rehab |  |  |  |  | 069-40344 | 069-40344 | TMC | Mischer Neuroscience Institute | Inpatient Rehab | By J417 | [6 empty] | MONITORVIDEO-GE-D19KT
NO | NO |  |  |  | 142-08059 |  | GE Medical Systems | D19KT |  | DTS38014501 | NE - IMU1 | MHHS-Northeast |  | Monitor, Video |  | 142-08059 |  | Katy |  | NE - IMU1 | [5 empty] | MONITORS, VIDEO |  | MONITORVIDEO-GE-D19KT | MONITORVIDEO | D19KT |  |  |  | GE | Monitor, Video |  | MONITORVIDEO-GE-D19KT |  |  |  |  | Covered PM Repair - Biomedical | MHHS-Northeast
NO | NO | [5 empty] | GE Medical Systems | D19KT |  | DTM451K2270 | TMC - CULLEN - MICU (2C) | MHHS-TMC |  | Monitor, Video |  |  |  | TMC |  | TMC - CULLEN - MICU (2C) | [5 empty] | MONITORS, VIDEO |  | MONITORVIDEO-GE-D19KT | MONITORVIDEO | D19KT |  |  |  | GE | Monitor, Video |  | MONITORVIDEO-GE-D19KT |  |  |  |  | Covered PM Repair - Biomedical | MHHS-TMC
NO | NO |  |  |  | 069-39127 |  | GE Medical Systems | D19KT |  | DTN301K2322 | TMC - HERMANN - STICU (3HP) | MHHS-TMC |  | Monitor, Video |  | 069-39127 |  | TMC |  | TMC - HERMANN - STICU (3HP) | [5 empty] | MONITORS, VIDEO |  | MONITORVIDEO-GE-D19KT | MONITORVIDEO | D19KT |  |  |  | GE | Monitor, Video |  | MONITORVIDEO-GE-D19KT |  |  |  |  | Covered PM Repair - Biomedical | MHHS-TMC
NO | NO |  |  |  | 069-39129 |  | GE Medical Systems | D19KT |  | DTN301K2420 | TMC - HERMANN - STICU (3HP) | MHHS-TMC |  | Monitor, Video |  | 069-39129 |  | TMC |  | TMC - HERMANN - STICU (3HP) | [5 empty] | MONITORS, VIDEO |  | MONITORVIDEO-GE-D19KT | MONITORVIDEO | D19KT |  |  |  | GE | Monitor, Video |  | MONITORVIDEO-GE-D19KT |  |  |  |  | Covered PM Repair - Biomedical | MHHS-TMC
NO | NO |  |  |  | 069-39131 |  | GE Medical Systems | D19KT |  | DTN131K0990 | TMC - HERMANN - STICU (3HP) | MHHS-TMC |  | Monitor, Video |  | 069-39131 |  | TMC |  | TMC - HERMANN - STICU (3HP) | [5 empty] | MONITORS, VIDEO |  | MONITORVIDEO-GE-D19KT | MONITORVIDEO | D19KT |  |  |  | GE | Monitor, Video |  | MONITORVIDEO-GE-D19KT |  |  |  |  | Covered PM Repair - Biomedical | MHHS-TMC
NO | NO |  |  |  | 069-39141 |  | GE Medical Systems | D19KT |  | DTN301K2459 | TMC - HERMANN - STICU (3HP) | MHHS-TMC |  | Monitor, Video |  | 069-39141 |  | TMC |  | TMC - HERMANN - STICU (3HP) | [5 empty] | MONITORS, VIDEO |  | MONITORVIDEO-GE-D19KT | MONITORVIDEO | D19KT |  |  |  | GE | Monitor, Video |  | MONITORVIDEO-GE-D19KT |  |  |  |  | Covered PM Repair - Biomedical | MHHS-TMC
NO | NO |  |  |  | 069-39145 |  | GE Medical Systems | D19KT |  | DTN301K2326 | TMC - HERMANN - STICU (3HP) | MHHS-TMC |  | Monitor, Video |  | 069-39145 |  | TMC |  | TMC - HERMANN - STICU (3HP) | [5 empty] | MONITORS, VIDEO |  | MONITORVIDEO-GE-D19KT | MONITORVIDEO | D19KT |  |  |  | GE | Monitor, Video |  | MONITORVIDEO-GE-D19KT |  |  |  |  | Covered PM Repair - Biomedical | MHHS-TMC
NO | NO |  |  |  | 069-39155 |  | GE Medical Systems | D19KT |  | DTN301K2305 | TMC - HERMANN - STICU (3HP) | MHHS-TMC |  | Monitor, Video |  | 069-39155 |  | TMC |  | TMC - HERMANN - STICU (3HP) | [5 empty] | MONITORS, VIDEO |  | MONITORVIDEO-GE-D19KT | MONITORVIDEO | D19KT |  |  |  | GE | Monitor, Video |  | MONITORVIDEO-GE-D19KT |  |  |  |  | Covered PM Repair - Biomedical | MHHS-TMC
NO | NO |  |  |  | 069-39161 |  | GE Medical Systems | D19KT |  | DTN301K2495 | TMC - HERMANN - STICU (3HP) | MHHS-TMC |  | Monitor, Video |  | 069-39161 |  | TMC |  | TMC - HERMANN - STICU (3HP) | [5 empty] | MONITORS, VIDEO |  | MONITORVIDEO-GE-D19KT | MONITORVIDEO | D19KT |  |  |  | GE | Monitor, Video |  | MONITORVIDEO-GE-D19KT |  |  |  |  | Covered PM Repair - Biomedical | MHHS-TMC
NO | NO |  |  |  | 069-39163 |  | GE Medical Systems | D19KT |  | DTN131K0948 | TMC - HERMANN - STICU (3HP) | MHHS-TMC |  | Monitor, Video |  | 069-39163 |  | TMC |  | TMC - HERMANN - STICU (3HP) | [5 empty] | MONITORS, VIDEO |  | MONITORVIDEO-GE-D19KT | MONITORVIDEO | D19KT |  |  |  | GE | Monitor, Video |  | MONITORVIDEO-GE-D19KT |  |  |  |  | Covered PM Repair - Biomedical | MHHS-TMC
NO | NO |  |  |  | 069-39167 |  | GE Medical Systems | D19KT |  | DTN301K2454 | TMC - HERMANN - STICU (3HP) | MHHS-TMC |  | Monitor, Video |  | 069-39167 |  | TMC |  | TMC - HERMANN - STICU (3HP) | [5 empty] | MONITORS, VIDEO |  | MONITORVIDEO-GE-D19KT | MONITORVIDEO | D19KT |  |  |  | GE | Monitor, Video |  | MONITORVIDEO-GE-D19KT |  |  |  |  | Covered PM Repair - Biomedical | MHHS-TMC
NO | NO |  |  |  | 069-39171 |  | GE Medical Systems | D19KT |  | DTN301K2393 | TMC - HERMANN - STICU (3HP) | MHHS-TMC |  | Monitor, Video |  | 069-39171 |  | TMC |  | TMC - HERMANN - STICU (3HP) | [5 empty] | MONITORS, VIDEO |  | MONITORVIDEO-GE-D19KT | MONITORVIDEO | D19KT |  |  |  | GE | Monitor, Video |  | MONITORVIDEO-GE-D19KT |  |  |  |  | Not Covered Vendor Only - Biomedical | MHHS-TMC
NO | NO |  |  |  | 069-37000 |  | GE Medical Systems | D19KT |  | DTM451K2267 | TMC - HVI - CCU (4HVI) | MHHS-TMC |  | Monitor, Video |  | 069-37000 |  | TMC |  | TMC - HVI - CCU (4HVI) | [5 empty] | MONITORS, VIDEO |  | MONITORVIDEO-GE-D19KT | MONITORVIDEO | D19KT |  |  |  | GE | Monitor, Video |  | MONITORVIDEO-GE-D19KT |  |  |  |  | Not Covered Vendor Only - Biomedical | MHHS-TMC
NO | NO |  |  |  | 069-39157 |  | GE Medical Systems | D19KT |  | DTN131K0983 | TMC - HVI - CCU (4HVI) | MHHS-TMC |  | Monitor, Video |  | 069-39157 |  | TMC |  | TMC - HVI - CCU (4HVI) | [5 empty] | MONITORS, VIDEO |  | MONITORVIDEO-GE-D19KT | MONITORVIDEO | D19KT |  |  |  | GE | Monitor, Video |  | MONITORVIDEO-GE-D19KT |  |  |  |  | Covered PM Repair - Biomedical | MHHS-TMC
NO | NO |  |  |  | 069-40533 |  | GE Medical Systems | D19KT |  | DTO521K8146 | TMC - HVI - CCU (4HVI) | MHHS-TMC |  | Monitor, Video |  | 069-40533 |  | TMC |  | TMC - HVI - CCU (4HVI) | [5 empty] | MONITORS, VIDEO |  | MONITORVIDEO-GE-D19KT | MONITORVIDEO | D19KT |  |  |  | GE | Monitor, Video |  | MONITORVIDEO-GE-D19KT |  |  |  |  | Covered PM Repair - Biomedical | MHHS-TMC
NO | NO |  |  |  | 074-04116 |  | GE Medical Systems | D19KT |  | DTL311K0698 | TMC - HVI - CCU (4HVI) | MHHS-TMC |  | Monitor, Video |  | 074-04116 |  | TMC |  | TMC - HVI - CCU (4HVI) | [5 empty] | MONITORS, VIDEO |  | MONITORVIDEO-GE-D19KT | MONITORVIDEO | D19KT |  |  |  | GE | Monitor, Video |  | MONITORVIDEO-GE-D19KT |  |  |  |  | Covered PM Repair - Biomedical | MHHS-TMC
NO | NO |  |  |  | 069-39119 |  | GE Medical Systems | D19KT |  | DTN131K0991 | TMC - HVI - CVICU (8HVI) | MHHS-TMC |  | Monitor, Video |  | 069-39119 |  | TMC |  | TMC - HVI - CVICU (8HVI) | [5 empty] | MONITORS, VIDEO |  | MONITORVIDEO-GE-D19KT | MONITORVIDEO | D19KT |  |  |  | GE | Monitor, Video |  | MONITORVIDEO-GE-D19KT |  |  |  |  | Covered PM Repair - Biomedical | MHHS-TMC
NO | NO |  |  |  | 074-04331 |  | GE Medical Systems | D19KT |  | DTM431K1862 | TMC - HVI - HEART FAILURE ICU (5HVI) | MHHS-TMC |  | Monitor, Video |  | 074-04331 |  | TMC |  | TMC - HVI - HEART FAILURE ICU (5HVI) | [5 empty] | MONITORS, VIDEO |  | MONITORVIDEO-GE-D19KT | MONITORVIDEO | D19KT |  |  |  | GE | Monitor, Video |  | MONITORVIDEO-GE-D19KT |  |  |  |  | Covered ES - Biomedical | MHHS-TMC
NO | NO |  |  |  | 069-39788 |  | GE Medical Systems | D19KT |  | DTO121K2182 | TMC - JONES - BURN UNIT (8J) | MHHS-TMC |  | Monitor, Video |  | 069-39788 |  | TMC |  | TMC - JONES - BURN UNIT (8J) | [5 empty] | MONITORS, VIDEO |  | MONITORVIDEO-GE-D19KT | MONITORVIDEO | D19KT |  |  |  | GE | Monitor, Video |  | MONITORVIDEO-GE-D19KT |  |  |  |  | Covered PM Repair - Biomedical | MHHS-TMC
NO | NO |  |  |  | 069-39789 |  | GE Medical Systems | D19KT |  | DTO121K2115 | TMC - JONES - BURN UNIT (8J) | MHHS-TMC |  | Monitor, Video |  | 069-39789 |  | TMC |  | TMC - JONES - BURN UNIT (8J) | [5 empty] | MONITORS, VIDEO |  | MONITORVIDEO-GE-D19KT | MONITORVIDEO | D19KT |  |  |  | GE | Monitor, Video |  | MONITORVIDEO-GE-D19KT |  |  |  |  | Covered PM Repair - Biomedical | MHHS-TMC
NO | NO |  |  |  | 069-39791 |  | GE Medical Systems | D19KT |  | DTO121K2035 | TMC - JONES - BURN UNIT (8J) | MHHS-TMC |  | Monitor, Video |  | 069-39791 |  | TMC |  | TMC - JONES - BURN UNIT (8J) | [5 empty] | MONITORS, VIDEO |  | MONITORVIDEO-GE-D19KT | MONITORVIDEO | D19KT |  |  |  | GE | Monitor, Video |  | MONITORVIDEO-GE-D19KT |  |  |  |  | Covered PM Repair - Biomedical | MHHS-TMC
NO | NO |  |  |  | 069-39798 |  | GE Medical Systems | D19KT |  | DTO131K3021 | TMC - JONES - BURN UNIT (8J) | MHHS-TMC |  | Monitor, Video |  | 069-39798 |  | TMC |  | TMC - JONES - BURN UNIT (8J) | [5 empty] | MONITORS, VIDEO |  | MONITORVIDEO-GE-D19KT | MONITORVIDEO | D19KT |  |  |  | GE | Monitor, Video |  | MONITORVIDEO-GE-D19KT |  |  |  |  | Covered PM Repair - Biomedical | MHHS-TMC
NO | NO |  |  |  | 069-40538 |  | GE Medical Systems | D19KT |  | DTO521K8588 | TMC - JONES - TSCU (9J) | MHHS-TMC |  | Monitor, Video |  | 069-40538 |  | TMC |  | TMC - JONES - TSCU (9J) | [5 empty] | MONITORS, VIDEO |  | MONITORVIDEO-GE-D19KT | MONITORVIDEO | D19KT |  |  |  | GE | Monitor, Video |  | MONITORVIDEO-GE-D19KT |  |  |  |  | Covered PM Repair - Biomedical | MHHS-TMC
NO | NO |  |  |  | 069-40539 |  | GE Medical Systems | D19KT |  | DTO391K5824 | TMC - JONES - TSCU (9J) | MHHS-TMC |  | Monitor, Video |  | 069-40539 |  | TMC |  | TMC - JONES - TSCU (9J) | [5 empty] | MONITORS, VIDEO |  | MONITORVIDEO-GE-D19KT | MONITORVIDEO | D19KT |  |  |  | GE | Monitor, Video |  | MONITORVIDEO-GE-D19KT |  |  |  |  | Covered PM Repair - Biomedical | MHHS-TMC
NO | NO |  |  |  | 069-40543 |  | GE Medical Systems | D19KT |  | DTO521K8348 | TMC - JONES - TSCU (9J) | MHHS-TMC |  | Monitor, Video |  | 069-40543 |  | TMC |  | TMC - JONES - TSCU (9J) | [5 empty] | MONITORS, VIDEO |  | MONITORVIDEO-GE-D19KT | MONITORVIDEO | D19KT |  |  |  | GE | Monitor, Video |  | MONITORVIDEO-GE-D19KT |  |  |  |  | Covered PM Repair - Biomedical | MHHS-TMC
NO | NO |  |  |  | 069-40544 |  | GE Medical Systems | D19KT |  | DTO521K8354 | TMC - JONES - TSCU (9J) | MHHS-TMC |  | Monitor, Video |  | 069-40544 |  | TMC |  | TMC - JONES - TSCU (9J) | [5 empty] | MONITORS, VIDEO |  | MONITORVIDEO-GE-D19KT | MONITORVIDEO | D19KT |  |  |  | GE | Monitor, Video |  | MONITORVIDEO-GE-D19KT |  |  |  |  | Covered PM Repair - Biomedical | MHHS-TMC
NO | NO |  |  |  | 069-43367 |  | GE Medical Systems | D19KT |  | DTN131K1053 | TMC - MHTMC - CLINICAL ENGINEERING | MHHS-TMC |  | Monitor, Video |  | 069-43367 |  | TMC |  | TMC - MHTMC - CLINICAL ENGINEERING | [5 empty] | MONITORS, VIDEO |  | MONITORVIDEO-GE-D19KT | MONITORVIDEO | D19KT |  |  |  | GE | Monitor, Video |  | MONITORVIDEO-GE-D19KT |  |  |  |  | Covered PM Repair - Biomedical | MHHS-TMC
NO | NO | [5 empty] | GE Medical Systems | D19KT |  | DTL15130967 | TMC - OR - CVOR (7HVI) | MHHS-TMC |  | Monitor, Video |  |  |  | TMC |  | TMC - OR - CVOR (7HVI) | [5 empty] | MONITORS, VIDEO |  | MONITORVIDEO-GE-D19KT | MONITORVIDEO | D19KT |  |  |  | GE | Monitor, Video |  | MONITORVIDEO-GE-D19KT |  |  |  |  | Covered PM Repair - Biomedical | MHHS-TMC
NO | NO |  |  |  | 069-44130 |  | GE Medical Systems | D19KT |  | DTT25013629 | TMC - RADIOLOGY - IR/ANGIO | MHHS-TMC |  | Monitor, Video |  | 069-44130 |  | TMC |  | TMC - RADIOLOGY - IR/ANGIO | [5 empty] | MONITORS, VIDEO |  | MONITORVIDEO-GE-D19KT | MONITORVIDEO | D19KT |  |  |  | GE | Monitor, Video |  | MONITORVIDEO-GE-D19KT |  |  |  |  | Covered PM Repair - Biomedical | MHHS-TMC
NO | NO |  |  |  | 069-44058 |  | GE Medical Systems | D19KT |  | DTT22013259 | TMC - SAROFIM 1 - ADULT ER | MHHS-TMC |  | Monitor, Video |  | 069-44058 |  | TMC |  | TMC - SAROFIM 1 - ADULT ER | [5 empty] | MONITORS, VIDEO |  | MONITORVIDEO-GE-D19KT | MONITORVIDEO | D19KT |  |  |  | GE | Monitor, Video |  | MONITORVIDEO-GE-D19KT |  |  |  |  | Covered PM Repair - Biomedical | MHHS-TMC
NO | NO |  |  |  | 029-10355 |  | GE Medical Systems | D19KT |  | DTP311K4442 | WOODLANDS - ER | MHHS-Woodlands |  | Monitor, Video |  | 029-10355 |  | Woodlands |  | WOODLANDS - ER | [5 empty] | MONITORS, VIDEO |  | MONITORVIDEO-GE-D19KT | MONITORVIDEO | D19KT |  |  |  | GE | Monitor, Video |  | MONITORVIDEO-GE-D19KT |  |  |  |  | Covered PM Repair - Biomedical | MHHS-Woodlands
NO | NO |  |  |  | 029-09765 |  | GE Medical Systems | D19KT |  | DT0431K6650 | WOODLANDS - MICU | MHHS-Woodlands |  | Monitor, Video |  | 029-09765 |  | Woodlands |  | WOODLANDS - MICU | [5 empty] | MONITORS, VIDEO |  | MONITORVIDEO-GE-D19KT | MONITORVIDEO | D19KT |  |  |  | GE | Monitor, Video |  | MONITORVIDEO-GE-D19KT |  |  |  |  | Covered PM Repair - Biomedical | MHHS-Woodlands
NO | NO |  |  |  | 029-09844 |  | GE Medical Systems | D19KT |  | DT0431K6641 | WOODLANDS - MICU | MHHS-Woodlands |  | Monitor, Video |  | 029-09844 |  | Woodlands |  | WOODLANDS - MICU | [5 empty] | MONITORS, VIDEO |  | MONITORVIDEO-GE-D19KT | MONITORVIDEO | D19KT |  |  |  | GE | Monitor, Video |  | MONITORVIDEO-GE-D19KT |  |  |  |  | Covered PM Repair - Biomedical | MHHS-Woodlands
NO | NO |  |  |  | 029-09845 |  | GE Medical Systems | D19KT |  | DT0431K6649 | WOODLANDS - MICU | MHHS-Woodlands |  | Monitor, Video |  | 029-09845 |  | Woodlands |  | WOODLANDS - MICU | [5 empty] | MONITORS, VIDEO |  | MONITORVIDEO-GE-D19KT | MONITORVIDEO | D19KT |  |  |  | GE | Monitor, Video |  | MONITORVIDEO-GE-D19KT |  |  |  |  | Covered PM Repair - Biomedical | MHHS-Woodlands
NO | NO |  |  |  | 029-09996 |  | GE Medical Systems | D19KT |  | DT0431K6638 | WOODLANDS - MICU | MHHS-Woodlands |  | Monitor, Video |  | 029-09996 |  | Woodlands |  | WOODLANDS - MICU | [5 empty] | MONITORS, VIDEO |  | MONITORVIDEO-GE-D19KT | MONITORVIDEO | D19KT |  |  |  | GE | Monitor, Video |  | MONITORVIDEO-GE-D19KT |  |  |  |  | Covered PM Repair - Biomedical | MHHS-Woodlands
NO | NO |  |  |  | 029-09711 |  | GE Medical Systems | D19KT |  | DTO481K7724 | WOODLANDS - PACU | MHHS-Woodlands |  | Monitor, Video |  | 029-09711 |  | Woodlands |  | WOODLANDS - PACU | [5 empty] | MONITORS, VIDEO |  | MONITORVIDEO-GE-D19KT | MONITORVIDEO | D19KT |  |  |  | GE | Monitor, Video |  | MONITORVIDEO-GE-D19KT |  |  |  |  | Covered PM Repair - Biomedical | MHHS-Woodlands
NO | NO |  |  |  | 029-09859 |  | GE Medical Systems | D19KT |  | DT0431K6693 | WOODLANDS - SICU | MHHS-Woodlands |  | Monitor, Video |  | 029-09859 |  | Woodlands |  | WOODLANDS - SICU | [5 empty] | MONITORS, VIDEO |  | MONITORVIDEO-GE-D19KT | MONITORVIDEO | D19KT |  |  |  | GE | Monitor, Video |  | MONITORVIDEO-GE-D19KT |  |  |  |  | Covered PM Repair - Biomedical | MHHS-Woodlands
NO | NO |  |  |  | 029-12457 |  | GE Medical Systems | D19KT |  | DTO521K7802 | WOODLANDS - SICU | MHHS-Woodlands |  | Monitor, Video |  | 029-12457 |  | Woodlands |  | WOODLANDS - SICU | [5 empty] | MONITORS, VIDEO |  | MONITORVIDEO-GE-D19KT | MONITORVIDEO | D19KT |  |  |  | GE | Monitor, Video |  | MONITORVIDEO-GE-D19KT |  |  |  |  | Covered PM Repair - Biomedical | MHHS-Woodlands
NO | YES |  |  |  | 013-00186 | 013-00186 | GE Medical Systems | D6015TM |  | M0005PN9430089 | SW-OR | MHHS-Southwest |  |  |  | 013-00186 | 013-00186 | Southwest | MHHS-Southwest | SW-OR | Room 15 1/2 | 10/1/19 |  | 10/1/20 |  | MONITORS, VIDEO |  | .needs class | [5 empty] | GE | [7 empty] | Covered PM Repair - Biomedical | MHHS-Southwest
NO | YES |  |  |  |  | 142-04217 | GE Medical Systems | DASH 3000 |  | J9DJ0489GR | NE-Cancer Center | MHHS-Northeast |  | Monitor, Cardiac, Fixed |  |  | 142-04217 | Katy | MHHS-Northeast | NE-Cancer Center | Linear acceleration | 8/1/19 | 8/1/20 |  |  | MONITORS, PHYSIOLOGIC, VITAL SIGNS | Monitor, Cardiac, Fixed | MONITORCARDIACFIXED-GE-Dash 3000 | MONITORCARDIACFIXED | Dash 3000 |  |  |  | GE | Monitor, Cardiac, Fixed |  | MONITORCARDIACFIXED-GE-Dash 3000 |  |  |  | MCH-A | Covered PM Repair - Biomedical | MHHS-Northeast | [8 empty] | MONITORCARDIACFIXED | Monitor, Cardiac, Fixed | GE
NO | YES |  |  |  |  | 142-03815 | GE Medical Systems | DASH 3000 |  | aab04336276ga | NE-Nursery | MHHS-Northeast |  | Monitor, Cardiac, Fixed |  |  | 142-03815 | Katy | MHHS-Northeast | NE-Nursery | Nursery | 8/1/19 | 8/1/20 |  |  | MONITORS, PHYSIOLOGIC, VITAL SIGNS | Monitor, Cardiac, Fixed | MONITORCARDIACFIXED-GE-Dash 3000 | MONITORCARDIACFIXED | Dash 3000 |  |  |  | GE | Monitor, Cardiac, Fixed |  | MONITORCARDIACFIXED-GE-Dash 3000 |  |  |  | MCH-A | Covered PM Repair - Biomedical | MHHS-Northeast | [8 empty] | MONITORCARDIACFIXED | Monitor, Cardiac, Fixed | GE
NO | YES |  |  |  |  | 142-01007 | GE Medical Systems | DASH 3000 |  | SD008035610GA | NE-OR | MHHS-Northeast |  | Monitor, Cardiac, Fixed |  |  | 142-01007 | Katy | MHHS-Northeast | NE-OR | Anesthesis work room |  |  |  |  | MONITORS, PHYSIOLOGIC, VITAL SIGNS | Monitor, Cardiac, Fixed | MONITORCARDIACFIXED-GE-Dash 3000 | MONITORCARDIACFIXED | Dash 3000 |  |  |  | GE | Monitor, Cardiac, Fixed |  | MONITORCARDIACFIXED-GE-Dash 3000 |  | 12/10/14 |  | MCH-A | Covered PM Repair - Biomedical | MHHS-Northeast | [8 empty] | MONITORCARDIACFIXED | Monitor, Cardiac, Fixed | GE
NO | YES |  |  |  |  | 142-04212 | GE Medical Systems | DASH 3000 |  | H9DJ0160GR | NE-OR | MHHS-Northeast |  | Monitor, Cardiac, Fixed |  |  | 142-04212 | Katy | MHHS-Northeast | NE-OR |  | 5/1/19 | 5/1/20 |  |  | MONITORS, PHYSIOLOGIC, VITAL SIGNS | Monitor, Cardiac, Fixed | MONITORCARDIACFIXED-GE-Dash 3000 | MONITORCARDIACFIXED | Dash 3000 |  |  |  | GE | Monitor, Cardiac, Fixed |  | MONITORCARDIACFIXED-GE-Dash 3000 |  | 12/10/14 |  | MCH-A | Covered PM Repair - Biomedical | MHHS-Northeast | [8 empty] | MONITORCARDIACFIXED | Monitor, Cardiac, Fixed | GE
NO | YES | [5 empty] | GE Medical Systems | DASH 3000 |  | SBG06067185GA | NE-PACU | MHHS-Northeast |  | Monitor, Cardiac, Fixed |  |  |  | Katy | MHHS-Northeast | NE-PACU |  | 8/1/19 | 8/1/20 |  |  | MONITORS, PHYSIOLOGIC, VITAL SIGNS | Monitor, Cardiac, Fixed | MONITORCARDIACFIXED-GE-Dash 3000 | MONITORCARDIACFIXED | Dash 3000 |  |  |  | GE | Monitor, Cardiac, Fixed |  | MONITORCARDIACFIXED-GE-Dash 3000 |  |  |  | MCH-A | Covered PM Repair - Biomedical | MHHS-Northeast | [8 empty] | MONITORCARDIACFIXED | Monitor, Cardiac, Fixed | GE
NO | YES |  |  |  |  | 142-04158 | GE Medical Systems | DASH 3000 |  | D1DJ9841GR | NE-Radiology | MHHS-Northeast |  | Monitor, Cardiac, Fixed |  |  | 142-04158 | Katy | MHHS-Northeast | NE-Radiology | X-Ray Storage |  | 8/1/20 |  |  | MONITORS, PHYSIOLOGIC, VITAL SIGNS | Monitor, Cardiac, Fixed | MONITORCARDIACFIXED-GE-Dash 3000 | MONITORCARDIACFIXED | Dash 3000 |  |  |  | GE | Monitor, Cardiac, Fixed |  | MONITORCARDIACFIXED-GE-Dash 3000 |  |  |  | MCH-A | Covered PM Repair - Radiology, Low End | MHHS-Northeast | [8 empty] | MONITORCARDIACFIXED | Monitor, Cardiac, Fixed | GE
NO | YES |  |  |  |  | 142-00840 | GE Medical Systems | DASH 3000 |  | K3EH7112G | NE-Radiology | MHHS-Northeast |  | Monitor, Cardiac, Fixed |  |  | 142-00840 | Katy | MHHS-Northeast | NE-Radiology | X-Ray Storage |  | 5/1/20 |  |  | MONITORS, PHYSIOLOGIC, VITAL SIGNS | Monitor, Cardiac, Fixed | MONITORCARDIACFIXED-GE-Dash 3000 | MONITORCARDIACFIXED | Dash 3000 |  |  |  | GE | Monitor, Cardiac, Fixed |  | MONITORCARDIACFIXED-GE-Dash 3000 |  | 2/17/17 |  | MCH-A | Covered PM Repair - Biomedical | MHHS-Northeast | [8 empty] | MONITORCARDIACFIXED | Monitor, Cardiac, Fixed | GE
NO | YES |  |  |  | 005-05728 | 005-05728 | GE Medical Systems | DASH 3000 |  | SBG07152749GA | Nicu | MHHS-Southeast |  | Monitor, Cardiac, Fixed |  | 005-05728 | 005-05728 | TMC | Memorial Hermann-Texas Medical Center | Nicu | Nursery | 7/1/19 |  | 7/1/20 |  | MONITORS, PHYSIOLOGIC, VITAL SIGNS |  | MONITORCARDIACFIXED-GE-Dash 3000 | MONITORCARDIACFIXED | Dash 3000 |  |  |  | GE | Monitor, Cardiac, Fixed |  | MONITORCARDIACFIXED-GE-Dash 3000 |  | 5/31/17 |  |  | Covered PM Repair - Biomedical | MHHS-Southeast
NO | YES |  |  |  | 129-01213 | 129-01213 | GE Medical Systems | DASH 3000 |  | J2DJ9290G | SUGAR LAND - RADIOLOGY | MHHS-Sugarland |  | Monitor, Cardiac, Fixed |  | 129-01213 | 129-01213 | Sugar Land |  | SUGAR LAND - RADIOLOGY | Patient hoding |  |  |  |  | MONITORS, PHYSIOLOGIC, VITAL SIGNS |  | MONITORCARDIACFIXED-GE-Dash 3000 | MONITORCARDIACFIXED | Dash 3000 |  |  |  | GE | Monitor, Cardiac, Fixed |  | MONITORCARDIACFIXED-GE-Dash 3000 |  |  |  |  | Covered PM Repair - Biomedical | MHHS-Sugarland
NO | YES |  |  |  | 129-01848 | 129-01848 | GE Medical Systems | DASH 3000 |  | AAB04449538GA | SUGARLAND - RADIOLOGY | MHHS-Sugarland |  | Monitor, Cardiac, Fixed |  | 129-01848 | 129-01848 | West | MHHS-SUGARLAND | SUGARLAND - RADIOLOGY | W1:233 |  |  |  |  | MONITORS, PHYSIOLOGIC, VITAL SIGNS |  | MONITORCARDIACFIXED-GE-Dash 3000 | MONITORCARDIACFIXED | Dash 3000 |  |  |  | GE | Monitor, Cardiac, Fixed |  | MONITORCARDIACFIXED-GE-Dash 3000 |  |  |  |  | Covered PM Repair - Biomedical | MHHS-Sugarland
NO | YES |  |  |  | 074-05921 | 074-05921 | GE Medical Systems | DASH 3000 |  | SBG05483820GA |  | MHHS-TMC |  | Monitor, Cardiac, Fixed |  | 074-05921 | 074-05921 | TMC | Memorial Hermann Heart |  | Cath Lab 12-131 | 1/1/20 |  | 1/1/21 |  | MONITORS, PHYSIOLOGIC, VITAL SIGNS | Monitor, Cardiac, Fixed | MONITORCARDIACFIXED-GE-Dash 3000 | MONITORCARDIACFIXED | Dash 3000 |  |  |  | GE | Monitor, Cardiac, Fixed |  | MONITORCARDIACFIXED-GE-Dash 3000 |  | 6/27/17 |  | MCH-A | Covered PM Repair - Biomedical | MHHS-TMC | [8 empty] | MONITORCARDIACFIXED | Monitor, Cardiac, Fixed | GE
NO | YES | Serial Number M1DJ8115G |  |  | 069-37702 | 069-37702 | GE Medical Systems | DASH 3000 |  | M1DJ8115G | TMC-Cath Lab-Adult (2Hvi) | MHHS-TMC |  | Monitor, Cardiac, Fixed |  | 069-37702 | 069-37702 | TMC | MHHS-TMC | TMC-Cath Lab-Adult (2Hvi) | TMC - CATH LAB - ADULT (2HVI) | 1/1/20 |  | 7/1/20 |  | MONITORS, PHYSIOLOGIC, VITAL SIGNS | Monitor, Cardiac, Fixed | MONITORCARDIACFIXED-GE-Dash 3000 | MONITORCARDIACFIXED | Dash 3000 |  |  |  | GE | Monitor, Cardiac, Fixed |  | MONITORCARDIACFIXED-GE-Dash 3000 |  |  |  | MCH-A | Covered PM Repair - Biomedical | MHHS-TMC | [8 empty] | MONITORCARDIACFIXED | Monitor, Cardiac, Fixed | GE
NO | YES |  |  |  | 069-46741 | 069-46741 | GE Medical Systems | DASH 3000 |  | D4EH6493G | TMC-Cullen-Cardiac Telemetry (5C) | MHHS-TMC |  | Monitor, Cardiac, Fixed |  | 069-46741 | 069-46741 | TMC | MHHS-TMC | TMC-Cullen-Cardiac Telemetry (5C) | Clean Utility rm 545 | 8/1/19 |  |  |  | MONITORS, PHYSIOLOGIC, VITAL SIGNS | Monitor, Cardiac, Fixed | MONITORCARDIACFIXED-GE-Dash 3000 | MONITORCARDIACFIXED | Dash 3000 |  |  |  | GE | Monitor, Cardiac, Fixed |  | MONITORCARDIACFIXED-GE-Dash 3000 |  |  |  | MCH-A | Covered PM Repair - Biomedical | MHHS-TMC | [8 empty] | MONITORCARDIACFIXED | Monitor, Cardiac, Fixed | GE
NO | YES |  |  |  | 069-43745 | 069-43745 | GE Medical Systems | DASH 3000 |  | B2DJ1728G | TMC-Dialysis-Adult (9J) | MHHS-TMC |  | Monitor, Cardiac, Fixed |  | 069-43745 | 069-43745 | TMC | MHHS-TMC | TMC-Dialysis-Adult (9J) | RM J9486 | 7/1/19 |  |  |  | MONITORS, PHYSIOLOGIC, VITAL SIGNS | Monitor, Cardiac, Fixed | MONITORCARDIACFIXED-GE-Dash 3000 | MONITORCARDIACFIXED | Dash 3000 |  |  |  | GE | Monitor, Cardiac, Fixed |  | MONITORCARDIACFIXED-GE-Dash 3000 |  |  |  | MCH-A | Covered PM Repair - Biomedical | MHHS-TMC | [8 empty] | MONITORCARDIACFIXED | Monitor, Cardiac, Fixed | GE
NO | YES |  |  |  | 069-33905 | 069-33905 | GE Medical Systems | DASH 3000 |  | SBG05442607GA | TMC-Hermann-Adult ER (1Hp) | MHHS-TMC |  | Monitor, Cardiac, Fixed |  | 069-33905 | 069-33905 | TMC | MHHS-TMC | TMC-Hermann-Adult ER (1Hp) | TMC HERMANN ADULT ER POP | 3/1/20 |  | 3/1/21 |  | MONITORS, PHYSIOLOGIC, VITAL SIGNS | Monitor, Cardiac, Fixed | MONITORCARDIACFIXED-GE-Dash 3000 | MONITORCARDIACFIXED | Dash 3000 |  |  |  | GE | Monitor, Cardiac, Fixed |  | MONITORCARDIACFIXED-GE-Dash 3000 |  | 11/1/12 |  | MCH-A | Covered PM Repair - Biomedical | MHHS-TMC | [8 empty] | MONITORCARDIACFIXED | Monitor, Cardiac, Fixed | GE
NO | YES |  |  |  | 069-35818 |  | GE Medical Systems | DASH 3000 |  | SHQ12055910SA | TMC-Sarofim 1-Adult ER | MHHS-TMC |  | Monitor, Cardiac, Fixed |  | 069-35818 |  | TMC | MHHS-TMC | TMC-Sarofim 1-Adult ER | TMC - SAROFIM 1 - ADULT ER CT | 9/1/19 |  | 9/1/20 |  | MONITORS, PHYSIOLOGIC, VITAL SIGNS | Monitor, Cardiac, Fixed | MONITORCARDIACFIXED-GE-Dash 3000 | MONITORCARDIACFIXED | Dash 3000 |  |  |  | GE | Monitor, Cardiac, Fixed |  | MONITORCARDIACFIXED-GE-Dash 3000 |  |  |  | MCH-A | Covered PM Repair - Biomedical | MHHS-TMC | [8 empty] | MONITORCARDIACFIXED | Monitor, Cardiac, Fixed | GE
NO | YES |  |  |  | 069-09885 | 069-09885 | GE Medical Systems | DASH 3000 |  | MODJ6275G | TMC-HVI-Cardiology (3Hvi) | MHHS-TMC |  | Monitor, Cardiac, Fixed |  | 069-09885 | 069-09885 | TMC | MHHS-TMC | TMC-HVI-Cardiology (3Hvi) | Bay 1 | 7/1/19 |  | 7/1/20 |  | MONITORS, PHYSIOLOGIC, VITAL SIGNS | Monitor, Cardiac, Fixed | MONITORCARDIACFIXED-GE-Dash 3000 | MONITORCARDIACFIXED | Dash 3000 |  |  |  | GE | Monitor, Cardiac, Fixed |  | MONITORCARDIACFIXED-GE-Dash 3000 |  | 1/13/17 |  | MCH-A | Covered PM Repair - Biomedical | MHHS-TMC | [8 empty] | MONITORCARDIACFIXED | Monitor, Cardiac, Fixed | GE
NO | YES |  |  |  | 069-33985 | 069-33985 | GE Medical Systems | DASH 3000 |  | MODJ6532G | Dialesys | MHHS-TMC |  | Monitor, Cardiac, Fixed |  | 069-33985 | 069-33985 | TMC | Memorial Hermann-Texas Medical Center | Dialesys | West Cullen TMC | 7/1/19 |  | 7/1/20 |  | MONITORS, PHYSIOLOGIC, VITAL SIGNS | Monitor, Cardiac, Fixed | MONITORCARDIACFIXED-GE-Dash 3000 | MONITORCARDIACFIXED | Dash 3000 |  |  |  | GE | Monitor, Cardiac, Fixed |  | MONITORCARDIACFIXED-GE-Dash 3000 |  |  |  | MCH-A | Covered PM Repair - Biomedical | MHHS-TMC | [8 empty] | MONITORCARDIACFIXED | Monitor, Cardiac, Fixed | GE
NO | YES |  |  |  | 069-34894 | 069-34894 | GE Medical Systems | DASH 3000 |  | MODJ6296G | TMC-Jones-Apheresis (9J) | MHHS-TMC |  | Monitor, Cardiac, Fixed |  | 069-34894 | 069-34894 | TMC | MHHS-TMC | TMC-Jones-Apheresis (9J) | Dialysis | 1/1/20 |  | 1/1/21 |  | MONITORS, PHYSIOLOGIC, VITAL SIGNS | Monitor, Cardiac, Fixed | MONITORCARDIACFIXED-GE-Dash 3000 | MONITORCARDIACFIXED | Dash 3000 |  |  |  | GE | Monitor, Cardiac, Fixed |  | MONITORCARDIACFIXED-GE-Dash 3000 |  |  |  | MCH-A | Covered PM Repair - Biomedical | MHHS-TMC | [8 empty] | MONITORCARDIACFIXED | Monitor, Cardiac, Fixed | GE
NO | YES |  |  |  | 069-42639 | 069-42639 | GE Medical Systems | DASH 3000 |  | B2DJ1908G | TMC-Jones-ENT Clinic (Jb) | MHHS-TMC |  | Monitor, Cardiac, Fixed |  | 069-42639 | 069-42639 | TMC | MHHS-TMC | TMC-Jones-ENT Clinic (Jb) | TMC - JONES -ENT CLINIC (JB) | 7/1/19 |  | 1/1/21 |  | MONITORS, PHYSIOLOGIC, VITAL SIGNS |  | MONITORCARDIACFIXED-GE-Dash 3000 | MONITORCARDIACFIXED | Dash 3000 |  |  |  | GE | Monitor, Cardiac, Fixed |  | MONITORCARDIACFIXED-GE-Dash 3000 |  | 10/26/17 |  |  | Covered PM Repair - Biomedical | MHHS-TMC
NO | YES |  |  |  | 069-27357 | 069-27357 | GE Medical Systems | DASH 3000 |  | SHQ13158086SA | TMC-Jones-Gamma Knife (Jb) | MHHS-TMC |  | Monitor, Cardiac, Fixed |  | 069-27357 | 069-27357 | TMC | MHHS-TMC | TMC-Jones-Gamma Knife (Jb) | JB/437 | 7/1/19 |  | 7/1/20 |  | MONITORS, PHYSIOLOGIC, VITAL SIGNS |  | MONITORCARDIACFIXED-GE-Dash 3000 | MONITORCARDIACFIXED | Dash 3000 |  |  |  | GE | Monitor, Cardiac, Fixed |  | MONITORCARDIACFIXED-GE-Dash 3000 |  |  |  |  | Covered PM Repair - Biomedical | MHHS-TMC
NO | YES |  |  |  | 069-27358 | 069-27358 | GE Medical Systems | DASH 3000 |  | SHQ13168401SA | TMC-Jones-Gamma Knife (Jb) | MHHS-TMC |  | Monitor, Cardiac, Fixed |  | 069-27358 | 069-27358 | TMC | MHHS-TMC | TMC-Jones-Gamma Knife (Jb) | Gamma knife | 7/1/19 |  | 7/1/20 |  | MONITORS, PHYSIOLOGIC, VITAL SIGNS |  | MONITORCARDIACFIXED-GE-Dash 3000 | MONITORCARDIACFIXED | Dash 3000 |  |  |  | GE | Monitor, Cardiac, Fixed |  | MONITORCARDIACFIXED-GE-Dash 3000 |  |  |  |  | Covered PM Repair - Biomedical | MHHS-TMC
NO | YES |  |  |  | 069-41098 | 069-41098 | GE Medical Systems | DASH 3000 |  | M0DJ6287G | TMC-Jones-Hyperbaric/Wound Care (Jg) | MHHS-TMC |  | Monitor, Cardiac, Fixed |  | 069-41098 | 069-41098 | TMC | MHHS-TMC | TMC-Jones-Hyperbaric/Wound Care (Jg) | TMC - JONES - HYPERBARIC/WOUND CARE (JG) | 7/1/19 |  | 7/1/20 |  | MONITORS, PHYSIOLOGIC, VITAL SIGNS |  | MONITORCARDIACFIXED-GE-Dash 3000 | MONITORCARDIACFIXED | Dash 3000 |  |  |  | GE | Monitor, Cardiac, Fixed |  | MONITORCARDIACFIXED-GE-Dash 3000 |  |  |  |  | Covered PM Repair - Biomedical | MHHS-TMC
NO | YES |  |  |  | 069-25655 | 069-25655 | GE Medical Systems | DASH 3000 |  | M0DJ6282G | TWC- Acute Care | MHHS-TMC |  | Monitor, Cardiac, Fixed |  | 069-25655 | 069-25655 | TMC | Memorial Hermann-Texas Medical Center | TWC- Acute Care | J531 | 3/1/19 |  | 3/1/20 |  | MONITORS, PHYSIOLOGIC, VITAL SIGNS | Monitor, Cardiac, Fixed | MONITORCARDIACFIXED-GE-Dash 3000 | MONITORCARDIACFIXED | Dash 3000 |  |  |  | GE | Monitor, Cardiac, Fixed |  | MONITORCARDIACFIXED-GE-Dash 3000 |  | 8/2/19 |  | MCH-A | Covered PM Repair - Biomedical | MHHS-TMC | [8 empty] | MONITORCARDIACFIXED | Monitor, Cardiac, Fixed | GE
NO | YES |  |  |  | 069-42252 | 069-42252 | GE Medical Systems | DASH 3000 |  | SBG06067208GA | TMC-Jones-Neuro Acute Care (5J) | MHHS-TMC |  | Monitor, Cardiac, Fixed |  | 069-42252 | 069-42252 | TMC | MHHS-TMC | TMC-Jones-Neuro Acute Care (5J) | 5J nurse station | 8/1/19 |  | 8/1/20 |  | MONITORS, PHYSIOLOGIC, VITAL SIGNS | Monitor, Cardiac, Fixed | MONITORCARDIACFIXED-GE-Dash 3000 | MONITORCARDIACFIXED | Dash 3000 |  |  |  | GE | Monitor, Cardiac, Fixed |  | MONITORCARDIACFIXED-GE-Dash 3000 |  | 8/2/19 |  | MCH-A | Covered PM Repair - Biomedical | MHHS-TMC | [8 empty] | MONITORCARDIACFIXED | Monitor, Cardiac, Fixed | GE
NO | YES |  |  |  | 069-29702 | 069-29702 | GE Medical Systems | DASH 3000 |  | FODJ2892G | TMC-OR-Pedi OR (2R) | MHHS-TMC |  | Monitor, Cardiac, Fixed |  | 069-29702 | 069-29702 | TMC | MHHS-TMC | TMC-OR-Pedi OR (2R) | PACU | 3/1/20 |  | 3/1/21 |  | MONITORS, PHYSIOLOGIC, VITAL SIGNS |  | MONITORCARDIACFIXED-GE-Dash 3000 | MONITORCARDIACFIXED | Dash 3000 |  |  |  | GE | Monitor, Cardiac, Fixed |  | MONITORCARDIACFIXED-GE-Dash 3000 |  | 8/2/19 |  |  | Covered PM Repair - Biomedical | MHHS-TMC
NO | YES |  |  |  | 069-42090 | 069-42090 | GE Medical Systems | DASH 3000 |  | NSN | TMC-Sarofim 3-PACU | MHHS-TMC |  | Monitor, Cardiac, Fixed |  | 069-42090 | 069-42090 | TMC | MHHS-TMC | TMC-Sarofim 3-PACU | TMC - SAROFIM 3 - PACU | 8/1/19 |  | 8/1/20 |  | MONITORS, PHYSIOLOGIC, VITAL SIGNS |  | MONITORCARDIACFIXED-GE-Dash 3000 | MONITORCARDIACFIXED | Dash 3000 |  |  |  | GE | Monitor, Cardiac, Fixed |  | MONITORCARDIACFIXED-GE-Dash 3000 |  | 8/2/19 |  |  | Covered PM Repair - Biomedical | MHHS-TMC
NO | YES |  |  |  | 069-45756 | 069-45756 | GE Medical Systems | DASH 3000 |  | SBG05401305GA | TMC - Biomed Shop | MHHS-TMC |  | Monitor, Cardiac, Fixed |  | 069-45756 | 069-45756 | TMC | Memorial Hermann-Texas Medical Center | TMC - Biomed Shop | Biomed Shop | 2/1/20 |  | 1/1/21 |  | MONITORS, PHYSIOLOGIC, VITAL SIGNS | Monitor, Cardiac, Fixed | MONITORCARDIACFIXED-GE-Dash 3000 | MONITORCARDIACFIXED | Dash 3000 |  |  |  | GE | Monitor, Cardiac, Fixed |  | MONITORCARDIACFIXED-GE-Dash 3000 |  | 8/2/19 |  | MCH-A | Covered PM Repair - Biomedical | MHHS-TMC | [8 empty] | MONITORCARDIACFIXED | Monitor, Cardiac, Fixed | GE
NO | YES |  |  |  | 129-05588 | 129-05588 | GE Medical Systems | DASH 3000 |  | SBG05401301GA | Sugar Land-Labor & Delivery |  |  |  |  | 129-05588 | 129-05588 | Sugar Land | MHHS-Sugarland | Sugar Land-Labor & Delivery | NICU - Rollover Nursery - W3 125.2 | 1/1/20 | 7/1/20 |  |  |  | Monitor, Cardiac, Fixed | MONITORCARDIACFIXED-GE-Dash 3000 | [12 empty] | MCH-A | [10 empty] | MONITORCARDIACFIXED | Monitor, Cardiac, Fixed | GE
NO | NO | [5 empty] | GE Medical Systems | DASH 3000 |  |  | MEMORIAL CITY - MHT - NICU | MHHS-Mem City |  | Monitor, Cardiac, Fixed |  |  |  | West & Memorial City |  | MEMORIAL CITY - MHT - NICU | [5 empty] | MONITORS, PHYSIOLOGIC, VITAL SIGNS |  | MONITORCARDIACFIXED-GE-Dash 3000 | MONITORCARDIACFIXED | Dash 3000 |  |  |  | GE | Monitor, Cardiac, Fixed |  | MONITORCARDIACFIXED-GE-Dash 3000 |  |  |  |  | Covered PM Repair - Biomedical | MHHS-Mem City
NO | NO | [5 empty] | GE Medical Systems | DASH 3000 |  | DSH05369090GA | NE - IMU1 | MHHS-Northeast |  | Monitor, Cardiac, Fixed |  |  |  | Katy |  | NE - IMU1 | [5 empty] | MONITORS, PHYSIOLOGIC, VITAL SIGNS |  | MONITORCARDIACFIXED-GE-Dash 3000 | MONITORCARDIACFIXED | Dash 3000 |  |  |  | GE | Monitor, Cardiac, Fixed |  | MONITORCARDIACFIXED-GE-Dash 3000 |  |  |  |  | Covered PM Repair - Biomedical | MHHS-Northeast
NO | NO |  |  |  | 069-35848 |  | GE Medical Systems | DASH 3000 |  | D5H04450227GA | TMC - CATH LAB - ADULT (2HVI) | MHHS-TMC |  | Monitor, Cardiac, Fixed |  | 069-35848 |  | TMC |  | TMC - CATH LAB - ADULT (2HVI) | [5 empty] | MONITORS, PHYSIOLOGIC, VITAL SIGNS |  | MONITORCARDIACFIXED-GE-Dash 3000 | MONITORCARDIACFIXED | Dash 3000 |  |  |  | GE | Monitor, Cardiac, Fixed |  | MONITORCARDIACFIXED-GE-Dash 3000 |  |  |  |  | Covered PM Repair - Biomedical | MHHS-TMC
NO | NO |  |  |  | 074-03305 |  | GE Medical Systems | DASH 3000 |  | B3DJ5421G | TMC - CATH LAB - ADULT (2HVI) | MHHS-TMC |  | Monitor, Cardiac, Fixed |  | 074-03305 |  | TMC |  | TMC - CATH LAB - ADULT (2HVI) | [5 empty] | MONITORS, PHYSIOLOGIC, VITAL SIGNS |  | MONITORCARDIACFIXED-GE-Dash 3000 | MONITORCARDIACFIXED | Dash 3000 |  |  |  | GE | Monitor, Cardiac, Fixed |  | MONITORCARDIACFIXED-GE-Dash 3000 |  |  |  |  | Covered PM Repair - Biomedical | MHHS-TMC
NO | NO |  |  |  | 069-17977 |  | GE Medical Systems | DASH 3000 |  | F2DJ5349G | TMC - CHILDRENS - PROCEDURE SUITE (GHP) | MHHS-TMC |  | Monitor, Cardiac, Fixed |  | 069-17977 |  | TMC |  | TMC - CHILDRENS - PROCEDURE SUITE (GHP) | [5 empty] | MONITORS, PHYSIOLOGIC, VITAL SIGNS |  | MONITORCARDIACFIXED-GE-Dash 3000 | MONITORCARDIACFIXED | Dash 3000 |  |  |  | GE | Monitor, Cardiac, Fixed |  | MONITORCARDIACFIXED-GE-Dash 3000 |  |  |  |  | Covered PM Repair - Biomedical | MHHS-TMC
NO | NO |  |  |  | 069-41795 |  | GE Medical Systems | DASH 3000 |  | J2DJ8260G | TMC - GI/ENDO - PEDI (GHP) | MHHS-TMC |  | Monitor, Cardiac, Fixed |  | 069-41795 |  | TMC |  | TMC - GI/ENDO - PEDI (GHP) | [5 empty] | MONITORS, PHYSIOLOGIC, VITAL SIGNS |  | MONITORCARDIACFIXED-GE-Dash 3000 | MONITORCARDIACFIXED | Dash 3000 |  |  |  | GE | Monitor, Cardiac, Fixed |  | MONITORCARDIACFIXED-GE-Dash 3000 |  |  |  |  | Covered PM Repair - Biomedical | MHHS-TMC
NO | NO |  |  |  | 069-35255 |  | GE Medical Systems | DASH 3000 |  | SHQ11301110SA | TMC - HERMANN - ADULT ER (1HP) | MHHS-TMC |  | Monitor, Cardiac, Fixed |  | 069-35255 |  | TMC |  | TMC - HERMANN - ADULT ER (1HP) | [5 empty] | MONITORS, PHYSIOLOGIC, VITAL SIGNS |  | MONITORCARDIACFIXED-GE-Dash 3000 | MONITORCARDIACFIXED | Dash 3000 |  |  |  | GE | Monitor, Cardiac, Fixed |  | MONITORCARDIACFIXED-GE-Dash 3000 |  |  |  |  | Covered PM Repair - Biomedical | MHHS-TMC
NO | NO |  |  |  | 069-46646 |  | GE Medical Systems | DASH 3000 |  | F2DJ5712G | TMC - HERMANN - ADULT ER (1HP) | MHHS-TMC |  | Monitor, Cardiac, Fixed |  | 069-46646 |  | TMC |  | TMC - HERMANN - ADULT ER (1HP) | [5 empty] | MONITORS, PHYSIOLOGIC, VITAL SIGNS |  | MONITORCARDIACFIXED-GE-Dash 3000 | MONITORCARDIACFIXED | Dash 3000 |  |  |  | GE | Monitor, Cardiac, Fixed |  | MONITORCARDIACFIXED-GE-Dash 3000 |  |  |  |  | Covered PM Repair - Biomedical | MHHS-TMC
NO | NO |  |  |  | 069-44267 |  | GE Medical Systems | DASH 3000 |  | SHQ11301112SA | TMC - HERMANN - PEDI ER (1HP) | MHHS-TMC |  | Monitor, Cardiac, Fixed |  | 069-44267 |  | TMC |  | TMC - HERMANN - PEDI ER (1HP) | [5 empty] | MONITORS, PHYSIOLOGIC, VITAL SIGNS |  | MONITORCARDIACFIXED-GE-Dash 3000 | MONITORCARDIACFIXED | Dash 3000 |  |  |  | GE | Monitor, Cardiac, Fixed |  | MONITORCARDIACFIXED-GE-Dash 3000 |  |  |  |  | Covered PM Repair - Biomedical | MHHS-TMC
NO | NO |  |  |  | 069-42103 |  | GE Medical Systems | DASH 3000 |  | F0DJ2875G | TMC - HVI - CARDIOLOGY (3HVI) | MHHS-TMC |  | Monitor, Cardiac, Fixed |  | 069-42103 |  | TMC |  | TMC - HVI - CARDIOLOGY (3HVI) | [5 empty] | MONITORS, PHYSIOLOGIC, VITAL SIGNS |  | MONITORCARDIACFIXED-GE-Dash 3000 | MONITORCARDIACFIXED | Dash 3000 |  |  |  | GE | Monitor, Cardiac, Fixed |  | MONITORCARDIACFIXED-GE-Dash 3000 |  |  |  |  | Covered PM Repair - Biomedical | MHHS-TMC
NO | NO | [5 empty] | GE Medical Systems | DASH 3000 |  | SD007462168GA | TMC - HVI - CARDIOLOGY (3HVI) | MHHS-TMC |  | Monitor, Cardiac, Fixed |  |  |  | TMC |  | TMC - HVI - CARDIOLOGY (3HVI) | [5 empty] | MONITORS, PHYSIOLOGIC, VITAL SIGNS |  | MONITORCARDIACFIXED-GE-Dash 3000 | MONITORCARDIACFIXED | Dash 3000 |  |  |  | GE | Monitor, Cardiac, Fixed |  | MONITORCARDIACFIXED-GE-Dash 3000 |  |  |  |  | Covered PM Repair - Biomedical | MHHS-TMC
NO | NO | [5 empty] | GE Medical Systems | DASH 3000 |  | SD00746214GA | TMC - HVI - CARDIOLOGY (3HVI) | MHHS-TMC |  | Monitor, Cardiac, Fixed |  |  |  | TMC |  | TMC - HVI - CARDIOLOGY (3HVI) | [5 empty] | MONITORS, PHYSIOLOGIC, VITAL SIGNS |  | MONITORCARDIACFIXED-GE-Dash 3000 | MONITORCARDIACFIXED | Dash 3000 |  |  |  | GE | Monitor, Cardiac, Fixed |  | MONITORCARDIACFIXED-GE-Dash 3000 |  |  |  |  | Covered PM Repair - Biomedical | MHHS-TMC
NO | NO |  |  |  | 069-21588 |  | GE Medical Systems | DASH 3000 |  | DSH05186191GA | TMC - HVI - CIMU (4HVI) | MHHS-TMC |  | Monitor, Cardiac, Fixed |  | 069-21588 |  | TMC |  | TMC - HVI - CIMU (4HVI) | [5 empty] | MONITORS, PHYSIOLOGIC, VITAL SIGNS |  | MONITORCARDIACFIXED-GE-Dash 3000 | MONITORCARDIACFIXED | Dash 3000 |  |  |  | GE | Monitor, Cardiac, Fixed |  | MONITORCARDIACFIXED-GE-Dash 3000 |  |  |  |  | Covered PM Repair - Biomedical | MHHS-TMC
NO | NO |  |  |  | 074-04982 |  | GE Medical Systems | DASH 3000 |  | AAB04243895GA | TMC - HVI - CIMU (4HVI) | MHHS-TMC |  | Monitor, Cardiac, Fixed |  | 074-04982 |  | TMC |  | TMC - HVI - CIMU (4HVI) | [5 empty] | MONITORS, PHYSIOLOGIC, VITAL SIGNS |  | MONITORCARDIACFIXED-GE-Dash 3000 | MONITORCARDIACFIXED | Dash 3000 |  |  |  | GE | Monitor, Cardiac, Fixed |  | MONITORCARDIACFIXED-GE-Dash 3000 |  |  |  |  | Covered PM Repair - Biomedical | MHHS-TMC
NO | NO |  |  |  | 069-41474 |  | GE Medical Systems | DASH 3000 |  | NEED | TMC - JONES - GAMMA KNIFE (JB) | MHHS-TMC |  | Monitor, Cardiac, Fixed |  | 069-41474 |  | TMC |  | TMC - JONES - GAMMA KNIFE (JB) | [5 empty] | MONITORS, PHYSIOLOGIC, VITAL SIGNS |  | MONITORCARDIACFIXED-GE-Dash 3000 | MONITORCARDIACFIXED | Dash 3000 |  |  |  | GE | Monitor, Cardiac, Fixed |  | MONITORCARDIACFIXED-GE-Dash 3000 |  |  |  |  | Not Covered Vendor Only - Biomedical | MHHS-TMC
NO | NO |  |  |  | 069-02757 |  | GE Medical Systems | DASH 3000 |  | NEED | TMC - JONES - HYPERBARIC/WOUND CARE (JG) | MHHS-TMC |  | Monitor, Cardiac, Fixed |  | 069-02757 |  | TMC |  | TMC - JONES - HYPERBARIC/WOUND CARE (JG) | [5 empty] | MONITORS, PHYSIOLOGIC, VITAL SIGNS |  | MONITORCARDIACFIXED-GE-Dash 3000 | MONITORCARDIACFIXED | Dash 3000 |  |  |  | GE | Monitor, Cardiac, Fixed |  | MONITORCARDIACFIXED-GE-Dash 3000 |  |  |  |  | Covered PM Repair - Biomedical | MHHS-TMC
NO | NO |  |  |  | 069-35053 |  | GE Medical Systems | DASH 3000 |  | M0DJ6261G | TMC - JONES - HYPERBARIC/WOUND CARE (JG) | MHHS-TMC |  | Monitor, Cardiac, Fixed |  | 069-35053 |  | TMC |  | TMC - JONES - HYPERBARIC/WOUND CARE (JG) | [5 empty] | MONITORS, PHYSIOLOGIC, VITAL SIGNS |  | MONITORCARDIACFIXED-GE-Dash 3000 | MONITORCARDIACFIXED | Dash 3000 |  |  |  | GE | Monitor, Cardiac, Fixed |  | MONITORCARDIACFIXED-GE-Dash 3000 |  |  |  |  | Covered PM Repair - Biomedical | MHHS-TMC
NO | NO |  |  |  | 069-38163 |  | GE Medical Systems | DASH 3000 |  | A4EH3650G | TMC - PACU - ADULT (2HP) | MHHS-TMC |  | Monitor, Cardiac, Fixed |  | 069-38163 |  | TMC |  | TMC - PACU - ADULT (2HP) | [5 empty] | MONITORS, PHYSIOLOGIC, VITAL SIGNS |  | MONITORCARDIACFIXED-GE-Dash 3000 | MONITORCARDIACFIXED | Dash 3000 |  |  |  | GE | Monitor, Cardiac, Fixed |  | MONITORCARDIACFIXED-GE-Dash 3000 |  |  |  |  | Covered PM Repair - Biomedical | MHHS-TMC
NO | NO |  |  |  | 069-16193 |  | GE Medical Systems | DASH 3000 |  | A2DJ8773G | TMC - PLAZA - CARDIAC REHAB (UT POB) | MHHS-TMC |  | Monitor, Cardiac, Fixed |  | 069-16193 |  | TMC |  | TMC - PLAZA - CARDIAC REHAB (UT POB) | [5 empty] | MONITORS, PHYSIOLOGIC, VITAL SIGNS |  | MONITORCARDIACFIXED-GE-Dash 3000 | MONITORCARDIACFIXED | Dash 3000 |  |  |  | GE | Monitor, Cardiac, Fixed |  | MONITORCARDIACFIXED-GE-Dash 3000 |  |  |  |  | Covered PM Repair - Biomedical | MHHS-TMC
NO | YES |  |  |  | 151-02475 | 151-02475 | GE Medical Systems | DASH 4000 |  | AAB04315916GA | CY-Noninvasive Cardiology | MHHS-Cypress |  | Monitor, Cardiac, Fixed |  | 151-02475 | 151-02475 | Northwest | MHHS-Cypress | CY-Noninvasive Cardiology | Cath lab | 6/1/19 | 6/1/20 |  |  | MONITORS, PHYSIOLOGIC, VITAL SIGNS | Monitor, Cardiac, Fixed | MONITORCARDIACFIXED-GE-Dash 4000 | MONITORCARDIACFIXED | Dash 4000 |  |  |  | GE | Monitor, Cardiac, Fixed |  | MONITORCARDIACFIXED-GE-Dash 4000 |  |  |  | MCH-A | Not Covered Vendor Only - Biomedical | MHHS-Cypress | [8 empty] | MONITORCARDIACFIXED | Monitor, Cardiac, Fixed | GE
NO | YES |  |  |  | 009-09761 | 009-09761 | GE Medical Systems | DASH 4000 |  | SHQ14421927SA | GH-Cath Lab | MHHS-Greater Heights |  | Monitor, Cardiac, Fixed |  | 009-09761 | 009-09761 | Central | MHHS-Greater Heights | GH-Cath Lab | Cathlab | 10/1/19 |  | 4/1/20 |  | MONITORS, PHYSIOLOGIC, VITAL SIGNS | Monitor, Cardiac, Fixed | MONITORCARDIACFIXED-GE-Dash 4000 | MONITORCARDIACFIXED | Dash 4000 |  |  |  | GE | Monitor, Cardiac, Fixed |  | MONITORCARDIACFIXED-GE-Dash 4000 |  | 4/10/15 |  | MCH-A | Covered PM Repair - Biomedical | MHHS-Greater Heights | [8 empty] | MONITORCARDIACFIXED | Monitor, Cardiac, Fixed | GE
NO | YES |  |  |  | 009-09764 | 009-09764 | GE Medical Systems | DASH 4000 |  | SHQ14401724SA | GH-Cath Lab | MHHS-Greater Heights |  | Monitor, Cardiac, Fixed |  | 009-09764 | 009-09764 | Central | MHHS-Greater Heights | GH-Cath Lab | Holding room 2 | 10/1/19 |  | 4/1/20 |  | MONITORS, PHYSIOLOGIC, VITAL SIGNS | Monitor, Cardiac, Fixed | MONITORCARDIACFIXED-GE-Dash 4000 | MONITORCARDIACFIXED | Dash 4000 |  |  |  | GE | Monitor, Cardiac, Fixed |  | MONITORCARDIACFIXED-GE-Dash 4000 |  | 4/10/15 |  | MCH-A | Covered PM Repair - Biomedical | MHHS-Greater Heights | [8 empty] | MONITORCARDIACFIXED | Monitor, Cardiac, Fixed | GE
NO | YES |  |  |  | 009-09765 | 009-09765 | GE Medical Systems | DASH 4000 |  | SHQ14432654TA | GH-Cath Lab | MHHS-Greater Heights |  | Monitor, Cardiac, Fixed |  | 009-09765 | 009-09765 | Central | MHHS-Greater Heights | GH-Cath Lab | Holding room 3 | 10/1/19 |  | 4/1/20 |  | MONITORS, PHYSIOLOGIC, VITAL SIGNS | Monitor, Cardiac, Fixed | MONITORCARDIACFIXED-GE-Dash 4000 | MONITORCARDIACFIXED | Dash 4000 |  |  |  | GE | Monitor, Cardiac, Fixed |  | MONITORCARDIACFIXED-GE-Dash 4000 |  | 4/10/15 |  | MCH-A | Covered PM Repair - Biomedical | MHHS-Greater Heights | [8 empty] | MONITORCARDIACFIXED | Monitor, Cardiac, Fixed | GE
NO | YES |  |  |  | 009-09767 | 009-09767 | GE Medical Systems | DASH 4000 |  | SHQ14401646SA | GH-Cath Lab | MHHS-Greater Heights |  | Monitor, Cardiac, Fixed |  | 009-09767 | 009-09767 | Central | MHHS-Greater Heights | GH-Cath Lab | Cathlab | 10/1/19 |  | 4/1/20 |  | MONITORS, PHYSIOLOGIC, VITAL SIGNS | Monitor, Cardiac, Fixed | MONITORCARDIACFIXED-GE-Dash 4000 | MONITORCARDIACFIXED | Dash 4000 |  |  |  | GE | Monitor, Cardiac, Fixed |  | MONITORCARDIACFIXED-GE-Dash 4000 |  | 4/10/15 |  | MCH-A | Covered PM Repair - Biomedical | MHHS-Greater Heights | [8 empty] | MONITORCARDIACFIXED | Monitor, Cardiac, Fixed | GE
NO | YES |  |  |  | 009-09769 | 009-09769 | GE Medical Systems | DASH 4000 |  | SHQ14421925SA | GH-Cath Lab | MHHS-Greater Heights |  | Monitor, Cardiac, Fixed |  | 009-09769 | 009-09769 | Central | MHHS-Greater Heights | GH-Cath Lab | Recovery 6 | 10/1/19 |  | 4/1/20 |  | MONITORS, PHYSIOLOGIC, VITAL SIGNS | Monitor, Cardiac, Fixed | MONITORCARDIACFIXED-GE-Dash 4000 | MONITORCARDIACFIXED | Dash 4000 |  |  |  | GE | Monitor, Cardiac, Fixed |  | MONITORCARDIACFIXED-GE-Dash 4000 |  |  |  | MCH-A | Covered PM Repair - Biomedical | MHHS-Greater Heights | [8 empty] | MONITORCARDIACFIXED | Monitor, Cardiac, Fixed | GE
NO | YES |  |  |  | 009-09771 | 009-09771 | GE Medical Systems | DASH 4000 |  | SHQ14421924SA | GH-Cath Lab | MHHS-Greater Heights |  | Monitor, Cardiac, Fixed |  | 009-09771 | 009-09771 | Central | MHHS-Greater Heights | GH-Cath Lab | Recovery 8 | 10/1/19 |  | 4/1/20 |  | MONITORS, PHYSIOLOGIC, VITAL SIGNS | Monitor, Cardiac, Fixed | MONITORCARDIACFIXED-GE-Dash 4000 | MONITORCARDIACFIXED | Dash 4000 |  |  |  | GE | Monitor, Cardiac, Fixed |  | MONITORCARDIACFIXED-GE-Dash 4000 |  | 4/10/15 |  | MCH-A | Covered PM Repair - Biomedical | MHHS-Greater Heights | [8 empty] | MONITORCARDIACFIXED | Monitor, Cardiac, Fixed | GE
NO | YES | Asset Tag 009-09773 |  |  | 009-09773 | 009-09773 | GE Medical Systems | DASH 4000 |  | SHQ14421923SA | GH-Cath Lab | MHHS-Greater Heights |  | Monitor, Cardiac, Fixed |  | 009-09773 | 009-09773 | Central & Greater Heights | MHHS-Greater Heights | GH-Cath Lab |  | 10/10/19 |  |  |  | MONITORS, PHYSIOLOGIC, VITAL SIGNS | Monitor, Cardiac, Fixed | MONITORCARDIACFIXED-GE-Dash 4000 | MONITORCARDIACFIXED | Dash 4000 |  |  |  | GE | Monitor, Cardiac, Fixed |  | MONITORCARDIACFIXED-GE-Dash 4000 |  | 4/10/15 | Finished from Script 3/27/2020 12:11:52pm (Central) | MCH-A | Covered PM Repair - Biomedical | MHHS-Greater Heights | [8 empty] | MONITORCARDIACFIXED | Monitor, Cardiac, Fixed | GE
NO | YES |  |  |  | 009-09775 | 009-09775 | GE Medical Systems | DASH 4000 |  | SHQ14421922SA | GH-Cath Lab | MHHS-Greater Heights |  | Monitor, Cardiac, Fixed |  | 009-09775 | 009-09775 | Central | MHHS-Greater Heights | GH-Cath Lab | GH CATH LAB | 10/1/19 |  | 4/1/20 |  | MONITORS, PHYSIOLOGIC, VITAL SIGNS | Monitor, Cardiac, Fixed | MONITORCARDIACFIXED-GE-Dash 4000 | MONITORCARDIACFIXED | Dash 4000 |  |  |  | GE | Monitor, Cardiac, Fixed |  | MONITORCARDIACFIXED-GE-Dash 4000 |  |  |  | MCH-A | Covered PM Repair - Biomedical | MHHS-Greater Heights | [8 empty] | MONITORCARDIACFIXED | Monitor, Cardiac, Fixed | GE
NO | YES |  |  |  | 009-09777 | 009-09777 | GE Medical Systems | DASH 4000 |  | SHQ14421928SA | GH-Cath Lab | MHHS-Greater Heights |  | Monitor, Cardiac, Fixed |  | 009-09777 | 009-09777 | Central | MHHS-Greater Heights | GH-Cath Lab | GH CATH LAB | 10/1/19 |  | 4/1/20 |  | MONITORS, PHYSIOLOGIC, VITAL SIGNS | Monitor, Cardiac, Fixed | MONITORCARDIACFIXED-GE-Dash 4000 | MONITORCARDIACFIXED | Dash 4000 |  |  |  | GE | Monitor, Cardiac, Fixed |  | MONITORCARDIACFIXED-GE-Dash 4000 |  |  |  | MCH-A | Covered PM Repair - Biomedical | MHHS-Greater Heights | [8 empty] | MONITORCARDIACFIXED | Monitor, Cardiac, Fixed | GE
NO | YES |  |  |  | 009-09779 | 009-09779 | GE Medical Systems | DASH 4000 |  | SHQ14421926SA | GH-Cath Lab | MHHS-Greater Heights |  | Monitor, Cardiac, Fixed |  | 009-09779 | 009-09779 | Central | MHHS-Greater Heights | GH-Cath Lab | GH CATH LAB | 10/1/19 |  | 4/1/20 |  | MONITORS, PHYSIOLOGIC, VITAL SIGNS | Monitor, Cardiac, Fixed | MONITORCARDIACFIXED-GE-Dash 4000 | MONITORCARDIACFIXED | Dash 4000 |  |  |  | GE | Monitor, Cardiac, Fixed |  | MONITORCARDIACFIXED-GE-Dash 4000 |  | 4/8/15 |  | MCH-A | Covered PM Repair - Biomedical | MHHS-Greater Heights | [8 empty] | MONITORCARDIACFIXED | Monitor, Cardiac, Fixed | GE
NO | YES |  |  |  | 009-09785 | 009-09785 | GE Medical Systems | DASH 4000 |  | SHQ14421934SA | GH-Cath Lab | MHHS-Greater Heights |  | Monitor, Cardiac, Fixed |  | 009-09785 | 009-09785 | Central | MHHS-Greater Heights | GH-Cath Lab | Recovery 7 | 10/1/19 |  | 4/1/20 |  | MONITORS, PHYSIOLOGIC, VITAL SIGNS | Monitor, Cardiac, Fixed | MONITORCARDIACFIXED-GE-Dash 4000 | MONITORCARDIACFIXED | Dash 4000 |  |  |  | GE | Monitor, Cardiac, Fixed |  | MONITORCARDIACFIXED-GE-Dash 4000 |  | 4/8/15 |  | MCH-A | Covered PM Repair - Biomedical | MHHS-Greater Heights | [8 empty] | MONITORCARDIACFIXED | Monitor, Cardiac, Fixed | GE
NO | YES |  |  |  | 009-09793 | 009-09793 | GE Medical Systems | DASH 4000 |  | SHQ14421932SA | GH-Cath Lab | MHHS-Greater Heights |  | Monitor, Cardiac, Fixed |  | 009-09793 | 009-09793 | Central | MHHS-Greater Heights | GH-Cath Lab | Recovery 5 | 10/1/19 |  | 4/1/20 |  | MONITORS, PHYSIOLOGIC, VITAL SIGNS | Monitor, Cardiac, Fixed | MONITORCARDIACFIXED-GE-Dash 4000 | MONITORCARDIACFIXED | Dash 4000 |  |  |  | GE | Monitor, Cardiac, Fixed |  | MONITORCARDIACFIXED-GE-Dash 4000 |  | 4/8/14 |  | MCH-A | Covered PM Repair - Biomedical | MHHS-Greater Heights | [8 empty] | MONITORCARDIACFIXED | Monitor, Cardiac, Fixed | GE
NO | YES |  |  |  | 041-17893 | 041-17893 | GE Medical Systems | DASH 4000 |  | SHQ13352123SA | MEMORIAL CITY - CATH LAB | MHHS-Mem City |  | Monitor, Cardiac, Fixed |  | 041-17893 | 041-17893 | West | Memorial City- Memorial Hermann Hospital East | MEMORIAL CITY - CATH LAB | Cath Lab PACU 21 |  |  |  |  | MONITORS, PHYSIOLOGIC, VITAL SIGNS |  | MONITORCARDIACFIXED-GE-Dash 4000 | MONITORCARDIACFIXED | Dash 4000 |  |  |  | GE | Monitor, Cardiac, Fixed |  | MONITORCARDIACFIXED-GE-Dash 4000 |  |  |  |  | Covered PM Repair - Biomedical | MHHS-Mem City
NO | YES |  |  |  |  | 041-17896 | GE Medical Systems | DASH 4000 |  | SHQ13352122SA | MEMORIAL CITY - CATH LAB | MHHS-Mem City |  | Monitor, Cardiac, Fixed |  |  | 041-17896 | West | Heart | MEMORIAL CITY - CATH LAB | Cath Lab PACU 22 |  |  |  |  | MONITORS, PHYSIOLOGIC, VITAL SIGNS |  | MONITORCARDIACFIXED-GE-Dash 4000 | MONITORCARDIACFIXED | Dash 4000 |  |  |  | GE | Monitor, Cardiac, Fixed |  | MONITORCARDIACFIXED-GE-Dash 4000 |  |  |  |  | Not Covered Vendor Only - Biomedical | MHHS-Mem City
NO | YES |  |  |  | 041-17899 | 041-17899 | GE Medical Systems | DASH 4000 |  | SHQ13352130SA | MEMORIAL CITY - CATH LAB HOLDING AREA | MHHS-Mem City |  | Monitor, Cardiac, Fixed |  | 041-17899 | 041-17899 | West | Cath lab | MEMORIAL CITY - CATH LAB HOLDING AREA | OBS |  |  |  |  | MONITORS, PHYSIOLOGIC, VITAL SIGNS |  | MONITORCARDIACFIXED-GE-Dash 4000 | MONITORCARDIACFIXED | Dash 4000 |  |  |  | GE | Monitor, Cardiac, Fixed |  | MONITORCARDIACFIXED-GE-Dash 4000 |  |  |  |  | Covered PM Repair - Biomedical | MHHS-Mem City
NO | YES |  |  |  | 041-17902 | 041-17902 | GE Medical Systems | DASH 4000 |  | SHQ13352121SA | MEMORIAL CITY - CATH LAB HOLDING AREA | MHHS-Mem City |  | Monitor, Cardiac, Fixed |  | 041-17902 | 041-17902 | West | Cath lab | MEMORIAL CITY - CATH LAB HOLDING AREA | OBS |  |  |  |  | MONITORS, PHYSIOLOGIC, VITAL SIGNS |  | MONITORCARDIACFIXED-GE-Dash 4000 | MONITORCARDIACFIXED | Dash 4000 |  |  |  | GE | Monitor, Cardiac, Fixed |  | MONITORCARDIACFIXED-GE-Dash 4000 |  |  |  |  | Covered PM Repair - Biomedical | MHHS-Mem City
NO | YES |  |  |  | 041-17908 | 041-17908 | GE Medical Systems | DASH 4000 |  | SHQ133521134SA | MEMORIAL CITY - CATH LAB HOLDING AREA | MHHS-Mem City |  | Monitor, Cardiac, Fixed |  | 041-17908 | 041-17908 | West | Cath lab | MEMORIAL CITY - CATH LAB HOLDING AREA | OBS |  |  |  |  | MONITORS, PHYSIOLOGIC, VITAL SIGNS |  | MONITORCARDIACFIXED-GE-Dash 4000 | MONITORCARDIACFIXED | Dash 4000 |  |  |  | GE | Monitor, Cardiac, Fixed |  | MONITORCARDIACFIXED-GE-Dash 4000 |  |  |  |  | Covered PM Repair - Biomedical | MHHS-Mem City
NO | YES |  |  |  | 041-17963 | 041-17963 | GE Medical Systems | DASH 4000 |  | SHQ13352124SA | MEMORIAL CITY - CATH LAB | MHHS-Mem City |  | Monitor, Cardiac, Fixed |  | 041-17963 | 041-17963 | West | Memorial herman heart and vascular - memorial city | MEMORIAL CITY - CATH LAB | Cath lab 4 |  |  |  |  | MONITORS, PHYSIOLOGIC, VITAL SIGNS |  | MONITORCARDIACFIXED-GE-Dash 4000 | MONITORCARDIACFIXED | Dash 4000 |  |  |  | GE | Monitor, Cardiac, Fixed |  | MONITORCARDIACFIXED-GE-Dash 4000 |  |  |  |  | Covered PM Repair - Biomedical | MHHS-Mem City
NO | YES |  |  |  | 041-18008 | 041-18008 | GE Medical Systems | DASH 4000 |  | SHQ13352099SA | MEMORIAL CITY - CATH LAB HOLDING AREA | MHHS-Mem City |  | Monitor, Cardiac, Fixed |  | 041-18008 | 041-18008 | West | Cath lab | MEMORIAL CITY - CATH LAB HOLDING AREA | Obs |  |  |  |  | MONITORS, PHYSIOLOGIC, VITAL SIGNS |  | MONITORCARDIACFIXED-GE-Dash 4000 | MONITORCARDIACFIXED | Dash 4000 |  |  |  | GE | Monitor, Cardiac, Fixed |  | MONITORCARDIACFIXED-GE-Dash 4000 |  |  |  |  | Covered PM Repair - Biomedical | MHHS-Mem City
NO | YES |  |  |  | 041-18011 | 041-18011 | GE Medical Systems | DASH 4000 |  | SHQ13239249SA | MEMORIAL CITY - CATH LAB | MHHS-Mem City |  | Monitor, Cardiac, Fixed |  | 041-18011 | 041-18011 | West | Memorial City - Memorial Hermann Hospital East Tower | MEMORIAL CITY - CATH LAB | Cath lab PACU 16 |  |  |  |  | MONITORS, PHYSIOLOGIC, VITAL SIGNS |  | MONITORCARDIACFIXED-GE-Dash 4000 | MONITORCARDIACFIXED | Dash 4000 |  |  |  | GE | Monitor, Cardiac, Fixed |  | MONITORCARDIACFIXED-GE-Dash 4000 |  |  |  |  | Covered PM Repair - Biomedical | MHHS-Mem City
NO | YES |  |  |  | 041-18017 | 041-18017 | GE Medical Systems | DASH 4000 |  | SHQ13352112SA | MEMORIAL CITY - CATH LAB | MHHS-Mem City |  | Monitor, Cardiac, Fixed |  | 041-18017 | 041-18017 | West | Heart | MEMORIAL CITY - CATH LAB | Cath Lab OBS 18 |  |  |  |  | MONITORS, PHYSIOLOGIC, VITAL SIGNS |  | MONITORCARDIACFIXED-GE-Dash 4000 | MONITORCARDIACFIXED | Dash 4000 |  |  |  | GE | Monitor, Cardiac, Fixed |  | MONITORCARDIACFIXED-GE-Dash 4000 |  |  |  |  | Covered PM Repair - Biomedical | MHHS-Mem City
NO | YES |  |  |  |  | 041-18020 | GE Medical Systems | DASH 4000 |  | SHQ13239264SA | MEMORIAL CITY - CATH LAB | MHHS-Mem City |  | Monitor, Cardiac, Fixed |  |  | 041-18020 | West | Heart | MEMORIAL CITY - CATH LAB | Cath Lab PACU 19 |  |  |  |  | MONITORS, PHYSIOLOGIC, VITAL SIGNS |  | MONITORCARDIACFIXED-GE-Dash 4000 | MONITORCARDIACFIXED | Dash 4000 |  |  |  | GE | Monitor, Cardiac, Fixed |  | MONITORCARDIACFIXED-GE-Dash 4000 |  |  |  |  | Covered PM Repair - Radiology, Low End | MHHS-Mem City
NO | YES |  |  |  |  | 041-18023 | GE Medical Systems | DASH 4000 |  | SHQ13352132SA | MEMORIAL CITY - CATH LAB | MHHS-Mem City |  | Monitor, Cardiac, Fixed |  |  | 041-18023 | West | Memorial City - Memorial Hermann Hospital East Tower | MEMORIAL CITY - CATH LAB | Cath lab PACU 20 |  |  |  |  | MONITORS, PHYSIOLOGIC, VITAL SIGNS |  | MONITORCARDIACFIXED-GE-Dash 4000 | MONITORCARDIACFIXED | Dash 4000 |  |  |  | GE | Monitor, Cardiac, Fixed |  | MONITORCARDIACFIXED-GE-Dash 4000 |  |  |  |  | Covered PM Repair - Biomedical | MHHS-Mem City
NO | YES |  |  |  | 041-18026 | 041-18026 | GE Medical Systems | DASH 4000 |  | SHQ13352108SA | MEMORIAL CITY - CARDIOLOGY | MHHS-Mem City |  | Monitor, Cardiac, Fixed |  | 041-18026 | 041-18026 | West | Memorial Hermann - Memorial City | MEMORIAL CITY - CARDIOLOGY | Cath Lab E9 335 Pre Pro 8 |  |  |  |  | MONITORS, PHYSIOLOGIC, VITAL SIGNS |  | MONITORCARDIACFIXED-GE-Dash 4000 | MONITORCARDIACFIXED | Dash 4000 |  |  |  | GE | Monitor, Cardiac, Fixed |  | MONITORCARDIACFIXED-GE-Dash 4000 |  |  |  |  | Covered PM Repair - Biomedical | MHHS-Mem City
NO | YES |  |  |  | 041-18029 | 041-18029 | GE Medical Systems | DASH 4000 |  | SHQ13352140SA | MEMORIAL CITY - CATH LAB HOLDING AREA | MHHS-Mem City |  | Monitor, Cardiac, Fixed |  | 041-18029 | 041-18029 | West | Cath lab | MEMORIAL CITY - CATH LAB HOLDING AREA | Pre op |  |  |  |  | MONITORS, PHYSIOLOGIC, VITAL SIGNS |  | MONITORCARDIACFIXED-GE-Dash 4000 | MONITORCARDIACFIXED | Dash 4000 |  |  |  | GE | Monitor, Cardiac, Fixed |  | MONITORCARDIACFIXED-GE-Dash 4000 |  |  |  |  | Covered PM Repair - Biomedical | MHHS-Mem City
NO | YES |  |  |  | 041-18032 | 041-18032 | GE Medical Systems | DASH 4000 |  | SHQ13352111SA | MEMORIAL CITY - CATH LAB HOLDING AREA | MHHS-Mem City |  | Monitor, Cardiac, Fixed |  | 041-18032 | 041-18032 | West | Cath lab | MEMORIAL CITY - CATH LAB HOLDING AREA | Pre op |  |  |  |  | MONITORS, PHYSIOLOGIC, VITAL SIGNS |  | MONITORCARDIACFIXED-GE-Dash 4000 | MONITORCARDIACFIXED | Dash 4000 |  |  |  | GE | Monitor, Cardiac, Fixed |  | MONITORCARDIACFIXED-GE-Dash 4000 |  |  |  |  | Covered PM Repair - Biomedical | MHHS-Mem City
NO | YES |  |  |  | 041-18035 | 041-18035 | GE Medical Systems | DASH 4000 |  | SHQ13352114SA | MEMORIAL CITY - CATH LAB HOLDING AREA | MHHS-Mem City |  | Monitor, Cardiac, Fixed |  | 041-18035 | 041-18035 | West | Cath lab | MEMORIAL CITY - CATH LAB HOLDING AREA | Pre op |  |  |  |  | MONITORS, PHYSIOLOGIC, VITAL SIGNS |  | MONITORCARDIACFIXED-GE-Dash 4000 | MONITORCARDIACFIXED | Dash 4000 |  |  |  | GE | Monitor, Cardiac, Fixed |  | MONITORCARDIACFIXED-GE-Dash 4000 |  |  |  |  | Covered PM Repair - Biomedical | MHHS-Mem City
NO | YES |  |  |  | 041-18038 | 041-18038 | GE Medical Systems | DASH 4000 |  | SHQ13352142SA | MEMORIAL CITY - CATH LAB HOLDING AREA | MHHS-Mem City |  | Monitor, Cardiac, Fixed |  | 041-18038 | 041-18038 | West | Cath lab | MEMORIAL CITY - CATH LAB HOLDING AREA | Pre op |  |  |  |  | MONITORS, PHYSIOLOGIC, VITAL SIGNS |  | MONITORCARDIACFIXED-GE-Dash 4000 | MONITORCARDIACFIXED | Dash 4000 |  |  |  | GE | Monitor, Cardiac, Fixed |  | MONITORCARDIACFIXED-GE-Dash 4000 |  |  |  |  | Covered PM Repair - Biomedical | MHHS-Mem City
NO | YES |  |  |  | 041-18041 | 041-18041 | GE Medical Systems | DASH 4000 |  | SHQ13352119SA | MEMORIAL CITY - CATH LAB HOLDING AREA | MHHS-Mem City |  | Monitor, Cardiac, Fixed |  | 041-18041 | 041-18041 | West | Cath lab | MEMORIAL CITY - CATH LAB HOLDING AREA | Obs |  |  |  |  | MONITORS, PHYSIOLOGIC, VITAL SIGNS |  | MONITORCARDIACFIXED-GE-Dash 4000 | MONITORCARDIACFIXED | Dash 4000 |  |  |  | GE | Monitor, Cardiac, Fixed |  | MONITORCARDIACFIXED-GE-Dash 4000 |  |  |  |  | Covered PM Repair - Biomedical | MHHS-Mem City
NO | YES |  |  |  | 041-18044 | 041-18044 | GE Medical Systems | DASH 4000 |  | SHQ13352095SA | MEMORIAL CITY - CATH LAB | MHHS-Mem City |  | Monitor, Cardiac, Fixed |  | 041-18044 | 041-18044 | West | Heart Vascular Institute Memorial Hermann | MEMORIAL CITY - CATH LAB | Cath Lab Pre Pro 2 |  |  |  |  | MONITORS, PHYSIOLOGIC, VITAL SIGNS |  | MONITORCARDIACFIXED-GE-Dash 4000 | MONITORCARDIACFIXED | Dash 4000 |  |  |  | GE | Monitor, Cardiac, Fixed |  | MONITORCARDIACFIXED-GE-Dash 4000 |  |  |  |  | Covered PM Repair - Biomedical | MHHS-Mem City
NO | YES |  |  |  |  | 041-18047 | GE Medical Systems | DASH 4000 |  | SHQ13352138SA | MEMORIAL CITY - CATH LAB | MHHS-Mem City |  | Monitor, Cardiac, Fixed |  |  | 041-18047 | West | Memorial City - Memorial Hermann Hospital East | MEMORIAL CITY - CATH LAB | Cath Lab Pre Pro 9 |  |  |  |  | MONITORS, PHYSIOLOGIC, VITAL SIGNS |  | MONITORCARDIACFIXED-GE-Dash 4000 | MONITORCARDIACFIXED | Dash 4000 |  |  |  | GE | Monitor, Cardiac, Fixed |  | MONITORCARDIACFIXED-GE-Dash 4000 |  |  |  |  | Covered PM Repair - Biomedical | MHHS-Mem City
NO | YES |  |  |  |  | 041-18050 | GE Medical Systems | DASH 4000 |  | SHQ13352120SA | MEMORIAL CITY - CATH LAB | MHHS-Mem City |  | Monitor, Cardiac, Fixed |  |  | 041-18050 | West | Memorial City - Memorial Hermann Hospital East | MEMORIAL CITY - CATH LAB | Cath Lab Pre Pro 10 |  |  |  |  | MONITORS, PHYSIOLOGIC, VITAL SIGNS |  | MONITORCARDIACFIXED-GE-Dash 4000 | MONITORCARDIACFIXED | Dash 4000 |  |  |  | GE | Monitor, Cardiac, Fixed |  | MONITORCARDIACFIXED-GE-Dash 4000 |  |  |  |  | Not Covered Vendor Only - Rad, Low End | MHHS-Mem City
NO | YES |  |  |  | 041-18056 | 041-18056 | GE Medical Systems | DASH 4000 |  | SHQ13352127SA | MEMORIAL CITY - CATH LAB HOLDING AREA | MHHS-Mem City |  | Monitor, Cardiac, Fixed |  | 041-18056 | 041-18056 | West | Cath lab | MEMORIAL CITY - CATH LAB HOLDING AREA | Pacu |  |  |  |  | MONITORS, PHYSIOLOGIC, VITAL SIGNS |  | MONITORCARDIACFIXED-GE-Dash 4000 | MONITORCARDIACFIXED | Dash 4000 |  |  |  | GE | Monitor, Cardiac, Fixed |  | MONITORCARDIACFIXED-GE-Dash 4000 |  |  |  |  | Covered PM Repair - Biomedical | MHHS-Mem City
NO | YES |  |  |  |  | 041-18059 | GE Medical Systems | DASH 4000 |  | SHQ13352116SA | MEMORIAL CITY - CATH LAB | MHHS-Mem City |  | Monitor, Cardiac, Fixed |  |  | 041-18059 | West | Memorial City - Memorial Hermann Hospital East | MEMORIAL CITY - CATH LAB | Cath Lab Pre Pro 7 |  |  |  |  | MONITORS, PHYSIOLOGIC, VITAL SIGNS |  | MONITORCARDIACFIXED-GE-Dash 4000 | MONITORCARDIACFIXED | Dash 4000 |  |  |  | GE | Monitor, Cardiac, Fixed |  | MONITORCARDIACFIXED-GE-Dash 4000 |  |  |  |  | Covered PM Repair - Biomedical | MHHS-Mem City
NO | YES |  |  |  | 041-18062 | 041-18062 | GE Medical Systems | DASH 4000 |  | SHQ13352139SA | MEMORIAL CITY - CATH LAB HOLDING AREA | MHHS-Mem City |  | Monitor, Cardiac, Fixed |  | 041-18062 | 041-18062 | West | Cath lab | MEMORIAL CITY - CATH LAB HOLDING AREA | Pacu |  |  |  |  | MONITORS, PHYSIOLOGIC, VITAL SIGNS |  | MONITORCARDIACFIXED-GE-Dash 4000 | MONITORCARDIACFIXED | Dash 4000 |  |  |  | GE | Monitor, Cardiac, Fixed |  | MONITORCARDIACFIXED-GE-Dash 4000 |  |  |  |  | Covered PM Repair - Biomedical | MHHS-Mem City
NO | YES |  |  |  |  | 142-01497 | GE Medical Systems | DASH 4000 |  | SBG05411572GA | NE-Med/Surg | MHHS-Northeast |  | Monitor, Cardiac, Fixed |  |  | 142-01497 | Katy | MHHS-Northeast | NE-Med/Surg | 5 th floor storage | 8/1/19 | 8/1/20 |  |  | MONITORS, PHYSIOLOGIC, VITAL SIGNS | Monitor, Cardiac, Fixed | MONITORCARDIACFIXED-GE-Dash 4000 | MONITORCARDIACFIXED | Dash 4000 |  |  |  | GE | Monitor, Cardiac, Fixed |  | MONITORCARDIACFIXED-GE-Dash 4000 |  |  |  | MCH-A | Not Covered Vendor Only - Biomedical | MHHS-Northeast | [8 empty] | MONITORCARDIACFIXED | Monitor, Cardiac, Fixed | GE
NO | YES |  |  |  |  | 142-00323 | GE Medical Systems | DASH 4000 |  | SBG06087971GA | NE-Med/Surg 3 | MHHS-Northeast |  | Monitor, Cardiac, Fixed |  |  | 142-00323 | Katy | MHHS-Northeast | NE-Med/Surg 3 | 5th floor storage | 6/1/19 | 6/1/20 |  |  | MONITORS, PHYSIOLOGIC, VITAL SIGNS | Monitor, Cardiac, Fixed | MONITORCARDIACFIXED-GE-Dash 4000 | MONITORCARDIACFIXED | Dash 4000 |  |  |  | GE | Monitor, Cardiac, Fixed |  | MONITORCARDIACFIXED-GE-Dash 4000 |  |  |  | MCH-A | Not Covered Vendor Only - Biomedical | MHHS-Northeast | [8 empty] | MONITORCARDIACFIXED | Monitor, Cardiac, Fixed | GE
NO | YES |  |  |  |  | 099-00102 | GE Medical Systems | DASH 4000 |  | AAB04336337GA | NE-Nursery | MHHS-Northeast |  | Monitor, Cardiac, Fixed |  |  | 099-00102 | Katy | MHHS-Northeast | NE-Nursery | Nursery | 11/1/19 | 11/1/20 |  |  | MONITORS, PHYSIOLOGIC, VITAL SIGNS | Monitor, Cardiac, Fixed | MONITORCARDIACFIXED-GE-Dash 4000 | MONITORCARDIACFIXED | Dash 4000 |  |  |  | GE | Monitor, Cardiac, Fixed |  | MONITORCARDIACFIXED-GE-Dash 4000 |  |  |  | MCH-A | Not Covered Vendor Only - Biomedical | MHHS-Northeast | [8 empty] | MONITORCARDIACFIXED | Monitor, Cardiac, Fixed | GE
NO | YES |  |  |  | 145-00802 | 145-00802 | GE Medical Systems | DASH 4000 |  | SBG06182425GA | Pearland-Radiology | MHHS-Pearland Hospital |  | Monitor, Cardiac, Fixed |  | 145-00802 | 145-00802 | Pearland | MHHS-Pearland Hospital | Pearland-Radiology | 315.1 APP room behind the nurses station in X-Ray | 1/1/21 | 1/1/20 |  |  | MONITORS, PHYSIOLOGIC, VITAL SIGNS | Monitor, Cardiac, Fixed | MONITORCARDIACFIXED-GE-Dash 4000 | MONITORCARDIACFIXED | Dash 4000 |  |  |  | GE | Monitor, Cardiac, Fixed |  | MONITORCARDIACFIXED-GE-Dash 4000 |  |  |  | MCH-A | Not Covered Vendor Only - Biomedical | MHHS-Pearland Hospital | [8 empty] | MONITORCARDIACFIXED | Monitor, Cardiac, Fixed | GE
NO | YES |  |  |  | 145-01355 | F2DJ5361G | GE Medical Systems | DASH 4000 |  | F2DJ5361G | Pearland-Cardiac Cath Lab | MHHS-Pearland Hospital |  | Monitor, Cardiac, Fixed |  | 145-01355 | F2DJ5361G | Pearland | MHHS-Pearland Hospital | Pearland-Cardiac Cath Lab | Cath lab procedure room | 1/1/20 | 1/1/21 |  |  | MONITORS, PHYSIOLOGIC, VITAL SIGNS | Monitor, Cardiac, Fixed | MONITORCARDIACFIXED-GE-Dash 4000 | MONITORCARDIACFIXED | Dash 4000 |  |  |  | GE | Monitor, Cardiac, Fixed |  | MONITORCARDIACFIXED-GE-Dash 4000 |  |  |  | MCH-A | Not Covered Vendor Only - Biomedical | MHHS-Pearland Hospital | [8 empty] | MONITORCARDIACFIXED | Monitor, Cardiac, Fixed | GE
NO | YES |  |  |  | 005-10118 | 005-10118 | GE Medical Systems | DASH 4000 |  | SHQ14046077SA | SE-Noninvasive Cardiology | MHHS-Southeast |  | Monitor, Cardiac, Fixed |  | 005-10118 | 005-10118 | Southeast | MHHS-Southeast | SE-Noninvasive Cardiology | Recovery bay 2 | 11/1/19 |  | 5/1/20 |  | MONITORS, PHYSIOLOGIC, VITAL SIGNS |  | MONITORCARDIACFIXED-GE-Dash 4000 | MONITORCARDIACFIXED | Dash 4000 |  |  |  | GE | Monitor, Cardiac, Fixed |  | MONITORCARDIACFIXED-GE-Dash 4000 |  |  |  |  | Covered PM Repair - Biomedical | MHHS-Southeast
NO | YES |  |  |  | 005-10125 | 005-10125 | GE Medical Systems | DASH 4000 |  | SHQ14046084SA | SE-Cath Lab | MHHS-Southeast |  | Monitor, Cardiac, Fixed |  | 005-10125 | 005-10125 | Southeast | MHHS-Southeast | SE-Cath Lab | Recovery 6 | 11/1/19 |  | 5/1/20 |  | MONITORS, PHYSIOLOGIC, VITAL SIGNS |  | MONITORCARDIACFIXED-GE-Dash 4000 | MONITORCARDIACFIXED | Dash 4000 |  |  |  | GE | Monitor, Cardiac, Fixed |  | MONITORCARDIACFIXED-GE-Dash 4000 |  |  |  |  | Covered PM Repair - Biomedical | MHHS-Southeast
NO | YES |  |  |  | 005-10126 | 005-10126 | GE Medical Systems | DASH 4000 |  | SHQ14046091SA | SE-Noninvasive Cardiology | MHHS-Southeast |  | Monitor, Cardiac, Fixed |  | 005-10126 | 005-10126 | Southeast | MHHS-Southeast | SE-Noninvasive Cardiology | Recovery bay 4 | 11/1/19 |  | 5/1/20 |  | MONITORS, PHYSIOLOGIC, VITAL SIGNS |  | MONITORCARDIACFIXED-GE-Dash 4000 | MONITORCARDIACFIXED | Dash 4000 |  |  |  | GE | Monitor, Cardiac, Fixed |  | MONITORCARDIACFIXED-GE-Dash 4000 |  |  |  |  | Covered PM Repair - Biomedical | MHHS-Southeast
NO | YES |  |  |  | 005-10127 | 005-10127 | GE Medical Systems | DASH 4000 |  | SHQ14046065SA | SE-Cath Lab-Recovery | MHHS-Southeast |  | Monitor, Cardiac, Fixed |  | 005-10127 | 005-10127 | Southeast | MHHS-Southeast | SE-Cath Lab-Recovery | RECOVERY | 11/1/19 |  |  |  | MONITORS, PHYSIOLOGIC, VITAL SIGNS |  | MONITORCARDIACFIXED-GE-Dash 4000 | MONITORCARDIACFIXED | Dash 4000 |  |  |  | GE | Monitor, Cardiac, Fixed |  | MONITORCARDIACFIXED-GE-Dash 4000 |  |  |  |  | Covered PM Repair - Biomedical | MHHS-Southeast
NO | YES |  |  |  | 005-10129 | 005-10129 | GE Medical Systems | DASH 4000 |  | SHQ14046066SA | SE-Noninvasive Cardiology | MHHS-Southeast |  | Monitor, Cardiac, Fixed |  | 005-10129 | 005-10129 | Southeast | MHHS-Southeast | SE-Noninvasive Cardiology | Recovery bay 3 | 11/1/19 |  | 5/1/20 |  | MONITORS, PHYSIOLOGIC, VITAL SIGNS |  | MONITORCARDIACFIXED-GE-Dash 4000 | MONITORCARDIACFIXED | Dash 4000 |  |  |  | GE | Monitor, Cardiac, Fixed |  | MONITORCARDIACFIXED-GE-Dash 4000 |  |  |  |  | Covered PM Repair - Biomedical | MHHS-Southeast
NO | YES |  |  |  | 005-10130 | 005-10130 | GE Medical Systems | DASH 4000 |  | SHQ14046071SA | SE - RADIOLOGY | MHHS-Southeast |  | Monitor, Cardiac, Fixed |  | 005-10130 | 005-10130 | Southeast & Bay Area | Memorial Hermann- SE - RADIOLOGY | SE - RADIOLOGY |  | 11/1/19 |  | 5/1/20 |  | MONITORS, PHYSIOLOGIC, VITAL SIGNS |  | MONITORCARDIACFIXED-GE-Dash 4000 | MONITORCARDIACFIXED | Dash 4000 |  |  |  | GE | Monitor, Cardiac, Fixed |  | MONITORCARDIACFIXED-GE-Dash 4000 |  |  |  |  | Covered PM Repair - Biomedical | MHHS-Southeast
NO | YES | Asset Tag 005-10131 |  |  | 005-10131 | 005-10131 | GE Medical Systems | DASH 4000 |  | SHQ14046048SA | SE-Noninvasive Cardiology | MHHS-Southeast |  | Monitor, Cardiac, Fixed |  | 005-10131 | 005-10131 | Southeast | MHHS-Southeast | SE-Noninvasive Cardiology | Recovery bay 1 | 11/1/19 |  | 5/1/20 |  | MONITORS, PHYSIOLOGIC, VITAL SIGNS |  | MONITORCARDIACFIXED-GE-Dash 4000 | MONITORCARDIACFIXED | Dash 4000 |  |  |  | GE | Monitor, Cardiac, Fixed |  | MONITORCARDIACFIXED-GE-Dash 4000 |  |  |  |  | Covered PM Repair - Biomedical | MHHS-Southeast
NO | YES |  |  |  | 005-10132 | 005-10132 | GE Medical Systems | DASH 4000 |  | SHQ14046085SA | SE-Cath Lab-Recovery | MHHS-Southeast |  | Monitor, Cardiac, Fixed |  | 005-10132 | 005-10132 | Southeast | MHHS-Southeast | SE-Cath Lab-Recovery | Bay 8 | 11/1/19 |  | 5/1/20 |  | MONITORS, PHYSIOLOGIC, VITAL SIGNS |  | MONITORCARDIACFIXED-GE-Dash 4000 | MONITORCARDIACFIXED | Dash 4000 |  |  |  | GE | Monitor, Cardiac, Fixed |  | MONITORCARDIACFIXED-GE-Dash 4000 |  |  |  |  | Covered PM Repair - Biomedical | MHHS-Southeast
NO | YES |  |  |  | 005-10133 | 005-10133 | GE Medical Systems | DASH 4000 |  | SHQ14040608SA | SE-Cath Lab | MHHS-Southeast |  | Monitor, Cardiac, Fixed |  | 005-10133 | 005-10133 | Southeast | MHHS-Southeast | SE-Cath Lab | Isolation room 11 | 11/1/19 |  | 5/1/20 |  | MONITORS, PHYSIOLOGIC, VITAL SIGNS |  | MONITORCARDIACFIXED-GE-Dash 4000 | MONITORCARDIACFIXED | Dash 4000 |  |  |  | GE | Monitor, Cardiac, Fixed |  | MONITORCARDIACFIXED-GE-Dash 4000 |  | 4/10/15 |  |  | Covered PM Repair - Biomedical | MHHS-Southeast
NO | YES |  |  |  | 029-06987 |  | GE Medical Systems | DASH 4000 |  | SHQ11423388SA | Memorial Hermann- SE | MHHS-Southeast |  | Monitor, Cardiac, Fixed |  | 029-06987 |  | Southeast & Bay Area | Memorial Hermann- SE | Memorial Hermann- SE | Biomed Shop | 5/1/19 |  |  | No PM Sticker | MONITORS, PHYSIOLOGIC, VITAL SIGNS |  | MONITORCARDIACFIXED-GE-Dash 4000 | MONITORCARDIACFIXED | Dash 4000 |  |  |  | GE | Monitor, Cardiac, Fixed |  | MONITORCARDIACFIXED-GE-Dash 4000 |  | 4/10/15 |  |  | Covered PM Repair - Biomedical | MHHS-Southeast
NO | YES |  |  |  |  | 013-11599 | GE Medical Systems | DASH 4000 |  | AAB04275154GA | SW-Respiratory | MHHS-Southwest |  | Monitor, Cardiac, Fixed |  |  | 013-11599 | Memorial Hermann Hospital - Southwest | MHHS-Southwest | SW-Respiratory | Endoscopy | 7/1/19 |  |  |  | MONITORS, PHYSIOLOGIC, VITAL SIGNS | Monitor, Cardiac, Fixed | MONITORCARDIACFIXED-GE-Dash 4000 | MONITORCARDIACFIXED | Dash 4000 |  |  |  | GE | Monitor, Cardiac, Fixed |  | MONITORCARDIACFIXED-GE-Dash 4000 |  | 4/8/15 |  | MCH-A | Covered PM Repair - Biomedical | MHHS-Southwest | [8 empty] | MONITORCARDIACFIXED | Monitor, Cardiac, Fixed | GE
NO | YES | Serial Number A2DJ8729G |  |  |  |  | GE Medical Systems | DASH 4000 |  | A2DJ8729G | SW-Endoscopy | MHHS-Southwest |  | Monitor, Cardiac, Fixed |  |  |  | Southwest | MHHS-Southwest | SW-Endoscopy | Bay 2 | 2/1/20 |  | 2/1/21 |  | MONITORS, PHYSIOLOGIC, VITAL SIGNS | Monitor, Cardiac, Fixed | MONITORCARDIACFIXED-GE-Dash 4000 | MONITORCARDIACFIXED | Dash 4000 |  |  |  | GE | Monitor, Cardiac, Fixed |  | MONITORCARDIACFIXED-GE-Dash 4000 |  | 4/8/15 |  | MCH-A | Covered PM Repair - Biomedical | MHHS-Southwest | [8 empty] | MONITORCARDIACFIXED | Monitor, Cardiac, Fixed | GE
NO | YES | Serial Number AAB04398132GA |  |  |  |  | GE Medical Systems | DASH 4000 |  | AAB04398132GA | SW-Endoscopy | MHHS-Southwest |  | Monitor, Cardiac, Fixed |  |  |  | Southwest | MHHS-Southwest | SW-Endoscopy | Bay 1 | 2/1/20 |  | 2/1/21 |  | MONITORS, PHYSIOLOGIC, VITAL SIGNS | Monitor, Cardiac, Fixed | MONITORCARDIACFIXED-GE-Dash 4000 | MONITORCARDIACFIXED | Dash 4000 |  |  |  | GE | Monitor, Cardiac, Fixed |  | MONITORCARDIACFIXED-GE-Dash 4000 |  | 4/8/15 |  | MCH-A | Covered PM Repair - Biomedical | MHHS-Southwest | [8 empty] | MONITORCARDIACFIXED | Monitor, Cardiac, Fixed | GE
NO | YES | [5 empty] | GE Medical Systems | DASH 4000 |  | F1DJ1950G | SW-Endoscopy | MHHS-Southwest |  | Monitor, Cardiac, Fixed |  |  |  | Southwest | MHHS-Southwest | SW-Endoscopy | Bay 3 | 2/1/20 |  | 2/1/21 |  | MONITORS, PHYSIOLOGIC, VITAL SIGNS | Monitor, Cardiac, Fixed | MONITORCARDIACFIXED-GE-Dash 4000 | MONITORCARDIACFIXED | Dash 4000 |  |  |  | GE | Monitor, Cardiac, Fixed |  | MONITORCARDIACFIXED-GE-Dash 4000 |  | 4/10/15 |  | MCH-A | Covered PM Repair - Biomedical | MHHS-Southwest | [8 empty] | MONITORCARDIACFIXED | Monitor, Cardiac, Fixed | GE
NO | YES | Serial Number AAB04315795GA |  |  |  |  | GE Medical Systems | DASH 4000 |  | AAB04315795GA | SW-Endoscopy | MHHS-Southwest |  | Monitor, Cardiac, Fixed |  |  |  | Southwest | MHHS-Southwest | SW-Endoscopy | Bay 5 | 2/1/20 |  | 2/1/21 |  | MONITORS, PHYSIOLOGIC, VITAL SIGNS | Monitor, Cardiac, Fixed | MONITORCARDIACFIXED-GE-Dash 4000 | MONITORCARDIACFIXED | Dash 4000 |  |  |  | GE | Monitor, Cardiac, Fixed |  | MONITORCARDIACFIXED-GE-Dash 4000 |  | 4/10/15 |  | MCH-A | Covered PM Repair - Biomedical | MHHS-Southwest | [8 empty] | MONITORCARDIACFIXED | Monitor, Cardiac, Fixed | GE
NO | YES | Serial Number DSH05328286GA |  |  |  | 013-14981 | GE Medical Systems | DASH 4000 |  | DSH05328286GA | SW-Respiratory | MHHS-Southwest |  | Monitor, Cardiac, Fixed |  |  | 013-14981 | Memorial Hermann Hospital - Southwest | MHHS-Southwest | SW-Respiratory | Endoscopy | 7/1/19 |  |  |  | MONITORS, PHYSIOLOGIC, VITAL SIGNS | Monitor, Cardiac, Fixed | MONITORCARDIACFIXED-GE-Dash 4000 | MONITORCARDIACFIXED | Dash 4000 |  |  |  | GE | Monitor, Cardiac, Fixed |  | MONITORCARDIACFIXED-GE-Dash 4000 |  |  |  | MCH-A | Covered PM Repair - Biomedical | MHHS-Southwest | [8 empty] | MONITORCARDIACFIXED | Monitor, Cardiac, Fixed | GE
NO | YES |  |  |  |  | 013-11601 | GE Medical Systems | DASH 4000 |  | AAB04302534GA | SW-Cath Lab | MHHS-Southwest |  | Monitor, Cardiac, Fixed |  |  | 013-11601 | Southwest | MHHS-Southwest | SW-Cath Lab | Cath Lab | 7/1/19 |  |  |  | MONITORS, PHYSIOLOGIC, VITAL SIGNS | Monitor, Cardiac, Fixed | MONITORCARDIACFIXED-GE-Dash 4000 | MONITORCARDIACFIXED | Dash 4000 |  |  |  | GE | Monitor, Cardiac, Fixed |  | MONITORCARDIACFIXED-GE-Dash 4000 |  |  |  | MCH-A | Covered PM Repair - Biomedical | MHHS-Southwest | [8 empty] | MONITORCARDIACFIXED | Monitor, Cardiac, Fixed | GE
NO | YES | Serial Number DSH05338464GA |  |  |  |  | GE Medical Systems | DASH 4000 |  | DSH05338464GA | SW-Endoscopy | MHHS-Southwest |  | Monitor, Cardiac, Fixed |  |  |  | Southwest | MHHS-Southwest | SW-Endoscopy | Bay 4 | 2/1/20 |  | 2/1/21 |  | MONITORS, PHYSIOLOGIC, VITAL SIGNS | Monitor, Cardiac, Fixed | MONITORCARDIACFIXED-GE-Dash 4000 | MONITORCARDIACFIXED | Dash 4000 |  |  |  | GE | Monitor, Cardiac, Fixed |  | MONITORCARDIACFIXED-GE-Dash 4000 |  |  |  | MCH-A | Covered PM Repair - Biomedical | MHHS-Southwest | [8 empty] | MONITORCARDIACFIXED | Monitor, Cardiac, Fixed | GE
NO | YES |  |  |  |  | 013-11594 | GE Medical Systems | DASH 4000 |  | AAB04398085GA | SW-Respiratory | MHHS-Southwest |  | Monitor, Cardiac, Fixed |  |  | 013-11594 | Memorial Hermann Hospital - Southwest | MHHS-Southwest | SW-Respiratory | Endoscopy |  |  |  |  | MONITORS, PHYSIOLOGIC, VITAL SIGNS | Monitor, Cardiac, Fixed | MONITORCARDIACFIXED-GE-Dash 4000 | MONITORCARDIACFIXED | Dash 4000 |  |  |  | GE | Monitor, Cardiac, Fixed |  | MONITORCARDIACFIXED-GE-Dash 4000 |  |  |  | MCH-A | Covered PM Repair - Biomedical | MHHS-Southwest | [8 empty] | MONITORCARDIACFIXED | Monitor, Cardiac, Fixed | GE
NO | YES | Serial Number AAB04326057GA |  |  |  | 013-11603 | GE Medical Systems | DASH 4000 |  | AAB04326057GA | SW-Respiratory | MHHS-Southwest |  | Monitor, Cardiac, Fixed |  |  | 013-11603 | Memorial Hermann Hospital - Southwest | MHHS-Southwest | SW-Respiratory | Endoscopy | 7/1/19 |  |  |  | MONITORS, PHYSIOLOGIC, VITAL SIGNS | Monitor, Cardiac, Fixed | MONITORCARDIACFIXED-GE-Dash 4000 | MONITORCARDIACFIXED | Dash 4000 |  |  |  | GE | Monitor, Cardiac, Fixed |  | MONITORCARDIACFIXED-GE-Dash 4000 |  |  |  | MCH-A | Covered PM Repair - Biomedical | MHHS-Southwest | [8 empty] | MONITORCARDIACFIXED | Monitor, Cardiac, Fixed | GE
NO | YES | [5 empty] | GE Medical Systems | DASH 4000 |  | E1DJ0903G | SW-Cath Lab | MHHS-Southwest |  | Monitor, Cardiac, Fixed |  |  |  | Southwest | MHHS-Southwest | SW-Cath Lab | Cath Lab | 7/1/19 |  |  |  | MONITORS, PHYSIOLOGIC, VITAL SIGNS | Monitor, Cardiac, Fixed | MONITORCARDIACFIXED-GE-Dash 4000 | MONITORCARDIACFIXED | Dash 4000 |  |  |  | GE | Monitor, Cardiac, Fixed |  | MONITORCARDIACFIXED-GE-Dash 4000 |  |  |  | MCH-A | Covered PM Repair - Biomedical | MHHS-Southwest | [8 empty] | MONITORCARDIACFIXED | Monitor, Cardiac, Fixed | GE
NO | YES |  |  |  |  | 013-14574 | GE Medical Systems | DASH 4000 |  | SBG06409044GA | SW-Cath Lab | MHHS-Southwest |  | Monitor, Cardiac, Fixed |  |  | 013-14574 | Southwest | MHHS-Southwest | SW-Cath Lab | Cath Lab | 7/1/19 |  |  |  | MONITORS, PHYSIOLOGIC, VITAL SIGNS | Monitor, Cardiac, Fixed | MONITORCARDIACFIXED-GE-Dash 4000 | MONITORCARDIACFIXED | Dash 4000 |  |  |  | GE | Monitor, Cardiac, Fixed |  | MONITORCARDIACFIXED-GE-Dash 4000 |  |  |  | MCH-A | Covered PM Repair - Biomedical | MHHS-Southwest | [8 empty] | MONITORCARDIACFIXED | Monitor, Cardiac, Fixed | GE
NO | YES |  |  |  |  | 013-11556 | GE Medical Systems | DASH 4000 |  | AAB04305615GA | SW-HVI-Holding | MHHS-Southwest |  | Monitor, Cardiac, Fixed |  |  | 013-11556 | Southwest | MHHS-Southwest | SW-HVI-Holding | Bay 10 | 7/1/19 |  | 7/1/20 |  | MONITORS, PHYSIOLOGIC, VITAL SIGNS | Monitor, Cardiac, Fixed | MONITORCARDIACFIXED-GE-Dash 4000 | MONITORCARDIACFIXED | Dash 4000 |  |  |  | GE | Monitor, Cardiac, Fixed |  | MONITORCARDIACFIXED-GE-Dash 4000 |  |  |  | MCH-A | Covered PM Repair - Biomedical | MHHS-Southwest | [8 empty] | MONITORCARDIACFIXED | Monitor, Cardiac, Fixed | GE
NO | YES |  |  |  |  | 013-14557 | GE Medical Systems | DASH 4000 |  | SBG06409042GA | SW-HVI-Holding | MHHS-Southwest |  | Monitor, Cardiac, Fixed |  |  | 013-14557 | Southwest | MHHS-Southwest | SW-HVI-Holding | Bay 12 | 7/1/19 |  | 7/1/20 |  | MONITORS, PHYSIOLOGIC, VITAL SIGNS | Monitor, Cardiac, Fixed | MONITORCARDIACFIXED-GE-Dash 4000 | MONITORCARDIACFIXED | Dash 4000 |  |  |  | GE | Monitor, Cardiac, Fixed |  | MONITORCARDIACFIXED-GE-Dash 4000 |  |  |  | MCH-A | Covered PM Repair - Biomedical | MHHS-Southwest | [8 empty] | MONITORCARDIACFIXED | Monitor, Cardiac, Fixed | GE
NO | YES |  |  |  |  | 013-14576 | GE Medical Systems | DASH 4000 |  | SBG06419262GA | SW-Cath Lab | MHHS-Southwest |  | Monitor, Cardiac, Fixed |  |  | 013-14576 | Southwest | MHHS-Southwest | SW-Cath Lab | Cath Lab | 7/1/19 |  |  |  | MONITORS, PHYSIOLOGIC, VITAL SIGNS | Monitor, Cardiac, Fixed | MONITORCARDIACFIXED-GE-Dash 4000 | MONITORCARDIACFIXED | Dash 4000 |  |  |  | GE | Monitor, Cardiac, Fixed |  | MONITORCARDIACFIXED-GE-Dash 4000 |  |  |  | MCH-A | Covered PM Repair - Biomedical | MHHS-Southwest | [8 empty] | MONITORCARDIACFIXED | Monitor, Cardiac, Fixed | GE
NO | YES |  |  |  |  | 013-14572 | GE Medical Systems | DASH 4000 |  | SBG06409037GA | SW-Cath Lab | MHHS-Southwest |  | Monitor, Cardiac, Fixed |  |  | 013-14572 | Southwest | MHHS-Southwest | SW-Cath Lab | Cath Lab | 7/1/19 |  |  |  | MONITORS, PHYSIOLOGIC, VITAL SIGNS | Monitor, Cardiac, Fixed | MONITORCARDIACFIXED-GE-Dash 4000 | MONITORCARDIACFIXED | Dash 4000 |  |  |  | GE | Monitor, Cardiac, Fixed |  | MONITORCARDIACFIXED-GE-Dash 4000 |  |  |  | MCH-A | Covered PM Repair - Biomedical | MHHS-Southwest | [8 empty] | MONITORCARDIACFIXED | Monitor, Cardiac, Fixed | GE
NO | YES | [5 empty] | GE Medical Systems | DASH 4000 |  | AAB04326010GA | SW-Cath Lab | MHHS-Southwest |  | Monitor, Cardiac, Fixed |  |  |  | Southwest | MHHS-Southwest | SW-Cath Lab | Cath Lab | 8/1/19 |  |  |  | MONITORS, PHYSIOLOGIC, VITAL SIGNS | Monitor, Cardiac, Fixed | MONITORCARDIACFIXED-GE-Dash 4000 | MONITORCARDIACFIXED | Dash 4000 |  |  |  | GE | Monitor, Cardiac, Fixed |  | MONITORCARDIACFIXED-GE-Dash 4000 |  |  |  | MCH-A | Not Covered Vendor Only - Biomedical | MHHS-Southwest | [8 empty] | MONITORCARDIACFIXED | Monitor, Cardiac, Fixed | GE
NO | YES |  |  |  |  | 013-11568 | GE Medical Systems | DASH 4000 |  | AAB04326046GA | SW-HVI-Holding | MHHS-Southwest |  | Monitor, Cardiac, Fixed |  |  | 013-11568 | Southwest | MHHS-Southwest | SW-HVI-Holding | Bay 15 | 7/1/19 |  | 7/1/20 |  | MONITORS, PHYSIOLOGIC, VITAL SIGNS | Monitor, Cardiac, Fixed | MONITORCARDIACFIXED-GE-Dash 4000 | MONITORCARDIACFIXED | Dash 4000 |  |  |  | GE | Monitor, Cardiac, Fixed |  | MONITORCARDIACFIXED-GE-Dash 4000 |  |  |  | MCH-A | Not Covered Vendor Only - Biomedical | MHHS-Southwest | [8 empty] | MONITORCARDIACFIXED | Monitor, Cardiac, Fixed | GE
NO | YES |  |  |  | 013-15025 | 013-15025 | GE Medical Systems | DASH 4000 |  | SBG06419372GA | SW - HVI - NONINVASIVE CARDIOLOGY | MHHS-Southwest |  | Monitor, Cardiac, Fixed |  | 013-15025 | 013-15025 | Southwest | Memorial Hermann Southwest Hospital | SW - HVI - NONINVASIVE CARDIOLOGY | nuc Med Stress room |  |  |  |  | MONITORS, PHYSIOLOGIC, VITAL SIGNS |  | MONITORCARDIACFIXED-GE-Dash 4000 | MONITORCARDIACFIXED | Dash 4000 |  |  |  | GE | Monitor, Cardiac, Fixed |  | MONITORCARDIACFIXED-GE-Dash 4000 |  |  |  |  | Not Covered Vendor Only - Biomedical | MHHS-Southwest
NO | YES |  |  |  |  | 013-11558 | GE Medical Systems | DASH 4000 |  | AAB04315796GA | SW-HVI-Noninvasive Cardiology | MHHS-Southwest |  | Monitor, Cardiac, Fixed |  |  | 013-11558 | Southwest | MHHS-Southwest | SW-HVI-Noninvasive Cardiology | Stress Echo | 8/1/18 |  | 8/1/20 |  | MONITORS, PHYSIOLOGIC, VITAL SIGNS | Monitor, Cardiac, Fixed | MONITORCARDIACFIXED-GE-Dash 4000 | MONITORCARDIACFIXED | Dash 4000 |  |  |  | GE | Monitor, Cardiac, Fixed |  | MONITORCARDIACFIXED-GE-Dash 4000 |  |  |  | MCH-A | Not Covered Vendor Only - Biomedical | MHHS-Southwest | [8 empty] | MONITORCARDIACFIXED | Monitor, Cardiac, Fixed | GE
NO | YES | [5 empty] | GE Medical Systems | DASH 4000 |  | SCS06430296GA | SW-HVI-OR | MHHS-Southwest |  | Monitor, Cardiac, Fixed |  |  |  | Southwest | MHHS-Southwest | SW-HVI-OR | Nurse station | 3/1/19 |  | 3/1/20 |  | MONITORS, PHYSIOLOGIC, VITAL SIGNS | Monitor, Cardiac, Fixed | MONITORCARDIACFIXED-GE-Dash 4000 | MONITORCARDIACFIXED | Dash 4000 |  |  |  | GE | Monitor, Cardiac, Fixed |  | MONITORCARDIACFIXED-GE-Dash 4000 |  |  |  | MCH-A | Not Covered Vendor Only - Biomedical | MHHS-Southwest | [8 empty] | MONITORCARDIACFIXED | Monitor, Cardiac, Fixed | GE
NO | YES |  |  |  | 013-11561 | 013-11561 | GE Medical Systems | DASH 4000 |  | AAB04315907GA | SW-Cath Lab | MHHS-Southwest |  | Monitor, Cardiac, Fixed |  | 013-11561 | 013-11561 | Southwest | MHHS-Southwest | SW-Cath Lab | SW - CV - OR | 8/1/19 |  | 8/1/20 |  | MONITORS, PHYSIOLOGIC, VITAL SIGNS | Monitor, Cardiac, Fixed | MONITORCARDIACFIXED-GE-Dash 4000 | MONITORCARDIACFIXED | Dash 4000 |  |  |  | GE | Monitor, Cardiac, Fixed |  | MONITORCARDIACFIXED-GE-Dash 4000 |  |  |  | MCH-A | Not Covered Vendor Only - Biomedical | MHHS-Southwest | [8 empty] | MONITORCARDIACFIXED | Monitor, Cardiac, Fixed | GE
NO | YES |  |  |  | 013-14575 | 013-14575 | GE Medical Systems | DASH 4000 |  | SBG06419175GA | SW-Cath Lab | MHHS-Southwest |  | Monitor, Cardiac, Fixed |  | 013-14575 | 013-14575 | Southwest | MHHS-Southwest | SW-Cath Lab | Cath Lab | 7/1/19 |  |  |  | MONITORS, PHYSIOLOGIC, VITAL SIGNS | Monitor, Cardiac, Fixed | MONITORCARDIACFIXED-GE-Dash 4000 | MONITORCARDIACFIXED | Dash 4000 |  |  |  | GE | Monitor, Cardiac, Fixed |  | MONITORCARDIACFIXED-GE-Dash 4000 |  |  |  | MCH-A | Not Covered Vendor Only - Biomedical | MHHS-Southwest | [8 empty] | MONITORCARDIACFIXED | Monitor, Cardiac, Fixed | GE
NO | YES |  |  |  | 013-12807 | 013-12807 | GE Medical Systems | DASH 4000 |  | DSH05083863GA | SW-OR | MHHS-Southwest |  | Monitor, Cardiac, Fixed |  | 013-12807 | 013-12807 | Southwest | MHHS-Southwest | SW-OR | Delivery2 |  |  |  |  | MONITORS, PHYSIOLOGIC, VITAL SIGNS | Monitor, Cardiac, Fixed | MONITORCARDIACFIXED-GE-Dash 4000 | MONITORCARDIACFIXED | Dash 4000 |  |  |  | GE | Monitor, Cardiac, Fixed |  | MONITORCARDIACFIXED-GE-Dash 4000 |  |  |  | MCH-A | Not Covered Vendor Only - Biomedical | MHHS-Southwest | [8 empty] | MONITORCARDIACFIXED | Monitor, Cardiac, Fixed | GE
NO | YES |  |  |  | 013-12809 | 013-12809 | GE Medical Systems | DASH 4000 |  | DSH05083872GA | SW-OR | MHHS-Southwest |  | Monitor, Cardiac, Fixed |  | 013-12809 | 013-12809 | Southwest | MHHS-Southwest | SW-OR | OR | 5/1/19 |  | 5/1/20 |  | MONITORS, PHYSIOLOGIC, VITAL SIGNS | Monitor, Cardiac, Fixed | MONITORCARDIACFIXED-GE-Dash 4000 | MONITORCARDIACFIXED | Dash 4000 |  |  |  | GE | Monitor, Cardiac, Fixed |  | MONITORCARDIACFIXED-GE-Dash 4000 |  |  |  | MCH-A | Not Covered Vendor Only - Biomedical | MHHS-Southwest | [8 empty] | MONITORCARDIACFIXED | Monitor, Cardiac, Fixed | GE
NO | YES |  |  |  | 129-04255 | 129-04255 | GE Medical Systems | DASH 4000 |  | SD010116835GA | Sugar Land-Cath Lab | MHHS-Sugarland |  | Monitor, Cardiac, Fixed |  | 129-04255 | 129-04255 | Sugar Land | MHHS-Sugarland | Sugar Land-Cath Lab |  | 12/1/19 |  |  |  | MONITORS, PHYSIOLOGIC, VITAL SIGNS | Monitor, Cardiac, Fixed | MONITORCARDIACFIXED-GE-Dash 4000 | MONITORCARDIACFIXED | Dash 4000 |  |  |  | GE | Monitor, Cardiac, Fixed |  | MONITORCARDIACFIXED-GE-Dash 4000 |  |  |  | MCH-A | Not Covered Vendor Only - Biomedical | MHHS-Sugarland | [8 empty] | MONITORCARDIACFIXED | Monitor, Cardiac, Fixed | GE
NO | YES |  |  |  | 129-04256 | 129-04256 | GE Medical Systems | DASH 4000 |  | SD010116839GA | Sugar Land-Cath Lab | MHHS-Sugarland |  | Monitor, Cardiac, Fixed |  | 129-04256 | 129-04256 | Sugar Land | MHHS-Sugarland | Sugar Land-Cath Lab | Room 5 | 12/1/19 | 6/1/20 |  |  | MONITORS, PHYSIOLOGIC, VITAL SIGNS | Monitor, Cardiac, Fixed | MONITORCARDIACFIXED-GE-Dash 4000 | MONITORCARDIACFIXED | Dash 4000 |  |  |  | GE | Monitor, Cardiac, Fixed |  | MONITORCARDIACFIXED-GE-Dash 4000 |  |  |  | MCH-A | Not Covered Vendor Only - Biomedical | MHHS-Sugarland | [8 empty] | MONITORCARDIACFIXED | Monitor, Cardiac, Fixed | GE
NO | YES |  |  |  |  | 129-04257 | GE Medical Systems | DASH 4000 |  | SD010116816GA | Sugar Land-Cath Lab | MHHS-Sugarland |  | Monitor, Cardiac, Fixed |  |  | 129-04257 | Sugar Land | MHHS-Sugarland | Sugar Land-Cath Lab | Room 4 | 12/1/19 | 12/1/20 |  |  | MONITORS, PHYSIOLOGIC, VITAL SIGNS | Monitor, Cardiac, Fixed | MONITORCARDIACFIXED-GE-Dash 4000 | MONITORCARDIACFIXED | Dash 4000 |  |  |  | GE | Monitor, Cardiac, Fixed |  | MONITORCARDIACFIXED-GE-Dash 4000 |  |  |  | MCH-A | Not Covered Vendor Only - Biomedical | MHHS-Sugarland | [8 empty] | MONITORCARDIACFIXED | Monitor, Cardiac, Fixed | GE
NO | YES |  |  |  | 129-04258 | 129-04258 | GE Medical Systems | DASH 4000 |  | SD010116802GA | Sugar Land-Cath Lab | MHHS-Sugarland |  | Monitor, Cardiac, Fixed |  | 129-04258 | 129-04258 | Sugar Land | MHHS-Sugarland | Sugar Land-Cath Lab | Room 2 | 12/1/19 |  | 12/1/20 |  | MONITORS, PHYSIOLOGIC, VITAL SIGNS | Monitor, Cardiac, Fixed | MONITORCARDIACFIXED-GE-Dash 4000 | MONITORCARDIACFIXED | Dash 4000 |  |  |  | GE | Monitor, Cardiac, Fixed |  | MONITORCARDIACFIXED-GE-Dash 4000 |  |  |  | MCH-A | Not Covered Vendor Only - Biomedical | MHHS-Sugarland | [8 empty] | MONITORCARDIACFIXED | Monitor, Cardiac, Fixed | GE
NO | YES |  |  |  | 129-04259 | 129-04259 | GE Medical Systems | DASH 4000 |  | SD010116837GA | Sugar Land-Cath Lab | MHHS-Sugarland |  | Monitor, Cardiac, Fixed |  | 129-04259 | 129-04259 | Sugar Land | MHHS-Sugarland | Sugar Land-Cath Lab | CATH LAB | 12/1/19 |  | 6/1/20 |  | MONITORS, PHYSIOLOGIC, VITAL SIGNS | Monitor, Cardiac, Fixed | MONITORCARDIACFIXED-GE-Dash 4000 | MONITORCARDIACFIXED | Dash 4000 |  |  |  | GE | Monitor, Cardiac, Fixed |  | MONITORCARDIACFIXED-GE-Dash 4000 |  |  |  | MCH-A | Not Covered Vendor Only - Biomedical | MHHS-Sugarland | [8 empty] | MONITORCARDIACFIXED | Monitor, Cardiac, Fixed | GE
NO | YES |  |  |  | 129-04776 | 129-04776 | GE Medical Systems | DASH 4000 |  | AAB04295232GA | Sugar Land-Labor & Delivery | MHHS-Sugarland |  | Monitor, Cardiac, Fixed |  | 129-04776 | 129-04776 | Sugar Land | MHHS-Sugarland | Sugar Land-Labor & Delivery | NICU - Rollover Nursery - W3 125.2 | 1/1/20 | 1/1/21 |  |  | MONITORS, PHYSIOLOGIC, VITAL SIGNS | Monitor, Cardiac, Fixed | MONITORCARDIACFIXED-GE-Dash 4000 | MONITORCARDIACFIXED | Dash 4000 |  |  |  | GE | Monitor, Cardiac, Fixed |  | MONITORCARDIACFIXED-GE-Dash 4000 |  |  |  | MCH-A | Not Covered Vendor Only - Biomedical | MHHS-Sugarland | [8 empty] | MONITORCARDIACFIXED | Monitor, Cardiac, Fixed | GE
NO | YES |  |  |  | 129-04777 | 129-04777 | GE Medical Systems | DASH 4000 |  | SBG05411638GA | Sugar Land-Nursery | MHHS-Sugarland |  | Monitor, Cardiac, Fixed |  | 129-04777 | 129-04777 | Sugar Land | MHHS-Sugarland | Sugar Land-Nursery | Nursery | 6/1/19 |  | 7/1/20 |  | MONITORS, PHYSIOLOGIC, VITAL SIGNS | Monitor, Cardiac, Fixed | MONITORCARDIACFIXED-GE-Dash 4000 | MONITORCARDIACFIXED | Dash 4000 |  |  |  | GE | Monitor, Cardiac, Fixed |  | MONITORCARDIACFIXED-GE-Dash 4000 |  |  |  | MCH-A | Not Covered Vendor Only - Biomedical | MHHS-Sugarland | [8 empty] | MONITORCARDIACFIXED | Monitor, Cardiac, Fixed | GE
NO | YES |  |  |  | 074-04589 | 074-04589 | GE Medical Systems | DASH 4000 |  | SHQ13260358SA | Tmc | MHHS-TMC |  | Monitor, Cardiac, Fixed |  | 074-04589 | 074-04589 | TMC | Memorial Hermann-Texas Medical Center | Tmc | Biomed Shop | 7/1/19 |  |  | No PM Sticker | MONITORS, PHYSIOLOGIC, VITAL SIGNS | Monitor, Cardiac, Fixed | MONITORCARDIACFIXED-GE-Dash 4000 | MONITORCARDIACFIXED | Dash 4000 |  |  |  | GE | Monitor, Cardiac, Fixed |  | MONITORCARDIACFIXED-GE-Dash 4000 |  | 4/10/15 |  | MCH-A | Covered PM Repair - Biomedical | MHHS-TMC | [8 empty] | MONITORCARDIACFIXED | Monitor, Cardiac, Fixed | GE
NO | YES |  |  |  | 074-00399 | 074-00399 | GE Medical Systems | DASH 4000 |  | SBG05463433GA | Tmc | MHHS-TMC |  | Monitor, Cardiac, Fixed |  | 074-00399 | 074-00399 | TMC | Memorial Hermann-Texas Medical Center | Tmc | Biomed Shop | 7/1/19 |  |  | No PM Sticker | MONITORS, PHYSIOLOGIC, VITAL SIGNS | Monitor, Cardiac, Fixed | MONITORCARDIACFIXED-GE-Dash 4000 | MONITORCARDIACFIXED | Dash 4000 |  |  |  | GE | Monitor, Cardiac, Fixed |  | MONITORCARDIACFIXED-GE-Dash 4000 |  | 4/10/15 |  | MCH-A | Covered PM Repair - Biomedical | MHHS-TMC | [8 empty] | MONITORCARDIACFIXED | Monitor, Cardiac, Fixed | GE
NO | YES | [5 empty] | GE Medical Systems | DASH 4000 |  | SBG07121681GA | TMC-Children's-NICU (7Hp) | MHHS-TMC |  | Monitor, Cardiac, Fixed |  |  |  | TMC | MHHS-TMC | TMC-Children's-NICU (7Hp) |  | 7/3/19 |  |  |  | MONITORS, PHYSIOLOGIC, VITAL SIGNS |  | MONITORCARDIACFIXED-GE-Dash 4000 | MONITORCARDIACFIXED | Dash 4000 |  |  |  | GE | Monitor, Cardiac, Fixed |  | MONITORCARDIACFIXED-GE-Dash 4000 |  | 4/8/15 | Verified 3/30/2020 4:07pm (Central) |  | Covered PM Repair - Biomedical | MHHS-TMC
NO | YES |  |  |  | 069-43760 | 069-43760 | GE Medical Systems | DASH 4000 |  | SHQ11240124SA | TMC-Hermann-Adult ER (1Hp) | MHHS-TMC |  | Monitor, Cardiac, Fixed |  | 069-43760 | 069-43760 | TMC | MHHS-TMC | TMC-Hermann-Adult ER (1Hp) | TMC HERMANN ADULT ER POP | 8/1/19 |  | 8/1/20 |  | MONITORS, PHYSIOLOGIC, VITAL SIGNS | Monitor, Cardiac, Fixed | MONITORCARDIACFIXED-GE-Dash 4000 | MONITORCARDIACFIXED | Dash 4000 |  |  |  | GE | Monitor, Cardiac, Fixed |  | MONITORCARDIACFIXED-GE-Dash 4000 |  |  |  | MCH-A | Covered PM Repair - Radiology, Low End | MHHS-TMC | [8 empty] | MONITORCARDIACFIXED | Monitor, Cardiac, Fixed | GE
NO | YES |  |  |  | 069-45607 | 069-45607 | GE Medical Systems | DASH 4000 |  | SHQ11240160SA | TMC-Hermann-Adult ER (1Hp) | MHHS-TMC |  | Monitor, Cardiac, Fixed |  | 069-45607 | 069-45607 | TMC | MHHS-TMC | TMC-Hermann-Adult ER (1Hp) | TMC HERMANN ADULT ER POP | 8/1/19 |  | 3/1/21 |  | MONITORS, PHYSIOLOGIC, VITAL SIGNS | Monitor, Cardiac, Fixed | MONITORCARDIACFIXED-GE-Dash 4000 | MONITORCARDIACFIXED | Dash 4000 |  |  |  | GE | Monitor, Cardiac, Fixed |  | MONITORCARDIACFIXED-GE-Dash 4000 |  | 7/6/16 |  | MCH-A | Covered PM Repair - Biomedical | MHHS-TMC | [8 empty] | MONITORCARDIACFIXED | Monitor, Cardiac, Fixed | GE
NO | YES |  |  |  | 069-46988 | 069-46988 | GE Medical Systems | DASH 4000 |  | SD010251486GA | TMC-Hermann-Adult ER (1Hp) | MHHS-TMC |  | Monitor, Cardiac, Fixed |  | 069-46988 | 069-46988 | TMC | MHHS-TMC | TMC-Hermann-Adult ER (1Hp) | TMC HERMANN ADULT ER POP | 7/1/19 |  | 7/1/20 |  | MONITORS, PHYSIOLOGIC, VITAL SIGNS | Monitor, Cardiac, Fixed | MONITORCARDIACFIXED-GE-Dash 4000 | MONITORCARDIACFIXED | Dash 4000 |  |  |  | GE | Monitor, Cardiac, Fixed |  | MONITORCARDIACFIXED-GE-Dash 4000 |  | 7/6/16 |  | MCH-A | Covered PM Repair - Biomedical | MHHS-TMC | [8 empty] | MONITORCARDIACFIXED | Monitor, Cardiac, Fixed | GE
NO | YES |  |  |  | 074-03306 | 074-03306 | GE Medical Systems | DASH 4000 |  | SBG07121693GA | TMC-OR-Pedi OR (2R) | MHHS-TMC |  | Monitor, Cardiac, Fixed |  | 074-03306 | 074-03306 | TMC | MHHS-TMC | TMC-OR-Pedi OR (2R) | PACI | 3/1/20 |  | 3/1/21 |  | MONITORS, PHYSIOLOGIC, VITAL SIGNS |  | MONITORCARDIACFIXED-GE-Dash 4000 | MONITORCARDIACFIXED | Dash 4000 |  |  |  | GE | Monitor, Cardiac, Fixed |  | MONITORCARDIACFIXED-GE-Dash 4000 |  |  |  |  | Covered PM Repair - Biomedical | MHHS-TMC
NO | YES |  |  |  | 074-04585 | 074-04585 | GE Medical Systems | DASH 4000 |  | SHQ13260350SA | Tmc | MHHS-TMC |  | Monitor, Cardiac, Fixed |  | 074-04585 | 074-04585 | TMC | Memorial Hermann-Texas Medical Center | Tmc | Biomed Shop | 7/1/19 |  | 7/1/20 |  | MONITORS, PHYSIOLOGIC, VITAL SIGNS | Monitor, Cardiac, Fixed | MONITORCARDIACFIXED-GE-Dash 4000 | MONITORCARDIACFIXED | Dash 4000 |  |  |  | GE | Monitor, Cardiac, Fixed |  | MONITORCARDIACFIXED-GE-Dash 4000 |  |  |  | MCH-A | Covered PM Repair - Radiology, Low End | MHHS-TMC | [8 empty] | MONITORCARDIACFIXED | Monitor, Cardiac, Fixed | GE
NO | YES |  |  |  |  | 029-06995 | GE Medical Systems | DASH 4000 |  | SHQ11484913SA | Woodlands-Birth Center | MHHS-Woodlands |  | Monitor, Cardiac, Fixed |  |  | 029-06995 | Woodlands | MHHS-Woodlands | Woodlands-Birth Center | Equipment Room - Pod 5 | 7/1/19 |  | 7/1/20 |  | MONITORS, PHYSIOLOGIC, VITAL SIGNS | Monitor, Cardiac, Fixed | MONITORCARDIACFIXED-GE-Dash 4000 | MONITORCARDIACFIXED | Dash 4000 |  |  |  | GE | Monitor, Cardiac, Fixed |  | MONITORCARDIACFIXED-GE-Dash 4000 |  |  |  | MCH-A | Not Covered Vendor Only - Biomedical | MHHS-Woodlands | [8 empty] | MONITORCARDIACFIXED | Monitor, Cardiac, Fixed | GE
NO | YES |  |  |  | 029-05962 | 029-05962 | GE Medical Systems | DASH 4000 |  | SD009223885GA | Woodlands-PCU4 | MHHS-Woodlands |  | Monitor, Cardiac, Fixed |  | 029-05962 | 029-05962 | Woodlands | MHHS-Woodlands | Woodlands-PCU4 | Storage Room | 10/1/19 |  | 4/1/20 |  | MONITORS, PHYSIOLOGIC, VITAL SIGNS | Monitor, Cardiac, Fixed | MONITORCARDIACFIXED-GE-Dash 4000 | MONITORCARDIACFIXED | Dash 4000 |  |  |  | GE | Monitor, Cardiac, Fixed |  | MONITORCARDIACFIXED-GE-Dash 4000 |  |  |  | MCH-A | Not Covered Vendor Only - Biomedical | MHHS-Woodlands | [8 empty] | MONITORCARDIACFIXED | Monitor, Cardiac, Fixed | GE
NO | YES |  |  |  | 029-04568 | 029-04568 | GE Medical Systems | DASH 4000 |  | SBG06429601GA | Woodlands-Birth Center | MHHS-Woodlands |  | Monitor, Cardiac, Fixed |  | 029-04568 | 029-04568 | Woodlands | MHHS-Woodlands | Woodlands-Birth Center | Birth Center | 11/1/19 |  | 11/1/20 |  | MONITORS, PHYSIOLOGIC, VITAL SIGNS | Monitor, Cardiac, Fixed | MONITORCARDIACFIXED-GE-Dash 4000 | MONITORCARDIACFIXED | Dash 4000 |  |  |  | GE | Monitor, Cardiac, Fixed |  | MONITORCARDIACFIXED-GE-Dash 4000 |  |  |  | MCH-A | Not Covered Vendor Only - Biomedical | MHHS-Woodlands | [8 empty] | MONITORCARDIACFIXED | Monitor, Cardiac, Fixed | GE
NO | YES |  |  |  | 029-06976 | 029-06976 | GE Medical Systems | DASH 4000 |  | SHO11433416SA | Woodlands-NICU | MHHS-Woodlands |  | Monitor, Cardiac, Fixed |  | 029-06976 | 029-06976 | Woodlands | MHHS-Woodlands | Woodlands-NICU |  | 10/1/19 |  | 10/1/20 |  | MONITORS, PHYSIOLOGIC, VITAL SIGNS | Monitor, Cardiac, Fixed | MONITORCARDIACFIXED-GE-Dash 4000 | MONITORCARDIACFIXED | Dash 4000 |  |  |  | GE | Monitor, Cardiac, Fixed |  | MONITORCARDIACFIXED-GE-Dash 4000 |  |  |  | MCH-A | Not Covered Vendor Only - Biomedical | MHHS-Woodlands | [8 empty] | MONITORCARDIACFIXED | Monitor, Cardiac, Fixed | GE
NO | YES |  |  |  | 029-03890 | 029-03890 | GE Medical Systems | DASH 4000 |  | DSH05211311GA | Woodlands-PCU6 | MHHS-Woodlands |  | Monitor, Cardiac, Fixed |  | 029-03890 | 029-03890 | Woodlands | MHHS-Woodlands | Woodlands-PCU6 | Nurse Station | 10/1/19 |  | 4/1/20 |  | MONITORS, PHYSIOLOGIC, VITAL SIGNS | Monitor, Cardiac, Fixed | MONITORCARDIACFIXED-GE-Dash 4000 | MONITORCARDIACFIXED | Dash 4000 |  |  |  | GE | Monitor, Cardiac, Fixed |  | MONITORCARDIACFIXED-GE-Dash 4000 |  |  |  | MCH-A | Not Covered Vendor Only - Biomedical | MHHS-Woodlands | [8 empty] | MONITORCARDIACFIXED | Monitor, Cardiac, Fixed | GE
NO | YES |  |  |  | 029-05981 | 029-05981 | GE Medical Systems | DASH 4000 |  | K2DJ1037G | Woodlands-Peds | MHHS-Woodlands |  | Monitor, Cardiac, Fixed |  | 029-05981 | 029-05981 | Woodlands | MHHS-Woodlands | Woodlands-Peds | Pediatrics toy room | 11/1/19 |  | 5/1/20 |  | MONITORS, PHYSIOLOGIC, VITAL SIGNS | Monitor, Cardiac, Fixed | MONITORCARDIACFIXED-GE-Dash 4000 | MONITORCARDIACFIXED | Dash 4000 |  |  |  | GE | Monitor, Cardiac, Fixed |  | MONITORCARDIACFIXED-GE-Dash 4000 |  |  |  | MCH-A | Not Covered Vendor Only - Biomedical | MHHS-Woodlands | [8 empty] | MONITORCARDIACFIXED | Monitor, Cardiac, Fixed | GE
NO | YES |  |  |  | 029-08871 | 029-08871 | GE Medical Systems | DASH 4000 |  | SHQ13117037SA | Woodlands-Birth Center | MHHS-Woodlands |  | Monitor, Cardiac, Fixed |  | 029-08871 | 029-08871 | Woodlands | MHHS-Woodlands | Woodlands-Birth Center | Nurse Station | 10/1/19 |  | 10/1/20 |  | MONITORS, PHYSIOLOGIC, VITAL SIGNS | Monitor, Cardiac, Fixed | MONITORCARDIACFIXED-GE-Dash 4000 | MONITORCARDIACFIXED | Dash 4000 |  |  |  | GE | Monitor, Cardiac, Fixed |  | MONITORCARDIACFIXED-GE-Dash 4000 |  |  |  | MCH-A | Not Covered Vendor Only - Biomedical | MHHS-Woodlands | [8 empty] | MONITORCARDIACFIXED | Monitor, Cardiac, Fixed | GE
NO | YES |  |  |  | 029-05459 | 029-05459 | GE Medical Systems | DASH 4000 |  | SD009037241GA | WOODLANDS-RADIOLOGY RECOVERY | MHHS-Woodlands |  | Monitor, Cardiac, Fixed |  | 029-05459 | 029-05459 | Woodlands | MHHS-WOODLANDS | WOODLANDS-RADIOLOGY RECOVERY | Radiology Recovery |  |  |  |  | MONITORS, PHYSIOLOGIC, VITAL SIGNS |  | MONITORCARDIACFIXED-GE-Dash 4000 | MONITORCARDIACFIXED | Dash 4000 |  |  |  | GE | Monitor, Cardiac, Fixed |  | MONITORCARDIACFIXED-GE-Dash 4000 |  |  |  |  | Not Covered Vendor Only - Biomedical | MHHS-Woodlands
NO | YES |  |  |  | 029-06136 | 029-06136 | GE Medical Systems | DASH 4000 |  | SD009255336GA | WOODLANDS-RADIOLOGY | MHHS-Woodlands |  | Monitor, Cardiac, Fixed |  | 029-06136 | 029-06136 | Woodlands | MHHS-WOODLANDS | WOODLANDS-RADIOLOGY | CT |  |  |  |  | MONITORS, PHYSIOLOGIC, VITAL SIGNS |  | MONITORCARDIACFIXED-GE-Dash 4000 | MONITORCARDIACFIXED | Dash 4000 |  |  |  | GE | Monitor, Cardiac, Fixed |  | MONITORCARDIACFIXED-GE-Dash 4000 |  |  |  |  | Not Covered Vendor Only - Biomedical | MHHS-Woodlands
NO | YES |  |  |  | 099-10539 | 099-10539 | GE Medical Systems | DASH 4000 |  | A2DJ8734G | SW-HVI-Holding |  |  |  |  | 099-10539 | 099-10539 | Southwest | MHHS-Southwest | SW-HVI-Holding | Bay 12 | 7/1/19 |  | 7/1/20 | New Add
NO | YES |  |  |  | 013-11564 | 013-11564 | GE Medical Systems | DASH 4000 |  | AAB04325982GA | SW-Cath Lab |  |  |  |  | 013-11564 | 013-11564 | Southwest | MHHS-Southwest | SW-Cath Lab | Cath Lab
YES | YES |  |  |  | 041-34377 | 041-34377 | GE Medical Systems | DASH 4000 |  | SHQ135051745A | MEMORIAL CITY - CATH LAB |  |  |  |  | 041-34377 | 041-34377 | West | Memorial City - Memorial Hermann Hospital East Tower | MEMORIAL CITY - CATH LAB | Cath lab OBS 13 |  |  |  |  | MONITORS, PHYSIOLOGIC, VITAL SIGNS
NO | NO |  |  |  | 041-18014 |  | GE Medical Systems | DASH 4000 |  | SHQ13239239SA | MEMORIAL CITY - CATH LAB | MHHS-Mem City |  | Monitor, Cardiac, Fixed |  | 041-18014 |  | West & Memorial City |  | MEMORIAL CITY - CATH LAB | [5 empty] | MONITORS, PHYSIOLOGIC, VITAL SIGNS |  | MONITORCARDIACFIXED-GE-Dash 4000 | MONITORCARDIACFIXED | Dash 4000 |  |  |  | GE | Monitor, Cardiac, Fixed |  | MONITORCARDIACFIXED-GE-Dash 4000 |  |  |  |  | Covered PM Repair - Biomedical | MHHS-Mem City
NO | NO | [5 empty] | GE Medical Systems | DASH 4000 |  | AAB04377555GA | NE - MED/SURG | MHHS-Northeast |  | Monitor, Cardiac, Fixed |  |  |  | Katy |  | NE - MED/SURG | [5 empty] | MONITORS, PHYSIOLOGIC, VITAL SIGNS |  | MONITORCARDIACFIXED-GE-Dash 4000 | MONITORCARDIACFIXED | Dash 4000 |  |  |  | GE | Monitor, Cardiac, Fixed |  | MONITORCARDIACFIXED-GE-Dash 4000 |  |  |  |  | Not Covered Vendor Only - Biomedical | MHHS-Northeast
NO | NO | [5 empty] | GE Medical Systems | DASH 4000 |  | DSH05073644GA | NE - PREASSESSMENT LAB | MHHS-Northeast |  | Monitor, Cardiac, Fixed |  |  |  | Katy |  | NE - PREASSESSMENT LAB | [5 empty] | MONITORS, PHYSIOLOGIC, VITAL SIGNS |  | MONITORCARDIACFIXED-GE-Dash 4000 | MONITORCARDIACFIXED | Dash 4000 |  |  |  | GE | Monitor, Cardiac, Fixed |  | MONITORCARDIACFIXED-GE-Dash 4000 |  |  |  |  | Not Covered Vendor Only - Biomedical | MHHS-Northeast
NO | NO | [5 empty] | GE Medical Systems | DASH 4000 |  | DSH05073646GA | NE - PREASSESSMENT LAB | MHHS-Northeast |  | Monitor, Cardiac, Fixed |  |  |  | Katy |  | NE - PREASSESSMENT LAB | [5 empty] | MONITORS, PHYSIOLOGIC, VITAL SIGNS |  | MONITORCARDIACFIXED-GE-Dash 4000 | MONITORCARDIACFIXED | Dash 4000 |  |  |  | GE | Monitor, Cardiac, Fixed |  | MONITORCARDIACFIXED-GE-Dash 4000 |  |  |  |  | Not Covered Vendor Only - Biomedical | MHHS-Northeast
NO | NO | [5 empty] | GE Medical Systems | DASH 4000 |  | SD008283686GA | NE - PREASSESSMENT LAB | MHHS-Northeast |  | Monitor, Cardiac, Fixed |  |  |  | Katy |  | NE - PREASSESSMENT LAB | [5 empty] | MONITORS, PHYSIOLOGIC, VITAL SIGNS |  | MONITORCARDIACFIXED-GE-Dash 4000 | MONITORCARDIACFIXED | Dash 4000 |  |  |  | GE | Monitor, Cardiac, Fixed |  | MONITORCARDIACFIXED-GE-Dash 4000 |  |  |  |  | Not Covered Vendor Only - Biomedical | MHHS-Northeast
NO | NO |  |  |  | 005-08191 |  | GE Medical Systems | DASH 4000 |  | J2DJ8462G | SE - NEONATAL ICU | MHHS-Southeast |  | Monitor, Cardiac, Fixed |  | 005-08191 |  | Southeast & Bay Area |  | SE - NEONATAL ICU | [5 empty] | MONITORS, PHYSIOLOGIC, VITAL SIGNS |  | MONITORCARDIACFIXED-GE-Dash 4000 | MONITORCARDIACFIXED | Dash 4000 |  |  |  | GE | Monitor, Cardiac, Fixed |  | MONITORCARDIACFIXED-GE-Dash 4000 |  |  |  |  | Covered PM Repair - Biomedical | MHHS-Southeast
NO | NO | [5 empty] | GE Medical Systems | DASH 4000 |  | AAB04274999GA | SW - ER | MHHS-Southwest |  | Monitor, Cardiac, Fixed |  |  |  | Southwest |  | SW - ER | [5 empty] | MONITORS, PHYSIOLOGIC, VITAL SIGNS |  | MONITORCARDIACFIXED-GE-Dash 4000 | MONITORCARDIACFIXED | Dash 4000 |  |  |  | GE | Monitor, Cardiac, Fixed |  | MONITORCARDIACFIXED-GE-Dash 4000 |  |  |  |  | Covered PM Repair - Biomedical | MHHS-Southwest
NO | NO | [5 empty] | GE Medical Systems | DASH 4000 |  | AAB04315917GA | SW - HVI - HOLDING | MHHS-Southwest |  | Monitor, Cardiac, Fixed |  |  |  | Southwest |  | SW - HVI - HOLDING | [5 empty] | MONITORS, PHYSIOLOGIC, VITAL SIGNS |  | MONITORCARDIACFIXED-GE-Dash 4000 | MONITORCARDIACFIXED | Dash 4000 |  |  |  | GE | Monitor, Cardiac, Fixed |  | MONITORCARDIACFIXED-GE-Dash 4000 |  |  |  |  | Covered PM Repair - Biomedical | MHHS-Southwest
NO | NO | [5 empty] | GE Medical Systems | DASH 4000 |  | SBG06409121GA | SW - HVI - HOLDING | MHHS-Southwest |  | Monitor, Cardiac, Fixed |  |  |  | Southwest |  | SW - HVI - HOLDING | [5 empty] | MONITORS, PHYSIOLOGIC, VITAL SIGNS |  | MONITORCARDIACFIXED-GE-Dash 4000 | MONITORCARDIACFIXED | Dash 4000 |  |  |  | GE | Monitor, Cardiac, Fixed |  | MONITORCARDIACFIXED-GE-Dash 4000 |  |  |  |  | Covered PM Repair - Biomedical | MHHS-Southwest
NO | NO | [5 empty] | GE Medical Systems | DASH 4000 |  | AAB04243876GA | SW - HVI - HOLDING | MHHS-Southwest |  | Monitor, Cardiac, Fixed |  |  |  | Southwest |  | SW - HVI - HOLDING | [5 empty] | MONITORS, PHYSIOLOGIC, VITAL SIGNS |  | MONITORCARDIACFIXED-GE-Dash 4000 | MONITORCARDIACFIXED | Dash 4000 |  |  |  | GE | Monitor, Cardiac, Fixed |  | MONITORCARDIACFIXED-GE-Dash 4000 |  |  |  |  | Rounds - Fixed | MHHS-Southwest
NO | NO | [5 empty] | GE Medical Systems | DASH 4000 |  | A2DJ8728G | SW - HVI - HOLDING | MHHS-Southwest |  | Monitor, Cardiac, Fixed |  |  |  | Southwest |  | SW - HVI - HOLDING | [5 empty] | MONITORS, PHYSIOLOGIC, VITAL SIGNS |  | MONITORCARDIACFIXED-GE-Dash 4000 | MONITORCARDIACFIXED | Dash 4000 |  |  |  | GE | Monitor, Cardiac, Fixed |  | MONITORCARDIACFIXED-GE-Dash 4000 |  |  |  |  | Not Covered Vendor Only - Biomedical | MHHS-Southwest
NO | NO |  |  |  | 013-12808 |  | GE Medical Systems | DASH 4000 |  | DSH05083865GA | SW - HVI - OR | MHHS-Southwest |  | Monitor, Cardiac, Fixed |  | 013-12808 |  | Southwest |  | SW - HVI - OR | [5 empty] | MONITORS, PHYSIOLOGIC, VITAL SIGNS |  | MONITORCARDIACFIXED-GE-Dash 4000 | MONITORCARDIACFIXED | Dash 4000 |  |  |  | GE | Monitor, Cardiac, Fixed |  | MONITORCARDIACFIXED-GE-Dash 4000 |  |  |  |  | Not Covered Vendor Only - Biomedical | MHHS-Southwest
NO | NO |  |  |  | 013-12810 |  | GE Medical Systems | DASH 4000 |  | DSH05083919GA | SW - OR | MHHS-Southwest |  | Monitor, Cardiac, Fixed |  | 013-12810 |  | Southwest |  | SW - OR | [5 empty] | MONITORS, PHYSIOLOGIC, VITAL SIGNS |  | MONITORCARDIACFIXED-GE-Dash 4000 | MONITORCARDIACFIXED | Dash 4000 |  |  |  | GE | Monitor, Cardiac, Fixed |  | MONITORCARDIACFIXED-GE-Dash 4000 |  |  |  |  | Not Covered Vendor Only - Biomedical | MHHS-Southwest
NO | NO |  |  |  | 069-20797 |  | GE Medical Systems | DASH 4000 |  | DSH05211375GA | TMC - CATH LAB - ADULT (2HVI) | MHHS-TMC |  | Monitor, Cardiac, Fixed |  | 069-20797 |  | TMC |  | TMC - CATH LAB - ADULT (2HVI) | [5 empty] | MONITORS, PHYSIOLOGIC, VITAL SIGNS |  | MONITORCARDIACFIXED-GE-Dash 4000 | MONITORCARDIACFIXED | Dash 4000 |  |  |  | GE | Monitor, Cardiac, Fixed |  | MONITORCARDIACFIXED-GE-Dash 4000 |  |  |  |  | Covered PM Repair - Biomedical | MHHS-TMC
NO | NO |  |  |  | 074-00016 |  | GE Medical Systems | DASH 4000 |  | SBG05370188GR | TMC - CATH LAB - ADULT (2HVI) | MHHS-TMC |  | Monitor, Cardiac, Fixed |  | 074-00016 |  | TMC |  | TMC - CATH LAB - ADULT (2HVI) | [5 empty] | MONITORS, PHYSIOLOGIC, VITAL SIGNS |  | MONITORCARDIACFIXED-GE-Dash 4000 | MONITORCARDIACFIXED | Dash 4000 |  |  |  | GE | Monitor, Cardiac, Fixed |  | MONITORCARDIACFIXED-GE-Dash 4000 |  |  |  |  | Covered PM Repair - Biomedical | MHHS-TMC
NO | NO |  |  |  | 074-00034 |  | GE Medical Systems | DASH 4000 |  | SBG07087892GR | TMC - CATH LAB - ADULT (2HVI) | MHHS-TMC |  | Monitor, Cardiac, Fixed |  | 074-00034 |  | TMC |  | TMC - CATH LAB - ADULT (2HVI) | [5 empty] | MONITORS, PHYSIOLOGIC, VITAL SIGNS |  | MONITORCARDIACFIXED-GE-Dash 4000 | MONITORCARDIACFIXED | Dash 4000 |  |  |  | GE | Monitor, Cardiac, Fixed |  | MONITORCARDIACFIXED-GE-Dash 4000 |  |  |  |  | Covered PM Repair - Biomedical | MHHS-TMC
NO | NO |  |  |  | 074-00464 |  | GE Medical Systems | DASH 4000 |  | B3DJ5419G | TMC - CATH LAB - ADULT (2HVI) | MHHS-TMC |  | Monitor, Cardiac, Fixed |  | 074-00464 |  | TMC |  | TMC - CATH LAB - ADULT (2HVI) | [5 empty] | MONITORS, PHYSIOLOGIC, VITAL SIGNS |  | MONITORCARDIACFIXED-GE-Dash 4000 | MONITORCARDIACFIXED | Dash 4000 |  |  |  | GE | Monitor, Cardiac, Fixed |  | MONITORCARDIACFIXED-GE-Dash 4000 |  |  |  |  | Covered PM Repair - Biomedical | MHHS-TMC
NO | NO |  |  |  | 074-04588 |  | GE Medical Systems | DASH 4000 |  | SHQ13260357SA | TMC - CATH LAB - ADULT (2HVI) | MHHS-TMC |  | Monitor, Cardiac, Fixed |  | 074-04588 |  | TMC |  | TMC - CATH LAB - ADULT (2HVI) | [5 empty] | MONITORS, PHYSIOLOGIC, VITAL SIGNS |  | MONITORCARDIACFIXED-GE-Dash 4000 | MONITORCARDIACFIXED | Dash 4000 |  |  |  | GE | Monitor, Cardiac, Fixed |  | MONITORCARDIACFIXED-GE-Dash 4000 |  |  |  |  | Covered PM Repair - Biomedical | MHHS-TMC
NO | NO |  |  |  | 074-04583 |  | GE Medical Systems | DASH 4000 |  | SHQ13260340SA | TMC - CATH LAB - HOLDING (2HVI) | MHHS-TMC |  | Monitor, Cardiac, Fixed |  | 074-04583 |  | TMC |  | TMC - CATH LAB - HOLDING (2HVI) | [5 empty] | MONITORS, PHYSIOLOGIC, VITAL SIGNS |  | MONITORCARDIACFIXED-GE-Dash 4000 | MONITORCARDIACFIXED | Dash 4000 |  |  |  | GE | Monitor, Cardiac, Fixed |  | MONITORCARDIACFIXED-GE-Dash 4000 |  |  |  |  | Covered PM Repair - Biomedical | MHHS-TMC
NO | NO | [5 empty] | GE Medical Systems | DASH 4000 |  | SBG07119716GA | TMC - CHILDRENS - NICU (7HP) | MHHS-TMC |  | Monitor, Cardiac, Fixed |  |  |  | TMC |  | TMC - CHILDRENS - NICU (7HP) | [5 empty] | MONITORS, PHYSIOLOGIC, VITAL SIGNS |  | MONITORCARDIACFIXED-GE-Dash 4000 | MONITORCARDIACFIXED | Dash 4000 |  |  |  | GE | Monitor, Cardiac, Fixed |  | MONITORCARDIACFIXED-GE-Dash 4000 |  |  |  |  | Covered PM Repair - Biomedical | MHHS-TMC
NO | NO | [5 empty] | GE Medical Systems | DASH 4000 |  | SBG07109424GA | TMC - CHILDRENS - NICU (7HP) | MHHS-TMC |  | Monitor, Cardiac, Fixed |  |  |  | TMC |  | TMC - CHILDRENS - NICU (7HP) | [5 empty] | MONITORS, PHYSIOLOGIC, VITAL SIGNS |  | MONITORCARDIACFIXED-GE-Dash 4000 | MONITORCARDIACFIXED | Dash 4000 |  |  |  | GE | Monitor, Cardiac, Fixed |  | MONITORCARDIACFIXED-GE-Dash 4000 |  |  |  |  | Covered PM Repair - Biomedical | MHHS-TMC
NO | NO | [5 empty] | GE Medical Systems | DASH 4000 |  | SBG06493910GA | TMC - CHILDRENS - PROCEDURE SUITE (GHP) | MHHS-TMC |  | Monitor, Cardiac, Fixed |  |  |  | TMC |  | TMC - CHILDRENS - PROCEDURE SUITE (GHP) | [5 empty] | MONITORS, PHYSIOLOGIC, VITAL SIGNS |  | MONITORCARDIACFIXED-GE-Dash 4000 | MONITORCARDIACFIXED | Dash 4000 |  |  |  | GE | Monitor, Cardiac, Fixed |  | MONITORCARDIACFIXED-GE-Dash 4000 |  |  |  |  | Covered PM Repair - Biomedical | MHHS-TMC
NO | NO | [5 empty] | GE Medical Systems | DASH 4000 |  | SBG07109055GA | TMC - CHILDRENS - RCW (8HP) | MHHS-TMC |  | Monitor, Cardiac, Fixed |  |  |  | TMC |  | TMC - CHILDRENS - RCW (8HP) | [5 empty] | MONITORS, PHYSIOLOGIC, VITAL SIGNS |  | MONITORCARDIACFIXED-GE-Dash 4000 | MONITORCARDIACFIXED | Dash 4000 |  |  |  | GE | Monitor, Cardiac, Fixed |  | MONITORCARDIACFIXED-GE-Dash 4000 |  |  |  |  | Covered PM Repair - Biomedical | MHHS-TMC
NO | NO | [5 empty] | GE Medical Systems | DASH 4000 |  | SBG07109319GA | TMC - CHILDRENS - RCW (8HP) | MHHS-TMC |  | Monitor, Cardiac, Fixed |  |  |  | TMC |  | TMC - CHILDRENS - RCW (8HP) | [5 empty] | MONITORS, PHYSIOLOGIC, VITAL SIGNS |  | MONITORCARDIACFIXED-GE-Dash 4000 | MONITORCARDIACFIXED | Dash 4000 |  |  |  | GE | Monitor, Cardiac, Fixed |  | MONITORCARDIACFIXED-GE-Dash 4000 |  |  |  |  | Not Covered Vendor Only - Biomedical | MHHS-TMC
NO | NO |  |  |  | 069-33542 |  | GE Medical Systems | DASH 4000 |  | SD010251524 | TMC - CULLEN - CARDIAC TELEMETRY (5C) | MHHS-TMC |  | Monitor, Cardiac, Fixed |  | 069-33542 |  | TMC |  | TMC - CULLEN - CARDIAC TELEMETRY (5C) | [5 empty] | MONITORS, PHYSIOLOGIC, VITAL SIGNS |  | MONITORCARDIACFIXED-GE-Dash 4000 | MONITORCARDIACFIXED | Dash 4000 |  |  |  | GE | Monitor, Cardiac, Fixed |  | MONITORCARDIACFIXED-GE-Dash 4000 |  |  |  |  | Covered PM Repair - Biomedical | MHHS-TMC
NO | NO |  |  |  | 069-34870 |  | GE Medical Systems | DASH 4000 |  | SHQ11240143SA | TMC - CULLEN - MIMU (2C) | MHHS-TMC |  | Monitor, Cardiac, Fixed |  | 069-34870 |  | TMC |  | TMC - CULLEN - MIMU (2C) | [5 empty] | MONITORS, PHYSIOLOGIC, VITAL SIGNS |  | MONITORCARDIACFIXED-GE-Dash 4000 | MONITORCARDIACFIXED | Dash 4000 |  |  |  | GE | Monitor, Cardiac, Fixed |  | MONITORCARDIACFIXED-GE-Dash 4000 |  |  |  |  | Not Covered Vendor Only - Rad, High End | MHHS-TMC
NO | NO |  |  |  | 069-38930 |  | GE Medical Systems | DASH 4000 |  | SHQ11240171SA | TMC - HERMANN - ADULT ER (1HP) | MHHS-TMC |  | Monitor, Cardiac, Fixed |  | 069-38930 |  | TMC |  | TMC - HERMANN - ADULT ER (1HP) | [5 empty] | MONITORS, PHYSIOLOGIC, VITAL SIGNS |  | MONITORCARDIACFIXED-GE-Dash 4000 | MONITORCARDIACFIXED | Dash 4000 |  |  |  | GE | Monitor, Cardiac, Fixed |  | MONITORCARDIACFIXED-GE-Dash 4000 |  |  |  |  | Covered PM Repair - Radiology, Low End | MHHS-TMC
NO | NO |  |  |  | 069-20794 |  | GE Medical Systems | DASH 4000 |  | DSH05211380GA | TMC - JONES - STROKE (4J) | MHHS-TMC |  | Monitor, Cardiac, Fixed |  | 069-20794 |  | TMC |  | TMC - JONES - STROKE (4J) | [5 empty] | MONITORS, PHYSIOLOGIC, VITAL SIGNS |  | MONITORCARDIACFIXED-GE-Dash 4000 | MONITORCARDIACFIXED | Dash 4000 |  |  |  | GE | Monitor, Cardiac, Fixed |  | MONITORCARDIACFIXED-GE-Dash 4000 |  |  |  |  | Covered PM Repair - Biomedical | MHHS-TMC
NO | NO |  |  |  | 074-04590 |  | GE Medical Systems | DASH 4000 |  | SHQ13260343SA | TMC - JONES - STROKE (4J) | MHHS-TMC |  | Monitor, Cardiac, Fixed |  | 074-04590 |  | TMC |  | TMC - JONES - STROKE (4J) | [5 empty] | MONITORS, PHYSIOLOGIC, VITAL SIGNS |  | MONITORCARDIACFIXED-GE-Dash 4000 | MONITORCARDIACFIXED | Dash 4000 |  |  |  | GE | Monitor, Cardiac, Fixed |  | MONITORCARDIACFIXED-GE-Dash 4000 |  |  |  |  | Covered PM Repair - Radiology, Low End | MHHS-TMC
NO | NO |  |  |  | 069-20793 |  | GE Medical Systems | DASH 4000 |  | DSH05211505GA | TMC - RADIOLOGY - JONES PAVILION | MHHS-TMC |  | Monitor, Cardiac, Fixed |  | 069-20793 |  | TMC |  | TMC - RADIOLOGY - JONES PAVILION | [5 empty] | MONITORS, PHYSIOLOGIC, VITAL SIGNS |  | MONITORCARDIACFIXED-GE-Dash 4000 | MONITORCARDIACFIXED | Dash 4000 |  |  |  | GE | Monitor, Cardiac, Fixed |  | MONITORCARDIACFIXED-GE-Dash 4000 |  |  |  |  | Not Covered Vendor Only - Rad, High End | MHHS-TMC
NO | NO |  |  |  | 069-25802 |  | GE Medical Systems | DASH 4000 |  | SD007429417GA | TMC - RADIOLOGY - JONES PAVILION | MHHS-TMC |  | Monitor, Cardiac, Fixed |  | 069-25802 |  | TMC |  | TMC - RADIOLOGY - JONES PAVILION | [5 empty] | MONITORS, PHYSIOLOGIC, VITAL SIGNS |  | MONITORCARDIACFIXED-GE-Dash 4000 | MONITORCARDIACFIXED | Dash 4000 |  |  |  | GE | Monitor, Cardiac, Fixed |  | MONITORCARDIACFIXED-GE-Dash 4000 |  |  |  |  | Covered PM Repair - Biomedical | MHHS-TMC
NO | NO |  |  |  | 069-24834 |  | GE Medical Systems | DASH 4000 |  | SD007220972GA | TMC - ROBERTSON - CLIN RESEARCH (3R) | MHHS-TMC |  | Monitor, Cardiac, Fixed |  | 069-24834 |  | TMC |  | TMC - ROBERTSON - CLIN RESEARCH (3R) | [5 empty] | MONITORS, PHYSIOLOGIC, VITAL SIGNS |  | MONITORCARDIACFIXED-GE-Dash 4000 | MONITORCARDIACFIXED | Dash 4000 |  |  |  | GE | Monitor, Cardiac, Fixed |  | MONITORCARDIACFIXED-GE-Dash 4000 |  |  |  |  | Covered PM Repair - Biomedical | MHHS-TMC
NO | NO |  |  |  | 069-24835 |  | GE Medical Systems | DASH 4000 |  | SD007220960GA | TMC - ROBERTSON - CLIN RESEARCH (3R) | MHHS-TMC |  | Monitor, Cardiac, Fixed |  | 069-24835 |  | TMC |  | TMC - ROBERTSON - CLIN RESEARCH (3R) | [5 empty] | MONITORS, PHYSIOLOGIC, VITAL SIGNS |  | MONITORCARDIACFIXED-GE-Dash 4000 | MONITORCARDIACFIXED | Dash 4000 |  |  |  | GE | Monitor, Cardiac, Fixed |  | MONITORCARDIACFIXED-GE-Dash 4000 |  |  |  |  | Covered PM Repair - Biomedical | MHHS-TMC
NO | NO |  |  |  | 029-06254 |  | GE Medical Systems | DASH 4000 |  | K2DJ9702G | WOODLANDS - BIRTH CENTER | MHHS-Woodlands |  | Monitor, Cardiac, Fixed |  | 029-06254 |  | Woodlands |  | WOODLANDS - BIRTH CENTER | [5 empty] | MONITORS, PHYSIOLOGIC, VITAL SIGNS |  | MONITORCARDIACFIXED-GE-Dash 4000 | MONITORCARDIACFIXED | Dash 4000 |  |  |  | GE | Monitor, Cardiac, Fixed |  | MONITORCARDIACFIXED-GE-Dash 4000 |  |  |  |  | Not Covered Vendor Only - Biomedical | MHHS-Woodlands
NO | NO |  |  |  | 029-06050 |  | GE Medical Systems | DASH 4000 |  | K3EH6351G | WOODLANDS - ER | MHHS-Woodlands |  | Monitor, Cardiac, Fixed |  | 029-06050 |  | Woodlands |  | WOODLANDS - ER | [5 empty] | MONITORS, PHYSIOLOGIC, VITAL SIGNS |  | MONITORCARDIACFIXED-GE-Dash 4000 | MONITORCARDIACFIXED | Dash 4000 |  |  |  | GE | Monitor, Cardiac, Fixed |  | MONITORCARDIACFIXED-GE-Dash 4000 |  |  |  |  | Not Covered Vendor Only - Biomedical | MHHS-Woodlands
NO | NO |  |  |  | 029-06163 |  | GE Medical Systems | DASH 4000 |  | SD009119475GA | WOODLANDS - ER | MHHS-Woodlands |  | Monitor, Cardiac, Fixed |  | 029-06163 |  | Woodlands |  | WOODLANDS - ER | [5 empty] | MONITORS, PHYSIOLOGIC, VITAL SIGNS |  | MONITORCARDIACFIXED-GE-Dash 4000 | MONITORCARDIACFIXED | Dash 4000 |  |  |  | GE | Monitor, Cardiac, Fixed |  | MONITORCARDIACFIXED-GE-Dash 4000 |  |  |  |  | Not Covered Vendor Only - Biomedical | MHHS-Woodlands
NO | NO |  |  |  | 029-06166 |  | GE Medical Systems | DASH 4000 |  | SD009119631GA | WOODLANDS - ER | MHHS-Woodlands |  | Monitor, Cardiac, Fixed |  | 029-06166 |  | Woodlands |  | WOODLANDS - ER | [5 empty] | MONITORS, PHYSIOLOGIC, VITAL SIGNS |  | MONITORCARDIACFIXED-GE-Dash 4000 | MONITORCARDIACFIXED | Dash 4000 |  |  |  | GE | Monitor, Cardiac, Fixed |  | MONITORCARDIACFIXED-GE-Dash 4000 |  |  |  |  | Not Covered Vendor Only - Biomedical | MHHS-Woodlands
NO | NO |  |  |  | 029-06234 |  | GE Medical Systems | DASH 4000 |  | K3EH63516 | WOODLANDS - ER | MHHS-Woodlands |  | Monitor, Cardiac, Fixed |  | 029-06234 |  | Woodlands |  | WOODLANDS - ER | [5 empty] | MONITORS, PHYSIOLOGIC, VITAL SIGNS |  | MONITORCARDIACFIXED-GE-Dash 4000 | MONITORCARDIACFIXED | Dash 4000 |  |  |  | GE | Monitor, Cardiac, Fixed |  | MONITORCARDIACFIXED-GE-Dash 4000 |  |  |  |  | Not Covered Vendor Only - Biomedical | MHHS-Woodlands
NO | NO |  |  |  | 029-06983 |  | GE Medical Systems | DASH 4000 |  | SHQ11484914SA | WOODLANDS - PACU | MHHS-Woodlands |  | Monitor, Cardiac, Fixed |  | 029-06983 |  | Woodlands |  | WOODLANDS - PACU | [5 empty] | MONITORS, PHYSIOLOGIC, VITAL SIGNS |  | MONITORCARDIACFIXED-GE-Dash 4000 | MONITORCARDIACFIXED | Dash 4000 |  |  |  | GE | Monitor, Cardiac, Fixed |  | MONITORCARDIACFIXED-GE-Dash 4000 |  |  |  |  | Not Covered Vendor Only - Biomedical | MHHS-Woodlands
NO | NO |  |  |  | 029-03074 |  | GE Medical Systems | DASH 4000 |  | K3EH6348G | WOODLANDS - PCU6 | MHHS-Woodlands |  | Monitor, Cardiac, Fixed |  | 029-03074 |  | Woodlands |  | WOODLANDS - PCU6 | [5 empty] | MONITORS, PHYSIOLOGIC, VITAL SIGNS |  | MONITORCARDIACFIXED-GE-Dash 4000 | MONITORCARDIACFIXED | Dash 4000 |  |  |  | GE | Monitor, Cardiac, Fixed |  | MONITORCARDIACFIXED-GE-Dash 4000 |  |  |  |  | Not Covered Vendor Only - Biomedical | MHHS-Woodlands
NO | NO |  |  |  | 029-05158 |  | GE Medical Systems | DASH 4000 |  | SBG07109431GA | WOODLANDS - PCU6 | MHHS-Woodlands |  | Monitor, Cardiac, Fixed |  | 029-05158 |  | Woodlands |  | WOODLANDS - PCU6 | [5 empty] | MONITORS, PHYSIOLOGIC, VITAL SIGNS |  | MONITORCARDIACFIXED-GE-Dash 4000 | MONITORCARDIACFIXED | Dash 4000 |  |  |  | GE | Monitor, Cardiac, Fixed |  | MONITORCARDIACFIXED-GE-Dash 4000 |  |  |  |  | Not Covered Vendor Only - Biomedical | MHHS-Woodlands
NO | NO |  |  |  | 029-07557 |  | GE Medical Systems | DASH 4000 |  | K2DJ9911G | WOODLANDS - PEDS | MHHS-Woodlands |  | Monitor, Cardiac, Fixed |  | 029-07557 |  | Woodlands |  | WOODLANDS - PEDS | [5 empty] | MONITORS, PHYSIOLOGIC, VITAL SIGNS |  | MONITORCARDIACFIXED-GE-Dash 4000 | MONITORCARDIACFIXED | Dash 4000 |  |  |  | GE | Monitor, Cardiac, Fixed |  | MONITORCARDIACFIXED-GE-Dash 4000 |  |  |  |  | Not Covered Vendor Only - Biomedical | MHHS-Woodlands
NO | NO |  |  |  | 029-05545 |  | GE Medical Systems | DASH 4000 |  | SD007408506GA | WOODLANDS - PREOP | MHHS-Woodlands |  | Monitor, Cardiac, Fixed |  | 029-05545 |  | Woodlands |  | WOODLANDS - PREOP | [5 empty] | MONITORS, PHYSIOLOGIC, VITAL SIGNS |  | MONITORCARDIACFIXED-GE-Dash 4000 | MONITORCARDIACFIXED | Dash 4000 |  |  |  | GE | Monitor, Cardiac, Fixed |  | MONITORCARDIACFIXED-GE-Dash 4000 |  |  |  |  | Not Covered Vendor Only - Biomedical | MHHS-Woodlands
NO | NO |  |  |  | 029-06240 |  | GE Medical Systems | DASH 4000 |  | SD009430773GA | WOODLANDS - RADIOLOGY | MHHS-Woodlands |  | Monitor, Cardiac, Fixed |  | 029-06240 |  | Woodlands |  | WOODLANDS - RADIOLOGY | [5 empty] | MONITORS, PHYSIOLOGIC, VITAL SIGNS |  | MONITORCARDIACFIXED-GE-Dash 4000 | MONITORCARDIACFIXED | Dash 4000 |  |  |  | GE | Monitor, Cardiac, Fixed |  | MONITORCARDIACFIXED-GE-Dash 4000 |  |  |  |  | Not Covered Vendor Only - Biomedical | MHHS-Woodlands
NO | NO |  |  |  | 029-06640 |  | GE Medical Systems | DASH 4000 |  | SD010251461GA | WOODLANDS - RADIOLOGY | MHHS-Woodlands |  | Monitor, Cardiac, Fixed |  | 029-06640 |  | Woodlands |  | WOODLANDS - RADIOLOGY | [5 empty] | MONITORS, PHYSIOLOGIC, VITAL SIGNS |  | MONITORCARDIACFIXED-GE-Dash 4000 | MONITORCARDIACFIXED | Dash 4000 |  |  |  | GE | Monitor, Cardiac, Fixed |  | MONITORCARDIACFIXED-GE-Dash 4000 |  |  |  |  | Not Covered Vendor Only - Biomedical | MHHS-Woodlands
NO | NO |  |  |  | 029-06641 |  | GE Medical Systems | DASH 4000 |  | SD010251516GA | WOODLANDS - RADIOLOGY | MHHS-Woodlands |  | Monitor, Cardiac, Fixed |  | 029-06641 |  | Woodlands |  | WOODLANDS - RADIOLOGY | [5 empty] | MONITORS, PHYSIOLOGIC, VITAL SIGNS |  | MONITORCARDIACFIXED-GE-Dash 4000 | MONITORCARDIACFIXED | Dash 4000 |  |  |  | GE | Monitor, Cardiac, Fixed |  | MONITORCARDIACFIXED-GE-Dash 4000 |  |  |  |  | Not Covered Vendor Only - Biomedical | MHHS-Woodlands
NO | YES |  |  |  |  | 142-05282 | GE Medical Systems | DASH 5000 |  | SHQ11453882SA | NE-Labor & Delivery-Recovery | MHHS-Northeast |  | Monitor, Cardiac, Fixed |  |  | 142-05282 | Katy | MHHS-Northeast | NE-Labor & Delivery-Recovery | Recovery Room | 8/1/19 | 8/1/20 |  |  | MONITORS, PHYSIOLOGIC, VITAL SIGNS | Monitor, Cardiac, Fixed | MONITORCARDIACFIXED-GE-DASH 5000 | MONITORCARDIACFIXED | DASH 5000 |  |  |  | GE | Monitor, Cardiac, Fixed |  | MONITORCARDIACFIXED-GE-DASH 5000 |  |  |  | MCH-A | Not Covered Vendor Only - Biomedical | MHHS-Northeast | [8 empty] | MONITORCARDIACFIXED | Monitor, Cardiac, Fixed | GE
NO | YES |  |  |  |  | 142-05283 | GE Medical Systems | DASH 5000 |  | SHQ11453931SA | NE-Labor & Delivery-Recovery | MHHS-Northeast |  | Monitor, Cardiac, Fixed |  |  | 142-05283 | Katy | MHHS-Northeast | NE-Labor & Delivery-Recovery | Recovery Room | 8/1/19 | 8/1/20 |  |  | MONITORS, PHYSIOLOGIC, VITAL SIGNS | Monitor, Cardiac, Fixed | MONITORCARDIACFIXED-GE-DASH 5000 | MONITORCARDIACFIXED | DASH 5000 |  |  |  | GE | Monitor, Cardiac, Fixed |  | MONITORCARDIACFIXED-GE-DASH 5000 |  |  |  | MCH-A | Not Covered Vendor Only - Biomedical | MHHS-Northeast | [8 empty] | MONITORCARDIACFIXED | Monitor, Cardiac, Fixed | GE
NO | YES |  |  |  | 145-00340 | 145-00340 | GE Medical Systems | DASH 5000 |  | SHQ15504316SA | Pearland-Cardiac Cath Lab | MHHS-Pearland Hospital |  | Monitor, Cardiac, Fixed |  | 145-00340 | 145-00340 | Pearland | MHHS-Pearland Hospital | Pearland-Cardiac Cath Lab | Prep | 1/1/20 | 1/1/21 |  |  | MONITORS, PHYSIOLOGIC, VITAL SIGNS | Monitor, Cardiac, Fixed | MONITORCARDIACFIXED-GE-DASH 5000 | MONITORCARDIACFIXED | DASH 5000 |  |  |  | GE | Monitor, Cardiac, Fixed |  | MONITORCARDIACFIXED-GE-DASH 5000 |  |  |  | MCH-A | Not Covered Vendor Only - Biomedical | MHHS-Pearland Hospital | [8 empty] | MONITORCARDIACFIXED | Monitor, Cardiac, Fixed | GE
NO | YES |  |  |  | 145-00341 | 145-00341 | GE Medical Systems | DASH 5000 |  | SHQ15504312SA | Pearland-Cardiac Cath Lab | MHHS-Pearland Hospital |  | Monitor, Cardiac, Fixed |  | 145-00341 | 145-00341 | Pearland | MHHS-Pearland Hospital | Pearland-Cardiac Cath Lab | Prep 1 | 1/1/19 | 7/1/20 |  |  | MONITORS, PHYSIOLOGIC, VITAL SIGNS | Monitor, Cardiac, Fixed | MONITORCARDIACFIXED-GE-DASH 5000 | MONITORCARDIACFIXED | DASH 5000 |  |  |  | GE | Monitor, Cardiac, Fixed |  | MONITORCARDIACFIXED-GE-DASH 5000 |  | 9/17/20 |  | MCH-A | Not Covered Vendor Only - Biomedical | MHHS-Pearland Hospital | [8 empty] | MONITORCARDIACFIXED | Monitor, Cardiac, Fixed | GE
NO | YES |  |  |  | 145-00342 | 145-00342 | GE Medical Systems | DASH 5000 |  | SHQ15504311SA | Pearland-Cardiac Cath Lab | MHHS-Pearland Hospital |  | Monitor, Cardiac, Fixed |  | 145-00342 | 145-00342 | Pearland | MHHS-Pearland Hospital | Pearland-Cardiac Cath Lab | Prep | 7/1/20 | 7/1/20 |  |  | MONITORS, PHYSIOLOGIC, VITAL SIGNS | Monitor, Cardiac, Fixed | MONITORCARDIACFIXED-GE-DASH 5000 | MONITORCARDIACFIXED | DASH 5000 |  |  |  | GE | Monitor, Cardiac, Fixed |  | MONITORCARDIACFIXED-GE-DASH 5000 |  | 9/17/20 |  | MCH-A | Not Covered Vendor Only - Biomedical | MHHS-Pearland Hospital | [8 empty] | MONITORCARDIACFIXED | Monitor, Cardiac, Fixed | GE
NO | YES |  |  |  | 145-00343 | 145-00343 | GE Medical Systems | DASH 5000 |  | SHQ15504314SA | Pearland-Cardiac Cath Lab | MHHS-Pearland Hospital |  | Monitor, Cardiac, Fixed |  | 145-00343 | 145-00343 | Pearland | MHHS-Pearland Hospital | Pearland-Cardiac Cath Lab | Prep | 1/1/20 | 7/1/20 |  |  | MONITORS, PHYSIOLOGIC, VITAL SIGNS | Monitor, Cardiac, Fixed | MONITORCARDIACFIXED-GE-DASH 5000 | MONITORCARDIACFIXED | DASH 5000 |  |  |  | GE | Monitor, Cardiac, Fixed |  | MONITORCARDIACFIXED-GE-DASH 5000 |  | 9/17/20 |  | MCH-A | Not Covered Vendor Only - Biomedical | MHHS-Pearland Hospital | [8 empty] | MONITORCARDIACFIXED | Monitor, Cardiac, Fixed | GE
NO | YES |  |  |  | 005-06894 | 005-06894 | GE Medical Systems | DASH 5000 |  | SD009244364GA | Nicu | MHHS-Pearland Hospital |  | Monitor, Cardiac, Fixed |  | 005-06894 | 005-06894 | TMC | Memorial Hermann-Texas Medical Center | Nicu | Nursery | 7/1/19 |  | 7/1/20 |  | MONITORS, PHYSIOLOGIC, VITAL SIGNS |  | MONITORCARDIACFIXED-GE-DASH 5000 | MONITORCARDIACFIXED | DASH 5000 |  |  |  | GE | Monitor, Cardiac, Fixed |  | MONITORCARDIACFIXED-GE-DASH 5000 |  | 9/17/20 |  |  | Not Covered Vendor Only - Biomedical | MHHS-Pearland Hospital
NO | YES |  |  |  | 005-07239 | 005-07239 | GE Medical Systems | DASH 5000 |  | SD009244374GA | SE-Labor & Delivery | MHHS-Southeast |  | Monitor, Cardiac, Fixed |  | 005-07239 | 005-07239 | Southeast | MHHS-Southeast | SE-Labor & Delivery | Hallway | 7/1/19 |  | 7/1/20 |  | MONITORS, PHYSIOLOGIC, VITAL SIGNS |  | MONITORCARDIACFIXED-GE-DASH 5000 | MONITORCARDIACFIXED | DASH 5000 |  |  |  | GE | Monitor, Cardiac, Fixed |  | MONITORCARDIACFIXED-GE-DASH 5000 |  |  |  |  | Not Covered Vendor Only - Biomedical | MHHS-Southeast
NO | YES | [5 empty] | GE Medical Systems | DASH 5000 |  | SD010387311GA | TMC-Children's-RCW (8Hp) | MHHS-TMC |  | Monitor, Cardiac, Fixed |  |  |  | TMC | MHHS-TMC | TMC-Children's-RCW (8Hp) |  | 7/3/19 |  |  |  | MONITORS, PHYSIOLOGIC, VITAL SIGNS |  | MONITORCARDIACFIXED-GE-DASH 5000 | MONITORCARDIACFIXED | DASH 5000 |  |  |  | GE | Monitor, Cardiac, Fixed |  | MONITORCARDIACFIXED-GE-DASH 5000 |  |  | Verified 3/30/2020 4:07pm (Central) |  | Not Covered Vendor Only - Biomedical | MHHS-TMC
NO | YES |  |  |  | 029-04723 | 029-04723 | GE Medical Systems | DASH 5000 |  | SD007220681GA | Woodlands-Endoscopy | MHHS-Woodlands |  | Monitor, Cardiac, Fixed |  | 029-04723 | 029-04723 | Woodlands | MHHS-Woodlands | Woodlands-Endoscopy | Pre/post | 11/1/19 |  | 5/1/20 |  | MONITORS, PHYSIOLOGIC, VITAL SIGNS | Monitor, Cardiac, Fixed | MONITORCARDIACFIXED-GE-DASH 5000 | MONITORCARDIACFIXED | DASH 5000 |  |  |  | GE | Monitor, Cardiac, Fixed |  | MONITORCARDIACFIXED-GE-DASH 5000 |  |  |  | MCH-A | Not Covered Vendor Only - Biomedical | MHHS-Woodlands | [8 empty] | MONITORCARDIACFIXED | Monitor, Cardiac, Fixed | GE
NO | YES |  |  |  | 029-12485 | 029-12485 | GE Medical Systems | DASH 5000 |  | SD007220679GA | Woodlands-ER | MHHS-Woodlands |  | Monitor, Cardiac, Fixed |  | 029-12485 | 029-12485 | Woodlands | MHHS-Woodlands | Woodlands-ER | ER | 9/1/19 |  | 3/1/20 |  | MONITORS, PHYSIOLOGIC, VITAL SIGNS | Monitor, Cardiac, Fixed | MONITORCARDIACFIXED-GE-DASH 5000 | MONITORCARDIACFIXED | DASH 5000 |  |  |  | GE | Monitor, Cardiac, Fixed |  | MONITORCARDIACFIXED-GE-DASH 5000 |  |  |  | MCH-A | Not Covered Vendor Only - Biomedical | MHHS-Woodlands | [8 empty] | MONITORCARDIACFIXED | Monitor, Cardiac, Fixed | GE
NO | YES |  |  |  | 029-04719 | 029-04719 | GE Medical Systems | DASH 5000 |  | SD007220626GA | TIRR-Woodlands Inpatient | MHHS-Woodlands |  | Monitor, Cardiac, Fixed |  | 029-04719 | 029-04719 | Woodlands | MHHS-Others | TIRR-Woodlands Inpatient | TIRR | 2/1/20 |  | 2/1/21 |  | MONITORS, PHYSIOLOGIC, VITAL SIGNS | Monitor, Cardiac, Fixed | MONITORCARDIACFIXED-GE-DASH 5000 | MONITORCARDIACFIXED | DASH 5000 |  |  |  | GE | Monitor, Cardiac, Fixed |  | MONITORCARDIACFIXED-GE-DASH 5000 |  |  |  | MCH-A | Not Covered Vendor Only - Biomedical | MHHS-Woodlands | [8 empty] | MONITORCARDIACFIXED | Monitor, Cardiac, Fixed | GE
NO | YES |  |  |  | 029-04727 | 029-04727 | GE Medical Systems | DASH 5000 |  | SD007220667GA | Woodlands-PCU5 | MHHS-Woodlands |  | Monitor, Cardiac, Fixed |  | 029-04727 | 029-04727 | Woodlands | MHHS-Woodlands | Woodlands-PCU5 | Clean Equipment Storage | 11/1/19 |  | 5/1/20 |  | MONITORS, PHYSIOLOGIC, VITAL SIGNS | Monitor, Cardiac, Fixed | MONITORCARDIACFIXED-GE-DASH 5000 | MONITORCARDIACFIXED | DASH 5000 |  |  |  | GE | Monitor, Cardiac, Fixed |  | MONITORCARDIACFIXED-GE-DASH 5000 |  |  |  | MCH-A | Not Covered Vendor Only - Biomedical | MHHS-Woodlands | [8 empty] | MONITORCARDIACFIXED | Monitor, Cardiac, Fixed | GE
NO | YES |  |  |  | 029-09548 | 029-09548 | GE Medical Systems | DASH 5000 |  | SHQ14320736SA | Woodlands-PCU3 | MHHS-Woodlands |  | Monitor, Cardiac, Fixed |  | 029-09548 | 029-09548 | Woodlands | MHHS-Woodlands | Woodlands-PCU3 | Nurse Station | 5/1/19 |  | 5/1/20 |  | MONITORS, PHYSIOLOGIC, VITAL SIGNS | Monitor, Cardiac, Fixed | MONITORCARDIACFIXED-GE-DASH 5000 | MONITORCARDIACFIXED | DASH 5000 |  |  |  | GE | Monitor, Cardiac, Fixed |  | MONITORCARDIACFIXED-GE-DASH 5000 |  |  |  | MCH-A | Not Covered Vendor Only - Biomedical | MHHS-Woodlands | [8 empty] | MONITORCARDIACFIXED | Monitor, Cardiac, Fixed | GE
NO | NO | [5 empty] | GE Medical Systems | DASH 5000 |  | SHQ11464229SA | NE - ENDOSCOPY | MHHS-Northeast |  | Monitor, Cardiac, Fixed |  |  |  | Katy |  | NE - ENDOSCOPY | [5 empty] | MONITORS, PHYSIOLOGIC, VITAL SIGNS |  | MONITORCARDIACFIXED-GE-DASH 5000 | MONITORCARDIACFIXED | DASH 5000 |  |  |  | GE | Monitor, Cardiac, Fixed |  | MONITORCARDIACFIXED-GE-DASH 5000 |  |  |  |  | Not Covered Vendor Only - Biomedical | MHHS-Northeast
NO | NO | [5 empty] | GE Medical Systems | DASH 5000 |  | SD011174245SA | NE - ENDOSCOPY | MHHS-Northeast |  | Monitor, Cardiac, Fixed |  |  |  | Katy |  | NE - ENDOSCOPY | [5 empty] | MONITORS, PHYSIOLOGIC, VITAL SIGNS |  | MONITORCARDIACFIXED-GE-DASH 5000 | MONITORCARDIACFIXED | DASH 5000 |  |  |  | GE | Monitor, Cardiac, Fixed |  | MONITORCARDIACFIXED-GE-DASH 5000 |  |  |  |  | Not Covered Vendor Only - Biomedical | MHHS-Northeast
NO | NO | [5 empty] | GE Medical Systems | DASH 5000 |  | SD011143777SA | NE - ER | MHHS-Northeast |  | Monitor, Cardiac, Fixed |  |  |  | Katy |  | NE - ER | [5 empty] | MONITORS, PHYSIOLOGIC, VITAL SIGNS |  | MONITORCARDIACFIXED-GE-DASH 5000 | MONITORCARDIACFIXED | DASH 5000 |  |  |  | GE | Monitor, Cardiac, Fixed |  | MONITORCARDIACFIXED-GE-DASH 5000 |  |  |  |  | Not Covered Vendor Only - Biomedical | MHHS-Northeast
NO | NO | [5 empty] | GE Medical Systems | DASH 5000 |  | SD010387314GA | TMC - CHILDRENS - NICU (7HP) | MHHS-TMC |  | Monitor, Cardiac, Fixed |  |  |  | TMC |  | TMC - CHILDRENS - NICU (7HP) | [5 empty] | MONITORS, PHYSIOLOGIC, VITAL SIGNS |  | MONITORCARDIACFIXED-GE-DASH 5000 | MONITORCARDIACFIXED | DASH 5000 |  |  |  | GE | Monitor, Cardiac, Fixed |  | MONITORCARDIACFIXED-GE-DASH 5000 |  |  |  |  | Not Covered Vendor Only - Biomedical | MHHS-TMC
NO | NO | [5 empty] | GE Medical Systems | DASH 5000 |  | SD010387310GA | TMC - CHILDRENS - NICU (7HP) | MHHS-TMC |  | Monitor, Cardiac, Fixed |  |  |  | TMC |  | TMC - CHILDRENS - NICU (7HP) | [5 empty] | MONITORS, PHYSIOLOGIC, VITAL SIGNS |  | MONITORCARDIACFIXED-GE-DASH 5000 | MONITORCARDIACFIXED | DASH 5000 |  |  |  | GE | Monitor, Cardiac, Fixed |  | MONITORCARDIACFIXED-GE-DASH 5000 |  |  |  |  | Not Covered Vendor Only - Biomedical | MHHS-TMC
NO | NO | [5 empty] | GE Medical Systems | DASH 5000 |  | SD010387307GA | TMC - CHILDRENS - NICU (7HP) | MHHS-TMC |  | Monitor, Cardiac, Fixed |  |  |  | TMC |  | TMC - CHILDRENS - NICU (7HP) | [5 empty] | MONITORS, PHYSIOLOGIC, VITAL SIGNS |  | MONITORCARDIACFIXED-GE-DASH 5000 | MONITORCARDIACFIXED | DASH 5000 |  |  |  | GE | Monitor, Cardiac, Fixed |  | MONITORCARDIACFIXED-GE-DASH 5000 |  |  |  |  | Not Covered Vendor Only - Biomedical | MHHS-TMC
NO | NO |  |  |  | 029-09549 |  | GE Medical Systems | DASH 5000 |  | SHQ14320729SA | WOODLANDS - CATH LAB | MHHS-Woodlands |  | Monitor, Cardiac, Fixed |  | 029-09549 |  | Woodlands |  | WOODLANDS - CATH LAB | [5 empty] | MONITORS, PHYSIOLOGIC, VITAL SIGNS |  | MONITORCARDIACFIXED-GE-DASH 5000 | MONITORCARDIACFIXED | DASH 5000 |  |  |  | GE | Monitor, Cardiac, Fixed |  | MONITORCARDIACFIXED-GE-DASH 5000 |  |  |  |  | Not Covered Vendor Only - Biomedical | MHHS-Woodlands
NO | NO | [5 empty] | GE Medical Systems | DASH 5000 |  | SD007220556GA | WOODLANDS - PCU5 | MHHS-Woodlands |  | Monitor, Cardiac, Fixed |  |  |  | Woodlands |  | WOODLANDS - PCU5 | [5 empty] | MONITORS, PHYSIOLOGIC, VITAL SIGNS |  | MONITORCARDIACFIXED-GE-DASH 5000 | MONITORCARDIACFIXED | DASH 5000 |  |  |  | GE | Monitor, Cardiac, Fixed |  | MONITORCARDIACFIXED-GE-DASH 5000 |  |  |  |  | Not Covered Vendor Only - Biomedical | MHHS-Woodlands
NO | NO |  |  |  | 029-08396 |  | GE Medical Systems | DC3V |  | P82081742 | WOODLANDS - CARDIOPULMONARY | MHHS-Woodlands |  | DVD, Player/Recorder |  | 029-08396 |  | Woodlands |  | WOODLANDS - CARDIOPULMONARY | [5 empty] | RECORDERS, TAPE, DATA, ELECTROCARDIOGRAPHY |  | DVD-GE-DC3V | DVD | DC3V |  |  |  | GE | DVD, Player/Recorder |  | DVD-GE-DC3V |  |  |  |  | Not Covered Vendor Only - Biomedical | MHHS-Woodlands
NO | YES | Serial Number 2019205-001 |  |  | 133-03591 | 133-03591 | GE Medical Systems | DINAMAP |  | 2019205-001 | Katy-Med/Surg 7th Floor | MHHS-Katy |  | Monitor, Vital Signs |  | 133-03591 | 133-03591 | Katy | MHHS-Katy | Katy-Med/Surg 7th Floor | MEDSURG 7th Floor Hallway | 8/1/19 | 8/1/20 |  |  | MONITORS, BEDSIDE, BLOOD PRESSURE | Monitor, Vital Signs | MONITORVITALSIGNS-GE-Dinamap | MONITORVITALSIGNS | Dinamap |  |  |  | GE | Monitor, Vital Signs |  | MONITORVITALSIGNS-GE-Dinamap |  | 10/26/23 |  | MVS-A | Not Covered Vendor Only - Biomedical | MHHS-Katy | [8 empty] | MONITORVITALSIGNS | Monitor, Vital Signs | GE
NO | YES | Serial Number 2019205-001 |  |  | 133-03593 | 133-03593 | GE Medical Systems | DINAMAP |  | 2019205-001 | Katy-Med/Surg 6th Floor | MHHS-Katy |  | Monitor, Vital Signs |  | 133-03593 | 133-03593 | Katy | MHHS-Katy | Katy-Med/Surg 6th Floor | W6:140.4 | 8/1/19 | 8/1/20 |  |  | MONITORS, BEDSIDE, BLOOD PRESSURE | Monitor, Vital Signs | MONITORVITALSIGNS-GE-Dinamap | MONITORVITALSIGNS | Dinamap |  |  |  | GE | Monitor, Vital Signs |  | MONITORVITALSIGNS-GE-Dinamap |  | 10/26/23 |  | MVS-A | Not Covered Vendor Only - Biomedical | MHHS-Katy | [8 empty] | MONITORVITALSIGNS | Monitor, Vital Signs | GE
NO | YES |  |  |  | 133-03594 | 133-03594 | GE Medical Systems | DINAMAP |  | AAW06330043A | Katy-Med/Surg 5th Floor | MHHS-Katy |  | Monitor, Vital Signs |  | 133-03594 | 133-03594 | Katy | MHHS-Katy | Katy-Med/Surg 5th Floor | Occupational Medicine | 1/1/19 | 1/1/20 |  |  | MONITORS, BEDSIDE, BLOOD PRESSURE | Monitor, Vital Signs | MONITORVITALSIGNS-GE-Dinamap | MONITORVITALSIGNS | Dinamap |  |  |  | GE | Monitor, Vital Signs |  | MONITORVITALSIGNS-GE-Dinamap |  | 10/26/23 |  | MVS-A | Not Covered Vendor Only - Biomedical | MHHS-Katy | [8 empty] | MONITORVITALSIGNS | Monitor, Vital Signs | GE
NO | YES |  |  |  | 009-09669 | 009-09669 | GE Medical Systems | DINAMAP CARESCAPE V100 |  | SH612430135SA | MH MG-(CY)-Copperfield | MHHS-MG |  |  |  | 009-09669 | 009-09669 | Northwest | MHHS-MG | MH MG-(CY)-Copperfield | Storage by ex room 10 | 3/1/19 | 3/1/20 |  |  | MONITORS, PHYSIOLOGIC, VITAL SIGNS | Monitor, Vital Signs | MONITORVITALSIGNS-GE-CareScape V100 |  |  |  |  | MONITORVITALSIGNS-GE-CareScape V100 | GE |  |  |  |  | 9/25/20 |  | MVS-A | Covered PM Repair - Biomedical | MHHS-MG | [8 empty] | MONITORVITALSIGNS | Monitor, Vital Signs | GE
NO | YES |  |  |  | 009-09089 | 009-09089 | GE Medical Systems | DINAMAP CARESCAPE V100 |  | SH612390007SA | MH MG-(GH)-GH CCC | MHHS-MG |  |  |  | 009-09089 | 009-09089 | Central | MHHS-MG | MH MG-(GH)-GH CCC | Exam 9 | 4/1/19 | 4/1/20 |  |  | MONITORS, PHYSIOLOGIC, VITAL SIGNS | Monitor, Vital Signs | MONITORVITALSIGNS-GE-CareScape V100 |  |  |  |  | MONITORVITALSIGNS-GE-CareScape V100 | GE | [6 empty] | MVS-A | Covered PM Repair - Biomedical | MHHS-MG | [8 empty] | MONITORVITALSIGNS | Monitor, Vital Signs | GE
NO | YES |  |  |  | 009-09090 | 009-09090 | GE Medical Systems | DINAMAP CARESCAPE V100 |  | SH612390006SA | MH MG-(GH)-GH CCC | MHHS-MG |  |  |  | 009-09090 | 009-09090 | Central | MHHS-MG | MH MG-(GH)-GH CCC | Hallway | 4/1/19 |  | 4/1/20 |  | MONITORS, PHYSIOLOGIC, VITAL SIGNS |  | MONITORVITALSIGNS-GE-CareScape V100 |  |  |  |  | MONITORVITALSIGNS-GE-CareScape V100 | GE | [7 empty] | Covered PM Repair - Biomedical | MHHS-MG
NO | YES |  |  |  | 000-05047 | 000-05047 | GE Medical Systems | DINAMAP CARESCAPE V100 |  | SH612240194SA | MH MG-(SL)-Physicians At Sugar Creek | MHHS-MG |  |  |  | 000-05047 | 000-05047 | Sugar Land | MHHS-MG | MH MG-(SL)-Physicians At Sugar Creek | Orange Nurses Station | 11/1/19 | 2/1/20 |  |  | MONITORS, PHYSIOLOGIC, VITAL SIGNS | Monitor, Vital Signs | MONITORVITALSIGNS-GE-CareScape V100 |  |  |  |  | MONITORVITALSIGNS-GE-CareScape V100 | GE | [6 empty] | MVS-A | Covered PM Repair - Biomedical | MHHS-MG | [8 empty] | MONITORVITALSIGNS | Monitor, Vital Signs | GE
NO | YES |  |  |  | 017-00784 | 017-00784 | GE Medical Systems | DINAMAP CARESCAPE V100 |  | SH612240182SA | MH MG-(SL)-Physicians At Sugar Creek | MHHS-MG |  |  |  | 017-00784 | 017-00784 | Sugar Land | MHHS-MG | MH MG-(SL)-Physicians At Sugar Creek | Triage | 11/1/19 | 11/1/20 |  |  | MONITORS, PHYSIOLOGIC, VITAL SIGNS | Monitor, Vital Signs | MONITORVITALSIGNS-GE-CareScape V100 |  |  |  |  | MONITORVITALSIGNS-GE-CareScape V100 | GE | [6 empty] | MVS-A | Covered PM Repair - Biomedical | MHHS-MG | [8 empty] | MONITORVITALSIGNS | Monitor, Vital Signs | GE
NO | YES |  |  |  | 129-06479 | 129-06479 | GE Medical Systems | DINAMAP CARESCAPE V100 |  | SH615453359SA | WOODLANDS - CVICU | MHHS-MG |  |  |  | 129-06479 | 129-06479 | Sugar Land | Memorial Hermann Sugar Land Hospital | WOODLANDS - CVICU |  | 11/1/18 |  |  |  | MONITORS, PHYSIOLOGIC, VITAL SIGNS | Monitor, Vital Signs | MONITORVITALSIGNS-GE-CareScape V100 |  |  |  |  | MONITORVITALSIGNS-GE-CareScape V100 | GE | [6 empty] | MVS-A | Covered PM Repair - Biomedical | MHHS-MG | [8 empty] | MONITORVITALSIGNS | Monitor, Vital Signs | GE
NO | YES |  |  |  | 129-06481 | 129-06481 | GE Medical Systems | DINAMAP CARESCAPE V100 |  | SH615453356SA | MH MG-(SL)-Physicians At Sugar Creek | MHHS-MG |  |  |  | 129-06481 | 129-06481 | Sugar Land | MHHS-MG | MH MG-(SL)-Physicians At Sugar Creek | Purple Exam 2 | 11/1/19 | 11/1/20 |  |  | MONITORS, PHYSIOLOGIC, VITAL SIGNS | Monitor, Vital Signs | MONITORVITALSIGNS-GE-CareScape V100 |  |  |  |  | MONITORVITALSIGNS-GE-CareScape V100 | GE |  |  |  |  | 5/21/15 |  | MVS-A | Covered PM Repair - Biomedical | MHHS-MG | [8 empty] | MONITORVITALSIGNS | Monitor, Vital Signs | GE
NO | YES |  |  |  | 129-06483 | 129-06483 | GE Medical Systems | DINAMAP CARESCAPE V100 |  | SH615453363SA | MH MG-(SL)-Physicians At Sugar Creek | MHHS-MG |  |  |  | 129-06483 | 129-06483 | Sugar Land | MHHS-MG | MH MG-(SL)-Physicians At Sugar Creek | Green Pod | 11/1/19 |  |  |  | MONITORS, PHYSIOLOGIC, VITAL SIGNS | Monitor, Vital Signs | MONITORVITALSIGNS-GE-CareScape V100 |  |  |  |  | MONITORVITALSIGNS-GE-CareScape V100 | GE |  |  |  |  | 4/4/20 |  | MVS-A | Covered PM Repair - Biomedical | MHHS-MG | [8 empty] | MONITORVITALSIGNS | Monitor, Vital Signs | GE
NO | YES |  |  |  | 129-06484 | 129-06484 | GE Medical Systems | DINAMAP CARESCAPE V100 |  | SH615453357SA | MH MG-(SL)-Physicians At Sugar Creek | MHHS-MG |  |  |  | 129-06484 | 129-06484 | Sugar Land | MHHS-MG | MH MG-(SL)-Physicians At Sugar Creek |  | 11/1/19 | 2/1/20 |  |  | MONITORS, PHYSIOLOGIC, VITAL SIGNS | Monitor, Vital Signs | MONITORVITALSIGNS-GE-CareScape V100 |  |  |  |  | MONITORVITALSIGNS-GE-CareScape V100 | GE |  |  |  |  | 4/4/20 |  | MVS-A | Covered PM Repair - Biomedical | MHHS-MG | [8 empty] | MONITORVITALSIGNS | Monitor, Vital Signs | GE
NO | YES |  |  |  | 129-06485 | 129-06485 | GE Medical Systems | DINAMAP CARESCAPE V100 |  | SH61543360SA | MH MG-(SL)-Physicians At Sugar Creek | MHHS-MG |  |  |  | 129-06485 | 129-06485 | Sugar Land | MHHS-MG | MH MG-(SL)-Physicians At Sugar Creek | Exam 3 | 11/1/19 |  |  |  | MONITORS, PHYSIOLOGIC, VITAL SIGNS | Monitor, Vital Signs | MONITORVITALSIGNS-GE-CareScape V100 |  |  |  |  | MONITORVITALSIGNS-GE-CareScape V100 | GE |  |  |  |  | 4/4/20 |  | MVS-A | Covered PM Repair - Biomedical | MHHS-MG | [8 empty] | MONITORVITALSIGNS | Monitor, Vital Signs | GE
NO | YES |  |  |  | 129-06486 | 129-06486 | GE Medical Systems | DINAMAP CARESCAPE V100 |  | SH615453365SA | MH MG-(SL)-Physicians At Sugar Creek | MHHS-MG |  |  |  | 129-06486 | 129-06486 | Sugar Land | MHHS-MG | MH MG-(SL)-Physicians At Sugar Creek | Gold Pod | 11/1/19 |  |  |  | MONITORS, PHYSIOLOGIC, VITAL SIGNS | Monitor, Vital Signs | MONITORVITALSIGNS-GE-CareScape V100 |  |  |  |  | MONITORVITALSIGNS-GE-CareScape V100 | GE |  |  |  |  | 4/4/20 |  | MVS-A | Covered PM Repair - Biomedical | MHHS-MG | [8 empty] | MONITORVITALSIGNS | Monitor, Vital Signs | GE
NO | YES |  |  |  | 129-06487 | 129-06487 | GE Medical Systems | DINAMAP CARESCAPE V100 |  | SH615453364SA | MH MG-(SL)-Physicians At Sugar Creek | MHHS-MG |  |  |  | 129-06487 | 129-06487 | Sugar Land | MHHS-MG | MH MG-(SL)-Physicians At Sugar Creek | Orange Nurses Station | 11/1/19 | 11/1/20 |  |  | MONITORS, PHYSIOLOGIC, VITAL SIGNS | Monitor, Vital Signs | MONITORVITALSIGNS-GE-CareScape V100 |  |  |  |  | MONITORVITALSIGNS-GE-CareScape V100 | GE |  |  |  |  | 4/4/20 |  | MVS-A | Covered PM Repair - Biomedical | MHHS-MG | [8 empty] | MONITORVITALSIGNS | Monitor, Vital Signs | GE
NO | YES |  |  |  | 129-06488 | 129-06488 | GE Medical Systems | DINAMAP CARESCAPE V100 |  | SH615453361SA | MH MG-(SL)-Physicians At Sugar Creek | MHHS-MG |  |  |  | 129-06488 | 129-06488 | Sugar Land | MHHS-MG | MH MG-(SL)-Physicians At Sugar Creek | Grey Pod | 11/1/18 |  |  |  | MONITORS, PHYSIOLOGIC, VITAL SIGNS | Monitor, Vital Signs | MONITORVITALSIGNS-GE-CareScape V100 |  |  |  |  | MONITORVITALSIGNS-GE-CareScape V100 | GE |  |  |  |  | 4/4/20 |  | MVS-A | Covered PM Repair - Biomedical | MHHS-MG | [8 empty] | MONITORVITALSIGNS | Monitor, Vital Signs | GE
NO | YES |  |  |  | 129-07663 | 129-07663 | GE Medical Systems | DINAMAP CARESCAPE V100 |  | SH612240188SA | MH MG-(SL)-Physicians At Sugar Creek | MHHS-MG |  |  |  | 129-07663 | 129-07663 | Sugar Land | MHHS-MG | MH MG-(SL)-Physicians At Sugar Creek | Green room 4 | 11/1/19 | 11/1/20 |  |  | MONITORS, PHYSIOLOGIC, VITAL SIGNS | Monitor, Vital Signs | MONITORVITALSIGNS-GE-CareScape V100 |  |  |  |  | MONITORVITALSIGNS-GE-CareScape V100 | GE |  |  |  |  | 4/4/20 |  | MVS-A | Covered PM Repair - Biomedical | MHHS-MG | [8 empty] | MONITORVITALSIGNS | Monitor, Vital Signs | GE
NO | YES |  |  |  | 013-36178 | 013-36178 | GE Medical Systems | DINAMAP CARESCAPE V100 |  | SH612390012SA | MH MG-(STX)-South Texas-Needville | MHHS-MG |  |  |  | 013-36178 | 013-36178 | South | MHHS-MG | MH MG-(STX)-South Texas-Needville | Ex 9 | 10/1/19 | 10/1/20 |  |  | MONITORS, PHYSIOLOGIC, VITAL SIGNS | Monitor, Vital Signs | MONITORVITALSIGNS-GE-CareScape V100 |  |  |  |  | MONITORVITALSIGNS-GE-CareScape V100 | GE |  |  |  |  | 4/4/20 |  | MVS-A | Covered PM Repair - Biomedical | MHHS-MG | [8 empty] | MONITORVITALSIGNS | Monitor, Vital Signs | GE
NO | YES |  |  |  | 069-35983 | 069-35983 | GE Medical Systems | DINAMAP CARESCAPE V100 |  | SH612060100SA | MH MG-(GH)-GH CCC | MHHS-MG |  |  |  | 069-35983 | 069-35983 | Central | MHHS-MG | MH MG-(GH)-GH CCC | TMC Suite 1160 | 5/1/19 |  |  |  | MONITORS, PHYSIOLOGIC, VITAL SIGNS |  | MONITORVITALSIGNS-GE-CareScape V100 |  |  |  |  | MONITORVITALSIGNS-GE-CareScape V100 | GE |  |  |  |  | 4/4/20 |  |  | Covered PM Repair - Biomedical | MHHS-MG
NO | YES |  |  |  | 029-08949 | 029-08949 | GE Medical Systems | DINAMAP CARESCAPE V100 |  | SH612220063SA | MH MG - (WDLS) - IMPERIAL OAKS | MHHS-MG |  |  |  | 029-08949 | 029-08949 | Woodlands | MHMG Imperial Oaks Site100 | MH MG - (WDLS) - IMPERIAL OAKS | Storage Room |  |  |  |  | MONITORS, PHYSIOLOGIC, VITAL SIGNS |  | MONITORVITALSIGNS-GE-CareScape V100 |  |  |  |  | MONITORVITALSIGNS-GE-CareScape V100 | GE | [7 empty] | Covered PM Repair - Biomedical | MHHS-MG
NO | YES |  |  |  | 029-08954 | 029-08954 | GE Medical Systems | DINAMAP CARESCAPE V100 |  | SH612220064SA | MH MG - (WDLS) - IMPERIAL OAKS | MHHS-MG |  |  |  | 029-08954 | 029-08954 | Woodlands | MHMG Imperial Oaks Suite100 | MH MG - (WDLS) - IMPERIAL OAKS | [5 empty] | MONITORS, PHYSIOLOGIC, VITAL SIGNS |  | MONITORVITALSIGNS-GE-CareScape V100 |  |  |  |  | MONITORVITALSIGNS-GE-CareScape V100 | GE | [7 empty] | Covered PM Repair - Biomedical | MHHS-MG
NO | YES |  |  |  | 009-09049 | 009-09049 | GE Medical Systems | DINAMAP CARESCAPE V100 |  | SH612240072SA | Neighborhood Clinic-(GH)-Northwest Cc | MHHS-Neighborhood Clinics |  |  |  | 009-09049 | 009-09049 | Central | MHHS-Others | Neighborhood Clinic-(GH)-Northwest Cc | Hall | 4/1/19 | 4/1/20 |  |  | MONITORS, PHYSIOLOGIC, VITAL SIGNS | Monitor, Vital Signs | MONITORVITALSIGNS-GE-CareScape V100 |  |  |  |  | MONITORVITALSIGNS-GE-CareScape V100 | GE | [6 empty] | MVS-A | Covered PM Repair - Biomedical | MHHS-Neighborhood Clinics | [8 empty] | MONITORVITALSIGNS | Monitor, Vital Signs | GE
NO | YES |  |  |  | 013-19409 | 013-19409 | GE Medical Systems | DINAMAP CARESCAPE V100 |  | SH611320159SA | Neighborhood Clinic-(GH)-Northwest Cc | MHHS-Neighborhood Clinics |  |  |  | 013-19409 | 013-19409 | Central | MHHS-Others | Neighborhood Clinic-(GH)-Northwest Cc | Lab | 4/1/19 | 4/1/20 |  |  | MONITORS, PHYSIOLOGIC, VITAL SIGNS | Monitor, Vital Signs | MONITORVITALSIGNS-GE-CareScape V100 |  |  |  |  | MONITORVITALSIGNS-GE-CareScape V100 | GE |  |  |  |  | 7/12/18 |  | MVS-A | Covered PM Repair - Biomedical | MHHS-Neighborhood Clinics | [8 empty] | MONITORVITALSIGNS | Monitor, Vital Signs | GE
NO | YES |  |  |  | 142-05392 | 142-05392 | GE Medical Systems | DINAMAP CARESCAPE V100 |  | SH6122401895SA | Neighborhood Clinic-(NE)-Northeast | MHHS-Neighborhood Clinics |  |  |  | 142-05392 | 142-05392 | Katy | MHHS-Others | Neighborhood Clinic-(NE)-Northeast | Lab | 9/1/19 | 9/1/20 |  |  | MONITORS, PHYSIOLOGIC, VITAL SIGNS | Monitor, Vital Signs | MONITORVITALSIGNS-GE-CareScape V100 |  |  |  |  | MONITORVITALSIGNS-GE-CareScape V100 | GE | [6 empty] | MVS-A | Covered PM Repair - Biomedical | MHHS-Neighborhood Clinics | [8 empty] | MONITORVITALSIGNS | Monitor, Vital Signs | GE
NO | YES |  |  |  | 142-05543 | 142-05543 | GE Medical Systems | DINAMAP CARESCAPE V100 |  | SH613050277SA | SC CCC-(NE)-Emergency Room | MHHS-Summer Creek CCC |  |  |  | 142-05543 | 142-05543 | Katy | MHHS-Others | SC CCC-(NE)-Emergency Room | Nurses Station | 7/1/19 | 7/1/20 |  |  | MONITORS, PHYSIOLOGIC, VITAL SIGNS | Monitor, Vital Signs | MONITORVITALSIGNS-GE-CareScape V100 |  |  |  |  | MONITORVITALSIGNS-GE-CareScape V100 | GE |  |  |  |  | 1/7/17 |  | MVS-A | Covered PM Repair - Biomedical | MHHS-Summer Creek CCC | [8 empty] | MONITORVITALSIGNS | Monitor, Vital Signs | GE
NO | YES |  |  |  | 142-05544 | 142-05544 | GE Medical Systems | DINAMAP CARESCAPE V100 |  | SH613050290SA | SC CCC-(NE)-Emergency Room | MHHS-Summer Creek CCC |  |  |  | 142-05544 | 142-05544 | Katy | MHHS-Others | SC CCC-(NE)-Emergency Room | Nurses Station | 7/1/19 | 7/1/20 |  |  | MONITORS, PHYSIOLOGIC, VITAL SIGNS | Monitor, Vital Signs | MONITORVITALSIGNS-GE-CareScape V100 |  |  |  |  | MONITORVITALSIGNS-GE-CareScape V100 | GE | [6 empty] | MVS-A | Covered PM Repair - Biomedical | MHHS-Summer Creek CCC | [8 empty] | MONITORVITALSIGNS | Monitor, Vital Signs | GE
NO | YES |  |  |  | 142-07044 | 142-07044 | GE Medical Systems | DINAMAP CARESCAPE V100 |  | SH617080033SA | SC CCC-(NE)-Emergency Room | MHHS-Summer Creek CCC |  |  |  | 142-07044 | 142-07044 | Katy | MHHS-Others | SC CCC-(NE)-Emergency Room |  | 7/1/19 | 7/1/20 |  |  | MONITORS, PHYSIOLOGIC, VITAL SIGNS | Monitor, Vital Signs | MONITORVITALSIGNS-GE-CareScape V100 |  |  |  |  | MONITORVITALSIGNS-GE-CareScape V100 | GE | [6 empty] | MVS-A | Covered PM Repair - Biomedical | MHHS-Summer Creek CCC | [8 empty] | MONITORVITALSIGNS | Monitor, Vital Signs | GE
NO | YES |  |  |  | 142-07045 | 142-07045 | GE Medical Systems | DINAMAP CARESCAPE V100 |  | SH617080039SA | SC CCC-(NE)-Emergency Room | MHHS-Summer Creek CCC |  |  |  | 142-07045 | 142-07045 | Katy | MHHS-Others | SC CCC-(NE)-Emergency Room |  | 7/1/19 | 7/1/20 |  |  | MONITORS, PHYSIOLOGIC, VITAL SIGNS | Monitor, Vital Signs | MONITORVITALSIGNS-GE-CareScape V100 |  |  |  |  | MONITORVITALSIGNS-GE-CareScape V100 | GE | [6 empty] | MVS-A | Covered PM Repair - Biomedical | MHHS-Summer Creek CCC | [8 empty] | MONITORVITALSIGNS | Monitor, Vital Signs | GE
NO | YES |  |  |  | 241-03124 | 241-03124 | GE Medical Systems | DINAMAP CARESCAPE V100 |  | SH612320424SA | TIRR-PCU 6 | MHHS-TIRR |  |  |  | 241-03124 | 241-03124 | TMC | MHHS-Others | TIRR-PCU 6 | Nurses Station | 1/1/19 |  | 1/1/20 |  | MONITORS, PHYSIOLOGIC, VITAL SIGNS | Monitor, Vital Signs | MONITORVITALSIGNS-GE-CareScape V100 |  |  |  |  | MONITORVITALSIGNS-GE-CareScape V100 | GE |  |  |  |  | 7/1/17 |  | MVS-A | Covered PM Repair - Biomedical | MHHS-TIRR | [8 empty] | MONITORVITALSIGNS | Monitor, Vital Signs | GE
NO | YES |  |  |  | 074-04032 | 074-04032 | GE Medical Systems | DINAMAP CARESCAPE V100 |  | SH612170259SA | TMC-Respiratory-Adult | MHHS-TMC |  |  |  | 074-04032 | 074-04032 | TMC | MHHS-TMC | TMC-Respiratory-Adult |  | 12/1/19 |  | 12/1/20 |  | MONITORS, PHYSIOLOGIC, VITAL SIGNS | Monitor, Vital Signs | MONITORVITALSIGNS-GE-CareScape V100 |  |  |  |  | MONITORVITALSIGNS-GE-CareScape V100 | GE |  |  |  |  | 10/26/23 |  | MVS-A | Not Covered Vendor Only - Biomedical | MHHS-TMC | [8 empty] | MONITORVITALSIGNS | Monitor, Vital Signs | GE
NO | YES | Asset Tag 069-37826 |  |  | 069-37826 | 069-37826 | GE Medical Systems | DINAMAP CARESCAPE V100 |  | SH611430326SA | TMC-Jones-Hyperbaric/Wound Care (Jg) | MHHS-TMC |  |  |  | 069-37826 | 069-37826 | TMC | MHHS-TMC | TMC-Jones-Hyperbaric/Wound Care (Jg) | Exam 7 | 1/1/20 |  | 1/1/21 |  | MONITORS, PHYSIOLOGIC, VITAL SIGNS |  | MONITORVITALSIGNS-GE-CareScape V100 |  |  |  |  | MONITORVITALSIGNS-GE-CareScape V100 | GE |  |  |  |  | 10/26/23 |  |  | Not Covered Vendor Only - Biomedical | MHHS-TMC
NO | YES |  |  |  | 069-35899 | 069-35899 | GE Medical Systems | DINAMAP CARESCAPE V100 |  | SH611320172SA | TMC-Plaza-Cancer Center (Ste 2900) | MHHS-TMC |  |  |  | 069-35899 | 069-35899 | TMC | MHHS-TMC | TMC-Plaza-Cancer Center (Ste 2900) | HDR room | 11/1/19 |  | 11/1/20 |  | MONITORS, PHYSIOLOGIC, VITAL SIGNS | Monitor, Vital Signs | MONITORVITALSIGNS-GE-CareScape V100 |  |  |  |  | MONITORVITALSIGNS-GE-CareScape V100 | GE |  |  |  |  | 10/26/23 |  | MVS-A | Not Covered Vendor Only - Biomedical | MHHS-TMC | [8 empty] | MONITORVITALSIGNS | Monitor, Vital Signs | GE
NO | YES |  |  |  | 029-09560 | 029-09560 | GE Medical Systems | DINAMAP CARESCAPE V100 |  | SH614451512SA | Woodlands-PCU2 | MHHS-Woodlands |  |  |  | 029-09560 | 029-09560 | Woodlands | MHHS-Woodlands | Woodlands-PCU2 | Hallways | 6/1/19 |  | 6/1/20 |  | MONITORS, PHYSIOLOGIC, VITAL SIGNS | Monitor, Vital Signs | MONITORVITALSIGNS-GE-CareScape V100 |  |  |  |  | MONITORVITALSIGNS-GE-CareScape V100 | GE |  |  |  |  | 7/1/17 |  | MVS-A | Covered PM Repair - Biomedical | MHHS-Woodlands | [8 empty] | MONITORVITALSIGNS | Monitor, Vital Signs | GE
NO | YES |  |  |  | 029-09561 | 029-09561 | GE Medical Systems | DINAMAP CARESCAPE V100 |  | SH614462174SA | Woodlands-PCU2 | MHHS-Woodlands |  |  |  | 029-09561 | 029-09561 | Woodlands | MHHS-Woodlands | Woodlands-PCU2 | Hallway | 6/1/19 |  | 6/1/20 |  | MONITORS, PHYSIOLOGIC, VITAL SIGNS | Monitor, Vital Signs | MONITORVITALSIGNS-GE-CareScape V100 |  |  |  |  | MONITORVITALSIGNS-GE-CareScape V100 | GE |  |  |  |  | 9/25/20 |  | MVS-A | Covered PM Repair - Biomedical | MHHS-Woodlands | [8 empty] | MONITORVITALSIGNS | Monitor, Vital Signs | GE
NO | NO |  |  |  | 009-09671 |  | GE Medical Systems | DINAMAP CARESCAPE V100 |  | SH61240042SA | MH MG - (CY) - COPPERFIELD | MHHS-MG |  |  |  | 009-09671 |  | Northwest & Cypress |  | MH MG - (CY) - COPPERFIELD | [5 empty] | MONITORS, PHYSIOLOGIC, VITAL SIGNS |  | MONITORVITALSIGNS-GE-CareScape V100 |  |  |  |  | MONITORVITALSIGNS-GE-CareScape V100 | GE | [7 empty] | Covered PM Repair - Biomedical | MHHS-MG
NO | NO |  |  |  | 005-09469 |  | GE Medical Systems | DINAMAP CARESCAPE V100 |  | SH613040211SA | MH MG - (SE) - URGENT CARE - FRIENDSWOOD | MHHS-MG |  |  |  | 005-09469 |  | Southeast & Bay Area |  | MH MG - (SE) - URGENT CARE - FRIENDSWOOD | [5 empty] | MONITORS, PHYSIOLOGIC, VITAL SIGNS |  | MONITORVITALSIGNS-GE-CareScape V100 |  |  |  |  | MONITORVITALSIGNS-GE-CareScape V100 | GE | [7 empty] | Covered PM Repair - Biomedical | MHHS-MG
NO | NO |  |  |  | 005-09470 |  | GE Medical Systems | DINAMAP CARESCAPE V100 |  | SH613040230SA | MH MG - (SE) - URGENT CARE - FRIENDSWOOD | MHHS-MG |  |  |  | 005-09470 |  | Southeast & Bay Area |  | MH MG - (SE) - URGENT CARE - FRIENDSWOOD | [5 empty] | MONITORS, PHYSIOLOGIC, VITAL SIGNS |  | MONITORVITALSIGNS-GE-CareScape V100 |  |  |  |  | MONITORVITALSIGNS-GE-CareScape V100 | GE | [7 empty] | Covered PM Repair - Biomedical | MHHS-MG
NO | NO |  |  |  | 129-06482 |  | GE Medical Systems | DINAMAP CARESCAPE V100 |  | SH615453362SA | MH MG - (SL) - PHYSICIANS AT SUGAR CREEK | MHHS-MG |  |  |  | 129-06482 |  | Sugar Land |  | MH MG - (SL) - PHYSICIANS AT SUGAR CREEK | [5 empty] | MONITORS, PHYSIOLOGIC, VITAL SIGNS |  | MONITORVITALSIGNS-GE-CareScape V100 |  |  |  |  | MONITORVITALSIGNS-GE-CareScape V100 | GE | [7 empty] | Not Covered Vendor Only - Biomedical | MHHS-MG
NO | NO |  |  |  | 029-08947 |  | GE Medical Systems | DINAMAP CARESCAPE V100 |  | SH612180258SA | MH MG - (WDLS) - SPRING CARDIOLOGY | MHHS-MG |  |  |  | 029-08947 |  | Woodlands |  | MH MG - (WDLS) - SPRING CARDIOLOGY | [5 empty] | MONITORS, PHYSIOLOGIC, VITAL SIGNS |  | MONITORVITALSIGNS-GE-CareScape V100 |  |  |  |  | MONITORVITALSIGNS-GE-CareScape V100 | GE | [7 empty] | Not Covered Vendor Only - Biomedical | MHHS-MG
NO | NO |  |  |  | 041-07267 |  | GE Medical Systems | DINAMAP CARESCAPE V100 |  | SDTO8470341SP | OPID - (MC) - MEMORIAL CITY - 422 (MP4) | MHHS-OPID |  |  |  | 041-07267 |  | West & Memorial City |  | OPID - (MC) - MEMORIAL CITY - 422 (MP4) | [5 empty] | MONITORS, PHYSIOLOGIC, VITAL SIGNS |  | MONITORVITALSIGNS-GE-CareScape V100 |  |  |  |  | MONITORVITALSIGNS-GE-CareScape V100 | GE | [7 empty] | Not Covered Vendor Only - Biomedical | MHHS-OPID
NO | NO | [5 empty] | GE Medical Systems | DINAMAP CARESCAPE V100 |  | SH612060106SA | TMC - PLAZA - CANCER CENTER (STE 2900) | MHHS-TMC | [5 empty] | TMC |  | TMC - PLAZA - CANCER CENTER (STE 2900) | [5 empty] | MONITORS, PHYSIOLOGIC, VITAL SIGNS |  | MONITORVITALSIGNS-GE-CareScape V100 |  |  |  |  | MONITORVITALSIGNS-GE-CareScape V100 | GE | [7 empty] | Not Covered Vendor Only - Biomedical | MHHS-TMC
NO | NO |  |  |  | 069-35004 |  | GE Medical Systems | DINAMAP CARESCAPE V100 |  | SCG10183067WA | TMC - ROBERTSON - CLIN RESEARCH (3R) | MHHS-TMC |  |  |  | 069-35004 |  | TMC |  | TMC - ROBERTSON - CLIN RESEARCH (3R) | [5 empty] | MONITORS, PHYSIOLOGIC, VITAL SIGNS |  | MONITORVITALSIGNS-GE-CareScape V100 |  |  |  |  | MONITORVITALSIGNS-GE-CareScape V100 | GE | [7 empty] | Not Covered Vendor Only - Biomedical | MHHS-TMC
NO | NO |  |  |  | 069-37610 |  | GE Medical Systems | DINAMAP CARESCAPE V100 |  | SDT08240365SP | TMC - ROBERTSON - CLIN RESEARCH (3R) | MHHS-TMC |  |  |  | 069-37610 |  | TMC |  | TMC - ROBERTSON - CLIN RESEARCH (3R) | [5 empty] | MONITORS, PHYSIOLOGIC, VITAL SIGNS |  | MONITORVITALSIGNS-GE-CareScape V100 |  |  |  |  | MONITORVITALSIGNS-GE-CareScape V100 | GE | [7 empty] | Not Covered Vendor Only - Biomedical | MHHS-TMC
NO | NO |  |  |  | 069-37611 |  | GE Medical Systems | DINAMAP CARESCAPE V100 |  | SDT10240326SA | TMC - ROBERTSON - CLIN RESEARCH (3R) | MHHS-TMC |  |  |  | 069-37611 |  | TMC |  | TMC - ROBERTSON - CLIN RESEARCH (3R) | [5 empty] | MONITORS, PHYSIOLOGIC, VITAL SIGNS |  | MONITORVITALSIGNS-GE-CareScape V100 |  |  |  |  | MONITORVITALSIGNS-GE-CareScape V100 | GE | [7 empty] | Not Covered Vendor Only - Biomedical | MHHS-TMC
NO | NO |  |  |  | 069-37612 |  | GE Medical Systems | DINAMAP CARESCAPE V100 |  | SDT08240364SP | TMC - ROBERTSON - CLIN RESEARCH (3R) | MHHS-TMC |  |  |  | 069-37612 |  | TMC |  | TMC - ROBERTSON - CLIN RESEARCH (3R) | [5 empty] | MONITORS, PHYSIOLOGIC, VITAL SIGNS |  | MONITORVITALSIGNS-GE-CareScape V100 |  |  |  |  | MONITORVITALSIGNS-GE-CareScape V100 | GE | [7 empty] | Not Covered Vendor Only - Biomedical | MHHS-TMC
NO | YES |  |  |  | 069-36043 | 069-36043 | GE Medical Systems | DINAMAP PRO 100 |  | SH611340195SA | TMC-Jones-Hyperbaric/Wound Care (Jg) | MHHS-TMC |  | Monitor, Vital Signs |  | 069-36043 | 069-36043 | TMC | MHHS-TMC | TMC-Jones-Hyperbaric/Wound Care (Jg) | Exam 6 JG 200.19 | 1/1/20 |  | 1/1/21 |  | MONITORS, PHYSIOLOGIC, VITAL SIGNS |  | MONITORVITALSIGNS-GE-Dinamap Pro 100 | MONITORVITALSIGNS | Dinamap Pro 100 |  |  |  | GE | Monitor, Vital Signs |  | MONITORVITALSIGNS-GE-Dinamap Pro 100 |  |  |  |  | Covered PM Repair - Biomedical | MHHS-TMC
NO | NO |  |  |  | 069-21615 |  | GE Medical Systems | DINAMAP PRO 100 |  | 020M0469077 | TMC - ROBERTSON - CLIN RESEARCH (3R) | MHHS-TMC |  | Monitor, Vital Signs |  | 069-21615 |  | TMC |  | TMC - ROBERTSON - CLIN RESEARCH (3R) | [5 empty] | MONITORS, PHYSIOLOGIC, VITAL SIGNS |  | MONITORVITALSIGNS-GE-Dinamap Pro 100 | MONITORVITALSIGNS | Dinamap Pro 100 |  |  |  | GE | Monitor, Vital Signs |  | MONITORVITALSIGNS-GE-Dinamap Pro 100 |  |  |  |  | Covered PM Repair - Biomedical | MHHS-TMC
NO | NO |  |  |  | 129-01498 |  | GE Medical Systems | DINAMAP PRO 1000 |  | 020M3480016 | SUGAR LAND - DAY SURGERY | MHHS-Sugarland |  | Monitor, Vital Signs |  | 129-01498 |  | Sugar Land |  | SUGAR LAND - DAY SURGERY | [5 empty] | MONITORS, BEDSIDE, BLOOD PRESSURE |  | MONITORVITALSIGNS-GE-Dinamap Pro 1000 | MONITORVITALSIGNS | Dinamap Pro 1000 |  |  |  | GE | Monitor, Vital Signs |  | MONITORVITALSIGNS-GE-Dinamap Pro 1000 |  |  |  |  | Covered PM Repair - Biomedical | MHHS-Sugarland
NO | NO |  |  |  | 129-03456 |  | GE Medical Systems | DINAMAP PRO 1000 |  | 020M1710007 | SUGAR LAND - PRE-ADMIT TESTING | MHHS-Sugarland |  | Monitor, Vital Signs |  | 129-03456 |  | Sugar Land |  | SUGAR LAND - PRE-ADMIT TESTING | [5 empty] | MONITORS, BEDSIDE, BLOOD PRESSURE |  | MONITORVITALSIGNS-GE-Dinamap Pro 1000 | MONITORVITALSIGNS | Dinamap Pro 1000 |  |  |  | GE | Monitor, Vital Signs |  | MONITORVITALSIGNS-GE-Dinamap Pro 1000 |  |  |  |  | Covered PM Repair - Biomedical | MHHS-Sugarland
NO | NO | [5 empty] | GE Medical Systems | DINAMAP PRO 200 |  | 000M2769044 | TIRR - PCU 5 | MHHS-TIRR |  | Monitor, Vital Signs |  |  |  | TMC |  | TIRR - PCU 5 | [5 empty] | MONITORS, PHYSIOLOGIC, VITAL SIGNS |  | MONITORVITALSIGNS-GE-Dinamap Pro 200 | MONITORVITALSIGNS | Dinamap Pro 200 |  |  |  | GE | Monitor, Vital Signs |  | MONITORVITALSIGNS-GE-Dinamap Pro 200 |  |  |  |  | Covered PM Repair - Biomedical | MHHS-TIRR
NO | NO |  |  |  | 069-21614 |  | GE Medical Systems | DINAMAP PRO 200 |  | 020M0249106 | TMC - ROBERTSON - CLIN RESEARCH (3R) | MHHS-TMC |  | Monitor, Vital Signs |  | 069-21614 |  | TMC |  | TMC - ROBERTSON - CLIN RESEARCH (3R) | [5 empty] | MONITORS, PHYSIOLOGIC, VITAL SIGNS |  | MONITORVITALSIGNS-GE-Dinamap Pro 200 | MONITORVITALSIGNS | Dinamap Pro 200 |  |  |  | GE | Monitor, Vital Signs |  | MONITORVITALSIGNS-GE-Dinamap Pro 200 |  |  |  |  | Covered PM Repair - Biomedical | MHHS-TMC
NO | YES |  |  |  | 133-09191 | 133-09191 | GE Medical Systems | DINAMAP PRO 200 V2 |  | AAX06060023SA | Katy-Postpartum-2W | MHHS-Katy |  | Monitor, Vital Signs |  | 133-09191 | 133-09191 | Katy | MHHS-Katy | Katy-Postpartum-2W | W3:150.2 equipment storage | 10/1/19 | 10/1/20 |  |  | MONITORS, BEDSIDE, BLOOD PRESSURE | Monitor, Vital Signs | MONITORVITALSIGNS-GE-Dinamap Pro 200 V2 | MONITORVITALSIGNS | Dinamap Pro 200 V2 |  |  |  | GE | Monitor, Vital Signs |  | MONITORVITALSIGNS-GE-Dinamap Pro 200 V2 |  | 11/10/16 |  | MVS-A | Covered PM Repair - Biomedical | MHHS-Katy | [8 empty] | MONITORVITALSIGNS | Monitor, Vital Signs | GE
NO | YES |  |  |  |  | 241-00599 | GE Medical Systems | DINAMAP PRO 300 |  | AAW07190198SA | TIRR-Patient Care Unit 4-2414374 | MHHS-TIRR |  |  |  |  | 241-00599 | TMC | MHHS-Others | TIRR-Patient Care Unit 4-2414374 | TIRR - PCU 4 | 10/1/19 |  | 10/1/20 |  | MONITORS, BEDSIDE, BLOOD PRESSURE | Monitor, Vital Signs | MONITORVITALSIGNS-GE-Dinamap ProCare 300 |  |  |  |  | MONITORVITALSIGNS-GE-Dinamap ProCare 300 | GE |  |  |  |  | 10/1/18 |  | MVS-A | Covered PM Repair - Biomedical | MHHS-TIRR | [8 empty] | MONITORVITALSIGNS | Monitor, Vital Signs | GE
NO | YES | Asset Tag 133-06852 |  |  | 133-06852 | 133-06852 | GE Medical Systems | DINAMAP PRO 400 |  | 032MO133007 | Katy-Med/Surg 6th Floor | MHHS-Katy |  |  |  | 133-06852 | 133-06852 | Katy | MHHS-Katy | Katy-Med/Surg 6th Floor | Hallway | 7/1/19 | 7/1/20 |  |  | MONITORS, PHYSIOLOGIC, VITAL SIGNS | Monitor, Vital Signs | MONITORVITALSIGNS-GE-Dinamap ProCare 400 |  |  |  |  | MONITORVITALSIGNS-GE-Dinamap ProCare 400 | GE | [6 empty] | MVS-A | Covered PM Repair - Biomedical | MHHS-Katy | [8 empty] | MONITORVITALSIGNS | Monitor, Vital Signs | GE
NO | YES |  |  |  | 129-01471 | 129-01471 | GE Medical Systems | DINAMAP PRO 400 |  | 000M1649027 | Sugar Land-ER | MHHS-Sugarland |  |  |  | 129-01471 | 129-01471 | Sugar Land | MHHS-Sugarland | Sugar Land-ER |  | 7/1/19 |  |  |  | MONITORS, PHYSIOLOGIC, VITAL SIGNS | Monitor, Vital Signs | MONITORVITALSIGNS-GE-Dinamap ProCare 400 |  |  |  |  | MONITORVITALSIGNS-GE-Dinamap ProCare 400 | GE |  |  |  |  | 9/27/20 |  | MVS-A | Covered PM Repair - Biomedical | MHHS-Sugarland | [8 empty] | MONITORVITALSIGNS | Monitor, Vital Signs | GE
NO | YES |  |  |  |  | 241-02795 | GE Medical Systems | DINAMAP PRO 400 |  | AAW05130356SA | TIRR-PCU 3 | MHHS-TIRR |  |  |  |  | 241-02795 | TMC | MHHS-Others | TIRR-PCU 3 | NBU Hallway | 6/1/19 |  | 6/1/20 |  | MONITORS, PHYSIOLOGIC, VITAL SIGNS | Monitor, Vital Signs | MONITORVITALSIGNS-GE-Dinamap ProCare 400 |  |  |  |  | MONITORVITALSIGNS-GE-Dinamap ProCare 400 | GE |  |  |  |  | 10/30/16 |  | MVS-A | Covered PM Repair - Biomedical | MHHS-TIRR | [8 empty] | MONITORVITALSIGNS | Monitor, Vital Signs | GE
NO | NO | [5 empty] | GE Medical Systems | DINAMAP PRO 400 |  | 022M3169072 | WOODLANDS - BIRTH CENTER | MHHS-Woodlands | [5 empty] | Woodlands |  | WOODLANDS - BIRTH CENTER | [5 empty] | MONITORS, PHYSIOLOGIC, VITAL SIGNS |  | MONITORVITALSIGNS-GE-Dinamap ProCare 400 |  |  |  |  | MONITORVITALSIGNS-GE-Dinamap ProCare 400 | GE | [7 empty] | Not Covered Vendor Only - Biomedical | MHHS-Woodlands
NO | NO | [5 empty] | GE Medical Systems | DINAMAP PRO 400 |  | 022M3169059 | WOODLANDS - BIRTH CENTER | MHHS-Woodlands | [5 empty] | Woodlands |  | WOODLANDS - BIRTH CENTER | [5 empty] | MONITORS, PHYSIOLOGIC, VITAL SIGNS |  | MONITORVITALSIGNS-GE-Dinamap ProCare 400 |  |  |  |  | MONITORVITALSIGNS-GE-Dinamap ProCare 400 | GE | [7 empty] | Not Covered Vendor Only - Biomedical | MHHS-Woodlands
NO | NO |  |  |  | 069-20706 |  | GE Medical Systems | DINAMAP PRO 410N |  | AAX05070109SA | TMC - ROBERTSON - CLIN RESEARCH (3R) | MHHS-TMC |  |  |  | 069-20706 |  | TMC |  | TMC - ROBERTSON - CLIN RESEARCH (3R) | [5 empty] | MONITORS, BEDSIDE, BLOOD PRESSURE |  | .needs class | [5 empty] | GE | [7 empty] | Not Covered Vendor Only - Biomedical | MHHS-TMC
NO | NO |  |  |  | 069-20707 |  | GE Medical Systems | DINAMAP PRO 410N |  | AAX05070021SA | TMC - ROBERTSON - CLIN RESEARCH (3R) | MHHS-TMC |  |  |  | 069-20707 |  | TMC |  | TMC - ROBERTSON - CLIN RESEARCH (3R) | [5 empty] | MONITORS, BEDSIDE, BLOOD PRESSURE |  | .needs class | [5 empty] | GE | [7 empty] | Not Covered Vendor Only - Biomedical | MHHS-TMC
NO | YES |  |  |  | 133-03587 | 133-03587 | GE Medical Systems | DINAMAP PROCARE |  | AAW06330051SA | Katy-Cardiology | MHHS-Katy |  |  |  | 133-03587 | 133-03587 | Katy | MHHS-Katy | Katy-Cardiology | ECG room | 3/1/19 | 3/1/20 |  |  | MONITORS, BEDSIDE, BLOOD PRESSURE | Monitor, Vital Signs | MONITORVITALSIGNS-GE-Dinamap ProCare 100 |  |  |  |  | MONITORVITALSIGNS-GE-Dinamap ProCare 100 | GE |  |  |  |  | 10/18/20 |  | MVS-A | Not Covered Vendor Only - Biomedical | MHHS-Katy | [8 empty] | MONITORVITALSIGNS | Monitor, Vital Signs | GE
NO | YES |  |  |  | 133-03592 | 133-03592 | GE Medical Systems | DINAMAP PROCARE |  | AAW06330124SA | Katy-Cardiology | MHHS-Katy |  |  |  | 133-03592 | 133-03592 | Katy | MHHS-Katy | Katy-Cardiology | EEG Stress 2 | 10/1/19 | 10/1/20 |  |  | MONITORS, BEDSIDE, BLOOD PRESSURE | Monitor, Vital Signs | MONITORVITALSIGNS-GE-Dinamap ProCare 100 |  |  |  |  | MONITORVITALSIGNS-GE-Dinamap ProCare 100 | GE |  |  |  |  | 10/18/20 |  | MVS-A | Not Covered Vendor Only - Biomedical | MHHS-Katy | [8 empty] | MONITORVITALSIGNS | Monitor, Vital Signs | GE
NO | YES |  |  |  | 133-03585 | 133-03585 | GE Medical Systems | DINAMAP PROCARE |  | AAW06330125SA | Katy-ER | MHHS-Katy |  |  |  | 133-03585 | 133-03585 | Katy | MHHS-Katy | Katy-ER | ER | 1/1/20 | 1/1/21 |  |  | MONITORS, BEDSIDE, BLOOD PRESSURE | Monitor, Vital Signs | MONITORVITALSIGNS-GE-Dinamap ProCare 100 |  |  |  |  | MONITORVITALSIGNS-GE-Dinamap ProCare 100 | GE |  |  |  |  | 10/18/20 |  | MVS-A | Not Covered Vendor Only - Biomedical | MHHS-Katy | [8 empty] | MONITORVITALSIGNS | Monitor, Vital Signs | GE
NO | YES |  |  |  | 133-03575 | 133-03575 | GE Medical Systems | DINAMAP PROCARE |  | AAW06330044SA | Katy-Med/Surg 6th Floor | MHHS-Katy |  |  |  | 133-03575 | 133-03575 | Katy | MHHS-Katy | Katy-Med/Surg 6th Floor | MEDSURG 6th FLOOR HALLWAY | 10/1/19 | 10/1/20 |  |  | MONITORS, BEDSIDE, BLOOD PRESSURE | Monitor, Vital Signs | MONITORVITALSIGNS-GE-Dinamap ProCare 100 |  |  |  |  | MONITORVITALSIGNS-GE-Dinamap ProCare 100 | GE |  |  |  |  | 10/18/20 |  | MVS-A | Not Covered Vendor Only - Biomedical | MHHS-Katy | [8 empty] | MONITORVITALSIGNS | Monitor, Vital Signs | GE
NO | YES |  |  |  | 133-09197 | 133-09197 | GE Medical Systems | DINAMAP PROCARE |  | AAW06330152SA | Katy-Med/Surg 5th Floor | MHHS-Katy |  |  |  | 133-09197 | 133-09197 | Katy | MHHS-Katy | Katy-Med/Surg 5th Floor | Equipment Storage W5:160.1 | 10/1/19 | 10/1/20 |  |  | MONITORS, BEDSIDE, BLOOD PRESSURE | Monitor, Vital Signs | MONITORVITALSIGNS-GE-Dinamap ProCare 100 |  |  |  |  | MONITORVITALSIGNS-GE-Dinamap ProCare 100 | GE |  |  |  |  | 9/28/20 |  | MVS-A | Covered PM Repair - Biomedical | MHHS-Katy | [8 empty] | MONITORVITALSIGNS | Monitor, Vital Signs | GE
NO | YES |  |  |  | 133-03582 | 133-03582 | GE Medical Systems | DINAMAP PROCARE |  | AAW06330200SA | Katy-Central Supply | MHHS-Katy |  |  |  | 133-03582 | 133-03582 | Katy | MHHS-Katy | Katy-Central Supply | W6:143.5 soiled workroom | 10/1/19 | 10/1/20 |  |  | MONITORS, BEDSIDE, BLOOD PRESSURE | Monitor, Vital Signs | MONITORVITALSIGNS-GE-Dinamap ProCare 100 |  |  |  |  | MONITORVITALSIGNS-GE-Dinamap ProCare 100 | GE |  |  |  |  | 10/18/20 |  | MVS-A | Not Covered Vendor Only - Biomedical | MHHS-Katy | [8 empty] | MONITORVITALSIGNS | Monitor, Vital Signs | GE
NO | YES |  |  |  | 133-08351 | 133-08351 | GE Medical Systems | DINAMAP PROCARE |  | AAW06330109SA | Katy-Central Supply | MHHS-Katy |  |  |  | 133-08351 | 133-08351 | Katy | MHHS-Katy | Katy-Central Supply | W6:144.7 clean workroom | 3/1/19 | 3/1/20 |  |  | MONITORS, BEDSIDE, BLOOD PRESSURE | Monitor, Vital Signs | MONITORVITALSIGNS-GE-Dinamap ProCare 100 |  |  |  |  | MONITORVITALSIGNS-GE-Dinamap ProCare 100 | GE | [6 empty] | MVS-A | Covered PM Repair - Biomedical | MHHS-Katy | [8 empty] | MONITORVITALSIGNS | Monitor, Vital Signs | GE
NO | YES |  |  |  | 133-09099 | 133-09099 | GE Medical Systems | DINAMAP PROCARE |  | AAW06330144SA | Katy-Central Supply | MHHS-Katy |  |  |  | 133-09099 | 133-09099 | Katy | MHHS-Katy | Katy-Central Supply | W6:144.7 clean workroom | 10/1/19 | 10/1/20 |  |  | MONITORS, BEDSIDE, BLOOD PRESSURE | Monitor, Vital Signs | MONITORVITALSIGNS-GE-Dinamap ProCare 100 |  |  |  |  | MONITORVITALSIGNS-GE-Dinamap ProCare 100 | GE | [6 empty] | MVS-A | Covered PM Repair - Biomedical | MHHS-Katy | [8 empty] | MONITORVITALSIGNS | Monitor, Vital Signs | GE
NO | YES |  |  |  | 133-09178 | 133-09178 | GE Medical Systems | DINAMAP PROCARE |  | AAW06330032SA | Katy-Central Supply | MHHS-Katy |  |  |  | 133-09178 | 133-09178 | Katy | MHHS-Katy | Katy-Central Supply | W6:144.7 clean workroom | 11/1/19 | 11/1/20 |  |  | MONITORS, BEDSIDE, BLOOD PRESSURE | Monitor, Vital Signs | MONITORVITALSIGNS-GE-Dinamap ProCare 100 |  |  |  |  | MONITORVITALSIGNS-GE-Dinamap ProCare 100 | GE | [6 empty] | MVS-A | Covered PM Repair - Biomedical | MHHS-Katy | [8 empty] | MONITORVITALSIGNS | Monitor, Vital Signs | GE
NO | YES |  |  |  | 133-03577 | 133-03577 | GE Medical Systems | DINAMAP PROCARE |  | AAW06330121SA | Katy-Med/Surg 5th Floor | MHHS-Katy |  |  |  | 133-03577 | 133-03577 | Katy | MHHS-Katy | Katy-Med/Surg 5th Floor | MEDSURG Storage W5 144.5 | 10/1/19 | 10/1/20 |  |  | MONITORS, BEDSIDE, BLOOD PRESSURE | Monitor, Vital Signs | MONITORVITALSIGNS-GE-Dinamap ProCare 100 |  |  |  |  | MONITORVITALSIGNS-GE-Dinamap ProCare 100 | GE | [6 empty] | MVS-A | Covered PM Repair - Biomedical | MHHS-Katy | [8 empty] | MONITORVITALSIGNS | Monitor, Vital Signs | GE
NO | YES |  |  |  | 133-03581 | 133-03581 | GE Medical Systems | DINAMAP PROCARE |  | aaw06330156sa | Katy-Central Supply | MHHS-Katy |  |  |  | 133-03581 | 133-03581 | Katy | MHHS-Katy | Katy-Central Supply | W6:144.7 clean workroom | 6/1/19 | 6/1/20 |  |  | MONITORS, BEDSIDE, BLOOD PRESSURE | Monitor, Vital Signs | MONITORVITALSIGNS-GE-Dinamap ProCare 100 |  |  |  |  | MONITORVITALSIGNS-GE-Dinamap ProCare 100 | GE | [6 empty] | MVS-A | Covered PM Repair - Biomedical | MHHS-Katy | [8 empty] | MONITORVITALSIGNS | Monitor, Vital Signs | GE
NO | YES |  |  |  | 133-03590 | 133-03590 | GE Medical Systems | DINAMAP PROCARE |  | AAW06330199SA | Katy-Med/Surg 7th Floor | MHHS-Katy |  |  |  | 133-03590 | 133-03590 | Katy | MHHS-Katy | Katy-Med/Surg 7th Floor | MEDSURG 7th Floor Hallway | 4/1/19 | 4/1/20 |  |  | MONITORS, BEDSIDE, BLOOD PRESSURE | Monitor, Vital Signs | MONITORVITALSIGNS-GE-Dinamap ProCare 100 |  |  |  |  | MONITORVITALSIGNS-GE-Dinamap ProCare 100 | GE | [6 empty] | MVS-A | Covered PM Repair - Biomedical | MHHS-Katy | [8 empty] | MONITORVITALSIGNS | Monitor, Vital Signs | GE
NO | YES |  |  |  | 133-08887 | 133-08887 | GE Medical Systems | DINAMAP PROCARE |  | AAW06330196SA | Katy-Med/Surg 7th Floor | MHHS-Katy |  |  |  | 133-08887 | 133-08887 | Katy | MHHS-Katy | Katy-Med/Surg 7th Floor | MEDSURG 7th Floor Hallway | 8/1/19 | 8/1/20 |  |  | MONITORS, BEDSIDE, BLOOD PRESSURE | Monitor, Vital Signs | MONITORVITALSIGNS-GE-Dinamap ProCare 100 |  |  |  |  | MONITORVITALSIGNS-GE-Dinamap ProCare 100 | GE | [6 empty] | MVS-A | Covered PM Repair - Biomedical | MHHS-Katy | [8 empty] | MONITORVITALSIGNS | Monitor, Vital Signs | GE
NO | YES |  |  |  | 133-08888 | 133-08888 | GE Medical Systems | DINAMAP PROCARE |  | AAW06330049SA | KATY - MED/SURG 4TH FLOOR | MHHS-Katy |  |  |  | 133-08888 | 133-08888 | Katy | Memorial Hermann Katy Hospital | KATY - MED/SURG 4TH FLOOR | Hall | 3/1/19 | 3/1/20 |  |  | MONITORS, BEDSIDE, BLOOD PRESSURE | Monitor, Vital Signs | MONITORVITALSIGNS-GE-Dinamap ProCare 100 |  |  |  |  | MONITORVITALSIGNS-GE-Dinamap ProCare 100 | GE | [6 empty] | MVS-A | Covered PM Repair - Biomedical | MHHS-Katy | [8 empty] | MONITORVITALSIGNS | Monitor, Vital Signs | GE
NO | YES |  |  |  |  | 142-04241 | GE Medical Systems | DINAMAP PROCARE |  | AAW04210162SA | NE-Mother & Baby | MHHS-Northeast |  |  |  |  | 142-04241 | Katy | MHHS-Northeast | NE-Mother & Baby | Suite 2004 | 5/1/19 | 5/1/20 |  |  | MONITORS, BEDSIDE, BLOOD PRESSURE | Monitor, Vital Signs | MONITORVITALSIGNS-GE-Dinamap ProCare 100 |  |  |  |  | MONITORVITALSIGNS-GE-Dinamap ProCare 100 | GE |  |  |  |  | 10/17/25 |  | MVS-A | Not Covered Vendor Only - Biomedical | MHHS-Northeast | [8 empty] | MONITORVITALSIGNS | Monitor, Vital Signs | GE
NO | YES |  |  |  |  | 142-04003 | GE Medical Systems | DINAMAP PROCARE |  | AAW07200131SA | NE-ER | MHHS-Northeast |  |  |  |  | 142-04003 | Katy | MHHS-Northeast | NE-ER |  | 6/1/19 | 6/1/20 |  |  | MONITORS, BEDSIDE, BLOOD PRESSURE | Monitor, Vital Signs | MONITORVITALSIGNS-GE-Dinamap ProCare 100 |  |  |  |  | MONITORVITALSIGNS-GE-Dinamap ProCare 100 | GE |  |  |  |  | 10/9/25 |  | MVS-A | Not Covered Vendor Only - Biomedical | MHHS-Northeast | [8 empty] | MONITORVITALSIGNS | Monitor, Vital Signs | GE
NO | YES |  |  |  |  | 142-00249 | GE Medical Systems | DINAMAP PROCARE |  | 030M3188071 | NE-Nursery | MHHS-Northeast |  |  |  |  | 142-00249 | Katy | MHHS-Northeast | NE-Nursery | Nursery | 8/1/19 | 8/1/20 |  |  | MONITORS, BEDSIDE, BLOOD PRESSURE | Monitor, Vital Signs | MONITORVITALSIGNS-GE-Dinamap ProCare 100 |  |  |  |  | MONITORVITALSIGNS-GE-Dinamap ProCare 100 | GE |  |  |  |  | 9/28/20 |  | MVS-A | Covered PM Repair - Biomedical | MHHS-Northeast | [8 empty] | MONITORVITALSIGNS | Monitor, Vital Signs | GE
NO | YES |  |  |  |  | 142-00250 | GE Medical Systems | DINAMAP PROCARE |  | AAW07170261SA | NE-Nursery | MHHS-Northeast |  |  |  |  | 142-00250 | Katy | MHHS-Northeast | NE-Nursery | Nursery | 8/1/19 | 8/1/20 |  |  | MONITORS, BEDSIDE, BLOOD PRESSURE | Monitor, Vital Signs | MONITORVITALSIGNS-GE-Dinamap ProCare 100 |  |  |  |  | MONITORVITALSIGNS-GE-Dinamap ProCare 100 | GE |  |  |  |  | 10/18/20 |  | MVS-A | Not Covered Vendor Only - Biomedical | MHHS-Northeast | [8 empty] | MONITORVITALSIGNS | Monitor, Vital Signs | GE
NO | YES |  |  |  |  | 099-00822 | GE Medical Systems | DINAMAP PROCARE |  | AAW05170246SA | NE-Mother & Baby | MHHS-Northeast |  |  |  |  | 099-00822 | Katy | MHHS-Northeast | NE-Mother & Baby | Hall | 5/1/19 | 5/1/20 |  |  | MONITORS, BEDSIDE, BLOOD PRESSURE | Monitor, Vital Signs | MONITORVITALSIGNS-GE-Dinamap ProCare 100 |  |  |  |  | MONITORVITALSIGNS-GE-Dinamap ProCare 100 | GE |  |  |  |  | 10/26/20 |  | MVS-A | Not Covered Vendor Only - Biomedical | MHHS-Northeast | [8 empty] | MONITORVITALSIGNS | Monitor, Vital Signs | GE
NO | YES |  |  |  | 241-02979 | 241-02979 | GE Medical Systems | DINAMAP PROCARE |  | 2018918-001 | TIRR-Patient Care Unit 6-2414378 | MHHS-TIRR |  |  |  | 241-02979 | 241-02979 | TMC | MHHS-Others | TIRR-Patient Care Unit 6-2414378 | TIRR - PATIENT CARE UNIT 6- | 1/1/19 |  | 1/1/20 |  | MONITORS, BEDSIDE, BLOOD PRESSURE | Monitor, Vital Signs | MONITORVITALSIGNS-GE-Dinamap ProCare 100 |  |  |  |  | MONITORVITALSIGNS-GE-Dinamap ProCare 100 | GE |  |  |  |  | 10/17/25 |  | MVS-A | Not Covered Vendor Only - Biomedical | MHHS-TIRR | [8 empty] | MONITORVITALSIGNS | Monitor, Vital Signs | GE
NO | YES | Serial Number 2019179-001 |  |  |  | 241-00623 | GE Medical Systems | DINAMAP PROCARE |  | 2019179-001 | TIRR-PCU 4 | MHHS-TIRR |  |  |  |  | 241-00623 | TMC | MHHS-Others | TIRR-PCU 4 | Hallway | 12/1/19 |  | 12/1/20 |  | MONITORS, BEDSIDE, BLOOD PRESSURE | Monitor, Vital Signs | MONITORVITALSIGNS-GE-Dinamap ProCare 100 |  |  |  |  | MONITORVITALSIGNS-GE-Dinamap ProCare 100 | GE |  |  |  |  | 10/16/25 |  | MVS-A | Not Covered Vendor Only - Biomedical | MHHS-TIRR | [8 empty] | MONITORVITALSIGNS | Monitor, Vital Signs | GE
NO | YES |  |  |  | 029-08104 | 029-08104 | GE Medical Systems | DINAMAP PROCARE |  | AAW05230106SA | Woodlands-PCU5 | MHHS-Woodlands |  |  |  | 029-08104 | 029-08104 | Woodlands | MHHS-Woodlands | Woodlands-PCU5 | Hallway | 7/1/19 |  | 7/1/20 |  | MONITORS, BEDSIDE, BLOOD PRESSURE | Monitor, Vital Signs | MONITORVITALSIGNS-GE-Dinamap ProCare 100 |  |  |  |  | MONITORVITALSIGNS-GE-Dinamap ProCare 100 | GE | [6 empty] | MVS-A | Covered PM Repair - Biomedical | MHHS-Woodlands | [8 empty] | MONITORVITALSIGNS | Monitor, Vital Signs | GE
NO | NO | [5 empty] | GE Medical Systems | DINAMAP PROCARE |  | AAW06330107SA | KATY - MED/SURG 6TH FLOOR | MHHS-Katy | [5 empty] | Katy |  | KATY - MED/SURG 6TH FLOOR | [5 empty] | MONITORS, BEDSIDE, BLOOD PRESSURE |  | MONITORVITALSIGNS-GE-Dinamap ProCare 100 |  |  |  |  | MONITORVITALSIGNS-GE-Dinamap ProCare 100 | GE | [7 empty] | Not Covered Vendor Only - Biomedical | MHHS-Katy
NO | NO | [5 empty] | GE Medical Systems | DINAMAP PROCARE |  | AAW06370411SA | TIRR - PCU 5 | MHHS-TIRR | [5 empty] | TMC |  | TIRR - PCU 5 | [5 empty] | MONITORS, BEDSIDE, BLOOD PRESSURE |  | MONITORVITALSIGNS-GE-Dinamap ProCare 100 |  |  |  |  | MONITORVITALSIGNS-GE-Dinamap ProCare 100 | GE | [7 empty] | Not Covered Vendor Only - Biomedical | MHHS-TIRR
NO | NO | [5 empty] | GE Medical Systems | DINAMAP PROCARE |  | AAW06370430SA | TIRR - PCU 6 | MHHS-TIRR | [5 empty] | TMC |  | TIRR - PCU 6 | [5 empty] | MONITORS, BEDSIDE, BLOOD PRESSURE |  | MONITORVITALSIGNS-GE-Dinamap ProCare 100 |  |  |  |  | MONITORVITALSIGNS-GE-Dinamap ProCare 100 | GE | [7 empty] | Not Covered Vendor Only - Biomedical | MHHS-TIRR
NO | YES |  |  |  | 241-03121 | 241-03121 | GE Medical Systems | DINAMAP PROCARE 100 |  | AAW07480181SA | TIRR-Therapy Gym | MHHS-TIRR |  | Monitor, Vital Signs |  | 241-03121 | 241-03121 | TMC | MHHS-Others | TIRR-Therapy Gym | TIRR BIOMED | 4/1/19 |  | 4/1/20 |  | MONITORS, PHYSIOLOGIC, VITAL SIGNS | Monitor, Vital Signs | MONITORVITALSIGNS-GE-Dinamap ProCare 100 | MONITORVITALSIGNS | Dinamap ProCare 100 |  |  |  | GE | Monitor, Vital Signs |  | MONITORVITALSIGNS-GE-Dinamap ProCare 100 |  |  |  | MVS-A | Covered PM Repair - Biomedical | MHHS-TIRR | [8 empty] | MONITORVITALSIGNS | Monitor, Vital Signs | GE
NO | YES |  |  |  |  | 241-0678 | GE Medical Systems | DINAMAP PROCARE 300 |  | AAW0544404055A | TIRR-PCU 3C | MHHS-TIRR |  | Monitor, Vital Signs |  |  | 241-0678 | TMC | MHHS-Others | TIRR-PCU 3C | Room 332 | 6/1/19 |  | 6/1/20 |  | MONITORS, BEDSIDE, BLOOD PRESSURE | Monitor, Vital Signs | MONITORVITALSIGNS-GE-Dinamap ProCare 300 | MONITORVITALSIGNS | Dinamap ProCare 300 |  |  |  | GE | Monitor, Vital Signs |  | MONITORVITALSIGNS-GE-Dinamap ProCare 300 |  | 3/28/19 |  | MVS-A | Covered PM Repair - Biomedical | MHHS-TIRR | [8 empty] | MONITORVITALSIGNS | Monitor, Vital Signs | GE
NO | YES |  |  |  |  | 099-08930 | GE Medical Systems | DINAMAP PROCARE 300 |  | AAW053201165a | TIRR-PCU 4 | MHHS-TIRR |  | Monitor, Vital Signs |  |  | 099-08930 | TMC | MHHS-Others | TIRR-PCU 4 | Hallway | 11/1/19 |  | 10/1/20 |  | MONITORS, BEDSIDE, BLOOD PRESSURE | Monitor, Vital Signs | MONITORVITALSIGNS-GE-Dinamap ProCare 300 | MONITORVITALSIGNS | Dinamap ProCare 300 |  |  |  | GE | Monitor, Vital Signs |  | MONITORVITALSIGNS-GE-Dinamap ProCare 300 |  | 3/14/19 |  | MVS-A | Covered PM Repair - Biomedical | MHHS-TIRR | [8 empty] | MONITORVITALSIGNS | Monitor, Vital Signs | GE
NO | YES |  |  |  | 241-00975 | 241-00975 | GE Medical Systems | DINAMAP PROCARE 300 |  | AAW07150392SA | TIRR-Patient Care Unit 6-2414378 | MHHS-TIRR |  | Monitor, Vital Signs |  | 241-00975 | 241-00975 | TMC | MHHS-Others | TIRR-Patient Care Unit 6-2414378 | TIRR - PATIENT CARE UNIT 6- | 5/1/19 |  | 5/1/20 |  | MONITORS, BEDSIDE, BLOOD PRESSURE | Monitor, Vital Signs | MONITORVITALSIGNS-GE-Dinamap ProCare 300 | MONITORVITALSIGNS | Dinamap ProCare 300 |  |  |  | GE | Monitor, Vital Signs |  | MONITORVITALSIGNS-GE-Dinamap ProCare 300 |  | 3/22/19 |  | MVS-A | Covered PM Repair - Biomedical | MHHS-TIRR | [8 empty] | MONITORVITALSIGNS | Monitor, Vital Signs | GE
NO | YES |  |  |  | 241-01055 | 241-01055 | GE Medical Systems | DINAMAP PROCARE 300 |  | 2019194-001. | TIRR-Patient Care Unit 4-2414374 | MHHS-TIRR |  | Monitor, Vital Signs |  | 241-01055 | 241-01055 | TMC | MHHS-Others | TIRR-Patient Care Unit 4-2414374 | TIRR - PCU 4 | 8/1/19 |  | 8/1/20 |  | MONITORS, BEDSIDE, BLOOD PRESSURE | Monitor, Vital Signs | MONITORVITALSIGNS-GE-Dinamap ProCare 300 | MONITORVITALSIGNS | Dinamap ProCare 300 |  |  |  | GE | Monitor, Vital Signs |  | MONITORVITALSIGNS-GE-Dinamap ProCare 300 |  | 3/22/19 |  | MVS-A | Covered PM Repair - Biomedical | MHHS-TIRR | [8 empty] | MONITORVITALSIGNS | Monitor, Vital Signs | GE
YES | YES | Serial Number 2019194-001 |  |  | 241-02980 | 241-02980 | GE Medical Systems | DINAMAP PROCARE 300 |  | 2019194-001 | TIRR - |  |  |  |  | 241-02980 | 241-02980 | TMC | TIRR Memorial Hermann | TIRR - | TIRR MEMORIIAL HERMANN | 10/1/19 |  | 10/1/20
NO | NO | [5 empty] | GE Medical Systems | DINAMAP PROCARE 300 |  | AAW05440136SA | TIRR - PCU 6 | MHHS-TIRR |  | Monitor, Vital Signs |  |  |  | TMC |  | TIRR - PCU 6 | [5 empty] | MONITORS, BEDSIDE, BLOOD PRESSURE |  | MONITORVITALSIGNS-GE-Dinamap ProCare 300 | MONITORVITALSIGNS | Dinamap ProCare 300 |  |  |  | GE | Monitor, Vital Signs |  | MONITORVITALSIGNS-GE-Dinamap ProCare 300 |  |  |  |  | Covered PM Repair - Biomedical | MHHS-TIRR
NO | YES |  |  |  | 133-05722 | 133-05722 | GE Medical Systems | DINAMAP PROCARE 300N |  | AAW07490027SA | Katy-Med/Surg 7th Floor | MHHS-Katy |  |  |  | 133-05722 | 133-05722 | Katy | MHHS-Katy | Katy-Med/Surg 7th Floor | MEDSURG 7th Floor Hallway |  |  |  |  | MONITORS, BEDSIDE, BLOOD PRESSURE | Monitor, Vital Signs | MONITORVITALSIGNS-GE-Dinamap ProCare 300 |  |  |  |  | MONITORVITALSIGNS-GE-Dinamap ProCare 300 | GE |  |  |  |  | 2/27/20 |  | MVS-A | Not Covered Vendor Only - Biomedical | MHHS-Katy | [8 empty] | MONITORVITALSIGNS | Monitor, Vital Signs | GE
NO | YES | Serial Number 2019194-001 |  |  | 133-05550 | 133-05550 | GE Medical Systems | DINAMAP PROCARE 300N |  | 2019194-001 | Katy-Preadmitting | MHHS-Katy |  |  |  | 133-05550 | 133-05550 | Katy | MHHS-Katy | Katy-Preadmitting | Per-Adm | 8/1/19 | 8/1/20 |  |  | MONITORS, BEDSIDE, BLOOD PRESSURE | Monitor, Vital Signs | MONITORVITALSIGNS-GE-Dinamap ProCare 300 |  |  |  |  | MONITORVITALSIGNS-GE-Dinamap ProCare 300 | GE | [6 empty] | MVS-A | Not Covered Vendor Only - Biomedical | MHHS-Katy | [8 empty] | MONITORVITALSIGNS | Monitor, Vital Signs | GE
NO | YES | Asset Tag 133-06160 |  |  | 133-06160 | 133-06160 | GE Medical Systems | DINAMAP PROCARE 300N |  | AAW08150149SA | Katy-Preadmitting | MHHS-Katy |  |  |  | 133-06160 | 133-06160 | Katy | MHHS-Katy | Katy-Preadmitting |  | 10/18/19 |  |  |  | MONITORS, BEDSIDE, BLOOD PRESSURE | Monitor, Vital Signs | MONITORVITALSIGNS-GE-Dinamap ProCare 300 |  |  |  |  | MONITORVITALSIGNS-GE-Dinamap ProCare 300 | GE | [5 empty] | Finished from Script 3/27/2020 12:11:52pm (Central) | MVS-A | Not Covered Vendor Only - Biomedical | MHHS-Katy | [8 empty] | MONITORVITALSIGNS | Monitor, Vital Signs | GE
NO | YES |  |  |  | 133-06161 | 133-06161 | GE Medical Systems | DINAMAP PROCARE 300N |  | AAW08140348SA | Katy-Preadmitting | MHHS-Katy |  |  |  | 133-06161 | 133-06161 | Katy | MHHS-Katy | Katy-Preadmitting | Pre Adm E2:220.5 | 10/1/19 | 10/1/20 |  |  | MONITORS, BEDSIDE, BLOOD PRESSURE | Monitor, Vital Signs | MONITORVITALSIGNS-GE-Dinamap ProCare 300 |  |  |  |  | MONITORVITALSIGNS-GE-Dinamap ProCare 300 | GE |  |  |  |  | 10/25/19 |  | MVS-A | Covered PM Repair - Biomedical | MHHS-Katy | [8 empty] | MONITORVITALSIGNS | Monitor, Vital Signs | GE
NO | NO | [5 empty] | GE Medical Systems | DINAMAP PROCARE 300N |  | AAW07410481SA | MEMORIAL CITY - ER | MHHS-Mem City | [5 empty] | West & Memorial City |  | MEMORIAL CITY - ER | [5 empty] | MONITORS, BEDSIDE, BLOOD PRESSURE |  | MONITORVITALSIGNS-GE-Dinamap ProCare 300 |  |  |  |  | MONITORVITALSIGNS-GE-Dinamap ProCare 300 | GE | [7 empty] | Covered PM Repair - Biomedical | MHHS-Mem City
NO | NO | [5 empty] | GE Medical Systems | DINAMAP PROCARE 300N |  | AAW07210310SA | MEMORIAL CITY - RADIOLOGY - OUTPATIENT | MHHS-Mem City | [5 empty] | West & Memorial City |  | MEMORIAL CITY - RADIOLOGY - OUTPATIENT | [5 empty] | MONITORS, BEDSIDE, BLOOD PRESSURE |  | MONITORVITALSIGNS-GE-Dinamap ProCare 300 |  |  |  |  | MONITORVITALSIGNS-GE-Dinamap ProCare 300 | GE | [7 empty] | Covered PM Repair - Biomedical | MHHS-Mem City
NO | YES |  |  |  | 133-08178 | 133-08178 | GE Medical Systems | DINAMAP PROCARE 320N |  | AAW07480354SA | Katy-Preadmitting | MHHS-Katy |  |  |  | 133-08178 | 133-08178 | Katy | MHHS-Katy | Katy-Preadmitting | Pre-Adm | 10/1/19 | 10/1/20 |  |  | MONITORS, BEDSIDE, BLOOD PRESSURE | Monitor, Vital Signs | MONITORVITALSIGNS-GE-Dinamap ProCare 320 |  |  |  |  | MONITORVITALSIGNS-GE-Dinamap ProCare 320 | GE |  |  |  |  | 3/14/19 |  | MVS-A | Covered PM Repair - Biomedical | MHHS-Katy | [8 empty] | MONITORVITALSIGNS | Monitor, Vital Signs | GE
NO | NO |  |  |  | 921-00857 |  | GE Medical Systems | DINAMAP PROCARE 320N |  | AAW05450214SA | MH MG - (MC) - P&RC INPATIENT | MHHS-MG |  |  |  | 921-00857 |  | West & Memorial City |  | MH MG - (MC) - P&RC INPATIENT | [5 empty] | MONITORS, BEDSIDE, BLOOD PRESSURE |  | MONITORVITALSIGNS-GE-Dinamap ProCare 320 |  |  |  |  | MONITORVITALSIGNS-GE-Dinamap ProCare 320 | GE | [7 empty] | Covered PM Repair - Biomedical | MHHS-MG
NO | YES |  |  |  | 017-00513 | 017-00513 | GE Medical Systems | DINAMAP PROCARE 400N |  | AAW0724022SA | MH MG-(SL)-Physicians At Sugar Creek | MHHS-MG |  |  |  | 017-00513 | 017-00513 | Sugar Land | MHHS-MG | MH MG-(SL)-Physicians At Sugar Creek | Room NE.6 | 11/1/19 |  |  |  | MONITORS, BEDSIDE, BLOOD PRESSURE | Monitor, Vital Signs | MONITORVITALSIGNS-GE-Dinamap ProCare 400 |  |  |  |  | MONITORVITALSIGNS-GE-Dinamap ProCare 400 | GE | [6 empty] | MVS-A | Covered PM Repair - Biomedical | MHHS-MG | [8 empty] | MONITORVITALSIGNS | Monitor, Vital Signs | GE
NO | YES |  |  |  | 017-00531 | 017-00531 | GE Medical Systems | DINAMAP PROCARE 400N |  | AAW07240396SA | MH MG-(SL)-Physicians At Sugar Creek | MHHS-MG |  |  |  | 017-00531 | 017-00531 | Sugar Land | MHHS-MG | MH MG-(SL)-Physicians At Sugar Creek | Exam 6 | 11/1/19 | 11/1/20 |  |  | MONITORS, BEDSIDE, BLOOD PRESSURE | Monitor, Vital Signs | MONITORVITALSIGNS-GE-Dinamap ProCare 400 |  |  |  |  | MONITORVITALSIGNS-GE-Dinamap ProCare 400 | GE | [6 empty] | MVS-A | Not Covered Vendor Only - Biomedical | MHHS-MG | [8 empty] | MONITORVITALSIGNS | Monitor, Vital Signs | GE
NO | YES |  |  |  | 017-00533 | 017-00533 | GE Medical Systems | DINAMAP PROCARE 400N |  | AAW07250217SA | MH MG-(SL)-Physicians At Sugar Creek | MHHS-MG |  |  |  | 017-00533 | 017-00533 | Sugar Land | MHHS-MG | MH MG-(SL)-Physicians At Sugar Creek | Orange Nurses Station | 11/1/19 | 11/1/20 |  |  | MONITORS, BEDSIDE, BLOOD PRESSURE | Monitor, Vital Signs | MONITORVITALSIGNS-GE-Dinamap ProCare 400 |  |  |  |  | MONITORVITALSIGNS-GE-Dinamap ProCare 400 | GE | [6 empty] | MVS-A | Covered PM Repair - Biomedical | MHHS-MG | [8 empty] | MONITORVITALSIGNS | Monitor, Vital Signs | GE
NO | YES |  |  |  |  | 142-00302 | GE Medical Systems | DINAMAP PROCARE 400N |  | AAW07170257SA | NE-ER | MHHS-Northeast |  |  |  |  | 142-00302 | Katy | MHHS-Northeast | NE-ER |  | 8/1/19 | 8/1/20 |  |  | MONITORS, BEDSIDE, BLOOD PRESSURE | Monitor, Vital Signs | MONITORVITALSIGNS-GE-Dinamap ProCare 400 |  |  |  |  | MONITORVITALSIGNS-GE-Dinamap ProCare 400 | GE | [6 empty] | MVS-A | Covered PM Repair - Biomedical | MHHS-Northeast | [8 empty] | MONITORVITALSIGNS | Monitor, Vital Signs | GE
NO | YES |  |  |  |  | 142-00184 | GE Medical Systems | DINAMAP PROCARE 400N |  | AAW07170258SA | NE-ER | MHHS-Northeast |  |  |  |  | 142-00184 | Katy | MHHS-Northeast | NE-ER | Nurses station | 8/1/19 | 8/1/20 |  |  | MONITORS, BEDSIDE, BLOOD PRESSURE | Monitor, Vital Signs | MONITORVITALSIGNS-GE-Dinamap ProCare 400 |  |  |  |  | MONITORVITALSIGNS-GE-Dinamap ProCare 400 | GE | [6 empty] | MVS-A | Covered PM Repair - Biomedical | MHHS-Northeast | [8 empty] | MONITORVITALSIGNS | Monitor, Vital Signs | GE
NO | YES |  |  |  |  | 142-00183 | GE Medical Systems | DINAMAP PROCARE 400N |  | AAW07170260SA | NE - EMERGENCY CENTER | MHHS-Northeast |  |  |  |  | 142-00183 | KATY | NE - ER | NE - EMERGENCY CENTER | NE - ER |  |  |  |  | MONITORS, BEDSIDE, BLOOD PRESSURE |  | MONITORVITALSIGNS-GE-Dinamap ProCare 400 |  |  |  |  | MONITORVITALSIGNS-GE-Dinamap ProCare 400 | GE | [7 empty] | Covered PM Repair - Biomedical | MHHS-Northeast
NO | YES |  |  |  | 074-00266 | 074-00266 | GE Medical Systems | DINAMAP PROCARE 400N |  | AAW07450525SA |  | MHHS-TMC |  |  |  | 074-00266 | 074-00266 | TMC | Memorial Hermann Heart |  | 14-101 | 2/1/20 |  | 2/1/21 |  | MONITORS, BEDSIDE, BLOOD PRESSURE | Monitor, Vital Signs | MONITORVITALSIGNS-GE-Dinamap ProCare 400 |  |  |  |  | MONITORVITALSIGNS-GE-Dinamap ProCare 400 | GE |  |  |  |  | 6/17/15 |  | MVS-A | Covered PM Repair - Biomedical | MHHS-TMC | [8 empty] | MONITORVITALSIGNS | Monitor, Vital Signs | GE
NO | YES |  |  |  | 074-00278 | 074-00278 | GE Medical Systems | DINAMAP PROCARE 400N |  | AAW07460003SA | TMC-HVI-CCU (4Hvi) | MHHS-TMC |  |  |  | 074-00278 | 074-00278 | TMC | MHHS-TMC | TMC-HVI-CCU (4Hvi) |  | 8/1/19 |  | 8/1/20 |  | MONITORS, BEDSIDE, BLOOD PRESSURE | Monitor, Vital Signs | MONITORVITALSIGNS-GE-Dinamap ProCare 400 |  |  |  |  | MONITORVITALSIGNS-GE-Dinamap ProCare 400 | GE | [6 empty] | MVS-A | Covered PM Repair - Biomedical | MHHS-TMC | [8 empty] | MONITORVITALSIGNS | Monitor, Vital Signs | GE
NO | YES |  |  |  | 074-00280 | 074-00280 | GE Medical Systems | DINAMAP PROCARE 400N |  | AAW07460585SA | TMC-HVI-CCU (4Hvi) | MHHS-TMC |  |  |  | 074-00280 | 074-00280 | TMC | MHHS-TMC | TMC-HVI-CCU (4Hvi) |  | 2/1/20 |  | 2/1/21 |  | MONITORS, BEDSIDE, BLOOD PRESSURE | Monitor, Vital Signs | MONITORVITALSIGNS-GE-Dinamap ProCare 400 |  |  |  |  | MONITORVITALSIGNS-GE-Dinamap ProCare 400 | GE |  |  |  |  | 4/4/19 |  | MVS-A | Covered PM Repair - Biomedical | MHHS-TMC | [8 empty] | MONITORVITALSIGNS | Monitor, Vital Signs | GE
NO | YES |  |  |  | 074-03035 | 074-03035 | GE Medical Systems | DINAMAP PROCARE 400N |  | AAW08130430SA | TMC-HVI-CCU (4Hvi) | MHHS-TMC |  |  |  | 074-03035 | 074-03035 | TMC | MHHS-TMC | TMC-HVI-CCU (4Hvi) |  | 2/1/19 |  |  |  | MONITORS, BEDSIDE, BLOOD PRESSURE | Monitor, Vital Signs | MONITORVITALSIGNS-GE-Dinamap ProCare 400 |  |  |  |  | MONITORVITALSIGNS-GE-Dinamap ProCare 400 | GE |  |  |  |  | 2/22/19 | Finished from Script 3/27/2020 12:11:52pm (Central) | MVS-A | Covered PM Repair - Lab Analyzers/Anesth | MHHS-TMC | [8 empty] | MONITORVITALSIGNS | Monitor, Vital Signs | GE
NO | YES |  |  |  | 074-00279 | 074-00279 | GE Medical Systems | DINAMAP PROCARE 400N |  | AAW08040204SA | TMC-Cullen-Cardiac Telemetry (5C) | MHHS-TMC |  |  |  | 074-00279 | 074-00279 | TMC | MHHS-TMC | TMC-Cullen-Cardiac Telemetry (5C) | C525 | 12/1/18 |  |  |  | MONITORS, BEDSIDE, BLOOD PRESSURE | Monitor, Vital Signs | MONITORVITALSIGNS-GE-Dinamap ProCare 400 |  |  |  |  | MONITORVITALSIGNS-GE-Dinamap ProCare 400 | GE | [6 empty] | MVS-A | Covered PM Repair - Biomedical | MHHS-TMC | [8 empty] | MONITORVITALSIGNS | Monitor, Vital Signs | GE
NO | YES |  |  |  | 074-00282 | 074-00282 | GE Medical Systems | DINAMAP PROCARE 400N |  | AAW08040203SA |  | MHHS-TMC |  |  |  | 074-00282 | 074-00282 | TMC | Memorial Hermann Heart |  | 14-101 | 2/1/20 |  | 2/1/21 |  | MONITORS, BEDSIDE, BLOOD PRESSURE | Monitor, Vital Signs | MONITORVITALSIGNS-GE-Dinamap ProCare 400 |  |  |  |  | MONITORVITALSIGNS-GE-Dinamap ProCare 400 | GE |  |  |  |  | 5/1/13 |  | MVS-A | Covered PM Repair - Biomedical | MHHS-TMC | [8 empty] | MONITORVITALSIGNS | Monitor, Vital Signs | GE
NO | YES |  |  |  | 074-00262 | 074-00262 | GE Medical Systems | DINAMAP PROCARE 400N |  | AAW07450633SA | ICU | MHHS-TMC |  |  |  | 074-00262 | 074-00262 | TMC | Memorial Hermann-Texas Medical Center | ICU | Equipment storage | 12/1/19 |  |  |  | MONITORS, BEDSIDE, BLOOD PRESSURE | Monitor, Vital Signs | MONITORVITALSIGNS-GE-Dinamap ProCare 400 |  |  |  |  | MONITORVITALSIGNS-GE-Dinamap ProCare 400 | GE |  |  |  |  | 12/19/18 |  | MVS-A | Not Covered Vendor Only - Lab Ana/Anes | MHHS-TMC | [8 empty] | MONITORVITALSIGNS | Monitor, Vital Signs | GE
NO | YES |  |  |  | 074-00265 | 074-00265 | GE Medical Systems | DINAMAP PROCARE 400N |  | AAW07460004SA | TMC-HVI-Heart Failure ICU (5Hvi) | MHHS-TMC |  |  |  | 074-00265 | 074-00265 | TMC | MHHS-TMC | TMC-HVI-Heart Failure ICU (5Hvi) | Dictation | 12/1/19 |  | 12/1/20 |  | MONITORS, BEDSIDE, BLOOD PRESSURE | Monitor, Vital Signs | MONITORVITALSIGNS-GE-Dinamap ProCare 400 |  |  |  |  | MONITORVITALSIGNS-GE-Dinamap ProCare 400 | GE |  |  |  |  | 12/19/18 |  | MVS-A | Not Covered Vendor Only - Lab Ana/Anes | MHHS-TMC | [8 empty] | MONITORVITALSIGNS | Monitor, Vital Signs | GE
NO | YES |  |  |  | 074-00267 | 074-00267 | GE Medical Systems | DINAMAP PROCARE 400N |  | AAW07460017SA | ICU | MHHS-TMC |  |  |  | 074-00267 | 074-00267 | TMC | Memorial Hermann-Texas Medical Center | ICU | Equipment storage | 12/1/18 |  |  |  | MONITORS, BEDSIDE, BLOOD PRESSURE | Monitor, Vital Signs | MONITORVITALSIGNS-GE-Dinamap ProCare 400 |  |  |  |  | MONITORVITALSIGNS-GE-Dinamap ProCare 400 | GE | [6 empty] | MVS-A | Covered PM Repair - Biomedical | MHHS-TMC | [8 empty] | MONITORVITALSIGNS | Monitor, Vital Signs | GE
NO | YES |  |  |  | 074-00909 | 074-00909 | GE Medical Systems | DINAMAP PROCARE 400N |  | AAW07460021SA | TMC-HVI-CCU (4Hvi) | MHHS-TMC |  |  |  | 074-00909 | 074-00909 | TMC | MHHS-TMC | TMC-HVI-CCU (4Hvi) |  | 2/1/20 |  | 2/1/21 |  | MONITORS, BEDSIDE, BLOOD PRESSURE | Monitor, Vital Signs | MONITORVITALSIGNS-GE-Dinamap ProCare 400 |  |  |  |  | MONITORVITALSIGNS-GE-Dinamap ProCare 400 | GE | [6 empty] | MVS-A | Covered PM Repair - Biomedical | MHHS-TMC | [8 empty] | MONITORVITALSIGNS | Monitor, Vital Signs | GE
NO | NO |  |  |  | 009-08287 |  | GE Medical Systems | DINAMAP PROCARE 400N |  | AAW07230076SA | MH MG - (GH) - GH CCC | MHHS-MG |  |  |  | 009-08287 |  | Central & Greater Heights |  | MH MG - (GH) - GH CCC | [5 empty] | MONITORS, BEDSIDE, BLOOD PRESSURE |  | MONITORVITALSIGNS-GE-Dinamap ProCare 400 |  |  |  |  | MONITORVITALSIGNS-GE-Dinamap ProCare 400 | GE | [7 empty] | Covered PM Repair - Biomedical | MHHS-MG
NO | NO |  |  |  | 005-06157 |  | GE Medical Systems | DINAMAP PROCARE 400N |  | AAW0726020SA | MH MG - (SE) - FRIENDSWOOD | MHHS-MG |  |  |  | 005-06157 |  | Southeast & Bay Area |  | MH MG - (SE) - FRIENDSWOOD | [5 empty] | MONITORS, BEDSIDE, BLOOD PRESSURE |  | MONITORVITALSIGNS-GE-Dinamap ProCare 400 |  |  |  |  | MONITORVITALSIGNS-GE-Dinamap ProCare 400 | GE | [7 empty] | Covered PM Repair - Biomedical | MHHS-MG
NO | NO |  |  |  | 005-06159 |  | GE Medical Systems | DINAMAP PROCARE 400N |  | AAW0726035SA | MH MG - (SE) - FRIENDSWOOD | MHHS-MG |  |  |  | 005-06159 |  | Southeast & Bay Area |  | MH MG - (SE) - FRIENDSWOOD | [5 empty] | MONITORS, BEDSIDE, BLOOD PRESSURE |  | MONITORVITALSIGNS-GE-Dinamap ProCare 400 |  |  |  |  | MONITORVITALSIGNS-GE-Dinamap ProCare 400 | GE | [7 empty] | Covered PM Repair - Biomedical | MHHS-MG
NO | NO |  |  |  | 133-05378 |  | GE Medical Systems | DINAMAP PROCARE 400N |  | AAW0711041SA | MH MG - (SE) - FRIENDSWOOD | MHHS-MG |  |  |  | 133-05378 |  | Southeast & Bay Area |  | MH MG - (SE) - FRIENDSWOOD | [5 empty] | MONITORS, BEDSIDE, BLOOD PRESSURE |  | MONITORVITALSIGNS-GE-Dinamap ProCare 400 |  |  |  |  | MONITORVITALSIGNS-GE-Dinamap ProCare 400 | GE | [7 empty] | Covered PM Repair - Biomedical | MHHS-MG
NO | NO |  |  |  | 074-00281 |  | GE Medical Systems | DINAMAP PROCARE 400N |  | AAW07450629SA | TMC - HVI - CVICU (8HVI) | MHHS-TMC |  |  |  | 074-00281 |  | TMC |  | TMC - HVI - CVICU (8HVI) | [5 empty] | MONITORS, BEDSIDE, BLOOD PRESSURE |  | MONITORVITALSIGNS-GE-Dinamap ProCare 400 |  |  |  |  | MONITORVITALSIGNS-GE-Dinamap ProCare 400 | GE | [7 empty] | Covered PM Repair - Biomedical | MHHS-TMC
NO | NO |  |  |  | 074-00277 |  | GE Medical Systems | DINAMAP PROCARE 400N |  | AAW08040205SA | TMC - JONES - TRANSPLANT (9WJ) | MHHS-TMC |  |  |  | 074-00277 |  | TMC |  | TMC - JONES - TRANSPLANT (9WJ) | [5 empty] | MONITORS, BEDSIDE, BLOOD PRESSURE |  | MONITORVITALSIGNS-GE-Dinamap ProCare 400 |  |  |  |  | MONITORVITALSIGNS-GE-Dinamap ProCare 400 | GE | [7 empty] | Covered PM Repair - Biomedical | MHHS-TMC
NO | NO | [5 empty] | GE Medical Systems | DINAMAP PROCARE 400N |  | AAW07460573SA | TMC - PACU - HVI (7HVI) | MHHS-TMC | [5 empty] | TMC |  | TMC - PACU - HVI (7HVI) | [5 empty] | MONITORS, BEDSIDE, BLOOD PRESSURE |  | MONITORVITALSIGNS-GE-Dinamap ProCare 400 |  |  |  |  | MONITORVITALSIGNS-GE-Dinamap ProCare 400 | GE | [7 empty] | Covered PM Repair - Biomedical | MHHS-TMC
NO | NO |  |  |  | 069-23420 |  | GE Medical Systems | DINAMAP PROCARE 400N |  | AAW07170177SA | TMC - ROBERTSON - CLIN RESEARCH (3R) | MHHS-TMC |  |  |  | 069-23420 |  | TMC |  | TMC - ROBERTSON - CLIN RESEARCH (3R) | [5 empty] | MONITORS, BEDSIDE, BLOOD PRESSURE |  | MONITORVITALSIGNS-GE-Dinamap ProCare 400 |  |  |  |  | MONITORVITALSIGNS-GE-Dinamap ProCare 400 | GE | [7 empty] | Covered PM Repair - Biomedical | MHHS-TMC
NO | YES | Serial Number 9340-j7624 |  |  |  | 069-10421 | GE Medical Systems | DINAMAP XL |  | 9340-j7624 | TMC-Jones-Gamma Knife (Jb) | MHHS-TMC |  | Monitor, Vital Signs |  |  | 069-10421 | TMC | MHHS-TMC | TMC-Jones-Gamma Knife (Jb) | Hallway |  |  |  |  | MONITORS, PHYSIOLOGIC, VITAL SIGNS |  | MONITORVITALSIGNS-GE-Dinamap XL | MONITORVITALSIGNS | Dinamap XL |  |  |  | GE | Monitor, Vital Signs |  | MONITORVITALSIGNS-GE-Dinamap XL |  |  |  |  | Not Covered Vendor Only - Rad, Low End | MHHS-TMC
NO | YES |  |  |  | 009-34355 | 009-34355 | GE Medical Systems | DISCOVERY NM 630 |  | CZC708897Q | GH-Radiology | MHHS-Greater Heights |  | Camera, Spect |  | 009-34355 | 009-34355 | Central | MHHS-Greater Heights | GH-Radiology | NucMed 1 | 8/1/19 |  |  |  | SCANNING SYSTEMS, GAMMA CAMERA, SINGLE PHOTON EMIS | Camera, Spect | CAMERASPECT-GE-Discovery NM 630 | CAMERASPECT | Discovery NM 630 |  |  |  | GE | Camera, Spect |  | CAMERASPECT-GE-Discovery NM 630 |  | 2/1/14 |  | CAG-SA | Covered PM Repair - Biomedical | MHHS-Greater Heights | [8 empty] | CAMERASPECT | Camera, Spect | GE
NO | YES |  |  |  | 142-05422 | 142-05422 | GE Medical Systems | DISCOVERY NM 630 |  |  | NE-Radiology | MHHS-Northeast |  | Camera, Spect |  | 142-05422 | 142-05422 | Katy | MHHS-Northeast | NE-Radiology |  | 7/1/19 | 10/1/18 |  |  | SCANNING SYSTEMS, GAMMA CAMERA, SINGLE PHOTON EMIS | Camera, Spect | CAMERASPECT-GE-Discovery NM 630 | CAMERASPECT | Discovery NM 630 |  |  |  | GE | Camera, Spect |  | CAMERASPECT-GE-Discovery NM 630 |  |  |  | CAG-SA | Covered PM Repair - Biomedical | MHHS-Northeast | [8 empty] | CAMERASPECT | Camera, Spect | GE
NO | YES |  |  |  | 142-07990 |  | GE Medical Systems | DISCOVERY NM 630 |  | 63GX50029 | NE - RADIOLOGY | MHHS-Northeast |  | Camera, Spect |  | 142-07990 |  | Katy |  | NE - RADIOLOGY |  | 7/17/19 |  |  |  | SCANNING SYSTEMS, GAMMA CAMERA, SINGLE PHOTON EMIS |  | CAMERASPECT-GE-Discovery NM 630 | CAMERASPECT | Discovery NM 630 |  |  |  | GE | Camera, Spect |  | CAMERASPECT-GE-Discovery NM 630 |  | 12/28/19 |  |  | Covered PM Repair - Biomedical | MHHS-Northeast
NO | YES |  |  |  | 013-36672 | 013-36672 | GE Medical Systems | DISCOVERY NM 630 |  | 630V22616 | SW-Radiology | MHHS-Southwest |  | Camera, Spect |  | 013-36672 | 013-36672 | Southwest | MHHS-Southwest | SW-Radiology |  |  |  |  | 713776D630 | SCANNING SYSTEMS, GAMMA CAMERA, SINGLE PHOTON EMIS | Camera, Spect | CAMERASPECT-GE-Discovery NM 630 | CAMERASPECT | Discovery NM 630 |  |  |  | GE | Camera, Spect |  | CAMERASPECT-GE-Discovery NM 630 |  |  |  | CAG-SA | Covered PM Repair - Biomedical | MHHS-Southwest | [8 empty] | CAMERASPECT | Camera, Spect | GE
NO | YES |  |  |  | 129-06792 | 129-06792 | GE Medical Systems | DISCOVERY NM 630 |  | (281MHSLD630) | SUGAR LAND - RADIOLOGY | MHHS-Sugarland |  | Camera, Spect |  | 129-06792 | 129-06792 | Sugar Land | Memorisl Hermann Sugar Land | SUGAR LAND - RADIOLOGY | Sugar Land West Tower Nuclear Medicine | 10/1/19 | 3/1/20 |  |  | SCANNING SYSTEMS, GAMMA CAMERA, SINGLE PHOTON EMIS | Camera, Spect | CAMERASPECT-GE-Discovery NM 630 | CAMERASPECT | Discovery NM 630 |  |  |  | GE | Camera, Spect |  | CAMERASPECT-GE-Discovery NM 630 |  | 7/6/16 |  | CAG-SA | Covered PM Repair - Biomedical | MHHS-Sugarland | [5 empty] | 2/1/20 |  |  | CAMERASPECT | Camera, Spect | GE
NO | YES |  |  |  | 029-32018 | 029-32018 | GE Medical Systems | DISCOVERY NM 630 |  | 713897D630 | Woodlands-Nuc Med | MHHS-Woodlands |  | Camera, Spect |  | 029-32018 | 029-32018 | Woodlands | MHHS-Woodlands | Woodlands-Nuc Med |  | 11/1/18 | 11/1/19 |  | GE IF 714897D630 | SCANNING SYSTEMS, GAMMA CAMERA, SINGLE PHOTON EMIS | Camera, Spect | CAMERASPECT-GE-Discovery NM 630 | CAMERASPECT | Discovery NM 630 |  |  |  | GE | Camera, Spect |  | CAMERASPECT-GE-Discovery NM 630 |  |  |  | CAG-SA | Covered PM Repair - Biomedical | MHHS-Woodlands | [8 empty] | CAMERASPECT | Camera, Spect | GE
NO | YES |  |  |  | 029-32330 | 029-32330 | GE Medical Systems | DISCOVERY NM 630 |  | 63GX50049 | Woodlands-Nuc Med | MHHS-Woodlands |  | Camera, Spect |  | 029-32330 | 029-32330 | Woodlands | MHHS-Woodlands | Woodlands-Nuc Med | N1 512 | 3/1/19 |  |  |  | SCANNING SYSTEMS, GAMMA CAMERA, SINGLE PHOTON EMIS | Camera, Spect | CAMERASPECT-GE-Discovery NM 630 | CAMERASPECT | Discovery NM 630 |  |  |  | GE | Camera, Spect |  | CAMERASPECT-GE-Discovery NM 630 |  |  |  | CAG-SA | Covered PM Repair - Biomedical | MHHS-Woodlands | [8 empty] | CAMERASPECT | Camera, Spect | GE
NO | YES |  |  |  | 069-29780 | 069-29780 | GE Medical Systems | DISCOVERY PET/CT |  | 415313CN6 | TMC-Outpatient-Imaging | MHHS-OPID |  |  |  | 069-29780 | 069-29780 | TMC | Memorial Hermann-Texas Medical Center Outpatient | TMC-Outpatient-Imaging | Outpatient MH Imaging Center-Pet/CT | 6/1/19 |  |  |  | SCANNING SYSTEMS, COMPUTED TOMOGRAPHY |  | .needs class | [5 empty] | GE | [7 empty] | Covered PM Repair - Biomedical | MHHS-OPID
NO | YES | [5 empty] | GE Medical Systems | DISCOVERY PET/CT |  | 5992PT3/713MHDSTM | OPID - MOBILE ADMIN - 459 | MHHS-OPID | [5 empty] | Central & Greater Heights |  | OPID - MOBILE ADMIN - 459 |  | 4/6/19 |  |  |  | SCANNING SYSTEMS, COMPUTED TOMOGRAPHY |  | .needs class | [5 empty] | GE | [7 empty] | Covered PM Repair - Biomedical | MHHS-OPID
NO | YES |  |  |  | R-929-00787 |  | GE Medical Systems | DISCOVERY XR656 |  | 1099548WK3 | OPID - (NE) - SUMMER CREEK CCC - 444 | MHHS-OPID |  | Radiographic Unit |  | R-929-00787 |  | Katy |  | OPID - (NE) - SUMMER CREEK CCC - 444 |  | 3/22/19 |  |  |  | RADIOGRAPHIC SYSTEMS |  | RADIOGRAPHICUNIT-GE-Discovery XR656 | RADIOGRAPHICUNIT | Discovery XR656 |  |  |  | GE | Radiographic Unit |  | RADIOGRAPHICUNIT-GE-Discovery XR656 |  | 7/15/13 |  |  | Covered PM Repair - Biomedical | MHHS-OPID
NO | YES |  |  |  | R-241-RAD1 |  | GE Medical Systems | DISCOVERY XR656 |  | 1039441WK9 | TIRR - RADIOLOGY | MHHS-TIRR |  | Radiographic Unit |  | R-241-RAD1 |  | TMC |  | TIRR - RADIOLOGY |  | 8/30/19 |  |  |  | RADIOGRAPHIC SYSTEMS |  | RADIOGRAPHICUNIT-GE-Discovery XR656 | RADIOGRAPHICUNIT | Discovery XR656 |  |  |  | GE | Radiographic Unit |  | RADIOGRAPHICUNIT-GE-Discovery XR656 |  | 8/11/16 |  |  | Covered PM Repair - Biomedical | MHHS-TIRR
NO | YES |  |  |  | 029-08466 | 029-08466 | GE Medical Systems | E-BIS-00 |  |  | Woodlands-Anesthesia | MHHS-Woodlands |  |  |  | 029-08466 | 029-08466 | Woodlands | MHHS-Woodlands | Woodlands-Anesthesia | OR | 7/1/18 |  | 7/1/19 |  | PHYSIOLOGIC MONITOR MODULES, ELECTROENCEPHALOGRAPH | Module, Bispectral Index | MODULEBISPECTRALINDEX-GE-E-BIS-01 | [5 empty] | GE | [7 empty] | Covered PM Repair - Biomedical | MHHS-Woodlands | [8 empty] | MODULEBISPECTRALINDEX | Module, Bispectral Index | GE
NO | YES |  |  |  | 029-08470 | 029-08470 | GE Medical Systems | E-BIS-00 |  | SGS11456530HA | Woodlands-Anesthesia | MHHS-Woodlands |  |  |  | 029-08470 | 029-08470 | Woodlands | MHHS-Woodlands | Woodlands-Anesthesia | OR 11 | 10/1/19 |  | 10/1/20 |  | PHYSIOLOGIC MONITOR MODULES, ELECTROENCEPHALOGRAPH | Module, Bispectral Index | MODULEBISPECTRALINDEX-GE-E-BIS-01 | [5 empty] | GE | [7 empty] | Covered PM Repair - Biomedical | MHHS-Woodlands | [8 empty] | MODULEBISPECTRALINDEX | Module, Bispectral Index | GE
NO | YES |  |  |  | 029-08472 | 029-08472 | GE Medical Systems | E-BIS-00 |  |  | Woodlands-Anesthesia | MHHS-Woodlands |  |  |  | 029-08472 | 029-08472 | Woodlands | MHHS-Woodlands | Woodlands-Anesthesia | OR | 7/1/18 |  | 7/1/19 |  | PHYSIOLOGIC MONITOR MODULES, ELECTROENCEPHALOGRAPH | Module, Bispectral Index | MODULEBISPECTRALINDEX-GE-E-BIS-01 | [5 empty] | GE | [7 empty] | Not Covered Vendor Only - Biomedical | MHHS-Woodlands | [8 empty] | MODULEBISPECTRALINDEX | Module, Bispectral Index | GE
NO | YES |  |  |  | 029-08473 | 029-08473 | GE Medical Systems | E-BIS-00 |  | SGS11446292HA | Woodlands-Anesthesia | MHHS-Woodlands |  |  |  | 029-08473 | 029-08473 | Woodlands | MHHS-Woodlands | Woodlands-Anesthesia | OR 10 | 10/1/19 |  | 10/1/20 |  | PHYSIOLOGIC MONITOR MODULES, ELECTROENCEPHALOGRAPH | Module, Bispectral Index | MODULEBISPECTRALINDEX-GE-E-BIS-01 | [5 empty] | GE | [7 empty] | Covered PM Repair - Biomedical | MHHS-Woodlands | [8 empty] | MODULEBISPECTRALINDEX | Module, Bispectral Index | GE
NO | YES |  |  |  | 029-08475 | 029-08475 | GE Medical Systems | E-BIS-00 |  | SGS11446300HA | Woodlands-OR | MHHS-Woodlands |  |  |  | 029-08475 | 029-08475 | Woodlands | MHHS-Woodlands | Woodlands-OR | OR Room 7 | 10/1/19 |  | 10/1/20 |  | PHYSIOLOGIC MONITOR MODULES, ELECTROENCEPHALOGRAPH | Module, Bispectral Index | MODULEBISPECTRALINDEX-GE-E-BIS-01 | [5 empty] | GE | [7 empty] | Covered PM Repair - Biomedical | MHHS-Woodlands | [8 empty] | MODULEBISPECTRALINDEX | Module, Bispectral Index | GE
NO | YES |  |  |  | 029-08477 | 029-08477 | GE Medical Systems | E-BIS-00 |  | SGS11456529HA | Woodlands-OR | MHHS-Woodlands |  |  |  | 029-08477 | 029-08477 | Woodlands | MHHS-Woodlands | Woodlands-OR | Room 15 | 10/1/19 |  | 10/1/20 |  | PHYSIOLOGIC MONITOR MODULES, ELECTROENCEPHALOGRAPH | Module, Bispectral Index | MODULEBISPECTRALINDEX-GE-E-BIS-01 | [5 empty] | GE | [7 empty] | Covered PM Repair - Biomedical | MHHS-Woodlands | [8 empty] | MODULEBISPECTRALINDEX | Module, Bispectral Index | GE
NO | YES |  |  |  | 029-08966 | 029-08966 | GE Medical Systems | E-BIS-00 |  | SGS11456537HA | Woodlands-Anesthesia | MHHS-Woodlands |  |  |  | 029-08966 | 029-08966 | Woodlands | MHHS-Woodlands | Woodlands-Anesthesia | OR 3 | 10/1/19 |  | 10/1/20 |  | PHYSIOLOGIC MONITOR MODULES, ELECTROENCEPHALOGRAPH | Module, Bispectral Index | MODULEBISPECTRALINDEX-GE-E-BIS-01 | [5 empty] | GE | [7 empty] | Covered PM Repair - Biomedical | MHHS-Woodlands | [8 empty] | MODULEBISPECTRALINDEX | Module, Bispectral Index | GE
NO | NO |  |  |  | 069-35714 |  | GE Medical Systems | E-BIS-00 |  | SGS11375153HA | TMC - OR - ANESTHESIA (OLD) | MHHS-TMC |  |  |  | 069-35714 |  | TMC |  | TMC - OR - ANESTHESIA (OLD) | [5 empty] | PHYSIOLOGIC MONITOR MODULES, ELECTROENCEPHALOGRAPH |  | .needs class | [5 empty] | GE | [7 empty] | Covered PM Repair - Biomedical | MHHS-TMC
NO | NO | [5 empty] | GE Medical Systems | E-BIS-00 |  | SGS12378279HA | TMC - OR - PEDI OR (2R) | MHHS-TMC | [5 empty] | TMC |  | TMC - OR - PEDI OR (2R) | [5 empty] | PHYSIOLOGIC MONITOR MODULES, ELECTROENCEPHALOGRAPH |  | .needs class | [5 empty] | GE | [7 empty] | Covered PM Repair - Biomedical | MHHS-TMC
NO | NO |  |  |  | 029-08465 |  | GE Medical Systems | E-BIS-00 |  |  | WOODLANDS - ANESTHESIA | MHHS-Woodlands |  |  |  | 029-08465 |  | Woodlands |  | WOODLANDS - ANESTHESIA | [5 empty] | PHYSIOLOGIC MONITOR MODULES, ELECTROENCEPHALOGRAPH |  | .needs class | [5 empty] | GE | [7 empty] | Covered PM Repair - Biomedical | MHHS-Woodlands
NO | NO |  |  |  | 029-08468 |  | GE Medical Systems | E-BIS-00 |  | SGS11456545HA | WOODLANDS - ANESTHESIA | MHHS-Woodlands |  |  |  | 029-08468 |  | Woodlands |  | WOODLANDS - ANESTHESIA | [5 empty] | PHYSIOLOGIC MONITOR MODULES, ELECTROENCEPHALOGRAPH |  | .needs class | [5 empty] | GE | [7 empty] | Covered PM Repair - Biomedical | MHHS-Woodlands
NO | YES |  |  |  | 069-37025 | 069-37025 | GE Medical Systems | E-MINI C MODULE |  |  | TMC-Cullen-MICU (2C) | MHHS-TMC |  | Module, End Tidal CO2 |  | 069-37025 | 069-37025 | TMC | MHHS-TMC | TMC-Cullen-MICU (2C) |  | 12/1/18 |  | 12/1/19 | In biomed being worked on. | PHYSIOLOGIC MONITOR MODULES, EXHALED CARBON DIOXID | Module, End Tidal CO2 | MODULEENDTIDALCO2-GE-E-MINIC-00 | MODULEENDTIDALCO2 | E-MINIC-00 |  |  |  | GE | Module, End Tidal CO2 |  | MODULEENDTIDALCO2-GE-E-MINIC-00 |  | 9/24/15 |  | MOETC-A | Covered PM Repair - Biomedical | MHHS-TMC | [8 empty] | MODULEENDTIDALCO2 | Module, End Tidal CO2 | GE
NO | YES |  |  |  | 069-37019 | 069-37019 | GE Medical Systems | E-MINI C MODULE |  |  | TMC-Cullen-MICU (2C) | MHHS-TMC |  | Module, End Tidal CO2 |  | 069-37019 | 069-37019 | TMC | MHHS-TMC | TMC-Cullen-MICU (2C) |  | 12/27/19 |  |  |  | PHYSIOLOGIC MONITOR MODULES, EXHALED CARBON DIOXID |  | MODULEENDTIDALCO2-GE-E-MINIC-00 | MODULEENDTIDALCO2 | E-MINIC-00 |  |  |  | GE | Module, End Tidal CO2 |  | MODULEENDTIDALCO2-GE-E-MINIC-00 |  |  | Verified 3/29/2020 11:26:am (Central) |  | Covered PM Repair - Biomedical | MHHS-TMC
NO | YES |  |  |  | 069-37024 | 069-37024 | GE Medical Systems | E-MINI C MODULE |  |  | TMC-Cullen-MICU (2C) | MHHS-TMC |  | Module, End Tidal CO2 |  | 069-37024 | 069-37024 | TMC | MHHS-TMC | TMC-Cullen-MICU (2C) |  | 12/21/18 |  |  |  | PHYSIOLOGIC MONITOR MODULES, EXHALED CARBON DIOXID |  | MODULEENDTIDALCO2-GE-E-MINIC-00 | MODULEENDTIDALCO2 | E-MINIC-00 |  |  |  | GE | Module, End Tidal CO2 |  | MODULEENDTIDALCO2-GE-E-MINIC-00 |  |  | Verified 3/29/2020 11:26:am (Central) |  | Covered PM Repair - Biomedical | MHHS-TMC
NO | YES |  |  |  | 069-37039 | 069-37039 | GE Medical Systems | E-MINI C MODULE |  |  | TMC-Cullen-MICU (2C) | MHHS-TMC |  | Module, End Tidal CO2 |  | 069-37039 | 069-37039 | TMC | MHHS-TMC | TMC-Cullen-MICU (2C) |  | 12/27/19 |  |  |  | PHYSIOLOGIC MONITOR MODULES, EXHALED CARBON DIOXID |  | MODULEENDTIDALCO2-GE-E-MINIC-00 | MODULEENDTIDALCO2 | E-MINIC-00 |  |  |  | GE | Module, End Tidal CO2 |  | MODULEENDTIDALCO2-GE-E-MINIC-00 |  |  | Verified 3/29/2020 11:26:am (Central) |  | Covered PM Repair - Biomedical | MHHS-TMC
NO | YES |  |  |  | 069-38880 | 069-38880 | GE Medical Systems | E-MINI C MODULE |  |  | TMC-Hermann-Pedi ER (1Hp) | MHHS-TMC |  | Module, End Tidal CO2 |  | 069-38880 | 069-38880 | TMC | MHHS-TMC | TMC-Hermann-Pedi ER (1Hp) | Pedi 23 | 12/1/19 |  | 12/1/20 |  | PHYSIOLOGIC MONITOR MODULES, EXHALED CARBON DIOXID | Module, End Tidal CO2 | MODULEENDTIDALCO2-GE-E-MINIC-00 | MODULEENDTIDALCO2 | E-MINIC-00 |  |  |  | GE | Module, End Tidal CO2 |  | MODULEENDTIDALCO2-GE-E-MINIC-00 |  | 1/17/14 |  | MOETC-A | Covered PM Repair - Biomedical | MHHS-TMC | [8 empty] | MODULEENDTIDALCO2 | Module, End Tidal CO2 | GE
NO | YES |  |  |  | 069-38885 | 069-38885 | GE Medical Systems | E-MINI C MODULE |  |  | TMC-Hermann-Adult ER (1Hp) | MHHS-TMC |  | Module, End Tidal CO2 |  | 069-38885 | 069-38885 | TMC | MHHS-TMC | TMC-Hermann-Adult ER (1Hp) |  | 10/18/19 |  |  |  | PHYSIOLOGIC MONITOR MODULES, EXHALED CARBON DIOXID | Module, End Tidal CO2 | MODULEENDTIDALCO2-GE-E-MINIC-00 | MODULEENDTIDALCO2 | E-MINIC-00 |  |  |  | GE | Module, End Tidal CO2 |  | MODULEENDTIDALCO2-GE-E-MINIC-00 |  | 4/19/18 | Finished from Script 3/27/2020 12:11:52pm (Central) | MOETC-A | Covered PM Repair - Biomedical | MHHS-TMC | [8 empty] | MODULEENDTIDALCO2 | Module, End Tidal CO2 | GE
NO | YES |  |  |  | 069-38888 | 069-38888 | GE Medical Systems | E-MINI C MODULE |  |  | TMC-Sarofim 1-Pedi ER | MHHS-TMC |  | Module, End Tidal CO2 |  | 069-38888 | 069-38888 | TMC | MHHS-TMC | TMC-Sarofim 1-Pedi ER | Pedi 21 | 7/1/19 |  | 7/1/20 |  | PHYSIOLOGIC MONITOR MODULES, EXHALED CARBON DIOXID | Module, End Tidal CO2 | MODULEENDTIDALCO2-GE-E-MINIC-00 | MODULEENDTIDALCO2 | E-MINIC-00 |  |  |  | GE | Module, End Tidal CO2 |  | MODULEENDTIDALCO2-GE-E-MINIC-00 |  |  |  | MOETC-A | Covered PM Repair - Biomedical | MHHS-TMC | [8 empty] | MODULEENDTIDALCO2 | Module, End Tidal CO2 | GE
NO | YES |  |  |  | 069-38892 | 069-38892 | GE Medical Systems | E-MINI C MODULE |  |  | TMC-Hermann-Pedi ER (1Hp) | MHHS-TMC |  | Module, End Tidal CO2 |  | 069-38892 | 069-38892 | TMC | MHHS-TMC | TMC-Hermann-Pedi ER (1Hp) | Pedi 23 | 11/1/19 |  | 11/1/20 |  | PHYSIOLOGIC MONITOR MODULES, EXHALED CARBON DIOXID | Module, End Tidal CO2 | MODULEENDTIDALCO2-GE-E-MINIC-00 | MODULEENDTIDALCO2 | E-MINIC-00 |  |  |  | GE | Module, End Tidal CO2 |  | MODULEENDTIDALCO2-GE-E-MINIC-00 |  | 12/21/18 |  | MOETC-A | Covered PM Repair - Biomedical | MHHS-TMC | [8 empty] | MODULEENDTIDALCO2 | Module, End Tidal CO2 | GE
NO | YES |  |  |  | 069-39238 | 069-39238 | GE Medical Systems | E-MINI C MODULE |  |  | TMC-Sarofim 1-Pedi ER | MHHS-TMC |  | Module, End Tidal CO2 |  | 069-39238 | 069-39238 | TMC | MHHS-TMC | TMC-Sarofim 1-Pedi ER | Pedi 17 | 11/1/19 |  | 11/1/20 |  | PHYSIOLOGIC MONITOR MODULES, EXHALED CARBON DIOXID | Module, End Tidal CO2 | MODULEENDTIDALCO2-GE-E-MINIC-00 | MODULEENDTIDALCO2 | E-MINIC-00 |  |  |  | GE | Module, End Tidal CO2 |  | MODULEENDTIDALCO2-GE-E-MINIC-00 |  |  |  | MOETC-A | Covered PM Repair - Radiology, Low End | MHHS-TMC | [8 empty] | MODULEENDTIDALCO2 | Module, End Tidal CO2 | GE
NO | YES |  |  |  | 069-39239 | 069-39239 | GE Medical Systems | E-MINI C MODULE |  |  | TMC-Hermann-Pedi ER (1Hp) | MHHS-TMC |  | Module, End Tidal CO2 |  | 069-39239 | 069-39239 | TMC | MHHS-TMC | TMC-Hermann-Pedi ER (1Hp) | Pedi 27 | 11/1/19 |  | 11/1/20 |  | PHYSIOLOGIC MONITOR MODULES, EXHALED CARBON DIOXID | Module, End Tidal CO2 | MODULEENDTIDALCO2-GE-E-MINIC-00 | MODULEENDTIDALCO2 | E-MINIC-00 |  |  |  | GE | Module, End Tidal CO2 |  | MODULEENDTIDALCO2-GE-E-MINIC-00 |  | 5/4/20 |  | MOETC-A | Not Covered Vendor Only - Rad, Low End | MHHS-TMC | [8 empty] | MODULEENDTIDALCO2 | Module, End Tidal CO2 | GE
NO | YES |  |  |  | 069-39218 | 069-39218 | GE Medical Systems | E-MINI C MODULE |  |  | TMC-Hermann-Pedi ER (1Hp) | MHHS-TMC |  | Module, End Tidal CO2 |  | 069-39218 | 069-39218 | TMC | MHHS-TMC | TMC-Hermann-Pedi ER (1Hp) | Pedi 28 | 2/1/20 |  | 2/1/21 |  | PHYSIOLOGIC MONITOR MODULES, EXHALED CARBON DIOXID | Module, End Tidal CO2 | MODULEENDTIDALCO2-GE-E-MINIC-00 | MODULEENDTIDALCO2 | E-MINIC-00 |  |  |  | GE | Module, End Tidal CO2 |  | MODULEENDTIDALCO2-GE-E-MINIC-00 |  | 4/4/20 |  | MOETC-A | Covered PM Repair - Biomedical | MHHS-TMC | [8 empty] | MODULEENDTIDALCO2 | Module, End Tidal CO2 | GE
NO | YES |  |  |  | 069-39235 | 069-39235 | GE Medical Systems | E-MINI C MODULE |  |  | TMC-Hermann-Pedi ER (1Hp) | MHHS-TMC |  | Module, End Tidal CO2 |  | 069-39235 | 069-39235 | TMC | MHHS-TMC | TMC-Hermann-Pedi ER (1Hp) | TMC - HERMANN - PEDI ER (1HP) | 12/1/19 |  | 12/1/20 |  | PHYSIOLOGIC MONITOR MODULES, EXHALED CARBON DIOXID | Module, End Tidal CO2 | MODULEENDTIDALCO2-GE-E-MINIC-00 | MODULEENDTIDALCO2 | E-MINIC-00 |  |  |  | GE | Module, End Tidal CO2 |  | MODULEENDTIDALCO2-GE-E-MINIC-00 |  | 4/4/20 |  | MOETC-A | Covered PM Repair - Biomedical | MHHS-TMC | [8 empty] | MODULEENDTIDALCO2 | Module, End Tidal CO2 | GE
NO | YES |  |  |  | 069-39236 | 069-39236 | GE Medical Systems | E-MINI C MODULE |  |  | TMC-Hermann-Pedi ER (1Hp) | MHHS-TMC |  | Module, End Tidal CO2 |  | 069-39236 | 069-39236 | TMC | MHHS-TMC | TMC-Hermann-Pedi ER (1Hp) | Pedi 30 | 11/1/19 |  | 11/1/20 |  | PHYSIOLOGIC MONITOR MODULES, EXHALED CARBON DIOXID | Module, End Tidal CO2 | MODULEENDTIDALCO2-GE-E-MINIC-00 | MODULEENDTIDALCO2 | E-MINIC-00 |  |  |  | GE | Module, End Tidal CO2 |  | MODULEENDTIDALCO2-GE-E-MINIC-00 |  | 3/24/15 |  | MOETC-A | Covered PM Repair - Biomedical | MHHS-TMC | [8 empty] | MODULEENDTIDALCO2 | Module, End Tidal CO2 | GE
NO | YES |  |  |  | 069-39573 | 069-39573 | GE Medical Systems | E-MINI C MODULE |  |  | TMC-Hermann-Pedi ER (1Hp) | MHHS-TMC |  | Module, End Tidal CO2 |  | 069-39573 | 069-39573 | TMC | MHHS-TMC | TMC-Hermann-Pedi ER (1Hp) | TMC - HERMANN - PEDI ER (1 HP) | 1/1/19 |  | 1/1/20 |  | PHYSIOLOGIC MONITOR MODULES, EXHALED CARBON DIOXID | Module, End Tidal CO2 | MODULEENDTIDALCO2-GE-E-MINIC-00 | MODULEENDTIDALCO2 | E-MINIC-00 |  |  |  | GE | Module, End Tidal CO2 |  | MODULEENDTIDALCO2-GE-E-MINIC-00 |  | 4/4/20 |  | MOETC-A | Covered PM Repair - Biomedical | MHHS-TMC | [8 empty] | MODULEENDTIDALCO2 | Module, End Tidal CO2 | GE
NO | YES |  |  |  |  | 074-04337 | GE Medical Systems | E-MINI C MODULE |  |  | TMC-HVI-Heart Failure ICU (5Hvi) | MHHS-TMC |  | Module, End Tidal CO2 |  |  | 074-04337 | TMC | MHHS-TMC | TMC-HVI-Heart Failure ICU (5Hvi) |  | 2/1/19 |  | 2/1/20 | In Biomed being PMd | PHYSIOLOGIC MONITOR MODULES, EXHALED CARBON DIOXID | Module, End Tidal CO2 | MODULEENDTIDALCO2-GE-E-MINIC-00 | MODULEENDTIDALCO2 | E-MINIC-00 |  |  |  | GE | Module, End Tidal CO2 |  | MODULEENDTIDALCO2-GE-E-MINIC-00 |  |  |  | MOETC-A | Covered PM Repair - Biomedical | MHHS-TMC | [8 empty] | MODULEENDTIDALCO2 | Module, End Tidal CO2 | GE
NO | YES |  |  |  |  | 074-04338 | GE Medical Systems | E-MINI C MODULE |  |  | TMC-HVI-Heart Failure ICU (5Hvi) | MHHS-TMC |  | Module, End Tidal CO2 |  |  | 074-04338 | TMC | MHHS-TMC | TMC-HVI-Heart Failure ICU (5Hvi) |  | 2/1/19 |  | 2/1/20 | In Biomed being PMd | PHYSIOLOGIC MONITOR MODULES, EXHALED CARBON DIOXID | Module, End Tidal CO2 | MODULEENDTIDALCO2-GE-E-MINIC-00 | MODULEENDTIDALCO2 | E-MINIC-00 |  |  |  | GE | Module, End Tidal CO2 |  | MODULEENDTIDALCO2-GE-E-MINIC-00 |  | 12/6/17 |  | MOETC-A | Not Covered Vendor Only - Resp/Ster | MHHS-TMC | [8 empty] | MODULEENDTIDALCO2 | Module, End Tidal CO2 | GE
NO | YES |  |  |  | 069-39745 | 069-39745 | GE Medical Systems | E-MINI C MODULE |  |  | TMC-Jones-Burn Unit (8J) | MHHS-TMC |  | Module, End Tidal CO2 |  | 069-39745 | 069-39745 | TMC | MHHS-TMC | TMC-Jones-Burn Unit (8J) |  | 3/1/19 |  | 3/1/20 | In Biomed being PMd | PHYSIOLOGIC MONITOR MODULES, EXHALED CARBON DIOXID | Module, End Tidal CO2 | MODULEENDTIDALCO2-GE-E-MINIC-00 | MODULEENDTIDALCO2 | E-MINIC-00 |  |  |  | GE | Module, End Tidal CO2 |  | MODULEENDTIDALCO2-GE-E-MINIC-00 |  |  |  | MOETC-A | Covered PM Repair - Biomedical | MHHS-TMC | [8 empty] | MODULEENDTIDALCO2 | Module, End Tidal CO2 | GE
NO | YES |  |  |  | 069-40901 | 069-40901 | GE Medical Systems | E-MINI C MODULE |  |  | TMC-Jones-Neuro ICU (7J) | MHHS-TMC |  | Module, End Tidal CO2 |  | 069-40901 | 069-40901 | TMC | MHHS-TMC | TMC-Jones-Neuro ICU (7J) |  | 2/1/19 |  | 2/1/20 | In Biomed being PMd | PHYSIOLOGIC MONITOR MODULES, EXHALED CARBON DIOXID | Module, End Tidal CO2 | MODULEENDTIDALCO2-GE-E-MINIC-00 | MODULEENDTIDALCO2 | E-MINIC-00 |  |  |  | GE | Module, End Tidal CO2 |  | MODULEENDTIDALCO2-GE-E-MINIC-00 |  |  |  | MOETC-A | Covered PM Repair - Biomedical | MHHS-TMC | [8 empty] | MODULEENDTIDALCO2 | Module, End Tidal CO2 | GE
NO | YES |  |  |  | 069-40903 | 069-40903 | GE Medical Systems | E-MINI C MODULE |  |  | NICU5 | MHHS-TMC |  | Module, End Tidal CO2 |  | 069-40903 | 069-40903 | TMC | TMC | NICU5 | TMC - Johns - NICu | 2/1/19 |  | 2/1/20 |  | PHYSIOLOGIC MONITOR MODULES, EXHALED CARBON DIOXID | Module, End Tidal CO2 | MODULEENDTIDALCO2-GE-E-MINIC-00 | MODULEENDTIDALCO2 | E-MINIC-00 |  |  |  | GE | Module, End Tidal CO2 |  | MODULEENDTIDALCO2-GE-E-MINIC-00 |  |  |  | MOETC-A | Covered PM Repair - Biomedical | MHHS-TMC | [8 empty] | MODULEENDTIDALCO2 | Module, End Tidal CO2 | GE
NO | YES |  |  |  | 069-40907 | 069-40907 | GE Medical Systems | E-MINI C MODULE |  |  | TMC-Jones-Neuro ICU (7J) | MHHS-TMC |  | Module, End Tidal CO2 |  | 069-40907 | 069-40907 | TMC | MHHS-TMC | TMC-Jones-Neuro ICU (7J) |  | 2/1/19 |  | 2/1/20 | In Biomed being PMd | PHYSIOLOGIC MONITOR MODULES, EXHALED CARBON DIOXID | Module, End Tidal CO2 | MODULEENDTIDALCO2-GE-E-MINIC-00 | MODULEENDTIDALCO2 | E-MINIC-00 |  |  |  | GE | Module, End Tidal CO2 |  | MODULEENDTIDALCO2-GE-E-MINIC-00 |  | 6/17/17 |  | MOETC-A | Covered PM Repair - Biomedical | MHHS-TMC | [8 empty] | MODULEENDTIDALCO2 | Module, End Tidal CO2 | GE
NO | YES |  |  |  | 069-40908 | 069-40908 | GE Medical Systems | E-MINI C MODULE |  |  | TMC-Jones-Neuro ICU (7J) | MHHS-TMC |  | Module, End Tidal CO2 |  | 069-40908 | 069-40908 | TMC | MHHS-TMC | TMC-Jones-Neuro ICU (7J) |  | 2/1/19 |  | 2/1/20 | In Biomed being PMd | PHYSIOLOGIC MONITOR MODULES, EXHALED CARBON DIOXID | Module, End Tidal CO2 | MODULEENDTIDALCO2-GE-E-MINIC-00 | MODULEENDTIDALCO2 | E-MINIC-00 |  |  |  | GE | Module, End Tidal CO2 |  | MODULEENDTIDALCO2-GE-E-MINIC-00 |  |  |  | MOETC-A | Covered PM Repair - Biomedical | MHHS-TMC | [8 empty] | MODULEENDTIDALCO2 | Module, End Tidal CO2 | GE
NO | YES |  |  |  | 069-40914 | 069-40914 | GE Medical Systems | E-MINI C MODULE |  |  | TMC-Jones-Neuro ICU (7J) | MHHS-TMC |  | Module, End Tidal CO2 |  | 069-40914 | 069-40914 | TMC | MHHS-TMC | TMC-Jones-Neuro ICU (7J) |  | 12/1/19 |  | 12/1/20 | In Biomed being PMd | PHYSIOLOGIC MONITOR MODULES, EXHALED CARBON DIOXID | Module, End Tidal CO2 | MODULEENDTIDALCO2-GE-E-MINIC-00 | MODULEENDTIDALCO2 | E-MINIC-00 |  |  |  | GE | Module, End Tidal CO2 |  | MODULEENDTIDALCO2-GE-E-MINIC-00 |  |  |  | MOETC-A | Covered PM Repair - Biomedical | MHHS-TMC | [8 empty] | MODULEENDTIDALCO2 | Module, End Tidal CO2 | GE
NO | YES |  |  |  | 069-40917 | 069-40917 | GE Medical Systems | E-MINI C MODULE |  |  | TMC-Jones-Neuro ICU (7J) | MHHS-TMC |  | Module, End Tidal CO2 |  | 069-40917 | 069-40917 | TMC | MHHS-TMC | TMC-Jones-Neuro ICU (7J) |  | 2/1/19 |  | 2/1/20 | In Biomed being PMd | PHYSIOLOGIC MONITOR MODULES, EXHALED CARBON DIOXID | Module, End Tidal CO2 | MODULEENDTIDALCO2-GE-E-MINIC-00 | MODULEENDTIDALCO2 | E-MINIC-00 |  |  |  | GE | Module, End Tidal CO2 |  | MODULEENDTIDALCO2-GE-E-MINIC-00 |  |  |  | MOETC-A | Covered PM Repair - Biomedical | MHHS-TMC | [8 empty] | MODULEENDTIDALCO2 | Module, End Tidal CO2 | GE
NO | YES |  |  |  | 069-40920 | 069-40920 | GE Medical Systems | E-MINI C MODULE |  |  | TMC-Jones-Neuro ICU (7J) | MHHS-TMC |  | Module, End Tidal CO2 |  | 069-40920 | 069-40920 | TMC | MHHS-TMC | TMC-Jones-Neuro ICU (7J) |  | 2/1/19 |  | 2/1/20 | In Biomed being PMd | PHYSIOLOGIC MONITOR MODULES, EXHALED CARBON DIOXID | Module, End Tidal CO2 | MODULEENDTIDALCO2-GE-E-MINIC-00 | MODULEENDTIDALCO2 | E-MINIC-00 |  |  |  | GE | Module, End Tidal CO2 |  | MODULEENDTIDALCO2-GE-E-MINIC-00 |  | 4/14/17 |  | MOETC-A | Covered PM Repair - Biomedical | MHHS-TMC | [8 empty] | MODULEENDTIDALCO2 | Module, End Tidal CO2 | GE
NO | YES |  |  |  | 069-42311 | 069-42311 | GE Medical Systems | E-MINI C MODULE |  |  | TMC-Jones-Neuro ICU (7J) | MHHS-TMC |  | Module, End Tidal CO2 |  | 069-42311 | 069-42311 | TMC | MHHS-TMC | TMC-Jones-Neuro ICU (7J) |  | 2/1/19 |  | 2/1/20 | In Biomed being PMd | PHYSIOLOGIC MONITOR MODULES, EXHALED CARBON DIOXID | Module, End Tidal CO2 | MODULEENDTIDALCO2-GE-E-MINIC-00 | MODULEENDTIDALCO2 | E-MINIC-00 |  |  |  | GE | Module, End Tidal CO2 |  | MODULEENDTIDALCO2-GE-E-MINIC-00 |  |  |  | MOETC-A | Covered PM Repair - Biomedical | MHHS-TMC | [8 empty] | MODULEENDTIDALCO2 | Module, End Tidal CO2 | GE
NO | YES |  |  |  | 069-48989 | 069-48989 | GE Medical Systems | E-MINI C MODULE |  |  | (null) | MHHS-TMC |  | Module, End Tidal CO2 |  | 069-48989 | 069-48989 | TMC | (null) | (null) | (null) |  |  |  | (null) | PHYSIOLOGIC MONITOR MODULES, EXHALED CARBON DIOXID |  | MODULEENDTIDALCO2-GE-E-MINIC-00 | MODULEENDTIDALCO2 | E-MINIC-00 |  |  |  | GE | Module, End Tidal CO2 |  | MODULEENDTIDALCO2-GE-E-MINIC-00 |  | 1/10/20 |  |  | Not Covered Vendor Only - Biomedical | MHHS-TMC
NO | YES |  |  |  | 069-41033 | 069-41033 | GE Medical Systems | E-MINI C MODULE |  |  | TMC - ADULT PACU | MHHS-TMC |  | Module, End Tidal CO2 |  | 069-41033 | 069-41033 | TMC | Memorial Hermann-Texas Medical Center | TMC - ADULT PACU | ADULT PACU | 11/1/18 |  | 11/1/19 |  | PHYSIOLOGIC MONITOR MODULES, EXHALED CARBON DIOXID |  | MODULEENDTIDALCO2-GE-E-MINIC-00 | MODULEENDTIDALCO2 | E-MINIC-00 |  |  |  | GE | Module, End Tidal CO2 |  | MODULEENDTIDALCO2-GE-E-MINIC-00 |  |  |  |  | Covered PM Repair - Biomedical | MHHS-TMC
NO | YES |  |  |  | 069-41059 | 069-41059 | GE Medical Systems | E-MINI C MODULE |  |  | TMC-Sarofim 2-Adult Pre Op | MHHS-TMC |  | Module, End Tidal CO2 |  | 069-41059 | 069-41059 | TMC | MHHS-TMC | TMC-Sarofim 2-Adult Pre Op | S2.05 | 12/1/19 |  | 12/1/20 |  | PHYSIOLOGIC MONITOR MODULES, EXHALED CARBON DIOXID |  | MODULEENDTIDALCO2-GE-E-MINIC-00 | MODULEENDTIDALCO2 | E-MINIC-00 |  |  |  | GE | Module, End Tidal CO2 |  | MODULEENDTIDALCO2-GE-E-MINIC-00 |  | 7/15/17 |  |  | Covered PM Repair - Biomedical | MHHS-TMC
NO | YES |  |  |  | 069-41062 | 069-41062 | GE Medical Systems | E-MINI C MODULE |  |  | TMC-Sarofim 2-Adult Pre Op | MHHS-TMC |  | Module, End Tidal CO2 |  | 069-41062 | 069-41062 | TMC | MHHS-TMC | TMC-Sarofim 2-Adult Pre Op | S2.05 | 12/1/19 |  | 12/1/20 |  | PHYSIOLOGIC MONITOR MODULES, EXHALED CARBON DIOXID |  | MODULEENDTIDALCO2-GE-E-MINIC-00 | MODULEENDTIDALCO2 | E-MINIC-00 |  |  |  | GE | Module, End Tidal CO2 |  | MODULEENDTIDALCO2-GE-E-MINIC-00 |  | 1/10/20 |  |  | Not Covered Vendor Only - Biomedical | MHHS-TMC
NO | YES |  |  |  | 069-41066 | 069-41066 | GE Medical Systems | E-MINI C MODULE |  |  | Tmc - PACU - | MHHS-TMC |  | Module, End Tidal CO2 |  | 069-41066 | 069-41066 | TMC | Memorial Hermann-tmc | Tmc - PACU - | S2.07 | 12/1/19 |  | 12/1/20 |  | PHYSIOLOGIC MONITOR MODULES, EXHALED CARBON DIOXID |  | MODULEENDTIDALCO2-GE-E-MINIC-00 | MODULEENDTIDALCO2 | E-MINIC-00 |  |  |  | GE | Module, End Tidal CO2 |  | MODULEENDTIDALCO2-GE-E-MINIC-00 |  | 1/10/20 |  |  | Not Covered Vendor Only - Biomedical | MHHS-TMC
YES | YES |  |  |  | 069-40916 | 069-40916 | GE Medical Systems | E-MINI C MODULE |  |  | TMC - JONES - NEURO ICU (7J) |  |  |  |  | 069-40916 | 069-40916 | TMC | Memorial Hermann-Texas Medical Center | TMC - JONES - NEURO ICU (7J) |  | 2/1/18 |  | 2/1/19 | In Biomed being PMd
YES | YES |  |  |  | 069-40900 | 069-40900 | GE Medical Systems | E-MINI C MODULE |  |  | TMC - JONES - NEURO ICU (7J) |  |  |  |  | 069-40900 | 069-40900 | TMC | Memorial Hermann-Texas Medical Center | TMC - JONES - NEURO ICU (7J) |  | 2/1/18 |  | 2/1/19 | In Biomed being PMd
YES | YES |  |  |  | 074-04472 | 074-04472 | GE Medical Systems | E-MINI C MODULE |  |  | TMC - 5HVI - ICU - 3 |  |  |  |  | 074-04472 | 074-04472 | TMC | Memorial Hermann-Texas Medical Center | TMC - 5HVI - ICU - 3 | Biomed Shop | 2/1/18 |  | 2/1/19 | In Biomed being PMd
YES | YES |  |  |  | 069-38896 | 069-38896 | GE Medical Systems | E-MINI C MODULE |  |  | Biomed Shop |  |  |  |  | 069-38896 | 069-38896 | TMC | Memorial Hermann-Texas Medical Center | Biomed Shop | Biomed Shop | 8/1/17 |  | 7/1/18 | In Biomed being PMd
NO | NO |  |  |  | 069-35626 |  | GE Medical Systems | E-MINI C MODULE |  |  | TMC - CHILDRENS - L&D (5HP) | MHHS-TMC |  | Module, End Tidal CO2 |  | 069-35626 |  | TMC |  | TMC - CHILDRENS - L&D (5HP) | [5 empty] | PHYSIOLOGIC MONITOR MODULES, EXHALED CARBON DIOXID |  | MODULEENDTIDALCO2-GE-E-MINIC-00 | MODULEENDTIDALCO2 | E-MINIC-00 |  |  |  | GE | Module, End Tidal CO2 |  | MODULEENDTIDALCO2-GE-E-MINIC-00 |  |  |  |  | Covered PM Repair - Biomedical | MHHS-TMC
NO | NO |  |  |  | 069-35629 |  | GE Medical Systems | E-MINI C MODULE |  |  | TMC - CHILDRENS - L&D (5HP) | MHHS-TMC |  | Module, End Tidal CO2 |  | 069-35629 |  | TMC |  | TMC - CHILDRENS - L&D (5HP) | [5 empty] | PHYSIOLOGIC MONITOR MODULES, EXHALED CARBON DIOXID |  | MODULEENDTIDALCO2-GE-E-MINIC-00 | MODULEENDTIDALCO2 | E-MINIC-00 |  |  |  | GE | Module, End Tidal CO2 |  | MODULEENDTIDALCO2-GE-E-MINIC-00 |  |  |  |  | Covered PM Repair - Biomedical | MHHS-TMC
NO | NO |  |  |  | 069-35632 |  | GE Medical Systems | E-MINI C MODULE |  |  | TMC - CHILDRENS - L&D (5HP) | MHHS-TMC |  | Module, End Tidal CO2 |  | 069-35632 |  | TMC |  | TMC - CHILDRENS - L&D (5HP) | [5 empty] | PHYSIOLOGIC MONITOR MODULES, EXHALED CARBON DIOXID |  | MODULEENDTIDALCO2-GE-E-MINIC-00 | MODULEENDTIDALCO2 | E-MINIC-00 |  |  |  | GE | Module, End Tidal CO2 |  | MODULEENDTIDALCO2-GE-E-MINIC-00 |  |  |  |  | Covered PM Repair - Biomedical | MHHS-TMC
NO | NO |  |  |  | 069-36281 |  | GE Medical Systems | E-MINI C MODULE |  |  | TMC - CHILDRENS - L&D (5HP) | MHHS-TMC |  | Module, End Tidal CO2 |  | 069-36281 |  | TMC |  | TMC - CHILDRENS - L&D (5HP) | [5 empty] | PHYSIOLOGIC MONITOR MODULES, EXHALED CARBON DIOXID |  | MODULEENDTIDALCO2-GE-E-MINIC-00 | MODULEENDTIDALCO2 | E-MINIC-00 |  |  |  | GE | Module, End Tidal CO2 |  | MODULEENDTIDALCO2-GE-E-MINIC-00 |  |  |  |  | Covered PM Repair - Biomedical | MHHS-TMC
NO | NO |  |  |  | 069-37021 |  | GE Medical Systems | E-MINI C MODULE |  |  | TMC - CULLEN - MICU (2C) | MHHS-TMC |  | Module, End Tidal CO2 |  | 069-37021 |  | TMC |  | TMC - CULLEN - MICU (2C) | [5 empty] | PHYSIOLOGIC MONITOR MODULES, EXHALED CARBON DIOXID |  | MODULEENDTIDALCO2-GE-E-MINIC-00 | MODULEENDTIDALCO2 | E-MINIC-00 |  |  |  | GE | Module, End Tidal CO2 |  | MODULEENDTIDALCO2-GE-E-MINIC-00 |  |  |  |  | Covered PM Repair - Biomedical | MHHS-TMC
NO | NO |  |  |  | 069-37026 |  | GE Medical Systems | E-MINI C MODULE |  |  | TMC - CULLEN - MICU (2C) | MHHS-TMC |  | Module, End Tidal CO2 |  | 069-37026 |  | TMC |  | TMC - CULLEN - MICU (2C) | [5 empty] | PHYSIOLOGIC MONITOR MODULES, EXHALED CARBON DIOXID |  | MODULEENDTIDALCO2-GE-E-MINIC-00 | MODULEENDTIDALCO2 | E-MINIC-00 |  |  |  | GE | Module, End Tidal CO2 |  | MODULEENDTIDALCO2-GE-E-MINIC-00 |  |  |  |  | Covered PM Repair - Biomedical | MHHS-TMC
NO | NO |  |  |  | 069-37033 |  | GE Medical Systems | E-MINI C MODULE |  |  | TMC - CULLEN - MICU (2C) | MHHS-TMC |  | Module, End Tidal CO2 |  | 069-37033 |  | TMC |  | TMC - CULLEN - MICU (2C) | [5 empty] | PHYSIOLOGIC MONITOR MODULES, EXHALED CARBON DIOXID |  | MODULEENDTIDALCO2-GE-E-MINIC-00 | MODULEENDTIDALCO2 | E-MINIC-00 |  |  |  | GE | Module, End Tidal CO2 |  | MODULEENDTIDALCO2-GE-E-MINIC-00 |  |  |  |  | Covered PM Repair - Biomedical | MHHS-TMC
NO | NO |  |  |  | 069-37034 |  | GE Medical Systems | E-MINI C MODULE |  |  | TMC - CULLEN - MICU (2C) | MHHS-TMC |  | Module, End Tidal CO2 |  | 069-37034 |  | TMC |  | TMC - CULLEN - MICU (2C) | [5 empty] | PHYSIOLOGIC MONITOR MODULES, EXHALED CARBON DIOXID |  | MODULEENDTIDALCO2-GE-E-MINIC-00 | MODULEENDTIDALCO2 | E-MINIC-00 |  |  |  | GE | Module, End Tidal CO2 |  | MODULEENDTIDALCO2-GE-E-MINIC-00 |  |  |  |  | Not Covered Vendor Only - Biomedical | MHHS-TMC
NO | NO |  |  |  | 069-37035 |  | GE Medical Systems | E-MINI C MODULE |  |  | TMC - CULLEN - MICU (2C) | MHHS-TMC |  | Module, End Tidal CO2 |  | 069-37035 |  | TMC |  | TMC - CULLEN - MICU (2C) | [5 empty] | PHYSIOLOGIC MONITOR MODULES, EXHALED CARBON DIOXID |  | MODULEENDTIDALCO2-GE-E-MINIC-00 | MODULEENDTIDALCO2 | E-MINIC-00 |  |  |  | GE | Module, End Tidal CO2 |  | MODULEENDTIDALCO2-GE-E-MINIC-00 |  |  |  |  | Not Covered Vendor Only - Biomedical | MHHS-TMC
NO | NO |  |  |  | 074-04464 |  | GE Medical Systems | E-MINI C MODULE |  |  | TMC - CULLEN - MICU (2C) | MHHS-TMC |  | Module, End Tidal CO2 |  | 074-04464 |  | TMC |  | TMC - CULLEN - MICU (2C) | [5 empty] | PHYSIOLOGIC MONITOR MODULES, EXHALED CARBON DIOXID |  | MODULEENDTIDALCO2-GE-E-MINIC-00 | MODULEENDTIDALCO2 | E-MINIC-00 |  |  |  | GE | Module, End Tidal CO2 |  | MODULEENDTIDALCO2-GE-E-MINIC-00 |  |  |  |  | Not Covered Vendor Only - Biomedical | MHHS-TMC
NO | NO |  |  |  | 069-38881 |  | GE Medical Systems | E-MINI C MODULE |  |  | TMC - HERMANN - ADULT ER (1HP) | MHHS-TMC |  | Module, End Tidal CO2 |  | 069-38881 |  | TMC |  | TMC - HERMANN - ADULT ER (1HP) | [5 empty] | PHYSIOLOGIC MONITOR MODULES, EXHALED CARBON DIOXID |  | MODULEENDTIDALCO2-GE-E-MINIC-00 | MODULEENDTIDALCO2 | E-MINIC-00 |  |  |  | GE | Module, End Tidal CO2 |  | MODULEENDTIDALCO2-GE-E-MINIC-00 |  |  |  |  | Covered PM Repair - Biomedical | MHHS-TMC
NO | NO |  |  |  | 069-38882 |  | GE Medical Systems | E-MINI C MODULE |  |  | TMC - HERMANN - ADULT ER (1HP) | MHHS-TMC |  | Module, End Tidal CO2 |  | 069-38882 |  | TMC |  | TMC - HERMANN - ADULT ER (1HP) | [5 empty] | PHYSIOLOGIC MONITOR MODULES, EXHALED CARBON DIOXID |  | MODULEENDTIDALCO2-GE-E-MINIC-00 | MODULEENDTIDALCO2 | E-MINIC-00 |  |  |  | GE | Module, End Tidal CO2 |  | MODULEENDTIDALCO2-GE-E-MINIC-00 |  |  |  |  | Not Covered Vendor Only - Biomedical | MHHS-TMC
NO | NO |  |  |  | 069-38883 |  | GE Medical Systems | E-MINI C MODULE |  |  | TMC - HERMANN - ADULT ER (1HP) | MHHS-TMC |  | Module, End Tidal CO2 |  | 069-38883 |  | TMC |  | TMC - HERMANN - ADULT ER (1HP) | [5 empty] | PHYSIOLOGIC MONITOR MODULES, EXHALED CARBON DIOXID |  | MODULEENDTIDALCO2-GE-E-MINIC-00 | MODULEENDTIDALCO2 | E-MINIC-00 |  |  |  | GE | Module, End Tidal CO2 |  | MODULEENDTIDALCO2-GE-E-MINIC-00 |  |  |  |  | Not Covered Vendor Only - Biomedical | MHHS-TMC
NO | NO |  |  |  | 069-38886 |  | GE Medical Systems | E-MINI C MODULE |  |  | TMC - HERMANN - ADULT ER (1HP) | MHHS-TMC |  | Module, End Tidal CO2 |  | 069-38886 |  | TMC |  | TMC - HERMANN - ADULT ER (1HP) | [5 empty] | PHYSIOLOGIC MONITOR MODULES, EXHALED CARBON DIOXID |  | MODULEENDTIDALCO2-GE-E-MINIC-00 | MODULEENDTIDALCO2 | E-MINIC-00 |  |  |  | GE | Module, End Tidal CO2 |  | MODULEENDTIDALCO2-GE-E-MINIC-00 |  |  |  |  | Covered PM Repair - Biomedical | MHHS-TMC
NO | NO |  |  |  | 069-38887 |  | GE Medical Systems | E-MINI C MODULE |  |  | TMC - HERMANN - ADULT ER (1HP) | MHHS-TMC |  | Module, End Tidal CO2 |  | 069-38887 |  | TMC |  | TMC - HERMANN - ADULT ER (1HP) | [5 empty] | PHYSIOLOGIC MONITOR MODULES, EXHALED CARBON DIOXID |  | MODULEENDTIDALCO2-GE-E-MINIC-00 | MODULEENDTIDALCO2 | E-MINIC-00 |  |  |  | GE | Module, End Tidal CO2 |  | MODULEENDTIDALCO2-GE-E-MINIC-00 |  |  |  |  | Covered PM Repair - Biomedical | MHHS-TMC
NO | NO |  |  |  | 069-38890 |  | GE Medical Systems | E-MINI C MODULE |  |  | TMC - HERMANN - ADULT ER (1HP) | MHHS-TMC |  | Module, End Tidal CO2 |  | 069-38890 |  | TMC |  | TMC - HERMANN - ADULT ER (1HP) | [5 empty] | PHYSIOLOGIC MONITOR MODULES, EXHALED CARBON DIOXID |  | MODULEENDTIDALCO2-GE-E-MINIC-00 | MODULEENDTIDALCO2 | E-MINIC-00 |  |  |  | GE | Module, End Tidal CO2 |  | MODULEENDTIDALCO2-GE-E-MINIC-00 |  |  |  |  | Covered PM Repair - Biomedical | MHHS-TMC
NO | NO |  |  |  | 069-38894 |  | GE Medical Systems | E-MINI C MODULE |  |  | TMC - HERMANN - ADULT ER (1HP) | MHHS-TMC |  | Module, End Tidal CO2 |  | 069-38894 |  | TMC |  | TMC - HERMANN - ADULT ER (1HP) | [5 empty] | PHYSIOLOGIC MONITOR MODULES, EXHALED CARBON DIOXID |  | MODULEENDTIDALCO2-GE-E-MINIC-00 | MODULEENDTIDALCO2 | E-MINIC-00 |  |  |  | GE | Module, End Tidal CO2 |  | MODULEENDTIDALCO2-GE-E-MINIC-00 |  |  |  |  | Not Covered Vendor Only - Biomedical | MHHS-TMC
NO | NO |  |  |  | 069-38897 |  | GE Medical Systems | E-MINI C MODULE |  |  | TMC - HERMANN - ADULT ER (1HP) | MHHS-TMC |  | Module, End Tidal CO2 |  | 069-38897 |  | TMC |  | TMC - HERMANN - ADULT ER (1HP) | [5 empty] | PHYSIOLOGIC MONITOR MODULES, EXHALED CARBON DIOXID |  | MODULEENDTIDALCO2-GE-E-MINIC-00 | MODULEENDTIDALCO2 | E-MINIC-00 |  |  |  | GE | Module, End Tidal CO2 |  | MODULEENDTIDALCO2-GE-E-MINIC-00 |  |  |  |  | Not Covered Vendor Only - Biomedical | MHHS-TMC
NO | NO |  |  |  | 069-39015 |  | GE Medical Systems | E-MINI C MODULE |  |  | TMC - HERMANN - ADULT ER (1HP) | MHHS-TMC |  | Module, End Tidal CO2 |  | 069-39015 |  | TMC |  | TMC - HERMANN - ADULT ER (1HP) | [5 empty] | PHYSIOLOGIC MONITOR MODULES, EXHALED CARBON DIOXID |  | MODULEENDTIDALCO2-GE-E-MINIC-00 | MODULEENDTIDALCO2 | E-MINIC-00 |  |  |  | GE | Module, End Tidal CO2 |  | MODULEENDTIDALCO2-GE-E-MINIC-00 |  |  |  |  | Not Covered Vendor Only - Biomedical | MHHS-TMC
NO | NO |  |  |  | 069-39221 |  | GE Medical Systems | E-MINI C MODULE |  |  | TMC - HERMANN - ADULT ER (1HP) | MHHS-TMC |  | Module, End Tidal CO2 |  | 069-39221 |  | TMC |  | TMC - HERMANN - ADULT ER (1HP) | [5 empty] | PHYSIOLOGIC MONITOR MODULES, EXHALED CARBON DIOXID |  | MODULEENDTIDALCO2-GE-E-MINIC-00 | MODULEENDTIDALCO2 | E-MINIC-00 |  |  |  | GE | Module, End Tidal CO2 |  | MODULEENDTIDALCO2-GE-E-MINIC-00 |  |  |  |  | Not Covered Vendor Only - Biomedical | MHHS-TMC
NO | NO |  |  |  | 069-39240 |  | GE Medical Systems | E-MINI C MODULE |  |  | TMC - HERMANN - ADULT ER (1HP) | MHHS-TMC |  | Module, End Tidal CO2 |  | 069-39240 |  | TMC |  | TMC - HERMANN - ADULT ER (1HP) | [5 empty] | PHYSIOLOGIC MONITOR MODULES, EXHALED CARBON DIOXID |  | MODULEENDTIDALCO2-GE-E-MINIC-00 | MODULEENDTIDALCO2 | E-MINIC-00 |  |  |  | GE | Module, End Tidal CO2 |  | MODULEENDTIDALCO2-GE-E-MINIC-00 |  |  |  |  | Not Covered Vendor Only - Rad, Low End | MHHS-TMC
NO | NO |  |  |  | 074-05175 |  | GE Medical Systems | E-MINI C MODULE |  |  | TMC - HERMANN - ADULT ER (1HP) | MHHS-TMC |  | Module, End Tidal CO2 |  | 074-05175 |  | TMC |  | TMC - HERMANN - ADULT ER (1HP) | [5 empty] | PHYSIOLOGIC MONITOR MODULES, EXHALED CARBON DIOXID |  | MODULEENDTIDALCO2-GE-E-MINIC-00 | MODULEENDTIDALCO2 | E-MINIC-00 |  |  |  | GE | Module, End Tidal CO2 |  | MODULEENDTIDALCO2-GE-E-MINIC-00 |  |  |  |  | Covered PM Repair - Biomedical | MHHS-TMC
NO | NO |  |  |  | 069-38861 |  | GE Medical Systems | E-MINI C MODULE |  |  | TMC - HERMANN - COU (OLD) | MHHS-TMC |  | Module, End Tidal CO2 |  | 069-38861 |  | TMC |  | TMC - HERMANN - COU (OLD) | [5 empty] | PHYSIOLOGIC MONITOR MODULES, EXHALED CARBON DIOXID |  | MODULEENDTIDALCO2-GE-E-MINIC-00 | MODULEENDTIDALCO2 | E-MINIC-00 |  |  |  | GE | Module, End Tidal CO2 |  | MODULEENDTIDALCO2-GE-E-MINIC-00 |  |  |  |  | Not Covered Vendor Only - Biomedical | MHHS-TMC
NO | NO |  |  |  | 069-38862 |  | GE Medical Systems | E-MINI C MODULE |  |  | TMC - HERMANN - COU (OLD) | MHHS-TMC |  | Module, End Tidal CO2 |  | 069-38862 |  | TMC |  | TMC - HERMANN - COU (OLD) | [5 empty] | PHYSIOLOGIC MONITOR MODULES, EXHALED CARBON DIOXID |  | MODULEENDTIDALCO2-GE-E-MINIC-00 | MODULEENDTIDALCO2 | E-MINIC-00 |  |  |  | GE | Module, End Tidal CO2 |  | MODULEENDTIDALCO2-GE-E-MINIC-00 |  |  |  |  | Covered PM Repair - Radiology, Low End | MHHS-TMC
NO | NO |  |  |  | 069-38863 |  | GE Medical Systems | E-MINI C MODULE |  |  | TMC - HERMANN - COU (OLD) | MHHS-TMC |  | Module, End Tidal CO2 |  | 069-38863 |  | TMC |  | TMC - HERMANN - COU (OLD) | [5 empty] | PHYSIOLOGIC MONITOR MODULES, EXHALED CARBON DIOXID |  | MODULEENDTIDALCO2-GE-E-MINIC-00 | MODULEENDTIDALCO2 | E-MINIC-00 |  |  |  | GE | Module, End Tidal CO2 |  | MODULEENDTIDALCO2-GE-E-MINIC-00 |  |  |  |  | Covered PM Repair - Radiology, Low End | MHHS-TMC
NO | NO |  |  |  | 069-38864 |  | GE Medical Systems | E-MINI C MODULE |  |  | TMC - HERMANN - COU (OLD) | MHHS-TMC |  | Module, End Tidal CO2 |  | 069-38864 |  | TMC |  | TMC - HERMANN - COU (OLD) | [5 empty] | PHYSIOLOGIC MONITOR MODULES, EXHALED CARBON DIOXID |  | MODULEENDTIDALCO2-GE-E-MINIC-00 | MODULEENDTIDALCO2 | E-MINIC-00 |  |  |  | GE | Module, End Tidal CO2 |  | MODULEENDTIDALCO2-GE-E-MINIC-00 |  |  |  |  | Covered PM Repair - Radiology, Low End | MHHS-TMC
NO | NO |  |  |  | 069-38865 |  | GE Medical Systems | E-MINI C MODULE |  |  | TMC - HERMANN - COU (OLD) | MHHS-TMC |  | Module, End Tidal CO2 |  | 069-38865 |  | TMC |  | TMC - HERMANN - COU (OLD) | [5 empty] | PHYSIOLOGIC MONITOR MODULES, EXHALED CARBON DIOXID |  | MODULEENDTIDALCO2-GE-E-MINIC-00 | MODULEENDTIDALCO2 | E-MINIC-00 |  |  |  | GE | Module, End Tidal CO2 |  | MODULEENDTIDALCO2-GE-E-MINIC-00 |  |  |  |  | Covered PM Repair - Biomedical | MHHS-TMC
NO | NO |  |  |  | 069-38866 |  | GE Medical Systems | E-MINI C MODULE |  |  | TMC - HERMANN - COU (OLD) | MHHS-TMC |  | Module, End Tidal CO2 |  | 069-38866 |  | TMC |  | TMC - HERMANN - COU (OLD) | [5 empty] | PHYSIOLOGIC MONITOR MODULES, EXHALED CARBON DIOXID |  | MODULEENDTIDALCO2-GE-E-MINIC-00 | MODULEENDTIDALCO2 | E-MINIC-00 |  |  |  | GE | Module, End Tidal CO2 |  | MODULEENDTIDALCO2-GE-E-MINIC-00 |  |  |  |  | Covered PM Repair - Biomedical | MHHS-TMC
NO | NO |  |  |  | 069-38867 |  | GE Medical Systems | E-MINI C MODULE |  |  | TMC - HERMANN - COU (OLD) | MHHS-TMC |  | Module, End Tidal CO2 |  | 069-38867 |  | TMC |  | TMC - HERMANN - COU (OLD) | [5 empty] | PHYSIOLOGIC MONITOR MODULES, EXHALED CARBON DIOXID |  | MODULEENDTIDALCO2-GE-E-MINIC-00 | MODULEENDTIDALCO2 | E-MINIC-00 |  |  |  | GE | Module, End Tidal CO2 |  | MODULEENDTIDALCO2-GE-E-MINIC-00 |  |  |  |  | Covered PM Repair - Biomedical | MHHS-TMC
NO | NO |  |  |  | 069-38915 |  | GE Medical Systems | E-MINI C MODULE |  |  | TMC - HERMANN - COU (OLD) | MHHS-TMC |  | Module, End Tidal CO2 |  | 069-38915 |  | TMC |  | TMC - HERMANN - COU (OLD) | [5 empty] | PHYSIOLOGIC MONITOR MODULES, EXHALED CARBON DIOXID |  | MODULEENDTIDALCO2-GE-E-MINIC-00 | MODULEENDTIDALCO2 | E-MINIC-00 |  |  |  | GE | Module, End Tidal CO2 |  | MODULEENDTIDALCO2-GE-E-MINIC-00 |  |  |  |  | Covered PM Repair - Biomedical | MHHS-TMC
NO | NO |  |  |  | 069-38916 |  | GE Medical Systems | E-MINI C MODULE |  |  | TMC - HERMANN - COU (OLD) | MHHS-TMC |  | Module, End Tidal CO2 |  | 069-38916 |  | TMC |  | TMC - HERMANN - COU (OLD) | [5 empty] | PHYSIOLOGIC MONITOR MODULES, EXHALED CARBON DIOXID |  | MODULEENDTIDALCO2-GE-E-MINIC-00 | MODULEENDTIDALCO2 | E-MINIC-00 |  |  |  | GE | Module, End Tidal CO2 |  | MODULEENDTIDALCO2-GE-E-MINIC-00 |  |  |  |  | Covered PM Repair - Biomedical | MHHS-TMC
NO | NO |  |  |  | 069-38917 |  | GE Medical Systems | E-MINI C MODULE |  |  | TMC - HERMANN - COU (OLD) | MHHS-TMC |  | Module, End Tidal CO2 |  | 069-38917 |  | TMC |  | TMC - HERMANN - COU (OLD) | [5 empty] | PHYSIOLOGIC MONITOR MODULES, EXHALED CARBON DIOXID |  | MODULEENDTIDALCO2-GE-E-MINIC-00 | MODULEENDTIDALCO2 | E-MINIC-00 |  |  |  | GE | Module, End Tidal CO2 |  | MODULEENDTIDALCO2-GE-E-MINIC-00 |  |  |  |  | Covered PM Repair - Biomedical | MHHS-TMC
NO | NO |  |  |  | 069-39496 |  | GE Medical Systems | E-MINI C MODULE |  |  | TMC - HERMANN - COU (OLD) | MHHS-TMC |  | Module, End Tidal CO2 |  | 069-39496 |  | TMC |  | TMC - HERMANN - COU (OLD) | [5 empty] | PHYSIOLOGIC MONITOR MODULES, EXHALED CARBON DIOXID |  | MODULEENDTIDALCO2-GE-E-MINIC-00 | MODULEENDTIDALCO2 | E-MINIC-00 |  |  |  | GE | Module, End Tidal CO2 |  | MODULEENDTIDALCO2-GE-E-MINIC-00 |  |  |  |  | Covered PM Repair - Biomedical | MHHS-TMC
NO | NO |  |  |  | 069-39497 |  | GE Medical Systems | E-MINI C MODULE |  |  | TMC - HERMANN - COU (OLD) | MHHS-TMC |  | Module, End Tidal CO2 |  | 069-39497 |  | TMC |  | TMC - HERMANN - COU (OLD) | [5 empty] | PHYSIOLOGIC MONITOR MODULES, EXHALED CARBON DIOXID |  | MODULEENDTIDALCO2-GE-E-MINIC-00 | MODULEENDTIDALCO2 | E-MINIC-00 |  |  |  | GE | Module, End Tidal CO2 |  | MODULEENDTIDALCO2-GE-E-MINIC-00 |  |  |  |  | Covered PM Repair - Biomedical | MHHS-TMC
NO | NO |  |  |  | 069-39498 |  | GE Medical Systems | E-MINI C MODULE |  |  | TMC - HERMANN - COU (OLD) | MHHS-TMC |  | Module, End Tidal CO2 |  | 069-39498 |  | TMC |  | TMC - HERMANN - COU (OLD) | [5 empty] | PHYSIOLOGIC MONITOR MODULES, EXHALED CARBON DIOXID |  | MODULEENDTIDALCO2-GE-E-MINIC-00 | MODULEENDTIDALCO2 | E-MINIC-00 |  |  |  | GE | Module, End Tidal CO2 |  | MODULEENDTIDALCO2-GE-E-MINIC-00 |  |  |  |  | Covered PM Repair - Biomedical | MHHS-TMC
NO | NO |  |  |  | 069-39499 |  | GE Medical Systems | E-MINI C MODULE |  |  | TMC - HERMANN - COU (OLD) | MHHS-TMC |  | Module, End Tidal CO2 |  | 069-39499 |  | TMC |  | TMC - HERMANN - COU (OLD) | [5 empty] | PHYSIOLOGIC MONITOR MODULES, EXHALED CARBON DIOXID |  | MODULEENDTIDALCO2-GE-E-MINIC-00 | MODULEENDTIDALCO2 | E-MINIC-00 |  |  |  | GE | Module, End Tidal CO2 |  | MODULEENDTIDALCO2-GE-E-MINIC-00 |  |  |  |  | Not Covered Vendor Only - Biomedical | MHHS-TMC
NO | NO |  |  |  | 069-39500 |  | GE Medical Systems | E-MINI C MODULE |  |  | TMC - HERMANN - COU (OLD) | MHHS-TMC |  | Module, End Tidal CO2 |  | 069-39500 |  | TMC |  | TMC - HERMANN - COU (OLD) | [5 empty] | PHYSIOLOGIC MONITOR MODULES, EXHALED CARBON DIOXID |  | MODULEENDTIDALCO2-GE-E-MINIC-00 | MODULEENDTIDALCO2 | E-MINIC-00 |  |  |  | GE | Module, End Tidal CO2 |  | MODULEENDTIDALCO2-GE-E-MINIC-00 |  |  |  |  | Covered PM Repair - Biomedical | MHHS-TMC
NO | NO |  |  |  | 069-39501 |  | GE Medical Systems | E-MINI C MODULE |  |  | TMC - HERMANN - COU (OLD) | MHHS-TMC |  | Module, End Tidal CO2 |  | 069-39501 |  | TMC |  | TMC - HERMANN - COU (OLD) | [5 empty] | PHYSIOLOGIC MONITOR MODULES, EXHALED CARBON DIOXID |  | MODULEENDTIDALCO2-GE-E-MINIC-00 | MODULEENDTIDALCO2 | E-MINIC-00 |  |  |  | GE | Module, End Tidal CO2 |  | MODULEENDTIDALCO2-GE-E-MINIC-00 |  |  |  |  | Not Covered Vendor Only - Biomedical | MHHS-TMC
NO | NO |  |  |  | 069-39502 |  | GE Medical Systems | E-MINI C MODULE |  |  | TMC - HERMANN - COU (OLD) | MHHS-TMC |  | Module, End Tidal CO2 |  | 069-39502 |  | TMC |  | TMC - HERMANN - COU (OLD) | [5 empty] | PHYSIOLOGIC MONITOR MODULES, EXHALED CARBON DIOXID |  | MODULEENDTIDALCO2-GE-E-MINIC-00 | MODULEENDTIDALCO2 | E-MINIC-00 |  |  |  | GE | Module, End Tidal CO2 |  | MODULEENDTIDALCO2-GE-E-MINIC-00 |  |  |  |  | Covered PM Repair - Biomedical | MHHS-TMC
NO | NO |  |  |  | 069-39503 |  | GE Medical Systems | E-MINI C MODULE |  |  | TMC - HERMANN - COU (OLD) | MHHS-TMC |  | Module, End Tidal CO2 |  | 069-39503 |  | TMC |  | TMC - HERMANN - COU (OLD) | [5 empty] | PHYSIOLOGIC MONITOR MODULES, EXHALED CARBON DIOXID |  | MODULEENDTIDALCO2-GE-E-MINIC-00 | MODULEENDTIDALCO2 | E-MINIC-00 |  |  |  | GE | Module, End Tidal CO2 |  | MODULEENDTIDALCO2-GE-E-MINIC-00 |  |  |  |  | Covered PM Repair - Biomedical | MHHS-TMC
NO | NO |  |  |  | 069-39504 |  | GE Medical Systems | E-MINI C MODULE |  |  | TMC - HERMANN - COU (OLD) | MHHS-TMC |  | Module, End Tidal CO2 |  | 069-39504 |  | TMC |  | TMC - HERMANN - COU (OLD) | [5 empty] | PHYSIOLOGIC MONITOR MODULES, EXHALED CARBON DIOXID |  | MODULEENDTIDALCO2-GE-E-MINIC-00 | MODULEENDTIDALCO2 | E-MINIC-00 |  |  |  | GE | Module, End Tidal CO2 |  | MODULEENDTIDALCO2-GE-E-MINIC-00 |  |  |  |  | Covered PM Repair - Biomedical | MHHS-TMC
NO | NO |  |  |  | 069-39505 |  | GE Medical Systems | E-MINI C MODULE |  |  | TMC - HERMANN - COU (OLD) | MHHS-TMC |  | Module, End Tidal CO2 |  | 069-39505 |  | TMC |  | TMC - HERMANN - COU (OLD) | [5 empty] | PHYSIOLOGIC MONITOR MODULES, EXHALED CARBON DIOXID |  | MODULEENDTIDALCO2-GE-E-MINIC-00 | MODULEENDTIDALCO2 | E-MINIC-00 |  |  |  | GE | Module, End Tidal CO2 |  | MODULEENDTIDALCO2-GE-E-MINIC-00 |  |  |  |  | Covered PM Repair - Biomedical | MHHS-TMC
NO | NO |  |  |  | 069-39506 |  | GE Medical Systems | E-MINI C MODULE |  |  | TMC - HERMANN - COU (OLD) | MHHS-TMC |  | Module, End Tidal CO2 |  | 069-39506 |  | TMC |  | TMC - HERMANN - COU (OLD) | [5 empty] | PHYSIOLOGIC MONITOR MODULES, EXHALED CARBON DIOXID |  | MODULEENDTIDALCO2-GE-E-MINIC-00 | MODULEENDTIDALCO2 | E-MINIC-00 |  |  |  | GE | Module, End Tidal CO2 |  | MODULEENDTIDALCO2-GE-E-MINIC-00 |  |  |  |  | Covered PM Repair - Biomedical | MHHS-TMC
NO | NO |  |  |  | 069-39649 |  | GE Medical Systems | E-MINI C MODULE |  |  | TMC - HERMANN - COU (OLD) | MHHS-TMC |  | Module, End Tidal CO2 |  | 069-39649 |  | TMC |  | TMC - HERMANN - COU (OLD) | [5 empty] | PHYSIOLOGIC MONITOR MODULES, EXHALED CARBON DIOXID |  | MODULEENDTIDALCO2-GE-E-MINIC-00 | MODULEENDTIDALCO2 | E-MINIC-00 |  |  |  | GE | Module, End Tidal CO2 |  | MODULEENDTIDALCO2-GE-E-MINIC-00 |  |  |  |  | Covered PM Repair - Biomedical | MHHS-TMC
NO | NO |  |  |  | 069-38884 |  | GE Medical Systems | E-MINI C MODULE |  |  | TMC - HERMANN - PEDI ER (1HP) | MHHS-TMC |  | Module, End Tidal CO2 |  | 069-38884 |  | TMC |  | TMC - HERMANN - PEDI ER (1HP) | [5 empty] | PHYSIOLOGIC MONITOR MODULES, EXHALED CARBON DIOXID |  | MODULEENDTIDALCO2-GE-E-MINIC-00 | MODULEENDTIDALCO2 | E-MINIC-00 |  |  |  | GE | Module, End Tidal CO2 |  | MODULEENDTIDALCO2-GE-E-MINIC-00 |  |  |  |  | Covered PM Repair - Biomedical | MHHS-TMC
NO | NO |  |  |  | 069-39216 |  | GE Medical Systems | E-MINI C MODULE |  |  | TMC - HERMANN - PEDI ER (1HP) | MHHS-TMC |  | Module, End Tidal CO2 |  | 069-39216 |  | TMC |  | TMC - HERMANN - PEDI ER (1HP) | [5 empty] | PHYSIOLOGIC MONITOR MODULES, EXHALED CARBON DIOXID |  | MODULEENDTIDALCO2-GE-E-MINIC-00 | MODULEENDTIDALCO2 | E-MINIC-00 |  |  |  | GE | Module, End Tidal CO2 |  | MODULEENDTIDALCO2-GE-E-MINIC-00 |  |  |  |  | Covered PM Repair - Biomedical | MHHS-TMC
NO | NO |  |  |  | 069-39217 |  | GE Medical Systems | E-MINI C MODULE |  |  | TMC - HERMANN - PEDI ER (1HP) | MHHS-TMC |  | Module, End Tidal CO2 |  | 069-39217 |  | TMC |  | TMC - HERMANN - PEDI ER (1HP) | [5 empty] | PHYSIOLOGIC MONITOR MODULES, EXHALED CARBON DIOXID |  | MODULEENDTIDALCO2-GE-E-MINIC-00 | MODULEENDTIDALCO2 | E-MINIC-00 |  |  |  | GE | Module, End Tidal CO2 |  | MODULEENDTIDALCO2-GE-E-MINIC-00 |  |  |  |  | Covered PM Repair - Biomedical | MHHS-TMC
NO | NO |  |  |  | 069-39219 |  | GE Medical Systems | E-MINI C MODULE |  |  | TMC - HERMANN - PEDI ER (1HP) | MHHS-TMC |  | Module, End Tidal CO2 |  | 069-39219 |  | TMC |  | TMC - HERMANN - PEDI ER (1HP) | [5 empty] | PHYSIOLOGIC MONITOR MODULES, EXHALED CARBON DIOXID |  | MODULEENDTIDALCO2-GE-E-MINIC-00 | MODULEENDTIDALCO2 | E-MINIC-00 |  |  |  | GE | Module, End Tidal CO2 |  | MODULEENDTIDALCO2-GE-E-MINIC-00 |  |  |  |  | Covered PM Repair - Biomedical | MHHS-TMC
NO | NO |  |  |  | 069-39561 |  | GE Medical Systems | E-MINI C MODULE |  |  | TMC - HERMANN - PEDI ER (1HP) | MHHS-TMC |  | Module, End Tidal CO2 |  | 069-39561 |  | TMC |  | TMC - HERMANN - PEDI ER (1HP) | [5 empty] | PHYSIOLOGIC MONITOR MODULES, EXHALED CARBON DIOXID |  | MODULEENDTIDALCO2-GE-E-MINIC-00 | MODULEENDTIDALCO2 | E-MINIC-00 |  |  |  | GE | Module, End Tidal CO2 |  | MODULEENDTIDALCO2-GE-E-MINIC-00 |  |  |  |  | Covered PM Repair - Biomedical | MHHS-TMC
NO | NO |  |  |  | 069-39562 |  | GE Medical Systems | E-MINI C MODULE |  |  | TMC - HERMANN - PEDI ER (1HP) | MHHS-TMC |  | Module, End Tidal CO2 |  | 069-39562 |  | TMC |  | TMC - HERMANN - PEDI ER (1HP) | [5 empty] | PHYSIOLOGIC MONITOR MODULES, EXHALED CARBON DIOXID |  | MODULEENDTIDALCO2-GE-E-MINIC-00 | MODULEENDTIDALCO2 | E-MINIC-00 |  |  |  | GE | Module, End Tidal CO2 |  | MODULEENDTIDALCO2-GE-E-MINIC-00 |  |  |  |  | Covered PM Repair - Biomedical | MHHS-TMC
NO | NO |  |  |  | 069-39563 |  | GE Medical Systems | E-MINI C MODULE |  |  | TMC - HERMANN - PEDI ER (1HP) | MHHS-TMC |  | Module, End Tidal CO2 |  | 069-39563 |  | TMC |  | TMC - HERMANN - PEDI ER (1HP) | [5 empty] | PHYSIOLOGIC MONITOR MODULES, EXHALED CARBON DIOXID |  | MODULEENDTIDALCO2-GE-E-MINIC-00 | MODULEENDTIDALCO2 | E-MINIC-00 |  |  |  | GE | Module, End Tidal CO2 |  | MODULEENDTIDALCO2-GE-E-MINIC-00 |  |  |  |  | Covered PM Repair - Biomedical | MHHS-TMC
NO | NO |  |  |  | 069-39564 |  | GE Medical Systems | E-MINI C MODULE |  |  | TMC - HERMANN - PEDI ER (1HP) | MHHS-TMC |  | Module, End Tidal CO2 |  | 069-39564 |  | TMC |  | TMC - HERMANN - PEDI ER (1HP) | [5 empty] | PHYSIOLOGIC MONITOR MODULES, EXHALED CARBON DIOXID |  | MODULEENDTIDALCO2-GE-E-MINIC-00 | MODULEENDTIDALCO2 | E-MINIC-00 |  |  |  | GE | Module, End Tidal CO2 |  | MODULEENDTIDALCO2-GE-E-MINIC-00 |  |  |  |  | Covered PM Repair - Biomedical | MHHS-TMC
NO | NO |  |  |  | 069-39569 |  | GE Medical Systems | E-MINI C MODULE |  |  | TMC - HERMANN - PEDI ER (1HP) | MHHS-TMC |  | Module, End Tidal CO2 |  | 069-39569 |  | TMC |  | TMC - HERMANN - PEDI ER (1HP) | [5 empty] | PHYSIOLOGIC MONITOR MODULES, EXHALED CARBON DIOXID |  | MODULEENDTIDALCO2-GE-E-MINIC-00 | MODULEENDTIDALCO2 | E-MINIC-00 |  |  |  | GE | Module, End Tidal CO2 |  | MODULEENDTIDALCO2-GE-E-MINIC-00 |  |  |  |  | Covered PM Repair - Biomedical | MHHS-TMC
NO | NO |  |  |  | 069-39571 |  | GE Medical Systems | E-MINI C MODULE |  |  | TMC - HERMANN - PEDI ER (1HP) | MHHS-TMC |  | Module, End Tidal CO2 |  | 069-39571 |  | TMC |  | TMC - HERMANN - PEDI ER (1HP) | [5 empty] | PHYSIOLOGIC MONITOR MODULES, EXHALED CARBON DIOXID |  | MODULEENDTIDALCO2-GE-E-MINIC-00 | MODULEENDTIDALCO2 | E-MINIC-00 |  |  |  | GE | Module, End Tidal CO2 |  | MODULEENDTIDALCO2-GE-E-MINIC-00 |  |  |  |  | Covered PM Repair - Biomedical | MHHS-TMC
NO | NO |  |  |  | 069-39572 |  | GE Medical Systems | E-MINI C MODULE |  |  | TMC - HERMANN - PEDI ER (1HP) | MHHS-TMC |  | Module, End Tidal CO2 |  | 069-39572 |  | TMC |  | TMC - HERMANN - PEDI ER (1HP) | [5 empty] | PHYSIOLOGIC MONITOR MODULES, EXHALED CARBON DIOXID |  | MODULEENDTIDALCO2-GE-E-MINIC-00 | MODULEENDTIDALCO2 | E-MINIC-00 |  |  |  | GE | Module, End Tidal CO2 |  | MODULEENDTIDALCO2-GE-E-MINIC-00 |  |  |  |  | Covered PM Repair - Biomedical | MHHS-TMC
NO | NO |  |  |  | 069-39173 |  | GE Medical Systems | E-MINI C MODULE |  |  | TMC - HERMANN - SIMU (3HP) | MHHS-TMC |  | Module, End Tidal CO2 |  | 069-39173 |  | TMC |  | TMC - HERMANN - SIMU (3HP) | [5 empty] | PHYSIOLOGIC MONITOR MODULES, EXHALED CARBON DIOXID |  | MODULEENDTIDALCO2-GE-E-MINIC-00 | MODULEENDTIDALCO2 | E-MINIC-00 |  |  |  | GE | Module, End Tidal CO2 |  | MODULEENDTIDALCO2-GE-E-MINIC-00 |  |  |  |  | Covered PM Repair - Biomedical | MHHS-TMC
NO | NO |  |  |  | 069-39174 |  | GE Medical Systems | E-MINI C MODULE |  |  | TMC - HERMANN - SIMU (3HP) | MHHS-TMC |  | Module, End Tidal CO2 |  | 069-39174 |  | TMC |  | TMC - HERMANN - SIMU (3HP) | [5 empty] | PHYSIOLOGIC MONITOR MODULES, EXHALED CARBON DIOXID |  | MODULEENDTIDALCO2-GE-E-MINIC-00 | MODULEENDTIDALCO2 | E-MINIC-00 |  |  |  | GE | Module, End Tidal CO2 |  | MODULEENDTIDALCO2-GE-E-MINIC-00 |  |  |  |  | Covered PM Repair - Biomedical | MHHS-TMC
NO | NO |  |  |  | 069-39175 |  | GE Medical Systems | E-MINI C MODULE |  |  | TMC - HERMANN - SIMU (3HP) | MHHS-TMC |  | Module, End Tidal CO2 |  | 069-39175 |  | TMC |  | TMC - HERMANN - SIMU (3HP) | [5 empty] | PHYSIOLOGIC MONITOR MODULES, EXHALED CARBON DIOXID |  | MODULEENDTIDALCO2-GE-E-MINIC-00 | MODULEENDTIDALCO2 | E-MINIC-00 |  |  |  | GE | Module, End Tidal CO2 |  | MODULEENDTIDALCO2-GE-E-MINIC-00 |  |  |  |  | Not Covered Vendor Only - Biomedical | MHHS-TMC
NO | NO |  |  |  | 069-39176 |  | GE Medical Systems | E-MINI C MODULE |  |  | TMC - HERMANN - SIMU (3HP) | MHHS-TMC |  | Module, End Tidal CO2 |  | 069-39176 |  | TMC |  | TMC - HERMANN - SIMU (3HP) | [5 empty] | PHYSIOLOGIC MONITOR MODULES, EXHALED CARBON DIOXID |  | MODULEENDTIDALCO2-GE-E-MINIC-00 | MODULEENDTIDALCO2 | E-MINIC-00 |  |  |  | GE | Module, End Tidal CO2 |  | MODULEENDTIDALCO2-GE-E-MINIC-00 |  |  |  |  | Not Covered Vendor Only - Biomedical | MHHS-TMC
NO | NO |  |  |  | 069-39177 |  | GE Medical Systems | E-MINI C MODULE |  |  | TMC - HERMANN - SIMU (3HP) | MHHS-TMC |  | Module, End Tidal CO2 |  | 069-39177 |  | TMC |  | TMC - HERMANN - SIMU (3HP) | [5 empty] | PHYSIOLOGIC MONITOR MODULES, EXHALED CARBON DIOXID |  | MODULEENDTIDALCO2-GE-E-MINIC-00 | MODULEENDTIDALCO2 | E-MINIC-00 |  |  |  | GE | Module, End Tidal CO2 |  | MODULEENDTIDALCO2-GE-E-MINIC-00 |  |  |  |  | Not Covered Vendor Only - Biomedical | MHHS-TMC
NO | NO |  |  |  | 069-39178 |  | GE Medical Systems | E-MINI C MODULE |  |  | TMC - HERMANN - SIMU (3HP) | MHHS-TMC |  | Module, End Tidal CO2 |  | 069-39178 |  | TMC |  | TMC - HERMANN - SIMU (3HP) | [5 empty] | PHYSIOLOGIC MONITOR MODULES, EXHALED CARBON DIOXID |  | MODULEENDTIDALCO2-GE-E-MINIC-00 | MODULEENDTIDALCO2 | E-MINIC-00 |  |  |  | GE | Module, End Tidal CO2 |  | MODULEENDTIDALCO2-GE-E-MINIC-00 |  |  |  |  | Covered PM Repair - Biomedical | MHHS-TMC
NO | NO |  |  |  | 069-39179 |  | GE Medical Systems | E-MINI C MODULE |  |  | TMC - HERMANN - SIMU (3HP) | MHHS-TMC |  | Module, End Tidal CO2 |  | 069-39179 |  | TMC |  | TMC - HERMANN - SIMU (3HP) | [5 empty] | PHYSIOLOGIC MONITOR MODULES, EXHALED CARBON DIOXID |  | MODULEENDTIDALCO2-GE-E-MINIC-00 | MODULEENDTIDALCO2 | E-MINIC-00 |  |  |  | GE | Module, End Tidal CO2 |  | MODULEENDTIDALCO2-GE-E-MINIC-00 |  |  |  |  | Not Covered Vendor Only - Biomedical | MHHS-TMC
NO | NO |  |  |  | 069-39180 |  | GE Medical Systems | E-MINI C MODULE |  |  | TMC - HERMANN - SIMU (3HP) | MHHS-TMC |  | Module, End Tidal CO2 |  | 069-39180 |  | TMC |  | TMC - HERMANN - SIMU (3HP) | [5 empty] | PHYSIOLOGIC MONITOR MODULES, EXHALED CARBON DIOXID |  | MODULEENDTIDALCO2-GE-E-MINIC-00 | MODULEENDTIDALCO2 | E-MINIC-00 |  |  |  | GE | Module, End Tidal CO2 |  | MODULEENDTIDALCO2-GE-E-MINIC-00 |  |  |  |  | Covered PM Repair - Biomedical | MHHS-TMC
NO | NO |  |  |  | 069-39181 |  | GE Medical Systems | E-MINI C MODULE |  |  | TMC - HERMANN - SIMU (3HP) | MHHS-TMC |  | Module, End Tidal CO2 |  | 069-39181 |  | TMC |  | TMC - HERMANN - SIMU (3HP) | [5 empty] | PHYSIOLOGIC MONITOR MODULES, EXHALED CARBON DIOXID |  | MODULEENDTIDALCO2-GE-E-MINIC-00 | MODULEENDTIDALCO2 | E-MINIC-00 |  |  |  | GE | Module, End Tidal CO2 |  | MODULEENDTIDALCO2-GE-E-MINIC-00 |  |  |  |  | Not Covered Vendor Only - Biomedical | MHHS-TMC
NO | NO |  |  |  | 069-39013 |  | GE Medical Systems | E-MINI C MODULE |  |  | TMC - HERMANN - STICU (3HP) | MHHS-TMC |  | Module, End Tidal CO2 |  | 069-39013 |  | TMC |  | TMC - HERMANN - STICU (3HP) | [5 empty] | PHYSIOLOGIC MONITOR MODULES, EXHALED CARBON DIOXID |  | MODULEENDTIDALCO2-GE-E-MINIC-00 | MODULEENDTIDALCO2 | E-MINIC-00 |  |  |  | GE | Module, End Tidal CO2 |  | MODULEENDTIDALCO2-GE-E-MINIC-00 |  |  |  |  | Covered PM Repair - Biomedical | MHHS-TMC
NO | NO |  |  |  | 069-39014 |  | GE Medical Systems | E-MINI C MODULE |  |  | TMC - HERMANN - STICU (3HP) | MHHS-TMC |  | Module, End Tidal CO2 |  | 069-39014 |  | TMC |  | TMC - HERMANN - STICU (3HP) | [5 empty] | PHYSIOLOGIC MONITOR MODULES, EXHALED CARBON DIOXID |  | MODULEENDTIDALCO2-GE-E-MINIC-00 | MODULEENDTIDALCO2 | E-MINIC-00 |  |  |  | GE | Module, End Tidal CO2 |  | MODULEENDTIDALCO2-GE-E-MINIC-00 |  |  |  |  | Not Covered Vendor Only - Biomedical | MHHS-TMC
NO | NO |  |  |  | 069-39016 |  | GE Medical Systems | E-MINI C MODULE |  |  | TMC - HERMANN - STICU (3HP) | MHHS-TMC |  | Module, End Tidal CO2 |  | 069-39016 |  | TMC |  | TMC - HERMANN - STICU (3HP) | [5 empty] | PHYSIOLOGIC MONITOR MODULES, EXHALED CARBON DIOXID |  | MODULEENDTIDALCO2-GE-E-MINIC-00 | MODULEENDTIDALCO2 | E-MINIC-00 |  |  |  | GE | Module, End Tidal CO2 |  | MODULEENDTIDALCO2-GE-E-MINIC-00 |  |  |  |  | Not Covered Vendor Only - Biomedical | MHHS-TMC
NO | NO |  |  |  | 069-39018 |  | GE Medical Systems | E-MINI C MODULE |  |  | TMC - HERMANN - STICU (3HP) | MHHS-TMC |  | Module, End Tidal CO2 |  | 069-39018 |  | TMC |  | TMC - HERMANN - STICU (3HP) | [5 empty] | PHYSIOLOGIC MONITOR MODULES, EXHALED CARBON DIOXID |  | MODULEENDTIDALCO2-GE-E-MINIC-00 | MODULEENDTIDALCO2 | E-MINIC-00 |  |  |  | GE | Module, End Tidal CO2 |  | MODULEENDTIDALCO2-GE-E-MINIC-00 |  |  |  |  | Covered PM Repair - Biomedical | MHHS-TMC
NO | NO |  |  |  | 069-39019 |  | GE Medical Systems | E-MINI C MODULE |  |  | TMC - HERMANN - STICU (3HP) | MHHS-TMC |  | Module, End Tidal CO2 |  | 069-39019 |  | TMC |  | TMC - HERMANN - STICU (3HP) | [5 empty] | PHYSIOLOGIC MONITOR MODULES, EXHALED CARBON DIOXID |  | MODULEENDTIDALCO2-GE-E-MINIC-00 | MODULEENDTIDALCO2 | E-MINIC-00 |  |  |  | GE | Module, End Tidal CO2 |  | MODULEENDTIDALCO2-GE-E-MINIC-00 |  |  |  |  | Covered PM Repair - Biomedical | MHHS-TMC
NO | NO |  |  |  | 069-39020 |  | GE Medical Systems | E-MINI C MODULE |  |  | TMC - HERMANN - STICU (3HP) | MHHS-TMC |  | Module, End Tidal CO2 |  | 069-39020 |  | TMC |  | TMC - HERMANN - STICU (3HP) | [5 empty] | PHYSIOLOGIC MONITOR MODULES, EXHALED CARBON DIOXID |  | MODULEENDTIDALCO2-GE-E-MINIC-00 | MODULEENDTIDALCO2 | E-MINIC-00 |  |  |  | GE | Module, End Tidal CO2 |  | MODULEENDTIDALCO2-GE-E-MINIC-00 |  |  |  |  | Covered PM Repair - Biomedical | MHHS-TMC
NO | NO |  |  |  | 069-39021 |  | GE Medical Systems | E-MINI C MODULE |  |  | TMC - HERMANN - STICU (3HP) | MHHS-TMC |  | Module, End Tidal CO2 |  | 069-39021 |  | TMC |  | TMC - HERMANN - STICU (3HP) | [5 empty] | PHYSIOLOGIC MONITOR MODULES, EXHALED CARBON DIOXID |  | MODULEENDTIDALCO2-GE-E-MINIC-00 | MODULEENDTIDALCO2 | E-MINIC-00 |  |  |  | GE | Module, End Tidal CO2 |  | MODULEENDTIDALCO2-GE-E-MINIC-00 |  |  |  |  | Covered PM Repair - Biomedical | MHHS-TMC
NO | NO |  |  |  | 069-39023 |  | GE Medical Systems | E-MINI C MODULE |  |  | TMC - HERMANN - STICU (3HP) | MHHS-TMC |  | Module, End Tidal CO2 |  | 069-39023 |  | TMC |  | TMC - HERMANN - STICU (3HP) | [5 empty] | PHYSIOLOGIC MONITOR MODULES, EXHALED CARBON DIOXID |  | MODULEENDTIDALCO2-GE-E-MINIC-00 | MODULEENDTIDALCO2 | E-MINIC-00 |  |  |  | GE | Module, End Tidal CO2 |  | MODULEENDTIDALCO2-GE-E-MINIC-00 |  |  |  |  | Covered PM Repair - Biomedical | MHHS-TMC
NO | NO |  |  |  | 069-39024 |  | GE Medical Systems | E-MINI C MODULE |  |  | TMC - HERMANN - STICU (3HP) | MHHS-TMC |  | Module, End Tidal CO2 |  | 069-39024 |  | TMC |  | TMC - HERMANN - STICU (3HP) | [5 empty] | PHYSIOLOGIC MONITOR MODULES, EXHALED CARBON DIOXID |  | MODULEENDTIDALCO2-GE-E-MINIC-00 | MODULEENDTIDALCO2 | E-MINIC-00 |  |  |  | GE | Module, End Tidal CO2 |  | MODULEENDTIDALCO2-GE-E-MINIC-00 |  |  |  |  | Covered PM Repair - Biomedical | MHHS-TMC
NO | NO |  |  |  | 069-39025 |  | GE Medical Systems | E-MINI C MODULE |  |  | TMC - HERMANN - STICU (3HP) | MHHS-TMC |  | Module, End Tidal CO2 |  | 069-39025 |  | TMC |  | TMC - HERMANN - STICU (3HP) | [5 empty] | PHYSIOLOGIC MONITOR MODULES, EXHALED CARBON DIOXID |  | MODULEENDTIDALCO2-GE-E-MINIC-00 | MODULEENDTIDALCO2 | E-MINIC-00 |  |  |  | GE | Module, End Tidal CO2 |  | MODULEENDTIDALCO2-GE-E-MINIC-00 |  |  |  |  | Covered PM Repair - Biomedical | MHHS-TMC
NO | NO |  |  |  | 069-39026 |  | GE Medical Systems | E-MINI C MODULE |  |  | TMC - HERMANN - STICU (3HP) | MHHS-TMC |  | Module, End Tidal CO2 |  | 069-39026 |  | TMC |  | TMC - HERMANN - STICU (3HP) | [5 empty] | PHYSIOLOGIC MONITOR MODULES, EXHALED CARBON DIOXID |  | MODULEENDTIDALCO2-GE-E-MINIC-00 | MODULEENDTIDALCO2 | E-MINIC-00 |  |  |  | GE | Module, End Tidal CO2 |  | MODULEENDTIDALCO2-GE-E-MINIC-00 |  |  |  |  | Not Covered Vendor Only - Biomedical | MHHS-TMC
NO | NO |  |  |  | 069-39027 |  | GE Medical Systems | E-MINI C MODULE |  |  | TMC - HERMANN - STICU (3HP) | MHHS-TMC |  | Module, End Tidal CO2 |  | 069-39027 |  | TMC |  | TMC - HERMANN - STICU (3HP) | [5 empty] | PHYSIOLOGIC MONITOR MODULES, EXHALED CARBON DIOXID |  | MODULEENDTIDALCO2-GE-E-MINIC-00 | MODULEENDTIDALCO2 | E-MINIC-00 |  |  |  | GE | Module, End Tidal CO2 |  | MODULEENDTIDALCO2-GE-E-MINIC-00 |  |  |  |  | Covered PM Repair - Biomedical | MHHS-TMC
NO | NO |  |  |  | 069-39028 |  | GE Medical Systems | E-MINI C MODULE |  |  | TMC - HERMANN - STICU (3HP) | MHHS-TMC |  | Module, End Tidal CO2 |  | 069-39028 |  | TMC |  | TMC - HERMANN - STICU (3HP) | [5 empty] | PHYSIOLOGIC MONITOR MODULES, EXHALED CARBON DIOXID |  | MODULEENDTIDALCO2-GE-E-MINIC-00 | MODULEENDTIDALCO2 | E-MINIC-00 |  |  |  | GE | Module, End Tidal CO2 |  | MODULEENDTIDALCO2-GE-E-MINIC-00 |  |  |  |  | Not Covered Vendor Only - Resp/Ster | MHHS-TMC
NO | NO |  |  |  | 069-39029 |  | GE Medical Systems | E-MINI C MODULE |  |  | TMC - HERMANN - STICU (3HP) | MHHS-TMC |  | Module, End Tidal CO2 |  | 069-39029 |  | TMC |  | TMC - HERMANN - STICU (3HP) | [5 empty] | PHYSIOLOGIC MONITOR MODULES, EXHALED CARBON DIOXID |  | MODULEENDTIDALCO2-GE-E-MINIC-00 | MODULEENDTIDALCO2 | E-MINIC-00 |  |  |  | GE | Module, End Tidal CO2 |  | MODULEENDTIDALCO2-GE-E-MINIC-00 |  |  |  |  | Not Covered Vendor Only - Resp/Ster | MHHS-TMC
NO | NO |  |  |  | 069-39030 |  | GE Medical Systems | E-MINI C MODULE |  |  | TMC - HERMANN - STICU (3HP) | MHHS-TMC |  | Module, End Tidal CO2 |  | 069-39030 |  | TMC |  | TMC - HERMANN - STICU (3HP) | [5 empty] | PHYSIOLOGIC MONITOR MODULES, EXHALED CARBON DIOXID |  | MODULEENDTIDALCO2-GE-E-MINIC-00 | MODULEENDTIDALCO2 | E-MINIC-00 |  |  |  | GE | Module, End Tidal CO2 |  | MODULEENDTIDALCO2-GE-E-MINIC-00 |  |  |  |  | Covered PM Repair - Biomedical | MHHS-TMC
NO | NO |  |  |  | 069-39031 |  | GE Medical Systems | E-MINI C MODULE |  |  | TMC - HERMANN - STICU (3HP) | MHHS-TMC |  | Module, End Tidal CO2 |  | 069-39031 |  | TMC |  | TMC - HERMANN - STICU (3HP) | [5 empty] | PHYSIOLOGIC MONITOR MODULES, EXHALED CARBON DIOXID |  | MODULEENDTIDALCO2-GE-E-MINIC-00 | MODULEENDTIDALCO2 | E-MINIC-00 |  |  |  | GE | Module, End Tidal CO2 |  | MODULEENDTIDALCO2-GE-E-MINIC-00 |  |  |  |  | Covered PM Repair - Biomedical | MHHS-TMC
NO | NO |  |  |  | 069-39032 |  | GE Medical Systems | E-MINI C MODULE |  |  | TMC - HERMANN - STICU (3HP) | MHHS-TMC |  | Module, End Tidal CO2 |  | 069-39032 |  | TMC |  | TMC - HERMANN - STICU (3HP) | [5 empty] | PHYSIOLOGIC MONITOR MODULES, EXHALED CARBON DIOXID |  | MODULEENDTIDALCO2-GE-E-MINIC-00 | MODULEENDTIDALCO2 | E-MINIC-00 |  |  |  | GE | Module, End Tidal CO2 |  | MODULEENDTIDALCO2-GE-E-MINIC-00 |  |  |  |  | Not Covered Vendor Only - Biomedical | MHHS-TMC
NO | NO |  |  |  | 069-39033 |  | GE Medical Systems | E-MINI C MODULE |  |  | TMC - HERMANN - STICU (3HP) | MHHS-TMC |  | Module, End Tidal CO2 |  | 069-39033 |  | TMC |  | TMC - HERMANN - STICU (3HP) | [5 empty] | PHYSIOLOGIC MONITOR MODULES, EXHALED CARBON DIOXID |  | MODULEENDTIDALCO2-GE-E-MINIC-00 | MODULEENDTIDALCO2 | E-MINIC-00 |  |  |  | GE | Module, End Tidal CO2 |  | MODULEENDTIDALCO2-GE-E-MINIC-00 |  |  |  |  | Covered PM Repair - Biomedical | MHHS-TMC
NO | NO |  |  |  | 069-39034 |  | GE Medical Systems | E-MINI C MODULE |  |  | TMC - HERMANN - STICU (3HP) | MHHS-TMC |  | Module, End Tidal CO2 |  | 069-39034 |  | TMC |  | TMC - HERMANN - STICU (3HP) | [5 empty] | PHYSIOLOGIC MONITOR MODULES, EXHALED CARBON DIOXID |  | MODULEENDTIDALCO2-GE-E-MINIC-00 | MODULEENDTIDALCO2 | E-MINIC-00 |  |  |  | GE | Module, End Tidal CO2 |  | MODULEENDTIDALCO2-GE-E-MINIC-00 |  |  |  |  | Covered PM Repair - Biomedical | MHHS-TMC
NO | NO |  |  |  | 069-39035 |  | GE Medical Systems | E-MINI C MODULE |  |  | TMC - HERMANN - STICU (3HP) | MHHS-TMC |  | Module, End Tidal CO2 |  | 069-39035 |  | TMC |  | TMC - HERMANN - STICU (3HP) | [5 empty] | PHYSIOLOGIC MONITOR MODULES, EXHALED CARBON DIOXID |  | MODULEENDTIDALCO2-GE-E-MINIC-00 | MODULEENDTIDALCO2 | E-MINIC-00 |  |  |  | GE | Module, End Tidal CO2 |  | MODULEENDTIDALCO2-GE-E-MINIC-00 |  |  |  |  | Covered PM Repair - Biomedical | MHHS-TMC
NO | NO |  |  |  | 074-04340 |  | GE Medical Systems | E-MINI C MODULE |  |  | TMC - HVI - HEART FAILURE ICU (5HVI) | MHHS-TMC |  | Module, End Tidal CO2 |  | 074-04340 |  | TMC |  | TMC - HVI - HEART FAILURE ICU (5HVI) | [5 empty] | PHYSIOLOGIC MONITOR MODULES, EXHALED CARBON DIOXID |  | MODULEENDTIDALCO2-GE-E-MINIC-00 | MODULEENDTIDALCO2 | E-MINIC-00 |  |  |  | GE | Module, End Tidal CO2 |  | MODULEENDTIDALCO2-GE-E-MINIC-00 |  |  |  |  | Not Covered Vendor Only - Resp/Ster | MHHS-TMC
NO | NO |  |  |  | 074-04369 |  | GE Medical Systems | E-MINI C MODULE |  |  | TMC - HVI - HEART FAILURE ICU (5HVI) | MHHS-TMC |  | Module, End Tidal CO2 |  | 074-04369 |  | TMC |  | TMC - HVI - HEART FAILURE ICU (5HVI) | [5 empty] | PHYSIOLOGIC MONITOR MODULES, EXHALED CARBON DIOXID |  | MODULEENDTIDALCO2-GE-E-MINIC-00 | MODULEENDTIDALCO2 | E-MINIC-00 |  |  |  | GE | Module, End Tidal CO2 |  | MODULEENDTIDALCO2-GE-E-MINIC-00 |  |  |  |  | Not Covered Vendor Only - Resp/Ster | MHHS-TMC
NO | NO |  |  |  | 074-04374 |  | GE Medical Systems | E-MINI C MODULE |  |  | TMC - HVI - HEART FAILURE ICU (5HVI) | MHHS-TMC |  | Module, End Tidal CO2 |  | 074-04374 |  | TMC |  | TMC - HVI - HEART FAILURE ICU (5HVI) | [5 empty] | PHYSIOLOGIC MONITOR MODULES, EXHALED CARBON DIOXID |  | MODULEENDTIDALCO2-GE-E-MINIC-00 | MODULEENDTIDALCO2 | E-MINIC-00 |  |  |  | GE | Module, End Tidal CO2 |  | MODULEENDTIDALCO2-GE-E-MINIC-00 |  |  |  |  | Not Covered Vendor Only - Resp/Ster | MHHS-TMC
NO | NO |  |  |  | 074-04378 |  | GE Medical Systems | E-MINI C MODULE |  |  | TMC - HVI - HEART FAILURE ICU (5HVI) | MHHS-TMC |  | Module, End Tidal CO2 |  | 074-04378 |  | TMC |  | TMC - HVI - HEART FAILURE ICU (5HVI) | [5 empty] | PHYSIOLOGIC MONITOR MODULES, EXHALED CARBON DIOXID |  | MODULEENDTIDALCO2-GE-E-MINIC-00 | MODULEENDTIDALCO2 | E-MINIC-00 |  |  |  | GE | Module, End Tidal CO2 |  | MODULEENDTIDALCO2-GE-E-MINIC-00 |  |  |  |  | Not Covered Vendor Only - Resp/Ster | MHHS-TMC
NO | NO |  |  |  | 074-04382 |  | GE Medical Systems | E-MINI C MODULE |  |  | TMC - HVI - HEART FAILURE ICU (5HVI) | MHHS-TMC |  | Module, End Tidal CO2 |  | 074-04382 |  | TMC |  | TMC - HVI - HEART FAILURE ICU (5HVI) | [5 empty] | PHYSIOLOGIC MONITOR MODULES, EXHALED CARBON DIOXID |  | MODULEENDTIDALCO2-GE-E-MINIC-00 | MODULEENDTIDALCO2 | E-MINIC-00 |  |  |  | GE | Module, End Tidal CO2 |  | MODULEENDTIDALCO2-GE-E-MINIC-00 |  |  |  |  | Not Covered Vendor Only - Resp/Ster | MHHS-TMC
NO | NO |  |  |  | 074-04460 |  | GE Medical Systems | E-MINI C MODULE |  |  | TMC - HVI - HEART FAILURE ICU (5HVI) | MHHS-TMC |  | Module, End Tidal CO2 |  | 074-04460 |  | TMC |  | TMC - HVI - HEART FAILURE ICU (5HVI) | [5 empty] | PHYSIOLOGIC MONITOR MODULES, EXHALED CARBON DIOXID |  | MODULEENDTIDALCO2-GE-E-MINIC-00 | MODULEENDTIDALCO2 | E-MINIC-00 |  |  |  | GE | Module, End Tidal CO2 |  | MODULEENDTIDALCO2-GE-E-MINIC-00 |  |  |  |  | Not Covered Vendor Only - Resp/Ster | MHHS-TMC
NO | NO |  |  |  | 074-04468 |  | GE Medical Systems | E-MINI C MODULE |  |  | TMC - HVI - HEART FAILURE ICU (5HVI) | MHHS-TMC |  | Module, End Tidal CO2 |  | 074-04468 |  | TMC |  | TMC - HVI - HEART FAILURE ICU (5HVI) | [5 empty] | PHYSIOLOGIC MONITOR MODULES, EXHALED CARBON DIOXID |  | MODULEENDTIDALCO2-GE-E-MINIC-00 | MODULEENDTIDALCO2 | E-MINIC-00 |  |  |  | GE | Module, End Tidal CO2 |  | MODULEENDTIDALCO2-GE-E-MINIC-00 |  |  |  |  | Not Covered Vendor Only - Resp/Ster | MHHS-TMC
NO | NO |  |  |  | 074-04483 |  | GE Medical Systems | E-MINI C MODULE |  |  | TMC - HVI - HEART FAILURE ICU (5HVI) | MHHS-TMC |  | Module, End Tidal CO2 |  | 074-04483 |  | TMC |  | TMC - HVI - HEART FAILURE ICU (5HVI) | [5 empty] | PHYSIOLOGIC MONITOR MODULES, EXHALED CARBON DIOXID |  | MODULEENDTIDALCO2-GE-E-MINIC-00 | MODULEENDTIDALCO2 | E-MINIC-00 |  |  |  | GE | Module, End Tidal CO2 |  | MODULEENDTIDALCO2-GE-E-MINIC-00 |  |  |  |  | Covered PM Repair - Biomedical | MHHS-TMC
NO | NO |  |  |  | 074-04494 |  | GE Medical Systems | E-MINI C MODULE |  |  | TMC - HVI - HEART FAILURE ICU (5HVI) | MHHS-TMC |  | Module, End Tidal CO2 |  | 074-04494 |  | TMC |  | TMC - HVI - HEART FAILURE ICU (5HVI) | [5 empty] | PHYSIOLOGIC MONITOR MODULES, EXHALED CARBON DIOXID |  | MODULEENDTIDALCO2-GE-E-MINIC-00 | MODULEENDTIDALCO2 | E-MINIC-00 |  |  |  | GE | Module, End Tidal CO2 |  | MODULEENDTIDALCO2-GE-E-MINIC-00 |  |  |  |  | Covered PM Repair - Biomedical | MHHS-TMC
NO | NO |  |  |  | 074-04498 |  | GE Medical Systems | E-MINI C MODULE |  |  | TMC - HVI - HEART FAILURE ICU (5HVI) | MHHS-TMC |  | Module, End Tidal CO2 |  | 074-04498 |  | TMC |  | TMC - HVI - HEART FAILURE ICU (5HVI) | [5 empty] | PHYSIOLOGIC MONITOR MODULES, EXHALED CARBON DIOXID |  | MODULEENDTIDALCO2-GE-E-MINIC-00 | MODULEENDTIDALCO2 | E-MINIC-00 |  |  |  | GE | Module, End Tidal CO2 |  | MODULEENDTIDALCO2-GE-E-MINIC-00 |  |  |  |  | Covered PM Repair - Biomedical | MHHS-TMC
NO | NO |  |  |  | 074-04598 |  | GE Medical Systems | E-MINI C MODULE |  |  | TMC - HVI - HEART FAILURE ICU (5HVI) | MHHS-TMC |  | Module, End Tidal CO2 |  | 074-04598 |  | TMC |  | TMC - HVI - HEART FAILURE ICU (5HVI) | [5 empty] | PHYSIOLOGIC MONITOR MODULES, EXHALED CARBON DIOXID |  | MODULEENDTIDALCO2-GE-E-MINIC-00 | MODULEENDTIDALCO2 | E-MINIC-00 |  |  |  | GE | Module, End Tidal CO2 |  | MODULEENDTIDALCO2-GE-E-MINIC-00 |  |  |  |  | Covered PM Repair - Biomedical | MHHS-TMC
NO | NO |  |  |  | 074-04599 |  | GE Medical Systems | E-MINI C MODULE |  |  | TMC - HVI - HEART FAILURE ICU (5HVI) | MHHS-TMC |  | Module, End Tidal CO2 |  | 074-04599 |  | TMC |  | TMC - HVI - HEART FAILURE ICU (5HVI) | [5 empty] | PHYSIOLOGIC MONITOR MODULES, EXHALED CARBON DIOXID |  | MODULEENDTIDALCO2-GE-E-MINIC-00 | MODULEENDTIDALCO2 | E-MINIC-00 |  |  |  | GE | Module, End Tidal CO2 |  | MODULEENDTIDALCO2-GE-E-MINIC-00 |  |  |  |  | Covered PM Repair - Biomedical | MHHS-TMC
NO | NO |  |  |  | 069-39737 |  | GE Medical Systems | E-MINI C MODULE |  |  | TMC - JONES - BURN UNIT (8J) | MHHS-TMC |  | Module, End Tidal CO2 |  | 069-39737 |  | TMC |  | TMC - JONES - BURN UNIT (8J) | [5 empty] | PHYSIOLOGIC MONITOR MODULES, EXHALED CARBON DIOXID |  | MODULEENDTIDALCO2-GE-E-MINIC-00 | MODULEENDTIDALCO2 | E-MINIC-00 |  |  |  | GE | Module, End Tidal CO2 |  | MODULEENDTIDALCO2-GE-E-MINIC-00 |  |  |  |  | Covered PM Repair - Biomedical | MHHS-TMC
NO | NO |  |  |  | 069-39738 |  | GE Medical Systems | E-MINI C MODULE |  |  | TMC - JONES - BURN UNIT (8J) | MHHS-TMC |  | Module, End Tidal CO2 |  | 069-39738 |  | TMC |  | TMC - JONES - BURN UNIT (8J) | [5 empty] | PHYSIOLOGIC MONITOR MODULES, EXHALED CARBON DIOXID |  | MODULEENDTIDALCO2-GE-E-MINIC-00 | MODULEENDTIDALCO2 | E-MINIC-00 |  |  |  | GE | Module, End Tidal CO2 |  | MODULEENDTIDALCO2-GE-E-MINIC-00 |  |  |  |  | Covered PM Repair - Biomedical | MHHS-TMC
NO | NO |  |  |  | 069-39739 |  | GE Medical Systems | E-MINI C MODULE |  |  | TMC - JONES - BURN UNIT (8J) | MHHS-TMC |  | Module, End Tidal CO2 |  | 069-39739 |  | TMC |  | TMC - JONES - BURN UNIT (8J) | [5 empty] | PHYSIOLOGIC MONITOR MODULES, EXHALED CARBON DIOXID |  | MODULEENDTIDALCO2-GE-E-MINIC-00 | MODULEENDTIDALCO2 | E-MINIC-00 |  |  |  | GE | Module, End Tidal CO2 |  | MODULEENDTIDALCO2-GE-E-MINIC-00 |  |  |  |  | Covered PM Repair - Biomedical | MHHS-TMC
NO | NO |  |  |  | 069-39740 |  | GE Medical Systems | E-MINI C MODULE |  |  | TMC - JONES - BURN UNIT (8J) | MHHS-TMC |  | Module, End Tidal CO2 |  | 069-39740 |  | TMC |  | TMC - JONES - BURN UNIT (8J) | [5 empty] | PHYSIOLOGIC MONITOR MODULES, EXHALED CARBON DIOXID |  | MODULEENDTIDALCO2-GE-E-MINIC-00 | MODULEENDTIDALCO2 | E-MINIC-00 |  |  |  | GE | Module, End Tidal CO2 |  | MODULEENDTIDALCO2-GE-E-MINIC-00 |  |  |  |  | Covered PM Repair - Biomedical | MHHS-TMC
NO | NO |  |  |  | 069-39742 |  | GE Medical Systems | E-MINI C MODULE |  |  | TMC - JONES - BURN UNIT (8J) | MHHS-TMC |  | Module, End Tidal CO2 |  | 069-39742 |  | TMC |  | TMC - JONES - BURN UNIT (8J) | [5 empty] | PHYSIOLOGIC MONITOR MODULES, EXHALED CARBON DIOXID |  | MODULEENDTIDALCO2-GE-E-MINIC-00 | MODULEENDTIDALCO2 | E-MINIC-00 |  |  |  | GE | Module, End Tidal CO2 |  | MODULEENDTIDALCO2-GE-E-MINIC-00 |  |  |  |  | No Coverage Specified | MHHS-TMC
NO | NO |  |  |  | 069-39744 |  | GE Medical Systems | E-MINI C MODULE |  |  | TMC - JONES - BURN UNIT (8J) | MHHS-TMC |  | Module, End Tidal CO2 |  | 069-39744 |  | TMC |  | TMC - JONES - BURN UNIT (8J) | [5 empty] | PHYSIOLOGIC MONITOR MODULES, EXHALED CARBON DIOXID |  | MODULEENDTIDALCO2-GE-E-MINIC-00 | MODULEENDTIDALCO2 | E-MINIC-00 |  |  |  | GE | Module, End Tidal CO2 |  | MODULEENDTIDALCO2-GE-E-MINIC-00 |  |  |  |  | Covered PM Repair - Biomedical | MHHS-TMC
NO | NO |  |  |  | 069-39746 |  | GE Medical Systems | E-MINI C MODULE |  |  | TMC - JONES - BURN UNIT (8J) | MHHS-TMC |  | Module, End Tidal CO2 |  | 069-39746 |  | TMC |  | TMC - JONES - BURN UNIT (8J) | [5 empty] | PHYSIOLOGIC MONITOR MODULES, EXHALED CARBON DIOXID |  | MODULEENDTIDALCO2-GE-E-MINIC-00 | MODULEENDTIDALCO2 | E-MINIC-00 |  |  |  | GE | Module, End Tidal CO2 |  | MODULEENDTIDALCO2-GE-E-MINIC-00 |  |  |  |  | Covered PM Repair - Biomedical | MHHS-TMC
NO | NO |  |  |  | 069-39747 |  | GE Medical Systems | E-MINI C MODULE |  |  | TMC - JONES - BURN UNIT (8J) | MHHS-TMC |  | Module, End Tidal CO2 |  | 069-39747 |  | TMC |  | TMC - JONES - BURN UNIT (8J) | [5 empty] | PHYSIOLOGIC MONITOR MODULES, EXHALED CARBON DIOXID |  | MODULEENDTIDALCO2-GE-E-MINIC-00 | MODULEENDTIDALCO2 | E-MINIC-00 |  |  |  | GE | Module, End Tidal CO2 |  | MODULEENDTIDALCO2-GE-E-MINIC-00 |  |  |  |  | Covered PM Repair - Biomedical | MHHS-TMC
NO | NO |  |  |  | 069-39748 |  | GE Medical Systems | E-MINI C MODULE |  |  | TMC - JONES - BURN UNIT (8J) | MHHS-TMC |  | Module, End Tidal CO2 |  | 069-39748 |  | TMC |  | TMC - JONES - BURN UNIT (8J) | [5 empty] | PHYSIOLOGIC MONITOR MODULES, EXHALED CARBON DIOXID |  | MODULEENDTIDALCO2-GE-E-MINIC-00 | MODULEENDTIDALCO2 | E-MINIC-00 |  |  |  | GE | Module, End Tidal CO2 |  | MODULEENDTIDALCO2-GE-E-MINIC-00 |  |  |  |  | Covered PM Repair - Biomedical | MHHS-TMC
NO | NO |  |  |  | 069-40590 |  | GE Medical Systems | E-MINI C MODULE |  |  | TMC - JONES - NEURO ELECTIVE (4J) | MHHS-TMC |  | Module, End Tidal CO2 |  | 069-40590 |  | TMC |  | TMC - JONES - NEURO ELECTIVE (4J) | [5 empty] | PHYSIOLOGIC MONITOR MODULES, EXHALED CARBON DIOXID |  | MODULEENDTIDALCO2-GE-E-MINIC-00 | MODULEENDTIDALCO2 | E-MINIC-00 |  |  |  | GE | Module, End Tidal CO2 |  | MODULEENDTIDALCO2-GE-E-MINIC-00 |  |  |  |  | Covered PM Repair - Biomedical | MHHS-TMC
NO | NO |  |  |  | 069-40591 |  | GE Medical Systems | E-MINI C MODULE |  |  | TMC - JONES - NEURO ELECTIVE (4J) | MHHS-TMC |  | Module, End Tidal CO2 |  | 069-40591 |  | TMC |  | TMC - JONES - NEURO ELECTIVE (4J) | [5 empty] | PHYSIOLOGIC MONITOR MODULES, EXHALED CARBON DIOXID |  | MODULEENDTIDALCO2-GE-E-MINIC-00 | MODULEENDTIDALCO2 | E-MINIC-00 |  |  |  | GE | Module, End Tidal CO2 |  | MODULEENDTIDALCO2-GE-E-MINIC-00 |  |  |  |  | Covered PM Repair - Biomedical | MHHS-TMC
NO | NO |  |  |  | 069-40592 |  | GE Medical Systems | E-MINI C MODULE |  |  | TMC - JONES - NEURO ELECTIVE (4J) | MHHS-TMC |  | Module, End Tidal CO2 |  | 069-40592 |  | TMC |  | TMC - JONES - NEURO ELECTIVE (4J) | [5 empty] | PHYSIOLOGIC MONITOR MODULES, EXHALED CARBON DIOXID |  | MODULEENDTIDALCO2-GE-E-MINIC-00 | MODULEENDTIDALCO2 | E-MINIC-00 |  |  |  | GE | Module, End Tidal CO2 |  | MODULEENDTIDALCO2-GE-E-MINIC-00 |  |  |  |  | Not Covered Vendor Only - Biomedical | MHHS-TMC
NO | NO |  |  |  | 069-40593 |  | GE Medical Systems | E-MINI C MODULE |  |  | TMC - JONES - NEURO ELECTIVE (4J) | MHHS-TMC |  | Module, End Tidal CO2 |  | 069-40593 |  | TMC |  | TMC - JONES - NEURO ELECTIVE (4J) | [5 empty] | PHYSIOLOGIC MONITOR MODULES, EXHALED CARBON DIOXID |  | MODULEENDTIDALCO2-GE-E-MINIC-00 | MODULEENDTIDALCO2 | E-MINIC-00 |  |  |  | GE | Module, End Tidal CO2 |  | MODULEENDTIDALCO2-GE-E-MINIC-00 |  |  |  |  | Not Covered Vendor Only - Biomedical | MHHS-TMC
NO | NO |  |  |  | 069-40594 |  | GE Medical Systems | E-MINI C MODULE |  |  | TMC - JONES - NEURO ELECTIVE (4J) | MHHS-TMC |  | Module, End Tidal CO2 |  | 069-40594 |  | TMC |  | TMC - JONES - NEURO ELECTIVE (4J) | [5 empty] | PHYSIOLOGIC MONITOR MODULES, EXHALED CARBON DIOXID |  | MODULEENDTIDALCO2-GE-E-MINIC-00 | MODULEENDTIDALCO2 | E-MINIC-00 |  |  |  | GE | Module, End Tidal CO2 |  | MODULEENDTIDALCO2-GE-E-MINIC-00 |  |  |  |  | Not Covered Vendor Only - Biomedical | MHHS-TMC
NO | NO |  |  |  | 069-40595 |  | GE Medical Systems | E-MINI C MODULE |  |  | TMC - JONES - NEURO ELECTIVE (4J) | MHHS-TMC |  | Module, End Tidal CO2 |  | 069-40595 |  | TMC |  | TMC - JONES - NEURO ELECTIVE (4J) | [5 empty] | PHYSIOLOGIC MONITOR MODULES, EXHALED CARBON DIOXID |  | MODULEENDTIDALCO2-GE-E-MINIC-00 | MODULEENDTIDALCO2 | E-MINIC-00 |  |  |  | GE | Module, End Tidal CO2 |  | MODULEENDTIDALCO2-GE-E-MINIC-00 |  |  |  |  | Not Covered Vendor Only - Biomedical | MHHS-TMC
NO | NO |  |  |  | 069-40596 |  | GE Medical Systems | E-MINI C MODULE |  |  | TMC - JONES - NEURO ELECTIVE (4J) | MHHS-TMC |  | Module, End Tidal CO2 |  | 069-40596 |  | TMC |  | TMC - JONES - NEURO ELECTIVE (4J) | [5 empty] | PHYSIOLOGIC MONITOR MODULES, EXHALED CARBON DIOXID |  | MODULEENDTIDALCO2-GE-E-MINIC-00 | MODULEENDTIDALCO2 | E-MINIC-00 |  |  |  | GE | Module, End Tidal CO2 |  | MODULEENDTIDALCO2-GE-E-MINIC-00 |  |  |  |  | Not Covered Vendor Only - Biomedical | MHHS-TMC
NO | NO |  |  |  | 069-40597 |  | GE Medical Systems | E-MINI C MODULE |  |  | TMC - JONES - NEURO ELECTIVE (4J) | MHHS-TMC |  | Module, End Tidal CO2 |  | 069-40597 |  | TMC |  | TMC - JONES - NEURO ELECTIVE (4J) | [5 empty] | PHYSIOLOGIC MONITOR MODULES, EXHALED CARBON DIOXID |  | MODULEENDTIDALCO2-GE-E-MINIC-00 | MODULEENDTIDALCO2 | E-MINIC-00 |  |  |  | GE | Module, End Tidal CO2 |  | MODULEENDTIDALCO2-GE-E-MINIC-00 |  |  |  |  | Covered PM Repair - Biomedical | MHHS-TMC
NO | NO |  |  |  | 069-40598 |  | GE Medical Systems | E-MINI C MODULE |  |  | TMC - JONES - NEURO ELECTIVE (4J) | MHHS-TMC |  | Module, End Tidal CO2 |  | 069-40598 |  | TMC |  | TMC - JONES - NEURO ELECTIVE (4J) | [5 empty] | PHYSIOLOGIC MONITOR MODULES, EXHALED CARBON DIOXID |  | MODULEENDTIDALCO2-GE-E-MINIC-00 | MODULEENDTIDALCO2 | E-MINIC-00 |  |  |  | GE | Module, End Tidal CO2 |  | MODULEENDTIDALCO2-GE-E-MINIC-00 |  |  |  |  | Covered PM Repair - Biomedical | MHHS-TMC
NO | NO |  |  |  | 069-40599 |  | GE Medical Systems | E-MINI C MODULE |  |  | TMC - JONES - NEURO ELECTIVE (4J) | MHHS-TMC |  | Module, End Tidal CO2 |  | 069-40599 |  | TMC |  | TMC - JONES - NEURO ELECTIVE (4J) | [5 empty] | PHYSIOLOGIC MONITOR MODULES, EXHALED CARBON DIOXID |  | MODULEENDTIDALCO2-GE-E-MINIC-00 | MODULEENDTIDALCO2 | E-MINIC-00 |  |  |  | GE | Module, End Tidal CO2 |  | MODULEENDTIDALCO2-GE-E-MINIC-00 |  |  |  |  | Covered PM Repair - Biomedical | MHHS-TMC
NO | NO |  |  |  | 069-40600 |  | GE Medical Systems | E-MINI C MODULE |  |  | TMC - JONES - NEURO ELECTIVE (4J) | MHHS-TMC |  | Module, End Tidal CO2 |  | 069-40600 |  | TMC |  | TMC - JONES - NEURO ELECTIVE (4J) | [5 empty] | PHYSIOLOGIC MONITOR MODULES, EXHALED CARBON DIOXID |  | MODULEENDTIDALCO2-GE-E-MINIC-00 | MODULEENDTIDALCO2 | E-MINIC-00 |  |  |  | GE | Module, End Tidal CO2 |  | MODULEENDTIDALCO2-GE-E-MINIC-00 |  |  |  |  | Covered PM Repair - Biomedical | MHHS-TMC
NO | NO |  |  |  | 069-40601 |  | GE Medical Systems | E-MINI C MODULE |  |  | TMC - JONES - NEURO ELECTIVE (4J) | MHHS-TMC |  | Module, End Tidal CO2 |  | 069-40601 |  | TMC |  | TMC - JONES - NEURO ELECTIVE (4J) | [5 empty] | PHYSIOLOGIC MONITOR MODULES, EXHALED CARBON DIOXID |  | MODULEENDTIDALCO2-GE-E-MINIC-00 | MODULEENDTIDALCO2 | E-MINIC-00 |  |  |  | GE | Module, End Tidal CO2 |  | MODULEENDTIDALCO2-GE-E-MINIC-00 |  |  |  |  | Covered PM Repair - Biomedical | MHHS-TMC
NO | NO |  |  |  | 069-40602 |  | GE Medical Systems | E-MINI C MODULE |  |  | TMC - JONES - NEURO ELECTIVE (4J) | MHHS-TMC |  | Module, End Tidal CO2 |  | 069-40602 |  | TMC |  | TMC - JONES - NEURO ELECTIVE (4J) | [5 empty] | PHYSIOLOGIC MONITOR MODULES, EXHALED CARBON DIOXID |  | MODULEENDTIDALCO2-GE-E-MINIC-00 | MODULEENDTIDALCO2 | E-MINIC-00 |  |  |  | GE | Module, End Tidal CO2 |  | MODULEENDTIDALCO2-GE-E-MINIC-00 |  |  |  |  | Covered PM Repair - Biomedical | MHHS-TMC
NO | NO |  |  |  | 069-40603 |  | GE Medical Systems | E-MINI C MODULE |  |  | TMC - JONES - NEURO ELECTIVE (4J) | MHHS-TMC |  | Module, End Tidal CO2 |  | 069-40603 |  | TMC |  | TMC - JONES - NEURO ELECTIVE (4J) | [5 empty] | PHYSIOLOGIC MONITOR MODULES, EXHALED CARBON DIOXID |  | MODULEENDTIDALCO2-GE-E-MINIC-00 | MODULEENDTIDALCO2 | E-MINIC-00 |  |  |  | GE | Module, End Tidal CO2 |  | MODULEENDTIDALCO2-GE-E-MINIC-00 |  |  |  |  | Covered PM Repair - Biomedical | MHHS-TMC
NO | NO |  |  |  | 069-40604 |  | GE Medical Systems | E-MINI C MODULE |  |  | TMC - JONES - NEURO ELECTIVE (4J) | MHHS-TMC |  | Module, End Tidal CO2 |  | 069-40604 |  | TMC |  | TMC - JONES - NEURO ELECTIVE (4J) | [5 empty] | PHYSIOLOGIC MONITOR MODULES, EXHALED CARBON DIOXID |  | MODULEENDTIDALCO2-GE-E-MINIC-00 | MODULEENDTIDALCO2 | E-MINIC-00 |  |  |  | GE | Module, End Tidal CO2 |  | MODULEENDTIDALCO2-GE-E-MINIC-00 |  |  |  |  | Covered PM Repair - Biomedical | MHHS-TMC
NO | NO |  |  |  | 069-40625 |  | GE Medical Systems | E-MINI C MODULE |  |  | TMC - JONES - NEURO ELECTIVE (4J) | MHHS-TMC |  | Module, End Tidal CO2 |  | 069-40625 |  | TMC |  | TMC - JONES - NEURO ELECTIVE (4J) | [5 empty] | PHYSIOLOGIC MONITOR MODULES, EXHALED CARBON DIOXID |  | MODULEENDTIDALCO2-GE-E-MINIC-00 | MODULEENDTIDALCO2 | E-MINIC-00 |  |  |  | GE | Module, End Tidal CO2 |  | MODULEENDTIDALCO2-GE-E-MINIC-00 |  |  |  |  | Covered PM Repair - Biomedical | MHHS-TMC
NO | NO |  |  |  | 069-40896 |  | GE Medical Systems | E-MINI C MODULE |  |  | TMC - JONES - NEURO ICU (7J) | MHHS-TMC |  | Module, End Tidal CO2 |  | 069-40896 |  | TMC |  | TMC - JONES - NEURO ICU (7J) | [5 empty] | PHYSIOLOGIC MONITOR MODULES, EXHALED CARBON DIOXID |  | MODULEENDTIDALCO2-GE-E-MINIC-00 | MODULEENDTIDALCO2 | E-MINIC-00 |  |  |  | GE | Module, End Tidal CO2 |  | MODULEENDTIDALCO2-GE-E-MINIC-00 |  |  |  |  | Covered PM Repair - Biomedical | MHHS-TMC
NO | NO |  |  |  | 069-40897 |  | GE Medical Systems | E-MINI C MODULE |  |  | TMC - JONES - NEURO ICU (7J) | MHHS-TMC |  | Module, End Tidal CO2 |  | 069-40897 |  | TMC |  | TMC - JONES - NEURO ICU (7J) | [5 empty] | PHYSIOLOGIC MONITOR MODULES, EXHALED CARBON DIOXID |  | MODULEENDTIDALCO2-GE-E-MINIC-00 | MODULEENDTIDALCO2 | E-MINIC-00 |  |  |  | GE | Module, End Tidal CO2 |  | MODULEENDTIDALCO2-GE-E-MINIC-00 |  |  |  |  | Not Covered Vendor Only - Biomedical | MHHS-TMC
NO | NO |  |  |  | 069-40898 |  | GE Medical Systems | E-MINI C MODULE |  |  | TMC - JONES - NEURO ICU (7J) | MHHS-TMC |  | Module, End Tidal CO2 |  | 069-40898 |  | TMC |  | TMC - JONES - NEURO ICU (7J) | [5 empty] | PHYSIOLOGIC MONITOR MODULES, EXHALED CARBON DIOXID |  | MODULEENDTIDALCO2-GE-E-MINIC-00 | MODULEENDTIDALCO2 | E-MINIC-00 |  |  |  | GE | Module, End Tidal CO2 |  | MODULEENDTIDALCO2-GE-E-MINIC-00 |  |  |  |  | Not Covered Vendor Only - Biomedical | MHHS-TMC
NO | NO |  |  |  | 069-40899 |  | GE Medical Systems | E-MINI C MODULE |  |  | TMC - JONES - NEURO ICU (7J) | MHHS-TMC |  | Module, End Tidal CO2 |  | 069-40899 |  | TMC |  | TMC - JONES - NEURO ICU (7J) | [5 empty] | PHYSIOLOGIC MONITOR MODULES, EXHALED CARBON DIOXID |  | MODULEENDTIDALCO2-GE-E-MINIC-00 | MODULEENDTIDALCO2 | E-MINIC-00 |  |  |  | GE | Module, End Tidal CO2 |  | MODULEENDTIDALCO2-GE-E-MINIC-00 |  |  |  |  | Covered PM Repair - Biomedical | MHHS-TMC
NO | NO |  |  |  | 069-40902 |  | GE Medical Systems | E-MINI C MODULE |  |  | TMC - JONES - NEURO ICU (7J) | MHHS-TMC |  | Module, End Tidal CO2 |  | 069-40902 |  | TMC |  | TMC - JONES - NEURO ICU (7J) | [5 empty] | PHYSIOLOGIC MONITOR MODULES, EXHALED CARBON DIOXID |  | MODULEENDTIDALCO2-GE-E-MINIC-00 | MODULEENDTIDALCO2 | E-MINIC-00 |  |  |  | GE | Module, End Tidal CO2 |  | MODULEENDTIDALCO2-GE-E-MINIC-00 |  |  |  |  | Covered PM Repair - Biomedical | MHHS-TMC
NO | NO |  |  |  | 069-40904 |  | GE Medical Systems | E-MINI C MODULE |  |  | TMC - JONES - NEURO ICU (7J) | MHHS-TMC |  | Module, End Tidal CO2 |  | 069-40904 |  | TMC |  | TMC - JONES - NEURO ICU (7J) | [5 empty] | PHYSIOLOGIC MONITOR MODULES, EXHALED CARBON DIOXID |  | MODULEENDTIDALCO2-GE-E-MINIC-00 | MODULEENDTIDALCO2 | E-MINIC-00 |  |  |  | GE | Module, End Tidal CO2 |  | MODULEENDTIDALCO2-GE-E-MINIC-00 |  |  |  |  | Covered PM Repair - Biomedical | MHHS-TMC
NO | NO |  |  |  | 069-40906 |  | GE Medical Systems | E-MINI C MODULE |  |  | TMC - JONES - NEURO ICU (7J) | MHHS-TMC |  | Module, End Tidal CO2 |  | 069-40906 |  | TMC |  | TMC - JONES - NEURO ICU (7J) | [5 empty] | PHYSIOLOGIC MONITOR MODULES, EXHALED CARBON DIOXID |  | MODULEENDTIDALCO2-GE-E-MINIC-00 | MODULEENDTIDALCO2 | E-MINIC-00 |  |  |  | GE | Module, End Tidal CO2 |  | MODULEENDTIDALCO2-GE-E-MINIC-00 |  |  |  |  | Covered PM Repair - Biomedical | MHHS-TMC
NO | NO |  |  |  | 069-40909 |  | GE Medical Systems | E-MINI C MODULE |  |  | TMC - JONES - NEURO ICU (7J) | MHHS-TMC |  | Module, End Tidal CO2 |  | 069-40909 |  | TMC |  | TMC - JONES - NEURO ICU (7J) | [5 empty] | PHYSIOLOGIC MONITOR MODULES, EXHALED CARBON DIOXID |  | MODULEENDTIDALCO2-GE-E-MINIC-00 | MODULEENDTIDALCO2 | E-MINIC-00 |  |  |  | GE | Module, End Tidal CO2 |  | MODULEENDTIDALCO2-GE-E-MINIC-00 |  |  |  |  | Covered PM Repair - Biomedical | MHHS-TMC
NO | NO |  |  |  | 069-40912 |  | GE Medical Systems | E-MINI C MODULE |  |  | TMC - JONES - NEURO ICU (7J) | MHHS-TMC |  | Module, End Tidal CO2 |  | 069-40912 |  | TMC |  | TMC - JONES - NEURO ICU (7J) | [5 empty] | PHYSIOLOGIC MONITOR MODULES, EXHALED CARBON DIOXID |  | MODULEENDTIDALCO2-GE-E-MINIC-00 | MODULEENDTIDALCO2 | E-MINIC-00 |  |  |  | GE | Module, End Tidal CO2 |  | MODULEENDTIDALCO2-GE-E-MINIC-00 |  |  |  |  | Covered PM Repair - Biomedical | MHHS-TMC
NO | NO |  |  |  | 069-40913 |  | GE Medical Systems | E-MINI C MODULE |  |  | TMC - JONES - NEURO ICU (7J) | MHHS-TMC |  | Module, End Tidal CO2 |  | 069-40913 |  | TMC |  | TMC - JONES - NEURO ICU (7J) | [5 empty] | PHYSIOLOGIC MONITOR MODULES, EXHALED CARBON DIOXID |  | MODULEENDTIDALCO2-GE-E-MINIC-00 | MODULEENDTIDALCO2 | E-MINIC-00 |  |  |  | GE | Module, End Tidal CO2 |  | MODULEENDTIDALCO2-GE-E-MINIC-00 |  |  |  |  | Covered PM Repair - Biomedical | MHHS-TMC
NO | NO |  |  |  | 069-40915 |  | GE Medical Systems | E-MINI C MODULE |  |  | TMC - JONES - NEURO ICU (7J) | MHHS-TMC |  | Module, End Tidal CO2 |  | 069-40915 |  | TMC |  | TMC - JONES - NEURO ICU (7J) | [5 empty] | PHYSIOLOGIC MONITOR MODULES, EXHALED CARBON DIOXID |  | MODULEENDTIDALCO2-GE-E-MINIC-00 | MODULEENDTIDALCO2 | E-MINIC-00 |  |  |  | GE | Module, End Tidal CO2 |  | MODULEENDTIDALCO2-GE-E-MINIC-00 |  |  |  |  | Covered PM Repair - Biomedical | MHHS-TMC
NO | NO |  |  |  | 069-40918 |  | GE Medical Systems | E-MINI C MODULE |  |  | TMC - JONES - NEURO ICU (7J) | MHHS-TMC |  | Module, End Tidal CO2 |  | 069-40918 |  | TMC |  | TMC - JONES - NEURO ICU (7J) | [5 empty] | PHYSIOLOGIC MONITOR MODULES, EXHALED CARBON DIOXID |  | MODULEENDTIDALCO2-GE-E-MINIC-00 | MODULEENDTIDALCO2 | E-MINIC-00 |  |  |  | GE | Module, End Tidal CO2 |  | MODULEENDTIDALCO2-GE-E-MINIC-00 |  |  |  |  | Covered PM Repair - Biomedical | MHHS-TMC
NO | NO |  |  |  | 069-40919 |  | GE Medical Systems | E-MINI C MODULE |  |  | TMC - JONES - NEURO ICU (7J) | MHHS-TMC |  | Module, End Tidal CO2 |  | 069-40919 |  | TMC |  | TMC - JONES - NEURO ICU (7J) | [5 empty] | PHYSIOLOGIC MONITOR MODULES, EXHALED CARBON DIOXID |  | MODULEENDTIDALCO2-GE-E-MINIC-00 | MODULEENDTIDALCO2 | E-MINIC-00 |  |  |  | GE | Module, End Tidal CO2 |  | MODULEENDTIDALCO2-GE-E-MINIC-00 |  |  |  |  | Covered PM Repair - Biomedical | MHHS-TMC
NO | NO |  |  |  | 069-40921 |  | GE Medical Systems | E-MINI C MODULE |  |  | TMC - JONES - NEURO ICU (7J) | MHHS-TMC |  | Module, End Tidal CO2 |  | 069-40921 |  | TMC |  | TMC - JONES - NEURO ICU (7J) | [5 empty] | PHYSIOLOGIC MONITOR MODULES, EXHALED CARBON DIOXID |  | MODULEENDTIDALCO2-GE-E-MINIC-00 | MODULEENDTIDALCO2 | E-MINIC-00 |  |  |  | GE | Module, End Tidal CO2 |  | MODULEENDTIDALCO2-GE-E-MINIC-00 |  |  |  |  | Covered PM Repair - Biomedical | MHHS-TMC
NO | NO |  |  |  | 069-40922 |  | GE Medical Systems | E-MINI C MODULE |  |  | TMC - JONES - NEURO ICU (7J) | MHHS-TMC |  | Module, End Tidal CO2 |  | 069-40922 |  | TMC |  | TMC - JONES - NEURO ICU (7J) | [5 empty] | PHYSIOLOGIC MONITOR MODULES, EXHALED CARBON DIOXID |  | MODULEENDTIDALCO2-GE-E-MINIC-00 | MODULEENDTIDALCO2 | E-MINIC-00 |  |  |  | GE | Module, End Tidal CO2 |  | MODULEENDTIDALCO2-GE-E-MINIC-00 |  |  |  |  | Covered PM Repair - Biomedical | MHHS-TMC
NO | NO |  |  |  | 069-40924 |  | GE Medical Systems | E-MINI C MODULE |  |  | TMC - JONES - NEURO ICU (7J) | MHHS-TMC |  | Module, End Tidal CO2 |  | 069-40924 |  | TMC |  | TMC - JONES - NEURO ICU (7J) | [5 empty] | PHYSIOLOGIC MONITOR MODULES, EXHALED CARBON DIOXID |  | MODULEENDTIDALCO2-GE-E-MINIC-00 | MODULEENDTIDALCO2 | E-MINIC-00 |  |  |  | GE | Module, End Tidal CO2 |  | MODULEENDTIDALCO2-GE-E-MINIC-00 |  |  |  |  | Covered PM Repair - Biomedical | MHHS-TMC
NO | NO |  |  |  | 069-40925 |  | GE Medical Systems | E-MINI C MODULE |  |  | TMC - JONES - NEURO ICU (7J) | MHHS-TMC |  | Module, End Tidal CO2 |  | 069-40925 |  | TMC |  | TMC - JONES - NEURO ICU (7J) | [5 empty] | PHYSIOLOGIC MONITOR MODULES, EXHALED CARBON DIOXID |  | MODULEENDTIDALCO2-GE-E-MINIC-00 | MODULEENDTIDALCO2 | E-MINIC-00 |  |  |  | GE | Module, End Tidal CO2 |  | MODULEENDTIDALCO2-GE-E-MINIC-00 |  |  |  |  | Covered PM Repair - Biomedical | MHHS-TMC
NO | NO |  |  |  | 069-41016 |  | GE Medical Systems | E-MINI C MODULE |  |  | TMC - PACU - ROBERTSON (2R) | MHHS-TMC |  | Module, End Tidal CO2 |  | 069-41016 |  | TMC |  | TMC - PACU - ROBERTSON (2R) | [5 empty] | PHYSIOLOGIC MONITOR MODULES, EXHALED CARBON DIOXID |  | MODULEENDTIDALCO2-GE-E-MINIC-00 | MODULEENDTIDALCO2 | E-MINIC-00 |  |  |  | GE | Module, End Tidal CO2 |  | MODULEENDTIDALCO2-GE-E-MINIC-00 |  |  |  |  | Covered PM Repair - Biomedical | MHHS-TMC
NO | NO |  |  |  | 069-41018 |  | GE Medical Systems | E-MINI C MODULE |  |  | TMC - PACU - ROBERTSON (2R) | MHHS-TMC |  | Module, End Tidal CO2 |  | 069-41018 |  | TMC |  | TMC - PACU - ROBERTSON (2R) | [5 empty] | PHYSIOLOGIC MONITOR MODULES, EXHALED CARBON DIOXID |  | MODULEENDTIDALCO2-GE-E-MINIC-00 | MODULEENDTIDALCO2 | E-MINIC-00 |  |  |  | GE | Module, End Tidal CO2 |  | MODULEENDTIDALCO2-GE-E-MINIC-00 |  |  |  |  | Covered PM Repair - Biomedical | MHHS-TMC
NO | NO |  |  |  | 069-41019 |  | GE Medical Systems | E-MINI C MODULE |  |  | TMC - PACU - ROBERTSON (2R) | MHHS-TMC |  | Module, End Tidal CO2 |  | 069-41019 |  | TMC |  | TMC - PACU - ROBERTSON (2R) | [5 empty] | PHYSIOLOGIC MONITOR MODULES, EXHALED CARBON DIOXID |  | MODULEENDTIDALCO2-GE-E-MINIC-00 | MODULEENDTIDALCO2 | E-MINIC-00 |  |  |  | GE | Module, End Tidal CO2 |  | MODULEENDTIDALCO2-GE-E-MINIC-00 |  |  |  |  | Covered PM Repair - Biomedical | MHHS-TMC
NO | NO |  |  |  | 069-41021 |  | GE Medical Systems | E-MINI C MODULE |  |  | TMC - PACU - ROBERTSON (2R) | MHHS-TMC |  | Module, End Tidal CO2 |  | 069-41021 |  | TMC |  | TMC - PACU - ROBERTSON (2R) | [5 empty] | PHYSIOLOGIC MONITOR MODULES, EXHALED CARBON DIOXID |  | MODULEENDTIDALCO2-GE-E-MINIC-00 | MODULEENDTIDALCO2 | E-MINIC-00 |  |  |  | GE | Module, End Tidal CO2 |  | MODULEENDTIDALCO2-GE-E-MINIC-00 |  |  |  |  | Covered PM Repair - Biomedical | MHHS-TMC
NO | NO |  |  |  | 069-41022 |  | GE Medical Systems | E-MINI C MODULE |  |  | TMC - PACU - ROBERTSON (2R) | MHHS-TMC |  | Module, End Tidal CO2 |  | 069-41022 |  | TMC |  | TMC - PACU - ROBERTSON (2R) | [5 empty] | PHYSIOLOGIC MONITOR MODULES, EXHALED CARBON DIOXID |  | MODULEENDTIDALCO2-GE-E-MINIC-00 | MODULEENDTIDALCO2 | E-MINIC-00 |  |  |  | GE | Module, End Tidal CO2 |  | MODULEENDTIDALCO2-GE-E-MINIC-00 |  |  |  |  | Covered PM Repair - Biomedical | MHHS-TMC
NO | NO |  |  |  | 069-41023 |  | GE Medical Systems | E-MINI C MODULE |  |  | TMC - PACU - ROBERTSON (2R) | MHHS-TMC |  | Module, End Tidal CO2 |  | 069-41023 |  | TMC |  | TMC - PACU - ROBERTSON (2R) | [5 empty] | PHYSIOLOGIC MONITOR MODULES, EXHALED CARBON DIOXID |  | MODULEENDTIDALCO2-GE-E-MINIC-00 | MODULEENDTIDALCO2 | E-MINIC-00 |  |  |  | GE | Module, End Tidal CO2 |  | MODULEENDTIDALCO2-GE-E-MINIC-00 |  |  |  |  | Covered PM Repair - Biomedical | MHHS-TMC
NO | NO |  |  |  | 069-41024 |  | GE Medical Systems | E-MINI C MODULE |  |  | TMC - PACU - ROBERTSON (2R) | MHHS-TMC |  | Module, End Tidal CO2 |  | 069-41024 |  | TMC |  | TMC - PACU - ROBERTSON (2R) | [5 empty] | PHYSIOLOGIC MONITOR MODULES, EXHALED CARBON DIOXID |  | MODULEENDTIDALCO2-GE-E-MINIC-00 | MODULEENDTIDALCO2 | E-MINIC-00 |  |  |  | GE | Module, End Tidal CO2 |  | MODULEENDTIDALCO2-GE-E-MINIC-00 |  |  |  |  | Covered PM Repair - Biomedical | MHHS-TMC
NO | NO |  |  |  | 069-41025 |  | GE Medical Systems | E-MINI C MODULE |  |  | TMC - PACU - ROBERTSON (2R) | MHHS-TMC |  | Module, End Tidal CO2 |  | 069-41025 |  | TMC |  | TMC - PACU - ROBERTSON (2R) | [5 empty] | PHYSIOLOGIC MONITOR MODULES, EXHALED CARBON DIOXID |  | MODULEENDTIDALCO2-GE-E-MINIC-00 | MODULEENDTIDALCO2 | E-MINIC-00 |  |  |  | GE | Module, End Tidal CO2 |  | MODULEENDTIDALCO2-GE-E-MINIC-00 |  |  |  |  | Covered PM Repair - Biomedical | MHHS-TMC
NO | NO |  |  |  | 069-41027 |  | GE Medical Systems | E-MINI C MODULE |  |  | TMC - PACU - ROBERTSON (2R) | MHHS-TMC |  | Module, End Tidal CO2 |  | 069-41027 |  | TMC |  | TMC - PACU - ROBERTSON (2R) | [5 empty] | PHYSIOLOGIC MONITOR MODULES, EXHALED CARBON DIOXID |  | MODULEENDTIDALCO2-GE-E-MINIC-00 | MODULEENDTIDALCO2 | E-MINIC-00 |  |  |  | GE | Module, End Tidal CO2 |  | MODULEENDTIDALCO2-GE-E-MINIC-00 |  |  |  |  | Covered PM Repair - Biomedical | MHHS-TMC
NO | NO |  |  |  | 069-41028 |  | GE Medical Systems | E-MINI C MODULE |  |  | TMC - PACU - ROBERTSON (2R) | MHHS-TMC |  | Module, End Tidal CO2 |  | 069-41028 |  | TMC |  | TMC - PACU - ROBERTSON (2R) | [5 empty] | PHYSIOLOGIC MONITOR MODULES, EXHALED CARBON DIOXID |  | MODULEENDTIDALCO2-GE-E-MINIC-00 | MODULEENDTIDALCO2 | E-MINIC-00 |  |  |  | GE | Module, End Tidal CO2 |  | MODULEENDTIDALCO2-GE-E-MINIC-00 |  |  |  |  | Covered PM Repair - Biomedical | MHHS-TMC
NO | NO |  |  |  | 069-41029 |  | GE Medical Systems | E-MINI C MODULE |  |  | TMC - PACU - ROBERTSON (2R) | MHHS-TMC |  | Module, End Tidal CO2 |  | 069-41029 |  | TMC |  | TMC - PACU - ROBERTSON (2R) | [5 empty] | PHYSIOLOGIC MONITOR MODULES, EXHALED CARBON DIOXID |  | MODULEENDTIDALCO2-GE-E-MINIC-00 | MODULEENDTIDALCO2 | E-MINIC-00 |  |  |  | GE | Module, End Tidal CO2 |  | MODULEENDTIDALCO2-GE-E-MINIC-00 |  |  |  |  | Covered PM Repair - Biomedical | MHHS-TMC
NO | NO |  |  |  | 069-41030 |  | GE Medical Systems | E-MINI C MODULE |  |  | TMC - PACU - ROBERTSON (2R) | MHHS-TMC |  | Module, End Tidal CO2 |  | 069-41030 |  | TMC |  | TMC - PACU - ROBERTSON (2R) | [5 empty] | PHYSIOLOGIC MONITOR MODULES, EXHALED CARBON DIOXID |  | MODULEENDTIDALCO2-GE-E-MINIC-00 | MODULEENDTIDALCO2 | E-MINIC-00 |  |  |  | GE | Module, End Tidal CO2 |  | MODULEENDTIDALCO2-GE-E-MINIC-00 |  |  |  |  | Covered PM Repair - Biomedical | MHHS-TMC
NO | NO |  |  |  | 069-41058 |  | GE Medical Systems | E-MINI C MODULE |  |  | TMC - PACU - ROBERTSON (2R) | MHHS-TMC |  | Module, End Tidal CO2 |  | 069-41058 |  | TMC |  | TMC - PACU - ROBERTSON (2R) | [5 empty] | PHYSIOLOGIC MONITOR MODULES, EXHALED CARBON DIOXID |  | MODULEENDTIDALCO2-GE-E-MINIC-00 | MODULEENDTIDALCO2 | E-MINIC-00 |  |  |  | GE | Module, End Tidal CO2 |  | MODULEENDTIDALCO2-GE-E-MINIC-00 |  |  |  |  | Covered PM Repair - Biomedical | MHHS-TMC
NO | NO |  |  |  | 069-41060 |  | GE Medical Systems | E-MINI C MODULE |  |  | TMC - PACU - ROBERTSON (2R) | MHHS-TMC |  | Module, End Tidal CO2 |  | 069-41060 |  | TMC |  | TMC - PACU - ROBERTSON (2R) | [5 empty] | PHYSIOLOGIC MONITOR MODULES, EXHALED CARBON DIOXID |  | MODULEENDTIDALCO2-GE-E-MINIC-00 | MODULEENDTIDALCO2 | E-MINIC-00 |  |  |  | GE | Module, End Tidal CO2 |  | MODULEENDTIDALCO2-GE-E-MINIC-00 |  |  |  |  | Covered PM Repair - Biomedical | MHHS-TMC
NO | NO |  |  |  | 069-41061 |  | GE Medical Systems | E-MINI C MODULE |  |  | TMC - PACU - ROBERTSON (2R) | MHHS-TMC |  | Module, End Tidal CO2 |  | 069-41061 |  | TMC |  | TMC - PACU - ROBERTSON (2R) | [5 empty] | PHYSIOLOGIC MONITOR MODULES, EXHALED CARBON DIOXID |  | MODULEENDTIDALCO2-GE-E-MINIC-00 | MODULEENDTIDALCO2 | E-MINIC-00 |  |  |  | GE | Module, End Tidal CO2 |  | MODULEENDTIDALCO2-GE-E-MINIC-00 |  |  |  |  | Not Covered Vendor Only - Biomedical | MHHS-TMC
NO | NO |  |  |  | 069-41063 |  | GE Medical Systems | E-MINI C MODULE |  |  | TMC - PACU - ROBERTSON (2R) | MHHS-TMC |  | Module, End Tidal CO2 |  | 069-41063 |  | TMC |  | TMC - PACU - ROBERTSON (2R) | [5 empty] | PHYSIOLOGIC MONITOR MODULES, EXHALED CARBON DIOXID |  | MODULEENDTIDALCO2-GE-E-MINIC-00 | MODULEENDTIDALCO2 | E-MINIC-00 |  |  |  | GE | Module, End Tidal CO2 |  | MODULEENDTIDALCO2-GE-E-MINIC-00 |  |  |  |  | Covered PM Repair - Biomedical | MHHS-TMC
NO | NO |  |  |  | 069-41064 |  | GE Medical Systems | E-MINI C MODULE |  |  | TMC - PACU - ROBERTSON (2R) | MHHS-TMC |  | Module, End Tidal CO2 |  | 069-41064 |  | TMC |  | TMC - PACU - ROBERTSON (2R) | [5 empty] | PHYSIOLOGIC MONITOR MODULES, EXHALED CARBON DIOXID |  | MODULEENDTIDALCO2-GE-E-MINIC-00 | MODULEENDTIDALCO2 | E-MINIC-00 |  |  |  | GE | Module, End Tidal CO2 |  | MODULEENDTIDALCO2-GE-E-MINIC-00 |  |  |  |  | Covered PM Repair - Biomedical | MHHS-TMC
NO | NO |  |  |  | 069-41065 |  | GE Medical Systems | E-MINI C MODULE |  |  | TMC - PACU - ROBERTSON (2R) | MHHS-TMC |  | Module, End Tidal CO2 |  | 069-41065 |  | TMC |  | TMC - PACU - ROBERTSON (2R) | [5 empty] | PHYSIOLOGIC MONITOR MODULES, EXHALED CARBON DIOXID |  | MODULEENDTIDALCO2-GE-E-MINIC-00 | MODULEENDTIDALCO2 | E-MINIC-00 |  |  |  | GE | Module, End Tidal CO2 |  | MODULEENDTIDALCO2-GE-E-MINIC-00 |  |  |  |  | Covered PM Repair - Biomedical | MHHS-TMC
NO | NO |  |  |  | 069-41073 |  | GE Medical Systems | E-MINI C MODULE |  |  | TMC - PACU - ROBERTSON (2R) | MHHS-TMC |  | Module, End Tidal CO2 |  | 069-41073 |  | TMC |  | TMC - PACU - ROBERTSON (2R) | [5 empty] | PHYSIOLOGIC MONITOR MODULES, EXHALED CARBON DIOXID |  | MODULEENDTIDALCO2-GE-E-MINIC-00 | MODULEENDTIDALCO2 | E-MINIC-00 |  |  |  | GE | Module, End Tidal CO2 |  | MODULEENDTIDALCO2-GE-E-MINIC-00 |  |  |  |  | Covered PM Repair - Biomedical | MHHS-TMC
NO | NO |  |  |  | 069-41304 |  | GE Medical Systems | E-MINI C MODULE |  |  | TMC - PACU - ROBERTSON (2R) | MHHS-TMC |  | Module, End Tidal CO2 |  | 069-41304 |  | TMC |  | TMC - PACU - ROBERTSON (2R) | [5 empty] | PHYSIOLOGIC MONITOR MODULES, EXHALED CARBON DIOXID |  | MODULEENDTIDALCO2-GE-E-MINIC-00 | MODULEENDTIDALCO2 | E-MINIC-00 |  |  |  | GE | Module, End Tidal CO2 |  | MODULEENDTIDALCO2-GE-E-MINIC-00 |  |  |  |  | Covered PM Repair - Biomedical | MHHS-TMC
NO | YES |  |  |  | 151-01552 | 151-01552 | GE Medical Systems | E-SCAIO |  | SGV16510101HA | CY-Cardiac Cath Lab | MHHS-Cypress |  | Module, Medical Gas |  | 151-01552 | 151-01552 | Northwest | MHHS-Cypress | CY-Cardiac Cath Lab | Cath lab 1 | 3/1/18 | 3/1/19 |  |  | PHYSIOLOGIC MONITOR MODULES, ANESTHETIC GAS | Module, Medical Gas | MODULEMEDICALGAS-Datex-Ohmeda-E-sCAiO | MODULEMEDICALGAS | E-sCAiO |  |  |  | Datex-Ohmeda | Module, Medical Gas |  |  | MODULEMEDICALGAS-Datex-Ohmeda-E-sCAiO |  |  | MDRG-A | Covered PM Repair - Biomedical | MHHS-Cypress | [8 empty] | MODULEMEDICALGAS | Module, Medical Gas | Datex-Ohmeda
NO | YES |  |  |  | 151-01553 | 151-01553 | GE Medical Systems | E-SCAIO |  | SGV16500001HA | CY-Labor & Delivery | MHHS-Cypress |  | Module, Medical Gas |  | 151-01553 | 151-01553 | Northwest | MHHS-Cypress | CY-Labor & Delivery | C-Section 2 | 5/1/19 |  |  |  | PHYSIOLOGIC MONITOR MODULES, ANESTHETIC GAS | Module, Medical Gas | MODULEMEDICALGAS-Datex-Ohmeda-E-sCAiO | MODULEMEDICALGAS | E-sCAiO |  |  |  | Datex-Ohmeda | Module, Medical Gas |  |  | MODULEMEDICALGAS-Datex-Ohmeda-E-sCAiO |  |  | MDRG-A | Covered PM Repair - Biomedical | MHHS-Cypress | [8 empty] | MODULEMEDICALGAS | Module, Medical Gas | Datex-Ohmeda
NO | YES |  |  |  | 151-01554 | 151-01554 | GE Medical Systems | E-SCAIO |  | SGV16500169HA | CY-Labor & Delivery | MHHS-Cypress |  | Module, Medical Gas |  | 151-01554 | 151-01554 | Northwest | MHHS-Cypress | CY-Labor & Delivery | C section 1 | 5/1/19 |  |  |  | PHYSIOLOGIC MONITOR MODULES, ANESTHETIC GAS | Module, Medical Gas | MODULEMEDICALGAS-Datex-Ohmeda-E-sCAiO | MODULEMEDICALGAS | E-sCAiO |  |  |  | Datex-Ohmeda | Module, Medical Gas |  |  | MODULEMEDICALGAS-Datex-Ohmeda-E-sCAiO |  |  | MDRG-A | Covered PM Repair - Radiology, Low End | MHHS-Cypress | [8 empty] | MODULEMEDICALGAS | Module, Medical Gas | Datex-Ohmeda
NO | YES |  |  |  | 151-01551 | 151-01551 | GE Medical Systems | E-SCAIO |  | SGV16500006HA | CY-OR | MHHS-Cypress |  | Module, Medical Gas |  | 151-01551 | 151-01551 | Northwest | MHHS-Cypress | CY-OR | Or 5 | 5/1/19 | 5/1/20 |  |  | PHYSIOLOGIC MONITOR MODULES, ANESTHETIC GAS | Module, Medical Gas | MODULEMEDICALGAS-Datex-Ohmeda-E-sCAiO | MODULEMEDICALGAS | E-sCAiO |  |  |  | Datex-Ohmeda | Module, Medical Gas |  |  | MODULEMEDICALGAS-Datex-Ohmeda-E-sCAiO |  |  | MDRG-A | Covered PM Repair - Radiology, Low End | MHHS-Cypress | [8 empty] | MODULEMEDICALGAS | Module, Medical Gas | Datex-Ohmeda
NO | YES |  |  |  | 151-01555 | 151-01555 | GE Medical Systems | E-SCAIO |  | SGV16470148HA | CY-OR | MHHS-Cypress |  | Module, Medical Gas |  | 151-01555 | 151-01555 | Northwest | MHHS-Cypress | CY-OR | Or 7 | 5/1/19 | 5/1/20 |  |  | PHYSIOLOGIC MONITOR MODULES, ANESTHETIC GAS | Module, Medical Gas | MODULEMEDICALGAS-Datex-Ohmeda-E-sCAiO | MODULEMEDICALGAS | E-sCAiO |  |  |  | Datex-Ohmeda | Module, Medical Gas |  |  | MODULEMEDICALGAS-Datex-Ohmeda-E-sCAiO |  |  | MDRG-A | Covered PM Repair - Radiology, Low End | MHHS-Cypress | [8 empty] | MODULEMEDICALGAS | Module, Medical Gas | Datex-Ohmeda
NO | YES |  |  |  | 151-02700 | 151-02700 | GE Medical Systems | E-SCAIO |  | SGV18360140HA | CY-Endoscopy | MHHS-Cypress |  | Module, Medical Gas |  | 151-02700 | 151-02700 | Northwest | MHHS-Cypress | CY-Endoscopy | Cardiac cath lab | 12/1/19 | 12/1/20 |  |  | PHYSIOLOGIC MONITOR MODULES, ANESTHETIC GAS | Module, Medical Gas | MODULEMEDICALGAS-Datex-Ohmeda-E-sCAiO | MODULEMEDICALGAS | E-sCAiO |  |  |  | Datex-Ohmeda | Module, Medical Gas |  |  | MODULEMEDICALGAS-Datex-Ohmeda-E-sCAiO |  |  | MDRG-A | Covered PM Repair - Radiology, Low End | MHHS-Cypress | [8 empty] | MODULEMEDICALGAS | Module, Medical Gas | Datex-Ohmeda
NO | YES |  |  |  | 009-09926 | 009-09926 | GE Medical Systems | E-SCAIO |  | SGV15290078HA | GH-OR Anesthesia | MHHS-Greater Heights |  | Module, Medical Gas |  | 009-09926 | 009-09926 | Central | MHHS-Greater Heights | GH-OR Anesthesia | OR | 9/1/19 |  | 9/1/20 |  | PHYSIOLOGIC MONITOR MODULES, ANESTHETIC GAS | Module, Medical Gas | MODULEMEDICALGAS-Datex-Ohmeda-E-sCAiO | MODULEMEDICALGAS | E-sCAiO |  |  |  | Datex-Ohmeda | Module, Medical Gas |  |  | MODULEMEDICALGAS-Datex-Ohmeda-E-sCAiO | 10/23/14 |  | MDRG-A | Covered PM Repair - Biomedical | MHHS-Greater Heights | [8 empty] | MODULEMEDICALGAS | Module, Medical Gas | Datex-Ohmeda
NO | YES |  |  |  | 009-09927 | 009-09927 | GE Medical Systems | E-SCAIO |  | SGV15290093HA | GH-OR Anesthesia | MHHS-Greater Heights |  | Module, Medical Gas |  | 009-09927 | 009-09927 | Central | MHHS-Greater Heights | GH-OR Anesthesia | OR | 9/1/19 |  | 9/1/20 |  | PHYSIOLOGIC MONITOR MODULES, ANESTHETIC GAS | Module, Medical Gas | MODULEMEDICALGAS-Datex-Ohmeda-E-sCAiO | MODULEMEDICALGAS | E-sCAiO |  |  |  | Datex-Ohmeda | Module, Medical Gas |  |  | MODULEMEDICALGAS-Datex-Ohmeda-E-sCAiO |  |  | MDRG-A | Covered PM Repair - Biomedical | MHHS-Greater Heights | [8 empty] | MODULEMEDICALGAS | Module, Medical Gas | Datex-Ohmeda
NO | YES |  |  |  | 009-09928 | 009-09928 | GE Medical Systems | E-SCAIO |  | SGV15290105HA | GH-OR Anesthesia | MHHS-Greater Heights |  | Module, Medical Gas |  | 009-09928 | 009-09928 | Central & Greater Heights | MHHS-Greater Heights | GH-OR Anesthesia | Room 8 | 9/1/19 |  | 9/1/20 |  | PHYSIOLOGIC MONITOR MODULES, ANESTHETIC GAS | Module, Medical Gas | MODULEMEDICALGAS-Datex-Ohmeda-E-sCAiO | MODULEMEDICALGAS | E-sCAiO |  |  |  | Datex-Ohmeda | Module, Medical Gas |  |  | MODULEMEDICALGAS-Datex-Ohmeda-E-sCAiO |  |  | MDRG-A | Covered PM Repair - Biomedical | MHHS-Greater Heights | [8 empty] | MODULEMEDICALGAS | Module, Medical Gas | Datex-Ohmeda
NO | YES |  |  |  | 041-20598 | 041-20598 | GE Medical Systems | E-SCAIO |  | SGV14485391HA | MEMORIAL CITY - CATH LAB | MHHS-Mem City |  | Module, Medical Gas |  | 041-20598 | 041-20598 | West | Heart | MEMORIAL CITY - CATH LAB | EP 215.1 Cath Lab 1 |  |  |  |  | PHYSIOLOGIC MONITOR MODULES, ANESTHETIC GAS |  | MODULEMEDICALGAS-Datex-Ohmeda-E-sCAiO | MODULEMEDICALGAS | E-sCAiO |  |  |  | Datex-Ohmeda | Module, Medical Gas |  |  | MODULEMEDICALGAS-Datex-Ohmeda-E-sCAiO |  |  |  | Covered PM Repair - Biomedical | MHHS-Mem City
NO | YES |  |  |  | 041-32926 | 041-32926 | GE Medical Systems | E-SCAIO |  | SGV19070117HA | MEMORIAL CITY - MOR | MHHS-Mem City |  | Module, Medical Gas |  | 041-32926 | 041-32926 | West | Memorial city -memorial herman hospital center | MEMORIAL CITY - MOR | Procedure room 2 |  |  |  |  | PHYSIOLOGIC MONITOR MODULES, ANESTHETIC GAS |  | MODULEMEDICALGAS-Datex-Ohmeda-E-sCAiO | MODULEMEDICALGAS | E-sCAiO |  |  |  | Datex-Ohmeda | Module, Medical Gas |  |  | MODULEMEDICALGAS-Datex-Ohmeda-E-sCAiO |  |  |  | Not Covered Vendor Only - Biomedical | MHHS-Mem City
NO | YES |  |  |  | 041-32141 | 041-32141 | GE Medical Systems | E-SCAIO |  | SGV18060040HA | MEMORIAL CITY - CATH LAB | MHHS-Mem City |  | Module, Medical Gas |  | 041-32141 | 041-32141 | West | Memorial herman heart and vascular - memorial city | MEMORIAL CITY - CATH LAB | Ct room 2 |  |  |  |  | PHYSIOLOGIC MONITOR MODULES, ANESTHETIC GAS |  | MODULEMEDICALGAS-Datex-Ohmeda-E-sCAiO | MODULEMEDICALGAS | E-sCAiO |  |  |  | Datex-Ohmeda | Module, Medical Gas |  |  | MODULEMEDICALGAS-Datex-Ohmeda-E-sCAiO |  |  |  | Covered PM Repair - Biomedical | MHHS-Mem City
NO | YES |  |  |  | 041-18983 | 041-18983 | GE Medical Systems | E-SCAIO |  | sgv17140063ha | Memorial City-Labor & Delivery | MHHS-Mem City |  | Module, Medical Gas |  | 041-18983 | 041-18983 | West | MHHS-Mem City | Memorial City-Labor & Delivery | O.R4 | 10/1/19 |  |  |  | PHYSIOLOGIC MONITOR MODULES, ANESTHETIC GAS |  | MODULEMEDICALGAS-Datex-Ohmeda-E-sCAiO | MODULEMEDICALGAS | E-sCAiO |  |  |  | Datex-Ohmeda | Module, Medical Gas |  |  | MODULEMEDICALGAS-Datex-Ohmeda-E-sCAiO |  |  |  | Covered PM Repair - Biomedical | MHHS-Mem City
NO | YES |  |  |  | 041-19408 | 041-19408 | GE Medical Systems | E-SCAIO |  | SGV15420156HA | MEMORIAL CITY - MHT - JHC OR | MHHS-Mem City |  | Module, Medical Gas |  | 041-19408 | 041-19408 | West | Memorial Hermann - Memorial City | MEMORIAL CITY - MHT - JHC OR | 11th Floor OR 8 |  |  |  |  | PHYSIOLOGIC MONITOR MODULES, ANESTHETIC GAS |  | MODULEMEDICALGAS-Datex-Ohmeda-E-sCAiO | MODULEMEDICALGAS | E-sCAiO |  |  |  | Datex-Ohmeda | Module, Medical Gas |  |  | MODULEMEDICALGAS-Datex-Ohmeda-E-sCAiO |  |  |  | Covered PM Repair - Biomedical | MHHS-Mem City
NO | YES |  |  |  | 041-19410 | 041-19410 | GE Medical Systems | E-SCAIO |  | SGV15420050HA | MEMORIAL CITY - ANESTHESIOLOGY | MHHS-Mem City |  | Module, Medical Gas |  | 041-19410 | 041-19410 | West | Memorial Hermann - Memorial City | MEMORIAL CITY - ANESTHESIOLOGY | Cath Lab 1 |  |  |  |  | PHYSIOLOGIC MONITOR MODULES, ANESTHETIC GAS |  | MODULEMEDICALGAS-Datex-Ohmeda-E-sCAiO | MODULEMEDICALGAS | E-sCAiO |  |  |  | Datex-Ohmeda | Module, Medical Gas |  |  | MODULEMEDICALGAS-Datex-Ohmeda-E-sCAiO |  |  |  | Covered PM Repair - Biomedical | MHHS-Mem City
NO | YES |  |  |  | 041-19412 | 041-19412 | GE Medical Systems | E-SCAIO |  | SGV15420129HA | MEMORIAL CITY - MHT - JHC OR | MHHS-Mem City |  | Module, Medical Gas |  | 041-19412 | 041-19412 | West | West | MEMORIAL CITY - MHT - JHC OR | MH11: 504 OR11 |  |  |  |  | PHYSIOLOGIC MONITOR MODULES, ANESTHETIC GAS |  | MODULEMEDICALGAS-Datex-Ohmeda-E-sCAiO | MODULEMEDICALGAS | E-sCAiO |  |  |  | Datex-Ohmeda | Module, Medical Gas |  |  | MODULEMEDICALGAS-Datex-Ohmeda-E-sCAiO |  |  |  | Covered PM Repair - Biomedical | MHHS-Mem City
NO | YES |  |  |  | 041-19416 | 041-19416 | GE Medical Systems | E-SCAIO |  | SGV15410153HA | MEMORIAL CITY - MHT - JHC OR | MHHS-Mem City |  | Module, Medical Gas |  | 041-19416 | 041-19416 | West | West | MEMORIAL CITY - MHT - JHC OR | MH11:507 OR7 |  |  |  |  | PHYSIOLOGIC MONITOR MODULES, ANESTHETIC GAS |  | MODULEMEDICALGAS-Datex-Ohmeda-E-sCAiO | MODULEMEDICALGAS | E-sCAiO |  |  |  | Datex-Ohmeda | Module, Medical Gas |  |  | MODULEMEDICALGAS-Datex-Ohmeda-E-sCAiO |  |  |  | Covered PM Repair - Biomedical | MHHS-Mem City
NO | YES |  |  |  | 041-20659 | 041-20659 | GE Medical Systems | E-SCAIO |  | SGV16430002HA | MEMORIAL CITY - ANESTHESIOLOGY | MHHS-Mem City |  | Module, Medical Gas |  | 041-20659 | 041-20659 | West | Memorial Hermann Memorial City Medical Center | MEMORIAL CITY - ANESTHESIOLOGY | Surgery room 10 |  |  |  |  | PHYSIOLOGIC MONITOR MODULES, ANESTHETIC GAS |  | MODULEMEDICALGAS-Datex-Ohmeda-E-sCAiO | MODULEMEDICALGAS | E-sCAiO |  |  |  | Datex-Ohmeda | Module, Medical Gas |  |  | MODULEMEDICALGAS-Datex-Ohmeda-E-sCAiO |  |  |  | Covered PM Repair - Biomedical | MHHS-Mem City
NO | YES |  |  |  | 041-32582 | 041-32582 | GE Medical Systems | E-SCAIO |  | SGV18210072HA | MEMORIAL CITY - Orthopedics Surgery | MHHS-Mem City |  | Module, Medical Gas |  | 041-32582 | 041-32582 | West | Memorial City - Memorial Hermann Hospital | MEMORIAL CITY - Orthopedics Surgery | MH11 506 OR 6 |  |  |  |  | PHYSIOLOGIC MONITOR MODULES, ANESTHETIC GAS |  | MODULEMEDICALGAS-Datex-Ohmeda-E-sCAiO | MODULEMEDICALGAS | E-sCAiO |  |  |  | Datex-Ohmeda | Module, Medical Gas |  |  | MODULEMEDICALGAS-Datex-Ohmeda-E-sCAiO |  |  |  | Covered PM Repair - Biomedical | MHHS-Mem City
NO | YES |  |  |  | 041-32584 | 041-32584 | GE Medical Systems | E-SCAIO |  | SGV18210082HA | MEMORIAL CITY - ANESTHESIOLOGY | MHHS-Mem City |  | Module, Medical Gas |  | 041-32584 | 041-32584 | West | Memorial Hermann Memorial City Medical Center | MEMORIAL CITY - ANESTHESIOLOGY | OR 7 |  |  |  |  | PHYSIOLOGIC MONITOR MODULES, ANESTHETIC GAS |  | MODULEMEDICALGAS-Datex-Ohmeda-E-sCAiO | MODULEMEDICALGAS | E-sCAiO |  |  |  | Datex-Ohmeda | Module, Medical Gas |  |  | MODULEMEDICALGAS-Datex-Ohmeda-E-sCAiO |  |  |  | Not Covered Vendor Only - Biomedical | MHHS-Mem City
NO | YES |  |  |  | 142-06810 | 142-06810 | GE Medical Systems | E-SCAIO |  | SGV15210197HA | NE-OR | MHHS-Northeast |  | Module, Medical Gas |  | 142-06810 | 142-06810 | Katy | MHHS-Northeast | NE-OR | Or 4 | 6/1/19 | 6/1/20 |  |  | PHYSIOLOGIC MONITOR MODULES, ANESTHETIC GAS | Module, Medical Gas | MODULEMEDICALGAS-Datex-Ohmeda-E-sCAiO | MODULEMEDICALGAS | E-sCAiO |  |  |  | Datex-Ohmeda | Module, Medical Gas |  |  | MODULEMEDICALGAS-Datex-Ohmeda-E-sCAiO | 2/13/14 |  | MDRG-A | Covered PM Repair - Biomedical | MHHS-Northeast | [8 empty] | MODULEMEDICALGAS | Module, Medical Gas | Datex-Ohmeda
NO | YES |  |  |  | 142-06811 | 142-06811 | GE Medical Systems | E-SCAIO |  | SGV14449168HA | NE-OR | MHHS-Northeast |  | Module, Medical Gas |  | 142-06811 | 142-06811 | Katy | MHHS-Northeast | NE-OR | OR 8 | 6/1/19 | 6/1/20 |  |  | PHYSIOLOGIC MONITOR MODULES, ANESTHETIC GAS | Module, Medical Gas | MODULEMEDICALGAS-Datex-Ohmeda-E-sCAiO | MODULEMEDICALGAS | E-sCAiO |  |  |  | Datex-Ohmeda | Module, Medical Gas |  |  | MODULEMEDICALGAS-Datex-Ohmeda-E-sCAiO |  |  | MDRG-A | Covered PM Repair - Radiology, Low End | MHHS-Northeast | [8 empty] | MODULEMEDICALGAS | Module, Medical Gas | Datex-Ohmeda
NO | YES |  |  |  | 142-05987 | 142-05987 | GE Medical Systems | E-SCAIO |  | SGV14381611HA | NE-Anesthesia | MHHS-Northeast |  | Module, Medical Gas |  | 142-05987 | 142-05987 | Katy | MHHS-Northeast | NE-Anesthesia | Or 6 | 7/1/19 | 7/1/20 |  |  | PHYSIOLOGIC MONITOR MODULES, ANESTHETIC GAS | Module, Medical Gas | MODULEMEDICALGAS-Datex-Ohmeda-E-sCAiO | MODULEMEDICALGAS | E-sCAiO |  |  |  | Datex-Ohmeda | Module, Medical Gas |  |  | MODULEMEDICALGAS-Datex-Ohmeda-E-sCAiO |  |  | MDRG-A | Covered PM Repair - Radiology, Low End | MHHS-Northeast | [8 empty] | MODULEMEDICALGAS | Module, Medical Gas | Datex-Ohmeda
NO | YES |  |  |  | 142-06957 | 142-06957 | GE Medical Systems | E-SCAIO |  | SGV16370151HA | NE-OR | MHHS-Northeast |  | Module, Medical Gas |  | 142-06957 | 142-06957 | Katy | MHHS-Northeast | NE-OR | OR1 | 6/1/19 | 6/1/20 |  |  | PHYSIOLOGIC MONITOR MODULES, ANESTHETIC GAS | Module, Medical Gas | MODULEMEDICALGAS-Datex-Ohmeda-E-sCAiO | MODULEMEDICALGAS | E-sCAiO |  |  |  | Datex-Ohmeda | Module, Medical Gas |  |  | MODULEMEDICALGAS-Datex-Ohmeda-E-sCAiO |  |  | MDRG-A | Covered PM Repair - Radiology, Low End | MHHS-Northeast | [8 empty] | MODULEMEDICALGAS | Module, Medical Gas | Datex-Ohmeda
NO | YES |  |  |  | 142-07211 | 142-07211 | GE Medical Systems | E-SCAIO |  | SGV18240035HA | NE-OR | MHHS-Northeast |  | Module, Medical Gas |  | 142-07211 | 142-07211 | Katy | MHHS-Northeast | NE-OR | Or 3 | 12/1/19 | 12/1/20 |  |  | PHYSIOLOGIC MONITOR MODULES, ANESTHETIC GAS | Module, Medical Gas | MODULEMEDICALGAS-Datex-Ohmeda-E-sCAiO | MODULEMEDICALGAS | E-sCAiO |  |  |  | Datex-Ohmeda | Module, Medical Gas |  |  | MODULEMEDICALGAS-Datex-Ohmeda-E-sCAiO | 4/12/14 |  | MDRG-A | Covered PM Repair - Radiology, Low End | MHHS-Northeast | [8 empty] | MODULEMEDICALGAS | Module, Medical Gas | Datex-Ohmeda
NO | YES |  |  |  | 142-07454 | 142-07454 | GE Medical Systems | E-SCAIO |  | SGV18240034HA | NE - OR | MHHS-Northeast |  | Module, Medical Gas |  | 142-07454 | 142-07454 | Katy |  | NE - OR | [5 empty] | PHYSIOLOGIC MONITOR MODULES, ANESTHETIC GAS |  | MODULEMEDICALGAS-Datex-Ohmeda-E-sCAiO | MODULEMEDICALGAS | E-sCAiO |  |  |  | Datex-Ohmeda | Module, Medical Gas |  |  | MODULEMEDICALGAS-Datex-Ohmeda-E-sCAiO |  |  |  | Covered PM Repair - Radiology, Low End | MHHS-Northeast
NO | YES |  |  |  | 142-07975 | 142-07975 | GE Medical Systems | E-SCAIO |  | SGV18240023HA | NE-OR | MHHS-Northeast |  | Module, Medical Gas |  | 142-07975 | 142-07975 | Katy | MHHS-Northeast | NE-OR | OR Hybrid Room | 12/1/19 | 12/1/20 |  |  | PHYSIOLOGIC MONITOR MODULES, ANESTHETIC GAS | Module, Medical Gas | MODULEMEDICALGAS-Datex-Ohmeda-E-sCAiO | MODULEMEDICALGAS | E-sCAiO |  |  |  | Datex-Ohmeda | Module, Medical Gas |  |  | MODULEMEDICALGAS-Datex-Ohmeda-E-sCAiO |  |  | MDRG-A | Covered PM Repair - Radiology, Low End | MHHS-Northeast | [8 empty] | MODULEMEDICALGAS | Module, Medical Gas | Datex-Ohmeda
NO | YES |  |  |  | 142-08308 | 142-08308 | GE Medical Systems | E-SCAIO |  | sgv19230093ha | NE-OR | MHHS-Northeast |  | Module, Medical Gas |  | 142-08308 | 142-08308 | Katy | MHHS-Northeast | NE-OR | OR 4 | 8/1/19 | 8/1/20 |  |  | PHYSIOLOGIC MONITOR MODULES, ANESTHETIC GAS | Module, Medical Gas | MODULEMEDICALGAS-Datex-Ohmeda-E-sCAiO | MODULEMEDICALGAS | E-sCAiO |  |  |  | Datex-Ohmeda | Module, Medical Gas |  |  | MODULEMEDICALGAS-Datex-Ohmeda-E-sCAiO |  |  | MDRG-A | Covered PM Repair - Biomedical | MHHS-Northeast | [8 empty] | MODULEMEDICALGAS | Module, Medical Gas | Datex-Ohmeda
NO | YES |  |  |  | 145-00568 | 145-00568 | GE Medical Systems | E-SCAIO |  | SGV15470107HA | Pearland-OR | MHHS-Pearland Hospital |  | Module, Medical Gas |  | 145-00568 | 145-00568 | Pearland | MHHS-Pearland Hospital | Pearland-OR | OR2 | 10/1/19 | 10/1/20 |  |  | PHYSIOLOGIC MONITOR MODULES, ANESTHETIC GAS | Module, Medical Gas | MODULEMEDICALGAS-Datex-Ohmeda-E-sCAiO | MODULEMEDICALGAS | E-sCAiO |  |  |  | Datex-Ohmeda | Module, Medical Gas |  |  | MODULEMEDICALGAS-Datex-Ohmeda-E-sCAiO |  |  | MDRG-A | Covered PM Repair - Biomedical | MHHS-Pearland Hospital | [8 empty] | MODULEMEDICALGAS | Module, Medical Gas | Datex-Ohmeda
NO | YES |  |  |  | 145-00566 | 145-00566 | GE Medical Systems | E-SCAIO |  | SGV15470042HA | Pearland-OR-Anesthesia | MHHS-Pearland Hospital |  | Module, Medical Gas |  | 145-00566 | 145-00566 | Pearland | MHHS-Pearland Hospital | Pearland-OR-Anesthesia | Pearland OR4 | 11/1/19 | 11/1/20 |  |  | PHYSIOLOGIC MONITOR MODULES, ANESTHETIC GAS | Module, Medical Gas | MODULEMEDICALGAS-Datex-Ohmeda-E-sCAiO | MODULEMEDICALGAS | E-sCAiO |  |  |  | Datex-Ohmeda | Module, Medical Gas |  |  | MODULEMEDICALGAS-Datex-Ohmeda-E-sCAiO | 7/1/17 |  | MDRG-A | Covered PM Repair - Biomedical | MHHS-Pearland Hospital | [8 empty] | MODULEMEDICALGAS | Module, Medical Gas | Datex-Ohmeda
NO | YES |  |  |  | 145-00567 | 145-00567 | GE Medical Systems | E-SCAIO |  | SGV15470021HA | Pearland-OR-Anesthesia | MHHS-Pearland Hospital |  | Module, Medical Gas |  | 145-00567 | 145-00567 | Pearland | MHHS-Pearland Hospital | Pearland-OR-Anesthesia | PEARLAND - Endoscopy | 10/1/19 | 10/1/20 |  |  | PHYSIOLOGIC MONITOR MODULES, ANESTHETIC GAS | Module, Medical Gas | MODULEMEDICALGAS-Datex-Ohmeda-E-sCAiO | MODULEMEDICALGAS | E-sCAiO |  |  |  | Datex-Ohmeda | Module, Medical Gas |  |  | MODULEMEDICALGAS-Datex-Ohmeda-E-sCAiO | 5/1/16 |  | MDRG-A | Covered PM Repair - Radiology, Low End | MHHS-Pearland Hospital | [8 empty] | MODULEMEDICALGAS | Module, Medical Gas | Datex-Ohmeda
NO | YES |  |  |  | 145-00569 | 145-00569 | GE Medical Systems | E-SCAIO |  | SGV15470302HA | Pearland-OR | MHHS-Pearland Hospital |  | Module, Medical Gas |  | 145-00569 | 145-00569 | Pearland | MHHS-Pearland Hospital | Pearland-OR | OR 3 | 11/1/19 | 11/1/20 |  |  | PHYSIOLOGIC MONITOR MODULES, ANESTHETIC GAS | Module, Medical Gas | MODULEMEDICALGAS-Datex-Ohmeda-E-sCAiO | MODULEMEDICALGAS | E-sCAiO |  |  |  | Datex-Ohmeda | Module, Medical Gas |  |  | MODULEMEDICALGAS-Datex-Ohmeda-E-sCAiO | 6/27/18 |  | MDRG-A | Covered PM Repair - Radiology, Low End | MHHS-Pearland Hospital | [8 empty] | MODULEMEDICALGAS | Module, Medical Gas | Datex-Ohmeda
NO | YES |  |  |  | 145-00572 | 145-00572 | GE Medical Systems | E-SCAIO |  | SGV15460002HA | Pearland-OR-Anesthesia | MHHS-Pearland Hospital |  | Module, Medical Gas |  | 145-00572 | 145-00572 | Pearland | MHHS-Pearland Hospital | Pearland-OR-Anesthesia | OR C SECTION | 10/1/19 | 10/1/20 |  |  | PHYSIOLOGIC MONITOR MODULES, ANESTHETIC GAS | Module, Medical Gas | MODULEMEDICALGAS-Datex-Ohmeda-E-sCAiO | MODULEMEDICALGAS | E-sCAiO |  |  |  | Datex-Ohmeda | Module, Medical Gas |  |  | MODULEMEDICALGAS-Datex-Ohmeda-E-sCAiO | 8/24/19 |  | MDRG-A | Covered PM Repair - Radiology, Low End | MHHS-Pearland Hospital | [8 empty] | MODULEMEDICALGAS | Module, Medical Gas | Datex-Ohmeda
NO | YES |  |  |  | 145-00573 | 145-00573 | GE Medical Systems | E-SCAIO |  | SGV15470132HA | Pearland-OR-Anesthesia | MHHS-Pearland Hospital |  | Module, Medical Gas |  | 145-00573 | 145-00573 | Pearland | MHHS-Pearland Hospital | Pearland-OR-Anesthesia | OR1 | 12/1/19 | 12/1/20 |  |  | PHYSIOLOGIC MONITOR MODULES, ANESTHETIC GAS | Module, Medical Gas | MODULEMEDICALGAS-Datex-Ohmeda-E-sCAiO | MODULEMEDICALGAS | E-sCAiO |  |  |  | Datex-Ohmeda | Module, Medical Gas |  |  | MODULEMEDICALGAS-Datex-Ohmeda-E-sCAiO | 12/27/17 |  | MDRG-A | Covered PM Repair - Biomedical | MHHS-Pearland Hospital | [8 empty] | MODULEMEDICALGAS | Module, Medical Gas | Datex-Ohmeda
NO | YES |  |  |  | 145-01151 | 145-01151 | GE Medical Systems | E-SCAIO |  | SGV15470069HA | Pearland-OR | MHHS-Pearland Hospital |  | Module, Medical Gas |  | 145-01151 | 145-01151 | Pearland | MHHS-Pearland Hospital | Pearland-OR | Minor Procedure Room | 11/1/19 | 11/1/20 |  |  | PHYSIOLOGIC MONITOR MODULES, ANESTHETIC GAS | Module, Medical Gas | MODULEMEDICALGAS-Datex-Ohmeda-E-sCAiO | MODULEMEDICALGAS | E-sCAiO |  |  |  | Datex-Ohmeda | Module, Medical Gas |  |  | MODULEMEDICALGAS-Datex-Ohmeda-E-sCAiO | 12/1/19 |  | MDRG-A | Covered PM Repair - Radiology, Low End | MHHS-Pearland Hospital | [8 empty] | MODULEMEDICALGAS | Module, Medical Gas | Datex-Ohmeda
NO | YES |  |  |  | 005-06168 | 005-06168 | GE Medical Systems | E-SCAIO |  | SGV15220150HA | SE-OR | MHHS-Southeast |  | Module, Medical Gas |  | 005-06168 | 005-06168 | Southeast | MHHS-Southeast | SE-OR | Or 11 | 10/1/19 |  | 10/1/20 |  | PHYSIOLOGIC MONITOR MODULES, ANESTHETIC GAS |  | MODULEMEDICALGAS-Datex-Ohmeda-E-sCAiO | MODULEMEDICALGAS | E-sCAiO |  |  |  | Datex-Ohmeda | Module, Medical Gas |  |  | MODULEMEDICALGAS-Datex-Ohmeda-E-sCAiO |  |  |  | Covered PM Repair - Biomedical | MHHS-Southeast
NO | YES |  |  |  | 005-06169 | 005-06169 | GE Medical Systems | E-SCAIO |  | SGV15220153HA | SE-OR-Anesthesia | MHHS-Southeast |  | Module, Medical Gas |  | 005-06169 | 005-06169 | Southeast | MHHS-Southeast | SE-OR-Anesthesia | Hybrid OR | 4/1/19 |  | 4/1/20 |  | PHYSIOLOGIC MONITOR MODULES, ANESTHETIC GAS |  | MODULEMEDICALGAS-Datex-Ohmeda-E-sCAiO | MODULEMEDICALGAS | E-sCAiO |  |  |  | Datex-Ohmeda | Module, Medical Gas |  |  | MODULEMEDICALGAS-Datex-Ohmeda-E-sCAiO |  |  |  | Covered PM Repair - Biomedical | MHHS-Southeast
NO | YES |  |  |  | 005-06170 | 005-06170 | GE Medical Systems | E-SCAIO |  | SGV15230083HA - OR14 | SE-OR-Anesthesia | MHHS-Southeast |  | Module, Medical Gas |  | 005-06170 | 005-06170 | Southeast | MHHS-Southeast | SE-OR-Anesthesia | OR14 | 10/1/19 |  |  |  | PHYSIOLOGIC MONITOR MODULES, ANESTHETIC GAS |  | MODULEMEDICALGAS-Datex-Ohmeda-E-sCAiO | MODULEMEDICALGAS | E-sCAiO |  |  |  | Datex-Ohmeda | Module, Medical Gas |  |  | MODULEMEDICALGAS-Datex-Ohmeda-E-sCAiO |  |  |  | Covered PM Repair - Biomedical | MHHS-Southeast
NO | YES |  |  |  | 005-11873 | 005-11873 | GE Medical Systems | E-SCAIO |  | SGV18470100HA | SE-OR | MHHS-Southeast |  | Module, Medical Gas |  | 005-11873 | 005-11873 | Southeast | MHHS-Southeast | SE-OR | OR corridor | 3/1/20 |  |  |  | PHYSIOLOGIC MONITOR MODULES, ANESTHETIC GAS |  | MODULEMEDICALGAS-Datex-Ohmeda-E-sCAiO | MODULEMEDICALGAS | E-sCAiO |  |  |  | Datex-Ohmeda | Module, Medical Gas |  |  | MODULEMEDICALGAS-Datex-Ohmeda-E-sCAiO |  |  |  | Covered PM Repair - Biomedical | MHHS-Southeast
NO | YES |  |  |  | 005-12975 | 005-12975 | GE Medical Systems | E-SCAIO |  | SGV15340110HA | SE-OR | MHHS-Southeast |  | Module, Medical Gas |  | 005-12975 | 005-12975 | Southeast | MHHS-Southeast | SE-OR | Room 12 | 10/1/19 |  | 10/1/20 |  | PHYSIOLOGIC MONITOR MODULES, ANESTHETIC GAS |  | MODULEMEDICALGAS-Datex-Ohmeda-E-sCAiO | MODULEMEDICALGAS | E-sCAiO |  |  |  | Datex-Ohmeda | Module, Medical Gas |  |  | MODULEMEDICALGAS-Datex-Ohmeda-E-sCAiO | 10/29/13 |  |  | Covered PM Repair - Biomedical | MHHS-Southeast
NO | YES |  |  |  | 013-37624 | 013-37624 | GE Medical Systems | E-SCAIO |  | SGV16410144HA | SW-OR | MHHS-Southwest |  | Module, Medical Gas |  | 013-37624 | 013-37624 | Southwest | MHHS-Southwest | SW-OR | OR | 12/1/19 |  | 12/1/20 |  | PHYSIOLOGIC MONITOR MODULES, ANESTHETIC GAS | Module, Medical Gas | MODULEMEDICALGAS-Datex-Ohmeda-E-sCAiO | MODULEMEDICALGAS | E-sCAiO |  |  |  | Datex-Ohmeda | Module, Medical Gas |  |  | MODULEMEDICALGAS-Datex-Ohmeda-E-sCAiO |  |  | MDRG-A | Covered PM Repair - Biomedical | MHHS-Southwest | [8 empty] | MODULEMEDICALGAS | Module, Medical Gas | Datex-Ohmeda
NO | YES |  |  |  | 129-07083 | 129-07083 | GE Medical Systems | E-SCAIO |  | SGV16220134HA | Sugar Land-OR | MHHS-Sugarland |  | Module, Medical Gas |  | 129-07083 | 129-07083 | Sugar Land | MHHS-Sugarland | Sugar Land-OR | OR 6 | 8/1/19 |  | 8/1/20 |  | PHYSIOLOGIC MONITOR MODULES, ANESTHETIC GAS | Module, Medical Gas | MODULEMEDICALGAS-Datex-Ohmeda-E-sCAiO | MODULEMEDICALGAS | E-sCAiO |  |  |  | Datex-Ohmeda | Module, Medical Gas |  |  | MODULEMEDICALGAS-Datex-Ohmeda-E-sCAiO | 1/8/20 |  | MDRG-A | Not Covered Vendor Only - Rad, Low End | MHHS-Sugarland | [8 empty] | MODULEMEDICALGAS | Module, Medical Gas | Datex-Ohmeda
NO | YES |  |  |  | 129-07084 | 129-07084 | GE Medical Systems | E-SCAIO |  | SGV16220024HA | Sugar Land-OR | MHHS-Sugarland |  | Module, Medical Gas |  | 129-07084 | 129-07084 | Sugar Land | MHHS-Sugarland | Sugar Land-OR | OR 1 | 2/1/20 |  | 2/1/21 |  | PHYSIOLOGIC MONITOR MODULES, ANESTHETIC GAS | Module, Medical Gas | MODULEMEDICALGAS-Datex-Ohmeda-E-sCAiO | MODULEMEDICALGAS | E-sCAiO |  |  |  | Datex-Ohmeda | Module, Medical Gas |  |  | MODULEMEDICALGAS-Datex-Ohmeda-E-sCAiO |  |  | MDRG-A | Covered PM Repair - Biomedical | MHHS-Sugarland | [8 empty] | MODULEMEDICALGAS | Module, Medical Gas | Datex-Ohmeda
NO | YES |  |  |  | 129-06961 | 129-06961 | GE Medical Systems | E-SCAIO |  | SGV14159497HA | Sugar Land-OR | MHHS-Sugarland |  | Module, Medical Gas |  | 129-06961 | 129-06961 | Sugar Land | MHHS-Sugarland | Sugar Land-OR |  | 8/1/19 | 8/1/20 |  |  | PHYSIOLOGIC MONITOR MODULES, ANESTHETIC GAS | Module, Medical Gas | MODULEMEDICALGAS-Datex-Ohmeda-E-sCAiO | MODULEMEDICALGAS | E-sCAiO |  |  |  | Datex-Ohmeda | Module, Medical Gas |  |  | MODULEMEDICALGAS-Datex-Ohmeda-E-sCAiO |  |  | MDRG-A | Covered PM Repair - Biomedical | MHHS-Sugarland | [8 empty] | MODULEMEDICALGAS | Module, Medical Gas | Datex-Ohmeda
NO | YES |  |  |  | 129-07486 | 129-07486 | GE Medical Systems | E-SCAIO |  | SGV15220069HA | Sugar Land-OR | MHHS-Sugarland |  | Module, Medical Gas |  | 129-07486 | 129-07486 | Sugar Land | MHHS-Sugarland | Sugar Land-OR | L | 2/1/20 |  | 2/1/21 |  | PHYSIOLOGIC MONITOR MODULES, ANESTHETIC GAS | Module, Medical Gas | MODULEMEDICALGAS-Datex-Ohmeda-E-sCAiO | MODULEMEDICALGAS | E-sCAiO |  |  |  | Datex-Ohmeda | Module, Medical Gas |  |  | MODULEMEDICALGAS-Datex-Ohmeda-E-sCAiO |  |  | MDRG-A | Covered PM Repair - Radiology, Low End | MHHS-Sugarland | [8 empty] | MODULEMEDICALGAS | Module, Medical Gas | Datex-Ohmeda
NO | YES |  |  |  | 029-09642 | 029-09642 | GE Medical Systems | E-SCAIO |  | SGV14507919HA | Woodlands-OR | MHHS-Woodlands |  | Module, Medical Gas |  | 029-09642 | 029-09642 | Woodlands | MHHS-Woodlands | Woodlands-OR | Room 15 | 9/1/19 |  | 10/1/20 |  | PHYSIOLOGIC MONITOR MODULES, ANESTHETIC GAS | Module, Medical Gas | MODULEMEDICALGAS-Datex-Ohmeda-E-sCAiO | MODULEMEDICALGAS | E-sCAiO |  |  |  | Datex-Ohmeda | Module, Medical Gas |  |  | MODULEMEDICALGAS-Datex-Ohmeda-E-sCAiO | 5/15/18 |  | MDRG-A | Covered PM Repair - Radiology, Low End | MHHS-Woodlands | [8 empty] | MODULEMEDICALGAS | Module, Medical Gas | Datex-Ohmeda
NO | YES |  |  |  | 029-09695 | 029-09695 | GE Medical Systems | E-SCAIO |  | SGV15177481HA | Woodlands-OR | MHHS-Woodlands |  | Module, Medical Gas |  | 029-09695 | 029-09695 | Woodlands | MHHS-Woodlands | Woodlands-OR | OR Room 7 | 7/1/19 |  | 7/1/20 |  | PHYSIOLOGIC MONITOR MODULES, ANESTHETIC GAS | Module, Medical Gas | MODULEMEDICALGAS-Datex-Ohmeda-E-sCAiO | MODULEMEDICALGAS | E-sCAiO |  |  |  | Datex-Ohmeda | Module, Medical Gas |  |  | MODULEMEDICALGAS-Datex-Ohmeda-E-sCAiO | 1/1/21 |  | MDRG-A | Not Covered Vendor Only - Rad, High End | MHHS-Woodlands | [8 empty] | MODULEMEDICALGAS | Module, Medical Gas | Datex-Ohmeda
NO | YES |  |  |  | 029-09696 | 029-09696 | GE Medical Systems | E-SCAIO |  | SGV15200035HA | Woodlands-Anesthesia | MHHS-Woodlands |  | Module, Medical Gas |  | 029-09696 | 029-09696 | Woodlands | MHHS-Woodlands | Woodlands-Anesthesia | OR6 | 7/1/19 |  | 7/1/20 |  | PHYSIOLOGIC MONITOR MODULES, ANESTHETIC GAS | Module, Medical Gas | MODULEMEDICALGAS-Datex-Ohmeda-E-sCAiO | MODULEMEDICALGAS | E-sCAiO |  |  |  | Datex-Ohmeda | Module, Medical Gas |  |  | MODULEMEDICALGAS-Datex-Ohmeda-E-sCAiO |  |  | MDRG-A | Covered PM Repair - Radiology, Low End | MHHS-Woodlands | [8 empty] | MODULEMEDICALGAS | Module, Medical Gas | Datex-Ohmeda
NO | YES |  |  |  | 029-09697 | 029-09697 | GE Medical Systems | E-SCAIO |  | SGV15210125HA | Woodlands-Anesthesia | MHHS-Woodlands |  | Module, Medical Gas |  | 029-09697 | 029-09697 | Woodlands | MHHS-Woodlands | Woodlands-Anesthesia | OR 1 | 5/1/19 |  | 5/1/20 |  | PHYSIOLOGIC MONITOR MODULES, ANESTHETIC GAS | Module, Medical Gas | MODULEMEDICALGAS-Datex-Ohmeda-E-sCAiO | MODULEMEDICALGAS | E-sCAiO |  |  |  | Datex-Ohmeda | Module, Medical Gas |  |  | MODULEMEDICALGAS-Datex-Ohmeda-E-sCAiO |  |  | MDRG-A | Covered PM Repair - Biomedical | MHHS-Woodlands | [8 empty] | MODULEMEDICALGAS | Module, Medical Gas | Datex-Ohmeda
NO | YES |  |  |  | 029-12743 | 029-12743 | GE Medical Systems | E-SCAIO |  | SGV19200133HA | Woodlands-Birth Center | MHHS-Woodlands |  | Module, Medical Gas |  | 029-12743 | 029-12743 | Woodlands | MHHS-Woodlands | Woodlands-Birth Center | L | 11/1/19 |  | 3/1/20 |  | PHYSIOLOGIC MONITOR MODULES, ANESTHETIC GAS | Module, Medical Gas | MODULEMEDICALGAS-Datex-Ohmeda-E-sCAiO | MODULEMEDICALGAS | E-sCAiO |  |  |  | Datex-Ohmeda | Module, Medical Gas |  |  | MODULEMEDICALGAS-Datex-Ohmeda-E-sCAiO |  |  | MDRG-A | Covered PM Repair - Radiology, Low End | MHHS-Woodlands | [8 empty] | MODULEMEDICALGAS | Module, Medical Gas | Datex-Ohmeda
NO | YES |  |  |  | 029-12744 | 029-12744 | GE Medical Systems | E-SCAIO |  | SGV19190099HA | Woodlands-Birth Center | MHHS-Woodlands |  | Module, Medical Gas |  | 029-12744 | 029-12744 | Woodlands | MHHS-Woodlands | Woodlands-Birth Center | L | 11/1/19 |  | 11/1/20 |  | PHYSIOLOGIC MONITOR MODULES, ANESTHETIC GAS | Module, Medical Gas | MODULEMEDICALGAS-Datex-Ohmeda-E-sCAiO | MODULEMEDICALGAS | E-sCAiO |  |  |  | Datex-Ohmeda | Module, Medical Gas |  |  | MODULEMEDICALGAS-Datex-Ohmeda-E-sCAiO | 4/4/19 |  | MDRG-A | Covered PM Repair - Biomedical | MHHS-Woodlands | [8 empty] | MODULEMEDICALGAS | Module, Medical Gas | Datex-Ohmeda
YES | YES |  |  |  | 005-13034 | 005-13034 | GE Medical Systems | E-SCAIO |  | SGV18470151HA | SE - OR |  |  |  |  | 005-13034 | 005-13034 | Southeast | Memorial Hermann Southeast Hospital | SE - OR | Hybrid 2 | 1/1/20 |  | 1/1/21
YES | YES |  |  |  | 041-32509 | 041-32509 | GE Medical Systems | E-SCAIO |  | SGV16230032HA | Memorial City - Orthopedics Surgery |  |  |  |  | 041-32509 | 041-32509 | West | Memorial City - Memorial Hermann Hospital | Memorial City - Orthopedics Surgery | Anesthesia Workroom |  |  |  |  | PHYSIOLOGIC MONITOR MODULES, ANESTHETIC GAS
NO | NO |  |  |  | 151-02701 |  | GE Medical Systems | E-SCAIO |  | SGV18310050HA | CY - ENDOSCOPY | MHHS-Cypress |  | Module, Medical Gas |  | 151-02701 |  | Northwest & Cypress |  | CY - ENDOSCOPY | [5 empty] | PHYSIOLOGIC MONITOR MODULES, ANESTHETIC GAS |  | MODULEMEDICALGAS-Datex-Ohmeda-E-sCAiO | MODULEMEDICALGAS | E-sCAiO |  |  |  | Datex-Ohmeda | Module, Medical Gas |  |  | MODULEMEDICALGAS-Datex-Ohmeda-E-sCAiO |  |  |  | Covered PM Repair - Biomedical | MHHS-Cypress
NO | NO |  |  |  | 041-32924 |  | GE Medical Systems | E-SCAIO |  | SGV19070058HA/OR#3 | MEMORIAL CITY - ANESTHESIOLOGY | MHHS-Mem City |  | Module, Medical Gas |  | 041-32924 |  | West & Memorial City |  | MEMORIAL CITY - ANESTHESIOLOGY | [5 empty] | PHYSIOLOGIC MONITOR MODULES, ANESTHETIC GAS |  | MODULEMEDICALGAS-Datex-Ohmeda-E-sCAiO | MODULEMEDICALGAS | E-sCAiO |  |  |  | Datex-Ohmeda | Module, Medical Gas |  |  | MODULEMEDICALGAS-Datex-Ohmeda-E-sCAiO |  |  |  | Covered PM Repair - Biomedical | MHHS-Mem City
NO | NO |  |  |  | 041-20474 |  | GE Medical Systems | E-SCAIO |  | SGV16230032HA-IR #2 | MEMORIAL CITY - CATH LAB | MHHS-Mem City |  | Module, Medical Gas |  | 041-20474 |  | West & Memorial City |  | MEMORIAL CITY - CATH LAB | [5 empty] | PHYSIOLOGIC MONITOR MODULES, ANESTHETIC GAS |  | MODULEMEDICALGAS-Datex-Ohmeda-E-sCAiO | MODULEMEDICALGAS | E-sCAiO |  |  |  | Datex-Ohmeda | Module, Medical Gas |  |  | MODULEMEDICALGAS-Datex-Ohmeda-E-sCAiO |  |  |  | Covered PM Repair - Biomedical | MHHS-Mem City
NO | NO |  |  |  | 041-19414 |  | GE Medical Systems | E-SCAIO |  | SGV15420135HA | MEMORIAL CITY - MHT - JHC OR | MHHS-Mem City |  | Module, Medical Gas |  | 041-19414 |  | West & Memorial City |  | MEMORIAL CITY - MHT - JHC OR | [5 empty] | PHYSIOLOGIC MONITOR MODULES, ANESTHETIC GAS |  | MODULEMEDICALGAS-Datex-Ohmeda-E-sCAiO | MODULEMEDICALGAS | E-sCAiO |  |  |  | Datex-Ohmeda | Module, Medical Gas |  |  | MODULEMEDICALGAS-Datex-Ohmeda-E-sCAiO |  |  |  | Covered PM Repair - Biomedical | MHHS-Mem City
NO | NO |  |  |  | 041-19420 |  | GE Medical Systems | E-SCAIO |  | SGV15420158HA | MEMORIAL CITY - MHT - JHC OR | MHHS-Mem City |  | Module, Medical Gas |  | 041-19420 |  | West & Memorial City |  | MEMORIAL CITY - MHT - JHC OR | [5 empty] | PHYSIOLOGIC MONITOR MODULES, ANESTHETIC GAS |  | MODULEMEDICALGAS-Datex-Ohmeda-E-sCAiO | MODULEMEDICALGAS | E-sCAiO |  |  |  | Datex-Ohmeda | Module, Medical Gas |  |  | MODULEMEDICALGAS-Datex-Ohmeda-E-sCAiO |  |  |  | Covered PM Repair - Biomedical | MHHS-Mem City
NO | NO |  |  |  | 041-19422 |  | GE Medical Systems | E-SCAIO |  | SGV15420019HA | MEMORIAL CITY - MHT - JHC OR | MHHS-Mem City |  | Module, Medical Gas |  | 041-19422 |  | West & Memorial City |  | MEMORIAL CITY - MHT - JHC OR | [5 empty] | PHYSIOLOGIC MONITOR MODULES, ANESTHETIC GAS |  | MODULEMEDICALGAS-Datex-Ohmeda-E-sCAiO | MODULEMEDICALGAS | E-sCAiO |  |  |  | Datex-Ohmeda | Module, Medical Gas |  |  | MODULEMEDICALGAS-Datex-Ohmeda-E-sCAiO |  |  |  | Covered PM Repair - Biomedical | MHHS-Mem City
NO | NO |  |  |  | 041-32917 |  | GE Medical Systems | E-SCAIO |  | SGV18500184HA | MEMORIAL CITY - MOR | MHHS-Mem City |  | Module, Medical Gas |  | 041-32917 |  | West & Memorial City |  | MEMORIAL CITY - MOR | [5 empty] | PHYSIOLOGIC MONITOR MODULES, ANESTHETIC GAS |  | MODULEMEDICALGAS-Datex-Ohmeda-E-sCAiO | MODULEMEDICALGAS | E-sCAiO |  |  |  | Datex-Ohmeda | Module, Medical Gas |  |  | MODULEMEDICALGAS-Datex-Ohmeda-E-sCAiO |  |  |  | Covered PM Repair - Biomedical | MHHS-Mem City
NO | NO |  |  |  | 041-32919 |  | GE Medical Systems | E-SCAIO |  | SGV18500242HA | MEMORIAL CITY - MOR | MHHS-Mem City |  | Module, Medical Gas |  | 041-32919 |  | West & Memorial City |  | MEMORIAL CITY - MOR | [5 empty] | PHYSIOLOGIC MONITOR MODULES, ANESTHETIC GAS |  | MODULEMEDICALGAS-Datex-Ohmeda-E-sCAiO | MODULEMEDICALGAS | E-sCAiO |  |  |  | Datex-Ohmeda | Module, Medical Gas |  |  | MODULEMEDICALGAS-Datex-Ohmeda-E-sCAiO |  |  |  | Not Covered Vendor Only - Biomedical | MHHS-Mem City
NO | NO |  |  |  | 041-32921 |  | GE Medical Systems | E-SCAIO |  | SGV18500185HA | MEMORIAL CITY - MOR | MHHS-Mem City |  | Module, Medical Gas |  | 041-32921 |  | West & Memorial City |  | MEMORIAL CITY - MOR | [5 empty] | PHYSIOLOGIC MONITOR MODULES, ANESTHETIC GAS |  | MODULEMEDICALGAS-Datex-Ohmeda-E-sCAiO | MODULEMEDICALGAS | E-sCAiO |  |  |  | Datex-Ohmeda | Module, Medical Gas |  |  | MODULEMEDICALGAS-Datex-Ohmeda-E-sCAiO |  |  |  | Covered PM Repair - Biomedical | MHHS-Mem City
NO | NO |  |  |  | 145-00571 |  | GE Medical Systems | E-SCAIO |  | SGV15470032HA | PEARLAND - OR - ANESTHESIA | MHHS-Pearland Hospital |  | Module, Medical Gas |  | 145-00571 |  | Pearland |  | PEARLAND - OR - ANESTHESIA | [5 empty] | PHYSIOLOGIC MONITOR MODULES, ANESTHETIC GAS |  | MODULEMEDICALGAS-Datex-Ohmeda-E-sCAiO | MODULEMEDICALGAS | E-sCAiO |  |  |  | Datex-Ohmeda | Module, Medical Gas |  |  | MODULEMEDICALGAS-Datex-Ohmeda-E-sCAiO |  |  |  | Covered PM Repair - Radiology, Low End | MHHS-Pearland Hospital
NO | NO |  |  |  | 129-07489 |  | GE Medical Systems | E-SCAIO |  | SGV16370088HA | SUGAR LAND - CATH LAB | MHHS-Sugarland |  | Module, Medical Gas |  | 129-07489 |  | Sugar Land |  | SUGAR LAND - CATH LAB | [5 empty] | PHYSIOLOGIC MONITOR MODULES, ANESTHETIC GAS |  | MODULEMEDICALGAS-Datex-Ohmeda-E-sCAiO | MODULEMEDICALGAS | E-sCAiO |  |  |  | Datex-Ohmeda | Module, Medical Gas |  |  | MODULEMEDICALGAS-Datex-Ohmeda-E-sCAiO |  |  |  | Covered PM Repair - Radiology, Low End | MHHS-Sugarland
NO | NO |  |  |  | 129-07485 |  | GE Medical Systems | E-SCAIO |  | SGV15210196HA | SUGAR LAND - LABOR & DELIVERY - OR | MHHS-Sugarland |  | Module, Medical Gas |  | 129-07485 |  | Sugar Land |  | SUGAR LAND - LABOR & DELIVERY - OR | [5 empty] | PHYSIOLOGIC MONITOR MODULES, ANESTHETIC GAS |  | MODULEMEDICALGAS-Datex-Ohmeda-E-sCAiO | MODULEMEDICALGAS | E-sCAiO |  |  |  | Datex-Ohmeda | Module, Medical Gas |  |  | MODULEMEDICALGAS-Datex-Ohmeda-E-sCAiO |  |  |  | Covered PM Repair - Biomedical | MHHS-Sugarland
NO | NO |  |  |  | 029-32215 |  | GE Medical Systems | E-SCAIO |  | SGV14496784HA | WOODLANDS - ANESTHESIA | MHHS-Woodlands |  | Module, Medical Gas |  | 029-32215 |  | Woodlands |  | WOODLANDS - ANESTHESIA | [5 empty] | PHYSIOLOGIC MONITOR MODULES, ANESTHETIC GAS |  | MODULEMEDICALGAS-Datex-Ohmeda-E-sCAiO | MODULEMEDICALGAS | E-sCAiO |  |  |  | Datex-Ohmeda | Module, Medical Gas |  |  | MODULEMEDICALGAS-Datex-Ohmeda-E-sCAiO |  |  |  | Covered PM Repair - Radiology, Low End | MHHS-Woodlands
NO | NO |  |  |  | 029-12751 |  | GE Medical Systems | E-SCAIO |  | SGV19200105HA | WOODLANDS - NICU (NEW) | MHHS-Woodlands |  | Module, Medical Gas |  | 029-12751 |  | Woodlands |  | WOODLANDS - NICU (NEW) | [5 empty] | PHYSIOLOGIC MONITOR MODULES, ANESTHETIC GAS |  | MODULEMEDICALGAS-Datex-Ohmeda-E-sCAiO | MODULEMEDICALGAS | E-sCAiO |  |  |  | Datex-Ohmeda | Module, Medical Gas |  |  | MODULEMEDICALGAS-Datex-Ohmeda-E-sCAiO |  |  |  | Covered PM Repair - Biomedical | MHHS-Woodlands
NO | YES |  |  |  | 145-00473 | 145-00473 | GE Medical Systems | ENFLOW |  |  | Pearland-OR-Anesthesia | MHHS-Pearland Hospital |  |  |  | 145-00473 | 145-00473 | Pearland | MHHS-Pearland Hospital | Pearland-OR-Anesthesia | OR 3 | 10/1/19 | 3/1/20 |  |  | WARMING UNITS, BLOOD/INTRAVENOUS SOLUTION |  | .needs class |  |  |  |  | .needs class | GE |  |  |  |  | 7/21/16 |  |  | Covered PM Repair - Lab Analyzers/Anesth | MHHS-Pearland Hospital
NO | YES |  |  |  | 145-00494 | 145-00494 | GE Medical Systems | ENFLOW |  |  | Pearland-ICU/IMCU | MHHS-Pearland Hospital |  |  |  | 145-00494 | 145-00494 | Pearland | MHHS-Pearland Hospital | Pearland-ICU/IMCU | Clean Storage | 5/1/19 | 11/1/19 |  |  | WARMING UNITS, BLOOD/INTRAVENOUS SOLUTION |  | .needs class |  |  |  |  | .needs class | GE |  |  |  |  | 7/16/16 |  |  | Covered PM Repair - Lab Analyzers/Anesth | MHHS-Pearland Hospital
NO | YES |  |  |  | 145-00505 | 145-00505 | GE Medical Systems | ENFLOW |  |  | Pearland-OR-Preop/PACU | MHHS-Pearland Hospital |  |  |  | 145-00505 | 145-00505 | Pearland | MHHS-Pearland Hospital | Pearland-OR-Preop/PACU | Med gas storage | 7/1/19 | 7/1/20 |  |  | WARMING UNITS, BLOOD/INTRAVENOUS SOLUTION |  | .needs class |  |  |  |  | .needs class | GE |  |  |  |  | 7/16/16 |  |  | Covered PM Repair - Lab Analyzers/Anesth | MHHS-Pearland Hospital
NO | NO |  |  |  | 145-00677 |  | GE Medical Systems | ENFLOW |  |  | PEARLAND - OR - ANESTHESIA | MHHS-Pearland Hospital |  |  |  | 145-00677 |  | Pearland |  | PEARLAND - OR - ANESTHESIA | [5 empty] | WARMING UNITS, BLOOD/INTRAVENOUS SOLUTION |  | .needs class |  |  |  |  | .needs class | GE | [7 empty] | Not Covered Vendor Only - Lab Ana/Anes | MHHS-Pearland Hospital
NO | NO |  |  |  | 145-00732 |  | GE Medical Systems | ENFLOW |  |  | PEARLAND - OR - ANESTHESIA | MHHS-Pearland Hospital |  |  |  | 145-00732 |  | Pearland |  | PEARLAND - OR - ANESTHESIA | [5 empty] | WARMING UNITS, BLOOD/INTRAVENOUS SOLUTION |  | .needs class |  |  |  |  | .needs class | GE | [7 empty] | Not Covered Vendor Only - Lab Ana/Anes | MHHS-Pearland Hospital
NO | NO | [5 empty] | GE Medical Systems | ENFLOW |  |  | TMC - CHILDRENS - L&D (5HP) | MHHS-TMC | [5 empty] | TMC |  | TMC - CHILDRENS - L&D (5HP) | [5 empty] | WARMING UNITS, BLOOD/INTRAVENOUS SOLUTION |  | .needs class |  |  |  |  | .needs class | GE | [7 empty] | Covered PM Repair - Biomedical | MHHS-TMC
NO | NO | [5 empty] | GE Medical Systems | ENFLOW |  |  | TMC - CHILDRENS - L&D (5HP) | MHHS-TMC | [5 empty] | TMC |  | TMC - CHILDRENS - L&D (5HP) | [5 empty] | WARMING UNITS, BLOOD/INTRAVENOUS SOLUTION |  | .needs class |  |  |  |  | .needs class | GE | [7 empty] | Covered PM Repair - Biomedical | MHHS-TMC
NO | NO | [5 empty] | GE Medical Systems | ENFLOW |  |  | TMC - CHILDRENS - L&D (5HP) | MHHS-TMC | [5 empty] | TMC |  | TMC - CHILDRENS - L&D (5HP) | [5 empty] | WARMING UNITS, BLOOD/INTRAVENOUS SOLUTION |  | .needs class |  |  |  |  | .needs class | GE | [7 empty] | Covered PM Repair - Biomedical | MHHS-TMC
NO | NO | [5 empty] | GE Medical Systems | ENFLOW |  |  | TMC - CHILDRENS - L&D (5HP) | MHHS-TMC | [5 empty] | TMC |  | TMC - CHILDRENS - L&D (5HP) | [5 empty] | WARMING UNITS, BLOOD/INTRAVENOUS SOLUTION |  | .needs class |  |  |  |  | .needs class | GE | [7 empty] | Covered PM Repair - Biomedical | MHHS-TMC
NO | NO | [5 empty] | GE Medical Systems | ENFLOW |  |  | TMC - CHILDRENS - L&D (5HP) | MHHS-TMC | [5 empty] | TMC |  | TMC - CHILDRENS - L&D (5HP) | [5 empty] | WARMING UNITS, BLOOD/INTRAVENOUS SOLUTION |  | .needs class |  |  |  |  | .needs class | GE | [7 empty] | Covered PM Repair - Biomedical | MHHS-TMC
NO | NO | [5 empty] | GE Medical Systems | ENFLOW |  |  | TMC - CHILDRENS - L&D (5HP) | MHHS-TMC | [5 empty] | TMC |  | TMC - CHILDRENS - L&D (5HP) | [5 empty] | WARMING UNITS, BLOOD/INTRAVENOUS SOLUTION |  | .needs class |  |  |  |  | .needs class | GE | [7 empty] | Covered PM Repair - Biomedical | MHHS-TMC
NO | NO | [5 empty] | GE Medical Systems | ENFLOW |  |  | TMC - CHILDRENS - L&D (5HP) | MHHS-TMC | [5 empty] | TMC |  | TMC - CHILDRENS - L&D (5HP) | [5 empty] | WARMING UNITS, BLOOD/INTRAVENOUS SOLUTION |  | .needs class |  |  |  |  | .needs class | GE | [7 empty] | Covered PM Repair - Biomedical | MHHS-TMC
NO | NO | [5 empty] | GE Medical Systems | ENFLOW |  |  | TMC - CHILDRENS - L&D (5HP) | MHHS-TMC | [5 empty] | TMC |  | TMC - CHILDRENS - L&D (5HP) | [5 empty] | WARMING UNITS, BLOOD/INTRAVENOUS SOLUTION |  | .needs class |  |  |  |  | .needs class | GE | [7 empty] | Covered PM Repair - Biomedical | MHHS-TMC
NO | NO | [5 empty] | GE Medical Systems | ENFLOW |  |  | TMC - CHILDRENS - L&D (5HP) | MHHS-TMC | [5 empty] | TMC |  | TMC - CHILDRENS - L&D (5HP) | [5 empty] | WARMING UNITS, BLOOD/INTRAVENOUS SOLUTION |  | .needs class |  |  |  |  | .needs class | GE | [7 empty] | Not Covered Vendor Only - Lab Ana/Anes | MHHS-TMC
NO | NO | [5 empty] | GE Medical Systems | ENFLOW |  |  | TMC - CHILDRENS - L&D (5HP) | MHHS-TMC | [5 empty] | TMC |  | TMC - CHILDRENS - L&D (5HP) | [5 empty] | WARMING UNITS, BLOOD/INTRAVENOUS SOLUTION |  | .needs class |  |  |  |  | .needs class | GE | [7 empty] | Covered PM Repair - Biomedical | MHHS-TMC
NO | NO | [5 empty] | GE Medical Systems | ENFLOW |  |  | TMC - CHILDRENS - L&D (5HP) | MHHS-TMC | [5 empty] | TMC |  | TMC - CHILDRENS - L&D (5HP) | [5 empty] | WARMING UNITS, BLOOD/INTRAVENOUS SOLUTION |  | .needs class |  |  |  |  | .needs class | GE | [7 empty] | Covered PM Repair - Biomedical | MHHS-TMC
NO | NO | [5 empty] | GE Medical Systems | ENFLOW |  |  | TMC - CHILDRENS - L&D (5HP) | MHHS-TMC | [5 empty] | TMC |  | TMC - CHILDRENS - L&D (5HP) | [5 empty] | WARMING UNITS, BLOOD/INTRAVENOUS SOLUTION |  | .needs class |  |  |  |  | .needs class | GE | [7 empty] | Covered PM Repair - Biomedical | MHHS-TMC
NO | NO | [5 empty] | GE Medical Systems | ENFLOW |  |  | TMC - CHILDRENS - L&D (5HP) | MHHS-TMC | [5 empty] | TMC |  | TMC - CHILDRENS - L&D (5HP) | [5 empty] | WARMING UNITS, BLOOD/INTRAVENOUS SOLUTION |  | .needs class |  |  |  |  | .needs class | GE | [7 empty] | Covered PM Repair - Biomedical | MHHS-TMC
NO | NO | [5 empty] | GE Medical Systems | ENFLOW |  |  | TMC - CHILDRENS - L&D (5HP) | MHHS-TMC | [5 empty] | TMC |  | TMC - CHILDRENS - L&D (5HP) | [5 empty] | WARMING UNITS, BLOOD/INTRAVENOUS SOLUTION |  | .needs class |  |  |  |  | .needs class | GE | [7 empty] | Covered PM Repair - Respiratory/Steriliz | MHHS-TMC
NO | NO | [5 empty] | GE Medical Systems | ENFLOW |  |  | TMC - CHILDRENS - L&D (5HP) | MHHS-TMC | [5 empty] | TMC |  | TMC - CHILDRENS - L&D (5HP) | [5 empty] | WARMING UNITS, BLOOD/INTRAVENOUS SOLUTION |  | .needs class |  |  |  |  | .needs class | GE | [7 empty] | Covered PM Repair - Lab Analyzers/Anesth | MHHS-TMC
NO | NO | [5 empty] | GE Medical Systems | ENFLOW |  |  | TMC - CHILDRENS - L&D (5HP) | MHHS-TMC | [5 empty] | TMC |  | TMC - CHILDRENS - L&D (5HP) | [5 empty] | WARMING UNITS, BLOOD/INTRAVENOUS SOLUTION |  | .needs class |  |  |  |  | .needs class | GE | [7 empty] | Covered PM Repair - Lab Analyzers/Anesth | MHHS-TMC
NO | NO | [5 empty] | GE Medical Systems | ENFLOW |  |  | TMC - CHILDRENS - L&D (5HP) | MHHS-TMC | [5 empty] | TMC |  | TMC - CHILDRENS - L&D (5HP) | [5 empty] | WARMING UNITS, BLOOD/INTRAVENOUS SOLUTION |  | .needs class |  |  |  |  | .needs class | GE | [7 empty] | Covered PM Repair - Lab Analyzers/Anesth | MHHS-TMC
NO | NO | [5 empty] | GE Medical Systems | ENFLOW |  |  | TMC - CHILDRENS - L&D (5HP) | MHHS-TMC | [5 empty] | TMC |  | TMC - CHILDRENS - L&D (5HP) | [5 empty] | WARMING UNITS, BLOOD/INTRAVENOUS SOLUTION |  | .needs class |  |  |  |  | .needs class | GE | [7 empty] | Covered PM Repair - Lab Analyzers/Anesth | MHHS-TMC
NO | NO | [5 empty] | GE Medical Systems | ENFLOW |  |  | TMC - CHILDRENS - L&D (5HP) | MHHS-TMC | [5 empty] | TMC |  | TMC - CHILDRENS - L&D (5HP) | [5 empty] | WARMING UNITS, BLOOD/INTRAVENOUS SOLUTION |  | .needs class |  |  |  |  | .needs class | GE | [7 empty] | Covered PM Repair - Lab Analyzers/Anesth | MHHS-TMC
NO | NO | [5 empty] | GE Medical Systems | ENFLOW |  |  | TMC - CHILDRENS - L&D (5HP) | MHHS-TMC | [5 empty] | TMC |  | TMC - CHILDRENS - L&D (5HP) | [5 empty] | WARMING UNITS, BLOOD/INTRAVENOUS SOLUTION |  | .needs class |  |  |  |  | .needs class | GE | [7 empty] | Covered PM Repair - Lab Analyzers/Anesth | MHHS-TMC
NO | NO | [5 empty] | GE Medical Systems | ENFLOW |  |  | TMC - CHILDRENS - L&D (5HP) | MHHS-TMC | [5 empty] | TMC |  | TMC - CHILDRENS - L&D (5HP) | [5 empty] | WARMING UNITS, BLOOD/INTRAVENOUS SOLUTION |  | .needs class |  |  |  |  | .needs class | GE | [7 empty] | Covered PM Repair - Lab Analyzers/Anesth | MHHS-TMC
NO | NO | [5 empty] | GE Medical Systems | ENFLOW |  |  | TMC - CHILDRENS - L&D (5HP) | MHHS-TMC | [5 empty] | TMC |  | TMC - CHILDRENS - L&D (5HP) | [5 empty] | WARMING UNITS, BLOOD/INTRAVENOUS SOLUTION |  | .needs class |  |  |  |  | .needs class | GE | [7 empty] | Covered PM Repair - Lab Analyzers/Anesth | MHHS-TMC
NO | NO | [5 empty] | GE Medical Systems | ENFLOW |  |  | TMC - CHILDRENS - L&D (5HP) | MHHS-TMC | [5 empty] | TMC |  | TMC - CHILDRENS - L&D (5HP) | [5 empty] | WARMING UNITS, BLOOD/INTRAVENOUS SOLUTION |  | .needs class |  |  |  |  | .needs class | GE | [7 empty] | Covered PM Repair - Lab Analyzers/Anesth | MHHS-TMC
NO | NO | [5 empty] | GE Medical Systems | ENFLOW |  |  | TMC - CHILDRENS - L&D (5HP) | MHHS-TMC | [5 empty] | TMC |  | TMC - CHILDRENS - L&D (5HP) | [5 empty] | WARMING UNITS, BLOOD/INTRAVENOUS SOLUTION |  | .needs class |  |  |  |  | .needs class | GE | [7 empty] | Covered PM Repair - Lab Analyzers/Anesth | MHHS-TMC
NO | NO | [5 empty] | GE Medical Systems | ENFLOW |  |  | TMC - CHILDRENS - L&D (5HP) | MHHS-TMC | [5 empty] | TMC |  | TMC - CHILDRENS - L&D (5HP) | [5 empty] | WARMING UNITS, BLOOD/INTRAVENOUS SOLUTION |  | .needs class |  |  |  |  | .needs class | GE | [7 empty] | Covered PM Repair - Lab Analyzers/Anesth | MHHS-TMC
NO | NO | [5 empty] | GE Medical Systems | ENFLOW |  |  | TMC - CHILDRENS - L&D (5HP) | MHHS-TMC | [5 empty] | TMC |  | TMC - CHILDRENS - L&D (5HP) | [5 empty] | WARMING UNITS, BLOOD/INTRAVENOUS SOLUTION |  | .needs class |  |  |  |  | .needs class | GE | [7 empty] | Covered PM Repair - Lab Analyzers/Anesth | MHHS-TMC
NO | NO | [5 empty] | GE Medical Systems | ENFLOW |  |  | TMC - CHILDRENS - L&D (5HP) | MHHS-TMC | [5 empty] | TMC |  | TMC - CHILDRENS - L&D (5HP) | [5 empty] | WARMING UNITS, BLOOD/INTRAVENOUS SOLUTION |  | .needs class |  |  |  |  | .needs class | GE | [7 empty] | Covered PM Repair - Lab Analyzers/Anesth | MHHS-TMC
NO | NO | [5 empty] | GE Medical Systems | ENFLOW |  |  | TMC - CHILDRENS - L&D (5HP) | MHHS-TMC | [5 empty] | TMC |  | TMC - CHILDRENS - L&D (5HP) | [5 empty] | WARMING UNITS, BLOOD/INTRAVENOUS SOLUTION |  | .needs class |  |  |  |  | .needs class | GE | [7 empty] | Covered PM Repair - Lab Analyzers/Anesth | MHHS-TMC
NO | NO | [5 empty] | GE Medical Systems | EP-1660L |  | 44C0102B | KATY - OR | MHHS-Katy |  | Imager, Laser (DI) |  |  |  | Katy |  | KATY - OR | [5 empty] | PRINTERS |  | IMAGERLASER-CODONICS-EP-1660L | IMAGERLASER | EP-1660L |  |  |  | CODONICS | Imager, Laser (DI) |  |  | IMAGERLASER-CODONICS-EP-1660L |  |  |  | Covered PM Repair - Radiology, Low End | MHHS-Katy
NO | NO | [5 empty] | GE Medical Systems | EP-1660L |  | 44C2339B | TMC - OR - CVOR (7HVI) | MHHS-TMC |  | Imager, Laser (DI) |  |  |  | TMC |  | TMC - OR - CVOR (7HVI) | [5 empty] | PRINTERS |  | IMAGERLASER-CODONICS-EP-1660L | IMAGERLASER | EP-1660L |  |  |  | CODONICS | Imager, Laser (DI) |  |  | IMAGERLASER-CODONICS-EP-1660L |  |  |  | Not Covered Vendor Only - Lab Ana/Anes | MHHS-TMC
NO | YES |  |  |  | 133-10207 | 133-10207 | GE Medical Systems | GE TELLIGENCE |  |  | Katy-ER | MHHS-Katy |  |  |  | 133-10207 | 133-10207 | Katy | MHHS-Katy | Katy-ER | ER | 3/1/19 | 3/1/20 |  |  | HOSPITAL COMMUNICATION SYSTEMS, NURSE CALL | System, Nurse Call | SYSNURSECALL-GE-Telligence |  |  |  |  | SYSNURSECALL-GE-Telligence | GE | [7 empty] | Covered PM Repair Labor Only - Biomedica | MHHS-Katy | [8 empty] | SYSNURSECALL | System, Nurse Call | GE
NO | YES |  |  |  | 133-10336 | 133-10336 | GE Medical Systems | GE TELLIGENCE |  |  | Katy-ER | MHHS-Katy |  |  |  | 133-10336 | 133-10336 | Katy | MHHS-Katy | Katy-ER | Pedi Er Unit | 6/1/19 | 6/1/20 |  |  | HOSPITAL COMMUNICATION SYSTEMS, NURSE CALL | System, Nurse Call | SYSNURSECALL-GE-Telligence |  |  |  |  | SYSNURSECALL-GE-Telligence | GE |  |  |  |  | 7/3/20 |  |  | Not Covered Vendor Only - Biomedical | MHHS-Katy | [8 empty] | SYSNURSECALL | System, Nurse Call | GE
NO | YES |  |  |  | 133-31060 | 133-31060 | GE Medical Systems | GE TELLIGENCE |  |  | Katy-Med/Surg 7th Floor | MHHS-Katy |  |  |  | 133-31060 | 133-31060 | Katy | MHHS-Katy | Katy-Med/Surg 7th Floor | Care Team Center | 12/1/19 | 12/1/20 |  |  | HOSPITAL COMMUNICATION SYSTEMS, NURSE CALL | System, Nurse Call | SYSNURSECALL-GE-Telligence |  |  |  |  | SYSNURSECALL-GE-Telligence | GE |  |  |  |  | 1/1/00 |  |  | Clinical Miscellaneous | MHHS-Katy | [8 empty] | SYSNURSECALL | System, Nurse Call | GE
NO | YES |  |  |  | 133-06026 | 133-06026 | GE Medical Systems | GE TELLIGENCE |  | 1R45 | Katy-Med/Surg 5th Floor | MHHS-Katy |  |  |  | 133-06026 | 133-06026 | Katy | MHHS-Katy | Katy-Med/Surg 5th Floor | ISD Communications room W5:157.3 | 6/1/19 | 6/1/20 |  |  | HOSPITAL COMMUNICATION SYSTEMS, NURSE CALL | System, Nurse Call | SYSNURSECALL-GE-Telligence |  |  |  |  | SYSNURSECALL-GE-Telligence | GE |  |  |  |  | 7/1/20 |  |  | Not Covered Vendor Only - Biomedical | MHHS-Katy | [8 empty] | SYSNURSECALL | System, Nurse Call | GE
NO | YES |  |  |  | 133-06029 | 133-06029 | GE Medical Systems | GE TELLIGENCE |  |  | Katy-Postpartum-2W | MHHS-Katy |  |  |  | 133-06029 | 133-06029 | Katy | MHHS-Katy | Katy-Postpartum-2W | ISD communications rm W3:150.1 | 1/1/19 |  |  |  | HOSPITAL COMMUNICATION SYSTEMS, NURSE CALL | System, Nurse Call | SYSNURSECALL-GE-Telligence |  |  |  |  | SYSNURSECALL-GE-Telligence | GE |  |  |  |  | 7/1/20 |  |  | Not Covered Vendor Only - Biomedical | MHHS-Katy | [8 empty] | SYSNURSECALL | System, Nurse Call | GE
NO | YES |  |  |  | 133-06346 | 133-06346 | GE Medical Systems | GE TELLIGENCE |  | NSN | Katy-Postpartum-2W | MHHS-Katy |  |  |  | 133-06346 | 133-06346 | Katy | MHHS-Katy | Katy-Postpartum-2W | Labor | 7/1/19 | 7/1/20 |  |  | HOSPITAL COMMUNICATION SYSTEMS, NURSE CALL | System, Nurse Call | SYSNURSECALL-GE-Telligence |  |  |  |  | SYSNURSECALL-GE-Telligence | GE |  |  |  |  | 7/1/20 |  |  | Not Covered Vendor Only - Biomedical | MHHS-Katy | [8 empty] | SYSNURSECALL | System, Nurse Call | GE
YES | YES |  |  |  | 099-02127 | 099-02127 | GE Medical Systems | GE TELLIGENCE |  |  | Katy -ER |  |  |  |  | 099-02127 | 099-02127 | Katy | Katy | Katy -ER | Pedi ER Unit | [5 empty] | System, Nurse Call | SYSNURSECALL-GE-Telligence | [23 empty] | SYSNURSECALL | System, Nurse Call | GE
YES | YES |  |  |  | 133-06492 | 133-06492 | GE Medical Systems | GE TELLIGENCE |  |  | KATY - CARDIOLOGY |  |  |  |  | 133-06492 | 133-06492 | Katy | Katy | KATY - CARDIOLOGY | ECG/Stress1 | [5 empty] | System, Nurse Call | SYSNURSECALL-GE-Telligence | [23 empty] | SYSNURSECALL | System, Nurse Call | GE
YES | YES |  |  |  | 133-06499 | 133-06499 | GE Medical Systems | GE TELLIGENCE |  |  | KATY - CARDIOLOGY |  |  |  |  | 133-06499 | 133-06499 | Katy | Katy | KATY - CARDIOLOGY | Ckean Room Equipment | [5 empty] | System, Nurse Call | SYSNURSECALL-GE-Telligence | [23 empty] | SYSNURSECALL | System, Nurse Call | GE
NO | NO |  |  |  | 133-10205 |  | GE Medical Systems | GE TELLIGENCE |  |  | KATY - ER | MHHS-Katy |  |  |  | 133-10205 |  | Katy |  | KATY - ER | [5 empty] | HOSPITAL COMMUNICATION SYSTEMS, NURSE CALL |  | SYSNURSECALL-GE-Telligence |  |  |  |  | SYSNURSECALL-GE-Telligence | GE | [7 empty] | Covered PM Repair - Biomedical | MHHS-Katy
NO | NO |  |  |  | 133-06022 |  | GE Medical Systems | GE TELLIGENCE |  |  | KATY - NURSE CALL | MHHS-Katy |  |  |  | 133-06022 |  | Katy |  | KATY - NURSE CALL | [5 empty] | HOSPITAL COMMUNICATION SYSTEMS, NURSE CALL |  | SYSNURSECALL-GE-Telligence |  |  |  |  | SYSNURSECALL-GE-Telligence | GE | [7 empty] | Covered PM Repair - Biomedical | MHHS-Katy
NO | NO |  |  |  | 133-06023 |  | GE Medical Systems | GE TELLIGENCE |  |  | KATY - NURSE CALL | MHHS-Katy |  |  |  | 133-06023 |  | Katy |  | KATY - NURSE CALL | [5 empty] | HOSPITAL COMMUNICATION SYSTEMS, NURSE CALL |  | SYSNURSECALL-GE-Telligence |  |  |  |  | SYSNURSECALL-GE-Telligence | GE | [7 empty] | Not Covered Vendor Only - Biomedical | MHHS-Katy
NO | NO |  |  |  | 133-06024 |  | GE Medical Systems | GE TELLIGENCE |  |  | KATY - NURSE CALL | MHHS-Katy |  |  |  | 133-06024 |  | Katy |  | KATY - NURSE CALL | [5 empty] | HOSPITAL COMMUNICATION SYSTEMS, NURSE CALL |  | SYSNURSECALL-GE-Telligence |  |  |  |  | SYSNURSECALL-GE-Telligence | GE | [7 empty] | Covered PM Repair - Biomedical | MHHS-Katy
NO | NO |  |  |  | 133-06025 |  | GE Medical Systems | GE TELLIGENCE |  |  | KATY - NURSE CALL | MHHS-Katy |  |  |  | 133-06025 |  | Katy |  | KATY - NURSE CALL | [5 empty] | HOSPITAL COMMUNICATION SYSTEMS, NURSE CALL |  | SYSNURSECALL-GE-Telligence |  |  |  |  | SYSNURSECALL-GE-Telligence | GE | [7 empty] | Covered PM Repair - Biomedical | MHHS-Katy
NO | NO |  |  |  | 133-06027 |  | GE Medical Systems | GE TELLIGENCE |  |  | KATY - NURSE CALL | MHHS-Katy |  |  |  | 133-06027 |  | Katy |  | KATY - NURSE CALL | [5 empty] | HOSPITAL COMMUNICATION SYSTEMS, NURSE CALL |  | SYSNURSECALL-GE-Telligence |  |  |  |  | SYSNURSECALL-GE-Telligence | GE | [7 empty] | Not Covered Vendor Only - Biomedical | MHHS-Katy
NO | NO |  |  |  | 133-06344 |  | GE Medical Systems | GE TELLIGENCE |  |  | KATY - POSTPARTUM - 2W | MHHS-Katy |  |  |  | 133-06344 |  | Katy |  | KATY - POSTPARTUM - 2W | [5 empty] | HOSPITAL COMMUNICATION SYSTEMS, NURSE CALL |  | SYSNURSECALL-GE-Telligence |  |  |  |  | SYSNURSECALL-GE-Telligence | GE | [7 empty] | Not Covered Vendor Only - Biomedical | MHHS-Katy
NO | YES |  |  |  | 151-02674 | 151-02674 | GE Medical Systems | GIRAFFE INCUBATOR |  | TABX63809 | CY-NICU | MHHS-Cypress |  |  |  | 151-02674 | 151-02674 | Northwest | MHHS-Cypress | CY-NICU | NICU 4 | 11/1/19 | 11/1/20 |  |  | INCUBATORS, INFANT | Incubator, Infant | INCUBATORINFANT-GE-Giraffe |  |  |  |  | INCUBATORINFANT-GE-Giraffe | GE | [6 empty] | II-SA | Covered PM Repair - Biomedical | MHHS-Cypress | [8 empty] | INCUBATORINFANT | Incubator, Infant | GE
NO | YES |  |  |  | 151-02675 | 151-02675 | GE Medical Systems | GIRAFFE INCUBATOR |  | TABX63803 | CY-NICU | MHHS-Cypress |  |  |  | 151-02675 | 151-02675 | Northwest | MHHS-Cypress | CY-NICU | Storage in nicu | 10/1/19 | 10/1/20 |  |  | INCUBATORS, INFANT | Incubator, Infant | INCUBATORINFANT-GE-Giraffe |  |  |  |  | INCUBATORINFANT-GE-Giraffe | GE | [6 empty] | II-SA | Covered PM Repair - Biomedical | MHHS-Cypress | [8 empty] | INCUBATORINFANT | Incubator, Infant | GE
NO | YES |  |  |  | 151-02676 | 151-02676 | GE Medical Systems | GIRAFFE INCUBATOR |  | TABX63802 | CY-NICU | MHHS-Cypress |  |  |  | 151-02676 | 151-02676 | Northwest | MHHS-Cypress | CY-NICU | Nursery | 11/1/19 | 11/1/20 |  |  | INCUBATORS, INFANT | Incubator, Infant | INCUBATORINFANT-GE-Giraffe |  |  |  |  | INCUBATORINFANT-GE-Giraffe | GE | [6 empty] | II-SA | Covered PM Repair - Biomedical | MHHS-Cypress | [8 empty] | INCUBATORINFANT | Incubator, Infant | GE
NO | YES |  |  |  | 151-02677 | 151-02677 | GE Medical Systems | GIRAFFE INCUBATOR |  | TABX63810 | CY-NICU | MHHS-Cypress |  |  |  | 151-02677 | 151-02677 | Northwest | MHHS-Cypress | CY-NICU | Nursery | 11/1/19 | 11/1/20 |  |  | INCUBATORS, INFANT | Incubator, Infant | INCUBATORINFANT-GE-Giraffe |  |  |  |  | INCUBATORINFANT-GE-Giraffe | GE | [6 empty] | II-SA | Covered PM Repair - Biomedical | MHHS-Cypress | [8 empty] | INCUBATORINFANT | Incubator, Infant | GE
NO | YES |  |  |  | 041-32457 | 041-32457 | GE Medical Systems | GIRAFFE INCUBATOR |  | HDGH60477 | Memorial City - Neonatal | MHHS-Mem City |  |  |  | 041-32457 | 041-32457 | West | Memorial Hermann - Memorial City | Memorial City - Neonatal | MH4 116 Room 4M20 |  |  |  |  | INCUBATORS, INFANT |  | INCUBATORINFANT-GE-Giraffe |  |  |  |  | INCUBATORINFANT-GE-Giraffe | GE | [7 empty] | Covered PM Repair - Biomedical | MHHS-Mem City
NO | YES |  |  |  | 005-06889 | 005-06889 | GE Medical Systems | GIRAFFE INCUBATOR |  | HDHN50695 | Nicu | MHHS-Southeast |  |  |  | 005-06889 | 005-06889 | TMC | Memorial Hermann-Texas Medical Center | Nicu | Nursery | 3/1/20 |  | 3/1/21 |  | INCUBATORS, INFANT |  | INCUBATORINFANT-GE-Giraffe |  |  |  |  | INCUBATORINFANT-GE-Giraffe | GE |  |  |  |  | 12/26/18 |  |  | Covered PM Repair - Biomedical | MHHS-Southeast
NO | YES |  |  |  | 005-06890 | 005-06890 | GE Medical Systems | GIRAFFE INCUBATOR |  | HDHN50532 | Nicu | MHHS-Southeast |  |  |  | 005-06890 | 005-06890 | TMC | Memorial Hermann-Texas Medical Center | Nicu | Nursery | 10/1/19 |  | 10/1/20 |  | INCUBATORS, INFANT |  | INCUBATORINFANT-GE-Giraffe |  |  |  |  | INCUBATORINFANT-GE-Giraffe | GE | [7 empty] | Covered PM Repair - Biomedical | MHHS-Southeast
NO | YES |  |  |  | 005-06891 | 005-06891 | GE Medical Systems | GIRAFFE INCUBATOR |  | HDHN50706 | Nicu | MHHS-Southeast |  |  |  | 005-06891 | 005-06891 | TMC | Memorial Hermann-Texas Medical Center | Nicu | Nursery | 5/1/19 |  | 5/1/20 |  | INCUBATORS, INFANT |  | INCUBATORINFANT-GE-Giraffe |  |  |  |  | INCUBATORINFANT-GE-Giraffe | GE | [7 empty] | Covered PM Repair - Biomedical | MHHS-Southeast
NO | YES |  |  |  | 005-07439 | 005-07439 | GE Medical Systems | GIRAFFE INCUBATOR |  | HDHN50707 | Nicu | MHHS-Southeast |  |  |  | 005-07439 | 005-07439 | TMC | Memorial Hermann-Texas Medical Center | Nicu | Nursery | 3/1/20 |  | 3/1/21 |  | INCUBATORS, INFANT |  | INCUBATORINFANT-GE-Giraffe |  |  |  |  | INCUBATORINFANT-GE-Giraffe | GE | [7 empty] | Covered PM Repair - Biomedical | MHHS-Southeast
NO | NO | [5 empty] | GE Medical Systems | GIRAFFE INCUBATOR |  | HDGM51188 | MEMORIAL CITY - MHT - NICU | MHHS-Mem City | [5 empty] | West & Memorial City |  | MEMORIAL CITY - MHT - NICU | [5 empty] | INCUBATORS, INFANT |  | INCUBATORINFANT-GE-Giraffe |  |  |  |  | INCUBATORINFANT-GE-Giraffe | GE | [7 empty] | Covered PM Repair - Biomedical | MHHS-Mem City
NO | NO |  |  |  | 041-12592 |  | GE Medical Systems | GIRAFFE INCUBATOR |  | HDHM50703 | MEMORIAL CITY - PEDIATRICS | MHHS-Mem City |  |  |  | 041-12592 |  | West & Memorial City |  | MEMORIAL CITY - PEDIATRICS | [5 empty] | INCUBATORS, INFANT |  | INCUBATORINFANT-GE-Giraffe |  |  |  |  | INCUBATORINFANT-GE-Giraffe | GE | [7 empty] | Not Covered Vendor Only - Biomedical | MHHS-Mem City
NO | YES |  |  |  | 041-12628 | 041-12628 | GE Medical Systems | GIRAFFE OMNIBED |  | HDGM51197 | MEMORIAL CITY - MHT - NICU | MHHS-Mem City |  | Incubator, Infant |  | 041-12628 | 041-12628 | West | Memorial Hermann Memorial City Medical Center | MEMORIAL CITY - MHT - NICU | RM 4M34 |  |  |  |  | INCUBATORS, INFANT |  | INCUBATORINFANT-GE-Giraffe OmniBed | INCUBATORINFANT | Giraffe OmniBed |  |  |  | GE | Incubator, Infant |  | INCUBATORINFANT-GE-Giraffe OmniBed |  |  |  |  | Not Covered Vendor Only - Biomedical | MHHS-Mem City
NO | YES |  |  |  | 041-12634 | 041-12634 | GE Medical Systems | GIRAFFE OMNIBED |  | HDGM51196 | MEMORIAL CITY - MHT - NICU | MHHS-Mem City |  | Incubator, Infant |  | 041-12634 | 041-12634 | West | Memorial Hermann Memorial City Medical Center | MEMORIAL CITY - MHT - NICU | RM 4M34 |  |  |  |  | INCUBATORS, INFANT |  | INCUBATORINFANT-GE-Giraffe OmniBed | INCUBATORINFANT | Giraffe OmniBed |  |  |  | GE | Incubator, Infant |  | INCUBATORINFANT-GE-Giraffe OmniBed |  |  |  |  | Not Covered Vendor Only - Biomedical | MHHS-Mem City
NO | YES |  |  |  | 041-12639 | 041-12639 | GE Medical Systems | GIRAFFE OMNIBED |  | HDGM51190 | MEMORIAL CITY - MHT - NICU | MHHS-Mem City |  | Incubator, Infant |  | 041-12639 | 041-12639 | West | Memorial Hermann Memorial City Medical Center | MEMORIAL CITY - MHT - NICU | Memorial City - MH4 106 Room 4M30 |  |  |  |  | INCUBATORS, INFANT |  | INCUBATORINFANT-GE-Giraffe OmniBed | INCUBATORINFANT | Giraffe OmniBed |  |  |  | GE | Incubator, Infant |  | INCUBATORINFANT-GE-Giraffe OmniBed |  |  |  |  | Covered PM Repair - Biomedical | MHHS-Mem City
NO | YES |  |  |  | 041-32493 | 042-32493 | GE Medical Systems | GIRAFFE OMNIBED |  | HDGM51187 | MEMORIAL CITY - MHT - NICU | MHHS-Mem City |  | Incubator, Infant |  | 041-32493 | 042-32493 | West | Memorial Hermann Memorial City Medical Center | MEMORIAL CITY - MHT - NICU | MEMORIAL CITY- MHT - NICU |  |  |  |  | INCUBATORS, INFANT |  | INCUBATORINFANT-GE-Giraffe OmniBed | INCUBATORINFANT | Giraffe OmniBed |  |  |  | GE | Incubator, Infant |  | INCUBATORINFANT-GE-Giraffe OmniBed |  |  |  |  | Not Covered Vendor Only - Biomedical | MHHS-Mem City
NO | YES |  |  |  | 041-32500 | 041-32500 | GE Medical Systems | GIRAFFE OMNIBED |  | HDGM51200 | MEMORIAL CITY - MHT - NICU | MHHS-Mem City |  | Incubator, Infant |  | 041-32500 | 041-32500 | West | Memorial Hermann Memorial City Medical Center | MEMORIAL CITY - MHT - NICU | MEMORIAL CITY- MHT - NICU |  |  |  |  | INCUBATORS, INFANT |  | INCUBATORINFANT-GE-Giraffe OmniBed | INCUBATORINFANT | Giraffe OmniBed |  |  |  | GE | Incubator, Infant |  | INCUBATORINFANT-GE-Giraffe OmniBed |  |  |  |  | Not Covered Vendor Only - Biomedical | MHHS-Mem City
NO | YES |  |  |  |  | 099-00695 | GE Medical Systems | GIRAFFE OMNIBED |  | HDGU67308 | NE-NICU | MHHS-Northeast |  | Incubator, Infant |  |  | 099-00695 | Katy | MHHS-Northeast | NE-NICU |  | 1/1/19 | 1/1/20 |  |  | INCUBATORS, INFANT | Incubator, Infant | INCUBATORINFANT-GE-Giraffe OmniBed | INCUBATORINFANT | Giraffe OmniBed |  |  |  | GE | Incubator, Infant |  | INCUBATORINFANT-GE-Giraffe OmniBed |  | 4/25/15 |  | II-SA | Covered PM Repair - Biomedical | MHHS-Northeast | [8 empty] | INCUBATORINFANT | Incubator, Infant | GE
NO | YES |  |  |  |  | 099-02400 | GE Medical Systems | GIRAFFE OMNIBED |  | HDGU67306 | NE-NICU | MHHS-Northeast |  | Incubator, Infant |  |  | 099-02400 | Katy | MHHS-Northeast | NE-NICU |  | 1/1/19 |  |  |  | INCUBATORS, INFANT | Incubator, Infant | INCUBATORINFANT-GE-Giraffe OmniBed | INCUBATORINFANT | Giraffe OmniBed |  |  |  | GE | Incubator, Infant |  | INCUBATORINFANT-GE-Giraffe OmniBed |  | 3/1/16 |  | II-SA | Covered PM Repair - Biomedical | MHHS-Northeast | [8 empty] | INCUBATORINFANT | Incubator, Infant | GE
NO | YES |  |  |  | 142-03558 | 142-03558 | GE Medical Systems | GIRAFFE OMNIBED |  | TABV60169 | NE-NICU | MHHS-Northeast |  | Incubator, Infant |  | 142-03558 | 142-03558 | Katy | MHHS-Northeast | NE-NICU |  | 5/1/19 | 5/1/20 |  |  | INCUBATORS, INFANT | Incubator, Infant | INCUBATORINFANT-GE-Giraffe OmniBed | INCUBATORINFANT | Giraffe OmniBed |  |  |  | GE | Incubator, Infant |  | INCUBATORINFANT-GE-Giraffe OmniBed |  | 7/9/19 |  | II-SA | Covered PM Repair - Biomedical | MHHS-Northeast | [8 empty] | INCUBATORINFANT | Incubator, Infant | GE
NO | YES |  |  |  | 142-06763 | 142-06763 | GE Medical Systems | GIRAFFE OMNIBED |  | TABV60220 | NE-NICU | MHHS-Northeast |  | Incubator, Infant |  | 142-06763 | 142-06763 | Katy | MHHS-Northeast | NE-NICU |  | 8/1/19 | 8/1/20 |  |  | INCUBATORS, INFANT | Incubator, Infant | INCUBATORINFANT-GE-Giraffe OmniBed | INCUBATORINFANT | Giraffe OmniBed |  |  |  | GE | Incubator, Infant |  | INCUBATORINFANT-GE-Giraffe OmniBed |  | 7/9/19 |  | II-SA | Covered PM Repair - Biomedical | MHHS-Northeast | [8 empty] | INCUBATORINFANT | Incubator, Infant | GE
NO | YES |  |  |  | 013-38396 | 013-38396 | GE Medical Systems | GIRAFFE OMNIBED |  | hDGG54399 | SW-NICU | MHHS-Southwest |  | Incubator, Infant |  | 013-38396 | 013-38396 | Southwest | MHHS-Southwest | SW-NICU | Nicu level 3 | 12/1/18 |  |  |  | INCUBATORS, INFANT | Incubator, Infant | INCUBATORINFANT-GE-Giraffe OmniBed | INCUBATORINFANT | Giraffe OmniBed |  |  |  | GE | Incubator, Infant |  | INCUBATORINFANT-GE-Giraffe OmniBed |  | 1/12/26 |  | II-SA | Clinical Miscellaneous | MHHS-Southwest | [8 empty] | INCUBATORINFANT | Incubator, Infant | GE
NO | YES |  |  |  | 029-10028 | 029-10028 | GE Medical Systems | GIRAFFE OMNIBED |  | HDGU63093 | Woodlands-NICU | MHHS-Woodlands |  | Incubator, Infant |  | 029-10028 | 029-10028 | Woodlands | MHHS-Woodlands | Woodlands-NICU | Storage room | 7/1/19 |  | 7/1/20 |  | INCUBATORS, INFANT | Incubator, Infant | INCUBATORINFANT-GE-Giraffe OmniBed | INCUBATORINFANT | Giraffe OmniBed |  |  |  | GE | Incubator, Infant |  | INCUBATORINFANT-GE-Giraffe OmniBed |  |  |  | II-SA | Not Covered Vendor Only - Biomedical | MHHS-Woodlands | [8 empty] | INCUBATORINFANT | Incubator, Infant | GE
NO | YES |  |  |  | 029-10824 | 029-10824 | GE Medical Systems | GIRAFFE OMNIBED |  | TABV60478 | Woodlands-NICU | MHHS-Woodlands |  | Incubator, Infant |  | 029-10824 | 029-10824 | Woodlands | MHHS-Woodlands | Woodlands-NICU | Equipment Storage | 10/1/19 |  | 10/1/20 |  | INCUBATORS, INFANT | Incubator, Infant | INCUBATORINFANT-GE-Giraffe OmniBed | INCUBATORINFANT | Giraffe OmniBed |  |  |  | GE | Incubator, Infant |  | INCUBATORINFANT-GE-Giraffe OmniBed |  |  |  | II-SA | Not Covered Vendor Only - Biomedical | MHHS-Woodlands | [8 empty] | INCUBATORINFANT | Incubator, Infant | GE
NO | NO |  |  |  | 041-12624 |  | GE Medical Systems | GIRAFFE OMNIBED |  | HDHM50726 | MEMORIAL CITY - MHT - NICU | MHHS-Mem City |  | Incubator, Infant |  | 041-12624 |  | West & Memorial City |  | MEMORIAL CITY - MHT - NICU | [5 empty] | INCUBATORS, INFANT |  | INCUBATORINFANT-GE-Giraffe OmniBed | INCUBATORINFANT | Giraffe OmniBed |  |  |  | GE | Incubator, Infant |  | INCUBATORINFANT-GE-Giraffe OmniBed |  |  |  |  | Covered PM Repair - Biomedical | MHHS-Mem City
NO | NO |  |  |  | 041-12640 |  | GE Medical Systems | GIRAFFE OMNIBED |  | HDGM51199 | MEMORIAL CITY - MHT - NICU | MHHS-Mem City |  | Incubator, Infant |  | 041-12640 |  | West & Memorial City |  | MEMORIAL CITY - MHT - NICU | [5 empty] | INCUBATORS, INFANT |  | INCUBATORINFANT-GE-Giraffe OmniBed | INCUBATORINFANT | Giraffe OmniBed |  |  |  | GE | Incubator, Infant |  | INCUBATORINFANT-GE-Giraffe OmniBed |  |  |  |  | Covered PM Repair - Biomedical | MHHS-Mem City
NO | NO | [5 empty] | GE Medical Systems | GIRAFFE OMNIBED |  | HDGM51236 | MEMORIAL CITY - MHT - NICU | MHHS-Mem City |  | Incubator, Infant |  |  |  | West & Memorial City |  | MEMORIAL CITY - MHT - NICU | [5 empty] | INCUBATORS, INFANT |  | INCUBATORINFANT-GE-Giraffe OmniBed | INCUBATORINFANT | Giraffe OmniBed |  |  |  | GE | Incubator, Infant |  | INCUBATORINFANT-GE-Giraffe OmniBed |  |  |  |  | Covered PM Repair - Biomedical | MHHS-Mem City
NO | NO | [5 empty] | GE Medical Systems | GIRAFFE OMNIBED |  | HDGM51192 | MEMORIAL CITY - MHT - NICU | MHHS-Mem City |  | Incubator, Infant |  |  |  | West & Memorial City |  | MEMORIAL CITY - MHT - NICU | [5 empty] | INCUBATORS, INFANT |  | INCUBATORINFANT-GE-Giraffe OmniBed | INCUBATORINFANT | Giraffe OmniBed |  |  |  | GE | Incubator, Infant |  | INCUBATORINFANT-GE-Giraffe OmniBed |  |  |  |  | Covered PM Repair - Biomedical | MHHS-Mem City
NO | NO | [5 empty] | GE Medical Systems | GIRAFFE OMNIBED |  | HDGM51302 | MEMORIAL CITY - MHT - NICU | MHHS-Mem City |  | Incubator, Infant |  |  |  | West & Memorial City |  | MEMORIAL CITY - MHT - NICU | [5 empty] | INCUBATORS, INFANT |  | INCUBATORINFANT-GE-Giraffe OmniBed | INCUBATORINFANT | Giraffe OmniBed |  |  |  | GE | Incubator, Infant |  | INCUBATORINFANT-GE-Giraffe OmniBed |  |  |  |  | Covered PM Repair - Biomedical | MHHS-Mem City
NO | NO | [5 empty] | GE Medical Systems | GIRAFFE OMNIBED |  | HDGM51194 | MEMORIAL CITY - MHT - NICU | MHHS-Mem City |  | Incubator, Infant |  |  |  | West & Memorial City |  | MEMORIAL CITY - MHT - NICU | [5 empty] | INCUBATORS, INFANT |  | INCUBATORINFANT-GE-Giraffe OmniBed | INCUBATORINFANT | Giraffe OmniBed |  |  |  | GE | Incubator, Infant |  | INCUBATORINFANT-GE-Giraffe OmniBed |  |  |  |  | Covered PM Repair - Biomedical | MHHS-Mem City
NO | NO | [5 empty] | GE Medical Systems | GIRAFFE OMNIBED |  | HDGM51201 | MEMORIAL CITY - MHT - NICU | MHHS-Mem City |  | Incubator, Infant |  |  |  | West & Memorial City |  | MEMORIAL CITY - MHT - NICU | [5 empty] | INCUBATORS, INFANT |  | INCUBATORINFANT-GE-Giraffe OmniBed | INCUBATORINFANT | Giraffe OmniBed |  |  |  | GE | Incubator, Infant |  | INCUBATORINFANT-GE-Giraffe OmniBed |  |  |  |  | Covered PM Repair - Biomedical | MHHS-Mem City
NO | NO | [5 empty] | GE Medical Systems | GIRAFFE OMNIBED |  | HDGM51189 | MEMORIAL CITY - MHT - NICU | MHHS-Mem City |  | Incubator, Infant |  |  |  | West & Memorial City |  | MEMORIAL CITY - MHT - NICU | [5 empty] | INCUBATORS, INFANT |  | INCUBATORINFANT-GE-Giraffe OmniBed | INCUBATORINFANT | Giraffe OmniBed |  |  |  | GE | Incubator, Infant |  | INCUBATORINFANT-GE-Giraffe OmniBed |  |  |  |  | Covered PM Repair - Biomedical | MHHS-Mem City
NO | NO |  |  |  | 029-08792 |  | GE Medical Systems | GIRAFFE OMNIBED |  | HDGS50424 | WOODLANDS - NICU | MHHS-Woodlands |  | Incubator, Infant |  | 029-08792 |  | Woodlands |  | WOODLANDS - NICU | [5 empty] | INCUBATORS, INFANT |  | INCUBATORINFANT-GE-Giraffe OmniBed | INCUBATORINFANT | Giraffe OmniBed |  |  |  | GE | Incubator, Infant |  | INCUBATORINFANT-GE-Giraffe OmniBed |  |  |  |  | Not Covered Vendor Only - Biomedical | MHHS-Woodlands
NO | NO |  |  |  | 029-10027 |  | GE Medical Systems | GIRAFFE OMNIBED |  | HDGU63091 | WOODLANDS - NICU | MHHS-Woodlands |  | Incubator, Infant |  | 029-10027 |  | Woodlands |  | WOODLANDS - NICU | [5 empty] | INCUBATORS, INFANT |  | INCUBATORINFANT-GE-Giraffe OmniBed | INCUBATORINFANT | Giraffe OmniBed |  |  |  | GE | Incubator, Infant |  | INCUBATORINFANT-GE-Giraffe OmniBed |  |  |  |  | Covered PM Repair - Biomedical | MHHS-Woodlands
NO | NO |  |  |  | 029-10900 |  | GE Medical Systems | GIRAFFE OMNIBED |  | TABV60470 | WOODLANDS - NICU | MHHS-Woodlands |  | Incubator, Infant |  | 029-10900 |  | Woodlands |  | WOODLANDS - NICU | [5 empty] | INCUBATORS, INFANT |  | INCUBATORINFANT-GE-Giraffe OmniBed | INCUBATORINFANT | Giraffe OmniBed |  |  |  | GE | Incubator, Infant |  | INCUBATORINFANT-GE-Giraffe OmniBed |  |  |  |  | Not Covered Vendor Only - Biomedical | MHHS-Woodlands
NO | YES |  |  |  | 133-08499 | 133-08499 | GE Medical Systems | GIRAFFE SHUTTLE M1143651 |  | MAAU61059 | Katy-NICU | MHHS-Katy |  | Power Supply, UPS |  | 133-08499 | 133-08499 | Katy | MHHS-Katy | Katy-NICU | L | 2/1/20 | 8/1/20 |  |  | INCUBATORS, INFANT | Power Supply, UPS | POWERSUPPLYUPS-GE-Giraffe Shuttle M1143651 | POWERSUPPLYUPS | Giraffe Shuttle M1143651 |  |  |  | GE | Power Supply, UPS |  | POWERSUPPLYUPS-GE-Giraffe Shuttle M1143651 |  |  |  | PSU-2Y | Not Covered Vendor Only - Biomedical | MHHS-Katy | [8 empty] | POWERSUPPLYUPS | Power Supply, UPS | GE
NO | YES |  |  |  | 133-09200 | 133-09200 | GE Medical Systems | GIRAFFE SHUTTLE M1143651 |  | MAAU61056 | Katy-Labor & Delivery OR | MHHS-Katy |  | Power Supply, UPS |  | 133-09200 | 133-09200 | Katy | MHHS-Katy | Katy-Labor & Delivery OR | L and d | 7/1/19 | 7/1/20 |  |  | INCUBATORS, INFANT | Power Supply, UPS | POWERSUPPLYUPS-GE-Giraffe Shuttle M1143651 | POWERSUPPLYUPS | Giraffe Shuttle M1143651 |  |  |  | GE | Power Supply, UPS |  | POWERSUPPLYUPS-GE-Giraffe Shuttle M1143651 |  |  |  | PSU-2Y | Not Covered Vendor Only - Biomedical | MHHS-Katy | [8 empty] | POWERSUPPLYUPS | Power Supply, UPS | GE
NO | YES |  |  |  | 005-13029 | 005-13029 | GE Medical Systems | GIRAFFE SHUTTLE M1143651 |  | MAAV60002 | SE-Labor & Delivery | MHHS-Southeast |  | Power Supply, UPS |  | 005-13029 | 005-13029 | Southeast | MHHS-Southeast | SE-Labor & Delivery | Hallway | 11/1/19 |  | 11/1/20 |  | INCUBATORS, INFANT |  | POWERSUPPLYUPS-GE-Giraffe Shuttle M1143651 | POWERSUPPLYUPS | Giraffe Shuttle M1143651 |  |  |  | GE | Power Supply, UPS |  | POWERSUPPLYUPS-GE-Giraffe Shuttle M1143651 |  |  |  |  | Not Covered Vendor Only - Biomedical | MHHS-Southeast
NO | NO |  |  |  | 129-05759 |  | GE Medical Systems | GIRAFFE SHUTTLE M1143651 |  | MAT50052 | SUGAR LAND - NURSERY | MHHS-Sugarland |  | Power Supply, UPS |  | 129-05759 |  | Sugar Land |  | SUGAR LAND - NURSERY | [5 empty] | INCUBATORS, INFANT |  | POWERSUPPLYUPS-GE-Giraffe Shuttle M1143651 | POWERSUPPLYUPS | Giraffe Shuttle M1143651 |  |  |  | GE | Power Supply, UPS |  | POWERSUPPLYUPS-GE-Giraffe Shuttle M1143651 |  |  |  |  | Not Covered Vendor Only - Biomedical | MHHS-Sugarland
NO | YES |  |  |  | 151-01488 | 151-01488 | GE Medical Systems | GIRAFFE SPOT PT LITE |  | QAAV61672 | CY-Labor & Delivery | MHHS-Cypress |  |  |  | 151-01488 | 151-01488 | Northwest | MHHS-Cypress | CY-Labor & Delivery | Infant resusitation | 1/1/20 | 1/1/21 |  |  | PHOTOTHERAPY UNITS | Lamp, Phototherapy | LAMPPHOTOTHERAPY-GE-Giraffe Blue Spot PT Lite |  |  |  |  | LAMPPHOTOTHERAPY-GE-Giraffe Blue Spot PT Lite | GE | [6 empty] | LP-A | Covered PM Repair - Biomedical | MHHS-Cypress | [8 empty] | LAMPPHOTOTHERAPY | Lamp, Phototherapy | GE
NO | YES |  |  |  | 151-01485 | 151-01485 | GE Medical Systems | GIRAFFE SPOT PT LITE |  | QAAV61686 | CY-NICU | MHHS-Cypress |  |  |  | 151-01485 | 151-01485 | Northwest | MHHS-Cypress | CY-NICU | NICU 2 | 6/1/19 | 6/1/20 |  |  | PHOTOTHERAPY UNITS | Lamp, Phototherapy | LAMPPHOTOTHERAPY-GE-Giraffe Blue Spot PT Lite |  |  |  |  | LAMPPHOTOTHERAPY-GE-Giraffe Blue Spot PT Lite | GE | [6 empty] | LP-A | Covered PM Repair - Biomedical | MHHS-Cypress | [8 empty] | LAMPPHOTOTHERAPY | Lamp, Phototherapy | GE
NO | YES |  |  |  | 151-01486 | 151-01486 | GE Medical Systems | GIRAFFE SPOT PT LITE |  | QAAV61687 | CY-NICU | MHHS-Cypress |  |  |  | 151-01486 | 151-01486 | Northwest | MHHS-Cypress | CY-NICU | NICU 1 | 6/1/19 | 6/1/20 |  |  | PHOTOTHERAPY UNITS | Lamp, Phototherapy | LAMPPHOTOTHERAPY-GE-Giraffe Blue Spot PT Lite |  |  |  |  | LAMPPHOTOTHERAPY-GE-Giraffe Blue Spot PT Lite | GE |  |  |  |  | 4/9/19 |  | LP-A | Covered PM Repair - Biomedical | MHHS-Cypress | [8 empty] | LAMPPHOTOTHERAPY | Lamp, Phototherapy | GE
NO | YES |  |  |  | 151-01487 | 151-01487 | GE Medical Systems | GIRAFFE SPOT PT LITE |  | QAAV61688 | CY-NICU | MHHS-Cypress |  |  |  | 151-01487 | 151-01487 | Northwest | MHHS-Cypress | CY-NICU | Nicu 3 | 6/1/19 | 6/1/20 |  | Could not get to data plate | PHOTOTHERAPY UNITS | Lamp, Phototherapy | LAMPPHOTOTHERAPY-GE-Giraffe Blue Spot PT Lite |  |  |  |  | LAMPPHOTOTHERAPY-GE-Giraffe Blue Spot PT Lite | GE |  |  |  |  | 4/9/19 |  | LP-A | Covered PM Repair - Biomedical | MHHS-Cypress | [8 empty] | LAMPPHOTOTHERAPY | Lamp, Phototherapy | GE
NO | YES |  |  |  | 151-01483 | 151-01483 | GE Medical Systems | GIRAFFE SPOT PT LITE |  | QAAV60227 | CY-Nursery | MHHS-Cypress |  |  |  | 151-01483 | 151-01483 | Northwest | MHHS-Cypress | CY-Nursery | Nicu storage | 6/1/19 | 6/1/20 |  |  | PHOTOTHERAPY UNITS | Lamp, Phototherapy | LAMPPHOTOTHERAPY-GE-Giraffe Blue Spot PT Lite |  |  |  |  | LAMPPHOTOTHERAPY-GE-Giraffe Blue Spot PT Lite | GE |  |  |  |  | 9/18/19 |  | LP-A | Covered PM Repair - Biomedical | MHHS-Cypress | [8 empty] | LAMPPHOTOTHERAPY | Lamp, Phototherapy | GE
NO | YES |  |  |  | 151-01484 | 151-01484 | GE Medical Systems | GIRAFFE SPOT PT LITE |  | QAAV60274 | CY-Nursery | MHHS-Cypress |  |  |  | 151-01484 | 151-01484 | Northwest | MHHS-Cypress | CY-Nursery | Nicu storage | 6/1/19 | 6/1/20 |  |  | PHOTOTHERAPY UNITS | Lamp, Phototherapy | LAMPPHOTOTHERAPY-GE-Giraffe Blue Spot PT Lite |  |  |  |  | LAMPPHOTOTHERAPY-GE-Giraffe Blue Spot PT Lite | GE |  |  |  |  | 9/18/19 |  | LP-A | Covered PM Repair - Biomedical | MHHS-Cypress | [8 empty] | LAMPPHOTOTHERAPY | Lamp, Phototherapy | GE
NO | YES |  |  |  | 133-07065 | 133-07065 | GE Medical Systems | GIRAFFE SPOT PT LITE |  | HEBN50395 | Katy-Nursery | MHHS-Katy |  |  |  | 133-07065 | 133-07065 | Katy | MHHS-Katy | Katy-Nursery | L | 4/1/19 | 4/1/20 |  |  | PHOTOTHERAPY UNITS | Lamp, Phototherapy | LAMPPHOTOTHERAPY-GE-Giraffe Blue Spot PT Lite |  |  |  |  | LAMPPHOTOTHERAPY-GE-Giraffe Blue Spot PT Lite | GE |  |  |  |  | 12/26/18 |  | LP-A | Covered PM Repair - Biomedical | MHHS-Katy | [8 empty] | LAMPPHOTOTHERAPY | Lamp, Phototherapy | GE
NO | YES |  |  |  | 133-07068 | 133-07068 | GE Medical Systems | GIRAFFE SPOT PT LITE |  | HEBN50403 | KATY - NICU | MHHS-Katy |  |  |  | 133-07068 | 133-07068 | Katy |  | KATY - NICU | Secured room |  |  |  |  | PHOTOTHERAPY UNITS |  | LAMPPHOTOTHERAPY-GE-Giraffe Blue Spot PT Lite |  |  |  |  | LAMPPHOTOTHERAPY-GE-Giraffe Blue Spot PT Lite | GE | [7 empty] | Covered PM Repair - Biomedical | MHHS-Katy
NO | YES |  |  |  | 133-07071 | 133-07071 | GE Medical Systems | GIRAFFE SPOT PT LITE |  | HEBN50400 | KATY - NICU | MHHS-Katy |  |  |  | 133-07071 | 133-07071 | Katy |  | KATY - NICU | [5 empty] | PHOTOTHERAPY UNITS |  | LAMPPHOTOTHERAPY-GE-Giraffe Blue Spot PT Lite |  |  |  |  | LAMPPHOTOTHERAPY-GE-Giraffe Blue Spot PT Lite | GE | [7 empty] | Covered PM Repair - Biomedical | MHHS-Katy
NO | YES |  |  |  | 133-08163 | 133-08163 | GE Medical Systems | GIRAFFE SPOT PT LITE |  | QAAT50114 | Katy-NICU | MHHS-Katy |  |  |  | 133-08163 | 133-08163 | Katy | MHHS-Katy | Katy-NICU | NICU 309 | 1/1/20 | 1/1/21 |  |  | PHOTOTHERAPY UNITS | Lamp, Phototherapy | LAMPPHOTOTHERAPY-GE-Giraffe Blue Spot PT Lite |  |  |  |  | LAMPPHOTOTHERAPY-GE-Giraffe Blue Spot PT Lite | GE |  |  |  |  | 9/9/19 |  | LP-A | Covered PM Repair - Biomedical | MHHS-Katy | [8 empty] | LAMPPHOTOTHERAPY | Lamp, Phototherapy | GE
NO | YES |  |  |  | 133-08558 | 133-08558 | GE Medical Systems | GIRAFFE SPOT PT LITE |  | QAAT50074 | Katy-Nursery | MHHS-Katy |  |  |  | 133-08558 | 133-08558 | Katy | MHHS-Katy | Katy-Nursery | E311 |  |  |  |  | PHOTOTHERAPY UNITS | Lamp, Phototherapy | LAMPPHOTOTHERAPY-GE-Giraffe Blue Spot PT Lite |  |  |  |  | LAMPPHOTOTHERAPY-GE-Giraffe Blue Spot PT Lite | GE |  |  |  |  | 7/1/20 |  | LP-A | Not Covered Vendor Only - Biomedical | MHHS-Katy | [8 empty] | LAMPPHOTOTHERAPY | Lamp, Phototherapy | GE
NO | YES |  |  |  | 041-12642 | 041-12642 | GE Medical Systems | GIRAFFE SPOT PT LITE |  | HEBM51245 | MEMORIAL CITY - MHT - NICU | MHHS-Mem City |  |  |  | 041-12642 | 041-12642 | West | West | MEMORIAL CITY - MHT - NICU | MH4:104 Room4M31 |  |  |  |  | PHOTOTHERAPY UNITS |  | LAMPPHOTOTHERAPY-GE-Giraffe Blue Spot PT Lite |  |  |  |  | LAMPPHOTOTHERAPY-GE-Giraffe Blue Spot PT Lite | GE | [7 empty] | Not Covered Vendor Only - Biomedical | MHHS-Mem City
NO | YES |  |  |  | 041-12643 | 041-12643 | GE Medical Systems | GIRAFFE SPOT PT LITE |  | HEBM51254 | Memorial Hermann-Memorial City- Neonatal | MHHS-Mem City |  |  |  | 041-12643 | 041-12643 | West | Memorial Hermann Memorial City Medical Center | Memorial Hermann-Memorial City- Neonatal | MH4 312 Equipment Stoeage |  |  |  |  | PHOTOTHERAPY UNITS |  | LAMPPHOTOTHERAPY-GE-Giraffe Blue Spot PT Lite |  |  |  |  | LAMPPHOTOTHERAPY-GE-Giraffe Blue Spot PT Lite | GE | [7 empty] | Not Covered Vendor Only - Biomedical | MHHS-Mem City
NO | YES |  |  |  | 041-12644 | 041-12644 | GE Medical Systems | GIRAFFE SPOT PT LITE |  | HEBM51232 | MEMORIAL CITY - MHT - NICU | MHHS-Mem City |  |  |  | 041-12644 | 041-12644 | West | Memorial Hermann Memorial City Medical Center | MEMORIAL CITY - MHT - NICU | Memorial City - MH4 113 |  |  |  |  | PHOTOTHERAPY UNITS |  | LAMPPHOTOTHERAPY-GE-Giraffe Blue Spot PT Lite |  |  |  |  | LAMPPHOTOTHERAPY-GE-Giraffe Blue Spot PT Lite | GE | [7 empty] | Not Covered Vendor Only - Biomedical | MHHS-Mem City
NO | YES |  |  |  | 041-12649 | 041-12649 | GE Medical Systems | GIRAFFE SPOT PT LITE |  | HEBM51229 | MEMORIAL CITY - MHT - NICU | MHHS-Mem City |  |  |  | 041-12649 | 041-12649 | West | Memorial Hermann Memorial City Medical Center | MEMORIAL CITY - MHT - NICU | MEMORIAL CITY- MHT - NICU |  |  |  |  | PHOTOTHERAPY UNITS |  | LAMPPHOTOTHERAPY-GE-Giraffe Blue Spot PT Lite |  |  |  |  | LAMPPHOTOTHERAPY-GE-Giraffe Blue Spot PT Lite | GE | [7 empty] | Covered PM Repair - Biomedical | MHHS-Mem City
NO | YES |  |  |  | 041-12650 | 041-12650 | GE Medical Systems | GIRAFFE SPOT PT LITE |  | HEBM51252 | Memorial City -Neonatal | MHHS-Mem City |  |  |  | 041-12650 | 041-12650 | Memorial City | West | Memorial City -Neonatal | MH4:312 Equipment storage |  |  |  |  | PHOTOTHERAPY UNITS |  | LAMPPHOTOTHERAPY-GE-Giraffe Blue Spot PT Lite |  |  |  |  | LAMPPHOTOTHERAPY-GE-Giraffe Blue Spot PT Lite | GE | [7 empty] | Not Covered Vendor Only - Biomedical | MHHS-Mem City
NO | YES |  |  |  | 041-12651 | 041-12651 | GE Medical Systems | GIRAFFE SPOT PT LITE |  | HEBM51233 | MEMORIAL CITY - MHT - NICU | MHHS-Mem City |  |  |  | 041-12651 | 041-12651 | West | Memorial Hermann Memorial City Medical Center | MEMORIAL CITY - MHT - NICU | Memorial City - MH4 106 Room 4M30 |  |  |  |  | PHOTOTHERAPY UNITS |  | LAMPPHOTOTHERAPY-GE-Giraffe Blue Spot PT Lite |  |  |  |  | LAMPPHOTOTHERAPY-GE-Giraffe Blue Spot PT Lite | GE | [7 empty] | Covered PM Repair - Biomedical | MHHS-Mem City
NO | YES |  |  |  | 041-12652 | 041-12652 | GE Medical Systems | GIRAFFE SPOT PT LITE |  | HEBM51242 | MEMORIAL CITY - MHT - NICU | MHHS-Mem City |  |  |  | 041-12652 | 041-12652 | West | West | MEMORIAL CITY - MHT - NICU | MH4:103 4M32 |  |  |  |  | PHOTOTHERAPY UNITS |  | LAMPPHOTOTHERAPY-GE-Giraffe Blue Spot PT Lite |  |  |  |  | LAMPPHOTOTHERAPY-GE-Giraffe Blue Spot PT Lite | GE | [7 empty] | Covered PM Repair - Biomedical | MHHS-Mem City
NO | YES |  |  |  | 041-12653 | 041-12653 | GE Medical Systems | GIRAFFE SPOT PT LITE |  | HEBM51228 | MEMORIAL CITY - MHT - NICU | MHHS-Mem City |  |  |  | 041-12653 | 041-12653 | West | Memorial Hermann Memorial City Medical Center | MEMORIAL CITY - MHT - NICU | RM 4M34 |  |  |  |  | PHOTOTHERAPY UNITS |  | LAMPPHOTOTHERAPY-GE-Giraffe Blue Spot PT Lite |  |  |  |  | LAMPPHOTOTHERAPY-GE-Giraffe Blue Spot PT Lite | GE | [7 empty] | Covered PM Repair - Biomedical | MHHS-Mem City
NO | YES |  |  |  | 041-12963 | 041-12963 | GE Medical Systems | GIRAFFE SPOT PT LITE |  | HEBM51255 | MEMORIAL CITY - MHT - NICU | MHHS-Mem City |  |  |  | 041-12963 | 041-12963 | West | Memorial Hermann Memorial City Medical Center | MEMORIAL CITY - MHT - NICU | MEMORIAL CITY MHT NICU |  |  |  |  | PHOTOTHERAPY UNITS |  | LAMPPHOTOTHERAPY-GE-Giraffe Blue Spot PT Lite |  |  |  |  | LAMPPHOTOTHERAPY-GE-Giraffe Blue Spot PT Lite | GE | [7 empty] | Covered PM Repair - Biomedical | MHHS-Mem City
NO | YES |  |  |  | 041-12965 | 041-12965 | GE Medical Systems | GIRAFFE SPOT PT LITE |  | HEBM51243 | MEMORIAL CITY - MHT - NICU | MHHS-Mem City |  |  |  | 041-12965 | 041-12965 | West | West | MEMORIAL CITY - MHT - NICU | MH4:118 Room4M19 |  |  |  |  | PHOTOTHERAPY UNITS |  | LAMPPHOTOTHERAPY-GE-Giraffe Blue Spot PT Lite |  |  |  |  | LAMPPHOTOTHERAPY-GE-Giraffe Blue Spot PT Lite | GE | [7 empty] | Covered PM Repair - Biomedical | MHHS-Mem City
NO | YES |  |  |  | 041-12966 | 041-12966 | GE Medical Systems | GIRAFFE SPOT PT LITE |  | HEBM51251 | Memorial City - NICU | MHHS-Mem City |  |  |  | 041-12966 | 041-12966 | West | Memorial City - Memorial Hermann Hospital | Memorial City - NICU | MH4:109 |  |  |  |  | PHOTOTHERAPY UNITS |  | LAMPPHOTOTHERAPY-GE-Giraffe Blue Spot PT Lite |  |  |  |  | LAMPPHOTOTHERAPY-GE-Giraffe Blue Spot PT Lite | GE | [7 empty] | Not Covered Vendor Only - Biomedical | MHHS-Mem City
NO | YES |  |  |  | 041-12968 | 041-12968 | GE Medical Systems | GIRAFFE SPOT PT LITE |  | HEBM51226 | Memorial City - NICU | MHHS-Mem City |  |  |  | 041-12968 | 041-12968 | West | Memorial City - Memorial Hermann Hospital | Memorial City - NICU | MH4:107 Control Room |  |  |  |  | PHOTOTHERAPY UNITS |  | LAMPPHOTOTHERAPY-GE-Giraffe Blue Spot PT Lite |  |  |  |  | LAMPPHOTOTHERAPY-GE-Giraffe Blue Spot PT Lite | GE | [7 empty] | Covered PM Repair - Biomedical | MHHS-Mem City
NO | YES |  |  |  | 041-12969 | 041-12969 | GE Medical Systems | GIRAFFE SPOT PT LITE |  | HEBM51253 | MEMORIAL CITY - MHT - NICU | MHHS-Mem City |  |  |  | 041-12969 | 041-12969 | West | Memorial Hermann Memorial City Medical Center | MEMORIAL CITY - MHT - NICU | Memorial City - MH4 106 Room 4M30 |  |  |  |  | PHOTOTHERAPY UNITS |  | LAMPPHOTOTHERAPY-GE-Giraffe Blue Spot PT Lite |  |  |  |  | LAMPPHOTOTHERAPY-GE-Giraffe Blue Spot PT Lite | GE | [7 empty] | Covered PM Repair - Biomedical | MHHS-Mem City
NO | YES |  |  |  | 041-12647 | 041-12647 | GE Medical Systems | GIRAFFE SPOT PT LITE |  | HEBM51247 | Memorial City - NICU | MHHS-Mem City |  |  |  | 041-12647 | 041-12647 | West | Memorial City - Memorial Hermann Hospital | Memorial City - NICU | MH4:112 |  |  |  |  | PHOTOTHERAPY UNITS |  | LAMPPHOTOTHERAPY-GE-Giraffe Blue Spot PT Lite |  |  |  |  | LAMPPHOTOTHERAPY-GE-Giraffe Blue Spot PT Lite | GE | [7 empty] | Not Covered Vendor Only - Biomedical | MHHS-Mem City
NO | YES |  |  |  | 005-09728 | 005-09728 | GE Medical Systems | GIRAFFE SPOT PT LITE |  | HEBL50461 | Nicu | MHHS-Southeast |  |  |  | 005-09728 | 005-09728 | TMC | Memorial Hermann-Texas Medical Center | Nicu | E4005 | 11/1/20 |  | 2/1/21 |  | PHOTOTHERAPY UNITS |  | LAMPPHOTOTHERAPY-GE-Giraffe Blue Spot PT Lite |  |  |  |  | LAMPPHOTOTHERAPY-GE-Giraffe Blue Spot PT Lite | GE |  |  |  |  | 12/26/18 |  |  | Covered PM Repair - Biomedical | MHHS-Southeast
NO | YES |  |  |  | 069-38860 | 069-38860 | GE Medical Systems | GIRAFFE SPOT PT LITE |  | QAAT50022 | TMC-Hermann-Pedi ER (1Hp) | MHHS-TMC |  |  |  | 069-38860 | 069-38860 | TMC | MHHS-TMC | TMC-Hermann-Pedi ER (1Hp) | Nursing | 7/1/19 |  | 7/1/20 |  | PHOTOTHERAPY UNITS | Lamp, Phototherapy | LAMPPHOTOTHERAPY-GE-Giraffe Blue Spot PT Lite |  |  |  |  | LAMPPHOTOTHERAPY-GE-Giraffe Blue Spot PT Lite | GE | [6 empty] | LP-A | Not Covered Vendor Only - Biomedical | MHHS-TMC | [8 empty] | LAMPPHOTOTHERAPY | Lamp, Phototherapy | GE
NO | YES |  |  |  | 029-10029 | 029-10029 | GE Medical Systems | GIRAFFE SPOT PT LITE |  | QAAU60688 | Woodlands-NICU (New) | MHHS-Woodlands |  |  |  | 029-10029 | 029-10029 | Woodlands | MHHS-Woodlands | Woodlands-NICU (New) | Level 2 Nursery | 5/1/19 |  | 5/1/20 |  | PHOTOTHERAPY UNITS | Lamp, Phototherapy | LAMPPHOTOTHERAPY-GE-Giraffe Blue Spot PT Lite |  |  |  |  | LAMPPHOTOTHERAPY-GE-Giraffe Blue Spot PT Lite | GE |  |  |  |  | 1/1/00 |  | LP-A | Covered PM Repair - Biomedical | MHHS-Woodlands | [8 empty] | LAMPPHOTOTHERAPY | Lamp, Phototherapy | GE
NO | YES |  |  |  | 029-10030 | 029-10030 | GE Medical Systems | GIRAFFE SPOT PT LITE |  | QAAU60674 | Woodlands-NICU (New) | MHHS-Woodlands |  |  |  | 029-10030 | 029-10030 | Woodlands | MHHS-Woodlands | Woodlands-NICU (New) | Storage room | 6/1/19 |  | 6/1/20 |  | PHOTOTHERAPY UNITS | Lamp, Phototherapy | LAMPPHOTOTHERAPY-GE-Giraffe Blue Spot PT Lite |  |  |  |  | LAMPPHOTOTHERAPY-GE-Giraffe Blue Spot PT Lite | GE |  |  |  |  | 12/19/25 |  | LP-A | Not Covered Vendor Only - Biomedical | MHHS-Woodlands | [8 empty] | LAMPPHOTOTHERAPY | Lamp, Phototherapy | GE
NO | YES |  |  |  | 029-10888 | 029-10888 | GE Medical Systems | GIRAFFE SPOT PT LITE |  | QAAV60379 | Woodlands-NICU | MHHS-Woodlands |  |  |  | 029-10888 | 029-10888 | Woodlands | MHHS-Woodlands | Woodlands-NICU | Equipment Storage | 10/1/19 |  | 10/1/20 |  | PHOTOTHERAPY UNITS | Lamp, Phototherapy | LAMPPHOTOTHERAPY-GE-Giraffe Blue Spot PT Lite |  |  |  |  | LAMPPHOTOTHERAPY-GE-Giraffe Blue Spot PT Lite | GE |  |  |  |  | 12/19/25 |  | LP-A | Not Covered Vendor Only - Biomedical | MHHS-Woodlands | [8 empty] | LAMPPHOTOTHERAPY | Lamp, Phototherapy | GE
NO | YES |  |  |  | 029-10973 | 029-10973 | GE Medical Systems | GIRAFFE SPOT PT LITE |  | QAAV60974 | Woodlands-Birth Center | MHHS-Woodlands |  |  |  | 029-10973 | 029-10973 | Woodlands | MHHS-Woodlands | Woodlands-Birth Center | NICU 27 | 11/1/19 |  | 11/1/20 |  | PHOTOTHERAPY UNITS | Lamp, Phototherapy | LAMPPHOTOTHERAPY-GE-Giraffe Blue Spot PT Lite |  |  |  |  | LAMPPHOTOTHERAPY-GE-Giraffe Blue Spot PT Lite | GE |  |  |  |  | 12/19/25 |  | LP-A | Not Covered Vendor Only - Biomedical | MHHS-Woodlands | [8 empty] | LAMPPHOTOTHERAPY | Lamp, Phototherapy | GE
NO | YES |  |  |  | 029-10974 | 029-10974 | GE Medical Systems | GIRAFFE SPOT PT LITE |  | QAAV60973 | Woodlands-NICU | MHHS-Woodlands |  |  |  | 029-10974 | 029-10974 | Woodlands | MHHS-Woodlands | Woodlands-NICU |  | 7/1/19 |  |  |  | PHOTOTHERAPY UNITS | Lamp, Phototherapy | LAMPPHOTOTHERAPY-GE-Giraffe Blue Spot PT Lite |  |  |  |  | LAMPPHOTOTHERAPY-GE-Giraffe Blue Spot PT Lite | GE |  |  |  |  | 8/1/29 |  | LP-A | Not Covered Vendor Only - Biomedical | MHHS-Woodlands | [8 empty] | LAMPPHOTOTHERAPY | Lamp, Phototherapy | GE
NO | YES | [5 empty] | GE Medical Systems | GIRAFFE SPOT PT LITE |  | HEBN50773 | Woodlands-NICU (New) | MHHS-Woodlands | [5 empty] | Woodlands | MHHS-Woodlands | Woodlands-NICU (New) | Storage | 5/1/19 |  | 5/1/20 |  | PHOTOTHERAPY UNITS | Lamp, Phototherapy | LAMPPHOTOTHERAPY-GE-Giraffe Blue Spot PT Lite |  |  |  |  | LAMPPHOTOTHERAPY-GE-Giraffe Blue Spot PT Lite | GE |  |  |  |  | 8/1/29 |  | LP-A | Not Covered Vendor Only - Biomedical | MHHS-Woodlands | [8 empty] | LAMPPHOTOTHERAPY | Lamp, Phototherapy | GE
NO | YES |  |  |  |  | 029-0618 | GE Medical Systems | GIRAFFE SPOT PT LITE |  | HEBN50776 | Woodlands-NICU | MHHS-Woodlands |  |  |  |  | 029-0618 | Woodlands | MHHS-Woodlands | Woodlands-NICU |  | 5/1/19 |  | 5/1/20 |  | PHOTOTHERAPY UNITS | Lamp, Phototherapy | LAMPPHOTOTHERAPY-GE-Giraffe Blue Spot PT Lite |  |  |  |  | LAMPPHOTOTHERAPY-GE-Giraffe Blue Spot PT Lite | GE | [6 empty] | LP-A | Covered PM Repair - Biomedical | MHHS-Woodlands | [8 empty] | LAMPPHOTOTHERAPY | Lamp, Phototherapy | GE
YES | YES |  |  |  | 029-13508 | 029-13508 | GE Medical Systems | GIRAFFE SPOT PT LITE |  | QAWY60537 | WOODLANDS - NICU |  |  |  |  | 029-13508 | 029-13508 | Woodlands | Memorial Hermann Hospital Woodlands | WOODLANDS - NICU | Equipment Storage | [5 empty] | Lamp, Phototherapy | LAMPPHOTOTHERAPY-GE-Giraffe Blue Spot PT Lite | [12 empty] | LP-A | [10 empty] | LAMPPHOTOTHERAPY | Lamp, Phototherapy | GE
NO | NO |  |  |  | 041-09897 |  | GE Medical Systems | GIRAFFE SPOT PT LITE |  | HEBK50641 | MEMORIAL CITY - MHT - NICU | MHHS-Mem City |  |  |  | 041-09897 |  | West & Memorial City |  | MEMORIAL CITY - MHT - NICU | [5 empty] | PHOTOTHERAPY UNITS |  | LAMPPHOTOTHERAPY-GE-Giraffe Blue Spot PT Lite |  |  |  |  | LAMPPHOTOTHERAPY-GE-Giraffe Blue Spot PT Lite | GE | [7 empty] | Not Covered Vendor Only - Biomedical | MHHS-Mem City
NO | NO |  |  |  | 041-12641 |  | GE Medical Systems | GIRAFFE SPOT PT LITE |  | HEBM51248 | MEMORIAL CITY - MHT - NICU | MHHS-Mem City |  |  |  | 041-12641 |  | West & Memorial City |  | MEMORIAL CITY - MHT - NICU | [5 empty] | PHOTOTHERAPY UNITS |  | LAMPPHOTOTHERAPY-GE-Giraffe Blue Spot PT Lite |  |  |  |  | LAMPPHOTOTHERAPY-GE-Giraffe Blue Spot PT Lite | GE | [7 empty] | Not Covered Vendor Only - Biomedical | MHHS-Mem City
NO | NO |  |  |  | 041-12645 |  | GE Medical Systems | GIRAFFE SPOT PT LITE |  | HEBM51250 | MEMORIAL CITY - MHT - NICU | MHHS-Mem City |  |  |  | 041-12645 |  | West & Memorial City |  | MEMORIAL CITY - MHT - NICU | [5 empty] | PHOTOTHERAPY UNITS |  | LAMPPHOTOTHERAPY-GE-Giraffe Blue Spot PT Lite |  |  |  |  | LAMPPHOTOTHERAPY-GE-Giraffe Blue Spot PT Lite | GE | [7 empty] | Not Covered Vendor Only - Biomedical | MHHS-Mem City
NO | NO |  |  |  | 041-12646 |  | GE Medical Systems | GIRAFFE SPOT PT LITE |  | HEBM51234 | MEMORIAL CITY - MHT - NICU | MHHS-Mem City |  |  |  | 041-12646 |  | West & Memorial City |  | MEMORIAL CITY - MHT - NICU | [5 empty] | PHOTOTHERAPY UNITS |  | LAMPPHOTOTHERAPY-GE-Giraffe Blue Spot PT Lite |  |  |  |  | LAMPPHOTOTHERAPY-GE-Giraffe Blue Spot PT Lite | GE | [7 empty] | Covered PM Repair - Biomedical | MHHS-Mem City
NO | NO |  |  |  | 041-12648 |  | GE Medical Systems | GIRAFFE SPOT PT LITE |  | HEBM51230 | MEMORIAL CITY - MHT - NICU | MHHS-Mem City |  |  |  | 041-12648 |  | West & Memorial City |  | MEMORIAL CITY - MHT - NICU | [5 empty] | PHOTOTHERAPY UNITS |  | LAMPPHOTOTHERAPY-GE-Giraffe Blue Spot PT Lite |  |  |  |  | LAMPPHOTOTHERAPY-GE-Giraffe Blue Spot PT Lite | GE | [7 empty] | Covered PM Repair - Biomedical | MHHS-Mem City
NO | NO |  |  |  | 041-12654 |  | GE Medical Systems | GIRAFFE SPOT PT LITE |  | HEBM51227 | MEMORIAL CITY - MHT - NICU | MHHS-Mem City |  |  |  | 041-12654 |  | West & Memorial City |  | MEMORIAL CITY - MHT - NICU | [5 empty] | PHOTOTHERAPY UNITS |  | LAMPPHOTOTHERAPY-GE-Giraffe Blue Spot PT Lite |  |  |  |  | LAMPPHOTOTHERAPY-GE-Giraffe Blue Spot PT Lite | GE | [7 empty] | Covered PM Repair - Biomedical | MHHS-Mem City
NO | NO |  |  |  | 041-12967 |  | GE Medical Systems | GIRAFFE SPOT PT LITE |  | HEBM51241 | MEMORIAL CITY - MHT - NICU | MHHS-Mem City |  |  |  | 041-12967 |  | West & Memorial City |  | MEMORIAL CITY - MHT - NICU | [5 empty] | PHOTOTHERAPY UNITS |  | LAMPPHOTOTHERAPY-GE-Giraffe Blue Spot PT Lite |  |  |  |  | LAMPPHOTOTHERAPY-GE-Giraffe Blue Spot PT Lite | GE | [7 empty] | Not Covered Vendor Only - Biomedical | MHHS-Mem City
NO | NO |  |  |  | 041-12970 |  | GE Medical Systems | GIRAFFE SPOT PT LITE |  | HEBM51249 | MEMORIAL CITY - MHT - NICU | MHHS-Mem City |  |  |  | 041-12970 |  | West & Memorial City |  | MEMORIAL CITY - MHT - NICU | [5 empty] | PHOTOTHERAPY UNITS |  | LAMPPHOTOTHERAPY-GE-Giraffe Blue Spot PT Lite |  |  |  |  | LAMPPHOTOTHERAPY-GE-Giraffe Blue Spot PT Lite | GE | [7 empty] | Covered PM Repair - Biomedical | MHHS-Mem City
NO | NO |  |  |  | 005-09668 |  | GE Medical Systems | GIRAFFE SPOT PT LITE |  | HEBL50497 | SE - NEONATAL ICU | MHHS-Southeast |  |  |  | 005-09668 |  | Southeast & Bay Area |  | SE - NEONATAL ICU | [5 empty] | PHOTOTHERAPY UNITS |  | LAMPPHOTOTHERAPY-GE-Giraffe Blue Spot PT Lite |  |  |  |  | LAMPPHOTOTHERAPY-GE-Giraffe Blue Spot PT Lite | GE | [7 empty] | Not Covered Vendor Only - Biomedical | MHHS-Southeast
NO | NO |  |  |  | 029-09017 |  | GE Medical Systems | GIRAFFE SPOT PT LITE |  | HEBK51307 | WOODLANDS - NICU | MHHS-Woodlands |  |  |  | 029-09017 |  | Woodlands |  | WOODLANDS - NICU | [5 empty] | PHOTOTHERAPY UNITS |  | LAMPPHOTOTHERAPY-GE-Giraffe Blue Spot PT Lite |  |  |  |  | LAMPPHOTOTHERAPY-GE-Giraffe Blue Spot PT Lite | GE | [7 empty] | Not Covered Vendor Only - Biomedical | MHHS-Woodlands
NO | NO |  |  |  | 029-09903 |  | GE Medical Systems | GIRAFFE SPOT PT LITE |  | HEBM51307 | WOODLANDS - NICU | MHHS-Woodlands |  |  |  | 029-09903 |  | Woodlands |  | WOODLANDS - NICU | [5 empty] | PHOTOTHERAPY UNITS |  | LAMPPHOTOTHERAPY-GE-Giraffe Blue Spot PT Lite |  |  |  |  | LAMPPHOTOTHERAPY-GE-Giraffe Blue Spot PT Lite | GE | [7 empty] | Not Covered Vendor Only - Biomedical | MHHS-Woodlands
NO | NO |  |  |  | 029-10889 |  | GE Medical Systems | GIRAFFE SPOT PT LITE |  | QAAV60397 | WOODLANDS - NICU | MHHS-Woodlands |  |  |  | 029-10889 |  | Woodlands |  | WOODLANDS - NICU | [5 empty] | PHOTOTHERAPY UNITS |  | LAMPPHOTOTHERAPY-GE-Giraffe Blue Spot PT Lite |  |  |  |  | LAMPPHOTOTHERAPY-GE-Giraffe Blue Spot PT Lite | GE | [7 empty] | Not Covered Vendor Only - Biomedical | MHHS-Woodlands
NO | NO |  |  |  | 005-10057 |  | GE Medical Systems | GMR04BAMWW |  |  | OPID - (SE) - FRIENDSWOOD - 401 | MHHS-OPID |  |  |  | 005-10057 |  | Southeast & Bay Area |  | OPID - (SE) - FRIENDSWOOD - 401 | [5 empty] | REFRIGERATORS, LABORATORY |  | .needs class | [5 empty] | GE | [7 empty] | Covered PM Repair - Biomedical | MHHS-OPID
YES | YES |  |  |  | 005-02788 | 005-02788 | GE Medical Systems | HiSpeed |  | 281929CT3 | Radiolog |  |  |  |  | 005-02788 | 005-02788 | Southeast | Memorial Hermann Southeast Hospital | Radiolog | Radiology ct 1 |  |  |  | Philips site id 1429940
NO | YES |  |  |  | R-005-02788 |  | GE Medical Systems | HiSPEED QX/i |  | 955047YM6 | SE - RADIOLOGY | MHHS-Southeast |  |  |  | R-005-02788 |  | Southeast & Bay Area |  | SE - RADIOLOGY |  | 6/5/19 |  |  |  | SCANNING SYSTEMS, COMPUTED TOMOGRAPHY |  | .needs class | [5 empty] | GE |  |  |  |  | 6/1/20 |  |  | Not Covered Vendor Only - Biomedical | MHHS-Southeast
NO | YES |  |  |  | 041-17949 | 041-17949 | GE Medical Systems | IEB CATH LAB BOX |  | JTD13225337SA | Memorial City-H | MHHS-Mem City |  |  |  | 041-17949 | 041-17949 | West | Memorial Hermann Heart | Memorial City-H | Carh Lab 2 | 11/1/13 |  |  |  | POWER SUPPLIES |  | HUBCOMPUTERNETWORK-GE-IEB |  |  |  |  | HUBCOMPUTERNETWORK-GE-IEB | GE | [7 empty] | Covered PM Repair - Biomedical | MHHS-Mem City
NO | YES |  |  |  | 041-17959 | 041-17959 | GE Medical Systems | IEB CATH LAB BOX |  | JTD13225336SA | Memorial City-H | MHHS-Mem City |  |  |  | 041-17959 | 041-17959 | West | Memorial Hermann Heart | Memorial City-H | Carh Lab 3 | 11/1/13 |  |  |  | POWER SUPPLIES |  | HUBCOMPUTERNETWORK-GE-IEB |  |  |  |  | HUBCOMPUTERNETWORK-GE-IEB | GE | [7 empty] | Covered PM Repair - Radiology, Low End | MHHS-Mem City
NO | YES |  |  |  | 041-18520 | 041-18520 | GE Medical Systems | IEB CATH LAB BOX |  | JTD141259225A | MEMORIAL CITY - CATH LAB | MHHS-Mem City |  |  |  | 041-18520 | 041-18520 | West | Memorial herman heart and vascular - memorial city | MEMORIAL CITY - CATH LAB | Ct room 2 |  |  |  | No pm found | POWER SUPPLIES |  | HUBCOMPUTERNETWORK-GE-IEB |  |  |  |  | HUBCOMPUTERNETWORK-GE-IEB | GE | [7 empty] | Covered PM Repair - Radiology, Low End | MHHS-Mem City
NO | YES |  |  |  | 041-18619 | 041-18619 | GE Medical Systems | IEB CATH LAB BOX |  | JTD14125916SA | MEMORIAL CITY - CATH LAB | MHHS-Mem City |  |  |  | 041-18619 | 041-18619 | West | Memorial herman heart and vascular - memorial city | MEMORIAL CITY - CATH LAB | Ct room 1 |  |  |  | No pm found | POWER SUPPLIES |  | HUBCOMPUTERNETWORK-GE-IEB |  |  |  |  | HUBCOMPUTERNETWORK-GE-IEB | GE | [7 empty] | Covered PM Repair - Radiology, Low End | MHHS-Mem City
NO | YES |  |  |  |  | 142-01529 | GE Medical Systems | IEB CATH LAB BOX |  | JTD09432785SA | NE-Cath Lab | MHHS-Northeast |  |  |  |  | 142-01529 | Katy | MHHS-Northeast | NE-Cath Lab | Cath Lab | 5/1/14 |  |  |  | POWER SUPPLIES | Hub, Computer Network | HUBCOMPUTERNETWORK-GE-IEB |  |  |  |  | HUBCOMPUTERNETWORK-GE-IEB | GE |  |  |  |  | 8/8/18 |  |  | Covered PM Repair - Biomedical | MHHS-Northeast | [8 empty] | HUBCOMPUTERNETWORK | Hub, Computer Network | GE
NO | YES | [5 empty] | GE Medical Systems | IEB CATH LAB BOX |  | JTD09452812SA | NE-Cath Lab | MHHS-Northeast | [5 empty] | Katy | MHHS-Northeast | NE-Cath Lab |  | 5/1/14 |  |  |  | POWER SUPPLIES | Hub, Computer Network | HUBCOMPUTERNETWORK-GE-IEB |  |  |  |  | HUBCOMPUTERNETWORK-GE-IEB | GE | [7 empty] | Covered PM Repair - Biomedical | MHHS-Northeast | [8 empty] | HUBCOMPUTERNETWORK | Hub, Computer Network | GE
NO | YES |  |  |  | 005-33913 | 005-33913 | GE Medical Systems | IEB CATH LAB BOX |  | JTD18490639SA | SE - OR | MHHS-Southeast |  |  |  | 005-33913 | 005-33913 | Southeast & Bay Area | Memorial Herman 11800 Astoria | SE - OR | Hybrid 2 | 1/1/19 | 1/1/20 |  |  | POWER SUPPLIES | Hub, Computer Network | HUBCOMPUTERNETWORK-GE-IEB |  |  |  |  | HUBCOMPUTERNETWORK-GE-IEB | GE | [7 empty] | Covered PM Repair - Biomedical | MHHS-Southeast | [8 empty] | HUBCOMPUTERNETWORK | Hub, Computer Network | GE
NO | YES |  |  |  | 074-00365 | 074-00365 | GE Medical Systems | IEB CATH LAB BOX |  | NSN | Cath lab | MHHS-TMC |  |  |  | 074-00365 | 074-00365 | TMC | Memorial Hermann-Texas Medical Center | Cath lab | Cath lab 3 | 1/1/17 |  |  | No PM Sticker | POWER SUPPLIES | Hub, Computer Network | HUBCOMPUTERNETWORK-GE-IEB |  |  |  |  | HUBCOMPUTERNETWORK-GE-IEB | GE |  |  |  |  | 6/16/17 |  |  | Covered PM Repair - Biomedical | MHHS-TMC | [8 empty] | HUBCOMPUTERNETWORK | Hub, Computer Network | GE
NO | YES |  |  |  | 074-00375 | 074-00375 | GE Medical Systems | IEB CATH LAB BOX |  | JTD08431992SA | Cath lab | MHHS-TMC |  |  |  | 074-00375 | 074-00375 | TMC | Memorial Hermann-Texas Medical Center | Cath lab | Cath lab 3 |  |  |  | No PM Sticker | POWER SUPPLIES | Hub, Computer Network | HUBCOMPUTERNETWORK-GE-IEB |  |  |  |  | HUBCOMPUTERNETWORK-GE-IEB | GE |  |  |  |  | 6/16/17 |  |  | Covered PM Repair - Biomedical | MHHS-TMC | [8 empty] | HUBCOMPUTERNETWORK | Hub, Computer Network | GE
NO | YES |  |  |  | 074-03094 | 074-03094 | GE Medical Systems | IEB CATH LAB BOX |  | JTD08431989SA | TMC-Cath Lab-Adult (2Hvi) | MHHS-TMC |  |  |  | 074-03094 | 074-03094 | TMC | MHHS-TMC | TMC-Cath Lab-Adult (2Hvi) | Cath lab 4 |  |  |  | No PM Sticker | POWER SUPPLIES | Hub, Computer Network | HUBCOMPUTERNETWORK-GE-IEB |  |  |  |  | HUBCOMPUTERNETWORK-GE-IEB | GE |  |  |  |  | 6/16/17 |  |  | Covered PM Repair - Biomedical | MHHS-TMC | [8 empty] | HUBCOMPUTERNETWORK | Hub, Computer Network | GE
NO | YES |  |  |  | 074-05178 | 074-05178 | GE Medical Systems | IEB CATH LAB BOX |  | JTD163102075A | TMC-Cath Lab-Adult (2Hvi) | MHHS-TMC |  |  |  | 074-05178 | 074-05178 | TMC | MHHS-TMC | TMC-Cath Lab-Adult (2Hvi) | OR6 |  |  |  |  | POWER SUPPLIES | Hub, Computer Network | HUBCOMPUTERNETWORK-GE-IEB |  |  |  |  | HUBCOMPUTERNETWORK-GE-IEB | GE |  |  |  |  | 6/16/17 |  |  | Covered PM Repair - Biomedical | MHHS-TMC | [8 empty] | HUBCOMPUTERNETWORK | Hub, Computer Network | GE
NO | YES | Serial Number JTD08411675SA |  |  |  | 069-21552 | GE Medical Systems | IEB CATH LAB BOX |  | JTD08411675SA | TMC-Cath Lab-Adult (2Hvi) | MHHS-TMC |  |  |  |  | 069-21552 | TMC | MHHS-TMC | TMC-Cath Lab-Adult (2Hvi) | Biomed Shop |  |  |  | No PM Sticker | POWER SUPPLIES | Hub, Computer Network | HUBCOMPUTERNETWORK-GE-IEB |  |  |  |  | HUBCOMPUTERNETWORK-GE-IEB | GE |  |  |  |  | 6/16/17 |  |  | Covered PM Repair - Biomedical | MHHS-TMC | [8 empty] | HUBCOMPUTERNETWORK | Hub, Computer Network | GE
NO | YES |  |  |  | 074-04365 | 074-04365 | GE Medical Systems | IEB CATH LAB BOX |  | JTD12444920SA | TMC-Cath Lab-Pedi (Ghp) | MHHS-TMC |  |  |  | 074-04365 | 074-04365 | TMC | MHHS-TMC | TMC-Cath Lab-Pedi (Ghp) |  | 5/10/19 |  |  |  | POWER SUPPLIES | Hub, Computer Network | HUBCOMPUTERNETWORK-GE-IEB |  |  |  |  | HUBCOMPUTERNETWORK-GE-IEB | GE |  |  |  |  | 6/1/17 | Finished from Script 3/27/2020 12:11:52pm (Central) |  | Covered PM Repair - Biomedical | MHHS-TMC | [8 empty] | HUBCOMPUTERNETWORK | Hub, Computer Network | GE
NO | NO |  |  |  | 133-08637 |  | GE Medical Systems | IEB CATH LAB BOX |  | JT013515757SA | KATY - CATH LAB | MHHS-Katy |  |  |  | 133-08637 |  | Katy |  | KATY - CATH LAB | [5 empty] | POWER SUPPLIES |  | HUBCOMPUTERNETWORK-GE-IEB |  |  |  |  | HUBCOMPUTERNETWORK-GE-IEB | GE | [7 empty] | Covered PM Repair - Biomedical | MHHS-Katy
NO | NO |  |  |  | 133-09907 |  | GE Medical Systems | IEB CATH LAB BOX |  | JTD16410371SA | KATY - CATH LAB | MHHS-Katy |  |  |  | 133-09907 |  | Katy |  | KATY - CATH LAB | [5 empty] | POWER SUPPLIES |  | HUBCOMPUTERNETWORK-GE-IEB |  |  |  |  | HUBCOMPUTERNETWORK-GE-IEB | GE | [7 empty] | Covered PM Repair - Biomedical | MHHS-Katy
NO | NO |  |  |  | 041-17919 |  | GE Medical Systems | IEB CATH LAB BOX |  | JTD13235347SA | MEMORIAL CITY - CATH LAB | MHHS-Mem City |  |  |  | 041-17919 |  | West & Memorial City |  | MEMORIAL CITY - CATH LAB | [5 empty] | POWER SUPPLIES |  | HUBCOMPUTERNETWORK-GE-IEB |  |  |  |  | HUBCOMPUTERNETWORK-GE-IEB | GE | [7 empty] | Covered PM Repair - Radiology, High End | MHHS-Mem City
NO | NO |  |  |  | 041-17930 |  | GE Medical Systems | IEB CATH LAB BOX |  | JTD10243120SA | MEMORIAL CITY - CATH LAB | MHHS-Mem City |  |  |  | 041-17930 |  | West & Memorial City |  | MEMORIAL CITY - CATH LAB | [5 empty] | POWER SUPPLIES |  | HUBCOMPUTERNETWORK-GE-IEB |  |  |  |  | HUBCOMPUTERNETWORK-GE-IEB | GE | [7 empty] | Covered PM Repair - Biomedical | MHHS-Mem City
NO | NO |  |  |  | 041-17939 |  | GE Medical Systems | IEB CATH LAB BOX |  | JTD13235346SA | MEMORIAL CITY - CATH LAB | MHHS-Mem City |  |  |  | 041-17939 |  | West & Memorial City |  | MEMORIAL CITY - CATH LAB | [5 empty] | POWER SUPPLIES |  | HUBCOMPUTERNETWORK-GE-IEB |  |  |  |  | HUBCOMPUTERNETWORK-GE-IEB | GE | [7 empty] | Covered PM Repair - Biomedical | MHHS-Mem City
NO | NO |  |  |  | 145-00922 |  | GE Medical Systems | IEB CATH LAB BOX |  | JTD16040002SA | PEARLAND - CARDIAC CATH LAB | MHHS-Pearland Hospital |  |  |  | 145-00922 |  | Pearland |  | PEARLAND - CARDIAC CATH LAB | [5 empty] | POWER SUPPLIES |  | HUBCOMPUTERNETWORK-GE-IEB |  |  |  |  | HUBCOMPUTERNETWORK-GE-IEB | GE | [7 empty] | Covered PM Repair - Biomedical | MHHS-Pearland Hospital
NO | NO |  |  |  | 005-12977 |  | GE Medical Systems | IEB CATH LAB BOX |  | JTD18440546SA | SE - OR | MHHS-Southeast |  |  |  | 005-12977 |  | Southeast & Bay Area |  | SE - OR | [5 empty] | POWER SUPPLIES |  | HUBCOMPUTERNETWORK-GE-IEB |  |  |  |  | HUBCOMPUTERNETWORK-GE-IEB | GE | [7 empty] | Covered PM Repair - Biomedical | MHHS-Southeast
NO | NO | [5 empty] | GE Medical Systems | IEB CATH LAB BOX |  | RXK054017165A | SUGAR LAND - CATH LAB | MHHS-Sugarland | [5 empty] | Sugar Land |  | SUGAR LAND - CATH LAB | [5 empty] | POWER SUPPLIES |  | HUBCOMPUTERNETWORK-GE-IEB |  |  |  |  | HUBCOMPUTERNETWORK-GE-IEB | GE | [7 empty] | Covered PM Repair - Biomedical | MHHS-Sugarland
NO | NO | [5 empty] | GE Medical Systems | IEB CATH LAB BOX |  | RX053916945A | SUGAR LAND - CATH LAB | MHHS-Sugarland | [5 empty] | Sugar Land |  | SUGAR LAND - CATH LAB | [5 empty] | POWER SUPPLIES |  | HUBCOMPUTERNETWORK-GE-IEB |  |  |  |  | HUBCOMPUTERNETWORK-GE-IEB | GE | [7 empty] | Covered PM Repair - Biomedical | MHHS-Sugarland
NO | NO |  |  |  | 069-21552 |  | GE Medical Systems | IEB CATH LAB BOX |  | RX08481866SA | TMC - CATH LAB - ADULT (2HVI) | MHHS-TMC |  |  |  | 069-21552 |  | TMC |  | TMC - CATH LAB - ADULT (2HVI) | [5 empty] | POWER SUPPLIES |  | HUBCOMPUTERNETWORK-GE-IEB |  |  |  |  | HUBCOMPUTERNETWORK-GE-IEB | GE | [7 empty] | Covered PM Repair - Biomedical | MHHS-TMC
NO | NO |  |  |  | 069-21553 |  | GE Medical Systems | IEB CATH LAB BOX |  | RXK05481865SA | TMC - CATH LAB - ADULT (2HVI) | MHHS-TMC |  |  |  | 069-21553 |  | TMC |  | TMC - CATH LAB - ADULT (2HVI) | [5 empty] | POWER SUPPLIES |  | HUBCOMPUTERNETWORK-GE-IEB |  |  |  |  | HUBCOMPUTERNETWORK-GE-IEB | GE | [7 empty] | Covered PM Repair - Biomedical | MHHS-TMC
NO | NO |  |  |  | 069-21560 |  | GE Medical Systems | IEB CATH LAB BOX |  | RXK05371657SA | TMC - CATH LAB - ADULT (2HVI) | MHHS-TMC |  |  |  | 069-21560 |  | TMC |  | TMC - CATH LAB - ADULT (2HVI) | [5 empty] | POWER SUPPLIES |  | HUBCOMPUTERNETWORK-GE-IEB |  |  |  |  | HUBCOMPUTERNETWORK-GE-IEB | GE | [7 empty] | Covered PM Repair - Biomedical | MHHS-TMC
NO | NO |  |  |  | 074-03086 |  | GE Medical Systems | IEB CATH LAB BOX |  | NEED | TMC - CATH LAB - ADULT (2HVI) | MHHS-TMC |  |  |  | 074-03086 |  | TMC |  | TMC - CATH LAB - ADULT (2HVI) | [5 empty] | POWER SUPPLIES |  | HUBCOMPUTERNETWORK-GE-IEB |  |  |  |  | HUBCOMPUTERNETWORK-GE-IEB | GE | [7 empty] | Covered PM Repair - Biomedical | MHHS-TMC
NO | NO |  |  |  | 074-05809 |  | GE Medical Systems | IEB CATH LAB BOX |  | JTD184906425A | TMC - CATH LAB - PEDI (GHP) | MHHS-TMC |  |  |  | 074-05809 |  | TMC |  | TMC - CATH LAB - PEDI (GHP) | [5 empty] | POWER SUPPLIES |  | HUBCOMPUTERNETWORK-GE-IEB |  |  |  |  | HUBCOMPUTERNETWORK-GE-IEB | GE | [7 empty] | Covered PM Repair - Biomedical | MHHS-TMC
NO | NO | [5 empty] | GE Medical Systems | IEB CATH LAB BOX |  | JTD13205311SA | TMC - OR - CVOR (7HVI) | MHHS-TMC | [5 empty] | TMC |  | TMC - OR - CVOR (7HVI) | [5 empty] | POWER SUPPLIES |  | HUBCOMPUTERNETWORK-GE-IEB |  |  |  |  | HUBCOMPUTERNETWORK-GE-IEB | GE | [7 empty] | Rounds - Fixed | MHHS-TMC
NO | YES |  |  |  | R-929-00736 |  | GE Medical Systems | INFINIA GP3 |  |  | OPID - (MC) - MEMORIAL CITY - 422 (MP4) | MHHS-OPID |  |  |  | R-929-00736 |  | West & Memorial City |  | OPID - (MC) - MEMORIAL CITY - 422 (MP4) |  | 4/2/19 |  |  |  | CAMERAS, GAMMA |  | .needs class | [5 empty] | GE |  |  |  |  | 11/8/20 |  |  | Not Covered Vendor Only - Biomedical | MHHS-OPID
NO | YES |  |  |  | R-929-00735 |  | GE Medical Systems | INFINIA HAWKEYE |  |  | OPID - (MC) - MEMORIAL CITY - 422 (MP4) | MHHS-OPID |  | Camera, SPECT CT |  | R-929-00735 |  | West & Memorial City |  | OPID - (MC) - MEMORIAL CITY - 422 (MP4) |  | 7/26/19 |  |  |  | CAMERAS, GAMMA |  | CAMERASPECTCT-GE-Infinia Hawkeye | CAMERASPECTCT | Infinia Hawkeye |  |  |  | GE | Camera, SPECT CT |  | CAMERASPECTCT-GE-Infinia Hawkeye |  | 11/8/20 |  |  | Not Covered Vendor Only - Biomedical | MHHS-OPID
NO | YES |  |  |  | 029-10250 | 029-10250 | GE Medical Systems | INNOVA IGS 530 |  | 181224WG7 | Woodlands-Cath Lab | MHHS-Woodlands |  | Cath Lab/Interventional Radiology/Angiography |  | 029-10250 | 029-10250 | Woodlands | MHHS-Woodlands | Woodlands-Cath Lab | Cath 3 | 1/1/19 |  |  |  | RADIOGRAPHIC/FLUOROSCOPIC SYSTEMS, CARDIOVASCULAR | Cath Lab/Interventional Radiology/Angiography | CATHIRANG-GE-Innova IGS 530 | CATHIRANG | Innova IGS 530 |  |  |  | GE | Cath Lab/Interventional Radiology/Angiography |  | CATHIRANG-GE-Innova IGS 530 |  |  |  |  | Clinical Miscellaneous | MHHS-Woodlands | [8 empty] | CATHIRANG | Cath Lab/Interventional Radiology/Angiography | GE
NO | YES | [5 empty] | GE Medical Systems | INNOVA IGS 630 |  | 609028BU2 | Woodlands-Cath Lab | MHHS-Woodlands | [5 empty] | Woodlands | MHHS-Woodlands | Woodlands-Cath Lab | Cath lab 1 | 5/1/19 |  |  |  | RADIOGRAPHIC/FLUOROSCOPIC SYSTEMS, CARDIOVASCULAR |  | .needs class | [5 empty] | GE | [7 empty] | Clinical Miscellaneous | MHHS-Woodlands
NO | NO | [5 empty] | GE Medical Systems | KLC-15HS 15 INCH COLOR MONITOR |  | kg205057m | OPID - (TMC) - MH IMAGING CENTER - 417 | MHHS-OPID | [5 empty] | TMC |  | OPID - (TMC) - MH IMAGING CENTER - 417 | [5 empty] | HOSPITAL COMMUNICATION SYSTEMS, NURSE CALL |  | .needs class | [5 empty] | GE | [7 empty] | Covered PM Repair - Biomedical | MHHS-OPID
NO | YES | [5 empty] | GE Medical Systems | LIGHTSPEED |  | 365111CN4/713662UTICT | OPID - (MHOSH) - BELLAIRE - 441 | MHHS-OPID |  | Scanner, Computed Tomography |  |  |  | Central & Greater Heights |  | OPID - (MHOSH) - BELLAIRE - 441 |  | 7/24/19 |  |  |  | SCANNING SYSTEMS, COMPUTED TOMOGRAPHY |  | SCANCOMPUTTOMOGRAPHY-GE-LightSpeed | SCANCOMPUTTOMOGRAPHY | LightSpeed |  |  |  | GE | Scanner, Computed Tomography |  | SCANCOMPUTTOMOGRAPHY-GE-LightSpeed |  | 10/1/19 |  |  | Covered PM Repair - Biomedical | MHHS-OPID
NO | YES |  |  |  | 041-19205 | 041-19205 | GE Medical Systems | LIGHTSPEED 16 |  |  | Bldg 925 suite 100 | MHHS-Mem City |  | Scanner, Computed Tomography |  | 041-19205 | 041-19205 | West | Memorial Hermann Medical Group Memorial City Cardiology (#400) | Bldg 925 suite 100 | CT SIMULATOR | 1/1/20 |  |  |  | SCANNING SYSTEMS, COMPUTED TOMOGRAPHY |  | SCANCOMPUTTOMOGRAPHY-GE-LightSpeed 16 | SCANCOMPUTTOMOGRAPHY | LightSpeed 16 |  |  |  | GE | Scanner, Computed Tomography |  | SCANCOMPUTTOMOGRAPHY-GE-LightSpeed 16 |  | 10/1/19 |  |  | Covered PM Repair - Biomedical | MHHS-Mem City
NO | YES |  |  |  | R-009-05115 |  | GE Medical Systems | LIGHTSPEED 16 |  | 385181CN3 | OPID - (CY) - CY-FAIR MED PLAZA - 426 | MHHS-OPID |  | Scanner, Computed Tomography |  | R-009-05115 |  | Northwest & Cypress |  | OPID - (CY) - CY-FAIR MED PLAZA - 426 |  | 9/25/19 |  |  |  | SCANNING SYSTEMS, COMPUTED TOMOGRAPHY |  | SCANCOMPUTTOMOGRAPHY-GE-LightSpeed 16 | SCANCOMPUTTOMOGRAPHY | LightSpeed 16 |  |  |  | GE | Scanner, Computed Tomography |  | SCANCOMPUTTOMOGRAPHY-GE-LightSpeed 16 |  | 10/1/19 |  |  | Covered PM Repair - Biomedical | MHHS-OPID
NO | YES |  |  |  | R-133-04572 |  | GE Medical Systems | LIGHTSPEED 16 |  | 301260CN9 | OPID - (KY) - KATY - 445 (MP1) | MHHS-OPID |  | Scanner, Computed Tomography |  | R-133-04572 |  | Katy |  | OPID - (KY) - KATY - 445 (MP1) |  | 10/8/19 |  |  |  | SCANNING SYSTEMS, COMPUTED TOMOGRAPHY |  | SCANCOMPUTTOMOGRAPHY-GE-LightSpeed 16 | SCANCOMPUTTOMOGRAPHY | LightSpeed 16 |  |  |  | GE | Scanner, Computed Tomography |  | SCANCOMPUTTOMOGRAPHY-GE-LightSpeed 16 |  | 10/1/19 |  |  | Covered PM Repair - Biomedical | MHHS-OPID
NO | YES |  |  |  | R-041-08968 |  | GE Medical Systems | LIGHTSPEED 16 |  | 2377708-50 | OPID - (MC) - MEMORIAL CITY - 422 (MP4) | MHHS-OPID |  | Scanner, Computed Tomography |  | R-041-08968 |  | West & Memorial City |  | OPID - (MC) - MEMORIAL CITY - 422 (MP4) |  | 10/4/19 |  |  |  | SCANNING SYSTEMS, COMPUTED TOMOGRAPHY |  | SCANCOMPUTTOMOGRAPHY-GE-LightSpeed 16 | SCANCOMPUTTOMOGRAPHY | LightSpeed 16 |  |  |  | GE | Scanner, Computed Tomography |  | SCANCOMPUTTOMOGRAPHY-GE-LightSpeed 16 |  | 10/1/19 |  |  | Covered PM Repair - Biomedical | MHHS-OPID
NO | YES |  |  |  | 005-05974 |  | GE Medical Systems | LIGHTSPEED 16 |  | 394847CN8 | OPID - (PL) - PEARLAND - 406 (MP1) | MHHS-OPID |  | Scanner, Computed Tomography |  | 005-05974 |  | Pearland |  | OPID - (PL) - PEARLAND - 406 (MP1) |  | 10/19/19 |  |  |  | SCANNING SYSTEMS, COMPUTED TOMOGRAPHY |  | SCANCOMPUTTOMOGRAPHY-GE-LightSpeed 16 | SCANCOMPUTTOMOGRAPHY | LightSpeed 16 |  |  |  | GE | Scanner, Computed Tomography |  | SCANCOMPUTTOMOGRAPHY-GE-LightSpeed 16 |  | 10/1/19 |  |  | Covered PM Repair - Biomedical | MHHS-OPID
NO | YES |  |  |  | 005-06985 |  | GE Medical Systems | LIGHTSPEED 16 |  | 7297597CN/297597CN7 | OPID - (SE) - FRIENDSWOOD - 401 | MHHS-OPID |  | Scanner, Computed Tomography |  | 005-06985 |  | Southeast & Bay Area |  | OPID - (SE) - FRIENDSWOOD - 401 |  | 9/23/19 |  |  |  | SCANNING SYSTEMS, COMPUTED TOMOGRAPHY |  | SCANCOMPUTTOMOGRAPHY-GE-LightSpeed 16 | SCANCOMPUTTOMOGRAPHY | LightSpeed 16 |  |  |  | GE | Scanner, Computed Tomography |  | SCANCOMPUTTOMOGRAPHY-GE-LightSpeed 16 |  | 10/1/19 |  |  | Covered PM Repair - Biomedical | MHHS-OPID
NO | YES |  |  |  | R-129-05172 |  | GE Medical Systems | LIGHTSPEED 16 |  | x965468001 | OPID - (SL) - SIENNA PLANTATION CCC - 448 | MHHS-OPID |  | Scanner, Computed Tomography |  | R-129-05172 |  | Sugar Land |  | OPID - (SL) - SIENNA PLANTATION CCC - 448 |  | 11/8/19 |  |  |  | SCANNING SYSTEMS, COMPUTED TOMOGRAPHY |  | SCANCOMPUTTOMOGRAPHY-GE-LightSpeed 16 | SCANCOMPUTTOMOGRAPHY | LightSpeed 16 |  |  |  | GE | Scanner, Computed Tomography |  | SCANCOMPUTTOMOGRAPHY-GE-LightSpeed 16 |  | 10/1/19 |  |  | Covered PM Repair - Biomedical | MHHS-OPID
NO | YES |  |  |  | R-013-19680 |  | GE Medical Systems | LIGHTSPEED 16 |  | 302751CM3 | OPID - (SW) - SOUTHWEST - 433 (MP4) | MHHS-OPID |  | Scanner, Computed Tomography |  | R-013-19680 |  | Southwest |  | OPID - (SW) - SOUTHWEST - 433 (MP4) |  | 11/12/19 |  |  |  | SCANNING SYSTEMS, COMPUTED TOMOGRAPHY |  | SCANCOMPUTTOMOGRAPHY-GE-LightSpeed 16 | SCANCOMPUTTOMOGRAPHY | LightSpeed 16 |  |  |  | GE | Scanner, Computed Tomography |  | SCANCOMPUTTOMOGRAPHY-GE-LightSpeed 16 |  | 10/1/19 |  |  | Covered PM Repair - Biomedical | MHHS-OPID
NO | YES |  |  |  | 069-16450 |  | GE Medical Systems | LIGHTSPEED 16 |  | 357914CN1 | OPID - (TMC) - MH IMAGING CENTER - 417 | MHHS-OPID |  | Scanner, Computed Tomography |  | 069-16450 |  | TMC |  | OPID - (TMC) - MH IMAGING CENTER - 417 |  | 10/24/19 |  |  |  | SCANNING SYSTEMS, COMPUTED TOMOGRAPHY |  | SCANCOMPUTTOMOGRAPHY-GE-LightSpeed 16 | SCANCOMPUTTOMOGRAPHY | LightSpeed 16 |  |  |  | GE | Scanner, Computed Tomography |  | SCANCOMPUTTOMOGRAPHY-GE-LightSpeed 16 |  | 10/1/19 |  |  | Covered PM Repair - Biomedical | MHHS-OPID
NO | YES |  |  |  | 069-29565 | 069-29565 | GE Medical Systems | LIGHTSPEED 16 |  | 56149CT1-GANTRY33 | OPID - (TMC) - UPPER KIRBY - 467 | MHHS-OPID |  | Scanner, Computed Tomography |  | 069-29565 | 069-29565 | TMC | Upper Kirby Outpatient Imaging | OPID - (TMC) - UPPER KIRBY - 467 | CT | 10/1/19 |  |  |  | SCANNING SYSTEMS, COMPUTED TOMOGRAPHY | Scanner, Computed Tomography | SCANCOMPUTTOMOGRAPHY-GE-LightSpeed 16 | SCANCOMPUTTOMOGRAPHY | LightSpeed 16 |  |  |  | GE | Scanner, Computed Tomography |  | SCANCOMPUTTOMOGRAPHY-GE-LightSpeed 16 |  | 10/1/19 |  | SCT-SA | Covered PM Repair - Biomedical | MHHS-OPID | [8 empty] | SCANCOMPUTTOMOGRAPHY | Scanner, Computed Tomography | GE
NO | YES |  |  |  | R-1086378 |  | GE Medical Systems | LIGHTSPEED 16 |  | 281364CT4 | OPID - (WDLS) - WOODLANDS - 430 (MP3) | MHHS-OPID |  | Scanner, Computed Tomography |  | R-1086378 |  | Woodlands |  | OPID - (WDLS) - WOODLANDS - 430 (MP3) |  | 11/26/19 |  |  |  | SCANNING SYSTEMS, COMPUTED TOMOGRAPHY |  | SCANCOMPUTTOMOGRAPHY-GE-LightSpeed 16 | SCANCOMPUTTOMOGRAPHY | LightSpeed 16 |  |  |  | GE | Scanner, Computed Tomography |  | SCANCOMPUTTOMOGRAPHY-GE-LightSpeed 16 |  | 10/1/19 |  |  | Covered PM Repair - Biomedical | MHHS-OPID
NO | YES |  |  |  | R-069-JONESCT2 |  | GE Medical Systems | LIGHTSPEED 16 |  | 282631CN1 | TMC - RADIOLOGY - JONES PAVILION | MHHS-TMC |  | Scanner, Computed Tomography |  | R-069-JONESCT2 |  | TMC |  | TMC - RADIOLOGY - JONES PAVILION |  | 10/7/19 |  |  |  | SCANNING SYSTEMS, COMPUTED TOMOGRAPHY |  | SCANCOMPUTTOMOGRAPHY-GE-LightSpeed 16 | SCANCOMPUTTOMOGRAPHY | LightSpeed 16 |  |  |  | GE | Scanner, Computed Tomography |  | SCANCOMPUTTOMOGRAPHY-GE-LightSpeed 16 |  | 10/1/19 |  |  | Covered PM Repair - Biomedical | MHHS-TMC
NO | YES | [5 empty] | GE Medical Systems | LIGHTSPEED 16 |  | 1031289YM0 | Woodlands-Terramont ER (Clinic) | MHHS-Woodlands |  | Scanner, Computed Tomography |  |  |  | Woodlands | MHHS-Woodlands | Woodlands-Terramont ER (Clinic) | ECC Spring | 12/1/19 | 12/1/20 |  |  | SCANNING SYSTEMS, COMPUTED TOMOGRAPHY | Scanner, Computed Tomography | SCANCOMPUTTOMOGRAPHY-GE-LightSpeed 16 | SCANCOMPUTTOMOGRAPHY | LightSpeed 16 |  |  |  | GE | Scanner, Computed Tomography |  | SCANCOMPUTTOMOGRAPHY-GE-LightSpeed 16 |  | 10/1/19 |  | SCT-SA | Covered PM Repair - Biomedical | MHHS-Woodlands | [8 empty] | SCANCOMPUTTOMOGRAPHY | Scanner, Computed Tomography | GE
NO | NO | [5 empty] | GE Medical Systems | LIGHTSPEED 16 |  | 295122CN6 | MEMORIAL CITY - CATH LAB | MHHS-Mem City |  | Scanner, Computed Tomography |  |  |  | West & Memorial City |  | MEMORIAL CITY - CATH LAB | [5 empty] | SCANNING SYSTEMS, COMPUTED TOMOGRAPHY |  | SCANCOMPUTTOMOGRAPHY-GE-LightSpeed 16 | SCANCOMPUTTOMOGRAPHY | LightSpeed 16 |  |  |  | GE | Scanner, Computed Tomography |  | SCANCOMPUTTOMOGRAPHY-GE-LightSpeed 16 |  |  |  |  | Covered PM Repair - Biomedical | MHHS-Mem City
NO | YES |  |  |  | R-241-CT1 |  | GE Medical Systems | LIGHTSPEED PLUS |  | 359341CN5 | TIRR - RADIOLOGY | MHHS-TIRR |  | Scanner, Computed Tomography |  | R-241-CT1 |  | TMC |  | TIRR - RADIOLOGY |  | 12/24/19 |  |  |  | SCANNING SYSTEMS, COMPUTED TOMOGRAPHY |  | SCANCOMPUTTOMOGRAPHY-GE-LightSpeed Plus | SCANCOMPUTTOMOGRAPHY | LightSpeed Plus |  |  |  | GE | Scanner, Computed Tomography |  | SCANCOMPUTTOMOGRAPHY-GE-LightSpeed Plus |  | 10/1/19 |  |  | Covered PM Repair - Biomedical | MHHS-TIRR
NO | YES |  |  |  | R-583-01032 |  | GE Medical Systems | LIGHTSPEED ULTRA |  | 00000387294CN2 | OPID - (KY) - KATY REHAB - 585 | MHHS-OPID |  | Scanner, Computed Tomography |  | R-583-01032 |  | Katy |  | OPID - (KY) - KATY REHAB - 585 |  | 10/11/19 |  |  |  | SCANNING SYSTEMS, COMPUTED TOMOGRAPHY |  | SCANCOMPUTTOMOGRAPHY-GE-LightSpeed Ultra | SCANCOMPUTTOMOGRAPHY | LightSpeed Ultra |  |  |  | GE | Scanner, Computed Tomography |  | SCANCOMPUTTOMOGRAPHY-GE-LightSpeed Ultra |  | 10/1/19 |  |  | Covered PM Repair - Biomedical | MHHS-OPID