NO | YES |  |  |  | FFP3420 |  | CAREFUSION | 8015M |  |  | Rental | MHHS-Northeast |  |  |  | FFP3420 |  | Katy |  | Rental | [7 empty] | CONTROLLERINFUSIONPUMP-Alaris-Medley 8015 |  | MEDLEY PCU W/NETWORK *MEMORIAL HERMANN* |  |  | CONTROLLERINFUSIONPUMP-Alaris-Medley 8015 | [6 empty] | Verified as Rental |  |  | MHHS-Northeast
NO | YES |  |  |  | FFP3425 |  | CAREFUSION | 8015M |  |  | Rental | MHHS-Northeast |  |  |  | FFP3425 |  | Katy |  | Rental | [7 empty] | CONTROLLERINFUSIONPUMP-Alaris-Medley 8015 |  | MEDLEY PCU W/NETWORK *MEMORIAL HERMANN* |  |  | CONTROLLERINFUSIONPUMP-Alaris-Medley 8015 | [6 empty] | Verified as Rental |  |  | MHHS-Northeast
NO | YES |  |  |  | FFP3450 |  | CAREFUSION | 8015M |  |  | Rental | MHHS-Northeast |  |  |  | FFP3450 |  | Katy |  | Rental | [7 empty] | CONTROLLERINFUSIONPUMP-Alaris-Medley 8015 |  | MEDLEY PCU W/NETWORK *MEMORIAL HERMANN* |  |  | CONTROLLERINFUSIONPUMP-Alaris-Medley 8015 | [6 empty] | Verified as Rental |  |  | MHHS-Northeast
NO | YES |  |  |  | FFP3498 |  | CAREFUSION | 8015M |  |  | Rental | MHHS-Northeast |  |  |  | FFP3498 |  | Katy |  | Rental | [7 empty] | CONTROLLERINFUSIONPUMP-Alaris-Medley 8015 |  | MEDLEY PCU W/NETWORK *MEMORIAL HERMANN* |  |  | CONTROLLERINFUSIONPUMP-Alaris-Medley 8015 | [6 empty] | Verified as Rental |  |  | MHHS-Northeast
NO | YES |  |  |  | FFP3525 |  | CAREFUSION | 8015M |  |  | Rental | MHHS-Northeast |  |  |  | FFP3525 |  | Katy |  | Rental | [7 empty] | CONTROLLERINFUSIONPUMP-Alaris-Medley 8015 |  | MEDLEY PCU W/NETWORK *MEMORIAL HERMANN* |  |  | CONTROLLERINFUSIONPUMP-Alaris-Medley 8015 | [6 empty] | Verified as Rental |  |  | MHHS-Northeast
NO | YES |  |  |  | FFP3530 |  | CAREFUSION | 8015M |  |  | Rental | MHHS-Northeast |  |  |  | FFP3530 |  | Katy |  | Rental | [7 empty] | CONTROLLERINFUSIONPUMP-Alaris-Medley 8015 |  | MEDLEY PCU W/NETWORK *MEMORIAL HERMANN* |  |  | CONTROLLERINFUSIONPUMP-Alaris-Medley 8015 | [6 empty] | Verified as Rental |  |  | MHHS-Northeast
NO | YES |  |  |  | FFP3544 |  | CAREFUSION | 8015M |  |  | Rental | MHHS-Northeast |  |  |  | FFP3544 |  | Katy |  | Rental | [7 empty] | CONTROLLERINFUSIONPUMP-Alaris-Medley 8015 |  | MEDLEY PCU W/NETWORK *MEMORIAL HERMANN* |  |  | CONTROLLERINFUSIONPUMP-Alaris-Medley 8015 | [6 empty] | Verified as Rental |  |  | MHHS-Northeast
NO | YES |  |  |  | FFP3546 |  | CAREFUSION | 8015M |  |  | Rental | MHHS-Northeast |  |  |  | FFP3546 |  | Katy |  | Rental | [7 empty] | CONTROLLERINFUSIONPUMP-Alaris-Medley 8015 |  | MEDLEY PCU W/NETWORK *MEMORIAL HERMANN* |  |  | CONTROLLERINFUSIONPUMP-Alaris-Medley 8015 | [6 empty] | Verified as Rental |  |  | MHHS-Northeast
NO | YES |  |  |  | FFP3550 |  | CAREFUSION | 8015M |  |  | Rental | MHHS-Northeast |  |  |  | FFP3550 |  | Katy |  | Rental | [7 empty] | CONTROLLERINFUSIONPUMP-Alaris-Medley 8015 |  | MEDLEY PCU W/NETWORK *MEMORIAL HERMANN* |  |  | CONTROLLERINFUSIONPUMP-Alaris-Medley 8015 | [6 empty] | Verified as Rental |  |  | MHHS-Northeast
NO | YES |  |  |  | FFP3558 |  | CAREFUSION | 8015M |  |  | Rental | MHHS-Northeast |  |  |  | FFP3558 |  | Katy |  | Rental | [7 empty] | CONTROLLERINFUSIONPUMP-Alaris-Medley 8015 |  | MEDLEY PCU W/NETWORK *MEMORIAL HERMANN* |  |  | CONTROLLERINFUSIONPUMP-Alaris-Medley 8015 | [6 empty] | Verified as Rental |  |  | MHHS-Northeast
NO | YES |  |  |  | FFP3568 |  | CAREFUSION | 8015M |  |  | Rental | MHHS-Northeast |  |  |  | FFP3568 |  | Katy |  | Rental | [7 empty] | CONTROLLERINFUSIONPUMP-Alaris-Medley 8015 |  | MEDLEY PCU W/NETWORK *MEMORIAL HERMANN* |  |  | CONTROLLERINFUSIONPUMP-Alaris-Medley 8015 | [6 empty] | Verified as Rental |  |  | MHHS-Northeast
NO | YES |  |  |  | FFP3586 |  | CAREFUSION | 8015M |  |  | Rental | MHHS-Northeast |  |  |  | FFP3586 |  | Katy |  | Rental | [7 empty] | CONTROLLERINFUSIONPUMP-Alaris-Medley 8015 |  | MEDLEY PCU W/NETWORK *MEMORIAL HERMANN* |  |  | CONTROLLERINFUSIONPUMP-Alaris-Medley 8015 | [6 empty] | Verified as Rental |  |  | MHHS-Northeast
NO | YES |  |  |  | FFP3598 |  | CAREFUSION | 8015M |  |  | Rental | MHHS-Northeast |  |  |  | FFP3598 |  | Katy |  | Rental | [7 empty] | CONTROLLERINFUSIONPUMP-Alaris-Medley 8015 |  | MEDLEY PCU W/NETWORK *MEMORIAL HERMANN* |  |  | CONTROLLERINFUSIONPUMP-Alaris-Medley 8015 | [6 empty] | Verified as Rental |  |  | MHHS-Northeast
NO | YES |  |  |  | FFP3599 |  | CAREFUSION | 8015M |  |  | Rental | MHHS-Northeast |  |  |  | FFP3599 |  | Katy |  | Rental | [7 empty] | CONTROLLERINFUSIONPUMP-Alaris-Medley 8015 |  | MEDLEY PCU W/NETWORK *MEMORIAL HERMANN* |  |  | CONTROLLERINFUSIONPUMP-Alaris-Medley 8015 | [6 empty] | Verified as Rental |  |  | MHHS-Northeast
NO | YES |  |  |  | FFP3604 |  | CAREFUSION | 8015M |  |  | Rental | MHHS-Northeast |  |  |  | FFP3604 |  | Katy |  | Rental | [7 empty] | CONTROLLERINFUSIONPUMP-Alaris-Medley 8015 |  | MEDLEY PCU W/NETWORK *MEMORIAL HERMANN* |  |  | CONTROLLERINFUSIONPUMP-Alaris-Medley 8015 | [6 empty] | Verified as Rental |  |  | MHHS-Northeast
NO | YES |  |  |  | FFP3626 |  | CAREFUSION | 8015M |  |  | Rental | MHHS-Northeast |  |  |  | FFP3626 |  | Katy |  | Rental | [7 empty] | CONTROLLERINFUSIONPUMP-Alaris-Medley 8015 |  | MEDLEY PCU W/NETWORK *MEMORIAL HERMANN* |  |  | CONTROLLERINFUSIONPUMP-Alaris-Medley 8015 | [6 empty] | Verified as Rental |  |  | MHHS-Northeast
NO | YES |  |  |  | FFP3642 |  | CAREFUSION | 8015M |  |  | Rental | MHHS-Northeast |  |  |  | FFP3642 |  | Katy |  | Rental | [7 empty] | CONTROLLERINFUSIONPUMP-Alaris-Medley 8015 |  | MEDLEY PCU W/NETWORK *MEMORIAL HERMANN* |  |  | CONTROLLERINFUSIONPUMP-Alaris-Medley 8015 | [6 empty] | Verified as Rental |  |  | MHHS-Northeast
NO | YES |  |  |  | FFP3647 |  | CAREFUSION | 8015M |  |  | Rental | MHHS-Northeast |  |  |  | FFP3647 |  | Katy |  | Rental | [7 empty] | CONTROLLERINFUSIONPUMP-Alaris-Medley 8015 |  | MEDLEY PCU W/NETWORK *MEMORIAL HERMANN* |  |  | CONTROLLERINFUSIONPUMP-Alaris-Medley 8015 | [6 empty] | Verified as Rental |  |  | MHHS-Northeast
NO | YES |  |  |  | FFP3673 |  | CAREFUSION | 8015M |  |  | Rental | MHHS-Northeast |  |  |  | FFP3673 |  | Katy |  | Rental | [7 empty] | CONTROLLERINFUSIONPUMP-Alaris-Medley 8015 |  | MEDLEY PCU W/NETWORK *MEMORIAL HERMANN* |  |  | CONTROLLERINFUSIONPUMP-Alaris-Medley 8015 | [6 empty] | Verified as Rental |  |  | MHHS-Northeast
NO | YES |  |  |  | FFP3757 |  | CAREFUSION | 8015M |  |  | Rental | MHHS-Northeast |  |  |  | FFP3757 |  | Katy |  | Rental | [7 empty] | CONTROLLERINFUSIONPUMP-Alaris-Medley 8015 |  | MEDLEY PCU W/NETWORK *MEMORIAL HERMANN* |  |  | CONTROLLERINFUSIONPUMP-Alaris-Medley 8015 | [6 empty] | Verified as Rental |  |  | MHHS-Northeast
NO | YES |  |  |  | FFP3798 |  | CAREFUSION | 8015M |  |  | Rental | MHHS-Northeast |  |  |  | FFP3798 |  | Katy |  | Rental | [7 empty] | CONTROLLERINFUSIONPUMP-Alaris-Medley 8015 |  | MEDLEY PCU W/NETWORK *MEMORIAL HERMANN* |  |  | CONTROLLERINFUSIONPUMP-Alaris-Medley 8015 | [6 empty] | Verified as Rental |  |  | MHHS-Northeast
NO | YES |  |  |  | FFP3813 |  | CAREFUSION | 8015M |  |  | Rental | MHHS-Northeast |  |  |  | FFP3813 |  | Katy |  | Rental | [7 empty] | CONTROLLERINFUSIONPUMP-Alaris-Medley 8015 |  | MEDLEY PCU W/NETWORK *MEMORIAL HERMANN* |  |  | CONTROLLERINFUSIONPUMP-Alaris-Medley 8015 | [6 empty] | Verified as Rental |  |  | MHHS-Northeast
NO | YES |  |  |  | FFP3823 |  | CAREFUSION | 8015M |  |  | Rental | MHHS-Northeast |  |  |  | FFP3823 |  | Katy |  | Rental | [7 empty] | CONTROLLERINFUSIONPUMP-Alaris-Medley 8015 |  | MEDLEY PCU W/NETWORK *MEMORIAL HERMANN* |  |  | CONTROLLERINFUSIONPUMP-Alaris-Medley 8015 | [6 empty] | Verified as Rental |  |  | MHHS-Northeast
NO | YES |  |  |  | FFP3832 |  | CAREFUSION | 8015M |  |  | Rental | MHHS-Northeast |  |  |  | FFP3832 |  | Katy |  | Rental | [7 empty] | CONTROLLERINFUSIONPUMP-Alaris-Medley 8015 |  | MEDLEY PCU W/NETWORK *MEMORIAL HERMANN* |  |  | CONTROLLERINFUSIONPUMP-Alaris-Medley 8015 | [6 empty] | Verified as Rental |  |  | MHHS-Northeast
NO | YES |  |  |  | FFP3835 |  | CAREFUSION | 8015M |  |  | Rental | MHHS-Northeast |  |  |  | FFP3835 |  | Katy |  | Rental | [7 empty] | CONTROLLERINFUSIONPUMP-Alaris-Medley 8015 |  | MEDLEY PCU W/NETWORK *MEMORIAL HERMANN* |  |  | CONTROLLERINFUSIONPUMP-Alaris-Medley 8015 | [6 empty] | Verified as Rental |  |  | MHHS-Northeast
NO | YES |  |  |  | FFP3849 |  | CAREFUSION | 8015M |  |  | Rental | MHHS-Northeast |  |  |  | FFP3849 |  | Katy |  | Rental | [7 empty] | CONTROLLERINFUSIONPUMP-Alaris-Medley 8015 |  | MEDLEY PCU W/NETWORK *MEMORIAL HERMANN* |  |  | CONTROLLERINFUSIONPUMP-Alaris-Medley 8015 | [6 empty] | Verified as Rental |  |  | MHHS-Northeast
NO | YES |  |  |  | FFP3850 |  | CAREFUSION | 8015M |  |  | Rental | MHHS-Northeast |  |  |  | FFP3850 |  | Katy |  | Rental | [7 empty] | CONTROLLERINFUSIONPUMP-Alaris-Medley 8015 |  | MEDLEY PCU W/NETWORK *MEMORIAL HERMANN* |  |  | CONTROLLERINFUSIONPUMP-Alaris-Medley 8015 | [6 empty] | Verified as Rental |  |  | MHHS-Northeast
NO | YES |  |  |  | FFP3869 |  | CAREFUSION | 8015M |  |  | Rental | MHHS-Northeast |  |  |  | FFP3869 |  | Katy |  | Rental | [7 empty] | CONTROLLERINFUSIONPUMP-Alaris-Medley 8015 |  | MEDLEY PCU W/NETWORK *MEMORIAL HERMANN* |  |  | CONTROLLERINFUSIONPUMP-Alaris-Medley 8015 | [6 empty] | Verified as Rental |  |  | MHHS-Northeast
NO | YES |  |  |  | FFP3872 |  | CAREFUSION | 8015M |  |  | Rental | MHHS-Northeast |  |  |  | FFP3872 |  | Katy |  | Rental | [7 empty] | CONTROLLERINFUSIONPUMP-Alaris-Medley 8015 |  | MEDLEY PCU W/NETWORK *MEMORIAL HERMANN* |  |  | CONTROLLERINFUSIONPUMP-Alaris-Medley 8015 | [6 empty] | Verified as Rental |  |  | MHHS-Northeast
NO | YES |  |  |  | FFP3904 |  | CAREFUSION | 8015M |  |  | Rental | MHHS-Northeast |  |  |  | FFP3904 |  | Katy |  | Rental | [7 empty] | CONTROLLERINFUSIONPUMP-Alaris-Medley 8015 |  | MEDLEY PCU W/NETWORK *MEMORIAL HERMANN* |  |  | CONTROLLERINFUSIONPUMP-Alaris-Medley 8015 | [6 empty] | Verified as Rental |  |  | MHHS-Northeast
NO | YES |  |  |  | FFP3919 |  | CAREFUSION | 8015M |  |  | Rental | MHHS-Northeast |  |  |  | FFP3919 |  | Katy |  | Rental | [7 empty] | CONTROLLERINFUSIONPUMP-Alaris-Medley 8015 |  | MEDLEY PCU W/NETWORK *MEMORIAL HERMANN* |  |  | CONTROLLERINFUSIONPUMP-Alaris-Medley 8015 | [6 empty] | Verified as Rental |  |  | MHHS-Northeast
NO | YES |  |  |  | FFP3924 |  | CAREFUSION | 8015M |  |  | Rental | MHHS-Northeast |  |  |  | FFP3924 |  | Katy |  | Rental | [7 empty] | CONTROLLERINFUSIONPUMP-Alaris-Medley 8015 |  | MEDLEY PCU W/NETWORK *MEMORIAL HERMANN* |  |  | CONTROLLERINFUSIONPUMP-Alaris-Medley 8015 | [6 empty] | Verified as Rental |  |  | MHHS-Northeast
NO | YES |  |  |  | FFP3935 |  | CAREFUSION | 8015M |  |  | Rental | MHHS-Northeast |  |  |  | FFP3935 |  | Katy |  | Rental | [7 empty] | CONTROLLERINFUSIONPUMP-Alaris-Medley 8015 |  | MEDLEY PCU W/NETWORK *MEMORIAL HERMANN* |  |  | CONTROLLERINFUSIONPUMP-Alaris-Medley 8015 | [6 empty] | Verified as Rental |  |  | MHHS-Northeast
NO | YES |  |  |  | FFP3944 |  | CAREFUSION | 8015M |  |  | Rental | MHHS-Northeast |  |  |  | FFP3944 |  | Katy |  | Rental | [7 empty] | CONTROLLERINFUSIONPUMP-Alaris-Medley 8015 |  | MEDLEY PCU W/NETWORK *MEMORIAL HERMANN* |  |  | CONTROLLERINFUSIONPUMP-Alaris-Medley 8015 | [6 empty] | Verified as Rental |  |  | MHHS-Northeast
NO | YES |  |  |  | FFP3959 |  | CAREFUSION | 8015M |  |  | Rental | MHHS-Northeast |  |  |  | FFP3959 |  | Katy |  | Rental | [7 empty] | CONTROLLERINFUSIONPUMP-Alaris-Medley 8015 |  | MEDLEY PCU W/NETWORK *MEMORIAL HERMANN* |  |  | CONTROLLERINFUSIONPUMP-Alaris-Medley 8015 | [6 empty] | Verified as Rental |  |  | MHHS-Northeast
NO | YES |  |  |  | FFP6519 |  | CAREFUSION | 8015M |  |  | Rental | MHHS-Northeast |  |  |  | FFP6519 |  | Katy |  | Rental | [7 empty] | CONTROLLERINFUSIONPUMP-Alaris-Medley 8015 |  | MEDLEY PCU W/NETWORK *MEMORIAL HERMANN* |  |  | CONTROLLERINFUSIONPUMP-Alaris-Medley 8015 | [6 empty] | Verified as Rental |  |  | MHHS-Northeast
NO | YES |  |  |  | FFP6578 |  | CAREFUSION | 8015M |  |  | Rental | MHHS-Northeast |  |  |  | FFP6578 |  | Katy |  | Rental | [7 empty] | CONTROLLERINFUSIONPUMP-Alaris-Medley 8015 |  | MEDLEY PCU W/NETWORK *MEMORIAL HERMANN* |  |  | CONTROLLERINFUSIONPUMP-Alaris-Medley 8015 | [6 empty] | Verified as Rental |  |  | MHHS-Northeast
NO | YES |  |  |  | FFP6590 |  | CAREFUSION | 8015M |  |  | Rental | MHHS-Northeast |  |  |  | FFP6590 |  | Katy |  | Rental | [7 empty] | CONTROLLERINFUSIONPUMP-Alaris-Medley 8015 |  | MEDLEY PCU W/NETWORK *MEMORIAL HERMANN* |  |  | CONTROLLERINFUSIONPUMP-Alaris-Medley 8015 | [6 empty] | Verified as Rental |  |  | MHHS-Northeast
NO | YES |  |  |  | FFP6654 |  | CAREFUSION | 8015M |  |  | Rental | MHHS-Northeast |  |  |  | FFP6654 |  | Katy |  | Rental | [7 empty] | CONTROLLERINFUSIONPUMP-Alaris-Medley 8015 |  | MEDLEY PCU W/NETWORK *MEMORIAL HERMANN* |  |  | CONTROLLERINFUSIONPUMP-Alaris-Medley 8015 | [6 empty] | Verified as Rental |  |  | MHHS-Northeast
NO | YES |  |  |  | FFP6667 |  | CAREFUSION | 8015M |  |  | Rental | MHHS-Northeast |  |  |  | FFP6667 |  | Katy |  | Rental | [7 empty] | CONTROLLERINFUSIONPUMP-Alaris-Medley 8015 |  | MEDLEY PCU W/NETWORK *MEMORIAL HERMANN* |  |  | CONTROLLERINFUSIONPUMP-Alaris-Medley 8015 | [6 empty] | Verified as Rental |  |  | MHHS-Northeast
NO | YES |  |  |  | FFP6674 |  | CAREFUSION | 8015M |  |  | Rental | MHHS-Northeast |  |  |  | FFP6674 |  | Katy |  | Rental | [7 empty] | CONTROLLERINFUSIONPUMP-Alaris-Medley 8015 |  | MEDLEY PCU W/NETWORK *MEMORIAL HERMANN* |  |  | CONTROLLERINFUSIONPUMP-Alaris-Medley 8015 | [6 empty] | Verified as Rental |  |  | MHHS-Northeast
NO | YES |  |  |  | FFP6679 |  | CAREFUSION | 8015M |  |  | Rental | MHHS-Northeast |  |  |  | FFP6679 |  | Katy |  | Rental | [7 empty] | CONTROLLERINFUSIONPUMP-Alaris-Medley 8015 |  | MEDLEY PCU W/NETWORK *MEMORIAL HERMANN* |  |  | CONTROLLERINFUSIONPUMP-Alaris-Medley 8015 | [6 empty] | Verified as Rental |  |  | MHHS-Northeast
NO | YES |  |  |  | FFP6686 |  | CAREFUSION | 8015M |  |  | Rental | MHHS-Northeast |  |  |  | FFP6686 |  | Katy |  | Rental | [7 empty] | CONTROLLERINFUSIONPUMP-Alaris-Medley 8015 |  | MEDLEY PCU W/NETWORK *MEMORIAL HERMANN* |  |  | CONTROLLERINFUSIONPUMP-Alaris-Medley 8015 | [6 empty] | Verified as Rental |  |  | MHHS-Northeast
NO | YES |  |  |  | FFP6737 |  | CAREFUSION | 8015M |  |  | Rental | MHHS-Northeast |  |  |  | FFP6737 |  | Katy |  | Rental | [7 empty] | CONTROLLERINFUSIONPUMP-Alaris-Medley 8015 |  | MEDLEY PCU W/NETWORK *MEMORIAL HERMANN* |  |  | CONTROLLERINFUSIONPUMP-Alaris-Medley 8015 | [6 empty] | Verified as Rental |  |  | MHHS-Northeast
NO | YES |  |  |  | FFP6738 |  | CAREFUSION | 8015M |  |  | Rental | MHHS-Northeast |  |  |  | FFP6738 |  | Katy |  | Rental | [7 empty] | CONTROLLERINFUSIONPUMP-Alaris-Medley 8015 |  | MEDLEY PCU W/NETWORK *MEMORIAL HERMANN* |  |  | CONTROLLERINFUSIONPUMP-Alaris-Medley 8015 | [6 empty] | Verified as Rental |  |  | MHHS-Northeast
NO | YES |  |  |  | FFP6768 |  | CAREFUSION | 8015M |  |  | Rental | MHHS-Northeast |  |  |  | FFP6768 |  | Katy |  | Rental | [7 empty] | CONTROLLERINFUSIONPUMP-Alaris-Medley 8015 |  | MEDLEY PCU W/NETWORK *MEMORIAL HERMANN* |  |  | CONTROLLERINFUSIONPUMP-Alaris-Medley 8015 | [6 empty] | Verified as Rental |  |  | MHHS-Northeast
NO | YES |  |  |  | FFP6780 |  | CAREFUSION | 8015M |  |  | Rental | MHHS-Northeast |  |  |  | FFP6780 |  | Katy |  | Rental | [7 empty] | CONTROLLERINFUSIONPUMP-Alaris-Medley 8015 |  | MEDLEY PCU W/NETWORK *MEMORIAL HERMANN* |  |  | CONTROLLERINFUSIONPUMP-Alaris-Medley 8015 | [6 empty] | Verified as Rental |  |  | MHHS-Northeast
NO | YES |  |  |  | FFP6800 |  | CAREFUSION | 8015M |  |  | Rental | MHHS-Northeast |  |  |  | FFP6800 |  | Katy |  | Rental | [7 empty] | CONTROLLERINFUSIONPUMP-Alaris-Medley 8015 |  | MEDLEY PCU W/NETWORK *MEMORIAL HERMANN* |  |  | CONTROLLERINFUSIONPUMP-Alaris-Medley 8015 | [6 empty] | Verified as Rental |  |  | MHHS-Northeast
NO | YES |  |  |  | FFP6812 |  | CAREFUSION | 8015M |  |  | Rental | MHHS-Northeast |  |  |  | FFP6812 |  | Katy |  | Rental | [7 empty] | CONTROLLERINFUSIONPUMP-Alaris-Medley 8015 |  | MEDLEY PCU W/NETWORK *MEMORIAL HERMANN* |  |  | CONTROLLERINFUSIONPUMP-Alaris-Medley 8015 | [6 empty] | Verified as Rental |  |  | MHHS-Northeast
NO | YES |  |  |  | FFP6830 |  | CAREFUSION | 8015M |  |  | Rental | MHHS-Northeast |  |  |  | FFP6830 |  | Katy |  | Rental | [7 empty] | CONTROLLERINFUSIONPUMP-Alaris-Medley 8015 |  | MEDLEY PCU W/NETWORK *MEMORIAL HERMANN* |  |  | CONTROLLERINFUSIONPUMP-Alaris-Medley 8015 | [6 empty] | Verified as Rental |  |  | MHHS-Northeast
NO | YES |  |  |  | FFP6849 |  | CAREFUSION | 8015M |  |  | Rental | MHHS-Northeast |  |  |  | FFP6849 |  | Katy |  | Rental | [7 empty] | CONTROLLERINFUSIONPUMP-Alaris-Medley 8015 |  | MEDLEY PCU W/NETWORK *MEMORIAL HERMANN* |  |  | CONTROLLERINFUSIONPUMP-Alaris-Medley 8015 | [6 empty] | Verified as Rental |  |  | MHHS-Northeast
NO | YES |  |  |  | FFP6854 |  | CAREFUSION | 8015M |  |  | Rental | MHHS-Northeast |  |  |  | FFP6854 |  | Katy |  | Rental | [7 empty] | CONTROLLERINFUSIONPUMP-Alaris-Medley 8015 |  | MEDLEY PCU W/NETWORK *MEMORIAL HERMANN* |  |  | CONTROLLERINFUSIONPUMP-Alaris-Medley 8015 | [6 empty] | Verified as Rental |  |  | MHHS-Northeast
NO | YES |  |  |  | FFP6868 |  | CAREFUSION | 8015M |  |  | Rental | MHHS-Northeast |  |  |  | FFP6868 |  | Katy |  | Rental | [7 empty] | CONTROLLERINFUSIONPUMP-Alaris-Medley 8015 |  | MEDLEY PCU W/NETWORK *MEMORIAL HERMANN* |  |  | CONTROLLERINFUSIONPUMP-Alaris-Medley 8015 | [6 empty] | Verified as Rental |  |  | MHHS-Northeast
NO | YES |  |  |  | FFP6892 |  | CAREFUSION | 8015M |  |  | Rental | MHHS-Northeast |  |  |  | FFP6892 |  | Katy |  | Rental | [7 empty] | CONTROLLERINFUSIONPUMP-Alaris-Medley 8015 |  | MEDLEY PCU W/NETWORK *MEMORIAL HERMANN* |  |  | CONTROLLERINFUSIONPUMP-Alaris-Medley 8015 | [6 empty] | Verified as Rental |  |  | MHHS-Northeast
NO | YES |  |  |  | FFP6900 |  | CAREFUSION | 8015M |  |  | Rental | MHHS-Northeast |  |  |  | FFP6900 |  | Katy |  | Rental | [7 empty] | CONTROLLERINFUSIONPUMP-Alaris-Medley 8015 |  | MEDLEY PCU W/NETWORK *MEMORIAL HERMANN* |  |  | CONTROLLERINFUSIONPUMP-Alaris-Medley 8015 | [6 empty] | Verified as Rental |  |  | MHHS-Northeast
NO | YES |  |  |  | FFP6902 |  | CAREFUSION | 8015M |  |  | Rental | MHHS-Northeast |  |  |  | FFP6902 |  | Katy |  | Rental | [7 empty] | CONTROLLERINFUSIONPUMP-Alaris-Medley 8015 |  | MEDLEY PCU W/NETWORK *MEMORIAL HERMANN* |  |  | CONTROLLERINFUSIONPUMP-Alaris-Medley 8015 | [6 empty] | Verified as Rental |  |  | MHHS-Northeast
NO | YES |  |  |  | FFP6913 |  | CAREFUSION | 8015M |  |  | Rental | MHHS-Northeast |  |  |  | FFP6913 |  | Katy |  | Rental | [7 empty] | CONTROLLERINFUSIONPUMP-Alaris-Medley 8015 |  | MEDLEY PCU W/NETWORK *MEMORIAL HERMANN* |  |  | CONTROLLERINFUSIONPUMP-Alaris-Medley 8015 | [6 empty] | Verified as Rental |  |  | MHHS-Northeast
NO | YES |  |  |  | FFP6918 |  | CAREFUSION | 8015M |  |  | Rental | MHHS-Northeast |  |  |  | FFP6918 |  | Katy |  | Rental | [7 empty] | CONTROLLERINFUSIONPUMP-Alaris-Medley 8015 |  | MEDLEY PCU W/NETWORK *MEMORIAL HERMANN* |  |  | CONTROLLERINFUSIONPUMP-Alaris-Medley 8015 | [6 empty] | Verified as Rental |  |  | MHHS-Northeast
NO | YES |  |  |  | FFP6920 |  | CAREFUSION | 8015M |  |  | Rental | MHHS-Northeast |  |  |  | FFP6920 |  | Katy |  | Rental | [7 empty] | CONTROLLERINFUSIONPUMP-Alaris-Medley 8015 |  | MEDLEY PCU W/NETWORK *MEMORIAL HERMANN* |  |  | CONTROLLERINFUSIONPUMP-Alaris-Medley 8015 | [6 empty] | Verified as Rental |  |  | MHHS-Northeast
NO | YES |  |  |  | FFP6921 |  | CAREFUSION | 8015M |  |  | Rental | MHHS-Northeast |  |  |  | FFP6921 |  | Katy |  | Rental | [7 empty] | CONTROLLERINFUSIONPUMP-Alaris-Medley 8015 |  | MEDLEY PCU W/NETWORK *MEMORIAL HERMANN* |  |  | CONTROLLERINFUSIONPUMP-Alaris-Medley 8015 | [6 empty] | Verified as Rental |  |  | MHHS-Northeast
NO | YES |  |  |  | FFP6925 |  | CAREFUSION | 8015M |  |  | Rental | MHHS-Northeast |  |  |  | FFP6925 |  | Katy |  | Rental | [7 empty] | CONTROLLERINFUSIONPUMP-Alaris-Medley 8015 |  | MEDLEY PCU W/NETWORK *MEMORIAL HERMANN* |  |  | CONTROLLERINFUSIONPUMP-Alaris-Medley 8015 | [6 empty] | Verified as Rental |  |  | MHHS-Northeast
NO | YES |  |  |  | FFP6928 |  | CAREFUSION | 8015M |  |  | Rental | MHHS-Northeast |  |  |  | FFP6928 |  | Katy |  | Rental | [7 empty] | CONTROLLERINFUSIONPUMP-Alaris-Medley 8015 |  | MEDLEY PCU W/NETWORK *MEMORIAL HERMANN* |  |  | CONTROLLERINFUSIONPUMP-Alaris-Medley 8015 | [6 empty] | Verified as Rental |  |  | MHHS-Northeast
NO | YES |  |  |  | FFP6933 |  | CAREFUSION | 8015M |  |  | Rental | MHHS-Northeast |  |  |  | FFP6933 |  | Katy |  | Rental | [7 empty] | CONTROLLERINFUSIONPUMP-Alaris-Medley 8015 |  | MEDLEY PCU W/NETWORK *MEMORIAL HERMANN* |  |  | CONTROLLERINFUSIONPUMP-Alaris-Medley 8015 | [6 empty] | Verified as Rental |  |  | MHHS-Northeast
NO | YES |  |  |  | FFP6945 |  | CAREFUSION | 8015M |  |  | Rental | MHHS-Northeast |  |  |  | FFP6945 |  | Katy |  | Rental | [7 empty] | CONTROLLERINFUSIONPUMP-Alaris-Medley 8015 |  | MEDLEY PCU W/NETWORK *MEMORIAL HERMANN* |  |  | CONTROLLERINFUSIONPUMP-Alaris-Medley 8015 | [6 empty] | Verified as Rental |  |  | MHHS-Northeast
NO | YES |  |  |  | FFP6990 |  | CAREFUSION | 8015M |  |  | Rental | MHHS-Northeast |  |  |  | FFP6990 |  | Katy |  | Rental | [7 empty] | CONTROLLERINFUSIONPUMP-Alaris-Medley 8015 |  | MEDLEY PCU W/NETWORK *MEMORIAL HERMANN* |  |  | CONTROLLERINFUSIONPUMP-Alaris-Medley 8015 | [6 empty] | Verified as Rental |  |  | MHHS-Northeast
NO | YES |  |  |  | FFP6991 |  | CAREFUSION | 8015M |  |  | Rental | MHHS-Northeast |  |  |  | FFP6991 |  | Katy |  | Rental | [7 empty] | CONTROLLERINFUSIONPUMP-Alaris-Medley 8015 |  | MEDLEY PCU W/NETWORK *MEMORIAL HERMANN* |  |  | CONTROLLERINFUSIONPUMP-Alaris-Medley 8015 | [6 empty] | Verified as Rental |  |  | MHHS-Northeast
NO | YES |  |  |  | FFP6995 |  | CAREFUSION | 8015M |  |  | Rental | MHHS-Northeast |  |  |  | FFP6995 |  | Katy |  | Rental | [7 empty] | CONTROLLERINFUSIONPUMP-Alaris-Medley 8015 |  | MEDLEY PCU W/NETWORK *MEMORIAL HERMANN* |  |  | CONTROLLERINFUSIONPUMP-Alaris-Medley 8015 | [6 empty] | Verified as Rental |  |  | MHHS-Northeast
NO | YES |  |  |  | FFP7013 |  | CAREFUSION | 8015M |  |  | Rental | MHHS-Northeast |  |  |  | FFP7013 |  | Katy |  | Rental | [7 empty] | CONTROLLERINFUSIONPUMP-Alaris-Medley 8015 |  | MEDLEY PCU W/NETWORK *MEMORIAL HERMANN* |  |  | CONTROLLERINFUSIONPUMP-Alaris-Medley 8015 | [6 empty] | Verified as Rental |  |  | MHHS-Northeast
NO | YES |  |  |  | FFP7034 |  | CAREFUSION | 8015M |  |  | Rental | MHHS-Northeast |  |  |  | FFP7034 |  | Katy |  | Rental | [7 empty] | CONTROLLERINFUSIONPUMP-Alaris-Medley 8015 |  | MEDLEY PCU W/NETWORK *MEMORIAL HERMANN* |  |  | CONTROLLERINFUSIONPUMP-Alaris-Medley 8015 | [6 empty] | Verified as Rental |  |  | MHHS-Northeast
NO | YES |  |  |  | FFP7059 |  | CAREFUSION | 8015M |  |  | Rental | MHHS-Northeast |  |  |  | FFP7059 |  | Katy |  | Rental | [7 empty] | CONTROLLERINFUSIONPUMP-Alaris-Medley 8015 |  | MEDLEY PCU W/NETWORK *MEMORIAL HERMANN* |  |  | CONTROLLERINFUSIONPUMP-Alaris-Medley 8015 | [6 empty] | Verified as Rental |  |  | MHHS-Northeast
NO | YES |  |  |  | FFP7078 |  | CAREFUSION | 8015M |  |  | Rental | MHHS-Northeast |  |  |  | FFP7078 |  | Katy |  | Rental | [7 empty] | CONTROLLERINFUSIONPUMP-Alaris-Medley 8015 |  | MEDLEY PCU W/NETWORK *MEMORIAL HERMANN* |  |  | CONTROLLERINFUSIONPUMP-Alaris-Medley 8015 | [6 empty] | Verified as Rental |  |  | MHHS-Northeast
NO | YES |  |  |  | FFP7090 |  | CAREFUSION | 8015M |  |  | Rental | MHHS-Northeast |  |  |  | FFP7090 |  | Katy |  | Rental | [7 empty] | CONTROLLERINFUSIONPUMP-Alaris-Medley 8015 |  | MEDLEY PCU W/NETWORK *MEMORIAL HERMANN* |  |  | CONTROLLERINFUSIONPUMP-Alaris-Medley 8015 | [6 empty] | Verified as Rental |  |  | MHHS-Northeast
NO | YES |  |  |  | FFP7096 |  | CAREFUSION | 8015M |  |  | Rental | MHHS-Northeast |  |  |  | FFP7096 |  | Katy |  | Rental | [7 empty] | CONTROLLERINFUSIONPUMP-Alaris-Medley 8015 |  | MEDLEY PCU W/NETWORK *MEMORIAL HERMANN* |  |  | CONTROLLERINFUSIONPUMP-Alaris-Medley 8015 | [6 empty] | Verified as Rental |  |  | MHHS-Northeast
NO | YES |  |  |  | FFP7104 |  | CAREFUSION | 8015M |  |  | Rental | MHHS-Northeast |  |  |  | FFP7104 |  | Katy |  | Rental | [7 empty] | CONTROLLERINFUSIONPUMP-Alaris-Medley 8015 |  | MEDLEY PCU W/NETWORK *MEMORIAL HERMANN* |  |  | CONTROLLERINFUSIONPUMP-Alaris-Medley 8015 | [6 empty] | Verified as Rental |  |  | MHHS-Northeast
NO | YES |  |  |  | FFP7106 |  | CAREFUSION | 8015M |  |  | Rental | MHHS-Northeast |  |  |  | FFP7106 |  | Katy |  | Rental | [7 empty] | CONTROLLERINFUSIONPUMP-Alaris-Medley 8015 |  | MEDLEY PCU W/NETWORK *MEMORIAL HERMANN* |  |  | CONTROLLERINFUSIONPUMP-Alaris-Medley 8015 | [6 empty] | Verified as Rental |  |  | MHHS-Northeast
NO | YES |  |  |  | FFP7109 |  | CAREFUSION | 8015M |  |  | Rental | MHHS-Northeast |  |  |  | FFP7109 |  | Katy |  | Rental | [7 empty] | CONTROLLERINFUSIONPUMP-Alaris-Medley 8015 |  | MEDLEY PCU W/NETWORK *MEMORIAL HERMANN* |  |  | CONTROLLERINFUSIONPUMP-Alaris-Medley 8015 | [6 empty] | Verified as Rental |  |  | MHHS-Northeast
NO | YES |  |  |  | FFP7121 |  | CAREFUSION | 8015M |  |  | Rental | MHHS-Northeast |  |  |  | FFP7121 |  | Katy |  | Rental | [7 empty] | CONTROLLERINFUSIONPUMP-Alaris-Medley 8015 |  | MEDLEY PCU W/NETWORK *MEMORIAL HERMANN* |  |  | CONTROLLERINFUSIONPUMP-Alaris-Medley 8015 | [6 empty] | Verified as Rental |  |  | MHHS-Northeast
NO | YES |  |  |  | FFP7125 |  | CAREFUSION | 8015M |  |  | Rental | MHHS-Northeast |  |  |  | FFP7125 |  | Katy |  | Rental | [7 empty] | CONTROLLERINFUSIONPUMP-Alaris-Medley 8015 |  | MEDLEY PCU W/NETWORK *MEMORIAL HERMANN* |  |  | CONTROLLERINFUSIONPUMP-Alaris-Medley 8015 | [6 empty] | Verified as Rental |  |  | MHHS-Northeast
NO | YES |  |  |  | FFP7163 |  | CAREFUSION | 8015M |  |  | Rental | MHHS-Northeast |  |  |  | FFP7163 |  | Katy |  | Rental | [7 empty] | CONTROLLERINFUSIONPUMP-Alaris-Medley 8015 |  | MEDLEY PCU W/NETWORK *MEMORIAL HERMANN* |  |  | CONTROLLERINFUSIONPUMP-Alaris-Medley 8015 | [6 empty] | Verified as Rental |  |  | MHHS-Northeast
NO | YES |  |  |  | FFP7168 |  | CAREFUSION | 8015M |  |  | Rental | MHHS-Northeast |  |  |  | FFP7168 |  | Katy |  | Rental | [7 empty] | CONTROLLERINFUSIONPUMP-Alaris-Medley 8015 |  | MEDLEY PCU W/NETWORK *MEMORIAL HERMANN* |  |  | CONTROLLERINFUSIONPUMP-Alaris-Medley 8015 | [6 empty] | Verified as Rental |  |  | MHHS-Northeast
NO | YES |  |  |  | FFP7169 |  | CAREFUSION | 8015M |  |  | Rental | MHHS-Northeast |  |  |  | FFP7169 |  | Katy |  | Rental | [7 empty] | CONTROLLERINFUSIONPUMP-Alaris-Medley 8015 |  | MEDLEY PCU W/NETWORK *MEMORIAL HERMANN* |  |  | CONTROLLERINFUSIONPUMP-Alaris-Medley 8015 | [6 empty] | Verified as Rental |  |  | MHHS-Northeast
NO | YES |  |  |  | FFP7172 |  | CAREFUSION | 8015M |  |  | Rental | MHHS-Northeast |  |  |  | FFP7172 |  | Katy |  | Rental | [7 empty] | CONTROLLERINFUSIONPUMP-Alaris-Medley 8015 |  | MEDLEY PCU W/NETWORK *MEMORIAL HERMANN* |  |  | CONTROLLERINFUSIONPUMP-Alaris-Medley 8015 | [6 empty] | Verified as Rental |  |  | MHHS-Northeast
NO | YES |  |  |  | FFP780 |  | CAREFUSION | 8015M |  |  | Rental | MHHS-Orthopedic & Spine |  |  |  | FFP780 |  | Central & Greater Heights |  | Rental | [7 empty] | CONTROLLERINFUSIONPUMP-Alaris-Medley 8015 |  | MEDLEY PCU W/NETWORK *MEMORIAL HERMANN* |  |  | CONTROLLERINFUSIONPUMP-Alaris-Medley 8015 | [6 empty] | Verified as Rental |  |  | MHHS-Orthopedic & Spine
NO | YES |  |  |  | FFP788 |  | CAREFUSION | 8015M |  |  | Rental | MHHS-Orthopedic & Spine |  |  |  | FFP788 |  | Central & Greater Heights |  | Rental | [7 empty] | CONTROLLERINFUSIONPUMP-Alaris-Medley 8015 |  | MEDLEY PCU W/NETWORK *MEMORIAL HERMANN* |  |  | CONTROLLERINFUSIONPUMP-Alaris-Medley 8015 | [6 empty] | Verified as Rental |  |  | MHHS-Orthopedic & Spine
NO | YES |  |  |  | FFP814 |  | CAREFUSION | 8015M |  |  | Rental | MHHS-Orthopedic & Spine |  |  |  | FFP814 |  | Central & Greater Heights |  | Rental | [7 empty] | CONTROLLERINFUSIONPUMP-Alaris-Medley 8015 |  | MEDLEY PCU W/NETWORK *MEMORIAL HERMANN* |  |  | CONTROLLERINFUSIONPUMP-Alaris-Medley 8015 | [6 empty] | Verified as Rental |  |  | MHHS-Orthopedic & Spine
NO | YES |  |  |  | FFP946 |  | CAREFUSION | 8015M |  |  | Rental | MHHS-Orthopedic & Spine |  |  |  | FFP946 |  | Central & Greater Heights |  | Rental | [7 empty] | CONTROLLERINFUSIONPUMP-Alaris-Medley 8015 |  | MEDLEY PCU W/NETWORK *MEMORIAL HERMANN* |  |  | CONTROLLERINFUSIONPUMP-Alaris-Medley 8015 | [6 empty] | Verified as Rental |  |  | MHHS-Orthopedic & Spine
NO | YES |  |  |  | FFP1062 |  | CAREFUSION | 8015M |  |  | Rental | MHHS-Orthopedic & Spine |  |  |  | FFP1062 |  | Central & Greater Heights |  | Rental | [7 empty] | CONTROLLERINFUSIONPUMP-Alaris-Medley 8015 |  | MEDLEY PCU W/NETWORK *MEMORIAL HERMANN* |  |  | CONTROLLERINFUSIONPUMP-Alaris-Medley 8015 | [6 empty] | Verified as Rental |  |  | MHHS-Orthopedic & Spine
NO | YES |  |  |  | FFP1114 |  | CAREFUSION | 8015M |  |  | Rental | MHHS-Orthopedic & Spine |  |  |  | FFP1114 |  | Central & Greater Heights |  | Rental | [7 empty] | CONTROLLERINFUSIONPUMP-Alaris-Medley 8015 |  | MEDLEY PCU W/NETWORK *MEMORIAL HERMANN* |  |  | CONTROLLERINFUSIONPUMP-Alaris-Medley 8015 | [6 empty] | Verified as Rental |  |  | MHHS-Orthopedic & Spine
NO | YES |  |  |  | FFP1291 |  | CAREFUSION | 8015M |  |  | Rental | MHHS-Orthopedic & Spine |  |  |  | FFP1291 |  | Central & Greater Heights |  | Rental | [7 empty] | CONTROLLERINFUSIONPUMP-Alaris-Medley 8015 |  | MEDLEY PCU W/NETWORK *MEMORIAL HERMANN* |  |  | CONTROLLERINFUSIONPUMP-Alaris-Medley 8015 | [6 empty] | Verified as Rental |  |  | MHHS-Orthopedic & Spine
NO | YES |  |  |  | FFP1336 |  | CAREFUSION | 8015M |  |  | Rental | MHHS-Orthopedic & Spine |  |  |  | FFP1336 |  | Central & Greater Heights |  | Rental | [7 empty] | CONTROLLERINFUSIONPUMP-Alaris-Medley 8015 |  | MEDLEY PCU W/NETWORK *MEMORIAL HERMANN* |  |  | CONTROLLERINFUSIONPUMP-Alaris-Medley 8015 | [6 empty] | Verified as Rental |  |  | MHHS-Orthopedic & Spine
NO | YES |  |  |  | FFP1490 |  | CAREFUSION | 8015M |  |  | Rental | MHHS-Orthopedic & Spine |  |  |  | FFP1490 |  | Central & Greater Heights |  | Rental | [7 empty] | CONTROLLERINFUSIONPUMP-Alaris-Medley 8015 |  | MEDLEY PCU W/NETWORK *MEMORIAL HERMANN* |  |  | CONTROLLERINFUSIONPUMP-Alaris-Medley 8015 | [6 empty] | Verified as Rental |  |  | MHHS-Orthopedic & Spine
NO | YES |  |  |  | FFP1499 |  | CAREFUSION | 8015M |  |  | Rental | MHHS-Orthopedic & Spine |  |  |  | FFP1499 |  | Central & Greater Heights |  | Rental | [7 empty] | CONTROLLERINFUSIONPUMP-Alaris-Medley 8015 |  | MEDLEY PCU W/NETWORK *MEMORIAL HERMANN* |  |  | CONTROLLERINFUSIONPUMP-Alaris-Medley 8015 | [6 empty] | Verified as Rental |  |  | MHHS-Orthopedic & Spine
NO | YES |  |  |  | FFP1704 |  | CAREFUSION | 8015M |  |  | Rental | MHHS-Orthopedic & Spine |  |  |  | FFP1704 |  | Central & Greater Heights |  | Rental | [7 empty] | CONTROLLERINFUSIONPUMP-Alaris-Medley 8015 |  | MEDLEY PCU W/NETWORK *MEMORIAL HERMANN* |  |  | CONTROLLERINFUSIONPUMP-Alaris-Medley 8015 | [6 empty] | Verified as Rental |  |  | MHHS-Orthopedic & Spine
NO | YES |  |  |  | FFP1815 |  | CAREFUSION | 8015M |  |  | Rental | MHHS-Orthopedic & Spine |  |  |  | FFP1815 |  | Central & Greater Heights |  | Rental | [7 empty] | CONTROLLERINFUSIONPUMP-Alaris-Medley 8015 |  | MEDLEY PCU W/NETWORK *MEMORIAL HERMANN* |  |  | CONTROLLERINFUSIONPUMP-Alaris-Medley 8015 | [6 empty] | Verified as Rental |  |  | MHHS-Orthopedic & Spine
NO | YES |  |  |  | FFP2093 |  | CAREFUSION | 8015M |  |  | Rental | MHHS-Orthopedic & Spine |  |  |  | FFP2093 |  | Central & Greater Heights |  | Rental | [7 empty] | CONTROLLERINFUSIONPUMP-Alaris-Medley 8015 |  | MEDLEY PCU W/NETWORK *MEMORIAL HERMANN* |  |  | CONTROLLERINFUSIONPUMP-Alaris-Medley 8015 | [6 empty] | Verified as Rental |  |  | MHHS-Orthopedic & Spine
NO | YES |  |  |  | FFP2165 |  | CAREFUSION | 8015M |  |  | Rental | MHHS-Orthopedic & Spine |  |  |  | FFP2165 |  | Central & Greater Heights |  | Rental | [7 empty] | CONTROLLERINFUSIONPUMP-Alaris-Medley 8015 |  | MEDLEY PCU W/NETWORK *MEMORIAL HERMANN* |  |  | CONTROLLERINFUSIONPUMP-Alaris-Medley 8015 | [6 empty] | Verified as Rental |  |  | MHHS-Orthopedic & Spine
NO | YES |  |  |  | FFP2200 |  | CAREFUSION | 8015M |  |  | Rental | MHHS-Orthopedic & Spine |  |  |  | FFP2200 |  | Central & Greater Heights |  | Rental | [7 empty] | CONTROLLERINFUSIONPUMP-Alaris-Medley 8015 |  | MEDLEY PCU W/NETWORK *MEMORIAL HERMANN* |  |  | CONTROLLERINFUSIONPUMP-Alaris-Medley 8015 | [6 empty] | Verified as Rental |  |  | MHHS-Orthopedic & Spine
NO | YES |  |  |  | FFP2326 |  | CAREFUSION | 8015M |  |  | Rental | MHHS-Orthopedic & Spine |  |  |  | FFP2326 |  | Central & Greater Heights |  | Rental | [7 empty] | CONTROLLERINFUSIONPUMP-Alaris-Medley 8015 |  | MEDLEY PCU W/NETWORK *MEMORIAL HERMANN* |  |  | CONTROLLERINFUSIONPUMP-Alaris-Medley 8015 | [6 empty] | Verified as Rental |  |  | MHHS-Orthopedic & Spine
NO | YES |  |  |  | FFP2344 |  | CAREFUSION | 8015M |  |  | Rental | MHHS-Orthopedic & Spine |  |  |  | FFP2344 |  | Central & Greater Heights |  | Rental | [7 empty] | CONTROLLERINFUSIONPUMP-Alaris-Medley 8015 |  | MEDLEY PCU W/NETWORK *MEMORIAL HERMANN* |  |  | CONTROLLERINFUSIONPUMP-Alaris-Medley 8015 | [6 empty] | Verified as Rental |  |  | MHHS-Orthopedic & Spine
NO | YES |  |  |  | FFP2391 |  | CAREFUSION | 8015M |  |  | Rental | MHHS-Orthopedic & Spine |  |  |  | FFP2391 |  | Central & Greater Heights |  | Rental | [7 empty] | CONTROLLERINFUSIONPUMP-Alaris-Medley 8015 |  | MEDLEY PCU W/NETWORK *MEMORIAL HERMANN* |  |  | CONTROLLERINFUSIONPUMP-Alaris-Medley 8015 | [6 empty] | Verified as Rental |  |  | MHHS-Orthopedic & Spine
NO | YES |  |  |  | FFP2411 |  | CAREFUSION | 8015M |  |  | Rental | MHHS-Orthopedic & Spine |  |  |  | FFP2411 |  | Central & Greater Heights |  | Rental | [7 empty] | CONTROLLERINFUSIONPUMP-Alaris-Medley 8015 |  | MEDLEY PCU W/NETWORK *MEMORIAL HERMANN* |  |  | CONTROLLERINFUSIONPUMP-Alaris-Medley 8015 | [6 empty] | Verified as Rental |  |  | MHHS-Orthopedic & Spine
NO | YES |  |  |  | FFP2453 |  | CAREFUSION | 8015M |  |  | Rental | MHHS-Orthopedic & Spine |  |  |  | FFP2453 |  | Central & Greater Heights |  | Rental | [7 empty] | CONTROLLERINFUSIONPUMP-Alaris-Medley 8015 |  | MEDLEY PCU W/NETWORK *MEMORIAL HERMANN* |  |  | CONTROLLERINFUSIONPUMP-Alaris-Medley 8015 | [6 empty] | Verified as Rental |  |  | MHHS-Orthopedic & Spine
NO | YES |  |  |  | FFP2463 |  | CAREFUSION | 8015M |  |  | Rental | MHHS-Orthopedic & Spine |  |  |  | FFP2463 |  | Central & Greater Heights |  | Rental | [7 empty] | CONTROLLERINFUSIONPUMP-Alaris-Medley 8015 |  | MEDLEY PCU W/NETWORK *MEMORIAL HERMANN* |  |  | CONTROLLERINFUSIONPUMP-Alaris-Medley 8015 | [6 empty] | Verified as Rental |  |  | MHHS-Orthopedic & Spine
NO | YES |  |  |  | FFP2469 |  | CAREFUSION | 8015M |  |  | Rental | MHHS-Orthopedic & Spine |  |  |  | FFP2469 |  | Central & Greater Heights |  | Rental | [7 empty] | CONTROLLERINFUSIONPUMP-Alaris-Medley 8015 |  | MEDLEY PCU W/NETWORK *MEMORIAL HERMANN* |  |  | CONTROLLERINFUSIONPUMP-Alaris-Medley 8015 | [6 empty] | Verified as Rental |  |  | MHHS-Orthopedic & Spine
NO | YES |  |  |  | FFP2479 |  | CAREFUSION | 8015M |  |  | Rental | MHHS-Orthopedic & Spine |  |  |  | FFP2479 |  | Central & Greater Heights |  | Rental | [7 empty] | CONTROLLERINFUSIONPUMP-Alaris-Medley 8015 |  | MEDLEY PCU W/NETWORK *MEMORIAL HERMANN* |  |  | CONTROLLERINFUSIONPUMP-Alaris-Medley 8015 | [6 empty] | Verified as Rental |  |  | MHHS-Orthopedic & Spine
NO | YES |  |  |  | FFP2489 |  | CAREFUSION | 8015M |  |  | Rental | MHHS-Orthopedic & Spine |  |  |  | FFP2489 |  | Central & Greater Heights |  | Rental | [7 empty] | CONTROLLERINFUSIONPUMP-Alaris-Medley 8015 |  | MEDLEY PCU W/NETWORK *MEMORIAL HERMANN* |  |  | CONTROLLERINFUSIONPUMP-Alaris-Medley 8015 | [6 empty] | Verified as Rental |  |  | MHHS-Orthopedic & Spine
NO | YES |  |  |  | FFP2536 |  | CAREFUSION | 8015M |  |  | Rental | MHHS-Orthopedic & Spine |  |  |  | FFP2536 |  | Central & Greater Heights |  | Rental | [7 empty] | CONTROLLERINFUSIONPUMP-Alaris-Medley 8015 |  | MEDLEY PCU W/NETWORK *MEMORIAL HERMANN* |  |  | CONTROLLERINFUSIONPUMP-Alaris-Medley 8015 | [6 empty] | Verified as Rental |  |  | MHHS-Orthopedic & Spine
NO | YES |  |  |  | FFP2595 |  | CAREFUSION | 8015M |  |  | Rental | MHHS-Orthopedic & Spine |  |  |  | FFP2595 |  | Central & Greater Heights |  | Rental | [7 empty] | CONTROLLERINFUSIONPUMP-Alaris-Medley 8015 |  | MEDLEY PCU W/NETWORK *MEMORIAL HERMANN* |  |  | CONTROLLERINFUSIONPUMP-Alaris-Medley 8015 | [6 empty] | Verified as Rental |  |  | MHHS-Orthopedic & Spine
NO | YES |  |  |  | FFP2623 |  | CAREFUSION | 8015M |  |  | Rental | MHHS-Orthopedic & Spine |  |  |  | FFP2623 |  | Central & Greater Heights |  | Rental | [7 empty] | CONTROLLERINFUSIONPUMP-Alaris-Medley 8015 |  | MEDLEY PCU W/NETWORK *MEMORIAL HERMANN* |  |  | CONTROLLERINFUSIONPUMP-Alaris-Medley 8015 | [6 empty] | Verified as Rental |  |  | MHHS-Orthopedic & Spine
NO | YES |  |  |  | FFP2760 |  | CAREFUSION | 8015M |  |  | Rental | MHHS-Orthopedic & Spine |  |  |  | FFP2760 |  | Central & Greater Heights |  | Rental | [7 empty] | CONTROLLERINFUSIONPUMP-Alaris-Medley 8015 |  | MEDLEY PCU W/NETWORK *MEMORIAL HERMANN* |  |  | CONTROLLERINFUSIONPUMP-Alaris-Medley 8015 | [6 empty] | Verified as Rental |  |  | MHHS-Orthopedic & Spine
NO | YES |  |  |  | FFP2850 |  | CAREFUSION | 8015M |  |  | Rental | MHHS-Orthopedic & Spine |  |  |  | FFP2850 |  | Central & Greater Heights |  | Rental | [7 empty] | CONTROLLERINFUSIONPUMP-Alaris-Medley 8015 |  | MEDLEY PCU W/NETWORK *MEMORIAL HERMANN* |  |  | CONTROLLERINFUSIONPUMP-Alaris-Medley 8015 | [6 empty] | Verified as Rental |  |  | MHHS-Orthopedic & Spine
NO | YES |  |  |  | FFP2926 |  | CAREFUSION | 8015M |  |  | Rental | MHHS-Orthopedic & Spine |  |  |  | FFP2926 |  | Central & Greater Heights |  | Rental | [7 empty] | CONTROLLERINFUSIONPUMP-Alaris-Medley 8015 |  | MEDLEY PCU W/NETWORK *MEMORIAL HERMANN* |  |  | CONTROLLERINFUSIONPUMP-Alaris-Medley 8015 | [6 empty] | Verified as Rental |  |  | MHHS-Orthopedic & Spine
NO | YES |  |  |  | FFP3141 |  | CAREFUSION | 8015M |  |  | Rental | MHHS-Orthopedic & Spine |  |  |  | FFP3141 |  | Central & Greater Heights |  | Rental | [7 empty] | CONTROLLERINFUSIONPUMP-Alaris-Medley 8015 |  | MEDLEY PCU W/NETWORK *MEMORIAL HERMANN* |  |  | CONTROLLERINFUSIONPUMP-Alaris-Medley 8015 | [6 empty] | Verified as Rental |  |  | MHHS-Orthopedic & Spine
NO | YES |  |  |  | FFP3351 |  | CAREFUSION | 8015M |  |  | Rental | MHHS-Orthopedic & Spine |  |  |  | FFP3351 |  | Central & Greater Heights |  | Rental | [7 empty] | CONTROLLERINFUSIONPUMP-Alaris-Medley 8015 |  | MEDLEY PCU W/NETWORK *MEMORIAL HERMANN* |  |  | CONTROLLERINFUSIONPUMP-Alaris-Medley 8015 | [6 empty] | Verified as Rental |  |  | MHHS-Orthopedic & Spine
NO | YES |  |  |  | FFP3361 |  | CAREFUSION | 8015M |  |  | Rental | MHHS-Orthopedic & Spine |  |  |  | FFP3361 |  | Central & Greater Heights |  | Rental | [7 empty] | CONTROLLERINFUSIONPUMP-Alaris-Medley 8015 |  | MEDLEY PCU W/NETWORK *MEMORIAL HERMANN* |  |  | CONTROLLERINFUSIONPUMP-Alaris-Medley 8015 | [6 empty] | Verified as Rental |  |  | MHHS-Orthopedic & Spine
NO | YES |  |  |  | FFP3372 |  | CAREFUSION | 8015M |  |  | Rental | MHHS-Orthopedic & Spine |  |  |  | FFP3372 |  | Central & Greater Heights |  | Rental | [7 empty] | CONTROLLERINFUSIONPUMP-Alaris-Medley 8015 |  | MEDLEY PCU W/NETWORK *MEMORIAL HERMANN* |  |  | CONTROLLERINFUSIONPUMP-Alaris-Medley 8015 | [6 empty] | Verified as Rental |  |  | MHHS-Orthopedic & Spine
NO | YES |  |  |  | FFP3537 |  | CAREFUSION | 8015M |  |  | Rental | MHHS-Orthopedic & Spine |  |  |  | FFP3537 |  | Central & Greater Heights |  | Rental | [7 empty] | CONTROLLERINFUSIONPUMP-Alaris-Medley 8015 |  | MEDLEY PCU W/NETWORK *MEMORIAL HERMANN* |  |  | CONTROLLERINFUSIONPUMP-Alaris-Medley 8015 | [6 empty] | Verified as Rental |  |  | MHHS-Orthopedic & Spine
NO | YES |  |  |  | FFP3664 |  | CAREFUSION | 8015M |  |  | Rental | MHHS-Orthopedic & Spine |  |  |  | FFP3664 |  | Central & Greater Heights |  | Rental | [7 empty] | CONTROLLERINFUSIONPUMP-Alaris-Medley 8015 |  | MEDLEY PCU W/NETWORK *MEMORIAL HERMANN* |  |  | CONTROLLERINFUSIONPUMP-Alaris-Medley 8015 | [6 empty] | Verified as Rental |  |  | MHHS-Orthopedic & Spine
NO | YES |  |  |  | FFP3672 |  | CAREFUSION | 8015M |  |  | Rental | MHHS-Orthopedic & Spine |  |  |  | FFP3672 |  | Central & Greater Heights |  | Rental | [7 empty] | CONTROLLERINFUSIONPUMP-Alaris-Medley 8015 |  | MEDLEY PCU W/NETWORK *MEMORIAL HERMANN* |  |  | CONTROLLERINFUSIONPUMP-Alaris-Medley 8015 | [6 empty] | Verified as Rental |  |  | MHHS-Orthopedic & Spine
NO | YES |  |  |  | FFP3725 |  | CAREFUSION | 8015M |  |  | Rental | MHHS-Orthopedic & Spine |  |  |  | FFP3725 |  | Central & Greater Heights |  | Rental | [7 empty] | CONTROLLERINFUSIONPUMP-Alaris-Medley 8015 |  | MEDLEY PCU W/NETWORK *MEMORIAL HERMANN* |  |  | CONTROLLERINFUSIONPUMP-Alaris-Medley 8015 | [6 empty] | Verified as Rental |  |  | MHHS-Orthopedic & Spine
NO | YES |  |  |  | FFP3729 |  | CAREFUSION | 8015M |  |  | Rental | MHHS-Orthopedic & Spine |  |  |  | FFP3729 |  | Central & Greater Heights |  | Rental | [7 empty] | CONTROLLERINFUSIONPUMP-Alaris-Medley 8015 |  | MEDLEY PCU W/NETWORK *MEMORIAL HERMANN* |  |  | CONTROLLERINFUSIONPUMP-Alaris-Medley 8015 | [6 empty] | Verified as Rental |  |  | MHHS-Orthopedic & Spine
NO | YES |  |  |  | FFP3730 |  | CAREFUSION | 8015M |  |  | Rental | MHHS-Orthopedic & Spine |  |  |  | FFP3730 |  | Central & Greater Heights |  | Rental | [7 empty] | CONTROLLERINFUSIONPUMP-Alaris-Medley 8015 |  | MEDLEY PCU W/NETWORK *MEMORIAL HERMANN* |  |  | CONTROLLERINFUSIONPUMP-Alaris-Medley 8015 | [6 empty] | Verified as Rental |  |  | MHHS-Orthopedic & Spine
NO | YES |  |  |  | FFP3732 |  | CAREFUSION | 8015M |  |  | Rental | MHHS-Orthopedic & Spine |  |  |  | FFP3732 |  | Central & Greater Heights |  | Rental | [7 empty] | CONTROLLERINFUSIONPUMP-Alaris-Medley 8015 |  | MEDLEY PCU W/NETWORK *MEMORIAL HERMANN* |  |  | CONTROLLERINFUSIONPUMP-Alaris-Medley 8015 | [6 empty] | Verified as Rental |  |  | MHHS-Orthopedic & Spine
NO | YES |  |  |  | FFP3737 |  | CAREFUSION | 8015M |  |  | Rental | MHHS-Orthopedic & Spine |  |  |  | FFP3737 |  | Central & Greater Heights |  | Rental | [7 empty] | CONTROLLERINFUSIONPUMP-Alaris-Medley 8015 |  | MEDLEY PCU W/NETWORK *MEMORIAL HERMANN* |  |  | CONTROLLERINFUSIONPUMP-Alaris-Medley 8015 | [6 empty] | Verified as Rental |  |  | MHHS-Orthopedic & Spine
NO | YES |  |  |  | FFP3738 |  | CAREFUSION | 8015M |  |  | Rental | MHHS-Orthopedic & Spine |  |  |  | FFP3738 |  | Central & Greater Heights |  | Rental | [7 empty] | CONTROLLERINFUSIONPUMP-Alaris-Medley 8015 |  | MEDLEY PCU W/NETWORK *MEMORIAL HERMANN* |  |  | CONTROLLERINFUSIONPUMP-Alaris-Medley 8015 | [6 empty] | Verified as Rental |  |  | MHHS-Orthopedic & Spine
NO | YES |  |  |  | FFP3742 |  | CAREFUSION | 8015M |  |  | Rental | MHHS-Orthopedic & Spine |  |  |  | FFP3742 |  | Central & Greater Heights |  | Rental | [7 empty] | CONTROLLERINFUSIONPUMP-Alaris-Medley 8015 |  | MEDLEY PCU W/NETWORK *MEMORIAL HERMANN* |  |  | CONTROLLERINFUSIONPUMP-Alaris-Medley 8015 | [6 empty] | Verified as Rental |  |  | MHHS-Orthopedic & Spine
NO | YES |  |  |  | FFP3745 |  | CAREFUSION | 8015M |  |  | Rental | MHHS-Orthopedic & Spine |  |  |  | FFP3745 |  | Central & Greater Heights |  | Rental | [7 empty] | CONTROLLERINFUSIONPUMP-Alaris-Medley 8015 |  | MEDLEY PCU W/NETWORK *MEMORIAL HERMANN* |  |  | CONTROLLERINFUSIONPUMP-Alaris-Medley 8015 | [6 empty] | Verified as Rental |  |  | MHHS-Orthopedic & Spine
NO | YES |  |  |  | FFP3746 |  | CAREFUSION | 8015M |  |  | Rental | MHHS-Orthopedic & Spine |  |  |  | FFP3746 |  | Central & Greater Heights |  | Rental | [7 empty] | CONTROLLERINFUSIONPUMP-Alaris-Medley 8015 |  | MEDLEY PCU W/NETWORK *MEMORIAL HERMANN* |  |  | CONTROLLERINFUSIONPUMP-Alaris-Medley 8015 | [6 empty] | Verified as Rental |  |  | MHHS-Orthopedic & Spine
NO | YES |  |  |  | FFP3747 |  | CAREFUSION | 8015M |  |  | Rental | MHHS-Orthopedic & Spine |  |  |  | FFP3747 |  | Central & Greater Heights |  | Rental | [7 empty] | CONTROLLERINFUSIONPUMP-Alaris-Medley 8015 |  | MEDLEY PCU W/NETWORK *MEMORIAL HERMANN* |  |  | CONTROLLERINFUSIONPUMP-Alaris-Medley 8015 | [6 empty] | Verified as Rental |  |  | MHHS-Orthopedic & Spine
NO | YES |  |  |  | FFP3749 |  | CAREFUSION | 8015M |  |  | Rental | MHHS-Orthopedic & Spine |  |  |  | FFP3749 |  | Central & Greater Heights |  | Rental | [7 empty] | CONTROLLERINFUSIONPUMP-Alaris-Medley 8015 |  | MEDLEY PCU W/NETWORK *MEMORIAL HERMANN* |  |  | CONTROLLERINFUSIONPUMP-Alaris-Medley 8015 | [6 empty] | Verified as Rental |  |  | MHHS-Orthopedic & Spine
NO | YES |  |  |  | FFP3752 |  | CAREFUSION | 8015M |  |  | Rental | MHHS-Orthopedic & Spine |  |  |  | FFP3752 |  | Central & Greater Heights |  | Rental | [7 empty] | CONTROLLERINFUSIONPUMP-Alaris-Medley 8015 |  | MEDLEY PCU W/NETWORK *MEMORIAL HERMANN* |  |  | CONTROLLERINFUSIONPUMP-Alaris-Medley 8015 | [6 empty] | Verified as Rental |  |  | MHHS-Orthopedic & Spine
NO | YES |  |  |  | FFP3754 |  | CAREFUSION | 8015M |  |  | Rental | MHHS-Orthopedic & Spine |  |  |  | FFP3754 |  | Central & Greater Heights |  | Rental | [7 empty] | CONTROLLERINFUSIONPUMP-Alaris-Medley 8015 |  | MEDLEY PCU W/NETWORK *MEMORIAL HERMANN* |  |  | CONTROLLERINFUSIONPUMP-Alaris-Medley 8015 | [6 empty] | Verified as Rental |  |  | MHHS-Orthopedic & Spine
NO | YES |  |  |  | FFP3756 |  | CAREFUSION | 8015M |  |  | Rental | MHHS-Orthopedic & Spine |  |  |  | FFP3756 |  | Central & Greater Heights |  | Rental | [7 empty] | CONTROLLERINFUSIONPUMP-Alaris-Medley 8015 |  | MEDLEY PCU W/NETWORK *MEMORIAL HERMANN* |  |  | CONTROLLERINFUSIONPUMP-Alaris-Medley 8015 | [6 empty] | Verified as Rental |  |  | MHHS-Orthopedic & Spine
NO | YES |  |  |  | FFP3760 |  | CAREFUSION | 8015M |  |  | Rental | MHHS-Orthopedic & Spine |  |  |  | FFP3760 |  | Central & Greater Heights |  | Rental | [7 empty] | CONTROLLERINFUSIONPUMP-Alaris-Medley 8015 |  | MEDLEY PCU W/NETWORK *MEMORIAL HERMANN* |  |  | CONTROLLERINFUSIONPUMP-Alaris-Medley 8015 | [6 empty] | Verified as Rental |  |  | MHHS-Orthopedic & Spine
NO | YES |  |  |  | FFP3766 |  | CAREFUSION | 8015M |  |  | Rental | MHHS-Orthopedic & Spine |  |  |  | FFP3766 |  | Central & Greater Heights |  | Rental | [7 empty] | CONTROLLERINFUSIONPUMP-Alaris-Medley 8015 |  | MEDLEY PCU W/NETWORK *MEMORIAL HERMANN* |  |  | CONTROLLERINFUSIONPUMP-Alaris-Medley 8015 | [6 empty] | Verified as Rental |  |  | MHHS-Orthopedic & Spine
NO | YES |  |  |  | FFP3768 |  | CAREFUSION | 8015M |  |  | Rental | MHHS-Orthopedic & Spine |  |  |  | FFP3768 |  | Central & Greater Heights |  | Rental | [7 empty] | CONTROLLERINFUSIONPUMP-Alaris-Medley 8015 |  | MEDLEY PCU W/NETWORK *MEMORIAL HERMANN* |  |  | CONTROLLERINFUSIONPUMP-Alaris-Medley 8015 | [6 empty] | Verified as Rental |  |  | MHHS-Orthopedic & Spine
NO | YES |  |  |  | FFP3770 |  | CAREFUSION | 8015M |  |  | Rental | MHHS-Orthopedic & Spine |  |  |  | FFP3770 |  | Central & Greater Heights |  | Rental | [7 empty] | CONTROLLERINFUSIONPUMP-Alaris-Medley 8015 |  | MEDLEY PCU W/NETWORK *MEMORIAL HERMANN* |  |  | CONTROLLERINFUSIONPUMP-Alaris-Medley 8015 | [6 empty] | Verified as Rental |  |  | MHHS-Orthopedic & Spine
NO | YES |  |  |  | FFP3773 |  | CAREFUSION | 8015M |  |  | Rental | MHHS-Orthopedic & Spine |  |  |  | FFP3773 |  | Central & Greater Heights |  | Rental | [7 empty] | CONTROLLERINFUSIONPUMP-Alaris-Medley 8015 |  | MEDLEY PCU W/NETWORK *MEMORIAL HERMANN* |  |  | CONTROLLERINFUSIONPUMP-Alaris-Medley 8015 | [6 empty] | Verified as Rental |  |  | MHHS-Orthopedic & Spine
NO | YES |  |  |  | FFP3776 |  | CAREFUSION | 8015M |  |  | Rental | MHHS-Orthopedic & Spine |  |  |  | FFP3776 |  | Central & Greater Heights |  | Rental | [7 empty] | CONTROLLERINFUSIONPUMP-Alaris-Medley 8015 |  | MEDLEY PCU W/NETWORK *MEMORIAL HERMANN* |  |  | CONTROLLERINFUSIONPUMP-Alaris-Medley 8015 | [6 empty] | Verified as Rental |  |  | MHHS-Orthopedic & Spine
NO | YES |  |  |  | FFP3780 |  | CAREFUSION | 8015M |  |  | Rental | MHHS-Orthopedic & Spine |  |  |  | FFP3780 |  | Central & Greater Heights |  | Rental | [7 empty] | CONTROLLERINFUSIONPUMP-Alaris-Medley 8015 |  | MEDLEY PCU W/NETWORK *MEMORIAL HERMANN* |  |  | CONTROLLERINFUSIONPUMP-Alaris-Medley 8015 | [6 empty] | Verified as Rental |  |  | MHHS-Orthopedic & Spine
NO | YES |  |  |  | FFP3783 |  | CAREFUSION | 8015M |  |  | Rental | MHHS-Orthopedic & Spine |  |  |  | FFP3783 |  | Central & Greater Heights |  | Rental | [7 empty] | CONTROLLERINFUSIONPUMP-Alaris-Medley 8015 |  | MEDLEY PCU W/NETWORK *MEMORIAL HERMANN* |  |  | CONTROLLERINFUSIONPUMP-Alaris-Medley 8015 | [6 empty] | Verified as Rental |  |  | MHHS-Orthopedic & Spine
NO | YES |  |  |  | FFP3784 |  | CAREFUSION | 8015M |  |  | Rental | MHHS-Orthopedic & Spine |  |  |  | FFP3784 |  | Central & Greater Heights |  | Rental | [7 empty] | CONTROLLERINFUSIONPUMP-Alaris-Medley 8015 |  | MEDLEY PCU W/NETWORK *MEMORIAL HERMANN* |  |  | CONTROLLERINFUSIONPUMP-Alaris-Medley 8015 | [6 empty] | Verified as Rental |  |  | MHHS-Orthopedic & Spine
NO | YES |  |  |  | FFP3787 |  | CAREFUSION | 8015M |  |  | Rental | MHHS-Orthopedic & Spine |  |  |  | FFP3787 |  | Central & Greater Heights |  | Rental | [7 empty] | CONTROLLERINFUSIONPUMP-Alaris-Medley 8015 |  | MEDLEY PCU W/NETWORK *MEMORIAL HERMANN* |  |  | CONTROLLERINFUSIONPUMP-Alaris-Medley 8015 | [6 empty] | Verified as Rental |  |  | MHHS-Orthopedic & Spine
NO | YES |  |  |  | FFP3793 |  | CAREFUSION | 8015M |  |  | Rental | MHHS-Orthopedic & Spine |  |  |  | FFP3793 |  | Central & Greater Heights |  | Rental | [7 empty] | CONTROLLERINFUSIONPUMP-Alaris-Medley 8015 |  | MEDLEY PCU W/NETWORK *MEMORIAL HERMANN* |  |  | CONTROLLERINFUSIONPUMP-Alaris-Medley 8015 | [6 empty] | Verified as Rental |  |  | MHHS-Orthopedic & Spine
NO | YES |  |  |  | FFP3794 |  | CAREFUSION | 8015M |  |  | Rental | MHHS-Orthopedic & Spine |  |  |  | FFP3794 |  | Central & Greater Heights |  | Rental | [7 empty] | CONTROLLERINFUSIONPUMP-Alaris-Medley 8015 |  | MEDLEY PCU W/NETWORK *MEMORIAL HERMANN* |  |  | CONTROLLERINFUSIONPUMP-Alaris-Medley 8015 | [6 empty] | Verified as Rental |  |  | MHHS-Orthopedic & Spine
NO | YES |  |  |  | FFP3796 |  | CAREFUSION | 8015M |  |  | Rental | MHHS-Orthopedic & Spine |  |  |  | FFP3796 |  | Central & Greater Heights |  | Rental | [7 empty] | CONTROLLERINFUSIONPUMP-Alaris-Medley 8015 |  | MEDLEY PCU W/NETWORK *MEMORIAL HERMANN* |  |  | CONTROLLERINFUSIONPUMP-Alaris-Medley 8015 | [6 empty] | Verified as Rental |  |  | MHHS-Orthopedic & Spine
NO | YES |  |  |  | FFP3797 |  | CAREFUSION | 8015M |  |  | Rental | MHHS-Orthopedic & Spine |  |  |  | FFP3797 |  | Central & Greater Heights |  | Rental | [7 empty] | CONTROLLERINFUSIONPUMP-Alaris-Medley 8015 |  | MEDLEY PCU W/NETWORK *MEMORIAL HERMANN* |  |  | CONTROLLERINFUSIONPUMP-Alaris-Medley 8015 | [6 empty] | Verified as Rental |  |  | MHHS-Orthopedic & Spine
NO | YES |  |  |  | FFP3868 |  | CAREFUSION | 8015M |  |  | Rental | MHHS-Orthopedic & Spine |  |  |  | FFP3868 |  | Central & Greater Heights |  | Rental | [7 empty] | CONTROLLERINFUSIONPUMP-Alaris-Medley 8015 |  | MEDLEY PCU W/NETWORK *MEMORIAL HERMANN* |  |  | CONTROLLERINFUSIONPUMP-Alaris-Medley 8015 | [6 empty] | Verified as Rental |  |  | MHHS-Orthopedic & Spine
NO | YES |  |  |  | FFP3928 |  | CAREFUSION | 8015M |  |  | Rental | MHHS-Orthopedic & Spine |  |  |  | FFP3928 |  | Central & Greater Heights |  | Rental | [7 empty] | CONTROLLERINFUSIONPUMP-Alaris-Medley 8015 |  | MEDLEY PCU W/NETWORK *MEMORIAL HERMANN* |  |  | CONTROLLERINFUSIONPUMP-Alaris-Medley 8015 | [6 empty] | Verified as Rental |  |  | MHHS-Orthopedic & Spine
NO | YES |  |  |  | FFP3957 |  | CAREFUSION | 8015M |  |  | Rental | MHHS-Orthopedic & Spine |  |  |  | FFP3957 |  | Central & Greater Heights |  | Rental | [7 empty] | CONTROLLERINFUSIONPUMP-Alaris-Medley 8015 |  | MEDLEY PCU W/NETWORK *MEMORIAL HERMANN* |  |  | CONTROLLERINFUSIONPUMP-Alaris-Medley 8015 | [6 empty] | Verified as Rental |  |  | MHHS-Orthopedic & Spine
NO | YES |  |  |  | FFP6560 |  | CAREFUSION | 8015M |  |  | Rental | MHHS-Orthopedic & Spine |  |  |  | FFP6560 |  | Central & Greater Heights |  | Rental | [7 empty] | CONTROLLERINFUSIONPUMP-Alaris-Medley 8015 |  | MEDLEY PCU W/NETWORK *MEMORIAL HERMANN* |  |  | CONTROLLERINFUSIONPUMP-Alaris-Medley 8015 | [6 empty] | Verified as Rental |  |  | MHHS-Orthopedic & Spine
NO | YES |  |  |  | FFP6593 |  | CAREFUSION | 8015M |  |  | Rental | MHHS-Orthopedic & Spine |  |  |  | FFP6593 |  | Central & Greater Heights |  | Rental | [7 empty] | CONTROLLERINFUSIONPUMP-Alaris-Medley 8015 |  | MEDLEY PCU W/NETWORK *MEMORIAL HERMANN* |  |  | CONTROLLERINFUSIONPUMP-Alaris-Medley 8015 | [6 empty] | Verified as Rental |  |  | MHHS-Orthopedic & Spine
NO | YES |  |  |  | FFP6832 |  | CAREFUSION | 8015M |  |  | Rental | MHHS-Orthopedic & Spine |  |  |  | FFP6832 |  | Central & Greater Heights |  | Rental | [7 empty] | CONTROLLERINFUSIONPUMP-Alaris-Medley 8015 |  | MEDLEY PCU W/NETWORK *MEMORIAL HERMANN* |  |  | CONTROLLERINFUSIONPUMP-Alaris-Medley 8015 | [6 empty] | Verified as Rental |  |  | MHHS-Orthopedic & Spine
NO | YES |  |  |  | FFP6888 |  | CAREFUSION | 8015M |  |  | Rental | MHHS-Orthopedic & Spine |  |  |  | FFP6888 |  | Central & Greater Heights |  | Rental | [7 empty] | CONTROLLERINFUSIONPUMP-Alaris-Medley 8015 |  | MEDLEY PCU W/NETWORK *MEMORIAL HERMANN* |  |  | CONTROLLERINFUSIONPUMP-Alaris-Medley 8015 | [6 empty] | Verified as Rental |  |  | MHHS-Orthopedic & Spine
NO | YES |  |  |  | FFP7000 |  | CAREFUSION | 8015M |  |  | Rental | MHHS-Orthopedic & Spine |  |  |  | FFP7000 |  | Central & Greater Heights |  | Rental | [7 empty] | CONTROLLERINFUSIONPUMP-Alaris-Medley 8015 |  | MEDLEY PCU W/NETWORK *MEMORIAL HERMANN* |  |  | CONTROLLERINFUSIONPUMP-Alaris-Medley 8015 | [6 empty] | Verified as Rental |  |  | MHHS-Orthopedic & Spine
NO | YES |  |  |  | FFP7008 |  | CAREFUSION | 8015M |  |  | Rental | MHHS-Orthopedic & Spine |  |  |  | FFP7008 |  | Central & Greater Heights |  | Rental | [7 empty] | CONTROLLERINFUSIONPUMP-Alaris-Medley 8015 |  | MEDLEY PCU W/NETWORK *MEMORIAL HERMANN* |  |  | CONTROLLERINFUSIONPUMP-Alaris-Medley 8015 | [6 empty] | Verified as Rental |  |  | MHHS-Orthopedic & Spine
NO | YES |  |  |  | FFP7134 |  | CAREFUSION | 8015M |  |  | Rental | MHHS-Orthopedic & Spine |  |  |  | FFP7134 |  | Central & Greater Heights |  | Rental | [7 empty] | CONTROLLERINFUSIONPUMP-Alaris-Medley 8015 |  | MEDLEY PCU W/NETWORK *MEMORIAL HERMANN* |  |  | CONTROLLERINFUSIONPUMP-Alaris-Medley 8015 | [6 empty] | Verified as Rental |  |  | MHHS-Orthopedic & Spine
NO | YES |  |  |  | FFP7184 |  | CAREFUSION | 8015M |  |  | Rental | MHHS-Orthopedic & Spine |  |  |  | FFP7184 |  | Central & Greater Heights |  | Rental | [7 empty] | CONTROLLERINFUSIONPUMP-Alaris-Medley 8015 |  | MEDLEY PCU W/NETWORK *MEMORIAL HERMANN* |  |  | CONTROLLERINFUSIONPUMP-Alaris-Medley 8015 | [6 empty] | Verified as Rental |  |  | MHHS-Orthopedic & Spine
NO | YES |  |  |  | FFP7193 |  | CAREFUSION | 8015M |  |  | Rental | MHHS-Orthopedic & Spine |  |  |  | FFP7193 |  | Central & Greater Heights |  | Rental | [7 empty] | CONTROLLERINFUSIONPUMP-Alaris-Medley 8015 |  | MEDLEY PCU W/NETWORK *MEMORIAL HERMANN* |  |  | CONTROLLERINFUSIONPUMP-Alaris-Medley 8015 | [6 empty] | Verified as Rental |  |  | MHHS-Orthopedic & Spine
NO | YES |  |  |  | FFP229 |  | CAREFUSION | 8015M |  |  | Rental | MHHS-Pearland Hospital |  |  |  | FFP229 |  | Pearland |  | Rental | [7 empty] | CONTROLLERINFUSIONPUMP-Alaris-Medley 8015 |  | MEDLEY PCU W/NETWORK *MEMORIAL HERMANN* |  |  | CONTROLLERINFUSIONPUMP-Alaris-Medley 8015 | [6 empty] | Verified as Rental |  |  | MHHS-Pearland Hospital
NO | YES |  |  |  | FFP276 |  | CAREFUSION | 8015M |  |  | Rental | MHHS-Pearland Hospital |  |  |  | FFP276 |  | Pearland |  | Rental | [7 empty] | CONTROLLERINFUSIONPUMP-Alaris-Medley 8015 |  | MEDLEY PCU W/NETWORK *MEMORIAL HERMANN* |  |  | CONTROLLERINFUSIONPUMP-Alaris-Medley 8015 | [6 empty] | Verified as Rental |  |  | MHHS-Pearland Hospital
NO | YES |  |  |  | FFP339 |  | CAREFUSION | 8015M |  |  | Rental | MHHS-Pearland Hospital |  |  |  | FFP339 |  | Pearland |  | Rental | [7 empty] | CONTROLLERINFUSIONPUMP-Alaris-Medley 8015 |  | MEDLEY PCU W/NETWORK *MEMORIAL HERMANN* |  |  | CONTROLLERINFUSIONPUMP-Alaris-Medley 8015 | [6 empty] | Verified as Rental |  |  | MHHS-Pearland Hospital
NO | YES |  |  |  | FFP406 |  | CAREFUSION | 8015M |  |  | Rental | MHHS-Pearland Hospital |  |  |  | FFP406 |  | Pearland |  | Rental | [7 empty] | CONTROLLERINFUSIONPUMP-Alaris-Medley 8015 |  | MEDLEY PCU W/NETWORK *MEMORIAL HERMANN* |  |  | CONTROLLERINFUSIONPUMP-Alaris-Medley 8015 | [6 empty] | Verified as Rental |  |  | MHHS-Pearland Hospital
NO | YES |  |  |  | FFP474 |  | CAREFUSION | 8015M |  |  | Rental | MHHS-Pearland Hospital |  |  |  | FFP474 |  | Pearland |  | Rental | [7 empty] | CONTROLLERINFUSIONPUMP-Alaris-Medley 8015 |  | MEDLEY PCU W/NETWORK *MEMORIAL HERMANN* |  |  | CONTROLLERINFUSIONPUMP-Alaris-Medley 8015 | [6 empty] | Verified as Rental |  |  | MHHS-Pearland Hospital
NO | YES |  |  |  | FFP557 |  | CAREFUSION | 8015M |  |  | Rental | MHHS-Pearland Hospital |  |  |  | FFP557 |  | Pearland |  | Rental | [7 empty] | CONTROLLERINFUSIONPUMP-Alaris-Medley 8015 |  | MEDLEY PCU W/NETWORK *MEMORIAL HERMANN* |  |  | CONTROLLERINFUSIONPUMP-Alaris-Medley 8015 | [6 empty] | Verified as Rental |  |  | MHHS-Pearland Hospital
NO | YES |  |  |  | FFP714 |  | CAREFUSION | 8015M |  |  | Rental | MHHS-Pearland Hospital |  |  |  | FFP714 |  | Pearland |  | Rental | [7 empty] | CONTROLLERINFUSIONPUMP-Alaris-Medley 8015 |  | MEDLEY PCU W/NETWORK *MEMORIAL HERMANN* |  |  | CONTROLLERINFUSIONPUMP-Alaris-Medley 8015 | [6 empty] | Verified as Rental |  |  | MHHS-Pearland Hospital
NO | YES |  |  |  | FFP776 |  | CAREFUSION | 8015M |  |  | Rental | MHHS-Pearland Hospital |  |  |  | FFP776 |  | Pearland |  | Rental | [7 empty] | CONTROLLERINFUSIONPUMP-Alaris-Medley 8015 |  | MEDLEY PCU W/NETWORK *MEMORIAL HERMANN* |  |  | CONTROLLERINFUSIONPUMP-Alaris-Medley 8015 | [6 empty] | Verified as Rental |  |  | MHHS-Pearland Hospital
NO | YES |  |  |  | FFP849 |  | CAREFUSION | 8015M |  |  | Rental | MHHS-Pearland Hospital |  |  |  | FFP849 |  | Pearland |  | Rental | [7 empty] | CONTROLLERINFUSIONPUMP-Alaris-Medley 8015 |  | MEDLEY PCU W/NETWORK *MEMORIAL HERMANN* |  |  | CONTROLLERINFUSIONPUMP-Alaris-Medley 8015 | [6 empty] | Verified as Rental |  |  | MHHS-Pearland Hospital
NO | YES |  |  |  | FFP945 |  | CAREFUSION | 8015M |  |  | Rental | MHHS-Pearland Hospital |  |  |  | FFP945 |  | Pearland |  | Rental | [7 empty] | CONTROLLERINFUSIONPUMP-Alaris-Medley 8015 |  | MEDLEY PCU W/NETWORK *MEMORIAL HERMANN* |  |  | CONTROLLERINFUSIONPUMP-Alaris-Medley 8015 | [6 empty] | Verified as Rental |  |  | MHHS-Pearland Hospital
NO | YES |  |  |  | FFP967 |  | CAREFUSION | 8015M |  |  | Rental | MHHS-Pearland Hospital |  |  |  | FFP967 |  | Pearland |  | Rental | [7 empty] | CONTROLLERINFUSIONPUMP-Alaris-Medley 8015 |  | MEDLEY PCU W/NETWORK *MEMORIAL HERMANN* |  |  | CONTROLLERINFUSIONPUMP-Alaris-Medley 8015 | [6 empty] | Verified as Rental |  |  | MHHS-Pearland Hospital
NO | YES |  |  |  | FFP1130 |  | CAREFUSION | 8015M |  |  | Rental | MHHS-Pearland Hospital |  |  |  | FFP1130 |  | Pearland |  | Rental | [7 empty] | CONTROLLERINFUSIONPUMP-Alaris-Medley 8015 |  | MEDLEY PCU W/NETWORK *MEMORIAL HERMANN* |  |  | CONTROLLERINFUSIONPUMP-Alaris-Medley 8015 | [6 empty] | Verified as Rental |  |  | MHHS-Pearland Hospital
NO | YES |  |  |  | FFP1168 |  | CAREFUSION | 8015M |  |  | Rental | MHHS-Pearland Hospital |  |  |  | FFP1168 |  | Pearland |  | Rental | [7 empty] | CONTROLLERINFUSIONPUMP-Alaris-Medley 8015 |  | MEDLEY PCU W/NETWORK *MEMORIAL HERMANN* |  |  | CONTROLLERINFUSIONPUMP-Alaris-Medley 8015 | [6 empty] | Verified as Rental |  |  | MHHS-Pearland Hospital
NO | YES |  |  |  | FFP1322 |  | CAREFUSION | 8015M |  |  | Rental | MHHS-Pearland Hospital |  |  |  | FFP1322 |  | Pearland |  | Rental | [7 empty] | CONTROLLERINFUSIONPUMP-Alaris-Medley 8015 |  | MEDLEY PCU W/NETWORK *MEMORIAL HERMANN* |  |  | CONTROLLERINFUSIONPUMP-Alaris-Medley 8015 | [6 empty] | Verified as Rental |  |  | MHHS-Pearland Hospital
NO | YES |  |  |  | FFP1338 |  | CAREFUSION | 8015M |  |  | Rental | MHHS-Pearland Hospital |  |  |  | FFP1338 |  | Pearland |  | Rental | [7 empty] | CONTROLLERINFUSIONPUMP-Alaris-Medley 8015 |  | MEDLEY PCU W/NETWORK *MEMORIAL HERMANN* |  |  | CONTROLLERINFUSIONPUMP-Alaris-Medley 8015 | [6 empty] | Verified as Rental |  |  | MHHS-Pearland Hospital
NO | YES |  |  |  | FFP1364 |  | CAREFUSION | 8015M |  |  | Rental | MHHS-Pearland Hospital |  |  |  | FFP1364 |  | Pearland |  | Rental | [7 empty] | CONTROLLERINFUSIONPUMP-Alaris-Medley 8015 |  | MEDLEY PCU W/NETWORK *MEMORIAL HERMANN* |  |  | CONTROLLERINFUSIONPUMP-Alaris-Medley 8015 | [6 empty] | Verified as Rental |  |  | MHHS-Pearland Hospital
NO | YES |  |  |  | FFP1380 |  | CAREFUSION | 8015M |  |  | Rental | MHHS-Pearland Hospital |  |  |  | FFP1380 |  | Pearland |  | Rental | [7 empty] | CONTROLLERINFUSIONPUMP-Alaris-Medley 8015 |  | MEDLEY PCU W/NETWORK *MEMORIAL HERMANN* |  |  | CONTROLLERINFUSIONPUMP-Alaris-Medley 8015 | [6 empty] | Verified as Rental |  |  | MHHS-Pearland Hospital
NO | YES |  |  |  | FFP1432 |  | CAREFUSION | 8015M |  |  | Rental | MHHS-Pearland Hospital |  |  |  | FFP1432 |  | Pearland |  | Rental | [7 empty] | CONTROLLERINFUSIONPUMP-Alaris-Medley 8015 |  | MEDLEY PCU W/NETWORK *MEMORIAL HERMANN* |  |  | CONTROLLERINFUSIONPUMP-Alaris-Medley 8015 | [6 empty] | Verified as Rental |  |  | MHHS-Pearland Hospital
NO | YES |  |  |  | FFP1447 |  | CAREFUSION | 8015M |  |  | Rental | MHHS-Pearland Hospital |  |  |  | FFP1447 |  | Pearland |  | Rental | [7 empty] | CONTROLLERINFUSIONPUMP-Alaris-Medley 8015 |  | MEDLEY PCU W/NETWORK *MEMORIAL HERMANN* |  |  | CONTROLLERINFUSIONPUMP-Alaris-Medley 8015 | [6 empty] | Verified as Rental |  |  | MHHS-Pearland Hospital
NO | YES |  |  |  | FFP1487 |  | CAREFUSION | 8015M |  |  | Rental | MHHS-Pearland Hospital |  |  |  | FFP1487 |  | Pearland |  | Rental | [7 empty] | CONTROLLERINFUSIONPUMP-Alaris-Medley 8015 |  | MEDLEY PCU W/NETWORK *MEMORIAL HERMANN* |  |  | CONTROLLERINFUSIONPUMP-Alaris-Medley 8015 | [6 empty] | Verified as Rental |  |  | MHHS-Pearland Hospital
NO | YES |  |  |  | FFP1534 |  | CAREFUSION | 8015M |  |  | Rental | MHHS-Pearland Hospital |  |  |  | FFP1534 |  | Pearland |  | Rental | [7 empty] | CONTROLLERINFUSIONPUMP-Alaris-Medley 8015 |  | MEDLEY PCU W/NETWORK *MEMORIAL HERMANN* |  |  | CONTROLLERINFUSIONPUMP-Alaris-Medley 8015 | [6 empty] | Verified as Rental |  |  | MHHS-Pearland Hospital
NO | YES |  |  |  | FFP1545 |  | CAREFUSION | 8015M |  |  | Rental | MHHS-Pearland Hospital |  |  |  | FFP1545 |  | Pearland |  | Rental | [7 empty] | CONTROLLERINFUSIONPUMP-Alaris-Medley 8015 |  | MEDLEY PCU W/NETWORK *MEMORIAL HERMANN* |  |  | CONTROLLERINFUSIONPUMP-Alaris-Medley 8015 | [6 empty] | Verified as Rental |  |  | MHHS-Pearland Hospital
NO | YES |  |  |  | FFP1617 |  | CAREFUSION | 8015M |  |  | Rental | MHHS-Pearland Hospital |  |  |  | FFP1617 |  | Pearland |  | Rental | [7 empty] | CONTROLLERINFUSIONPUMP-Alaris-Medley 8015 |  | MEDLEY PCU W/NETWORK *MEMORIAL HERMANN* |  |  | CONTROLLERINFUSIONPUMP-Alaris-Medley 8015 | [6 empty] | Verified as Rental |  |  | MHHS-Pearland Hospital
NO | YES |  |  |  | FFP1691 |  | CAREFUSION | 8015M |  |  | Rental | MHHS-Pearland Hospital |  |  |  | FFP1691 |  | Pearland |  | Rental | [7 empty] | CONTROLLERINFUSIONPUMP-Alaris-Medley 8015 |  | MEDLEY PCU W/NETWORK *MEMORIAL HERMANN* |  |  | CONTROLLERINFUSIONPUMP-Alaris-Medley 8015 | [6 empty] | Verified as Rental |  |  | MHHS-Pearland Hospital
NO | YES |  |  |  | FFP1698 |  | CAREFUSION | 8015M |  |  | Rental | MHHS-Pearland Hospital |  |  |  | FFP1698 |  | Pearland |  | Rental | [7 empty] | CONTROLLERINFUSIONPUMP-Alaris-Medley 8015 |  | MEDLEY PCU W/NETWORK *MEMORIAL HERMANN* |  |  | CONTROLLERINFUSIONPUMP-Alaris-Medley 8015 | [6 empty] | Verified as Rental |  |  | MHHS-Pearland Hospital
NO | YES |  |  |  | FFP1757 |  | CAREFUSION | 8015M |  |  | Rental | MHHS-Pearland Hospital |  |  |  | FFP1757 |  | Pearland |  | Rental | [7 empty] | CONTROLLERINFUSIONPUMP-Alaris-Medley 8015 |  | MEDLEY PCU W/NETWORK *MEMORIAL HERMANN* |  |  | CONTROLLERINFUSIONPUMP-Alaris-Medley 8015 | [6 empty] | Verified as Rental |  |  | MHHS-Pearland Hospital
NO | YES |  |  |  | FFP1788 |  | CAREFUSION | 8015M |  |  | Rental | MHHS-Pearland Hospital |  |  |  | FFP1788 |  | Pearland |  | Rental | [7 empty] | CONTROLLERINFUSIONPUMP-Alaris-Medley 8015 |  | MEDLEY PCU W/NETWORK *MEMORIAL HERMANN* |  |  | CONTROLLERINFUSIONPUMP-Alaris-Medley 8015 | [6 empty] | Verified as Rental |  |  | MHHS-Pearland Hospital
NO | YES |  |  |  | FFP1795 |  | CAREFUSION | 8015M |  |  | Rental | MHHS-Pearland Hospital |  |  |  | FFP1795 |  | Pearland |  | Rental | [7 empty] | CONTROLLERINFUSIONPUMP-Alaris-Medley 8015 |  | MEDLEY PCU W/NETWORK *MEMORIAL HERMANN* |  |  | CONTROLLERINFUSIONPUMP-Alaris-Medley 8015 | [6 empty] | Verified as Rental |  |  | MHHS-Pearland Hospital
NO | YES |  |  |  | FFP1807 |  | CAREFUSION | 8015M |  |  | Rental | MHHS-Pearland Hospital |  |  |  | FFP1807 |  | Pearland |  | Rental | [7 empty] | CONTROLLERINFUSIONPUMP-Alaris-Medley 8015 |  | MEDLEY PCU W/NETWORK *MEMORIAL HERMANN* |  |  | CONTROLLERINFUSIONPUMP-Alaris-Medley 8015 | [6 empty] | Verified as Rental |  |  | MHHS-Pearland Hospital
NO | YES |  |  |  | FFP1896 |  | CAREFUSION | 8015M |  |  | Rental | MHHS-Pearland Hospital |  |  |  | FFP1896 |  | Pearland |  | Rental | [7 empty] | CONTROLLERINFUSIONPUMP-Alaris-Medley 8015 |  | MEDLEY PCU W/NETWORK *MEMORIAL HERMANN* |  |  | CONTROLLERINFUSIONPUMP-Alaris-Medley 8015 | [6 empty] | Verified as Rental |  |  | MHHS-Pearland Hospital
NO | YES |  |  |  | FFP1910 |  | CAREFUSION | 8015M |  |  | Rental | MHHS-Pearland Hospital |  |  |  | FFP1910 |  | Pearland |  | Rental | [7 empty] | CONTROLLERINFUSIONPUMP-Alaris-Medley 8015 |  | MEDLEY PCU W/NETWORK *MEMORIAL HERMANN* |  |  | CONTROLLERINFUSIONPUMP-Alaris-Medley 8015 | [6 empty] | Verified as Rental |  |  | MHHS-Pearland Hospital
NO | YES |  |  |  | FFP1923 |  | CAREFUSION | 8015M |  |  | Rental | MHHS-Pearland Hospital |  |  |  | FFP1923 |  | Pearland |  | Rental | [7 empty] | CONTROLLERINFUSIONPUMP-Alaris-Medley 8015 |  | MEDLEY PCU W/NETWORK *MEMORIAL HERMANN* |  |  | CONTROLLERINFUSIONPUMP-Alaris-Medley 8015 | [6 empty] | Verified as Rental |  |  | MHHS-Pearland Hospital
NO | YES |  |  |  | FFP1944 |  | CAREFUSION | 8015M |  |  | Rental | MHHS-Pearland Hospital |  |  |  | FFP1944 |  | Pearland |  | Rental | [7 empty] | CONTROLLERINFUSIONPUMP-Alaris-Medley 8015 |  | MEDLEY PCU W/NETWORK *MEMORIAL HERMANN* |  |  | CONTROLLERINFUSIONPUMP-Alaris-Medley 8015 | [6 empty] | Verified as Rental |  |  | MHHS-Pearland Hospital
NO | YES |  |  |  | FFP2028 |  | CAREFUSION | 8015M |  |  | Rental | MHHS-Pearland Hospital |  |  |  | FFP2028 |  | Pearland |  | Rental | [7 empty] | CONTROLLERINFUSIONPUMP-Alaris-Medley 8015 |  | MEDLEY PCU W/NETWORK *MEMORIAL HERMANN* |  |  | CONTROLLERINFUSIONPUMP-Alaris-Medley 8015 | [6 empty] | Verified as Rental |  |  | MHHS-Pearland Hospital
NO | YES |  |  |  | FFP2089 |  | CAREFUSION | 8015M |  |  | Rental | MHHS-Pearland Hospital |  |  |  | FFP2089 |  | Pearland |  | Rental | [7 empty] | CONTROLLERINFUSIONPUMP-Alaris-Medley 8015 |  | MEDLEY PCU W/NETWORK *MEMORIAL HERMANN* |  |  | CONTROLLERINFUSIONPUMP-Alaris-Medley 8015 | [6 empty] | Verified as Rental |  |  | MHHS-Pearland Hospital
NO | YES |  |  |  | FFP2125 |  | CAREFUSION | 8015M |  |  | Rental | MHHS-Pearland Hospital |  |  |  | FFP2125 |  | Pearland |  | Rental | [7 empty] | CONTROLLERINFUSIONPUMP-Alaris-Medley 8015 |  | MEDLEY PCU W/NETWORK *MEMORIAL HERMANN* |  |  | CONTROLLERINFUSIONPUMP-Alaris-Medley 8015 | [6 empty] | Verified as Rental |  |  | MHHS-Pearland Hospital
NO | YES |  |  |  | FFP2129 |  | CAREFUSION | 8015M |  |  | Rental | MHHS-Pearland Hospital |  |  |  | FFP2129 |  | Pearland |  | Rental | [7 empty] | CONTROLLERINFUSIONPUMP-Alaris-Medley 8015 |  | MEDLEY PCU W/NETWORK *MEMORIAL HERMANN* |  |  | CONTROLLERINFUSIONPUMP-Alaris-Medley 8015 | [6 empty] | Verified as Rental |  |  | MHHS-Pearland Hospital
NO | YES |  |  |  | FFP2244 |  | CAREFUSION | 8015M |  |  | Rental | MHHS-Pearland Hospital |  |  |  | FFP2244 |  | Pearland |  | Rental | [7 empty] | CONTROLLERINFUSIONPUMP-Alaris-Medley 8015 |  | MEDLEY PCU W/NETWORK *MEMORIAL HERMANN* |  |  | CONTROLLERINFUSIONPUMP-Alaris-Medley 8015 | [6 empty] | Verified as Rental |  |  | MHHS-Pearland Hospital
NO | YES |  |  |  | FFP2392 |  | CAREFUSION | 8015M |  |  | Rental | MHHS-Pearland Hospital |  |  |  | FFP2392 |  | Pearland |  | Rental | [7 empty] | CONTROLLERINFUSIONPUMP-Alaris-Medley 8015 |  | MEDLEY PCU W/NETWORK *MEMORIAL HERMANN* |  |  | CONTROLLERINFUSIONPUMP-Alaris-Medley 8015 | [6 empty] | Verified as Rental |  |  | MHHS-Pearland Hospital
NO | YES |  |  |  | FFP2408 |  | CAREFUSION | 8015M |  |  | Rental | MHHS-Pearland Hospital |  |  |  | FFP2408 |  | Pearland |  | Rental | [7 empty] | CONTROLLERINFUSIONPUMP-Alaris-Medley 8015 |  | MEDLEY PCU W/NETWORK *MEMORIAL HERMANN* |  |  | CONTROLLERINFUSIONPUMP-Alaris-Medley 8015 | [6 empty] | Verified as Rental |  |  | MHHS-Pearland Hospital
NO | YES |  |  |  | FFP2478 |  | CAREFUSION | 8015M |  |  | Rental | MHHS-Pearland Hospital |  |  |  | FFP2478 |  | Pearland |  | Rental | [7 empty] | CONTROLLERINFUSIONPUMP-Alaris-Medley 8015 |  | MEDLEY PCU W/NETWORK *MEMORIAL HERMANN* |  |  | CONTROLLERINFUSIONPUMP-Alaris-Medley 8015 | [6 empty] | Verified as Rental |  |  | MHHS-Pearland Hospital
NO | YES |  |  |  | FFP2493 |  | CAREFUSION | 8015M |  |  | Rental | MHHS-Pearland Hospital |  |  |  | FFP2493 |  | Pearland |  | Rental | [7 empty] | CONTROLLERINFUSIONPUMP-Alaris-Medley 8015 |  | MEDLEY PCU W/NETWORK *MEMORIAL HERMANN* |  |  | CONTROLLERINFUSIONPUMP-Alaris-Medley 8015 | [6 empty] | Verified as Rental |  |  | MHHS-Pearland Hospital
NO | YES |  |  |  | FFP2533 |  | CAREFUSION | 8015M |  |  | Rental | MHHS-Pearland Hospital |  |  |  | FFP2533 |  | Pearland |  | Rental | [7 empty] | CONTROLLERINFUSIONPUMP-Alaris-Medley 8015 |  | MEDLEY PCU W/NETWORK *MEMORIAL HERMANN* |  |  | CONTROLLERINFUSIONPUMP-Alaris-Medley 8015 | [6 empty] | Verified as Rental |  |  | MHHS-Pearland Hospital
NO | YES |  |  |  | FFP2575 |  | CAREFUSION | 8015M |  |  | Rental | MHHS-Pearland Hospital |  |  |  | FFP2575 |  | Pearland |  | Rental | [7 empty] | CONTROLLERINFUSIONPUMP-Alaris-Medley 8015 |  | MEDLEY PCU W/NETWORK *MEMORIAL HERMANN* |  |  | CONTROLLERINFUSIONPUMP-Alaris-Medley 8015 | [6 empty] | Verified as Rental |  |  | MHHS-Pearland Hospital
NO | YES |  |  |  | FFP2713 |  | CAREFUSION | 8015M |  |  | Rental | MHHS-Pearland Hospital |  |  |  | FFP2713 |  | Pearland |  | Rental | [7 empty] | CONTROLLERINFUSIONPUMP-Alaris-Medley 8015 |  | MEDLEY PCU W/NETWORK *MEMORIAL HERMANN* |  |  | CONTROLLERINFUSIONPUMP-Alaris-Medley 8015 | [6 empty] | Verified as Rental |  |  | MHHS-Pearland Hospital
NO | YES |  |  |  | FFP2721 |  | CAREFUSION | 8015M |  |  | Rental | MHHS-Pearland Hospital |  |  |  | FFP2721 |  | Pearland |  | Rental | [7 empty] | CONTROLLERINFUSIONPUMP-Alaris-Medley 8015 |  | MEDLEY PCU W/NETWORK *MEMORIAL HERMANN* |  |  | CONTROLLERINFUSIONPUMP-Alaris-Medley 8015 | [6 empty] | Verified as Rental |  |  | MHHS-Pearland Hospital
NO | YES |  |  |  | FFP2740 |  | CAREFUSION | 8015M |  |  | Rental | MHHS-Pearland Hospital |  |  |  | FFP2740 |  | Pearland |  | Rental | [7 empty] | CONTROLLERINFUSIONPUMP-Alaris-Medley 8015 |  | MEDLEY PCU W/NETWORK *MEMORIAL HERMANN* |  |  | CONTROLLERINFUSIONPUMP-Alaris-Medley 8015 | [6 empty] | Verified as Rental |  |  | MHHS-Pearland Hospital
NO | YES |  |  |  | FFP2751 |  | CAREFUSION | 8015M |  |  | Rental | MHHS-Pearland Hospital |  |  |  | FFP2751 |  | Pearland |  | Rental | [7 empty] | CONTROLLERINFUSIONPUMP-Alaris-Medley 8015 |  | MEDLEY PCU W/NETWORK *MEMORIAL HERMANN* |  |  | CONTROLLERINFUSIONPUMP-Alaris-Medley 8015 | [6 empty] | Verified as Rental |  |  | MHHS-Pearland Hospital
NO | YES |  |  |  | FFP2825 |  | CAREFUSION | 8015M |  |  | Rental | MHHS-Pearland Hospital |  |  |  | FFP2825 |  | Pearland |  | Rental | [7 empty] | CONTROLLERINFUSIONPUMP-Alaris-Medley 8015 |  | MEDLEY PCU W/NETWORK *MEMORIAL HERMANN* |  |  | CONTROLLERINFUSIONPUMP-Alaris-Medley 8015 | [6 empty] | Verified as Rental |  |  | MHHS-Pearland Hospital
NO | YES |  |  |  | FFP2906 |  | CAREFUSION | 8015M |  |  | Rental | MHHS-Pearland Hospital |  |  |  | FFP2906 |  | Pearland |  | Rental | [7 empty] | CONTROLLERINFUSIONPUMP-Alaris-Medley 8015 |  | MEDLEY PCU W/NETWORK *MEMORIAL HERMANN* |  |  | CONTROLLERINFUSIONPUMP-Alaris-Medley 8015 | [6 empty] | Verified as Rental |  |  | MHHS-Pearland Hospital
NO | YES |  |  |  | FFP2930 |  | CAREFUSION | 8015M |  |  | Rental | MHHS-Pearland Hospital |  |  |  | FFP2930 |  | Pearland |  | Rental | [7 empty] | CONTROLLERINFUSIONPUMP-Alaris-Medley 8015 |  | MEDLEY PCU W/NETWORK *MEMORIAL HERMANN* |  |  | CONTROLLERINFUSIONPUMP-Alaris-Medley 8015 | [6 empty] | Verified as Rental |  |  | MHHS-Pearland Hospital
NO | YES |  |  |  | FFP2953 |  | CAREFUSION | 8015M |  |  | Rental | MHHS-Pearland Hospital |  |  |  | FFP2953 |  | Pearland |  | Rental | [7 empty] | CONTROLLERINFUSIONPUMP-Alaris-Medley 8015 |  | MEDLEY PCU W/NETWORK *MEMORIAL HERMANN* |  |  | CONTROLLERINFUSIONPUMP-Alaris-Medley 8015 | [6 empty] | Verified as Rental |  |  | MHHS-Pearland Hospital
NO | YES |  |  |  | FFP2974 |  | CAREFUSION | 8015M |  |  | Rental | MHHS-Pearland Hospital |  |  |  | FFP2974 |  | Pearland |  | Rental | [7 empty] | CONTROLLERINFUSIONPUMP-Alaris-Medley 8015 |  | MEDLEY PCU W/NETWORK *MEMORIAL HERMANN* |  |  | CONTROLLERINFUSIONPUMP-Alaris-Medley 8015 | [6 empty] | Verified as Rental |  |  | MHHS-Pearland Hospital
NO | YES |  |  |  | FFP2978 |  | CAREFUSION | 8015M |  |  | Rental | MHHS-Pearland Hospital |  |  |  | FFP2978 |  | Pearland |  | Rental | [7 empty] | CONTROLLERINFUSIONPUMP-Alaris-Medley 8015 |  | MEDLEY PCU W/NETWORK *MEMORIAL HERMANN* |  |  | CONTROLLERINFUSIONPUMP-Alaris-Medley 8015 | [6 empty] | Verified as Rental |  |  | MHHS-Pearland Hospital
NO | YES |  |  |  | FFP2997 |  | CAREFUSION | 8015M |  |  | Rental | MHHS-Pearland Hospital |  |  |  | FFP2997 |  | Pearland |  | Rental | [7 empty] | CONTROLLERINFUSIONPUMP-Alaris-Medley 8015 |  | MEDLEY PCU W/NETWORK *MEMORIAL HERMANN* |  |  | CONTROLLERINFUSIONPUMP-Alaris-Medley 8015 | [6 empty] | Verified as Rental |  |  | MHHS-Pearland Hospital
NO | YES |  |  |  | FFP3000 |  | CAREFUSION | 8015M |  |  | Rental | MHHS-Pearland Hospital |  |  |  | FFP3000 |  | Pearland |  | Rental | [7 empty] | CONTROLLERINFUSIONPUMP-Alaris-Medley 8015 |  | MEDLEY PCU W/NETWORK *MEMORIAL HERMANN* |  |  | CONTROLLERINFUSIONPUMP-Alaris-Medley 8015 | [6 empty] | Verified as Rental |  |  | MHHS-Pearland Hospital
NO | YES |  |  |  | FFP3013 |  | CAREFUSION | 8015M |  |  | Rental | MHHS-Pearland Hospital |  |  |  | FFP3013 |  | Pearland |  | Rental | [7 empty] | CONTROLLERINFUSIONPUMP-Alaris-Medley 8015 |  | MEDLEY PCU W/NETWORK *MEMORIAL HERMANN* |  |  | CONTROLLERINFUSIONPUMP-Alaris-Medley 8015 | [6 empty] | Verified as Rental |  |  | MHHS-Pearland Hospital
NO | YES |  |  |  | FFP3029 |  | CAREFUSION | 8015M |  |  | Rental | MHHS-Pearland Hospital |  |  |  | FFP3029 |  | Pearland |  | Rental | [7 empty] | CONTROLLERINFUSIONPUMP-Alaris-Medley 8015 |  | MEDLEY PCU W/NETWORK *MEMORIAL HERMANN* |  |  | CONTROLLERINFUSIONPUMP-Alaris-Medley 8015 | [6 empty] | Verified as Rental |  |  | MHHS-Pearland Hospital
NO | YES |  |  |  | FFP3030 |  | CAREFUSION | 8015M |  |  | Rental | MHHS-Pearland Hospital |  |  |  | FFP3030 |  | Pearland |  | Rental | [7 empty] | CONTROLLERINFUSIONPUMP-Alaris-Medley 8015 |  | MEDLEY PCU W/NETWORK *MEMORIAL HERMANN* |  |  | CONTROLLERINFUSIONPUMP-Alaris-Medley 8015 | [6 empty] | Verified as Rental |  |  | MHHS-Pearland Hospital
NO | YES |  |  |  | FFP3074 |  | CAREFUSION | 8015M |  |  | Rental | MHHS-Pearland Hospital |  |  |  | FFP3074 |  | Pearland |  | Rental | [7 empty] | CONTROLLERINFUSIONPUMP-Alaris-Medley 8015 |  | MEDLEY PCU W/NETWORK *MEMORIAL HERMANN* |  |  | CONTROLLERINFUSIONPUMP-Alaris-Medley 8015 | [6 empty] | Verified as Rental |  |  | MHHS-Pearland Hospital
NO | YES |  |  |  | FFP3127 |  | CAREFUSION | 8015M |  |  | Rental | MHHS-Pearland Hospital |  |  |  | FFP3127 |  | Pearland |  | Rental | [7 empty] | CONTROLLERINFUSIONPUMP-Alaris-Medley 8015 |  | MEDLEY PCU W/NETWORK *MEMORIAL HERMANN* |  |  | CONTROLLERINFUSIONPUMP-Alaris-Medley 8015 | [6 empty] | Verified as Rental |  |  | MHHS-Pearland Hospital
NO | YES |  |  |  | FFP3131 |  | CAREFUSION | 8015M |  |  | Rental | MHHS-Pearland Hospital |  |  |  | FFP3131 |  | Pearland |  | Rental | [7 empty] | CONTROLLERINFUSIONPUMP-Alaris-Medley 8015 |  | MEDLEY PCU W/NETWORK *MEMORIAL HERMANN* |  |  | CONTROLLERINFUSIONPUMP-Alaris-Medley 8015 | [6 empty] | Verified as Rental |  |  | MHHS-Pearland Hospital
NO | YES |  |  |  | FFP3139 |  | CAREFUSION | 8015M |  |  | Rental | MHHS-Pearland Hospital |  |  |  | FFP3139 |  | Pearland |  | Rental | [7 empty] | CONTROLLERINFUSIONPUMP-Alaris-Medley 8015 |  | MEDLEY PCU W/NETWORK *MEMORIAL HERMANN* |  |  | CONTROLLERINFUSIONPUMP-Alaris-Medley 8015 | [6 empty] | Verified as Rental |  |  | MHHS-Pearland Hospital
NO | YES |  |  |  | FFP3157 |  | CAREFUSION | 8015M |  |  | Rental | MHHS-Pearland Hospital |  |  |  | FFP3157 |  | Pearland |  | Rental | [7 empty] | CONTROLLERINFUSIONPUMP-Alaris-Medley 8015 |  | MEDLEY PCU W/NETWORK *MEMORIAL HERMANN* |  |  | CONTROLLERINFUSIONPUMP-Alaris-Medley 8015 | [6 empty] | Verified as Rental |  |  | MHHS-Pearland Hospital
NO | YES |  |  |  | FFP3236 |  | CAREFUSION | 8015M |  |  | Rental | MHHS-Pearland Hospital |  |  |  | FFP3236 |  | Pearland |  | Rental | [7 empty] | CONTROLLERINFUSIONPUMP-Alaris-Medley 8015 |  | MEDLEY PCU W/NETWORK *MEMORIAL HERMANN* |  |  | CONTROLLERINFUSIONPUMP-Alaris-Medley 8015 | [6 empty] | Verified as Rental |  |  | MHHS-Pearland Hospital
NO | YES |  |  |  | FFP3286 |  | CAREFUSION | 8015M |  |  | Rental | MHHS-Pearland Hospital |  |  |  | FFP3286 |  | Pearland |  | Rental | [7 empty] | CONTROLLERINFUSIONPUMP-Alaris-Medley 8015 |  | MEDLEY PCU W/NETWORK *MEMORIAL HERMANN* |  |  | CONTROLLERINFUSIONPUMP-Alaris-Medley 8015 | [6 empty] | Verified as Rental |  |  | MHHS-Pearland Hospital
NO | YES |  |  |  | FFP3321 |  | CAREFUSION | 8015M |  |  | Rental | MHHS-Pearland Hospital |  |  |  | FFP3321 |  | Pearland |  | Rental | [7 empty] | CONTROLLERINFUSIONPUMP-Alaris-Medley 8015 |  | MEDLEY PCU W/NETWORK *MEMORIAL HERMANN* |  |  | CONTROLLERINFUSIONPUMP-Alaris-Medley 8015 | [6 empty] | Verified as Rental |  |  | MHHS-Pearland Hospital
NO | YES |  |  |  | FFP3357 |  | CAREFUSION | 8015M |  |  | Rental | MHHS-Pearland Hospital |  |  |  | FFP3357 |  | Pearland |  | Rental | [7 empty] | CONTROLLERINFUSIONPUMP-Alaris-Medley 8015 |  | MEDLEY PCU W/NETWORK *MEMORIAL HERMANN* |  |  | CONTROLLERINFUSIONPUMP-Alaris-Medley 8015 | [6 empty] | Verified as Rental |  |  | MHHS-Pearland Hospital
NO | YES |  |  |  | FFP3388 |  | CAREFUSION | 8015M |  |  | Rental | MHHS-Pearland Hospital |  |  |  | FFP3388 |  | Pearland |  | Rental | [7 empty] | CONTROLLERINFUSIONPUMP-Alaris-Medley 8015 |  | MEDLEY PCU W/NETWORK *MEMORIAL HERMANN* |  |  | CONTROLLERINFUSIONPUMP-Alaris-Medley 8015 | [6 empty] | Verified as Rental |  |  | MHHS-Pearland Hospital
NO | YES |  |  |  | FFP3392 |  | CAREFUSION | 8015M |  |  | Rental | MHHS-Pearland Hospital |  |  |  | FFP3392 |  | Pearland |  | Rental | [7 empty] | CONTROLLERINFUSIONPUMP-Alaris-Medley 8015 |  | MEDLEY PCU W/NETWORK *MEMORIAL HERMANN* |  |  | CONTROLLERINFUSIONPUMP-Alaris-Medley 8015 | [6 empty] | Verified as Rental |  |  | MHHS-Pearland Hospital
NO | YES |  |  |  | FFP3396 |  | CAREFUSION | 8015M |  |  | Rental | MHHS-Pearland Hospital |  |  |  | FFP3396 |  | Pearland |  | Rental | [7 empty] | CONTROLLERINFUSIONPUMP-Alaris-Medley 8015 |  | MEDLEY PCU W/NETWORK *MEMORIAL HERMANN* |  |  | CONTROLLERINFUSIONPUMP-Alaris-Medley 8015 | [6 empty] | Verified as Rental |  |  | MHHS-Pearland Hospital
NO | YES |  |  |  | FFP3451 |  | CAREFUSION | 8015M |  |  | Rental | MHHS-Pearland Hospital |  |  |  | FFP3451 |  | Pearland |  | Rental | [7 empty] | CONTROLLERINFUSIONPUMP-Alaris-Medley 8015 |  | MEDLEY PCU W/NETWORK *MEMORIAL HERMANN* |  |  | CONTROLLERINFUSIONPUMP-Alaris-Medley 8015 | [6 empty] | Verified as Rental |  |  | MHHS-Pearland Hospital
NO | YES |  |  |  | FFP3553 |  | CAREFUSION | 8015M |  |  | Rental | MHHS-Pearland Hospital |  |  |  | FFP3553 |  | Pearland |  | Rental | [7 empty] | CONTROLLERINFUSIONPUMP-Alaris-Medley 8015 |  | MEDLEY PCU W/NETWORK *MEMORIAL HERMANN* |  |  | CONTROLLERINFUSIONPUMP-Alaris-Medley 8015 | [6 empty] | Verified as Rental |  |  | MHHS-Pearland Hospital
NO | YES |  |  |  | FFP3583 |  | CAREFUSION | 8015M |  |  | Rental | MHHS-Pearland Hospital |  |  |  | FFP3583 |  | Pearland |  | Rental | [7 empty] | CONTROLLERINFUSIONPUMP-Alaris-Medley 8015 |  | MEDLEY PCU W/NETWORK *MEMORIAL HERMANN* |  |  | CONTROLLERINFUSIONPUMP-Alaris-Medley 8015 | [6 empty] | Verified as Rental |  |  | MHHS-Pearland Hospital
NO | YES |  |  |  | FFP3709 |  | CAREFUSION | 8015M |  |  | Rental | MHHS-Pearland Hospital |  |  |  | FFP3709 |  | Pearland |  | Rental | [7 empty] | CONTROLLERINFUSIONPUMP-Alaris-Medley 8015 |  | MEDLEY PCU W/NETWORK *MEMORIAL HERMANN* |  |  | CONTROLLERINFUSIONPUMP-Alaris-Medley 8015 | [6 empty] | Verified as Rental |  |  | MHHS-Pearland Hospital
NO | YES |  |  |  | FFP3804 |  | CAREFUSION | 8015M |  |  | Rental | MHHS-Pearland Hospital |  |  |  | FFP3804 |  | Pearland |  | Rental | [7 empty] | CONTROLLERINFUSIONPUMP-Alaris-Medley 8015 |  | MEDLEY PCU W/NETWORK *MEMORIAL HERMANN* |  |  | CONTROLLERINFUSIONPUMP-Alaris-Medley 8015 | [6 empty] | Verified as Rental |  |  | MHHS-Pearland Hospital
NO | YES |  |  |  | FFP3903 |  | CAREFUSION | 8015M |  |  | Rental | MHHS-Pearland Hospital |  |  |  | FFP3903 |  | Pearland |  | Rental | [7 empty] | CONTROLLERINFUSIONPUMP-Alaris-Medley 8015 |  | MEDLEY PCU W/NETWORK *MEMORIAL HERMANN* |  |  | CONTROLLERINFUSIONPUMP-Alaris-Medley 8015 | [6 empty] | Verified as Rental |  |  | MHHS-Pearland Hospital
NO | YES |  |  |  | FFP3907 |  | CAREFUSION | 8015M |  |  | Rental | MHHS-Pearland Hospital |  |  |  | FFP3907 |  | Pearland |  | Rental | [7 empty] | CONTROLLERINFUSIONPUMP-Alaris-Medley 8015 |  | MEDLEY PCU W/NETWORK *MEMORIAL HERMANN* |  |  | CONTROLLERINFUSIONPUMP-Alaris-Medley 8015 | [6 empty] | Verified as Rental |  |  | MHHS-Pearland Hospital
NO | YES |  |  |  | FFP3936 |  | CAREFUSION | 8015M |  |  | Rental | MHHS-Pearland Hospital |  |  |  | FFP3936 |  | Pearland |  | Rental | [7 empty] | CONTROLLERINFUSIONPUMP-Alaris-Medley 8015 |  | MEDLEY PCU W/NETWORK *MEMORIAL HERMANN* |  |  | CONTROLLERINFUSIONPUMP-Alaris-Medley 8015 | [6 empty] | Verified as Rental |  |  | MHHS-Pearland Hospital
NO | YES |  |  |  | FFP3976 |  | CAREFUSION | 8015M |  |  | Rental | MHHS-Pearland Hospital |  |  |  | FFP3976 |  | Pearland |  | Rental | [7 empty] | CONTROLLERINFUSIONPUMP-Alaris-Medley 8015 |  | MEDLEY PCU W/NETWORK *MEMORIAL HERMANN* |  |  | CONTROLLERINFUSIONPUMP-Alaris-Medley 8015 | [6 empty] | Verified as Rental |  |  | MHHS-Pearland Hospital
NO | YES |  |  |  | FFP6517 |  | CAREFUSION | 8015M |  |  | Rental | MHHS-Pearland Hospital |  |  |  | FFP6517 |  | Pearland |  | Rental | [7 empty] | CONTROLLERINFUSIONPUMP-Alaris-Medley 8015 |  | MEDLEY PCU W/NETWORK *MEMORIAL HERMANN* |  |  | CONTROLLERINFUSIONPUMP-Alaris-Medley 8015 | [6 empty] | Verified as Rental |  |  | MHHS-Pearland Hospital
NO | YES |  |  |  | FFP6545 |  | CAREFUSION | 8015M |  |  | Rental | MHHS-Pearland Hospital |  |  |  | FFP6545 |  | Pearland |  | Rental | [7 empty] | CONTROLLERINFUSIONPUMP-Alaris-Medley 8015 |  | MEDLEY PCU W/NETWORK *MEMORIAL HERMANN* |  |  | CONTROLLERINFUSIONPUMP-Alaris-Medley 8015 | [6 empty] | Verified as Rental |  |  | MHHS-Pearland Hospital
NO | YES |  |  |  | FFP6583 |  | CAREFUSION | 8015M |  |  | Rental | MHHS-Pearland Hospital |  |  |  | FFP6583 |  | Pearland |  | Rental | [7 empty] | CONTROLLERINFUSIONPUMP-Alaris-Medley 8015 |  | MEDLEY PCU W/NETWORK *MEMORIAL HERMANN* |  |  | CONTROLLERINFUSIONPUMP-Alaris-Medley 8015 | [6 empty] | Verified as Rental |  |  | MHHS-Pearland Hospital
NO | YES |  |  |  | FFP6605 |  | CAREFUSION | 8015M |  |  | Rental | MHHS-Pearland Hospital |  |  |  | FFP6605 |  | Pearland |  | Rental | [7 empty] | CONTROLLERINFUSIONPUMP-Alaris-Medley 8015 |  | MEDLEY PCU W/NETWORK *MEMORIAL HERMANN* |  |  | CONTROLLERINFUSIONPUMP-Alaris-Medley 8015 | [6 empty] | Verified as Rental |  |  | MHHS-Pearland Hospital
NO | YES |  |  |  | FFP6670 |  | CAREFUSION | 8015M |  |  | Rental | MHHS-Pearland Hospital |  |  |  | FFP6670 |  | Pearland |  | Rental | [7 empty] | CONTROLLERINFUSIONPUMP-Alaris-Medley 8015 |  | MEDLEY PCU W/NETWORK *MEMORIAL HERMANN* |  |  | CONTROLLERINFUSIONPUMP-Alaris-Medley 8015 | [6 empty] | Verified as Rental |  |  | MHHS-Pearland Hospital
NO | YES |  |  |  | FFP6741 |  | CAREFUSION | 8015M |  |  | Rental | MHHS-Pearland Hospital |  |  |  | FFP6741 |  | Pearland |  | Rental | [7 empty] | CONTROLLERINFUSIONPUMP-Alaris-Medley 8015 |  | MEDLEY PCU W/NETWORK *MEMORIAL HERMANN* |  |  | CONTROLLERINFUSIONPUMP-Alaris-Medley 8015 | [6 empty] | Verified as Rental |  |  | MHHS-Pearland Hospital
NO | YES |  |  |  | FFP6872 |  | CAREFUSION | 8015M |  |  | Rental | MHHS-Pearland Hospital |  |  |  | FFP6872 |  | Pearland |  | Rental | [7 empty] | CONTROLLERINFUSIONPUMP-Alaris-Medley 8015 |  | MEDLEY PCU W/NETWORK *MEMORIAL HERMANN* |  |  | CONTROLLERINFUSIONPUMP-Alaris-Medley 8015 | [6 empty] | Verified as Rental |  |  | MHHS-Pearland Hospital
NO | YES |  |  |  | FFP6948 |  | CAREFUSION | 8015M |  |  | Rental | MHHS-Pearland Hospital |  |  |  | FFP6948 |  | Pearland |  | Rental | [7 empty] | CONTROLLERINFUSIONPUMP-Alaris-Medley 8015 |  | MEDLEY PCU W/NETWORK *MEMORIAL HERMANN* |  |  | CONTROLLERINFUSIONPUMP-Alaris-Medley 8015 | [6 empty] | Verified as Rental |  |  | MHHS-Pearland Hospital
NO | YES |  |  |  | FFP6986 |  | CAREFUSION | 8015M |  |  | Rental | MHHS-Pearland Hospital |  |  |  | FFP6986 |  | Pearland |  | Rental | [7 empty] | CONTROLLERINFUSIONPUMP-Alaris-Medley 8015 |  | MEDLEY PCU W/NETWORK *MEMORIAL HERMANN* |  |  | CONTROLLERINFUSIONPUMP-Alaris-Medley 8015 | [6 empty] | Verified as Rental |  |  | MHHS-Pearland Hospital
NO | YES |  |  |  | FFP7156 |  | CAREFUSION | 8015M |  |  | Rental | MHHS-Pearland Hospital |  |  |  | FFP7156 |  | Pearland |  | Rental | [7 empty] | CONTROLLERINFUSIONPUMP-Alaris-Medley 8015 |  | MEDLEY PCU W/NETWORK *MEMORIAL HERMANN* |  |  | CONTROLLERINFUSIONPUMP-Alaris-Medley 8015 | [6 empty] | Verified as Rental |  |  | MHHS-Pearland Hospital
NO | YES |  |  |  | FFP917 |  | CAREFUSION | 8015M |  |  | Rental | MHHS-Sienna PlantationCCC |  |  |  | FFP917 |  | Sugar Land |  | Rental | [7 empty] | CONTROLLERINFUSIONPUMP-Alaris-Medley 8015 |  | MEDLEY PCU W/NETWORK *MEMORIAL HERMANN* |  |  | CONTROLLERINFUSIONPUMP-Alaris-Medley 8015 | [6 empty] | Verified as Rental |  |  | MHHS-Sienna PlantationCCC
NO | YES |  |  |  | FFP1485 |  | CAREFUSION | 8015M |  |  | Rental | MHHS-Sienna PlantationCCC |  |  |  | FFP1485 |  | Sugar Land |  | Rental | [7 empty] | CONTROLLERINFUSIONPUMP-Alaris-Medley 8015 |  | MEDLEY PCU W/NETWORK *MEMORIAL HERMANN* |  |  | CONTROLLERINFUSIONPUMP-Alaris-Medley 8015 | [6 empty] | Verified as Rental |  |  | MHHS-Sienna PlantationCCC
NO | YES |  |  |  | FFP1681 |  | CAREFUSION | 8015M |  |  | Rental | MHHS-Sienna PlantationCCC |  |  |  | FFP1681 |  | Sugar Land |  | Rental | [7 empty] | CONTROLLERINFUSIONPUMP-Alaris-Medley 8015 |  | MEDLEY PCU W/NETWORK *MEMORIAL HERMANN* |  |  | CONTROLLERINFUSIONPUMP-Alaris-Medley 8015 | [6 empty] | Verified as Rental |  |  | MHHS-Sienna PlantationCCC
NO | YES |  |  |  | FFP1803 |  | CAREFUSION | 8015M |  |  | Rental | MHHS-Sienna PlantationCCC |  |  |  | FFP1803 |  | Sugar Land |  | Rental | [7 empty] | CONTROLLERINFUSIONPUMP-Alaris-Medley 8015 |  | MEDLEY PCU W/NETWORK *MEMORIAL HERMANN* |  |  | CONTROLLERINFUSIONPUMP-Alaris-Medley 8015 | [6 empty] | Verified as Rental |  |  | MHHS-Sienna PlantationCCC
NO | YES |  |  |  | FFP2491 |  | CAREFUSION | 8015M |  |  | Rental | MHHS-Sienna PlantationCCC |  |  |  | FFP2491 |  | Sugar Land |  | Rental | [7 empty] | CONTROLLERINFUSIONPUMP-Alaris-Medley 8015 |  | MEDLEY PCU W/NETWORK *MEMORIAL HERMANN* |  |  | CONTROLLERINFUSIONPUMP-Alaris-Medley 8015 | [6 empty] | Verified as Rental |  |  | MHHS-Sienna PlantationCCC
NO | YES |  |  |  | FFP2798 |  | CAREFUSION | 8015M |  |  | Rental | MHHS-Sienna PlantationCCC |  |  |  | FFP2798 |  | Sugar Land |  | Rental | [7 empty] | CONTROLLERINFUSIONPUMP-Alaris-Medley 8015 |  | MEDLEY PCU W/NETWORK *MEMORIAL HERMANN* |  |  | CONTROLLERINFUSIONPUMP-Alaris-Medley 8015 | [6 empty] | Verified as Rental |  |  | MHHS-Sienna PlantationCCC
NO | YES |  |  |  | FFP3025 |  | CAREFUSION | 8015M |  |  | Rental | MHHS-Sienna PlantationCCC |  |  |  | FFP3025 |  | Sugar Land |  | Rental | [7 empty] | CONTROLLERINFUSIONPUMP-Alaris-Medley 8015 |  | MEDLEY PCU W/NETWORK *MEMORIAL HERMANN* |  |  | CONTROLLERINFUSIONPUMP-Alaris-Medley 8015 | [6 empty] | Verified as Rental |  |  | MHHS-Sienna PlantationCCC
NO | YES |  |  |  | FFP3223 |  | CAREFUSION | 8015M |  |  | Rental | MHHS-Sienna PlantationCCC |  |  |  | FFP3223 |  | Sugar Land |  | Rental | [7 empty] | CONTROLLERINFUSIONPUMP-Alaris-Medley 8015 |  | MEDLEY PCU W/NETWORK *MEMORIAL HERMANN* |  |  | CONTROLLERINFUSIONPUMP-Alaris-Medley 8015 | [6 empty] | Verified as Rental |  |  | MHHS-Sienna PlantationCCC
NO | YES |  |  |  | FFP3289 |  | CAREFUSION | 8015M |  |  | Rental | MHHS-Sienna PlantationCCC |  |  |  | FFP3289 |  | Sugar Land |  | Rental | [7 empty] | CONTROLLERINFUSIONPUMP-Alaris-Medley 8015 |  | MEDLEY PCU W/NETWORK *MEMORIAL HERMANN* |  |  | CONTROLLERINFUSIONPUMP-Alaris-Medley 8015 | [6 empty] | Verified as Rental |  |  | MHHS-Sienna PlantationCCC
NO | YES |  |  |  | FFP3384 |  | CAREFUSION | 8015M |  |  | Rental | MHHS-Sienna PlantationCCC |  |  |  | FFP3384 |  | Sugar Land |  | Rental | [7 empty] | CONTROLLERINFUSIONPUMP-Alaris-Medley 8015 |  | MEDLEY PCU W/NETWORK *MEMORIAL HERMANN* |  |  | CONTROLLERINFUSIONPUMP-Alaris-Medley 8015 | [6 empty] | Verified as Rental |  |  | MHHS-Sienna PlantationCCC
NO | YES |  |  |  | FFP3480 |  | CAREFUSION | 8015M |  |  | Rental | MHHS-Sienna PlantationCCC |  |  |  | FFP3480 |  | Sugar Land |  | Rental | [7 empty] | CONTROLLERINFUSIONPUMP-Alaris-Medley 8015 |  | MEDLEY PCU W/NETWORK *MEMORIAL HERMANN* |  |  | CONTROLLERINFUSIONPUMP-Alaris-Medley 8015 | [6 empty] | Verified as Rental |  |  | MHHS-Sienna PlantationCCC
NO | YES |  |  |  | FFP3527 |  | CAREFUSION | 8015M |  |  | Rental | MHHS-Sienna PlantationCCC |  |  |  | FFP3527 |  | Sugar Land |  | Rental | [7 empty] | CONTROLLERINFUSIONPUMP-Alaris-Medley 8015 |  | MEDLEY PCU W/NETWORK *MEMORIAL HERMANN* |  |  | CONTROLLERINFUSIONPUMP-Alaris-Medley 8015 | [6 empty] | Verified as Rental |  |  | MHHS-Sienna PlantationCCC
NO | YES |  |  |  | FFP6879 |  | CAREFUSION | 8015M |  |  | Rental | MHHS-Sienna PlantationCCC |  |  |  | FFP6879 |  | Sugar Land |  | Rental | [7 empty] | CONTROLLERINFUSIONPUMP-Alaris-Medley 8015 |  | MEDLEY PCU W/NETWORK *MEMORIAL HERMANN* |  |  | CONTROLLERINFUSIONPUMP-Alaris-Medley 8015 | [6 empty] | Verified as Rental |  |  | MHHS-Sienna PlantationCCC
NO | YES |  |  |  | FFP869 |  | CAREFUSION | 8015M |  |  | Rental | MHHS-Spring CCC |  |  |  | FFP869 |  | Woodlands |  | Rental | [7 empty] | CONTROLLERINFUSIONPUMP-Alaris-Medley 8015 |  | MEDLEY PCU W/NETWORK *MEMORIAL HERMANN* |  |  | CONTROLLERINFUSIONPUMP-Alaris-Medley 8015 | [6 empty] | Verified as Rental |  |  | MHHS-Spring CCC
NO | YES |  |  |  | FFP992 |  | CAREFUSION | 8015M |  |  | Rental | MHHS-Spring CCC |  |  |  | FFP992 |  | Woodlands |  | Rental | [7 empty] | CONTROLLERINFUSIONPUMP-Alaris-Medley 8015 |  | MEDLEY PCU W/NETWORK *MEMORIAL HERMANN* |  |  | CONTROLLERINFUSIONPUMP-Alaris-Medley 8015 | [6 empty] | Verified as Rental |  |  | MHHS-Spring CCC
NO | YES |  |  |  | FFP1302 |  | CAREFUSION | 8015M |  |  | Rental | MHHS-Spring CCC |  |  |  | FFP1302 |  | Woodlands |  | Rental | [7 empty] | CONTROLLERINFUSIONPUMP-Alaris-Medley 8015 |  | MEDLEY PCU W/NETWORK *MEMORIAL HERMANN* |  |  | CONTROLLERINFUSIONPUMP-Alaris-Medley 8015 | [6 empty] | Verified as Rental |  |  | MHHS-Spring CCC
NO | YES |  |  |  | FFP1793 |  | CAREFUSION | 8015M |  |  | Rental | MHHS-Spring CCC |  |  |  | FFP1793 |  | Woodlands |  | Rental | [7 empty] | CONTROLLERINFUSIONPUMP-Alaris-Medley 8015 |  | MEDLEY PCU W/NETWORK *MEMORIAL HERMANN* |  |  | CONTROLLERINFUSIONPUMP-Alaris-Medley 8015 | [6 empty] | Verified as Rental |  |  | MHHS-Spring CCC
NO | YES |  |  |  | FFP2543 |  | CAREFUSION | 8015M |  |  | Rental | MHHS-Spring CCC |  |  |  | FFP2543 |  | Woodlands |  | Rental | [7 empty] | CONTROLLERINFUSIONPUMP-Alaris-Medley 8015 |  | MEDLEY PCU W/NETWORK *MEMORIAL HERMANN* |  |  | CONTROLLERINFUSIONPUMP-Alaris-Medley 8015 | [6 empty] | Verified as Rental |  |  | MHHS-Spring CCC
NO | YES |  |  |  | FFP2687 |  | CAREFUSION | 8015M |  |  | Rental | MHHS-Spring CCC |  |  |  | FFP2687 |  | Woodlands |  | Rental | [7 empty] | CONTROLLERINFUSIONPUMP-Alaris-Medley 8015 |  | MEDLEY PCU W/NETWORK *MEMORIAL HERMANN* |  |  | CONTROLLERINFUSIONPUMP-Alaris-Medley 8015 | [6 empty] | Verified as Rental |  |  | MHHS-Spring CCC
NO | YES |  |  |  | FFP2803 |  | CAREFUSION | 8015M |  |  | Rental | MHHS-Spring CCC |  |  |  | FFP2803 |  | Woodlands |  | Rental | [7 empty] | CONTROLLERINFUSIONPUMP-Alaris-Medley 8015 |  | MEDLEY PCU W/NETWORK *MEMORIAL HERMANN* |  |  | CONTROLLERINFUSIONPUMP-Alaris-Medley 8015 | [6 empty] | Verified as Rental |  |  | MHHS-Spring CCC
NO | YES |  |  |  | FFP6891 |  | CAREFUSION | 8015M |  |  | Rental | MHHS-Spring CCC |  |  |  | FFP6891 |  | Woodlands |  | Rental | [7 empty] | CONTROLLERINFUSIONPUMP-Alaris-Medley 8015 |  | MEDLEY PCU W/NETWORK *MEMORIAL HERMANN* |  |  | CONTROLLERINFUSIONPUMP-Alaris-Medley 8015 | [6 empty] | Verified as Rental |  |  | MHHS-Spring CCC
NO | YES |  |  |  | FFP2941 |  | CAREFUSION | 8015M |  |  | Rental | MHHS-Summer Creek CCC |  |  |  | FFP2941 |  | Katy |  | Rental | [7 empty] | CONTROLLERINFUSIONPUMP-Alaris-Medley 8015 |  | MEDLEY PCU W/NETWORK *MEMORIAL HERMANN* |  |  | CONTROLLERINFUSIONPUMP-Alaris-Medley 8015 | [6 empty] | Verified as Rental |  |  | MHHS-Summer Creek CCC
NO | YES |  |  |  | FFP3263 |  | CAREFUSION | 8015M |  |  | Rental | MHHS-Summer Creek CCC |  |  |  | FFP3263 |  | Katy |  | Rental | [7 empty] | CONTROLLERINFUSIONPUMP-Alaris-Medley 8015 |  | MEDLEY PCU W/NETWORK *MEMORIAL HERMANN* |  |  | CONTROLLERINFUSIONPUMP-Alaris-Medley 8015 | [6 empty] | Verified as Rental |  |  | MHHS-Summer Creek CCC
NO | YES |  |  |  | FFP3495 |  | CAREFUSION | 8015M |  |  | Rental | MHHS-Summer Creek CCC |  |  |  | FFP3495 |  | Katy |  | Rental | [7 empty] | CONTROLLERINFUSIONPUMP-Alaris-Medley 8015 |  | MEDLEY PCU W/NETWORK *MEMORIAL HERMANN* |  |  | CONTROLLERINFUSIONPUMP-Alaris-Medley 8015 | [6 empty] | Verified as Rental |  |  | MHHS-Summer Creek CCC
NO | YES |  |  |  | FFP3662 |  | CAREFUSION | 8015M |  |  | Rental | MHHS-Summer Creek CCC |  |  |  | FFP3662 |  | Katy |  | Rental | [7 empty] | CONTROLLERINFUSIONPUMP-Alaris-Medley 8015 |  | MEDLEY PCU W/NETWORK *MEMORIAL HERMANN* |  |  | CONTROLLERINFUSIONPUMP-Alaris-Medley 8015 | [6 empty] | Verified as Rental |  |  | MHHS-Summer Creek CCC
NO | YES |  |  |  | FFP3736 |  | CAREFUSION | 8015M |  |  | Rental | MHHS-Summer Creek CCC |  |  |  | FFP3736 |  | Katy |  | Rental | [7 empty] | CONTROLLERINFUSIONPUMP-Alaris-Medley 8015 |  | MEDLEY PCU W/NETWORK *MEMORIAL HERMANN* |  |  | CONTROLLERINFUSIONPUMP-Alaris-Medley 8015 | [6 empty] | Verified as Rental |  |  | MHHS-Summer Creek CCC
NO | YES |  |  |  | FFP3896 |  | CAREFUSION | 8015M |  |  | Rental | MHHS-Summer Creek CCC |  |  |  | FFP3896 |  | Katy |  | Rental | [7 empty] | CONTROLLERINFUSIONPUMP-Alaris-Medley 8015 |  | MEDLEY PCU W/NETWORK *MEMORIAL HERMANN* |  |  | CONTROLLERINFUSIONPUMP-Alaris-Medley 8015 | [6 empty] | Verified as Rental |  |  | MHHS-Summer Creek CCC
NO | YES |  |  |  | FFP6658 |  | CAREFUSION | 8015M |  |  | Rental | MHHS-Summer Creek CCC |  |  |  | FFP6658 |  | Katy |  | Rental | [7 empty] | CONTROLLERINFUSIONPUMP-Alaris-Medley 8015 |  | MEDLEY PCU W/NETWORK *MEMORIAL HERMANN* |  |  | CONTROLLERINFUSIONPUMP-Alaris-Medley 8015 | [6 empty] | Verified as Rental |  |  | MHHS-Summer Creek CCC
NO | YES |  |  |  | FFP6816 |  | CAREFUSION | 8015M |  |  | Rental | MHHS-Summer Creek CCC |  |  |  | FFP6816 |  | Katy |  | Rental | [7 empty] | CONTROLLERINFUSIONPUMP-Alaris-Medley 8015 |  | MEDLEY PCU W/NETWORK *MEMORIAL HERMANN* |  |  | CONTROLLERINFUSIONPUMP-Alaris-Medley 8015 | [6 empty] | Verified as Rental |  |  | MHHS-Summer Creek CCC
NO | YES |  |  |  | FFP6824 |  | CAREFUSION | 8015M |  |  | Rental | MHHS-Summer Creek CCC |  |  |  | FFP6824 |  | Katy |  | Rental | [7 empty] | CONTROLLERINFUSIONPUMP-Alaris-Medley 8015 |  | MEDLEY PCU W/NETWORK *MEMORIAL HERMANN* |  |  | CONTROLLERINFUSIONPUMP-Alaris-Medley 8015 | [6 empty] | Verified as Rental |  |  | MHHS-Summer Creek CCC
NO | YES |  |  |  | FFP7036 |  | CAREFUSION | 8015M |  |  | Rental | MHHS-Summer Creek CCC |  |  |  | FFP7036 |  | Katy |  | Rental | [7 empty] | CONTROLLERINFUSIONPUMP-Alaris-Medley 8015 |  | MEDLEY PCU W/NETWORK *MEMORIAL HERMANN* |  |  | CONTROLLERINFUSIONPUMP-Alaris-Medley 8015 | [6 empty] | Verified as Rental |  |  | MHHS-Summer Creek CCC
NO | YES |  |  |  | FFP7117 |  | CAREFUSION | 8015M |  |  | Rental | MHHS-Summer Creek CCC |  |  |  | FFP7117 |  | Katy |  | Rental | [7 empty] | CONTROLLERINFUSIONPUMP-Alaris-Medley 8015 |  | MEDLEY PCU W/NETWORK *MEMORIAL HERMANN* |  |  | CONTROLLERINFUSIONPUMP-Alaris-Medley 8015 | [6 empty] | Verified as Rental |  |  | MHHS-Summer Creek CCC
NO | YES |  |  |  | FFP125 |  | CAREFUSION | 8015M |  |  | Rental | MHHS-TIRR |  |  |  | FFP125 |  | TMC |  | Rental | [7 empty] | CONTROLLERINFUSIONPUMP-Alaris-Medley 8015 |  | MEDLEY PCU W/NETWORK *MEMORIAL HERMANN* |  |  | CONTROLLERINFUSIONPUMP-Alaris-Medley 8015 | [6 empty] | Verified as Rental |  |  | MHHS-TIRR
NO | YES |  |  |  | FFP292 |  | CAREFUSION | 8015M |  |  | Rental | MHHS-TIRR |  |  |  | FFP292 |  | TMC |  | Rental | [7 empty] | CONTROLLERINFUSIONPUMP-Alaris-Medley 8015 |  | MEDLEY PCU W/NETWORK *MEMORIAL HERMANN* |  |  | CONTROLLERINFUSIONPUMP-Alaris-Medley 8015 | [6 empty] | Verified as Rental |  |  | MHHS-TIRR
NO | YES |  |  |  | FFP425 |  | CAREFUSION | 8015M |  |  | Rental | MHHS-TIRR |  |  |  | FFP425 |  | TMC |  | Rental | [7 empty] | CONTROLLERINFUSIONPUMP-Alaris-Medley 8015 |  | MEDLEY PCU W/NETWORK *MEMORIAL HERMANN* |  |  | CONTROLLERINFUSIONPUMP-Alaris-Medley 8015 | [6 empty] | Verified as Rental |  |  | MHHS-TIRR
NO | YES |  |  |  | FFP576 |  | CAREFUSION | 8015M |  |  | Rental | MHHS-TIRR |  |  |  | FFP576 |  | TMC |  | Rental | [7 empty] | CONTROLLERINFUSIONPUMP-Alaris-Medley 8015 |  | MEDLEY PCU W/NETWORK *MEMORIAL HERMANN* |  |  | CONTROLLERINFUSIONPUMP-Alaris-Medley 8015 | [6 empty] | Verified as Rental |  |  | MHHS-TIRR
NO | YES |  |  |  | FFP670 |  | CAREFUSION | 8015M |  |  | Rental | MHHS-TIRR |  |  |  | FFP670 |  | TMC |  | Rental | [7 empty] | CONTROLLERINFUSIONPUMP-Alaris-Medley 8015 |  | MEDLEY PCU W/NETWORK *MEMORIAL HERMANN* |  |  | CONTROLLERINFUSIONPUMP-Alaris-Medley 8015 | [6 empty] | Verified as Rental |  |  | MHHS-TIRR
NO | YES |  |  |  | FFP707 |  | CAREFUSION | 8015M |  |  | Rental | MHHS-TIRR |  |  |  | FFP707 |  | TMC |  | Rental | [7 empty] | CONTROLLERINFUSIONPUMP-Alaris-Medley 8015 |  | MEDLEY PCU W/NETWORK *MEMORIAL HERMANN* |  |  | CONTROLLERINFUSIONPUMP-Alaris-Medley 8015 | [6 empty] | Verified as Rental |  |  | MHHS-TIRR
NO | YES |  |  |  | FFP852 |  | CAREFUSION | 8015M |  |  | Rental | MHHS-TIRR |  |  |  | FFP852 |  | TMC |  | Rental | [7 empty] | CONTROLLERINFUSIONPUMP-Alaris-Medley 8015 |  | MEDLEY PCU W/NETWORK *MEMORIAL HERMANN* |  |  | CONTROLLERINFUSIONPUMP-Alaris-Medley 8015 | [6 empty] | Verified as Rental |  |  | MHHS-TIRR
NO | YES |  |  |  | FFP882 |  | CAREFUSION | 8015M |  |  | Rental | MHHS-TIRR |  |  |  | FFP882 |  | TMC |  | Rental | [7 empty] | CONTROLLERINFUSIONPUMP-Alaris-Medley 8015 |  | MEDLEY PCU W/NETWORK *MEMORIAL HERMANN* |  |  | CONTROLLERINFUSIONPUMP-Alaris-Medley 8015 | [6 empty] | Verified as Rental |  |  | MHHS-TIRR
NO | YES |  |  |  | FFP962 |  | CAREFUSION | 8015M |  |  | Rental | MHHS-TIRR |  |  |  | FFP962 |  | TMC |  | Rental | [7 empty] | CONTROLLERINFUSIONPUMP-Alaris-Medley 8015 |  | MEDLEY PCU W/NETWORK *MEMORIAL HERMANN* |  |  | CONTROLLERINFUSIONPUMP-Alaris-Medley 8015 | [6 empty] | Verified as Rental |  |  | MHHS-TIRR
NO | YES |  |  |  | FFP1034 |  | CAREFUSION | 8015M |  |  | Rental | MHHS-TIRR |  |  |  | FFP1034 |  | TMC |  | Rental | [7 empty] | CONTROLLERINFUSIONPUMP-Alaris-Medley 8015 |  | MEDLEY PCU W/NETWORK *MEMORIAL HERMANN* |  |  | CONTROLLERINFUSIONPUMP-Alaris-Medley 8015 | [6 empty] | Verified as Rental |  |  | MHHS-TIRR
NO | YES |  |  |  | FFP1052 |  | CAREFUSION | 8015M |  |  | Rental | MHHS-TIRR |  |  |  | FFP1052 |  | TMC |  | Rental | [7 empty] | CONTROLLERINFUSIONPUMP-Alaris-Medley 8015 |  | MEDLEY PCU W/NETWORK *MEMORIAL HERMANN* |  |  | CONTROLLERINFUSIONPUMP-Alaris-Medley 8015 | [6 empty] | Verified as Rental |  |  | MHHS-TIRR
NO | YES |  |  |  | FFP1075 |  | CAREFUSION | 8015M |  |  | Rental | MHHS-TIRR |  |  |  | FFP1075 |  | TMC |  | Rental | [7 empty] | CONTROLLERINFUSIONPUMP-Alaris-Medley 8015 |  | MEDLEY PCU W/NETWORK *MEMORIAL HERMANN* |  |  | CONTROLLERINFUSIONPUMP-Alaris-Medley 8015 | [6 empty] | Verified as Rental |  |  | MHHS-TIRR
NO | YES |  |  |  | FFP1102 |  | CAREFUSION | 8015M |  |  | Rental | MHHS-TIRR |  |  |  | FFP1102 |  | TMC |  | Rental | [7 empty] | CONTROLLERINFUSIONPUMP-Alaris-Medley 8015 |  | MEDLEY PCU W/NETWORK *MEMORIAL HERMANN* |  |  | CONTROLLERINFUSIONPUMP-Alaris-Medley 8015 | [6 empty] | Verified as Rental |  |  | MHHS-TIRR
NO | YES |  |  |  | FFP1146 |  | CAREFUSION | 8015M |  |  | Rental | MHHS-TIRR |  |  |  | FFP1146 |  | TMC |  | Rental | [7 empty] | CONTROLLERINFUSIONPUMP-Alaris-Medley 8015 |  | MEDLEY PCU W/NETWORK *MEMORIAL HERMANN* |  |  | CONTROLLERINFUSIONPUMP-Alaris-Medley 8015 | [6 empty] | Verified as Rental |  |  | MHHS-TIRR
NO | YES |  |  |  | FFP1242 |  | CAREFUSION | 8015M |  |  | Rental | MHHS-TIRR |  |  |  | FFP1242 |  | TMC |  | Rental | [7 empty] | CONTROLLERINFUSIONPUMP-Alaris-Medley 8015 |  | MEDLEY PCU W/NETWORK *MEMORIAL HERMANN* |  |  | CONTROLLERINFUSIONPUMP-Alaris-Medley 8015 | [6 empty] | Verified as Rental |  |  | MHHS-TIRR
NO | YES |  |  |  | FFP1557 |  | CAREFUSION | 8015M |  |  | Rental | MHHS-TIRR |  |  |  | FFP1557 |  | TMC |  | Rental | [7 empty] | CONTROLLERINFUSIONPUMP-Alaris-Medley 8015 |  | MEDLEY PCU W/NETWORK *MEMORIAL HERMANN* |  |  | CONTROLLERINFUSIONPUMP-Alaris-Medley 8015 | [6 empty] | Verified as Rental |  |  | MHHS-TIRR
NO | YES |  |  |  | FFP1725 |  | CAREFUSION | 8015M |  |  | Rental | MHHS-TIRR |  |  |  | FFP1725 |  | TMC |  | Rental | [7 empty] | CONTROLLERINFUSIONPUMP-Alaris-Medley 8015 |  | MEDLEY PCU W/NETWORK *MEMORIAL HERMANN* |  |  | CONTROLLERINFUSIONPUMP-Alaris-Medley 8015 | [6 empty] | Verified as Rental |  |  | MHHS-TIRR
NO | YES |  |  |  | FFP1792 |  | CAREFUSION | 8015M |  |  | Rental | MHHS-TIRR |  |  |  | FFP1792 |  | TMC |  | Rental | [7 empty] | CONTROLLERINFUSIONPUMP-Alaris-Medley 8015 |  | MEDLEY PCU W/NETWORK *MEMORIAL HERMANN* |  |  | CONTROLLERINFUSIONPUMP-Alaris-Medley 8015 | [6 empty] | Verified as Rental |  |  | MHHS-TIRR
NO | YES |  |  |  | FFP1846 |  | CAREFUSION | 8015M |  |  | Rental | MHHS-TIRR |  |  |  | FFP1846 |  | TMC |  | Rental | [7 empty] | CONTROLLERINFUSIONPUMP-Alaris-Medley 8015 |  | MEDLEY PCU W/NETWORK *MEMORIAL HERMANN* |  |  | CONTROLLERINFUSIONPUMP-Alaris-Medley 8015 | [6 empty] | Verified as Rental |  |  | MHHS-TIRR
NO | YES |  |  |  | FFP2005 |  | CAREFUSION | 8015M |  |  | Rental | MHHS-TIRR |  |  |  | FFP2005 |  | TMC |  | Rental | [7 empty] | CONTROLLERINFUSIONPUMP-Alaris-Medley 8015 |  | MEDLEY PCU W/NETWORK *MEMORIAL HERMANN* |  |  | CONTROLLERINFUSIONPUMP-Alaris-Medley 8015 | [6 empty] | Verified as Rental |  |  | MHHS-TIRR
NO | YES |  |  |  | FFP2426 |  | CAREFUSION | 8015M |  |  | Rental | MHHS-TIRR |  |  |  | FFP2426 |  | TMC |  | Rental | [7 empty] | CONTROLLERINFUSIONPUMP-Alaris-Medley 8015 |  | MEDLEY PCU W/NETWORK *MEMORIAL HERMANN* |  |  | CONTROLLERINFUSIONPUMP-Alaris-Medley 8015 | [6 empty] | Verified as Rental |  |  | MHHS-TIRR
NO | YES |  |  |  | FFP2629 |  | CAREFUSION | 8015M |  |  | Rental | MHHS-TIRR |  |  |  | FFP2629 |  | TMC |  | Rental | [7 empty] | CONTROLLERINFUSIONPUMP-Alaris-Medley 8015 |  | MEDLEY PCU W/NETWORK *MEMORIAL HERMANN* |  |  | CONTROLLERINFUSIONPUMP-Alaris-Medley 8015 | [6 empty] | Verified as Rental |  |  | MHHS-TIRR
NO | YES |  |  |  | FFP2644 |  | CAREFUSION | 8015M |  |  | Rental | MHHS-TIRR |  |  |  | FFP2644 |  | TMC |  | Rental | [7 empty] | CONTROLLERINFUSIONPUMP-Alaris-Medley 8015 |  | MEDLEY PCU W/NETWORK *MEMORIAL HERMANN* |  |  | CONTROLLERINFUSIONPUMP-Alaris-Medley 8015 | [6 empty] | Verified as Rental |  |  | MHHS-TIRR
NO | YES |  |  |  | FFP2817 |  | CAREFUSION | 8015M |  |  | Rental | MHHS-TIRR |  |  |  | FFP2817 |  | TMC |  | Rental | [7 empty] | CONTROLLERINFUSIONPUMP-Alaris-Medley 8015 |  | MEDLEY PCU W/NETWORK *MEMORIAL HERMANN* |  |  | CONTROLLERINFUSIONPUMP-Alaris-Medley 8015 | [6 empty] | Verified as Rental |  |  | MHHS-TIRR
NO | YES |  |  |  | FFP2839 |  | CAREFUSION | 8015M |  |  | Rental | MHHS-TIRR |  |  |  | FFP2839 |  | TMC |  | Rental | [7 empty] | CONTROLLERINFUSIONPUMP-Alaris-Medley 8015 |  | MEDLEY PCU W/NETWORK *MEMORIAL HERMANN* |  |  | CONTROLLERINFUSIONPUMP-Alaris-Medley 8015 | [6 empty] | Verified as Rental |  |  | MHHS-TIRR
NO | YES |  |  |  | FFP3225 |  | CAREFUSION | 8015M |  |  | Rental | MHHS-TIRR |  |  |  | FFP3225 |  | TMC |  | Rental | [7 empty] | CONTROLLERINFUSIONPUMP-Alaris-Medley 8015 |  | MEDLEY PCU W/NETWORK *MEMORIAL HERMANN* |  |  | CONTROLLERINFUSIONPUMP-Alaris-Medley 8015 | [6 empty] | Verified as Rental |  |  | MHHS-TIRR
NO | YES |  |  |  | FFP3615 |  | CAREFUSION | 8015M |  |  | Rental | MHHS-TIRR |  |  |  | FFP3615 |  | TMC |  | Rental | [7 empty] | CONTROLLERINFUSIONPUMP-Alaris-Medley 8015 |  | MEDLEY PCU W/NETWORK *MEMORIAL HERMANN* |  |  | CONTROLLERINFUSIONPUMP-Alaris-Medley 8015 | [6 empty] | Verified as Rental |  |  | MHHS-TIRR
NO | YES |  |  |  | FFP3740 |  | CAREFUSION | 8015M |  |  | Rental | MHHS-TIRR |  |  |  | FFP3740 |  | TMC |  | Rental | [7 empty] | CONTROLLERINFUSIONPUMP-Alaris-Medley 8015 |  | MEDLEY PCU W/NETWORK *MEMORIAL HERMANN* |  |  | CONTROLLERINFUSIONPUMP-Alaris-Medley 8015 | [6 empty] | Verified as Rental |  |  | MHHS-TIRR
NO | YES |  |  |  | FFP3821 |  | CAREFUSION | 8015M |  |  | Rental | MHHS-TIRR |  |  |  | FFP3821 |  | TMC |  | Rental | [7 empty] | CONTROLLERINFUSIONPUMP-Alaris-Medley 8015 |  | MEDLEY PCU W/NETWORK *MEMORIAL HERMANN* |  |  | CONTROLLERINFUSIONPUMP-Alaris-Medley 8015 | [6 empty] | Verified as Rental |  |  | MHHS-TIRR
NO | YES |  |  |  | FFP3871 |  | CAREFUSION | 8015M |  |  | Rental | MHHS-TIRR |  |  |  | FFP3871 |  | TMC |  | Rental | [7 empty] | CONTROLLERINFUSIONPUMP-Alaris-Medley 8015 |  | MEDLEY PCU W/NETWORK *MEMORIAL HERMANN* |  |  | CONTROLLERINFUSIONPUMP-Alaris-Medley 8015 | [6 empty] | Verified as Rental |  |  | MHHS-TIRR
NO | YES |  |  |  | FFP3920 |  | CAREFUSION | 8015M |  |  | Rental | MHHS-TIRR |  |  |  | FFP3920 |  | TMC |  | Rental | [7 empty] | CONTROLLERINFUSIONPUMP-Alaris-Medley 8015 |  | MEDLEY PCU W/NETWORK *MEMORIAL HERMANN* |  |  | CONTROLLERINFUSIONPUMP-Alaris-Medley 8015 | [6 empty] | Verified as Rental |  |  | MHHS-TIRR
NO | YES |  |  |  | FFP3979 |  | CAREFUSION | 8015M |  |  | Rental | MHHS-TIRR |  |  |  | FFP3979 |  | TMC |  | Rental | [7 empty] | CONTROLLERINFUSIONPUMP-Alaris-Medley 8015 |  | MEDLEY PCU W/NETWORK *MEMORIAL HERMANN* |  |  | CONTROLLERINFUSIONPUMP-Alaris-Medley 8015 | [6 empty] | Verified as Rental |  |  | MHHS-TIRR
NO | YES |  |  |  | FFP6565 |  | CAREFUSION | 8015M |  |  | Rental | MHHS-TIRR |  |  |  | FFP6565 |  | TMC |  | Rental | [7 empty] | CONTROLLERINFUSIONPUMP-Alaris-Medley 8015 |  | MEDLEY PCU W/NETWORK *MEMORIAL HERMANN* |  |  | CONTROLLERINFUSIONPUMP-Alaris-Medley 8015 | [6 empty] | Verified as Rental |  |  | MHHS-TIRR
NO | YES |  |  |  | FFP6608 |  | CAREFUSION | 8015M |  |  | Rental | MHHS-TIRR |  |  |  | FFP6608 |  | TMC |  | Rental | [7 empty] | CONTROLLERINFUSIONPUMP-Alaris-Medley 8015 |  | MEDLEY PCU W/NETWORK *MEMORIAL HERMANN* |  |  | CONTROLLERINFUSIONPUMP-Alaris-Medley 8015 | [6 empty] | Verified as Rental |  |  | MHHS-TIRR
NO | YES |  |  |  | FFP6726 |  | CAREFUSION | 8015M |  |  | Rental | MHHS-TIRR |  |  |  | FFP6726 |  | TMC |  | Rental | [7 empty] | CONTROLLERINFUSIONPUMP-Alaris-Medley 8015 |  | MEDLEY PCU W/NETWORK *MEMORIAL HERMANN* |  |  | CONTROLLERINFUSIONPUMP-Alaris-Medley 8015 | [6 empty] | Verified as Rental |  |  | MHHS-TIRR
NO | YES |  |  |  | FFP6752 |  | CAREFUSION | 8015M |  |  | Rental | MHHS-TIRR |  |  |  | FFP6752 |  | TMC |  | Rental | [7 empty] | CONTROLLERINFUSIONPUMP-Alaris-Medley 8015 |  | MEDLEY PCU W/NETWORK *MEMORIAL HERMANN* |  |  | CONTROLLERINFUSIONPUMP-Alaris-Medley 8015 | [6 empty] | Verified as Rental |  |  | MHHS-TIRR
NO | YES |  |  |  | FFP6828 |  | CAREFUSION | 8015M |  |  | Rental | MHHS-TIRR |  |  |  | FFP6828 |  | TMC |  | Rental | [7 empty] | CONTROLLERINFUSIONPUMP-Alaris-Medley 8015 |  | MEDLEY PCU W/NETWORK *MEMORIAL HERMANN* |  |  | CONTROLLERINFUSIONPUMP-Alaris-Medley 8015 | [6 empty] | Verified as Rental |  |  | MHHS-TIRR
NO | YES |  |  |  | FFP6863 |  | CAREFUSION | 8015M |  |  | Rental | MHHS-TIRR |  |  |  | FFP6863 |  | TMC |  | Rental | [7 empty] | CONTROLLERINFUSIONPUMP-Alaris-Medley 8015 |  | MEDLEY PCU W/NETWORK *MEMORIAL HERMANN* |  |  | CONTROLLERINFUSIONPUMP-Alaris-Medley 8015 | [6 empty] | Verified as Rental |  |  | MHHS-TIRR
NO | YES |  |  |  | FFP6971 |  | CAREFUSION | 8015M |  |  | Rental | MHHS-TIRR |  |  |  | FFP6971 |  | TMC |  | Rental | [7 empty] | CONTROLLERINFUSIONPUMP-Alaris-Medley 8015 |  | MEDLEY PCU W/NETWORK *MEMORIAL HERMANN* |  |  | CONTROLLERINFUSIONPUMP-Alaris-Medley 8015 | [6 empty] | Verified as Rental |  |  | MHHS-TIRR
NO | YES |  |  |  | FFP7085 |  | CAREFUSION | 8015M |  |  | Rental | MHHS-TIRR |  |  |  | FFP7085 |  | TMC |  | Rental | [7 empty] | CONTROLLERINFUSIONPUMP-Alaris-Medley 8015 |  | MEDLEY PCU W/NETWORK *MEMORIAL HERMANN* |  |  | CONTROLLERINFUSIONPUMP-Alaris-Medley 8015 | [6 empty] | Verified as Rental |  |  | MHHS-TIRR
NO | YES |  |  |  | FFP7157 |  | CAREFUSION | 8015M |  |  | Rental | MHHS-TIRR |  |  |  | FFP7157 |  | TMC |  | Rental | [7 empty] | CONTROLLERINFUSIONPUMP-Alaris-Medley 8015 |  | MEDLEY PCU W/NETWORK *MEMORIAL HERMANN* |  |  | CONTROLLERINFUSIONPUMP-Alaris-Medley 8015 | [6 empty] | Verified as Rental |  |  | MHHS-TIRR
NO | YES |  |  |  | FFP118 |  | CAREFUSION | 8015M |  |  | Rental | MHHS-Southeast |  |  |  | FFP118 |  | Southeast & Bay Area |  | Rental | [7 empty] | CONTROLLERINFUSIONPUMP-Alaris-Medley 8015 |  | MEDLEY PCU W/NETWORK *MEMORIAL HERMANN* |  |  | CONTROLLERINFUSIONPUMP-Alaris-Medley 8015 | [6 empty] | Verified as Rental |  |  | MHHS-Southeast
NO | YES |  |  |  | FFP124 |  | CAREFUSION | 8015M |  |  | Rental | MHHS-Southeast |  |  |  | FFP124 |  | Southeast & Bay Area |  | Rental | [7 empty] | CONTROLLERINFUSIONPUMP-Alaris-Medley 8015 |  | MEDLEY PCU W/NETWORK *MEMORIAL HERMANN* |  |  | CONTROLLERINFUSIONPUMP-Alaris-Medley 8015 | [6 empty] | Verified as Rental |  |  | MHHS-Southeast
NO | YES |  |  |  | FFP132 |  | CAREFUSION | 8015M |  |  | Rental | MHHS-Southeast |  |  |  | FFP132 |  | Southeast & Bay Area |  | Rental | [7 empty] | CONTROLLERINFUSIONPUMP-Alaris-Medley 8015 |  | MEDLEY PCU W/NETWORK *MEMORIAL HERMANN* |  |  | CONTROLLERINFUSIONPUMP-Alaris-Medley 8015 | [6 empty] | Verified as Rental |  |  | MHHS-Southeast
NO | YES |  |  |  | FFP158 |  | CAREFUSION | 8015M |  |  | Rental | MHHS-Southeast |  |  |  | FFP158 |  | Southeast & Bay Area |  | Rental | [7 empty] | CONTROLLERINFUSIONPUMP-Alaris-Medley 8015 |  | MEDLEY PCU W/NETWORK *MEMORIAL HERMANN* |  |  | CONTROLLERINFUSIONPUMP-Alaris-Medley 8015 | [6 empty] | Verified as Rental |  |  | MHHS-Southeast
NO | YES |  |  |  | FFP187 |  | CAREFUSION | 8015M |  |  | Rental | MHHS-Southeast |  |  |  | FFP187 |  | Southeast & Bay Area |  | Rental | [7 empty] | CONTROLLERINFUSIONPUMP-Alaris-Medley 8015 |  | MEDLEY PCU W/NETWORK *MEMORIAL HERMANN* |  |  | CONTROLLERINFUSIONPUMP-Alaris-Medley 8015 | [6 empty] | Verified as Rental |  |  | MHHS-Southeast
NO | YES |  |  |  | FFP201 |  | CAREFUSION | 8015M |  |  | Rental | MHHS-Southeast |  |  |  | FFP201 |  | Southeast & Bay Area |  | Rental | [7 empty] | CONTROLLERINFUSIONPUMP-Alaris-Medley 8015 |  | MEDLEY PCU W/NETWORK *MEMORIAL HERMANN* |  |  | CONTROLLERINFUSIONPUMP-Alaris-Medley 8015 | [6 empty] | Verified as Rental |  |  | MHHS-Southeast
NO | YES |  |  |  | FFP206 |  | CAREFUSION | 8015M |  |  | Rental | MHHS-Southeast |  |  |  | FFP206 |  | Southeast & Bay Area |  | Rental | [7 empty] | CONTROLLERINFUSIONPUMP-Alaris-Medley 8015 |  | MEDLEY PCU W/NETWORK *MEMORIAL HERMANN* |  |  | CONTROLLERINFUSIONPUMP-Alaris-Medley 8015 | [6 empty] | Verified as Rental |  |  | MHHS-Southeast
NO | YES |  |  |  | FFP228 |  | CAREFUSION | 8015M |  |  | Rental | MHHS-Southeast |  |  |  | FFP228 |  | Southeast & Bay Area |  | Rental | [7 empty] | CONTROLLERINFUSIONPUMP-Alaris-Medley 8015 |  | MEDLEY PCU W/NETWORK *MEMORIAL HERMANN* |  |  | CONTROLLERINFUSIONPUMP-Alaris-Medley 8015 | [6 empty] | Verified as Rental |  |  | MHHS-Southeast
NO | YES |  |  |  | FFP303 |  | CAREFUSION | 8015M |  |  | Rental | MHHS-Southeast |  |  |  | FFP303 |  | Southeast & Bay Area |  | Rental | [7 empty] | CONTROLLERINFUSIONPUMP-Alaris-Medley 8015 |  | MEDLEY PCU W/NETWORK *MEMORIAL HERMANN* |  |  | CONTROLLERINFUSIONPUMP-Alaris-Medley 8015 | [6 empty] | Verified as Rental |  |  | MHHS-Southeast
NO | YES |  |  |  | FFP332 |  | CAREFUSION | 8015M |  |  | Rental | MHHS-Southeast |  |  |  | FFP332 |  | Southeast & Bay Area |  | Rental | [7 empty] | CONTROLLERINFUSIONPUMP-Alaris-Medley 8015 |  | MEDLEY PCU W/NETWORK *MEMORIAL HERMANN* |  |  | CONTROLLERINFUSIONPUMP-Alaris-Medley 8015 | [6 empty] | Verified as Rental |  |  | MHHS-Southeast
NO | YES |  |  |  | FFP342 |  | CAREFUSION | 8015M |  |  | Rental | MHHS-Southeast |  |  |  | FFP342 |  | Southeast & Bay Area |  | Rental | [7 empty] | CONTROLLERINFUSIONPUMP-Alaris-Medley 8015 |  | MEDLEY PCU W/NETWORK *MEMORIAL HERMANN* |  |  | CONTROLLERINFUSIONPUMP-Alaris-Medley 8015 | [6 empty] | Verified as Rental |  |  | MHHS-Southeast
NO | YES |  |  |  | FFP401 |  | CAREFUSION | 8015M |  |  | Rental | MHHS-Southeast |  |  |  | FFP401 |  | Southeast & Bay Area |  | Rental | [7 empty] | CONTROLLERINFUSIONPUMP-Alaris-Medley 8015 |  | MEDLEY PCU W/NETWORK *MEMORIAL HERMANN* |  |  | CONTROLLERINFUSIONPUMP-Alaris-Medley 8015 | [6 empty] | Verified as Rental |  |  | MHHS-Southeast
NO | YES |  |  |  | FFP407 |  | CAREFUSION | 8015M |  |  | Rental | MHHS-Southeast |  |  |  | FFP407 |  | Southeast & Bay Area |  | Rental | [7 empty] | CONTROLLERINFUSIONPUMP-Alaris-Medley 8015 |  | MEDLEY PCU W/NETWORK *MEMORIAL HERMANN* |  |  | CONTROLLERINFUSIONPUMP-Alaris-Medley 8015 | [6 empty] | Verified as Rental |  |  | MHHS-Southeast
NO | YES |  |  |  | FFP418 |  | CAREFUSION | 8015M |  |  | Rental | MHHS-Southeast |  |  |  | FFP418 |  | Southeast & Bay Area |  | Rental | [7 empty] | CONTROLLERINFUSIONPUMP-Alaris-Medley 8015 |  | MEDLEY PCU W/NETWORK *MEMORIAL HERMANN* |  |  | CONTROLLERINFUSIONPUMP-Alaris-Medley 8015 | [6 empty] | Verified as Rental |  |  | MHHS-Southeast
NO | YES |  |  |  | FFP429 |  | CAREFUSION | 8015M |  |  | Rental | MHHS-Southeast |  |  |  | FFP429 |  | Southeast & Bay Area |  | Rental | [7 empty] | CONTROLLERINFUSIONPUMP-Alaris-Medley 8015 |  | MEDLEY PCU W/NETWORK *MEMORIAL HERMANN* |  |  | CONTROLLERINFUSIONPUMP-Alaris-Medley 8015 | [6 empty] | Verified as Rental |  |  | MHHS-Southeast
NO | YES |  |  |  | FFP444 |  | CAREFUSION | 8015M |  |  | Rental | MHHS-Southeast |  |  |  | FFP444 |  | Southeast & Bay Area |  | Rental | [7 empty] | CONTROLLERINFUSIONPUMP-Alaris-Medley 8015 |  | MEDLEY PCU W/NETWORK *MEMORIAL HERMANN* |  |  | CONTROLLERINFUSIONPUMP-Alaris-Medley 8015 | [6 empty] | Verified as Rental |  |  | MHHS-Southeast
NO | YES |  |  |  | FFP451 |  | CAREFUSION | 8015M |  |  | Rental | MHHS-Southeast |  |  |  | FFP451 |  | Southeast & Bay Area |  | Rental | [7 empty] | CONTROLLERINFUSIONPUMP-Alaris-Medley 8015 |  | MEDLEY PCU W/NETWORK *MEMORIAL HERMANN* |  |  | CONTROLLERINFUSIONPUMP-Alaris-Medley 8015 | [6 empty] | Verified as Rental |  |  | MHHS-Southeast
NO | YES |  |  |  | FFP461 |  | CAREFUSION | 8015M |  |  | Rental | MHHS-Southeast |  |  |  | FFP461 |  | Southeast & Bay Area |  | Rental | [7 empty] | CONTROLLERINFUSIONPUMP-Alaris-Medley 8015 |  | MEDLEY PCU W/NETWORK *MEMORIAL HERMANN* |  |  | CONTROLLERINFUSIONPUMP-Alaris-Medley 8015 | [6 empty] | Verified as Rental |  |  | MHHS-Southeast
NO | YES |  |  |  | FFP470 |  | CAREFUSION | 8015M |  |  | Rental | MHHS-Southeast |  |  |  | FFP470 |  | Southeast & Bay Area |  | Rental | [7 empty] | CONTROLLERINFUSIONPUMP-Alaris-Medley 8015 |  | MEDLEY PCU W/NETWORK *MEMORIAL HERMANN* |  |  | CONTROLLERINFUSIONPUMP-Alaris-Medley 8015 | [6 empty] | Verified as Rental |  |  | MHHS-Southeast
NO | YES |  |  |  | FFP478 |  | CAREFUSION | 8015M |  |  | Rental | MHHS-Southeast |  |  |  | FFP478 |  | Southeast & Bay Area |  | Rental | [7 empty] | CONTROLLERINFUSIONPUMP-Alaris-Medley 8015 |  | MEDLEY PCU W/NETWORK *MEMORIAL HERMANN* |  |  | CONTROLLERINFUSIONPUMP-Alaris-Medley 8015 | [6 empty] | Verified as Rental |  |  | MHHS-Southeast
NO | YES |  |  |  | FFP522 |  | CAREFUSION | 8015M |  |  | Rental | MHHS-Southeast |  |  |  | FFP522 |  | Southeast & Bay Area |  | Rental | [7 empty] | CONTROLLERINFUSIONPUMP-Alaris-Medley 8015 |  | MEDLEY PCU W/NETWORK *MEMORIAL HERMANN* |  |  | CONTROLLERINFUSIONPUMP-Alaris-Medley 8015 | [6 empty] | Verified as Rental |  |  | MHHS-Southeast
NO | YES |  |  |  | FFP524 |  | CAREFUSION | 8015M |  |  | Rental | MHHS-Southeast |  |  |  | FFP524 |  | Southeast & Bay Area |  | Rental | [7 empty] | CONTROLLERINFUSIONPUMP-Alaris-Medley 8015 |  | MEDLEY PCU W/NETWORK *MEMORIAL HERMANN* |  |  | CONTROLLERINFUSIONPUMP-Alaris-Medley 8015 | [6 empty] | Verified as Rental |  |  | MHHS-Southeast
NO | YES |  |  |  | FFP526 |  | CAREFUSION | 8015M |  |  | Rental | MHHS-Southeast |  |  |  | FFP526 |  | Southeast & Bay Area |  | Rental | [7 empty] | CONTROLLERINFUSIONPUMP-Alaris-Medley 8015 |  | MEDLEY PCU W/NETWORK *MEMORIAL HERMANN* |  |  | CONTROLLERINFUSIONPUMP-Alaris-Medley 8015 | [6 empty] | Verified as Rental |  |  | MHHS-Southeast
NO | YES |  |  |  | FFP556 |  | CAREFUSION | 8015M |  |  | Rental | MHHS-Southeast |  |  |  | FFP556 |  | Southeast & Bay Area |  | Rental | [7 empty] | CONTROLLERINFUSIONPUMP-Alaris-Medley 8015 |  | MEDLEY PCU W/NETWORK *MEMORIAL HERMANN* |  |  | CONTROLLERINFUSIONPUMP-Alaris-Medley 8015 | [6 empty] | Verified as Rental |  |  | MHHS-Southeast
NO | YES |  |  |  | FFP580 |  | CAREFUSION | 8015M |  |  | Rental | MHHS-Southeast |  |  |  | FFP580 |  | Southeast & Bay Area |  | Rental | [7 empty] | CONTROLLERINFUSIONPUMP-Alaris-Medley 8015 |  | MEDLEY PCU W/NETWORK *MEMORIAL HERMANN* |  |  | CONTROLLERINFUSIONPUMP-Alaris-Medley 8015 | [6 empty] | Verified as Rental |  |  | MHHS-Southeast
NO | YES |  |  |  | FFP594 |  | CAREFUSION | 8015M |  |  | Rental | MHHS-Southeast |  |  |  | FFP594 |  | Southeast & Bay Area |  | Rental | [7 empty] | CONTROLLERINFUSIONPUMP-Alaris-Medley 8015 |  | MEDLEY PCU W/NETWORK *MEMORIAL HERMANN* |  |  | CONTROLLERINFUSIONPUMP-Alaris-Medley 8015 | [6 empty] | Verified as Rental |  |  | MHHS-Southeast
NO | YES |  |  |  | FFP641 |  | CAREFUSION | 8015M |  |  | Rental | MHHS-Southeast |  |  |  | FFP641 |  | Southeast & Bay Area |  | Rental | [7 empty] | CONTROLLERINFUSIONPUMP-Alaris-Medley 8015 |  | MEDLEY PCU W/NETWORK *MEMORIAL HERMANN* |  |  | CONTROLLERINFUSIONPUMP-Alaris-Medley 8015 | [6 empty] | Verified as Rental |  |  | MHHS-Southeast
NO | YES |  |  |  | FFP661 |  | CAREFUSION | 8015M |  |  | Rental | MHHS-Southeast |  |  |  | FFP661 |  | Southeast & Bay Area |  | Rental | [7 empty] | CONTROLLERINFUSIONPUMP-Alaris-Medley 8015 |  | MEDLEY PCU W/NETWORK *MEMORIAL HERMANN* |  |  | CONTROLLERINFUSIONPUMP-Alaris-Medley 8015 | [6 empty] | Verified as Rental |  |  | MHHS-Southeast
NO | YES |  |  |  | FFP662 |  | CAREFUSION | 8015M |  |  | Rental | MHHS-Southeast |  |  |  | FFP662 |  | Southeast & Bay Area |  | Rental | [7 empty] | CONTROLLERINFUSIONPUMP-Alaris-Medley 8015 |  | MEDLEY PCU W/NETWORK *MEMORIAL HERMANN* |  |  | CONTROLLERINFUSIONPUMP-Alaris-Medley 8015 | [6 empty] | Verified as Rental |  |  | MHHS-Southeast
NO | YES |  |  |  | FFP683 |  | CAREFUSION | 8015M |  |  | Rental | MHHS-Southeast |  |  |  | FFP683 |  | Southeast & Bay Area |  | Rental | [7 empty] | CONTROLLERINFUSIONPUMP-Alaris-Medley 8015 |  | MEDLEY PCU W/NETWORK *MEMORIAL HERMANN* |  |  | CONTROLLERINFUSIONPUMP-Alaris-Medley 8015 | [6 empty] | Verified as Rental |  |  | MHHS-Southeast
NO | YES |  |  |  | FFP690 |  | CAREFUSION | 8015M |  |  | Rental | MHHS-Southeast |  |  |  | FFP690 |  | Southeast & Bay Area |  | Rental | [7 empty] | CONTROLLERINFUSIONPUMP-Alaris-Medley 8015 |  | MEDLEY PCU W/NETWORK *MEMORIAL HERMANN* |  |  | CONTROLLERINFUSIONPUMP-Alaris-Medley 8015 | [6 empty] | Verified as Rental |  |  | MHHS-Southeast
NO | YES |  |  |  | FFP691 |  | CAREFUSION | 8015M |  |  | Rental | MHHS-Southeast |  |  |  | FFP691 |  | Southeast & Bay Area |  | Rental | [7 empty] | CONTROLLERINFUSIONPUMP-Alaris-Medley 8015 |  | MEDLEY PCU W/NETWORK *MEMORIAL HERMANN* |  |  | CONTROLLERINFUSIONPUMP-Alaris-Medley 8015 | [6 empty] | Verified as Rental |  |  | MHHS-Southeast
NO | YES |  |  |  | FFP736 |  | CAREFUSION | 8015M |  |  | Rental | MHHS-Southeast |  |  |  | FFP736 |  | Southeast & Bay Area |  | Rental | [7 empty] | CONTROLLERINFUSIONPUMP-Alaris-Medley 8015 |  | MEDLEY PCU W/NETWORK *MEMORIAL HERMANN* |  |  | CONTROLLERINFUSIONPUMP-Alaris-Medley 8015 | [6 empty] | Verified as Rental |  |  | MHHS-Southeast
NO | YES |  |  |  | FFP750 |  | CAREFUSION | 8015M |  |  | Rental | MHHS-Southeast |  |  |  | FFP750 |  | Southeast & Bay Area |  | Rental | [7 empty] | CONTROLLERINFUSIONPUMP-Alaris-Medley 8015 |  | MEDLEY PCU W/NETWORK *MEMORIAL HERMANN* |  |  | CONTROLLERINFUSIONPUMP-Alaris-Medley 8015 | [6 empty] | Verified as Rental |  |  | MHHS-Southeast
NO | YES |  |  |  | FFP784 |  | CAREFUSION | 8015M |  |  | Rental | MHHS-Southeast |  |  |  | FFP784 |  | Southeast & Bay Area |  | Rental | [7 empty] | CONTROLLERINFUSIONPUMP-Alaris-Medley 8015 |  | MEDLEY PCU W/NETWORK *MEMORIAL HERMANN* |  |  | CONTROLLERINFUSIONPUMP-Alaris-Medley 8015 | [6 empty] | Verified as Rental |  |  | MHHS-Southeast
NO | YES |  |  |  | FFP816 |  | CAREFUSION | 8015M |  |  | Rental | MHHS-Southeast |  |  |  | FFP816 |  | Southeast & Bay Area |  | Rental | [7 empty] | CONTROLLERINFUSIONPUMP-Alaris-Medley 8015 |  | MEDLEY PCU W/NETWORK *MEMORIAL HERMANN* |  |  | CONTROLLERINFUSIONPUMP-Alaris-Medley 8015 | [6 empty] | Verified as Rental |  |  | MHHS-Southeast
NO | YES |  |  |  | FFP817 |  | CAREFUSION | 8015M |  |  | Rental | MHHS-Southeast |  |  |  | FFP817 |  | Southeast & Bay Area |  | Rental | [7 empty] | CONTROLLERINFUSIONPUMP-Alaris-Medley 8015 |  | MEDLEY PCU W/NETWORK *MEMORIAL HERMANN* |  |  | CONTROLLERINFUSIONPUMP-Alaris-Medley 8015 | [6 empty] | Verified as Rental |  |  | MHHS-Southeast
NO | YES |  |  |  | FFP837 |  | CAREFUSION | 8015M |  |  | Rental | MHHS-Southeast |  |  |  | FFP837 |  | Southeast & Bay Area |  | Rental | [7 empty] | CONTROLLERINFUSIONPUMP-Alaris-Medley 8015 |  | MEDLEY PCU W/NETWORK *MEMORIAL HERMANN* |  |  | CONTROLLERINFUSIONPUMP-Alaris-Medley 8015 | [6 empty] | Verified as Rental |  |  | MHHS-Southeast
NO | YES |  |  |  | FFP884 |  | CAREFUSION | 8015M |  |  | Rental | MHHS-Southeast |  |  |  | FFP884 |  | Southeast & Bay Area |  | Rental | [7 empty] | CONTROLLERINFUSIONPUMP-Alaris-Medley 8015 |  | MEDLEY PCU W/NETWORK *MEMORIAL HERMANN* |  |  | CONTROLLERINFUSIONPUMP-Alaris-Medley 8015 | [6 empty] | Verified as Rental |  |  | MHHS-Southeast
NO | YES |  |  |  | FFP885 |  | CAREFUSION | 8015M |  |  | Rental | MHHS-Southeast |  |  |  | FFP885 |  | Southeast & Bay Area |  | Rental | [7 empty] | CONTROLLERINFUSIONPUMP-Alaris-Medley 8015 |  | MEDLEY PCU W/NETWORK *MEMORIAL HERMANN* |  |  | CONTROLLERINFUSIONPUMP-Alaris-Medley 8015 | [6 empty] | Verified as Rental |  |  | MHHS-Southeast
NO | YES |  |  |  | FFP901 |  | CAREFUSION | 8015M |  |  | Rental | MHHS-Southeast |  |  |  | FFP901 |  | Southeast & Bay Area |  | Rental | [7 empty] | CONTROLLERINFUSIONPUMP-Alaris-Medley 8015 |  | MEDLEY PCU W/NETWORK *MEMORIAL HERMANN* |  |  | CONTROLLERINFUSIONPUMP-Alaris-Medley 8015 | [6 empty] | Verified as Rental |  |  | MHHS-Southeast
NO | YES |  |  |  | FFP922 |  | CAREFUSION | 8015M |  |  | Rental | MHHS-Southeast |  |  |  | FFP922 |  | Southeast & Bay Area |  | Rental | [7 empty] | CONTROLLERINFUSIONPUMP-Alaris-Medley 8015 |  | MEDLEY PCU W/NETWORK *MEMORIAL HERMANN* |  |  | CONTROLLERINFUSIONPUMP-Alaris-Medley 8015 | [6 empty] | Verified as Rental |  |  | MHHS-Southeast
NO | YES |  |  |  | FFP925 |  | CAREFUSION | 8015M |  |  | Rental | MHHS-Southeast |  |  |  | FFP925 |  | Southeast & Bay Area |  | Rental | [7 empty] | CONTROLLERINFUSIONPUMP-Alaris-Medley 8015 |  | MEDLEY PCU W/NETWORK *MEMORIAL HERMANN* |  |  | CONTROLLERINFUSIONPUMP-Alaris-Medley 8015 | [6 empty] | Verified as Rental |  |  | MHHS-Southeast
NO | YES |  |  |  | FFP928 |  | CAREFUSION | 8015M |  |  | Rental | MHHS-Southeast |  |  |  | FFP928 |  | Southeast & Bay Area |  | Rental | [7 empty] | CONTROLLERINFUSIONPUMP-Alaris-Medley 8015 |  | MEDLEY PCU W/NETWORK *MEMORIAL HERMANN* |  |  | CONTROLLERINFUSIONPUMP-Alaris-Medley 8015 | [6 empty] | Verified as Rental |  |  | MHHS-Southeast
NO | YES |  |  |  | FFP973 |  | CAREFUSION | 8015M |  |  | Rental | MHHS-Southeast |  |  |  | FFP973 |  | Southeast & Bay Area |  | Rental | [7 empty] | CONTROLLERINFUSIONPUMP-Alaris-Medley 8015 |  | MEDLEY PCU W/NETWORK *MEMORIAL HERMANN* |  |  | CONTROLLERINFUSIONPUMP-Alaris-Medley 8015 | [6 empty] | Verified as Rental |  |  | MHHS-Southeast
NO | YES |  |  |  | FFP982 |  | CAREFUSION | 8015M |  |  | Rental | MHHS-Southeast |  |  |  | FFP982 |  | Southeast & Bay Area |  | Rental | [7 empty] | CONTROLLERINFUSIONPUMP-Alaris-Medley 8015 |  | MEDLEY PCU W/NETWORK *MEMORIAL HERMANN* |  |  | CONTROLLERINFUSIONPUMP-Alaris-Medley 8015 | [6 empty] | Verified as Rental |  |  | MHHS-Southeast
NO | YES |  |  |  | FFP983 |  | CAREFUSION | 8015M |  |  | Rental | MHHS-Southeast |  |  |  | FFP983 |  | Southeast & Bay Area |  | Rental | [7 empty] | CONTROLLERINFUSIONPUMP-Alaris-Medley 8015 |  | MEDLEY PCU W/NETWORK *MEMORIAL HERMANN* |  |  | CONTROLLERINFUSIONPUMP-Alaris-Medley 8015 | [6 empty] | Verified as Rental |  |  | MHHS-Southeast
NO | YES |  |  |  | FFP986 |  | CAREFUSION | 8015M |  |  | Rental | MHHS-Southeast |  |  |  | FFP986 |  | Southeast & Bay Area |  | Rental | [7 empty] | CONTROLLERINFUSIONPUMP-Alaris-Medley 8015 |  | MEDLEY PCU W/NETWORK *MEMORIAL HERMANN* |  |  | CONTROLLERINFUSIONPUMP-Alaris-Medley 8015 | [6 empty] | Verified as Rental |  |  | MHHS-Southeast
NO | YES |  |  |  | FFP1005 |  | CAREFUSION | 8015M |  |  | Rental | MHHS-Southeast |  |  |  | FFP1005 |  | Southeast & Bay Area |  | Rental | [7 empty] | CONTROLLERINFUSIONPUMP-Alaris-Medley 8015 |  | MEDLEY PCU W/NETWORK *MEMORIAL HERMANN* |  |  | CONTROLLERINFUSIONPUMP-Alaris-Medley 8015 | [6 empty] | Verified as Rental |  |  | MHHS-Southeast
NO | YES |  |  |  | FFP1017 |  | CAREFUSION | 8015M |  |  | Rental | MHHS-Southeast |  |  |  | FFP1017 |  | Southeast & Bay Area |  | Rental | [7 empty] | CONTROLLERINFUSIONPUMP-Alaris-Medley 8015 |  | MEDLEY PCU W/NETWORK *MEMORIAL HERMANN* |  |  | CONTROLLERINFUSIONPUMP-Alaris-Medley 8015 | [6 empty] | Verified as Rental |  |  | MHHS-Southeast
NO | YES |  |  |  | FFP1035 |  | CAREFUSION | 8015M |  |  | Rental | MHHS-Southeast |  |  |  | FFP1035 |  | Southeast & Bay Area |  | Rental | [7 empty] | CONTROLLERINFUSIONPUMP-Alaris-Medley 8015 |  | MEDLEY PCU W/NETWORK *MEMORIAL HERMANN* |  |  | CONTROLLERINFUSIONPUMP-Alaris-Medley 8015 | [6 empty] | Verified as Rental |  |  | MHHS-Southeast
NO | YES |  |  |  | FFP1068 |  | CAREFUSION | 8015M |  |  | Rental | MHHS-Southeast |  |  |  | FFP1068 |  | Southeast & Bay Area |  | Rental | [7 empty] | CONTROLLERINFUSIONPUMP-Alaris-Medley 8015 |  | MEDLEY PCU W/NETWORK *MEMORIAL HERMANN* |  |  | CONTROLLERINFUSIONPUMP-Alaris-Medley 8015 | [6 empty] | Verified as Rental |  |  | MHHS-Southeast
NO | YES |  |  |  | FFP1071 |  | CAREFUSION | 8015M |  |  | Rental | MHHS-Southeast |  |  |  | FFP1071 |  | Southeast & Bay Area |  | Rental | [7 empty] | CONTROLLERINFUSIONPUMP-Alaris-Medley 8015 |  | MEDLEY PCU W/NETWORK *MEMORIAL HERMANN* |  |  | CONTROLLERINFUSIONPUMP-Alaris-Medley 8015 | [6 empty] | Verified as Rental |  |  | MHHS-Southeast
NO | YES |  |  |  | FFP1117 |  | CAREFUSION | 8015M |  |  | Rental | MHHS-Southeast |  |  |  | FFP1117 |  | Southeast & Bay Area |  | Rental | [7 empty] | CONTROLLERINFUSIONPUMP-Alaris-Medley 8015 |  | MEDLEY PCU W/NETWORK *MEMORIAL HERMANN* |  |  | CONTROLLERINFUSIONPUMP-Alaris-Medley 8015 | [6 empty] | Verified as Rental |  |  | MHHS-Southeast
NO | YES |  |  |  | FFP1129 |  | CAREFUSION | 8015M |  |  | Rental | MHHS-Southeast |  |  |  | FFP1129 |  | Southeast & Bay Area |  | Rental | [7 empty] | CONTROLLERINFUSIONPUMP-Alaris-Medley 8015 |  | MEDLEY PCU W/NETWORK *MEMORIAL HERMANN* |  |  | CONTROLLERINFUSIONPUMP-Alaris-Medley 8015 | [6 empty] | Verified as Rental |  |  | MHHS-Southeast
NO | YES |  |  |  | FFP1136 |  | CAREFUSION | 8015M |  |  | Rental | MHHS-Southeast |  |  |  | FFP1136 |  | Southeast & Bay Area |  | Rental | [7 empty] | CONTROLLERINFUSIONPUMP-Alaris-Medley 8015 |  | MEDLEY PCU W/NETWORK *MEMORIAL HERMANN* |  |  | CONTROLLERINFUSIONPUMP-Alaris-Medley 8015 | [6 empty] | Verified as Rental |  |  | MHHS-Southeast
NO | YES |  |  |  | FFP1152 |  | CAREFUSION | 8015M |  |  | Rental | MHHS-Southeast |  |  |  | FFP1152 |  | Southeast & Bay Area |  | Rental | [7 empty] | CONTROLLERINFUSIONPUMP-Alaris-Medley 8015 |  | MEDLEY PCU W/NETWORK *MEMORIAL HERMANN* |  |  | CONTROLLERINFUSIONPUMP-Alaris-Medley 8015 | [6 empty] | Verified as Rental |  |  | MHHS-Southeast
NO | YES |  |  |  | FFP1155 |  | CAREFUSION | 8015M |  |  | Rental | MHHS-Southeast |  |  |  | FFP1155 |  | Southeast & Bay Area |  | Rental | [7 empty] | CONTROLLERINFUSIONPUMP-Alaris-Medley 8015 |  | MEDLEY PCU W/NETWORK *MEMORIAL HERMANN* |  |  | CONTROLLERINFUSIONPUMP-Alaris-Medley 8015 | [6 empty] | Verified as Rental |  |  | MHHS-Southeast
NO | YES |  |  |  | FFP1164 |  | CAREFUSION | 8015M |  |  | Rental | MHHS-Southeast |  |  |  | FFP1164 |  | Southeast & Bay Area |  | Rental | [7 empty] | CONTROLLERINFUSIONPUMP-Alaris-Medley 8015 |  | MEDLEY PCU W/NETWORK *MEMORIAL HERMANN* |  |  | CONTROLLERINFUSIONPUMP-Alaris-Medley 8015 | [6 empty] | Verified as Rental |  |  | MHHS-Southeast
NO | YES |  |  |  | FFP1185 |  | CAREFUSION | 8015M |  |  | Rental | MHHS-Southeast |  |  |  | FFP1185 |  | Southeast & Bay Area |  | Rental | [7 empty] | CONTROLLERINFUSIONPUMP-Alaris-Medley 8015 |  | MEDLEY PCU W/NETWORK *MEMORIAL HERMANN* |  |  | CONTROLLERINFUSIONPUMP-Alaris-Medley 8015 | [6 empty] | Verified as Rental |  |  | MHHS-Southeast
NO | YES |  |  |  | FFP1190 |  | CAREFUSION | 8015M |  |  | Rental | MHHS-Southeast |  |  |  | FFP1190 |  | Southeast & Bay Area |  | Rental | [7 empty] | CONTROLLERINFUSIONPUMP-Alaris-Medley 8015 |  | MEDLEY PCU W/NETWORK *MEMORIAL HERMANN* |  |  | CONTROLLERINFUSIONPUMP-Alaris-Medley 8015 | [6 empty] | Verified as Rental |  |  | MHHS-Southeast
NO | YES |  |  |  | FFP1204 |  | CAREFUSION | 8015M |  |  | Rental | MHHS-Southeast |  |  |  | FFP1204 |  | Southeast & Bay Area |  | Rental | [7 empty] | CONTROLLERINFUSIONPUMP-Alaris-Medley 8015 |  | MEDLEY PCU W/NETWORK *MEMORIAL HERMANN* |  |  | CONTROLLERINFUSIONPUMP-Alaris-Medley 8015 | [6 empty] | Verified as Rental |  |  | MHHS-Southeast
NO | YES |  |  |  | FFP1223 |  | CAREFUSION | 8015M |  |  | Rental | MHHS-Southeast |  |  |  | FFP1223 |  | Southeast & Bay Area |  | Rental | [7 empty] | CONTROLLERINFUSIONPUMP-Alaris-Medley 8015 |  | MEDLEY PCU W/NETWORK *MEMORIAL HERMANN* |  |  | CONTROLLERINFUSIONPUMP-Alaris-Medley 8015 | [6 empty] | Verified as Rental |  |  | MHHS-Southeast
NO | YES |  |  |  | FFP1238 |  | CAREFUSION | 8015M |  |  | Rental | MHHS-Southeast |  |  |  | FFP1238 |  | Southeast & Bay Area |  | Rental | [7 empty] | CONTROLLERINFUSIONPUMP-Alaris-Medley 8015 |  | MEDLEY PCU W/NETWORK *MEMORIAL HERMANN* |  |  | CONTROLLERINFUSIONPUMP-Alaris-Medley 8015 | [6 empty] | Verified as Rental |  |  | MHHS-Southeast
NO | YES |  |  |  | FFP1241 |  | CAREFUSION | 8015M |  |  | Rental | MHHS-Southeast |  |  |  | FFP1241 |  | Southeast & Bay Area |  | Rental | [7 empty] | CONTROLLERINFUSIONPUMP-Alaris-Medley 8015 |  | MEDLEY PCU W/NETWORK *MEMORIAL HERMANN* |  |  | CONTROLLERINFUSIONPUMP-Alaris-Medley 8015 | [6 empty] | Verified as Rental |  |  | MHHS-Southeast
NO | YES |  |  |  | FFP1250 |  | CAREFUSION | 8015M |  |  | Rental | MHHS-Southeast |  |  |  | FFP1250 |  | Southeast & Bay Area |  | Rental | [7 empty] | CONTROLLERINFUSIONPUMP-Alaris-Medley 8015 |  | MEDLEY PCU W/NETWORK *MEMORIAL HERMANN* |  |  | CONTROLLERINFUSIONPUMP-Alaris-Medley 8015 | [6 empty] | Verified as Rental |  |  | MHHS-Southeast
NO | YES |  |  |  | FFP1279 |  | CAREFUSION | 8015M |  |  | Rental | MHHS-Southeast |  |  |  | FFP1279 |  | Southeast & Bay Area |  | Rental | [7 empty] | CONTROLLERINFUSIONPUMP-Alaris-Medley 8015 |  | MEDLEY PCU W/NETWORK *MEMORIAL HERMANN* |  |  | CONTROLLERINFUSIONPUMP-Alaris-Medley 8015 | [6 empty] | Verified as Rental |  |  | MHHS-Southeast
NO | YES |  |  |  | FFP1286 |  | CAREFUSION | 8015M |  |  | Rental | MHHS-Southeast |  |  |  | FFP1286 |  | Southeast & Bay Area |  | Rental | [7 empty] | CONTROLLERINFUSIONPUMP-Alaris-Medley 8015 |  | MEDLEY PCU W/NETWORK *MEMORIAL HERMANN* |  |  | CONTROLLERINFUSIONPUMP-Alaris-Medley 8015 | [6 empty] | Verified as Rental |  |  | MHHS-Southeast
NO | YES |  |  |  | FFP1341 |  | CAREFUSION | 8015M |  |  | Rental | MHHS-Southeast |  |  |  | FFP1341 |  | Southeast & Bay Area |  | Rental | [7 empty] | CONTROLLERINFUSIONPUMP-Alaris-Medley 8015 |  | MEDLEY PCU W/NETWORK *MEMORIAL HERMANN* |  |  | CONTROLLERINFUSIONPUMP-Alaris-Medley 8015 | [6 empty] | Verified as Rental |  |  | MHHS-Southeast
NO | YES |  |  |  | FFP1345 |  | CAREFUSION | 8015M |  |  | Rental | MHHS-Southeast |  |  |  | FFP1345 |  | Southeast & Bay Area |  | Rental | [7 empty] | CONTROLLERINFUSIONPUMP-Alaris-Medley 8015 |  | MEDLEY PCU W/NETWORK *MEMORIAL HERMANN* |  |  | CONTROLLERINFUSIONPUMP-Alaris-Medley 8015 | [6 empty] | Verified as Rental |  |  | MHHS-Southeast
NO | YES |  |  |  | FFP1348 |  | CAREFUSION | 8015M |  |  | Rental | MHHS-Southeast |  |  |  | FFP1348 |  | Southeast & Bay Area |  | Rental | [7 empty] | CONTROLLERINFUSIONPUMP-Alaris-Medley 8015 |  | MEDLEY PCU W/NETWORK *MEMORIAL HERMANN* |  |  | CONTROLLERINFUSIONPUMP-Alaris-Medley 8015 | [6 empty] | Verified as Rental |  |  | MHHS-Southeast
NO | YES |  |  |  | FFP1354 |  | CAREFUSION | 8015M |  |  | Rental | MHHS-Southeast |  |  |  | FFP1354 |  | Southeast & Bay Area |  | Rental | [7 empty] | CONTROLLERINFUSIONPUMP-Alaris-Medley 8015 |  | MEDLEY PCU W/NETWORK *MEMORIAL HERMANN* |  |  | CONTROLLERINFUSIONPUMP-Alaris-Medley 8015 | [6 empty] | Verified as Rental |  |  | MHHS-Southeast
NO | YES |  |  |  | FFP1384 |  | CAREFUSION | 8015M |  |  | Rental | MHHS-Southeast |  |  |  | FFP1384 |  | Southeast & Bay Area |  | Rental | [7 empty] | CONTROLLERINFUSIONPUMP-Alaris-Medley 8015 |  | MEDLEY PCU W/NETWORK *MEMORIAL HERMANN* |  |  | CONTROLLERINFUSIONPUMP-Alaris-Medley 8015 | [6 empty] | Verified as Rental |  |  | MHHS-Southeast
NO | YES |  |  |  | FFP1394 |  | CAREFUSION | 8015M |  |  | Rental | MHHS-Southeast |  |  |  | FFP1394 |  | Southeast & Bay Area |  | Rental | [7 empty] | CONTROLLERINFUSIONPUMP-Alaris-Medley 8015 |  | MEDLEY PCU W/NETWORK *MEMORIAL HERMANN* |  |  | CONTROLLERINFUSIONPUMP-Alaris-Medley 8015 | [6 empty] | Verified as Rental |  |  | MHHS-Southeast
NO | YES |  |  |  | FFP1413 |  | CAREFUSION | 8015M |  |  | Rental | MHHS-Southeast |  |  |  | FFP1413 |  | Southeast & Bay Area |  | Rental | [7 empty] | CONTROLLERINFUSIONPUMP-Alaris-Medley 8015 |  | MEDLEY PCU W/NETWORK *MEMORIAL HERMANN* |  |  | CONTROLLERINFUSIONPUMP-Alaris-Medley 8015 | [6 empty] | Verified as Rental |  |  | MHHS-Southeast
NO | YES |  |  |  | FFP1439 |  | CAREFUSION | 8015M |  |  | Rental | MHHS-Southeast |  |  |  | FFP1439 |  | Southeast & Bay Area |  | Rental | [7 empty] | CONTROLLERINFUSIONPUMP-Alaris-Medley 8015 |  | MEDLEY PCU W/NETWORK *MEMORIAL HERMANN* |  |  | CONTROLLERINFUSIONPUMP-Alaris-Medley 8015 | [6 empty] | Verified as Rental |  |  | MHHS-Southeast
NO | YES |  |  |  | FFP1446 |  | CAREFUSION | 8015M |  |  | Rental | MHHS-Southeast |  |  |  | FFP1446 |  | Southeast & Bay Area |  | Rental | [7 empty] | CONTROLLERINFUSIONPUMP-Alaris-Medley 8015 |  | MEDLEY PCU W/NETWORK *MEMORIAL HERMANN* |  |  | CONTROLLERINFUSIONPUMP-Alaris-Medley 8015 | [6 empty] | Verified as Rental |  |  | MHHS-Southeast
NO | YES |  |  |  | FFP1451 |  | CAREFUSION | 8015M |  |  | Rental | MHHS-Southeast |  |  |  | FFP1451 |  | Southeast & Bay Area |  | Rental | [7 empty] | CONTROLLERINFUSIONPUMP-Alaris-Medley 8015 |  | MEDLEY PCU W/NETWORK *MEMORIAL HERMANN* |  |  | CONTROLLERINFUSIONPUMP-Alaris-Medley 8015 | [6 empty] | Verified as Rental |  |  | MHHS-Southeast
NO | YES |  |  |  | FFP1472 |  | CAREFUSION | 8015M |  |  | Rental | MHHS-Southeast |  |  |  | FFP1472 |  | Southeast & Bay Area |  | Rental | [7 empty] | CONTROLLERINFUSIONPUMP-Alaris-Medley 8015 |  | MEDLEY PCU W/NETWORK *MEMORIAL HERMANN* |  |  | CONTROLLERINFUSIONPUMP-Alaris-Medley 8015 | [6 empty] | Verified as Rental |  |  | MHHS-Southeast
NO | YES |  |  |  | FFP1476 |  | CAREFUSION | 8015M |  |  | Rental | MHHS-Southeast |  |  |  | FFP1476 |  | Southeast & Bay Area |  | Rental | [7 empty] | CONTROLLERINFUSIONPUMP-Alaris-Medley 8015 |  | MEDLEY PCU W/NETWORK *MEMORIAL HERMANN* |  |  | CONTROLLERINFUSIONPUMP-Alaris-Medley 8015 | [6 empty] | Verified as Rental |  |  | MHHS-Southeast
NO | YES |  |  |  | FFP1483 |  | CAREFUSION | 8015M |  |  | Rental | MHHS-Southeast |  |  |  | FFP1483 |  | Southeast & Bay Area |  | Rental | [7 empty] | CONTROLLERINFUSIONPUMP-Alaris-Medley 8015 |  | MEDLEY PCU W/NETWORK *MEMORIAL HERMANN* |  |  | CONTROLLERINFUSIONPUMP-Alaris-Medley 8015 | [6 empty] | Verified as Rental |  |  | MHHS-Southeast
NO | YES |  |  |  | FFP1512 |  | CAREFUSION | 8015M |  |  | Rental | MHHS-Southeast |  |  |  | FFP1512 |  | Southeast & Bay Area |  | Rental | [7 empty] | CONTROLLERINFUSIONPUMP-Alaris-Medley 8015 |  | MEDLEY PCU W/NETWORK *MEMORIAL HERMANN* |  |  | CONTROLLERINFUSIONPUMP-Alaris-Medley 8015 | [6 empty] | Verified as Rental |  |  | MHHS-Southeast
NO | YES |  |  |  | FFP1526 |  | CAREFUSION | 8015M |  |  | Rental | MHHS-Southeast |  |  |  | FFP1526 |  | Southeast & Bay Area |  | Rental | [7 empty] | CONTROLLERINFUSIONPUMP-Alaris-Medley 8015 |  | MEDLEY PCU W/NETWORK *MEMORIAL HERMANN* |  |  | CONTROLLERINFUSIONPUMP-Alaris-Medley 8015 | [6 empty] | Verified as Rental |  |  | MHHS-Southeast
NO | YES |  |  |  | FFP1531 |  | CAREFUSION | 8015M |  |  | Rental | MHHS-Southeast |  |  |  | FFP1531 |  | Southeast & Bay Area |  | Rental | [7 empty] | CONTROLLERINFUSIONPUMP-Alaris-Medley 8015 |  | MEDLEY PCU W/NETWORK *MEMORIAL HERMANN* |  |  | CONTROLLERINFUSIONPUMP-Alaris-Medley 8015 | [6 empty] | Verified as Rental |  |  | MHHS-Southeast
NO | YES |  |  |  | FFP1532 |  | CAREFUSION | 8015M |  |  | Rental | MHHS-Southeast |  |  |  | FFP1532 |  | Southeast & Bay Area |  | Rental | [7 empty] | CONTROLLERINFUSIONPUMP-Alaris-Medley 8015 |  | MEDLEY PCU W/NETWORK *MEMORIAL HERMANN* |  |  | CONTROLLERINFUSIONPUMP-Alaris-Medley 8015 | [6 empty] | Verified as Rental |  |  | MHHS-Southeast
NO | YES |  |  |  | FFP1573 |  | CAREFUSION | 8015M |  |  | Rental | MHHS-Southeast |  |  |  | FFP1573 |  | Southeast & Bay Area |  | Rental | [7 empty] | CONTROLLERINFUSIONPUMP-Alaris-Medley 8015 |  | MEDLEY PCU W/NETWORK *MEMORIAL HERMANN* |  |  | CONTROLLERINFUSIONPUMP-Alaris-Medley 8015 | [6 empty] | Verified as Rental |  |  | MHHS-Southeast
NO | YES |  |  |  | FFP1574 |  | CAREFUSION | 8015M |  |  | Rental | MHHS-Southeast |  |  |  | FFP1574 |  | Southeast & Bay Area |  | Rental | [7 empty] | CONTROLLERINFUSIONPUMP-Alaris-Medley 8015 |  | MEDLEY PCU W/NETWORK *MEMORIAL HERMANN* |  |  | CONTROLLERINFUSIONPUMP-Alaris-Medley 8015 | [6 empty] | Verified as Rental |  |  | MHHS-Southeast
NO | YES |  |  |  | FFP1634 |  | CAREFUSION | 8015M |  |  | Rental | MHHS-Southeast |  |  |  | FFP1634 |  | Southeast & Bay Area |  | Rental | [7 empty] | CONTROLLERINFUSIONPUMP-Alaris-Medley 8015 |  | MEDLEY PCU W/NETWORK *MEMORIAL HERMANN* |  |  | CONTROLLERINFUSIONPUMP-Alaris-Medley 8015 | [6 empty] | Verified as Rental |  |  | MHHS-Southeast
NO | YES |  |  |  | FFP1659 |  | CAREFUSION | 8015M |  |  | Rental | MHHS-Southeast |  |  |  | FFP1659 |  | Southeast & Bay Area |  | Rental | [7 empty] | CONTROLLERINFUSIONPUMP-Alaris-Medley 8015 |  | MEDLEY PCU W/NETWORK *MEMORIAL HERMANN* |  |  | CONTROLLERINFUSIONPUMP-Alaris-Medley 8015 | [6 empty] | Verified as Rental |  |  | MHHS-Southeast
NO | YES |  |  |  | FFP1700 |  | CAREFUSION | 8015M |  |  | Rental | MHHS-Southeast |  |  |  | FFP1700 |  | Southeast & Bay Area |  | Rental | [7 empty] | CONTROLLERINFUSIONPUMP-Alaris-Medley 8015 |  | MEDLEY PCU W/NETWORK *MEMORIAL HERMANN* |  |  | CONTROLLERINFUSIONPUMP-Alaris-Medley 8015 | [6 empty] | Verified as Rental |  |  | MHHS-Southeast
NO | YES |  |  |  | FFP1714 |  | CAREFUSION | 8015M |  |  | Rental | MHHS-Southeast |  |  |  | FFP1714 |  | Southeast & Bay Area |  | Rental | [7 empty] | CONTROLLERINFUSIONPUMP-Alaris-Medley 8015 |  | MEDLEY PCU W/NETWORK *MEMORIAL HERMANN* |  |  | CONTROLLERINFUSIONPUMP-Alaris-Medley 8015 | [6 empty] | Verified as Rental |  |  | MHHS-Southeast
NO | YES |  |  |  | FFP1721 |  | CAREFUSION | 8015M |  |  | Rental | MHHS-Southeast |  |  |  | FFP1721 |  | Southeast & Bay Area |  | Rental | [7 empty] | CONTROLLERINFUSIONPUMP-Alaris-Medley 8015 |  | MEDLEY PCU W/NETWORK *MEMORIAL HERMANN* |  |  | CONTROLLERINFUSIONPUMP-Alaris-Medley 8015 | [6 empty] | Verified as Rental |  |  | MHHS-Southeast
NO | YES |  |  |  | FFP1722 |  | CAREFUSION | 8015M |  |  | Rental | MHHS-Southeast |  |  |  | FFP1722 |  | Southeast & Bay Area |  | Rental | [7 empty] | CONTROLLERINFUSIONPUMP-Alaris-Medley 8015 |  | MEDLEY PCU W/NETWORK *MEMORIAL HERMANN* |  |  | CONTROLLERINFUSIONPUMP-Alaris-Medley 8015 | [6 empty] | Verified as Rental |  |  | MHHS-Southeast
NO | YES |  |  |  | FFP1727 |  | CAREFUSION | 8015M |  |  | Rental | MHHS-Southeast |  |  |  | FFP1727 |  | Southeast & Bay Area |  | Rental | [7 empty] | CONTROLLERINFUSIONPUMP-Alaris-Medley 8015 |  | MEDLEY PCU W/NETWORK *MEMORIAL HERMANN* |  |  | CONTROLLERINFUSIONPUMP-Alaris-Medley 8015 | [6 empty] | Verified as Rental |  |  | MHHS-Southeast
NO | YES |  |  |  | FFP1753 |  | CAREFUSION | 8015M |  |  | Rental | MHHS-Southeast |  |  |  | FFP1753 |  | Southeast & Bay Area |  | Rental | [7 empty] | CONTROLLERINFUSIONPUMP-Alaris-Medley 8015 |  | MEDLEY PCU W/NETWORK *MEMORIAL HERMANN* |  |  | CONTROLLERINFUSIONPUMP-Alaris-Medley 8015 | [6 empty] | Verified as Rental |  |  | MHHS-Southeast
NO | YES |  |  |  | FFP1766 |  | CAREFUSION | 8015M |  |  | Rental | MHHS-Southeast |  |  |  | FFP1766 |  | Southeast & Bay Area |  | Rental | [7 empty] | CONTROLLERINFUSIONPUMP-Alaris-Medley 8015 |  | MEDLEY PCU W/NETWORK *MEMORIAL HERMANN* |  |  | CONTROLLERINFUSIONPUMP-Alaris-Medley 8015 | [6 empty] | Verified as Rental |  |  | MHHS-Southeast
NO | YES |  |  |  | FFP1775 |  | CAREFUSION | 8015M |  |  | Rental | MHHS-Southeast |  |  |  | FFP1775 |  | Southeast & Bay Area |  | Rental | [7 empty] | CONTROLLERINFUSIONPUMP-Alaris-Medley 8015 |  | MEDLEY PCU W/NETWORK *MEMORIAL HERMANN* |  |  | CONTROLLERINFUSIONPUMP-Alaris-Medley 8015 | [6 empty] | Verified as Rental |  |  | MHHS-Southeast
NO | YES |  |  |  | FFP1791 |  | CAREFUSION | 8015M |  |  | Rental | MHHS-Southeast |  |  |  | FFP1791 |  | Southeast & Bay Area |  | Rental | [7 empty] | CONTROLLERINFUSIONPUMP-Alaris-Medley 8015 |  | MEDLEY PCU W/NETWORK *MEMORIAL HERMANN* |  |  | CONTROLLERINFUSIONPUMP-Alaris-Medley 8015 | [6 empty] | Verified as Rental |  |  | MHHS-Southeast
NO | YES |  |  |  | FFP1811 |  | CAREFUSION | 8015M |  |  | Rental | MHHS-Southeast |  |  |  | FFP1811 |  | Southeast & Bay Area |  | Rental | [7 empty] | CONTROLLERINFUSIONPUMP-Alaris-Medley 8015 |  | MEDLEY PCU W/NETWORK *MEMORIAL HERMANN* |  |  | CONTROLLERINFUSIONPUMP-Alaris-Medley 8015 | [6 empty] | Verified as Rental |  |  | MHHS-Southeast
NO | YES |  |  |  | FFP1817 |  | CAREFUSION | 8015M |  |  | Rental | MHHS-Southeast |  |  |  | FFP1817 |  | Southeast & Bay Area |  | Rental | [7 empty] | CONTROLLERINFUSIONPUMP-Alaris-Medley 8015 |  | MEDLEY PCU W/NETWORK *MEMORIAL HERMANN* |  |  | CONTROLLERINFUSIONPUMP-Alaris-Medley 8015 | [6 empty] | Verified as Rental |  |  | MHHS-Southeast
NO | YES |  |  |  | FFP1823 |  | CAREFUSION | 8015M |  |  | Rental | MHHS-Southeast |  |  |  | FFP1823 |  | Southeast & Bay Area |  | Rental | [7 empty] | CONTROLLERINFUSIONPUMP-Alaris-Medley 8015 |  | MEDLEY PCU W/NETWORK *MEMORIAL HERMANN* |  |  | CONTROLLERINFUSIONPUMP-Alaris-Medley 8015 | [6 empty] | Verified as Rental |  |  | MHHS-Southeast
NO | YES |  |  |  | FFP1824 |  | CAREFUSION | 8015M |  |  | Rental | MHHS-Southeast |  |  |  | FFP1824 |  | Southeast & Bay Area |  | Rental | [7 empty] | CONTROLLERINFUSIONPUMP-Alaris-Medley 8015 |  | MEDLEY PCU W/NETWORK *MEMORIAL HERMANN* |  |  | CONTROLLERINFUSIONPUMP-Alaris-Medley 8015 | [6 empty] | Verified as Rental |  |  | MHHS-Southeast
NO | YES |  |  |  | FFP1831 |  | CAREFUSION | 8015M |  |  | Rental | MHHS-Southeast |  |  |  | FFP1831 |  | Southeast & Bay Area |  | Rental | [7 empty] | CONTROLLERINFUSIONPUMP-Alaris-Medley 8015 |  | MEDLEY PCU W/NETWORK *MEMORIAL HERMANN* |  |  | CONTROLLERINFUSIONPUMP-Alaris-Medley 8015 | [6 empty] | Verified as Rental |  |  | MHHS-Southeast
NO | YES |  |  |  | FFP1836 |  | CAREFUSION | 8015M |  |  | Rental | MHHS-Southeast |  |  |  | FFP1836 |  | Southeast & Bay Area |  | Rental | [7 empty] | CONTROLLERINFUSIONPUMP-Alaris-Medley 8015 |  | MEDLEY PCU W/NETWORK *MEMORIAL HERMANN* |  |  | CONTROLLERINFUSIONPUMP-Alaris-Medley 8015 | [6 empty] | Verified as Rental |  |  | MHHS-Southeast
NO | YES |  |  |  | FFP1841 |  | CAREFUSION | 8015M |  |  | Rental | MHHS-Southeast |  |  |  | FFP1841 |  | Southeast & Bay Area |  | Rental | [7 empty] | CONTROLLERINFUSIONPUMP-Alaris-Medley 8015 |  | MEDLEY PCU W/NETWORK *MEMORIAL HERMANN* |  |  | CONTROLLERINFUSIONPUMP-Alaris-Medley 8015 | [6 empty] | Verified as Rental |  |  | MHHS-Southeast
NO | YES |  |  |  | FFP1844 |  | CAREFUSION | 8015M |  |  | Rental | MHHS-Southeast |  |  |  | FFP1844 |  | Southeast & Bay Area |  | Rental | [7 empty] | CONTROLLERINFUSIONPUMP-Alaris-Medley 8015 |  | MEDLEY PCU W/NETWORK *MEMORIAL HERMANN* |  |  | CONTROLLERINFUSIONPUMP-Alaris-Medley 8015 | [6 empty] | Verified as Rental |  |  | MHHS-Southeast
NO | YES |  |  |  | FFP1852 |  | CAREFUSION | 8015M |  |  | Rental | MHHS-Southeast |  |  |  | FFP1852 |  | Southeast & Bay Area |  | Rental | [7 empty] | CONTROLLERINFUSIONPUMP-Alaris-Medley 8015 |  | MEDLEY PCU W/NETWORK *MEMORIAL HERMANN* |  |  | CONTROLLERINFUSIONPUMP-Alaris-Medley 8015 | [6 empty] | Verified as Rental |  |  | MHHS-Southeast
NO | YES |  |  |  | FFP1856 |  | CAREFUSION | 8015M |  |  | Rental | MHHS-Southeast |  |  |  | FFP1856 |  | Southeast & Bay Area |  | Rental | [7 empty] | CONTROLLERINFUSIONPUMP-Alaris-Medley 8015 |  | MEDLEY PCU W/NETWORK *MEMORIAL HERMANN* |  |  | CONTROLLERINFUSIONPUMP-Alaris-Medley 8015 | [6 empty] | Verified as Rental |  |  | MHHS-Southeast
NO | YES |  |  |  | FFP1862 |  | CAREFUSION | 8015M |  |  | Rental | MHHS-Southeast |  |  |  | FFP1862 |  | Southeast & Bay Area |  | Rental | [7 empty] | CONTROLLERINFUSIONPUMP-Alaris-Medley 8015 |  | MEDLEY PCU W/NETWORK *MEMORIAL HERMANN* |  |  | CONTROLLERINFUSIONPUMP-Alaris-Medley 8015 | [6 empty] | Verified as Rental |  |  | MHHS-Southeast
NO | YES |  |  |  | FFP1869 |  | CAREFUSION | 8015M |  |  | Rental | MHHS-Southeast |  |  |  | FFP1869 |  | Southeast & Bay Area |  | Rental | [7 empty] | CONTROLLERINFUSIONPUMP-Alaris-Medley 8015 |  | MEDLEY PCU W/NETWORK *MEMORIAL HERMANN* |  |  | CONTROLLERINFUSIONPUMP-Alaris-Medley 8015 | [6 empty] | Verified as Rental |  |  | MHHS-Southeast
NO | YES |  |  |  | FFP1877 |  | CAREFUSION | 8015M |  |  | Rental | MHHS-Southeast |  |  |  | FFP1877 |  | Southeast & Bay Area |  | Rental | [7 empty] | CONTROLLERINFUSIONPUMP-Alaris-Medley 8015 |  | MEDLEY PCU W/NETWORK *MEMORIAL HERMANN* |  |  | CONTROLLERINFUSIONPUMP-Alaris-Medley 8015 | [6 empty] | Verified as Rental |  |  | MHHS-Southeast
NO | YES |  |  |  | FFP1890 |  | CAREFUSION | 8015M |  |  | Rental | MHHS-Southeast |  |  |  | FFP1890 |  | Southeast & Bay Area |  | Rental | [7 empty] | CONTROLLERINFUSIONPUMP-Alaris-Medley 8015 |  | MEDLEY PCU W/NETWORK *MEMORIAL HERMANN* |  |  | CONTROLLERINFUSIONPUMP-Alaris-Medley 8015 | [6 empty] | Verified as Rental |  |  | MHHS-Southeast
NO | YES |  |  |  | FFP1893 |  | CAREFUSION | 8015M |  |  | Rental | MHHS-Southeast |  |  |  | FFP1893 |  | Southeast & Bay Area |  | Rental | [7 empty] | CONTROLLERINFUSIONPUMP-Alaris-Medley 8015 |  | MEDLEY PCU W/NETWORK *MEMORIAL HERMANN* |  |  | CONTROLLERINFUSIONPUMP-Alaris-Medley 8015 | [6 empty] | Verified as Rental |  |  | MHHS-Southeast
NO | YES |  |  |  | FFP1904 |  | CAREFUSION | 8015M |  |  | Rental | MHHS-Southeast |  |  |  | FFP1904 |  | Southeast & Bay Area |  | Rental | [7 empty] | CONTROLLERINFUSIONPUMP-Alaris-Medley 8015 |  | MEDLEY PCU W/NETWORK *MEMORIAL HERMANN* |  |  | CONTROLLERINFUSIONPUMP-Alaris-Medley 8015 | [6 empty] | Verified as Rental |  |  | MHHS-Southeast
NO | YES |  |  |  | FFP1907 |  | CAREFUSION | 8015M |  |  | Rental | MHHS-Southeast |  |  |  | FFP1907 |  | Southeast & Bay Area |  | Rental | [7 empty] | CONTROLLERINFUSIONPUMP-Alaris-Medley 8015 |  | MEDLEY PCU W/NETWORK *MEMORIAL HERMANN* |  |  | CONTROLLERINFUSIONPUMP-Alaris-Medley 8015 | [6 empty] | Verified as Rental |  |  | MHHS-Southeast
NO | YES |  |  |  | FFP1915 |  | CAREFUSION | 8015M |  |  | Rental | MHHS-Southeast |  |  |  | FFP1915 |  | Southeast & Bay Area |  | Rental | [7 empty] | CONTROLLERINFUSIONPUMP-Alaris-Medley 8015 |  | MEDLEY PCU W/NETWORK *MEMORIAL HERMANN* |  |  | CONTROLLERINFUSIONPUMP-Alaris-Medley 8015 | [6 empty] | Verified as Rental |  |  | MHHS-Southeast
NO | YES |  |  |  | FFP1918 |  | CAREFUSION | 8015M |  |  | Rental | MHHS-Southeast |  |  |  | FFP1918 |  | Southeast & Bay Area |  | Rental | [7 empty] | CONTROLLERINFUSIONPUMP-Alaris-Medley 8015 |  | MEDLEY PCU W/NETWORK *MEMORIAL HERMANN* |  |  | CONTROLLERINFUSIONPUMP-Alaris-Medley 8015 | [6 empty] | Verified as Rental |  |  | MHHS-Southeast
NO | YES |  |  |  | FFP1940 |  | CAREFUSION | 8015M |  |  | Rental | MHHS-Southeast |  |  |  | FFP1940 |  | Southeast & Bay Area |  | Rental | [7 empty] | CONTROLLERINFUSIONPUMP-Alaris-Medley 8015 |  | MEDLEY PCU W/NETWORK *MEMORIAL HERMANN* |  |  | CONTROLLERINFUSIONPUMP-Alaris-Medley 8015 | [6 empty] | Verified as Rental |  |  | MHHS-Southeast
NO | YES |  |  |  | FFP1943 |  | CAREFUSION | 8015M |  |  | Rental | MHHS-Southeast |  |  |  | FFP1943 |  | Southeast & Bay Area |  | Rental | [7 empty] | CONTROLLERINFUSIONPUMP-Alaris-Medley 8015 |  | MEDLEY PCU W/NETWORK *MEMORIAL HERMANN* |  |  | CONTROLLERINFUSIONPUMP-Alaris-Medley 8015 | [6 empty] | Verified as Rental |  |  | MHHS-Southeast
NO | YES |  |  |  | FFP1963 |  | CAREFUSION | 8015M |  |  | Rental | MHHS-Southeast |  |  |  | FFP1963 |  | Southeast & Bay Area |  | Rental | [7 empty] | CONTROLLERINFUSIONPUMP-Alaris-Medley 8015 |  | MEDLEY PCU W/NETWORK *MEMORIAL HERMANN* |  |  | CONTROLLERINFUSIONPUMP-Alaris-Medley 8015 | [6 empty] | Verified as Rental |  |  | MHHS-Southeast
NO | YES |  |  |  | FFP1977 |  | CAREFUSION | 8015M |  |  | Rental | MHHS-Southeast |  |  |  | FFP1977 |  | Southeast & Bay Area |  | Rental | [7 empty] | CONTROLLERINFUSIONPUMP-Alaris-Medley 8015 |  | MEDLEY PCU W/NETWORK *MEMORIAL HERMANN* |  |  | CONTROLLERINFUSIONPUMP-Alaris-Medley 8015 | [6 empty] | Verified as Rental |  |  | MHHS-Southeast
NO | YES |  |  |  | FFP1987 |  | CAREFUSION | 8015M |  |  | Rental | MHHS-Southeast |  |  |  | FFP1987 |  | Southeast & Bay Area |  | Rental | [7 empty] | CONTROLLERINFUSIONPUMP-Alaris-Medley 8015 |  | MEDLEY PCU W/NETWORK *MEMORIAL HERMANN* |  |  | CONTROLLERINFUSIONPUMP-Alaris-Medley 8015 | [6 empty] | Verified as Rental |  |  | MHHS-Southeast
NO | YES |  |  |  | FFP1990 |  | CAREFUSION | 8015M |  |  | Rental | MHHS-Southeast |  |  |  | FFP1990 |  | Southeast & Bay Area |  | Rental | [7 empty] | CONTROLLERINFUSIONPUMP-Alaris-Medley 8015 |  | MEDLEY PCU W/NETWORK *MEMORIAL HERMANN* |  |  | CONTROLLERINFUSIONPUMP-Alaris-Medley 8015 | [6 empty] | Verified as Rental |  |  | MHHS-Southeast
NO | YES |  |  |  | FFP2024 |  | CAREFUSION | 8015M |  |  | Rental | MHHS-Southeast |  |  |  | FFP2024 |  | Southeast & Bay Area |  | Rental | [7 empty] | CONTROLLERINFUSIONPUMP-Alaris-Medley 8015 |  | MEDLEY PCU W/NETWORK *MEMORIAL HERMANN* |  |  | CONTROLLERINFUSIONPUMP-Alaris-Medley 8015 | [6 empty] | Verified as Rental |  |  | MHHS-Southeast
NO | YES |  |  |  | FFP2061 |  | CAREFUSION | 8015M |  |  | Rental | MHHS-Southeast |  |  |  | FFP2061 |  | Southeast & Bay Area |  | Rental | [7 empty] | CONTROLLERINFUSIONPUMP-Alaris-Medley 8015 |  | MEDLEY PCU W/NETWORK *MEMORIAL HERMANN* |  |  | CONTROLLERINFUSIONPUMP-Alaris-Medley 8015 | [6 empty] | Verified as Rental |  |  | MHHS-Southeast
NO | YES |  |  |  | FFP2077 |  | CAREFUSION | 8015M |  |  | Rental | MHHS-Southeast |  |  |  | FFP2077 |  | Southeast & Bay Area |  | Rental | [7 empty] | CONTROLLERINFUSIONPUMP-Alaris-Medley 8015 |  | MEDLEY PCU W/NETWORK *MEMORIAL HERMANN* |  |  | CONTROLLERINFUSIONPUMP-Alaris-Medley 8015 | [6 empty] | Verified as Rental |  |  | MHHS-Southeast
NO | YES |  |  |  | FFP2083 |  | CAREFUSION | 8015M |  |  | Rental | MHHS-Southeast |  |  |  | FFP2083 |  | Southeast & Bay Area |  | Rental | [7 empty] | CONTROLLERINFUSIONPUMP-Alaris-Medley 8015 |  | MEDLEY PCU W/NETWORK *MEMORIAL HERMANN* |  |  | CONTROLLERINFUSIONPUMP-Alaris-Medley 8015 | [6 empty] | Verified as Rental |  |  | MHHS-Southeast
NO | YES |  |  |  | FFP2086 |  | CAREFUSION | 8015M |  |  | Rental | MHHS-Southeast |  |  |  | FFP2086 |  | Southeast & Bay Area |  | Rental | [7 empty] | CONTROLLERINFUSIONPUMP-Alaris-Medley 8015 |  | MEDLEY PCU W/NETWORK *MEMORIAL HERMANN* |  |  | CONTROLLERINFUSIONPUMP-Alaris-Medley 8015 | [6 empty] | Verified as Rental |  |  | MHHS-Southeast
NO | YES |  |  |  | FFP2128 |  | CAREFUSION | 8015M |  |  | Rental | MHHS-Southeast |  |  |  | FFP2128 |  | Southeast & Bay Area |  | Rental | [7 empty] | CONTROLLERINFUSIONPUMP-Alaris-Medley 8015 |  | MEDLEY PCU W/NETWORK *MEMORIAL HERMANN* |  |  | CONTROLLERINFUSIONPUMP-Alaris-Medley 8015 | [6 empty] | Verified as Rental |  |  | MHHS-Southeast
NO | YES |  |  |  | FFP2130 |  | CAREFUSION | 8015M |  |  | Rental | MHHS-Southeast |  |  |  | FFP2130 |  | Southeast & Bay Area |  | Rental | [7 empty] | CONTROLLERINFUSIONPUMP-Alaris-Medley 8015 |  | MEDLEY PCU W/NETWORK *MEMORIAL HERMANN* |  |  | CONTROLLERINFUSIONPUMP-Alaris-Medley 8015 | [6 empty] | Verified as Rental |  |  | MHHS-Southeast
NO | YES |  |  |  | FFP2132 |  | CAREFUSION | 8015M |  |  | Rental | MHHS-Southeast |  |  |  | FFP2132 |  | Southeast & Bay Area |  | Rental | [7 empty] | CONTROLLERINFUSIONPUMP-Alaris-Medley 8015 |  | MEDLEY PCU W/NETWORK *MEMORIAL HERMANN* |  |  | CONTROLLERINFUSIONPUMP-Alaris-Medley 8015 | [6 empty] | Verified as Rental |  |  | MHHS-Southeast
NO | YES |  |  |  | FFP2134 |  | CAREFUSION | 8015M |  |  | Rental | MHHS-Southeast |  |  |  | FFP2134 |  | Southeast & Bay Area |  | Rental | [7 empty] | CONTROLLERINFUSIONPUMP-Alaris-Medley 8015 |  | MEDLEY PCU W/NETWORK *MEMORIAL HERMANN* |  |  | CONTROLLERINFUSIONPUMP-Alaris-Medley 8015 | [6 empty] | Verified as Rental |  |  | MHHS-Southeast
NO | YES |  |  |  | FFP2159 |  | CAREFUSION | 8015M |  |  | Rental | MHHS-Southeast |  |  |  | FFP2159 |  | Southeast & Bay Area |  | Rental | [7 empty] | CONTROLLERINFUSIONPUMP-Alaris-Medley 8015 |  | MEDLEY PCU W/NETWORK *MEMORIAL HERMANN* |  |  | CONTROLLERINFUSIONPUMP-Alaris-Medley 8015 | [6 empty] | Verified as Rental |  |  | MHHS-Southeast
NO | YES |  |  |  | FFP2188 |  | CAREFUSION | 8015M |  |  | Rental | MHHS-Southeast |  |  |  | FFP2188 |  | Southeast & Bay Area |  | Rental | [7 empty] | CONTROLLERINFUSIONPUMP-Alaris-Medley 8015 |  | MEDLEY PCU W/NETWORK *MEMORIAL HERMANN* |  |  | CONTROLLERINFUSIONPUMP-Alaris-Medley 8015 | [6 empty] | Verified as Rental |  |  | MHHS-Southeast
NO | YES |  |  |  | FFP2189 |  | CAREFUSION | 8015M |  |  | Rental | MHHS-Southeast |  |  |  | FFP2189 |  | Southeast & Bay Area |  | Rental | [7 empty] | CONTROLLERINFUSIONPUMP-Alaris-Medley 8015 |  | MEDLEY PCU W/NETWORK *MEMORIAL HERMANN* |  |  | CONTROLLERINFUSIONPUMP-Alaris-Medley 8015 | [6 empty] | Verified as Rental |  |  | MHHS-Southeast
NO | YES |  |  |  | FFP2198 |  | CAREFUSION | 8015M |  |  | Rental | MHHS-Southeast |  |  |  | FFP2198 |  | Southeast & Bay Area |  | Rental | [7 empty] | CONTROLLERINFUSIONPUMP-Alaris-Medley 8015 |  | MEDLEY PCU W/NETWORK *MEMORIAL HERMANN* |  |  | CONTROLLERINFUSIONPUMP-Alaris-Medley 8015 | [6 empty] | Verified as Rental |  |  | MHHS-Southeast
NO | YES |  |  |  | FFP2210 |  | CAREFUSION | 8015M |  |  | Rental | MHHS-Southeast |  |  |  | FFP2210 |  | Southeast & Bay Area |  | Rental | [7 empty] | CONTROLLERINFUSIONPUMP-Alaris-Medley 8015 |  | MEDLEY PCU W/NETWORK *MEMORIAL HERMANN* |  |  | CONTROLLERINFUSIONPUMP-Alaris-Medley 8015 | [6 empty] | Verified as Rental |  |  | MHHS-Southeast
NO | YES |  |  |  | FFP2211 |  | CAREFUSION | 8015M |  |  | Rental | MHHS-Southeast |  |  |  | FFP2211 |  | Southeast & Bay Area |  | Rental | [7 empty] | CONTROLLERINFUSIONPUMP-Alaris-Medley 8015 |  | MEDLEY PCU W/NETWORK *MEMORIAL HERMANN* |  |  | CONTROLLERINFUSIONPUMP-Alaris-Medley 8015 | [6 empty] | Verified as Rental |  |  | MHHS-Southeast
NO | YES |  |  |  | FFP2229 |  | CAREFUSION | 8015M |  |  | Rental | MHHS-Southeast |  |  |  | FFP2229 |  | Southeast & Bay Area |  | Rental | [7 empty] | CONTROLLERINFUSIONPUMP-Alaris-Medley 8015 |  | MEDLEY PCU W/NETWORK *MEMORIAL HERMANN* |  |  | CONTROLLERINFUSIONPUMP-Alaris-Medley 8015 | [6 empty] | Verified as Rental |  |  | MHHS-Southeast
NO | YES |  |  |  | FFP2258 |  | CAREFUSION | 8015M |  |  | Rental | MHHS-Southeast |  |  |  | FFP2258 |  | Southeast & Bay Area |  | Rental | [7 empty] | CONTROLLERINFUSIONPUMP-Alaris-Medley 8015 |  | MEDLEY PCU W/NETWORK *MEMORIAL HERMANN* |  |  | CONTROLLERINFUSIONPUMP-Alaris-Medley 8015 | [6 empty] | Verified as Rental |  |  | MHHS-Southeast
NO | YES |  |  |  | FFP2276 |  | CAREFUSION | 8015M |  |  | Rental | MHHS-Southeast |  |  |  | FFP2276 |  | Southeast & Bay Area |  | Rental | [7 empty] | CONTROLLERINFUSIONPUMP-Alaris-Medley 8015 |  | MEDLEY PCU W/NETWORK *MEMORIAL HERMANN* |  |  | CONTROLLERINFUSIONPUMP-Alaris-Medley 8015 | [6 empty] | Verified as Rental |  |  | MHHS-Southeast
NO | YES |  |  |  | FFP2289 |  | CAREFUSION | 8015M |  |  | Rental | MHHS-Southeast |  |  |  | FFP2289 |  | Southeast & Bay Area |  | Rental | [7 empty] | CONTROLLERINFUSIONPUMP-Alaris-Medley 8015 |  | MEDLEY PCU W/NETWORK *MEMORIAL HERMANN* |  |  | CONTROLLERINFUSIONPUMP-Alaris-Medley 8015 | [6 empty] | Verified as Rental |  |  | MHHS-Southeast
NO | YES |  |  |  | FFP2303 |  | CAREFUSION | 8015M |  |  | Rental | MHHS-Southeast |  |  |  | FFP2303 |  | Southeast & Bay Area |  | Rental | [7 empty] | CONTROLLERINFUSIONPUMP-Alaris-Medley 8015 |  | MEDLEY PCU W/NETWORK *MEMORIAL HERMANN* |  |  | CONTROLLERINFUSIONPUMP-Alaris-Medley 8015 | [6 empty] | Verified as Rental |  |  | MHHS-Southeast
NO | YES |  |  |  | FFP2316 |  | CAREFUSION | 8015M |  |  | Rental | MHHS-Southeast |  |  |  | FFP2316 |  | Southeast & Bay Area |  | Rental | [7 empty] | CONTROLLERINFUSIONPUMP-Alaris-Medley 8015 |  | MEDLEY PCU W/NETWORK *MEMORIAL HERMANN* |  |  | CONTROLLERINFUSIONPUMP-Alaris-Medley 8015 | [6 empty] | Verified as Rental |  |  | MHHS-Southeast
NO | YES |  |  |  | FFP2340 |  | CAREFUSION | 8015M |  |  | Rental | MHHS-Southeast |  |  |  | FFP2340 |  | Southeast & Bay Area |  | Rental | [7 empty] | CONTROLLERINFUSIONPUMP-Alaris-Medley 8015 |  | MEDLEY PCU W/NETWORK *MEMORIAL HERMANN* |  |  | CONTROLLERINFUSIONPUMP-Alaris-Medley 8015 | [6 empty] | Verified as Rental |  |  | MHHS-Southeast
NO | YES |  |  |  | FFP2357 |  | CAREFUSION | 8015M |  |  | Rental | MHHS-Southeast |  |  |  | FFP2357 |  | Southeast & Bay Area |  | Rental | [7 empty] | CONTROLLERINFUSIONPUMP-Alaris-Medley 8015 |  | MEDLEY PCU W/NETWORK *MEMORIAL HERMANN* |  |  | CONTROLLERINFUSIONPUMP-Alaris-Medley 8015 | [6 empty] | Verified as Rental |  |  | MHHS-Southeast
NO | YES |  |  |  | FFP2358 |  | CAREFUSION | 8015M |  |  | Rental | MHHS-Southeast |  |  |  | FFP2358 |  | Southeast & Bay Area |  | Rental | [7 empty] | CONTROLLERINFUSIONPUMP-Alaris-Medley 8015 |  | MEDLEY PCU W/NETWORK *MEMORIAL HERMANN* |  |  | CONTROLLERINFUSIONPUMP-Alaris-Medley 8015 | [6 empty] | Verified as Rental |  |  | MHHS-Southeast
NO | YES |  |  |  | FFP2361 |  | CAREFUSION | 8015M |  |  | Rental | MHHS-Southeast |  |  |  | FFP2361 |  | Southeast & Bay Area |  | Rental | [7 empty] | CONTROLLERINFUSIONPUMP-Alaris-Medley 8015 |  | MEDLEY PCU W/NETWORK *MEMORIAL HERMANN* |  |  | CONTROLLERINFUSIONPUMP-Alaris-Medley 8015 | [6 empty] | Verified as Rental |  |  | MHHS-Southeast
NO | YES |  |  |  | FFP2372 |  | CAREFUSION | 8015M |  |  | Rental | MHHS-Southeast |  |  |  | FFP2372 |  | Southeast & Bay Area |  | Rental | [7 empty] | CONTROLLERINFUSIONPUMP-Alaris-Medley 8015 |  | MEDLEY PCU W/NETWORK *MEMORIAL HERMANN* |  |  | CONTROLLERINFUSIONPUMP-Alaris-Medley 8015 | [6 empty] | Verified as Rental |  |  | MHHS-Southeast
NO | YES |  |  |  | FFP2378 |  | CAREFUSION | 8015M |  |  | Rental | MHHS-Southeast |  |  |  | FFP2378 |  | Southeast & Bay Area |  | Rental | [7 empty] | CONTROLLERINFUSIONPUMP-Alaris-Medley 8015 |  | MEDLEY PCU W/NETWORK *MEMORIAL HERMANN* |  |  | CONTROLLERINFUSIONPUMP-Alaris-Medley 8015 | [6 empty] | Verified as Rental |  |  | MHHS-Southeast
NO | YES |  |  |  | FFP2428 |  | CAREFUSION | 8015M |  |  | Rental | MHHS-Southeast |  |  |  | FFP2428 |  | Southeast & Bay Area |  | Rental | [7 empty] | CONTROLLERINFUSIONPUMP-Alaris-Medley 8015 |  | MEDLEY PCU W/NETWORK *MEMORIAL HERMANN* |  |  | CONTROLLERINFUSIONPUMP-Alaris-Medley 8015 | [6 empty] | Verified as Rental |  |  | MHHS-Southeast
NO | YES |  |  |  | FFP2429 |  | CAREFUSION | 8015M |  |  | Rental | MHHS-Southeast |  |  |  | FFP2429 |  | Southeast & Bay Area |  | Rental | [7 empty] | CONTROLLERINFUSIONPUMP-Alaris-Medley 8015 |  | MEDLEY PCU W/NETWORK *MEMORIAL HERMANN* |  |  | CONTROLLERINFUSIONPUMP-Alaris-Medley 8015 | [6 empty] | Verified as Rental |  |  | MHHS-Southeast
NO | YES |  |  |  | FFP2431 |  | CAREFUSION | 8015M |  |  | Rental | MHHS-Southeast |  |  |  | FFP2431 |  | Southeast & Bay Area |  | Rental | [7 empty] | CONTROLLERINFUSIONPUMP-Alaris-Medley 8015 |  | MEDLEY PCU W/NETWORK *MEMORIAL HERMANN* |  |  | CONTROLLERINFUSIONPUMP-Alaris-Medley 8015 | [6 empty] | Verified as Rental |  |  | MHHS-Southeast
NO | YES |  |  |  | FFP2449 |  | CAREFUSION | 8015M |  |  | Rental | MHHS-Southeast |  |  |  | FFP2449 |  | Southeast & Bay Area |  | Rental | [7 empty] | CONTROLLERINFUSIONPUMP-Alaris-Medley 8015 |  | MEDLEY PCU W/NETWORK *MEMORIAL HERMANN* |  |  | CONTROLLERINFUSIONPUMP-Alaris-Medley 8015 | [6 empty] | Verified as Rental |  |  | MHHS-Southeast
NO | YES |  |  |  | FFP2459 |  | CAREFUSION | 8015M |  |  | Rental | MHHS-Southeast |  |  |  | FFP2459 |  | Southeast & Bay Area |  | Rental | [7 empty] | CONTROLLERINFUSIONPUMP-Alaris-Medley 8015 |  | MEDLEY PCU W/NETWORK *MEMORIAL HERMANN* |  |  | CONTROLLERINFUSIONPUMP-Alaris-Medley 8015 | [6 empty] | Verified as Rental |  |  | MHHS-Southeast
NO | YES |  |  |  | FFP2465 |  | CAREFUSION | 8015M |  |  | Rental | MHHS-Southeast |  |  |  | FFP2465 |  | Southeast & Bay Area |  | Rental | [7 empty] | CONTROLLERINFUSIONPUMP-Alaris-Medley 8015 |  | MEDLEY PCU W/NETWORK *MEMORIAL HERMANN* |  |  | CONTROLLERINFUSIONPUMP-Alaris-Medley 8015 | [6 empty] | Verified as Rental |  |  | MHHS-Southeast
NO | YES |  |  |  | FFP2476 |  | CAREFUSION | 8015M |  |  | Rental | MHHS-Southeast |  |  |  | FFP2476 |  | Southeast & Bay Area |  | Rental | [7 empty] | CONTROLLERINFUSIONPUMP-Alaris-Medley 8015 |  | MEDLEY PCU W/NETWORK *MEMORIAL HERMANN* |  |  | CONTROLLERINFUSIONPUMP-Alaris-Medley 8015 | [6 empty] | Verified as Rental |  |  | MHHS-Southeast
NO | YES |  |  |  | FFP2481 |  | CAREFUSION | 8015M |  |  | Rental | MHHS-Southeast |  |  |  | FFP2481 |  | Southeast & Bay Area |  | Rental | [7 empty] | CONTROLLERINFUSIONPUMP-Alaris-Medley 8015 |  | MEDLEY PCU W/NETWORK *MEMORIAL HERMANN* |  |  | CONTROLLERINFUSIONPUMP-Alaris-Medley 8015 | [6 empty] | Verified as Rental |  |  | MHHS-Southeast
NO | YES |  |  |  | FFP2485 |  | CAREFUSION | 8015M |  |  | Rental | MHHS-Southeast |  |  |  | FFP2485 |  | Southeast & Bay Area |  | Rental | [7 empty] | CONTROLLERINFUSIONPUMP-Alaris-Medley 8015 |  | MEDLEY PCU W/NETWORK *MEMORIAL HERMANN* |  |  | CONTROLLERINFUSIONPUMP-Alaris-Medley 8015 | [6 empty] | Verified as Rental |  |  | MHHS-Southeast
NO | YES |  |  |  | FFP2490 |  | CAREFUSION | 8015M |  |  | Rental | MHHS-Southeast |  |  |  | FFP2490 |  | Southeast & Bay Area |  | Rental | [7 empty] | CONTROLLERINFUSIONPUMP-Alaris-Medley 8015 |  | MEDLEY PCU W/NETWORK *MEMORIAL HERMANN* |  |  | CONTROLLERINFUSIONPUMP-Alaris-Medley 8015 | [6 empty] | Verified as Rental |  |  | MHHS-Southeast
NO | YES |  |  |  | FFP2497 |  | CAREFUSION | 8015M |  |  | Rental | MHHS-Southeast |  |  |  | FFP2497 |  | Southeast & Bay Area |  | Rental | [7 empty] | CONTROLLERINFUSIONPUMP-Alaris-Medley 8015 |  | MEDLEY PCU W/NETWORK *MEMORIAL HERMANN* |  |  | CONTROLLERINFUSIONPUMP-Alaris-Medley 8015 | [6 empty] | Verified as Rental |  |  | MHHS-Southeast
NO | YES |  |  |  | FFP2547 |  | CAREFUSION | 8015M |  |  | Rental | MHHS-Southeast |  |  |  | FFP2547 |  | Southeast & Bay Area |  | Rental | [7 empty] | CONTROLLERINFUSIONPUMP-Alaris-Medley 8015 |  | MEDLEY PCU W/NETWORK *MEMORIAL HERMANN* |  |  | CONTROLLERINFUSIONPUMP-Alaris-Medley 8015 | [6 empty] | Verified as Rental |  |  | MHHS-Southeast
NO | YES |  |  |  | FFP2558 |  | CAREFUSION | 8015M |  |  | Rental | MHHS-Southeast |  |  |  | FFP2558 |  | Southeast & Bay Area |  | Rental | [7 empty] | CONTROLLERINFUSIONPUMP-Alaris-Medley 8015 |  | MEDLEY PCU W/NETWORK *MEMORIAL HERMANN* |  |  | CONTROLLERINFUSIONPUMP-Alaris-Medley 8015 | [6 empty] | Verified as Rental |  |  | MHHS-Southeast
NO | YES |  |  |  | FFP2561 |  | CAREFUSION | 8015M |  |  | Rental | MHHS-Southeast |  |  |  | FFP2561 |  | Southeast & Bay Area |  | Rental | [7 empty] | CONTROLLERINFUSIONPUMP-Alaris-Medley 8015 |  | MEDLEY PCU W/NETWORK *MEMORIAL HERMANN* |  |  | CONTROLLERINFUSIONPUMP-Alaris-Medley 8015 | [6 empty] | Verified as Rental |  |  | MHHS-Southeast
NO | YES |  |  |  | FFP2566 |  | CAREFUSION | 8015M |  |  | Rental | MHHS-Southeast |  |  |  | FFP2566 |  | Southeast & Bay Area |  | Rental | [7 empty] | CONTROLLERINFUSIONPUMP-Alaris-Medley 8015 |  | MEDLEY PCU W/NETWORK *MEMORIAL HERMANN* |  |  | CONTROLLERINFUSIONPUMP-Alaris-Medley 8015 | [6 empty] | Verified as Rental |  |  | MHHS-Southeast
NO | YES |  |  |  | FFP2569 |  | CAREFUSION | 8015M |  |  | Rental | MHHS-Southeast |  |  |  | FFP2569 |  | Southeast & Bay Area |  | Rental | [7 empty] | CONTROLLERINFUSIONPUMP-Alaris-Medley 8015 |  | MEDLEY PCU W/NETWORK *MEMORIAL HERMANN* |  |  | CONTROLLERINFUSIONPUMP-Alaris-Medley 8015 | [6 empty] | Verified as Rental |  |  | MHHS-Southeast
NO | YES |  |  |  | FFP2580 |  | CAREFUSION | 8015M |  |  | Rental | MHHS-Southeast |  |  |  | FFP2580 |  | Southeast & Bay Area |  | Rental | [7 empty] | CONTROLLERINFUSIONPUMP-Alaris-Medley 8015 |  | MEDLEY PCU W/NETWORK *MEMORIAL HERMANN* |  |  | CONTROLLERINFUSIONPUMP-Alaris-Medley 8015 | [6 empty] | Verified as Rental |  |  | MHHS-Southeast
NO | YES |  |  |  | FFP2631 |  | CAREFUSION | 8015M |  |  | Rental | MHHS-Southeast |  |  |  | FFP2631 |  | Southeast & Bay Area |  | Rental | [7 empty] | CONTROLLERINFUSIONPUMP-Alaris-Medley 8015 |  | MEDLEY PCU W/NETWORK *MEMORIAL HERMANN* |  |  | CONTROLLERINFUSIONPUMP-Alaris-Medley 8015 | [6 empty] | Verified as Rental |  |  | MHHS-Southeast
NO | YES |  |  |  | FFP2656 |  | CAREFUSION | 8015M |  |  | Rental | MHHS-Southeast |  |  |  | FFP2656 |  | Southeast & Bay Area |  | Rental | [7 empty] | CONTROLLERINFUSIONPUMP-Alaris-Medley 8015 |  | MEDLEY PCU W/NETWORK *MEMORIAL HERMANN* |  |  | CONTROLLERINFUSIONPUMP-Alaris-Medley 8015 | [6 empty] | Verified as Rental |  |  | MHHS-Southeast
NO | YES |  |  |  | FFP2659 |  | CAREFUSION | 8015M |  |  | Rental | MHHS-Southeast |  |  |  | FFP2659 |  | Southeast & Bay Area |  | Rental | [7 empty] | CONTROLLERINFUSIONPUMP-Alaris-Medley 8015 |  | MEDLEY PCU W/NETWORK *MEMORIAL HERMANN* |  |  | CONTROLLERINFUSIONPUMP-Alaris-Medley 8015 | [6 empty] | Verified as Rental |  |  | MHHS-Southeast
NO | YES |  |  |  | FFP2661 |  | CAREFUSION | 8015M |  |  | Rental | MHHS-Southeast |  |  |  | FFP2661 |  | Southeast & Bay Area |  | Rental | [7 empty] | CONTROLLERINFUSIONPUMP-Alaris-Medley 8015 |  | MEDLEY PCU W/NETWORK *MEMORIAL HERMANN* |  |  | CONTROLLERINFUSIONPUMP-Alaris-Medley 8015 | [6 empty] | Verified as Rental |  |  | MHHS-Southeast
NO | YES |  |  |  | FFP2682 |  | CAREFUSION | 8015M |  |  | Rental | MHHS-Southeast |  |  |  | FFP2682 |  | Southeast & Bay Area |  | Rental | [7 empty] | CONTROLLERINFUSIONPUMP-Alaris-Medley 8015 |  | MEDLEY PCU W/NETWORK *MEMORIAL HERMANN* |  |  | CONTROLLERINFUSIONPUMP-Alaris-Medley 8015 | [6 empty] | Verified as Rental |  |  | MHHS-Southeast
NO | YES |  |  |  | FFP2712 |  | CAREFUSION | 8015M |  |  | Rental | MHHS-Southeast |  |  |  | FFP2712 |  | Southeast & Bay Area |  | Rental | [7 empty] | CONTROLLERINFUSIONPUMP-Alaris-Medley 8015 |  | MEDLEY PCU W/NETWORK *MEMORIAL HERMANN* |  |  | CONTROLLERINFUSIONPUMP-Alaris-Medley 8015 | [6 empty] | Verified as Rental |  |  | MHHS-Southeast
NO | YES |  |  |  | FFP2738 |  | CAREFUSION | 8015M |  |  | Rental | MHHS-Southeast |  |  |  | FFP2738 |  | Southeast & Bay Area |  | Rental | [7 empty] | CONTROLLERINFUSIONPUMP-Alaris-Medley 8015 |  | MEDLEY PCU W/NETWORK *MEMORIAL HERMANN* |  |  | CONTROLLERINFUSIONPUMP-Alaris-Medley 8015 | [6 empty] | Verified as Rental |  |  | MHHS-Southeast
NO | YES |  |  |  | FFP2742 |  | CAREFUSION | 8015M |  |  | Rental | MHHS-Southeast |  |  |  | FFP2742 |  | Southeast & Bay Area |  | Rental | [7 empty] | CONTROLLERINFUSIONPUMP-Alaris-Medley 8015 |  | MEDLEY PCU W/NETWORK *MEMORIAL HERMANN* |  |  | CONTROLLERINFUSIONPUMP-Alaris-Medley 8015 | [6 empty] | Verified as Rental |  |  | MHHS-Southeast
NO | YES |  |  |  | FFP2768 |  | CAREFUSION | 8015M |  |  | Rental | MHHS-Southeast |  |  |  | FFP2768 |  | Southeast & Bay Area |  | Rental | [7 empty] | CONTROLLERINFUSIONPUMP-Alaris-Medley 8015 |  | MEDLEY PCU W/NETWORK *MEMORIAL HERMANN* |  |  | CONTROLLERINFUSIONPUMP-Alaris-Medley 8015 | [6 empty] | Verified as Rental |  |  | MHHS-Southeast
NO | YES |  |  |  | FFP2771 |  | CAREFUSION | 8015M |  |  | Rental | MHHS-Southeast |  |  |  | FFP2771 |  | Southeast & Bay Area |  | Rental | [7 empty] | CONTROLLERINFUSIONPUMP-Alaris-Medley 8015 |  | MEDLEY PCU W/NETWORK *MEMORIAL HERMANN* |  |  | CONTROLLERINFUSIONPUMP-Alaris-Medley 8015 | [6 empty] | Verified as Rental |  |  | MHHS-Southeast
NO | YES |  |  |  | FFP2790 |  | CAREFUSION | 8015M |  |  | Rental | MHHS-Southeast |  |  |  | FFP2790 |  | Southeast & Bay Area |  | Rental | [7 empty] | CONTROLLERINFUSIONPUMP-Alaris-Medley 8015 |  | MEDLEY PCU W/NETWORK *MEMORIAL HERMANN* |  |  | CONTROLLERINFUSIONPUMP-Alaris-Medley 8015 | [6 empty] | Verified as Rental |  |  | MHHS-Southeast
NO | YES |  |  |  | FFP2799 |  | CAREFUSION | 8015M |  |  | Rental | MHHS-Southeast |  |  |  | FFP2799 |  | Southeast & Bay Area |  | Rental | [7 empty] | CONTROLLERINFUSIONPUMP-Alaris-Medley 8015 |  | MEDLEY PCU W/NETWORK *MEMORIAL HERMANN* |  |  | CONTROLLERINFUSIONPUMP-Alaris-Medley 8015 | [6 empty] | Verified as Rental |  |  | MHHS-Southeast
NO | YES |  |  |  | FFP2800 |  | CAREFUSION | 8015M |  |  | Rental | MHHS-Southeast |  |  |  | FFP2800 |  | Southeast & Bay Area |  | Rental | [7 empty] | CONTROLLERINFUSIONPUMP-Alaris-Medley 8015 |  | MEDLEY PCU W/NETWORK *MEMORIAL HERMANN* |  |  | CONTROLLERINFUSIONPUMP-Alaris-Medley 8015 | [6 empty] | Verified as Rental |  |  | MHHS-Southeast
NO | YES |  |  |  | FFP2816 |  | CAREFUSION | 8015M |  |  | Rental | MHHS-Southeast |  |  |  | FFP2816 |  | Southeast & Bay Area |  | Rental | [7 empty] | CONTROLLERINFUSIONPUMP-Alaris-Medley 8015 |  | MEDLEY PCU W/NETWORK *MEMORIAL HERMANN* |  |  | CONTROLLERINFUSIONPUMP-Alaris-Medley 8015 | [6 empty] | Verified as Rental |  |  | MHHS-Southeast
NO | YES |  |  |  | FFP2847 |  | CAREFUSION | 8015M |  |  | Rental | MHHS-Southeast |  |  |  | FFP2847 |  | Southeast & Bay Area |  | Rental | [7 empty] | CONTROLLERINFUSIONPUMP-Alaris-Medley 8015 |  | MEDLEY PCU W/NETWORK *MEMORIAL HERMANN* |  |  | CONTROLLERINFUSIONPUMP-Alaris-Medley 8015 | [6 empty] | Verified as Rental |  |  | MHHS-Southeast
NO | YES |  |  |  | FFP2855 |  | CAREFUSION | 8015M |  |  | Rental | MHHS-Southeast |  |  |  | FFP2855 |  | Southeast & Bay Area |  | Rental | [7 empty] | CONTROLLERINFUSIONPUMP-Alaris-Medley 8015 |  | MEDLEY PCU W/NETWORK *MEMORIAL HERMANN* |  |  | CONTROLLERINFUSIONPUMP-Alaris-Medley 8015 | [6 empty] | Verified as Rental |  |  | MHHS-Southeast
NO | YES |  |  |  | FFP2864 |  | CAREFUSION | 8015M |  |  | Rental | MHHS-Southeast |  |  |  | FFP2864 |  | Southeast & Bay Area |  | Rental | [7 empty] | CONTROLLERINFUSIONPUMP-Alaris-Medley 8015 |  | MEDLEY PCU W/NETWORK *MEMORIAL HERMANN* |  |  | CONTROLLERINFUSIONPUMP-Alaris-Medley 8015 | [6 empty] | Verified as Rental |  |  | MHHS-Southeast
NO | YES |  |  |  | FFP2872 |  | CAREFUSION | 8015M |  |  | Rental | MHHS-Southeast |  |  |  | FFP2872 |  | Southeast & Bay Area |  | Rental | [7 empty] | CONTROLLERINFUSIONPUMP-Alaris-Medley 8015 |  | MEDLEY PCU W/NETWORK *MEMORIAL HERMANN* |  |  | CONTROLLERINFUSIONPUMP-Alaris-Medley 8015 | [6 empty] | Verified as Rental |  |  | MHHS-Southeast
NO | YES |  |  |  | FFP2879 |  | CAREFUSION | 8015M |  |  | Rental | MHHS-Southeast |  |  |  | FFP2879 |  | Southeast & Bay Area |  | Rental | [7 empty] | CONTROLLERINFUSIONPUMP-Alaris-Medley 8015 |  | MEDLEY PCU W/NETWORK *MEMORIAL HERMANN* |  |  | CONTROLLERINFUSIONPUMP-Alaris-Medley 8015 | [6 empty] | Verified as Rental |  |  | MHHS-Southeast
NO | YES |  |  |  | FFP2887 |  | CAREFUSION | 8015M |  |  | Rental | MHHS-Southeast |  |  |  | FFP2887 |  | Southeast & Bay Area |  | Rental | [7 empty] | CONTROLLERINFUSIONPUMP-Alaris-Medley 8015 |  | MEDLEY PCU W/NETWORK *MEMORIAL HERMANN* |  |  | CONTROLLERINFUSIONPUMP-Alaris-Medley 8015 | [6 empty] | Verified as Rental |  |  | MHHS-Southeast
NO | YES |  |  |  | FFP2891 |  | CAREFUSION | 8015M |  |  | Rental | MHHS-Southeast |  |  |  | FFP2891 |  | Southeast & Bay Area |  | Rental | [7 empty] | CONTROLLERINFUSIONPUMP-Alaris-Medley 8015 |  | MEDLEY PCU W/NETWORK *MEMORIAL HERMANN* |  |  | CONTROLLERINFUSIONPUMP-Alaris-Medley 8015 | [6 empty] | Verified as Rental |  |  | MHHS-Southeast
NO | YES |  |  |  | FFP2903 |  | CAREFUSION | 8015M |  |  | Rental | MHHS-Southeast |  |  |  | FFP2903 |  | Southeast & Bay Area |  | Rental | [7 empty] | CONTROLLERINFUSIONPUMP-Alaris-Medley 8015 |  | MEDLEY PCU W/NETWORK *MEMORIAL HERMANN* |  |  | CONTROLLERINFUSIONPUMP-Alaris-Medley 8015 | [6 empty] | Verified as Rental |  |  | MHHS-Southeast
NO | YES |  |  |  | FFP2910 |  | CAREFUSION | 8015M |  |  | Rental | MHHS-Southeast |  |  |  | FFP2910 |  | Southeast & Bay Area |  | Rental | [7 empty] | CONTROLLERINFUSIONPUMP-Alaris-Medley 8015 |  | MEDLEY PCU W/NETWORK *MEMORIAL HERMANN* |  |  | CONTROLLERINFUSIONPUMP-Alaris-Medley 8015 | [6 empty] | Verified as Rental |  |  | MHHS-Southeast
NO | YES |  |  |  | FFP2932 |  | CAREFUSION | 8015M |  |  | Rental | MHHS-Southeast |  |  |  | FFP2932 |  | Southeast & Bay Area |  | Rental | [7 empty] | CONTROLLERINFUSIONPUMP-Alaris-Medley 8015 |  | MEDLEY PCU W/NETWORK *MEMORIAL HERMANN* |  |  | CONTROLLERINFUSIONPUMP-Alaris-Medley 8015 | [6 empty] | Verified as Rental |  |  | MHHS-Southeast
NO | YES |  |  |  | FFP2933 |  | CAREFUSION | 8015M |  |  | Rental | MHHS-Southeast |  |  |  | FFP2933 |  | Southeast & Bay Area |  | Rental | [7 empty] | CONTROLLERINFUSIONPUMP-Alaris-Medley 8015 |  | MEDLEY PCU W/NETWORK *MEMORIAL HERMANN* |  |  | CONTROLLERINFUSIONPUMP-Alaris-Medley 8015 | [6 empty] | Verified as Rental |  |  | MHHS-Southeast
NO | YES |  |  |  | FFP2945 |  | CAREFUSION | 8015M |  |  | Rental | MHHS-Southeast |  |  |  | FFP2945 |  | Southeast & Bay Area |  | Rental | [7 empty] | CONTROLLERINFUSIONPUMP-Alaris-Medley 8015 |  | MEDLEY PCU W/NETWORK *MEMORIAL HERMANN* |  |  | CONTROLLERINFUSIONPUMP-Alaris-Medley 8015 | [6 empty] | Verified as Rental |  |  | MHHS-Southeast
NO | YES |  |  |  | FFP2954 |  | CAREFUSION | 8015M |  |  | Rental | MHHS-Southeast |  |  |  | FFP2954 |  | Southeast & Bay Area |  | Rental | [7 empty] | CONTROLLERINFUSIONPUMP-Alaris-Medley 8015 |  | MEDLEY PCU W/NETWORK *MEMORIAL HERMANN* |  |  | CONTROLLERINFUSIONPUMP-Alaris-Medley 8015 | [6 empty] | Verified as Rental |  |  | MHHS-Southeast
NO | YES |  |  |  | FFP2959 |  | CAREFUSION | 8015M |  |  | Rental | MHHS-Southeast |  |  |  | FFP2959 |  | Southeast & Bay Area |  | Rental | [7 empty] | CONTROLLERINFUSIONPUMP-Alaris-Medley 8015 |  | MEDLEY PCU W/NETWORK *MEMORIAL HERMANN* |  |  | CONTROLLERINFUSIONPUMP-Alaris-Medley 8015 | [6 empty] | Verified as Rental |  |  | MHHS-Southeast
NO | YES |  |  |  | FFP2973 |  | CAREFUSION | 8015M |  |  | Rental | MHHS-Southeast |  |  |  | FFP2973 |  | Southeast & Bay Area |  | Rental | [7 empty] | CONTROLLERINFUSIONPUMP-Alaris-Medley 8015 |  | MEDLEY PCU W/NETWORK *MEMORIAL HERMANN* |  |  | CONTROLLERINFUSIONPUMP-Alaris-Medley 8015 | [6 empty] | Verified as Rental |  |  | MHHS-Southeast
NO | YES |  |  |  | FFP2977 |  | CAREFUSION | 8015M |  |  | Rental | MHHS-Southeast |  |  |  | FFP2977 |  | Southeast & Bay Area |  | Rental | [7 empty] | CONTROLLERINFUSIONPUMP-Alaris-Medley 8015 |  | MEDLEY PCU W/NETWORK *MEMORIAL HERMANN* |  |  | CONTROLLERINFUSIONPUMP-Alaris-Medley 8015 | [6 empty] | Verified as Rental |  |  | MHHS-Southeast
NO | YES |  |  |  | FFP2992 |  | CAREFUSION | 8015M |  |  | Rental | MHHS-Southeast |  |  |  | FFP2992 |  | Southeast & Bay Area |  | Rental | [7 empty] | CONTROLLERINFUSIONPUMP-Alaris-Medley 8015 |  | MEDLEY PCU W/NETWORK *MEMORIAL HERMANN* |  |  | CONTROLLERINFUSIONPUMP-Alaris-Medley 8015 | [6 empty] | Verified as Rental |  |  | MHHS-Southeast
NO | YES |  |  |  | FFP2995 |  | CAREFUSION | 8015M |  |  | Rental | MHHS-Southeast |  |  |  | FFP2995 |  | Southeast & Bay Area |  | Rental | [7 empty] | CONTROLLERINFUSIONPUMP-Alaris-Medley 8015 |  | MEDLEY PCU W/NETWORK *MEMORIAL HERMANN* |  |  | CONTROLLERINFUSIONPUMP-Alaris-Medley 8015 | [6 empty] | Verified as Rental |  |  | MHHS-Southeast
NO | YES |  |  |  | FFP2998 |  | CAREFUSION | 8015M |  |  | Rental | MHHS-Southeast |  |  |  | FFP2998 |  | Southeast & Bay Area |  | Rental | [7 empty] | CONTROLLERINFUSIONPUMP-Alaris-Medley 8015 |  | MEDLEY PCU W/NETWORK *MEMORIAL HERMANN* |  |  | CONTROLLERINFUSIONPUMP-Alaris-Medley 8015 | [6 empty] | Verified as Rental |  |  | MHHS-Southeast
NO | YES |  |  |  | FFP3004 |  | CAREFUSION | 8015M |  |  | Rental | MHHS-Southeast |  |  |  | FFP3004 |  | Southeast & Bay Area |  | Rental | [7 empty] | CONTROLLERINFUSIONPUMP-Alaris-Medley 8015 |  | MEDLEY PCU W/NETWORK *MEMORIAL HERMANN* |  |  | CONTROLLERINFUSIONPUMP-Alaris-Medley 8015 | [6 empty] | Verified as Rental |  |  | MHHS-Southeast
NO | YES |  |  |  | FFP3019 |  | CAREFUSION | 8015M |  |  | Rental | MHHS-Southeast |  |  |  | FFP3019 |  | Southeast & Bay Area |  | Rental | [7 empty] | CONTROLLERINFUSIONPUMP-Alaris-Medley 8015 |  | MEDLEY PCU W/NETWORK *MEMORIAL HERMANN* |  |  | CONTROLLERINFUSIONPUMP-Alaris-Medley 8015 | [6 empty] | Verified as Rental |  |  | MHHS-Southeast
NO | YES |  |  |  | FFP3028 |  | CAREFUSION | 8015M |  |  | Rental | MHHS-Southeast |  |  |  | FFP3028 |  | Southeast & Bay Area |  | Rental | [7 empty] | CONTROLLERINFUSIONPUMP-Alaris-Medley 8015 |  | MEDLEY PCU W/NETWORK *MEMORIAL HERMANN* |  |  | CONTROLLERINFUSIONPUMP-Alaris-Medley 8015 | [6 empty] | Verified as Rental |  |  | MHHS-Southeast
NO | YES |  |  |  | FFP3044 |  | CAREFUSION | 8015M |  |  | Rental | MHHS-Southeast |  |  |  | FFP3044 |  | Southeast & Bay Area |  | Rental | [7 empty] | CONTROLLERINFUSIONPUMP-Alaris-Medley 8015 |  | MEDLEY PCU W/NETWORK *MEMORIAL HERMANN* |  |  | CONTROLLERINFUSIONPUMP-Alaris-Medley 8015 | [6 empty] | Verified as Rental |  |  | MHHS-Southeast
NO | YES |  |  |  | FFP3067 |  | CAREFUSION | 8015M |  |  | Rental | MHHS-Southeast |  |  |  | FFP3067 |  | Southeast & Bay Area |  | Rental | [7 empty] | CONTROLLERINFUSIONPUMP-Alaris-Medley 8015 |  | MEDLEY PCU W/NETWORK *MEMORIAL HERMANN* |  |  | CONTROLLERINFUSIONPUMP-Alaris-Medley 8015 | [6 empty] | Verified as Rental |  |  | MHHS-Southeast
NO | YES |  |  |  | FFP3080 |  | CAREFUSION | 8015M |  |  | Rental | MHHS-Southeast |  |  |  | FFP3080 |  | Southeast & Bay Area |  | Rental | [7 empty] | CONTROLLERINFUSIONPUMP-Alaris-Medley 8015 |  | MEDLEY PCU W/NETWORK *MEMORIAL HERMANN* |  |  | CONTROLLERINFUSIONPUMP-Alaris-Medley 8015 | [6 empty] | Verified as Rental |  |  | MHHS-Southeast
NO | YES |  |  |  | FFP3086 |  | CAREFUSION | 8015M |  |  | Rental | MHHS-Southeast |  |  |  | FFP3086 |  | Southeast & Bay Area |  | Rental | [7 empty] | CONTROLLERINFUSIONPUMP-Alaris-Medley 8015 |  | MEDLEY PCU W/NETWORK *MEMORIAL HERMANN* |  |  | CONTROLLERINFUSIONPUMP-Alaris-Medley 8015 | [6 empty] | Verified as Rental |  |  | MHHS-Southeast
NO | YES |  |  |  | FFP3088 |  | CAREFUSION | 8015M |  |  | Rental | MHHS-Southeast |  |  |  | FFP3088 |  | Southeast & Bay Area |  | Rental | [7 empty] | CONTROLLERINFUSIONPUMP-Alaris-Medley 8015 |  | MEDLEY PCU W/NETWORK *MEMORIAL HERMANN* |  |  | CONTROLLERINFUSIONPUMP-Alaris-Medley 8015 | [6 empty] | Verified as Rental |  |  | MHHS-Southeast
NO | YES |  |  |  | FFP3091 |  | CAREFUSION | 8015M |  |  | Rental | MHHS-Southeast |  |  |  | FFP3091 |  | Southeast & Bay Area |  | Rental | [7 empty] | CONTROLLERINFUSIONPUMP-Alaris-Medley 8015 |  | MEDLEY PCU W/NETWORK *MEMORIAL HERMANN* |  |  | CONTROLLERINFUSIONPUMP-Alaris-Medley 8015 | [6 empty] | Verified as Rental |  |  | MHHS-Southeast
NO | YES |  |  |  | FFP3096 |  | CAREFUSION | 8015M |  |  | Rental | MHHS-Southeast |  |  |  | FFP3096 |  | Southeast & Bay Area |  | Rental | [7 empty] | CONTROLLERINFUSIONPUMP-Alaris-Medley 8015 |  | MEDLEY PCU W/NETWORK *MEMORIAL HERMANN* |  |  | CONTROLLERINFUSIONPUMP-Alaris-Medley 8015 | [6 empty] | Verified as Rental |  |  | MHHS-Southeast
NO | YES |  |  |  | FFP3135 |  | CAREFUSION | 8015M |  |  | Rental | MHHS-Southeast |  |  |  | FFP3135 |  | Southeast & Bay Area |  | Rental | [7 empty] | CONTROLLERINFUSIONPUMP-Alaris-Medley 8015 |  | MEDLEY PCU W/NETWORK *MEMORIAL HERMANN* |  |  | CONTROLLERINFUSIONPUMP-Alaris-Medley 8015 | [6 empty] | Verified as Rental |  |  | MHHS-Southeast
NO | YES |  |  |  | FFP3138 |  | CAREFUSION | 8015M |  |  | Rental | MHHS-Southeast |  |  |  | FFP3138 |  | Southeast & Bay Area |  | Rental | [7 empty] | CONTROLLERINFUSIONPUMP-Alaris-Medley 8015 |  | MEDLEY PCU W/NETWORK *MEMORIAL HERMANN* |  |  | CONTROLLERINFUSIONPUMP-Alaris-Medley 8015 | [6 empty] | Verified as Rental |  |  | MHHS-Southeast
NO | YES |  |  |  | FFP3158 |  | CAREFUSION | 8015M |  |  | Rental | MHHS-Southeast |  |  |  | FFP3158 |  | Southeast & Bay Area |  | Rental | [7 empty] | CONTROLLERINFUSIONPUMP-Alaris-Medley 8015 |  | MEDLEY PCU W/NETWORK *MEMORIAL HERMANN* |  |  | CONTROLLERINFUSIONPUMP-Alaris-Medley 8015 | [6 empty] | Verified as Rental |  |  | MHHS-Southeast
NO | YES |  |  |  | FFP3165 |  | CAREFUSION | 8015M |  |  | Rental | MHHS-Southeast |  |  |  | FFP3165 |  | Southeast & Bay Area |  | Rental | [7 empty] | CONTROLLERINFUSIONPUMP-Alaris-Medley 8015 |  | MEDLEY PCU W/NETWORK *MEMORIAL HERMANN* |  |  | CONTROLLERINFUSIONPUMP-Alaris-Medley 8015 | [6 empty] | Verified as Rental |  |  | MHHS-Southeast
NO | YES |  |  |  | FFP3172 |  | CAREFUSION | 8015M |  |  | Rental | MHHS-Southeast |  |  |  | FFP3172 |  | Southeast & Bay Area |  | Rental | [7 empty] | CONTROLLERINFUSIONPUMP-Alaris-Medley 8015 |  | MEDLEY PCU W/NETWORK *MEMORIAL HERMANN* |  |  | CONTROLLERINFUSIONPUMP-Alaris-Medley 8015 | [6 empty] | Verified as Rental |  |  | MHHS-Southeast
NO | YES |  |  |  | FFP3176 |  | CAREFUSION | 8015M |  |  | Rental | MHHS-Southeast |  |  |  | FFP3176 |  | Southeast & Bay Area |  | Rental | [7 empty] | CONTROLLERINFUSIONPUMP-Alaris-Medley 8015 |  | MEDLEY PCU W/NETWORK *MEMORIAL HERMANN* |  |  | CONTROLLERINFUSIONPUMP-Alaris-Medley 8015 | [6 empty] | Verified as Rental |  |  | MHHS-Southeast
NO | YES |  |  |  | FFP3179 |  | CAREFUSION | 8015M |  |  | Rental | MHHS-Southeast |  |  |  | FFP3179 |  | Southeast & Bay Area |  | Rental | [7 empty] | CONTROLLERINFUSIONPUMP-Alaris-Medley 8015 |  | MEDLEY PCU W/NETWORK *MEMORIAL HERMANN* |  |  | CONTROLLERINFUSIONPUMP-Alaris-Medley 8015 | [6 empty] | Verified as Rental |  |  | MHHS-Southeast
NO | YES |  |  |  | FFP3189 |  | CAREFUSION | 8015M |  |  | Rental | MHHS-Southeast |  |  |  | FFP3189 |  | Southeast & Bay Area |  | Rental | [7 empty] | CONTROLLERINFUSIONPUMP-Alaris-Medley 8015 |  | MEDLEY PCU W/NETWORK *MEMORIAL HERMANN* |  |  | CONTROLLERINFUSIONPUMP-Alaris-Medley 8015 | [6 empty] | Verified as Rental |  |  | MHHS-Southeast
NO | YES |  |  |  | FFP3194 |  | CAREFUSION | 8015M |  |  | Rental | MHHS-Southeast |  |  |  | FFP3194 |  | Southeast & Bay Area |  | Rental | [7 empty] | CONTROLLERINFUSIONPUMP-Alaris-Medley 8015 |  | MEDLEY PCU W/NETWORK *MEMORIAL HERMANN* |  |  | CONTROLLERINFUSIONPUMP-Alaris-Medley 8015 | [6 empty] | Verified as Rental |  |  | MHHS-Southeast
NO | YES |  |  |  | FFP3197 |  | CAREFUSION | 8015M |  |  | Rental | MHHS-Southeast |  |  |  | FFP3197 |  | Southeast & Bay Area |  | Rental | [7 empty] | CONTROLLERINFUSIONPUMP-Alaris-Medley 8015 |  | MEDLEY PCU W/NETWORK *MEMORIAL HERMANN* |  |  | CONTROLLERINFUSIONPUMP-Alaris-Medley 8015 | [6 empty] | Verified as Rental |  |  | MHHS-Southeast
NO | YES |  |  |  | FFP3202 |  | CAREFUSION | 8015M |  |  | Rental | MHHS-Southeast |  |  |  | FFP3202 |  | Southeast & Bay Area |  | Rental | [7 empty] | CONTROLLERINFUSIONPUMP-Alaris-Medley 8015 |  | MEDLEY PCU W/NETWORK *MEMORIAL HERMANN* |  |  | CONTROLLERINFUSIONPUMP-Alaris-Medley 8015 | [6 empty] | Verified as Rental |  |  | MHHS-Southeast
NO | YES |  |  |  | FFP3243 |  | CAREFUSION | 8015M |  |  | Rental | MHHS-Southeast |  |  |  | FFP3243 |  | Southeast & Bay Area |  | Rental | [7 empty] | CONTROLLERINFUSIONPUMP-Alaris-Medley 8015 |  | MEDLEY PCU W/NETWORK *MEMORIAL HERMANN* |  |  | CONTROLLERINFUSIONPUMP-Alaris-Medley 8015 | [6 empty] | Verified as Rental |  |  | MHHS-Southeast
NO | YES |  |  |  | FFP3258 |  | CAREFUSION | 8015M |  |  | Rental | MHHS-Southeast |  |  |  | FFP3258 |  | Southeast & Bay Area |  | Rental | [7 empty] | CONTROLLERINFUSIONPUMP-Alaris-Medley 8015 |  | MEDLEY PCU W/NETWORK *MEMORIAL HERMANN* |  |  | CONTROLLERINFUSIONPUMP-Alaris-Medley 8015 | [6 empty] | Verified as Rental |  |  | MHHS-Southeast
NO | YES |  |  |  | FFP3266 |  | CAREFUSION | 8015M |  |  | Rental | MHHS-Southeast |  |  |  | FFP3266 |  | Southeast & Bay Area |  | Rental | [7 empty] | CONTROLLERINFUSIONPUMP-Alaris-Medley 8015 |  | MEDLEY PCU W/NETWORK *MEMORIAL HERMANN* |  |  | CONTROLLERINFUSIONPUMP-Alaris-Medley 8015 | [6 empty] | Verified as Rental |  |  | MHHS-Southeast
NO | YES |  |  |  | FFP3272 |  | CAREFUSION | 8015M |  |  | Rental | MHHS-Southeast |  |  |  | FFP3272 |  | Southeast & Bay Area |  | Rental | [7 empty] | CONTROLLERINFUSIONPUMP-Alaris-Medley 8015 |  | MEDLEY PCU W/NETWORK *MEMORIAL HERMANN* |  |  | CONTROLLERINFUSIONPUMP-Alaris-Medley 8015 | [6 empty] | Verified as Rental |  |  | MHHS-Southeast
NO | YES |  |  |  | FFP3295 |  | CAREFUSION | 8015M |  |  | Rental | MHHS-Southeast |  |  |  | FFP3295 |  | Southeast & Bay Area |  | Rental | [7 empty] | CONTROLLERINFUSIONPUMP-Alaris-Medley 8015 |  | MEDLEY PCU W/NETWORK *MEMORIAL HERMANN* |  |  | CONTROLLERINFUSIONPUMP-Alaris-Medley 8015 | [6 empty] | Verified as Rental |  |  | MHHS-Southeast
NO | YES |  |  |  | FFP3296 |  | CAREFUSION | 8015M |  |  | Rental | MHHS-Southeast |  |  |  | FFP3296 |  | Southeast & Bay Area |  | Rental | [7 empty] | CONTROLLERINFUSIONPUMP-Alaris-Medley 8015 |  | MEDLEY PCU W/NETWORK *MEMORIAL HERMANN* |  |  | CONTROLLERINFUSIONPUMP-Alaris-Medley 8015 | [6 empty] | Verified as Rental |  |  | MHHS-Southeast
NO | YES |  |  |  | FFP3306 |  | CAREFUSION | 8015M |  |  | Rental | MHHS-Southeast |  |  |  | FFP3306 |  | Southeast & Bay Area |  | Rental | [7 empty] | CONTROLLERINFUSIONPUMP-Alaris-Medley 8015 |  | MEDLEY PCU W/NETWORK *MEMORIAL HERMANN* |  |  | CONTROLLERINFUSIONPUMP-Alaris-Medley 8015 | [6 empty] | Verified as Rental |  |  | MHHS-Southeast
NO | YES |  |  |  | FFP3328 |  | CAREFUSION | 8015M |  |  | Rental | MHHS-Southeast |  |  |  | FFP3328 |  | Southeast & Bay Area |  | Rental | [7 empty] | CONTROLLERINFUSIONPUMP-Alaris-Medley 8015 |  | MEDLEY PCU W/NETWORK *MEMORIAL HERMANN* |  |  | CONTROLLERINFUSIONPUMP-Alaris-Medley 8015 | [6 empty] | Verified as Rental |  |  | MHHS-Southeast
NO | YES |  |  |  | FFP3340 |  | CAREFUSION | 8015M |  |  | Rental | MHHS-Southeast |  |  |  | FFP3340 |  | Southeast & Bay Area |  | Rental | [7 empty] | CONTROLLERINFUSIONPUMP-Alaris-Medley 8015 |  | MEDLEY PCU W/NETWORK *MEMORIAL HERMANN* |  |  | CONTROLLERINFUSIONPUMP-Alaris-Medley 8015 | [6 empty] | Verified as Rental |  |  | MHHS-Southeast
NO | YES |  |  |  | FFP3344 |  | CAREFUSION | 8015M |  |  | Rental | MHHS-Southeast |  |  |  | FFP3344 |  | Southeast & Bay Area |  | Rental | [7 empty] | CONTROLLERINFUSIONPUMP-Alaris-Medley 8015 |  | MEDLEY PCU W/NETWORK *MEMORIAL HERMANN* |  |  | CONTROLLERINFUSIONPUMP-Alaris-Medley 8015 | [6 empty] | Verified as Rental |  |  | MHHS-Southeast
NO | YES |  |  |  | FFP3346 |  | CAREFUSION | 8015M |  |  | Rental | MHHS-Southeast |  |  |  | FFP3346 |  | Southeast & Bay Area |  | Rental | [7 empty] | CONTROLLERINFUSIONPUMP-Alaris-Medley 8015 |  | MEDLEY PCU W/NETWORK *MEMORIAL HERMANN* |  |  | CONTROLLERINFUSIONPUMP-Alaris-Medley 8015 | [6 empty] | Verified as Rental |  |  | MHHS-Southeast
NO | YES |  |  |  | FFP3369 |  | CAREFUSION | 8015M |  |  | Rental | MHHS-Southeast |  |  |  | FFP3369 |  | Southeast & Bay Area |  | Rental | [7 empty] | CONTROLLERINFUSIONPUMP-Alaris-Medley 8015 |  | MEDLEY PCU W/NETWORK *MEMORIAL HERMANN* |  |  | CONTROLLERINFUSIONPUMP-Alaris-Medley 8015 | [6 empty] | Verified as Rental |  |  | MHHS-Southeast
NO | YES |  |  |  | FFP3406 |  | CAREFUSION | 8015M |  |  | Rental | MHHS-Southeast |  |  |  | FFP3406 |  | Southeast & Bay Area |  | Rental | [7 empty] | CONTROLLERINFUSIONPUMP-Alaris-Medley 8015 |  | MEDLEY PCU W/NETWORK *MEMORIAL HERMANN* |  |  | CONTROLLERINFUSIONPUMP-Alaris-Medley 8015 | [6 empty] | Verified as Rental |  |  | MHHS-Southeast
NO | YES |  |  |  | FFP3409 |  | CAREFUSION | 8015M |  |  | Rental | MHHS-Southeast |  |  |  | FFP3409 |  | Southeast & Bay Area |  | Rental | [7 empty] | CONTROLLERINFUSIONPUMP-Alaris-Medley 8015 |  | MEDLEY PCU W/NETWORK *MEMORIAL HERMANN* |  |  | CONTROLLERINFUSIONPUMP-Alaris-Medley 8015 | [6 empty] | Verified as Rental |  |  | MHHS-Southeast
NO | YES |  |  |  | FFP3427 |  | CAREFUSION | 8015M |  |  | Rental | MHHS-Southeast |  |  |  | FFP3427 |  | Southeast & Bay Area |  | Rental | [7 empty] | CONTROLLERINFUSIONPUMP-Alaris-Medley 8015 |  | MEDLEY PCU W/NETWORK *MEMORIAL HERMANN* |  |  | CONTROLLERINFUSIONPUMP-Alaris-Medley 8015 | [6 empty] | Verified as Rental |  |  | MHHS-Southeast
NO | YES |  |  |  | FFP3432 |  | CAREFUSION | 8015M |  |  | Rental | MHHS-Southeast |  |  |  | FFP3432 |  | Southeast & Bay Area |  | Rental | [7 empty] | CONTROLLERINFUSIONPUMP-Alaris-Medley 8015 |  | MEDLEY PCU W/NETWORK *MEMORIAL HERMANN* |  |  | CONTROLLERINFUSIONPUMP-Alaris-Medley 8015 | [6 empty] | Verified as Rental |  |  | MHHS-Southeast
NO | YES |  |  |  | FFP3441 |  | CAREFUSION | 8015M |  |  | Rental | MHHS-Southeast |  |  |  | FFP3441 |  | Southeast & Bay Area |  | Rental | [7 empty] | CONTROLLERINFUSIONPUMP-Alaris-Medley 8015 |  | MEDLEY PCU W/NETWORK *MEMORIAL HERMANN* |  |  | CONTROLLERINFUSIONPUMP-Alaris-Medley 8015 | [6 empty] | Verified as Rental |  |  | MHHS-Southeast
NO | YES |  |  |  | FFP3443 |  | CAREFUSION | 8015M |  |  | Rental | MHHS-Southeast |  |  |  | FFP3443 |  | Southeast & Bay Area |  | Rental | [7 empty] | CONTROLLERINFUSIONPUMP-Alaris-Medley 8015 |  | MEDLEY PCU W/NETWORK *MEMORIAL HERMANN* |  |  | CONTROLLERINFUSIONPUMP-Alaris-Medley 8015 | [6 empty] | Verified as Rental |  |  | MHHS-Southeast
NO | YES |  |  |  | FFP3444 |  | CAREFUSION | 8015M |  |  | Rental | MHHS-Southeast |  |  |  | FFP3444 |  | Southeast & Bay Area |  | Rental | [7 empty] | CONTROLLERINFUSIONPUMP-Alaris-Medley 8015 |  | MEDLEY PCU W/NETWORK *MEMORIAL HERMANN* |  |  | CONTROLLERINFUSIONPUMP-Alaris-Medley 8015 | [6 empty] | Verified as Rental |  |  | MHHS-Southeast
NO | YES |  |  |  | FFP3445 |  | CAREFUSION | 8015M |  |  | Rental | MHHS-Southeast |  |  |  | FFP3445 |  | Southeast & Bay Area |  | Rental | [7 empty] | CONTROLLERINFUSIONPUMP-Alaris-Medley 8015 |  | MEDLEY PCU W/NETWORK *MEMORIAL HERMANN* |  |  | CONTROLLERINFUSIONPUMP-Alaris-Medley 8015 | [6 empty] | Verified as Rental |  |  | MHHS-Southeast
NO | YES |  |  |  | FFP3453 |  | CAREFUSION | 8015M |  |  | Rental | MHHS-Southeast |  |  |  | FFP3453 |  | Southeast & Bay Area |  | Rental | [7 empty] | CONTROLLERINFUSIONPUMP-Alaris-Medley 8015 |  | MEDLEY PCU W/NETWORK *MEMORIAL HERMANN* |  |  | CONTROLLERINFUSIONPUMP-Alaris-Medley 8015 | [6 empty] | Verified as Rental |  |  | MHHS-Southeast
NO | YES |  |  |  | FFP3455 |  | CAREFUSION | 8015M |  |  | Rental | MHHS-Southeast |  |  |  | FFP3455 |  | Southeast & Bay Area |  | Rental | [7 empty] | CONTROLLERINFUSIONPUMP-Alaris-Medley 8015 |  | MEDLEY PCU W/NETWORK *MEMORIAL HERMANN* |  |  | CONTROLLERINFUSIONPUMP-Alaris-Medley 8015 | [6 empty] | Verified as Rental |  |  | MHHS-Southeast
NO | YES |  |  |  | FFP3465 |  | CAREFUSION | 8015M |  |  | Rental | MHHS-Southeast |  |  |  | FFP3465 |  | Southeast & Bay Area |  | Rental | [7 empty] | CONTROLLERINFUSIONPUMP-Alaris-Medley 8015 |  | MEDLEY PCU W/NETWORK *MEMORIAL HERMANN* |  |  | CONTROLLERINFUSIONPUMP-Alaris-Medley 8015 | [6 empty] | Verified as Rental |  |  | MHHS-Southeast
NO | YES |  |  |  | FFP3478 |  | CAREFUSION | 8015M |  |  | Rental | MHHS-Southeast |  |  |  | FFP3478 |  | Southeast & Bay Area |  | Rental | [7 empty] | CONTROLLERINFUSIONPUMP-Alaris-Medley 8015 |  | MEDLEY PCU W/NETWORK *MEMORIAL HERMANN* |  |  | CONTROLLERINFUSIONPUMP-Alaris-Medley 8015 | [6 empty] | Verified as Rental |  |  | MHHS-Southeast
NO | YES |  |  |  | FFP3487 |  | CAREFUSION | 8015M |  |  | Rental | MHHS-Southeast |  |  |  | FFP3487 |  | Southeast & Bay Area |  | Rental | [7 empty] | CONTROLLERINFUSIONPUMP-Alaris-Medley 8015 |  | MEDLEY PCU W/NETWORK *MEMORIAL HERMANN* |  |  | CONTROLLERINFUSIONPUMP-Alaris-Medley 8015 | [6 empty] | Verified as Rental |  |  | MHHS-Southeast
NO | YES |  |  |  | FFP3520 |  | CAREFUSION | 8015M |  |  | Rental | MHHS-Southeast |  |  |  | FFP3520 |  | Southeast & Bay Area |  | Rental | [7 empty] | CONTROLLERINFUSIONPUMP-Alaris-Medley 8015 |  | MEDLEY PCU W/NETWORK *MEMORIAL HERMANN* |  |  | CONTROLLERINFUSIONPUMP-Alaris-Medley 8015 | [6 empty] | Verified as Rental |  |  | MHHS-Southeast
NO | YES |  |  |  | FFP3522 |  | CAREFUSION | 8015M |  |  | Rental | MHHS-Southeast |  |  |  | FFP3522 |  | Southeast & Bay Area |  | Rental | [7 empty] | CONTROLLERINFUSIONPUMP-Alaris-Medley 8015 |  | MEDLEY PCU W/NETWORK *MEMORIAL HERMANN* |  |  | CONTROLLERINFUSIONPUMP-Alaris-Medley 8015 | [6 empty] | Verified as Rental |  |  | MHHS-Southeast
NO | YES |  |  |  | FFP3528 |  | CAREFUSION | 8015M |  |  | Rental | MHHS-Southeast |  |  |  | FFP3528 |  | Southeast & Bay Area |  | Rental | [7 empty] | CONTROLLERINFUSIONPUMP-Alaris-Medley 8015 |  | MEDLEY PCU W/NETWORK *MEMORIAL HERMANN* |  |  | CONTROLLERINFUSIONPUMP-Alaris-Medley 8015 | [6 empty] | Verified as Rental |  |  | MHHS-Southeast
NO | YES |  |  |  | FFP3542 |  | CAREFUSION | 8015M |  |  | Rental | MHHS-Southeast |  |  |  | FFP3542 |  | Southeast & Bay Area |  | Rental | [7 empty] | CONTROLLERINFUSIONPUMP-Alaris-Medley 8015 |  | MEDLEY PCU W/NETWORK *MEMORIAL HERMANN* |  |  | CONTROLLERINFUSIONPUMP-Alaris-Medley 8015 | [6 empty] | Verified as Rental |  |  | MHHS-Southeast
NO | YES |  |  |  | FFP3547 |  | CAREFUSION | 8015M |  |  | Rental | MHHS-Southeast |  |  |  | FFP3547 |  | Southeast & Bay Area |  | Rental | [7 empty] | CONTROLLERINFUSIONPUMP-Alaris-Medley 8015 |  | MEDLEY PCU W/NETWORK *MEMORIAL HERMANN* |  |  | CONTROLLERINFUSIONPUMP-Alaris-Medley 8015 | [6 empty] | Verified as Rental |  |  | MHHS-Southeast
NO | YES |  |  |  | FFP3552 |  | CAREFUSION | 8015M |  |  | Rental | MHHS-Southeast |  |  |  | FFP3552 |  | Southeast & Bay Area |  | Rental | [7 empty] | CONTROLLERINFUSIONPUMP-Alaris-Medley 8015 |  | MEDLEY PCU W/NETWORK *MEMORIAL HERMANN* |  |  | CONTROLLERINFUSIONPUMP-Alaris-Medley 8015 | [6 empty] | Verified as Rental |  |  | MHHS-Southeast
NO | YES |  |  |  | FFP3577 |  | CAREFUSION | 8015M |  |  | Rental | MHHS-Southeast |  |  |  | FFP3577 |  | Southeast & Bay Area |  | Rental | [7 empty] | CONTROLLERINFUSIONPUMP-Alaris-Medley 8015 |  | MEDLEY PCU W/NETWORK *MEMORIAL HERMANN* |  |  | CONTROLLERINFUSIONPUMP-Alaris-Medley 8015 | [6 empty] | Verified as Rental |  |  | MHHS-Southeast
NO | YES |  |  |  | FFP3579 |  | CAREFUSION | 8015M |  |  | Rental | MHHS-Southeast |  |  |  | FFP3579 |  | Southeast & Bay Area |  | Rental | [7 empty] | CONTROLLERINFUSIONPUMP-Alaris-Medley 8015 |  | MEDLEY PCU W/NETWORK *MEMORIAL HERMANN* |  |  | CONTROLLERINFUSIONPUMP-Alaris-Medley 8015 | [6 empty] | Verified as Rental |  |  | MHHS-Southeast
NO | YES |  |  |  | FFP3582 |  | CAREFUSION | 8015M |  |  | Rental | MHHS-Southeast |  |  |  | FFP3582 |  | Southeast & Bay Area |  | Rental | [7 empty] | CONTROLLERINFUSIONPUMP-Alaris-Medley 8015 |  | MEDLEY PCU W/NETWORK *MEMORIAL HERMANN* |  |  | CONTROLLERINFUSIONPUMP-Alaris-Medley 8015 | [6 empty] | Verified as Rental |  |  | MHHS-Southeast
NO | YES |  |  |  | FFP3589 |  | CAREFUSION | 8015M |  |  | Rental | MHHS-Southeast |  |  |  | FFP3589 |  | Southeast & Bay Area |  | Rental | [7 empty] | CONTROLLERINFUSIONPUMP-Alaris-Medley 8015 |  | MEDLEY PCU W/NETWORK *MEMORIAL HERMANN* |  |  | CONTROLLERINFUSIONPUMP-Alaris-Medley 8015 | [6 empty] | Verified as Rental |  |  | MHHS-Southeast
NO | YES |  |  |  | FFP3594 |  | CAREFUSION | 8015M |  |  | Rental | MHHS-Southeast |  |  |  | FFP3594 |  | Southeast & Bay Area |  | Rental | [7 empty] | CONTROLLERINFUSIONPUMP-Alaris-Medley 8015 |  | MEDLEY PCU W/NETWORK *MEMORIAL HERMANN* |  |  | CONTROLLERINFUSIONPUMP-Alaris-Medley 8015 | [6 empty] | Verified as Rental |  |  | MHHS-Southeast
NO | YES |  |  |  | FFP3597 |  | CAREFUSION | 8015M |  |  | Rental | MHHS-Southeast |  |  |  | FFP3597 |  | Southeast & Bay Area |  | Rental | [7 empty] | CONTROLLERINFUSIONPUMP-Alaris-Medley 8015 |  | MEDLEY PCU W/NETWORK *MEMORIAL HERMANN* |  |  | CONTROLLERINFUSIONPUMP-Alaris-Medley 8015 | [6 empty] | Verified as Rental |  |  | MHHS-Southeast
NO | YES |  |  |  | FFP3606 |  | CAREFUSION | 8015M |  |  | Rental | MHHS-Southeast |  |  |  | FFP3606 |  | Southeast & Bay Area |  | Rental | [7 empty] | CONTROLLERINFUSIONPUMP-Alaris-Medley 8015 |  | MEDLEY PCU W/NETWORK *MEMORIAL HERMANN* |  |  | CONTROLLERINFUSIONPUMP-Alaris-Medley 8015 | [6 empty] | Verified as Rental |  |  | MHHS-Southeast
NO | YES |  |  |  | FFP3611 |  | CAREFUSION | 8015M |  |  | Rental | MHHS-Southeast |  |  |  | FFP3611 |  | Southeast & Bay Area |  | Rental | [7 empty] | CONTROLLERINFUSIONPUMP-Alaris-Medley 8015 |  | MEDLEY PCU W/NETWORK *MEMORIAL HERMANN* |  |  | CONTROLLERINFUSIONPUMP-Alaris-Medley 8015 | [6 empty] | Verified as Rental |  |  | MHHS-Southeast
NO | YES |  |  |  | FFP3617 |  | CAREFUSION | 8015M |  |  | Rental | MHHS-Southeast |  |  |  | FFP3617 |  | Southeast & Bay Area |  | Rental | [7 empty] | CONTROLLERINFUSIONPUMP-Alaris-Medley 8015 |  | MEDLEY PCU W/NETWORK *MEMORIAL HERMANN* |  |  | CONTROLLERINFUSIONPUMP-Alaris-Medley 8015 | [6 empty] | Verified as Rental |  |  | MHHS-Southeast
NO | YES |  |  |  | FFP3620 |  | CAREFUSION | 8015M |  |  | Rental | MHHS-Southeast |  |  |  | FFP3620 |  | Southeast & Bay Area |  | Rental | [7 empty] | CONTROLLERINFUSIONPUMP-Alaris-Medley 8015 |  | MEDLEY PCU W/NETWORK *MEMORIAL HERMANN* |  |  | CONTROLLERINFUSIONPUMP-Alaris-Medley 8015 | [6 empty] | Verified as Rental |  |  | MHHS-Southeast
NO | YES |  |  |  | FFP3632 |  | CAREFUSION | 8015M |  |  | Rental | MHHS-Southeast |  |  |  | FFP3632 |  | Southeast & Bay Area |  | Rental | [7 empty] | CONTROLLERINFUSIONPUMP-Alaris-Medley 8015 |  | MEDLEY PCU W/NETWORK *MEMORIAL HERMANN* |  |  | CONTROLLERINFUSIONPUMP-Alaris-Medley 8015 | [6 empty] | Verified as Rental |  |  | MHHS-Southeast
NO | YES |  |  |  | FFP3639 |  | CAREFUSION | 8015M |  |  | Rental | MHHS-Southeast |  |  |  | FFP3639 |  | Southeast & Bay Area |  | Rental | [7 empty] | CONTROLLERINFUSIONPUMP-Alaris-Medley 8015 |  | MEDLEY PCU W/NETWORK *MEMORIAL HERMANN* |  |  | CONTROLLERINFUSIONPUMP-Alaris-Medley 8015 | [6 empty] | Verified as Rental |  |  | MHHS-Southeast
NO | YES |  |  |  | FFP3649 |  | CAREFUSION | 8015M |  |  | Rental | MHHS-Southeast |  |  |  | FFP3649 |  | Southeast & Bay Area |  | Rental | [7 empty] | CONTROLLERINFUSIONPUMP-Alaris-Medley 8015 |  | MEDLEY PCU W/NETWORK *MEMORIAL HERMANN* |  |  | CONTROLLERINFUSIONPUMP-Alaris-Medley 8015 | [6 empty] | Verified as Rental |  |  | MHHS-Southeast
NO | YES |  |  |  | FFP3682 |  | CAREFUSION | 8015M |  |  | Rental | MHHS-Southeast |  |  |  | FFP3682 |  | Southeast & Bay Area |  | Rental | [7 empty] | CONTROLLERINFUSIONPUMP-Alaris-Medley 8015 |  | MEDLEY PCU W/NETWORK *MEMORIAL HERMANN* |  |  | CONTROLLERINFUSIONPUMP-Alaris-Medley 8015 | [6 empty] | Verified as Rental |  |  | MHHS-Southeast
NO | YES |  |  |  | FFP3683 |  | CAREFUSION | 8015M |  |  | Rental | MHHS-Southeast |  |  |  | FFP3683 |  | Southeast & Bay Area |  | Rental | [7 empty] | CONTROLLERINFUSIONPUMP-Alaris-Medley 8015 |  | MEDLEY PCU W/NETWORK *MEMORIAL HERMANN* |  |  | CONTROLLERINFUSIONPUMP-Alaris-Medley 8015 | [6 empty] | Verified as Rental |  |  | MHHS-Southeast
NO | YES |  |  |  | FFP3698 |  | CAREFUSION | 8015M |  |  | Rental | MHHS-Southeast |  |  |  | FFP3698 |  | Southeast & Bay Area |  | Rental | [7 empty] | CONTROLLERINFUSIONPUMP-Alaris-Medley 8015 |  | MEDLEY PCU W/NETWORK *MEMORIAL HERMANN* |  |  | CONTROLLERINFUSIONPUMP-Alaris-Medley 8015 | [6 empty] | Verified as Rental |  |  | MHHS-Southeast
NO | YES |  |  |  | FFP3700 |  | CAREFUSION | 8015M |  |  | Rental | MHHS-Southeast |  |  |  | FFP3700 |  | Southeast & Bay Area |  | Rental | [7 empty] | CONTROLLERINFUSIONPUMP-Alaris-Medley 8015 |  | MEDLEY PCU W/NETWORK *MEMORIAL HERMANN* |  |  | CONTROLLERINFUSIONPUMP-Alaris-Medley 8015 | [6 empty] | Verified as Rental |  |  | MHHS-Southeast
NO | YES |  |  |  | FFP3717 |  | CAREFUSION | 8015M |  |  | Rental | MHHS-Southeast |  |  |  | FFP3717 |  | Southeast & Bay Area |  | Rental | [7 empty] | CONTROLLERINFUSIONPUMP-Alaris-Medley 8015 |  | MEDLEY PCU W/NETWORK *MEMORIAL HERMANN* |  |  | CONTROLLERINFUSIONPUMP-Alaris-Medley 8015 | [6 empty] | Verified as Rental |  |  | MHHS-Southeast
NO | YES |  |  |  | FFP3720 |  | CAREFUSION | 8015M |  |  | Rental | MHHS-Southeast |  |  |  | FFP3720 |  | Southeast & Bay Area |  | Rental | [7 empty] | CONTROLLERINFUSIONPUMP-Alaris-Medley 8015 |  | MEDLEY PCU W/NETWORK *MEMORIAL HERMANN* |  |  | CONTROLLERINFUSIONPUMP-Alaris-Medley 8015 | [6 empty] | Verified as Rental |  |  | MHHS-Southeast
NO | YES |  |  |  | FFP3751 |  | CAREFUSION | 8015M |  |  | Rental | MHHS-Southeast |  |  |  | FFP3751 |  | Southeast & Bay Area |  | Rental | [7 empty] | CONTROLLERINFUSIONPUMP-Alaris-Medley 8015 |  | MEDLEY PCU W/NETWORK *MEMORIAL HERMANN* |  |  | CONTROLLERINFUSIONPUMP-Alaris-Medley 8015 | [6 empty] | Verified as Rental |  |  | MHHS-Southeast
NO | YES |  |  |  | FFP3765 |  | CAREFUSION | 8015M |  |  | Rental | MHHS-Southeast |  |  |  | FFP3765 |  | Southeast & Bay Area |  | Rental | [7 empty] | CONTROLLERINFUSIONPUMP-Alaris-Medley 8015 |  | MEDLEY PCU W/NETWORK *MEMORIAL HERMANN* |  |  | CONTROLLERINFUSIONPUMP-Alaris-Medley 8015 | [6 empty] | Verified as Rental |  |  | MHHS-Southeast
NO | YES |  |  |  | FFP3769 |  | CAREFUSION | 8015M |  |  | Rental | MHHS-Southeast |  |  |  | FFP3769 |  | Southeast & Bay Area |  | Rental | [7 empty] | CONTROLLERINFUSIONPUMP-Alaris-Medley 8015 |  | MEDLEY PCU W/NETWORK *MEMORIAL HERMANN* |  |  | CONTROLLERINFUSIONPUMP-Alaris-Medley 8015 | [6 empty] | Verified as Rental |  |  | MHHS-Southeast
NO | YES |  |  |  | FFP3779 |  | CAREFUSION | 8015M |  |  | Rental | MHHS-Southeast |  |  |  | FFP3779 |  | Southeast & Bay Area |  | Rental | [7 empty] | CONTROLLERINFUSIONPUMP-Alaris-Medley 8015 |  | MEDLEY PCU W/NETWORK *MEMORIAL HERMANN* |  |  | CONTROLLERINFUSIONPUMP-Alaris-Medley 8015 | [6 empty] | Verified as Rental |  |  | MHHS-Southeast
NO | YES |  |  |  | FFP3788 |  | CAREFUSION | 8015M |  |  | Rental | MHHS-Southeast |  |  |  | FFP3788 |  | Southeast & Bay Area |  | Rental | [7 empty] | CONTROLLERINFUSIONPUMP-Alaris-Medley 8015 |  | MEDLEY PCU W/NETWORK *MEMORIAL HERMANN* |  |  | CONTROLLERINFUSIONPUMP-Alaris-Medley 8015 | [6 empty] | Verified as Rental |  |  | MHHS-Southeast
NO | YES |  |  |  | FFP3791 |  | CAREFUSION | 8015M |  |  | Rental | MHHS-Southeast |  |  |  | FFP3791 |  | Southeast & Bay Area |  | Rental | [7 empty] | CONTROLLERINFUSIONPUMP-Alaris-Medley 8015 |  | MEDLEY PCU W/NETWORK *MEMORIAL HERMANN* |  |  | CONTROLLERINFUSIONPUMP-Alaris-Medley 8015 | [6 empty] | Verified as Rental |  |  | MHHS-Southeast
NO | YES |  |  |  | FFP3814 |  | CAREFUSION | 8015M |  |  | Rental | MHHS-Southeast |  |  |  | FFP3814 |  | Southeast & Bay Area |  | Rental | [7 empty] | CONTROLLERINFUSIONPUMP-Alaris-Medley 8015 |  | MEDLEY PCU W/NETWORK *MEMORIAL HERMANN* |  |  | CONTROLLERINFUSIONPUMP-Alaris-Medley 8015 | [6 empty] | Verified as Rental |  |  | MHHS-Southeast
NO | YES |  |  |  | FFP3839 |  | CAREFUSION | 8015M |  |  | Rental | MHHS-Southeast |  |  |  | FFP3839 |  | Southeast & Bay Area |  | Rental | [7 empty] | CONTROLLERINFUSIONPUMP-Alaris-Medley 8015 |  | MEDLEY PCU W/NETWORK *MEMORIAL HERMANN* |  |  | CONTROLLERINFUSIONPUMP-Alaris-Medley 8015 | [6 empty] | Verified as Rental |  |  | MHHS-Southeast
NO | YES |  |  |  | FFP3852 |  | CAREFUSION | 8015M |  |  | Rental | MHHS-Southeast |  |  |  | FFP3852 |  | Southeast & Bay Area |  | Rental | [7 empty] | CONTROLLERINFUSIONPUMP-Alaris-Medley 8015 |  | MEDLEY PCU W/NETWORK *MEMORIAL HERMANN* |  |  | CONTROLLERINFUSIONPUMP-Alaris-Medley 8015 | [6 empty] | Verified as Rental |  |  | MHHS-Southeast
NO | YES |  |  |  | FFP3853 |  | CAREFUSION | 8015M |  |  | Rental | MHHS-Southeast |  |  |  | FFP3853 |  | Southeast & Bay Area |  | Rental | [7 empty] | CONTROLLERINFUSIONPUMP-Alaris-Medley 8015 |  | MEDLEY PCU W/NETWORK *MEMORIAL HERMANN* |  |  | CONTROLLERINFUSIONPUMP-Alaris-Medley 8015 | [6 empty] | Verified as Rental |  |  | MHHS-Southeast
NO | YES |  |  |  | FFP3855 |  | CAREFUSION | 8015M |  |  | Rental | MHHS-Southeast |  |  |  | FFP3855 |  | Southeast & Bay Area |  | Rental | [7 empty] | CONTROLLERINFUSIONPUMP-Alaris-Medley 8015 |  | MEDLEY PCU W/NETWORK *MEMORIAL HERMANN* |  |  | CONTROLLERINFUSIONPUMP-Alaris-Medley 8015 | [6 empty] | Verified as Rental |  |  | MHHS-Southeast
NO | YES |  |  |  | FFP3890 |  | CAREFUSION | 8015M |  |  | Rental | MHHS-Southeast |  |  |  | FFP3890 |  | Southeast & Bay Area |  | Rental | [7 empty] | CONTROLLERINFUSIONPUMP-Alaris-Medley 8015 |  | MEDLEY PCU W/NETWORK *MEMORIAL HERMANN* |  |  | CONTROLLERINFUSIONPUMP-Alaris-Medley 8015 | [6 empty] | Verified as Rental |  |  | MHHS-Southeast
NO | YES |  |  |  | FFP3894 |  | CAREFUSION | 8015M |  |  | Rental | MHHS-Southeast |  |  |  | FFP3894 |  | Southeast & Bay Area |  | Rental | [7 empty] | CONTROLLERINFUSIONPUMP-Alaris-Medley 8015 |  | MEDLEY PCU W/NETWORK *MEMORIAL HERMANN* |  |  | CONTROLLERINFUSIONPUMP-Alaris-Medley 8015 | [6 empty] | Verified as Rental |  |  | MHHS-Southeast
NO | YES |  |  |  | FFP3897 |  | CAREFUSION | 8015M |  |  | Rental | MHHS-Southeast |  |  |  | FFP3897 |  | Southeast & Bay Area |  | Rental | [7 empty] | CONTROLLERINFUSIONPUMP-Alaris-Medley 8015 |  | MEDLEY PCU W/NETWORK *MEMORIAL HERMANN* |  |  | CONTROLLERINFUSIONPUMP-Alaris-Medley 8015 | [6 empty] | Verified as Rental |  |  | MHHS-Southeast
NO | YES |  |  |  | FFP3913 |  | CAREFUSION | 8015M |  |  | Rental | MHHS-Southeast |  |  |  | FFP3913 |  | Southeast & Bay Area |  | Rental | [7 empty] | CONTROLLERINFUSIONPUMP-Alaris-Medley 8015 |  | MEDLEY PCU W/NETWORK *MEMORIAL HERMANN* |  |  | CONTROLLERINFUSIONPUMP-Alaris-Medley 8015 | [6 empty] | Verified as Rental |  |  | MHHS-Southeast
NO | YES |  |  |  | FFP3915 |  | CAREFUSION | 8015M |  |  | Rental | MHHS-Southeast |  |  |  | FFP3915 |  | Southeast & Bay Area |  | Rental | [7 empty] | CONTROLLERINFUSIONPUMP-Alaris-Medley 8015 |  | MEDLEY PCU W/NETWORK *MEMORIAL HERMANN* |  |  | CONTROLLERINFUSIONPUMP-Alaris-Medley 8015 | [6 empty] | Verified as Rental |  |  | MHHS-Southeast
NO | YES |  |  |  | FFP3931 |  | CAREFUSION | 8015M |  |  | Rental | MHHS-Southeast |  |  |  | FFP3931 |  | Southeast & Bay Area |  | Rental | [7 empty] | CONTROLLERINFUSIONPUMP-Alaris-Medley 8015 |  | MEDLEY PCU W/NETWORK *MEMORIAL HERMANN* |  |  | CONTROLLERINFUSIONPUMP-Alaris-Medley 8015 | [6 empty] | Verified as Rental |  |  | MHHS-Southeast
NO | YES |  |  |  | FFP3977 |  | CAREFUSION | 8015M |  |  | Rental | MHHS-Southeast |  |  |  | FFP3977 |  | Southeast & Bay Area |  | Rental | [7 empty] | CONTROLLERINFUSIONPUMP-Alaris-Medley 8015 |  | MEDLEY PCU W/NETWORK *MEMORIAL HERMANN* |  |  | CONTROLLERINFUSIONPUMP-Alaris-Medley 8015 | [6 empty] | Verified as Rental |  |  | MHHS-Southeast
NO | YES |  |  |  | FFP3982 |  | CAREFUSION | 8015M |  |  | Rental | MHHS-Southeast |  |  |  | FFP3982 |  | Southeast & Bay Area |  | Rental | [7 empty] | CONTROLLERINFUSIONPUMP-Alaris-Medley 8015 |  | MEDLEY PCU W/NETWORK *MEMORIAL HERMANN* |  |  | CONTROLLERINFUSIONPUMP-Alaris-Medley 8015 | [6 empty] | Verified as Rental |  |  | MHHS-Southeast
NO | YES |  |  |  | FFP6520 |  | CAREFUSION | 8015M |  |  | Rental | MHHS-Southeast |  |  |  | FFP6520 |  | Southeast & Bay Area |  | Rental | [7 empty] | CONTROLLERINFUSIONPUMP-Alaris-Medley 8015 |  | MEDLEY PCU W/NETWORK *MEMORIAL HERMANN* |  |  | CONTROLLERINFUSIONPUMP-Alaris-Medley 8015 | [6 empty] | Verified as Rental |  |  | MHHS-Southeast
NO | YES |  |  |  | FFP6523 |  | CAREFUSION | 8015M |  |  | Rental | MHHS-Southeast |  |  |  | FFP6523 |  | Southeast & Bay Area |  | Rental | [7 empty] | CONTROLLERINFUSIONPUMP-Alaris-Medley 8015 |  | MEDLEY PCU W/NETWORK *MEMORIAL HERMANN* |  |  | CONTROLLERINFUSIONPUMP-Alaris-Medley 8015 | [6 empty] | Verified as Rental |  |  | MHHS-Southeast
NO | YES |  |  |  | FFP6525 |  | CAREFUSION | 8015M |  |  | Rental | MHHS-Southeast |  |  |  | FFP6525 |  | Southeast & Bay Area |  | Rental | [7 empty] | CONTROLLERINFUSIONPUMP-Alaris-Medley 8015 |  | MEDLEY PCU W/NETWORK *MEMORIAL HERMANN* |  |  | CONTROLLERINFUSIONPUMP-Alaris-Medley 8015 | [6 empty] | Verified as Rental |  |  | MHHS-Southeast
NO | YES |  |  |  | FFP6540 |  | CAREFUSION | 8015M |  |  | Rental | MHHS-Southeast |  |  |  | FFP6540 |  | Southeast & Bay Area |  | Rental | [7 empty] | CONTROLLERINFUSIONPUMP-Alaris-Medley 8015 |  | MEDLEY PCU W/NETWORK *MEMORIAL HERMANN* |  |  | CONTROLLERINFUSIONPUMP-Alaris-Medley 8015 | [6 empty] | Verified as Rental |  |  | MHHS-Southeast
NO | YES |  |  |  | FFP6561 |  | CAREFUSION | 8015M |  |  | Rental | MHHS-Southeast |  |  |  | FFP6561 |  | Southeast & Bay Area |  | Rental | [7 empty] | CONTROLLERINFUSIONPUMP-Alaris-Medley 8015 |  | MEDLEY PCU W/NETWORK *MEMORIAL HERMANN* |  |  | CONTROLLERINFUSIONPUMP-Alaris-Medley 8015 | [6 empty] | Verified as Rental |  |  | MHHS-Southeast
NO | YES |  |  |  | FFP6569 |  | CAREFUSION | 8015M |  |  | Rental | MHHS-Southeast |  |  |  | FFP6569 |  | Southeast & Bay Area |  | Rental | [7 empty] | CONTROLLERINFUSIONPUMP-Alaris-Medley 8015 |  | MEDLEY PCU W/NETWORK *MEMORIAL HERMANN* |  |  | CONTROLLERINFUSIONPUMP-Alaris-Medley 8015 | [6 empty] | Verified as Rental |  |  | MHHS-Southeast
NO | YES |  |  |  | FFP6575 |  | CAREFUSION | 8015M |  |  | Rental | MHHS-Southeast |  |  |  | FFP6575 |  | Southeast & Bay Area |  | Rental | [7 empty] | CONTROLLERINFUSIONPUMP-Alaris-Medley 8015 |  | MEDLEY PCU W/NETWORK *MEMORIAL HERMANN* |  |  | CONTROLLERINFUSIONPUMP-Alaris-Medley 8015 | [6 empty] | Verified as Rental |  |  | MHHS-Southeast
NO | YES |  |  |  | FFP6592 |  | CAREFUSION | 8015M |  |  | Rental | MHHS-Southeast |  |  |  | FFP6592 |  | Southeast & Bay Area |  | Rental | [7 empty] | CONTROLLERINFUSIONPUMP-Alaris-Medley 8015 |  | MEDLEY PCU W/NETWORK *MEMORIAL HERMANN* |  |  | CONTROLLERINFUSIONPUMP-Alaris-Medley 8015 | [6 empty] | Verified as Rental |  |  | MHHS-Southeast
NO | YES |  |  |  | FFP6603 |  | CAREFUSION | 8015M |  |  | Rental | MHHS-Southeast |  |  |  | FFP6603 |  | Southeast & Bay Area |  | Rental | [7 empty] | CONTROLLERINFUSIONPUMP-Alaris-Medley 8015 |  | MEDLEY PCU W/NETWORK *MEMORIAL HERMANN* |  |  | CONTROLLERINFUSIONPUMP-Alaris-Medley 8015 | [6 empty] | Verified as Rental |  |  | MHHS-Southeast
NO | YES |  |  |  | FFP6610 |  | CAREFUSION | 8015M |  |  | Rental | MHHS-Southeast |  |  |  | FFP6610 |  | Southeast & Bay Area |  | Rental | [7 empty] | CONTROLLERINFUSIONPUMP-Alaris-Medley 8015 |  | MEDLEY PCU W/NETWORK *MEMORIAL HERMANN* |  |  | CONTROLLERINFUSIONPUMP-Alaris-Medley 8015 | [6 empty] | Verified as Rental |  |  | MHHS-Southeast
NO | YES |  |  |  | FFP6622 |  | CAREFUSION | 8015M |  |  | Rental | MHHS-Southeast |  |  |  | FFP6622 |  | Southeast & Bay Area |  | Rental | [7 empty] | CONTROLLERINFUSIONPUMP-Alaris-Medley 8015 |  | MEDLEY PCU W/NETWORK *MEMORIAL HERMANN* |  |  | CONTROLLERINFUSIONPUMP-Alaris-Medley 8015 | [6 empty] | Verified as Rental |  |  | MHHS-Southeast
NO | YES |  |  |  | FFP6640 |  | CAREFUSION | 8015M |  |  | Rental | MHHS-Southeast |  |  |  | FFP6640 |  | Southeast & Bay Area |  | Rental | [7 empty] | CONTROLLERINFUSIONPUMP-Alaris-Medley 8015 |  | MEDLEY PCU W/NETWORK *MEMORIAL HERMANN* |  |  | CONTROLLERINFUSIONPUMP-Alaris-Medley 8015 | [6 empty] | Verified as Rental |  |  | MHHS-Southeast
NO | YES |  |  |  | FFP6645 |  | CAREFUSION | 8015M |  |  | Rental | MHHS-Southeast |  |  |  | FFP6645 |  | Southeast & Bay Area |  | Rental | [7 empty] | CONTROLLERINFUSIONPUMP-Alaris-Medley 8015 |  | MEDLEY PCU W/NETWORK *MEMORIAL HERMANN* |  |  | CONTROLLERINFUSIONPUMP-Alaris-Medley 8015 | [6 empty] | Verified as Rental |  |  | MHHS-Southeast
NO | YES |  |  |  | FFP6651 |  | CAREFUSION | 8015M |  |  | Rental | MHHS-Southeast |  |  |  | FFP6651 |  | Southeast & Bay Area |  | Rental | [7 empty] | CONTROLLERINFUSIONPUMP-Alaris-Medley 8015 |  | MEDLEY PCU W/NETWORK *MEMORIAL HERMANN* |  |  | CONTROLLERINFUSIONPUMP-Alaris-Medley 8015 | [6 empty] | Verified as Rental |  |  | MHHS-Southeast
NO | YES |  |  |  | FFP6673 |  | CAREFUSION | 8015M |  |  | Rental | MHHS-Southeast |  |  |  | FFP6673 |  | Southeast & Bay Area |  | Rental | [7 empty] | CONTROLLERINFUSIONPUMP-Alaris-Medley 8015 |  | MEDLEY PCU W/NETWORK *MEMORIAL HERMANN* |  |  | CONTROLLERINFUSIONPUMP-Alaris-Medley 8015 | [6 empty] | Verified as Rental |  |  | MHHS-Southeast
NO | YES |  |  |  | FFP6708 |  | CAREFUSION | 8015M |  |  | Rental | MHHS-Southeast |  |  |  | FFP6708 |  | Southeast & Bay Area |  | Rental | [7 empty] | CONTROLLERINFUSIONPUMP-Alaris-Medley 8015 |  | MEDLEY PCU W/NETWORK *MEMORIAL HERMANN* |  |  | CONTROLLERINFUSIONPUMP-Alaris-Medley 8015 | [6 empty] | Verified as Rental |  |  | MHHS-Southeast
NO | YES |  |  |  | FFP6733 |  | CAREFUSION | 8015M |  |  | Rental | MHHS-Southeast |  |  |  | FFP6733 |  | Southeast & Bay Area |  | Rental | [7 empty] | CONTROLLERINFUSIONPUMP-Alaris-Medley 8015 |  | MEDLEY PCU W/NETWORK *MEMORIAL HERMANN* |  |  | CONTROLLERINFUSIONPUMP-Alaris-Medley 8015 | [6 empty] | Verified as Rental |  |  | MHHS-Southeast
NO | YES |  |  |  | FFP6759 |  | CAREFUSION | 8015M |  |  | Rental | MHHS-Southeast |  |  |  | FFP6759 |  | Southeast & Bay Area |  | Rental | [7 empty] | CONTROLLERINFUSIONPUMP-Alaris-Medley 8015 |  | MEDLEY PCU W/NETWORK *MEMORIAL HERMANN* |  |  | CONTROLLERINFUSIONPUMP-Alaris-Medley 8015 | [6 empty] | Verified as Rental |  |  | MHHS-Southeast
NO | YES |  |  |  | FFP6770 |  | CAREFUSION | 8015M |  |  | Rental | MHHS-Southeast |  |  |  | FFP6770 |  | Southeast & Bay Area |  | Rental | [7 empty] | CONTROLLERINFUSIONPUMP-Alaris-Medley 8015 |  | MEDLEY PCU W/NETWORK *MEMORIAL HERMANN* |  |  | CONTROLLERINFUSIONPUMP-Alaris-Medley 8015 | [6 empty] | Verified as Rental |  |  | MHHS-Southeast
NO | YES |  |  |  | FFP6809 |  | CAREFUSION | 8015M |  |  | Rental | MHHS-Southeast |  |  |  | FFP6809 |  | Southeast & Bay Area |  | Rental | [7 empty] | CONTROLLERINFUSIONPUMP-Alaris-Medley 8015 |  | MEDLEY PCU W/NETWORK *MEMORIAL HERMANN* |  |  | CONTROLLERINFUSIONPUMP-Alaris-Medley 8015 | [6 empty] | Verified as Rental |  |  | MHHS-Southeast
NO | YES |  |  |  | FFP6820 |  | CAREFUSION | 8015M |  |  | Rental | MHHS-Southeast |  |  |  | FFP6820 |  | Southeast & Bay Area |  | Rental | [7 empty] | CONTROLLERINFUSIONPUMP-Alaris-Medley 8015 |  | MEDLEY PCU W/NETWORK *MEMORIAL HERMANN* |  |  | CONTROLLERINFUSIONPUMP-Alaris-Medley 8015 | [6 empty] | Verified as Rental |  |  | MHHS-Southeast
NO | YES |  |  |  | FFP6834 |  | CAREFUSION | 8015M |  |  | Rental | MHHS-Southeast |  |  |  | FFP6834 |  | Southeast & Bay Area |  | Rental | [7 empty] | CONTROLLERINFUSIONPUMP-Alaris-Medley 8015 |  | MEDLEY PCU W/NETWORK *MEMORIAL HERMANN* |  |  | CONTROLLERINFUSIONPUMP-Alaris-Medley 8015 | [6 empty] | Verified as Rental |  |  | MHHS-Southeast
NO | YES |  |  |  | FFP6842 |  | CAREFUSION | 8015M |  |  | Rental | MHHS-Southeast |  |  |  | FFP6842 |  | Southeast & Bay Area |  | Rental | [7 empty] | CONTROLLERINFUSIONPUMP-Alaris-Medley 8015 |  | MEDLEY PCU W/NETWORK *MEMORIAL HERMANN* |  |  | CONTROLLERINFUSIONPUMP-Alaris-Medley 8015 | [6 empty] | Verified as Rental |  |  | MHHS-Southeast
NO | YES |  |  |  | FFP6844 |  | CAREFUSION | 8015M |  |  | Rental | MHHS-Southeast |  |  |  | FFP6844 |  | Southeast & Bay Area |  | Rental | [7 empty] | CONTROLLERINFUSIONPUMP-Alaris-Medley 8015 |  | MEDLEY PCU W/NETWORK *MEMORIAL HERMANN* |  |  | CONTROLLERINFUSIONPUMP-Alaris-Medley 8015 | [6 empty] | Verified as Rental |  |  | MHHS-Southeast
NO | YES |  |  |  | FFP6845 |  | CAREFUSION | 8015M |  |  | Rental | MHHS-Southeast |  |  |  | FFP6845 |  | Southeast & Bay Area |  | Rental | [7 empty] | CONTROLLERINFUSIONPUMP-Alaris-Medley 8015 |  | MEDLEY PCU W/NETWORK *MEMORIAL HERMANN* |  |  | CONTROLLERINFUSIONPUMP-Alaris-Medley 8015 | [6 empty] | Verified as Rental |  |  | MHHS-Southeast
NO | YES |  |  |  | FFP6846 |  | CAREFUSION | 8015M |  |  | Rental | MHHS-Southeast |  |  |  | FFP6846 |  | Southeast & Bay Area |  | Rental | [7 empty] | CONTROLLERINFUSIONPUMP-Alaris-Medley 8015 |  | MEDLEY PCU W/NETWORK *MEMORIAL HERMANN* |  |  | CONTROLLERINFUSIONPUMP-Alaris-Medley 8015 | [6 empty] | Verified as Rental |  |  | MHHS-Southeast
NO | YES |  |  |  | FFP6851 |  | CAREFUSION | 8015M |  |  | Rental | MHHS-Southeast |  |  |  | FFP6851 |  | Southeast & Bay Area |  | Rental | [7 empty] | CONTROLLERINFUSIONPUMP-Alaris-Medley 8015 |  | MEDLEY PCU W/NETWORK *MEMORIAL HERMANN* |  |  | CONTROLLERINFUSIONPUMP-Alaris-Medley 8015 | [6 empty] | Verified as Rental |  |  | MHHS-Southeast
NO | YES |  |  |  | FFP6858 |  | CAREFUSION | 8015M |  |  | Rental | MHHS-Southeast |  |  |  | FFP6858 |  | Southeast & Bay Area |  | Rental | [7 empty] | CONTROLLERINFUSIONPUMP-Alaris-Medley 8015 |  | MEDLEY PCU W/NETWORK *MEMORIAL HERMANN* |  |  | CONTROLLERINFUSIONPUMP-Alaris-Medley 8015 | [6 empty] | Verified as Rental |  |  | MHHS-Southeast
NO | YES |  |  |  | FFP6890 |  | CAREFUSION | 8015M |  |  | Rental | MHHS-Southeast |  |  |  | FFP6890 |  | Southeast & Bay Area |  | Rental | [7 empty] | CONTROLLERINFUSIONPUMP-Alaris-Medley 8015 |  | MEDLEY PCU W/NETWORK *MEMORIAL HERMANN* |  |  | CONTROLLERINFUSIONPUMP-Alaris-Medley 8015 | [6 empty] | Verified as Rental |  |  | MHHS-Southeast
NO | YES |  |  |  | FFP6910 |  | CAREFUSION | 8015M |  |  | Rental | MHHS-Southeast |  |  |  | FFP6910 |  | Southeast & Bay Area |  | Rental | [7 empty] | CONTROLLERINFUSIONPUMP-Alaris-Medley 8015 |  | MEDLEY PCU W/NETWORK *MEMORIAL HERMANN* |  |  | CONTROLLERINFUSIONPUMP-Alaris-Medley 8015 | [6 empty] | Verified as Rental |  |  | MHHS-Southeast
NO | YES |  |  |  | FFP6914 |  | CAREFUSION | 8015M |  |  | Rental | MHHS-Southeast |  |  |  | FFP6914 |  | Southeast & Bay Area |  | Rental | [7 empty] | CONTROLLERINFUSIONPUMP-Alaris-Medley 8015 |  | MEDLEY PCU W/NETWORK *MEMORIAL HERMANN* |  |  | CONTROLLERINFUSIONPUMP-Alaris-Medley 8015 | [6 empty] | Verified as Rental |  |  | MHHS-Southeast
NO | YES |  |  |  | FFP6917 |  | CAREFUSION | 8015M |  |  | Rental | MHHS-Southeast |  |  |  | FFP6917 |  | Southeast & Bay Area |  | Rental | [7 empty] | CONTROLLERINFUSIONPUMP-Alaris-Medley 8015 |  | MEDLEY PCU W/NETWORK *MEMORIAL HERMANN* |  |  | CONTROLLERINFUSIONPUMP-Alaris-Medley 8015 | [6 empty] | Verified as Rental |  |  | MHHS-Southeast
NO | YES |  |  |  | FFP6924 |  | CAREFUSION | 8015M |  |  | Rental | MHHS-Southeast |  |  |  | FFP6924 |  | Southeast & Bay Area |  | Rental | [7 empty] | CONTROLLERINFUSIONPUMP-Alaris-Medley 8015 |  | MEDLEY PCU W/NETWORK *MEMORIAL HERMANN* |  |  | CONTROLLERINFUSIONPUMP-Alaris-Medley 8015 | [6 empty] | Verified as Rental |  |  | MHHS-Southeast
NO | YES |  |  |  | FFP6926 |  | CAREFUSION | 8015M |  |  | Rental | MHHS-Southeast |  |  |  | FFP6926 |  | Southeast & Bay Area |  | Rental | [7 empty] | CONTROLLERINFUSIONPUMP-Alaris-Medley 8015 |  | MEDLEY PCU W/NETWORK *MEMORIAL HERMANN* |  |  | CONTROLLERINFUSIONPUMP-Alaris-Medley 8015 | [6 empty] | Verified as Rental |  |  | MHHS-Southeast
NO | YES |  |  |  | FFP6931 |  | CAREFUSION | 8015M |  |  | Rental | MHHS-Southeast |  |  |  | FFP6931 |  | Southeast & Bay Area |  | Rental | [7 empty] | CONTROLLERINFUSIONPUMP-Alaris-Medley 8015 |  | MEDLEY PCU W/NETWORK *MEMORIAL HERMANN* |  |  | CONTROLLERINFUSIONPUMP-Alaris-Medley 8015 | [6 empty] | Verified as Rental |  |  | MHHS-Southeast
NO | YES |  |  |  | FFP6932 |  | CAREFUSION | 8015M |  |  | Rental | MHHS-Southeast |  |  |  | FFP6932 |  | Southeast & Bay Area |  | Rental | [7 empty] | CONTROLLERINFUSIONPUMP-Alaris-Medley 8015 |  | MEDLEY PCU W/NETWORK *MEMORIAL HERMANN* |  |  | CONTROLLERINFUSIONPUMP-Alaris-Medley 8015 | [6 empty] | Verified as Rental |  |  | MHHS-Southeast
NO | YES |  |  |  | FFP6934 |  | CAREFUSION | 8015M |  |  | Rental | MHHS-Southeast |  |  |  | FFP6934 |  | Southeast & Bay Area |  | Rental | [7 empty] | CONTROLLERINFUSIONPUMP-Alaris-Medley 8015 |  | MEDLEY PCU W/NETWORK *MEMORIAL HERMANN* |  |  | CONTROLLERINFUSIONPUMP-Alaris-Medley 8015 | [6 empty] | Verified as Rental |  |  | MHHS-Southeast
NO | YES |  |  |  | FFP6935 |  | CAREFUSION | 8015M |  |  | Rental | MHHS-Southeast |  |  |  | FFP6935 |  | Southeast & Bay Area |  | Rental | [7 empty] | CONTROLLERINFUSIONPUMP-Alaris-Medley 8015 |  | MEDLEY PCU W/NETWORK *MEMORIAL HERMANN* |  |  | CONTROLLERINFUSIONPUMP-Alaris-Medley 8015 | [6 empty] | Verified as Rental |  |  | MHHS-Southeast
NO | YES |  |  |  | FFP6936 |  | CAREFUSION | 8015M |  |  | Rental | MHHS-Southeast |  |  |  | FFP6936 |  | Southeast & Bay Area |  | Rental | [7 empty] | CONTROLLERINFUSIONPUMP-Alaris-Medley 8015 |  | MEDLEY PCU W/NETWORK *MEMORIAL HERMANN* |  |  | CONTROLLERINFUSIONPUMP-Alaris-Medley 8015 | [6 empty] | Verified as Rental |  |  | MHHS-Southeast
NO | YES |  |  |  | FFP6950 |  | CAREFUSION | 8015M |  |  | Rental | MHHS-Southeast |  |  |  | FFP6950 |  | Southeast & Bay Area |  | Rental | [7 empty] | CONTROLLERINFUSIONPUMP-Alaris-Medley 8015 |  | MEDLEY PCU W/NETWORK *MEMORIAL HERMANN* |  |  | CONTROLLERINFUSIONPUMP-Alaris-Medley 8015 | [6 empty] | Verified as Rental |  |  | MHHS-Southeast
NO | YES |  |  |  | FFP6957 |  | CAREFUSION | 8015M |  |  | Rental | MHHS-Southeast |  |  |  | FFP6957 |  | Southeast & Bay Area |  | Rental | [7 empty] | CONTROLLERINFUSIONPUMP-Alaris-Medley 8015 |  | MEDLEY PCU W/NETWORK *MEMORIAL HERMANN* |  |  | CONTROLLERINFUSIONPUMP-Alaris-Medley 8015 | [6 empty] | Verified as Rental |  |  | MHHS-Southeast
NO | YES |  |  |  | FFP6958 |  | CAREFUSION | 8015M |  |  | Rental | MHHS-Southeast |  |  |  | FFP6958 |  | Southeast & Bay Area |  | Rental | [7 empty] | CONTROLLERINFUSIONPUMP-Alaris-Medley 8015 |  | MEDLEY PCU W/NETWORK *MEMORIAL HERMANN* |  |  | CONTROLLERINFUSIONPUMP-Alaris-Medley 8015 | [6 empty] | Verified as Rental |  |  | MHHS-Southeast
NO | YES |  |  |  | FFP6960 |  | CAREFUSION | 8015M |  |  | Rental | MHHS-Southeast |  |  |  | FFP6960 |  | Southeast & Bay Area |  | Rental | [7 empty] | CONTROLLERINFUSIONPUMP-Alaris-Medley 8015 |  | MEDLEY PCU W/NETWORK *MEMORIAL HERMANN* |  |  | CONTROLLERINFUSIONPUMP-Alaris-Medley 8015 | [6 empty] | Verified as Rental |  |  | MHHS-Southeast
NO | YES |  |  |  | FFP6961 |  | CAREFUSION | 8015M |  |  | Rental | MHHS-Southeast |  |  |  | FFP6961 |  | Southeast & Bay Area |  | Rental | [7 empty] | CONTROLLERINFUSIONPUMP-Alaris-Medley 8015 |  | MEDLEY PCU W/NETWORK *MEMORIAL HERMANN* |  |  | CONTROLLERINFUSIONPUMP-Alaris-Medley 8015 | [6 empty] | Verified as Rental |  |  | MHHS-Southeast
NO | YES |  |  |  | FFP6969 |  | CAREFUSION | 8015M |  |  | Rental | MHHS-Southeast |  |  |  | FFP6969 |  | Southeast & Bay Area |  | Rental | [7 empty] | CONTROLLERINFUSIONPUMP-Alaris-Medley 8015 |  | MEDLEY PCU W/NETWORK *MEMORIAL HERMANN* |  |  | CONTROLLERINFUSIONPUMP-Alaris-Medley 8015 | [6 empty] | Verified as Rental |  |  | MHHS-Southeast
NO | YES |  |  |  | FFP6976 |  | CAREFUSION | 8015M |  |  | Rental | MHHS-Southeast |  |  |  | FFP6976 |  | Southeast & Bay Area |  | Rental | [7 empty] | CONTROLLERINFUSIONPUMP-Alaris-Medley 8015 |  | MEDLEY PCU W/NETWORK *MEMORIAL HERMANN* |  |  | CONTROLLERINFUSIONPUMP-Alaris-Medley 8015 | [6 empty] | Verified as Rental |  |  | MHHS-Southeast
NO | YES |  |  |  | FFP6992 |  | CAREFUSION | 8015M |  |  | Rental | MHHS-Southeast |  |  |  | FFP6992 |  | Southeast & Bay Area |  | Rental | [7 empty] | CONTROLLERINFUSIONPUMP-Alaris-Medley 8015 |  | MEDLEY PCU W/NETWORK *MEMORIAL HERMANN* |  |  | CONTROLLERINFUSIONPUMP-Alaris-Medley 8015 | [6 empty] | Verified as Rental |  |  | MHHS-Southeast
NO | YES |  |  |  | FFP7005 |  | CAREFUSION | 8015M |  |  | Rental | MHHS-Southeast |  |  |  | FFP7005 |  | Southeast & Bay Area |  | Rental | [7 empty] | CONTROLLERINFUSIONPUMP-Alaris-Medley 8015 |  | MEDLEY PCU W/NETWORK *MEMORIAL HERMANN* |  |  | CONTROLLERINFUSIONPUMP-Alaris-Medley 8015 | [6 empty] | Verified as Rental |  |  | MHHS-Southeast
NO | YES |  |  |  | FFP7007 |  | CAREFUSION | 8015M |  |  | Rental | MHHS-Southeast |  |  |  | FFP7007 |  | Southeast & Bay Area |  | Rental | [7 empty] | CONTROLLERINFUSIONPUMP-Alaris-Medley 8015 |  | MEDLEY PCU W/NETWORK *MEMORIAL HERMANN* |  |  | CONTROLLERINFUSIONPUMP-Alaris-Medley 8015 | [6 empty] | Verified as Rental |  |  | MHHS-Southeast
NO | YES |  |  |  | FFP7020 |  | CAREFUSION | 8015M |  |  | Rental | MHHS-Southeast |  |  |  | FFP7020 |  | Southeast & Bay Area |  | Rental | [7 empty] | CONTROLLERINFUSIONPUMP-Alaris-Medley 8015 |  | MEDLEY PCU W/NETWORK *MEMORIAL HERMANN* |  |  | CONTROLLERINFUSIONPUMP-Alaris-Medley 8015 | [6 empty] | Verified as Rental |  |  | MHHS-Southeast
NO | YES |  |  |  | FFP7021 |  | CAREFUSION | 8015M |  |  | Rental | MHHS-Southeast |  |  |  | FFP7021 |  | Southeast & Bay Area |  | Rental | [7 empty] | CONTROLLERINFUSIONPUMP-Alaris-Medley 8015 |  | MEDLEY PCU W/NETWORK *MEMORIAL HERMANN* |  |  | CONTROLLERINFUSIONPUMP-Alaris-Medley 8015 | [6 empty] | Verified as Rental |  |  | MHHS-Southeast
NO | YES |  |  |  | FFP7022 |  | CAREFUSION | 8015M |  |  | Rental | MHHS-Southeast |  |  |  | FFP7022 |  | Southeast & Bay Area |  | Rental | [7 empty] | CONTROLLERINFUSIONPUMP-Alaris-Medley 8015 |  | MEDLEY PCU W/NETWORK *MEMORIAL HERMANN* |  |  | CONTROLLERINFUSIONPUMP-Alaris-Medley 8015 | [6 empty] | Verified as Rental |  |  | MHHS-Southeast
NO | YES |  |  |  | FFP7042 |  | CAREFUSION | 8015M |  |  | Rental | MHHS-Southeast |  |  |  | FFP7042 |  | Southeast & Bay Area |  | Rental | [7 empty] | CONTROLLERINFUSIONPUMP-Alaris-Medley 8015 |  | MEDLEY PCU W/NETWORK *MEMORIAL HERMANN* |  |  | CONTROLLERINFUSIONPUMP-Alaris-Medley 8015 | [6 empty] | Verified as Rental |  |  | MHHS-Southeast
NO | YES |  |  |  | FFP7053 |  | CAREFUSION | 8015M |  |  | Rental | MHHS-Southeast |  |  |  | FFP7053 |  | Southeast & Bay Area |  | Rental | [7 empty] | CONTROLLERINFUSIONPUMP-Alaris-Medley 8015 |  | MEDLEY PCU W/NETWORK *MEMORIAL HERMANN* |  |  | CONTROLLERINFUSIONPUMP-Alaris-Medley 8015 | [6 empty] | Verified as Rental |  |  | MHHS-Southeast
NO | YES |  |  |  | FFP7055 |  | CAREFUSION | 8015M |  |  | Rental | MHHS-Southeast |  |  |  | FFP7055 |  | Southeast & Bay Area |  | Rental | [7 empty] | CONTROLLERINFUSIONPUMP-Alaris-Medley 8015 |  | MEDLEY PCU W/NETWORK *MEMORIAL HERMANN* |  |  | CONTROLLERINFUSIONPUMP-Alaris-Medley 8015 | [6 empty] | Verified as Rental |  |  | MHHS-Southeast
NO | YES |  |  |  | FFP7058 |  | CAREFUSION | 8015M |  |  | Rental | MHHS-Southeast |  |  |  | FFP7058 |  | Southeast & Bay Area |  | Rental | [7 empty] | CONTROLLERINFUSIONPUMP-Alaris-Medley 8015 |  | MEDLEY PCU W/NETWORK *MEMORIAL HERMANN* |  |  | CONTROLLERINFUSIONPUMP-Alaris-Medley 8015 | [6 empty] | Verified as Rental |  |  | MHHS-Southeast
NO | YES |  |  |  | FFP7060 |  | CAREFUSION | 8015M |  |  | Rental | MHHS-Southeast |  |  |  | FFP7060 |  | Southeast & Bay Area |  | Rental | [7 empty] | CONTROLLERINFUSIONPUMP-Alaris-Medley 8015 |  | MEDLEY PCU W/NETWORK *MEMORIAL HERMANN* |  |  | CONTROLLERINFUSIONPUMP-Alaris-Medley 8015 | [6 empty] | Verified as Rental |  |  | MHHS-Southeast
NO | YES |  |  |  | FFP7064 |  | CAREFUSION | 8015M |  |  | Rental | MHHS-Southeast |  |  |  | FFP7064 |  | Southeast & Bay Area |  | Rental | [7 empty] | CONTROLLERINFUSIONPUMP-Alaris-Medley 8015 |  | MEDLEY PCU W/NETWORK *MEMORIAL HERMANN* |  |  | CONTROLLERINFUSIONPUMP-Alaris-Medley 8015 | [6 empty] | Verified as Rental |  |  | MHHS-Southeast
NO | YES |  |  |  | FFP7072 |  | CAREFUSION | 8015M |  |  | Rental | MHHS-Southeast |  |  |  | FFP7072 |  | Southeast & Bay Area |  | Rental | [7 empty] | CONTROLLERINFUSIONPUMP-Alaris-Medley 8015 |  | MEDLEY PCU W/NETWORK *MEMORIAL HERMANN* |  |  | CONTROLLERINFUSIONPUMP-Alaris-Medley 8015 | [6 empty] | Verified as Rental |  |  | MHHS-Southeast
NO | YES |  |  |  | FFP7082 |  | CAREFUSION | 8015M |  |  | Rental | MHHS-Southeast |  |  |  | FFP7082 |  | Southeast & Bay Area |  | Rental | [7 empty] | CONTROLLERINFUSIONPUMP-Alaris-Medley 8015 |  | MEDLEY PCU W/NETWORK *MEMORIAL HERMANN* |  |  | CONTROLLERINFUSIONPUMP-Alaris-Medley 8015 | [6 empty] | Verified as Rental |  |  | MHHS-Southeast
NO | YES |  |  |  | FFP7110 |  | CAREFUSION | 8015M |  |  | Rental | MHHS-Southeast |  |  |  | FFP7110 |  | Southeast & Bay Area |  | Rental | [7 empty] | CONTROLLERINFUSIONPUMP-Alaris-Medley 8015 |  | MEDLEY PCU W/NETWORK *MEMORIAL HERMANN* |  |  | CONTROLLERINFUSIONPUMP-Alaris-Medley 8015 | [6 empty] | Verified as Rental |  |  | MHHS-Southeast
NO | YES |  |  |  | FFP7140 |  | CAREFUSION | 8015M |  |  | Rental | MHHS-Southeast |  |  |  | FFP7140 |  | Southeast & Bay Area |  | Rental | [7 empty] | CONTROLLERINFUSIONPUMP-Alaris-Medley 8015 |  | MEDLEY PCU W/NETWORK *MEMORIAL HERMANN* |  |  | CONTROLLERINFUSIONPUMP-Alaris-Medley 8015 | [6 empty] | Verified as Rental |  |  | MHHS-Southeast
NO | YES |  |  |  | FFP7144 |  | CAREFUSION | 8015M |  |  | Rental | MHHS-Southeast |  |  |  | FFP7144 |  | Southeast & Bay Area |  | Rental | [7 empty] | CONTROLLERINFUSIONPUMP-Alaris-Medley 8015 |  | MEDLEY PCU W/NETWORK *MEMORIAL HERMANN* |  |  | CONTROLLERINFUSIONPUMP-Alaris-Medley 8015 | [6 empty] | Verified as Rental |  |  | MHHS-Southeast
NO | YES |  |  |  | FFP7166 |  | CAREFUSION | 8015M |  |  | Rental | MHHS-Southeast |  |  |  | FFP7166 |  | Southeast & Bay Area |  | Rental | [7 empty] | CONTROLLERINFUSIONPUMP-Alaris-Medley 8015 |  | MEDLEY PCU W/NETWORK *MEMORIAL HERMANN* |  |  | CONTROLLERINFUSIONPUMP-Alaris-Medley 8015 | [6 empty] | Verified as Rental |  |  | MHHS-Southeast
NO | YES |  |  |  | FFP7182 |  | CAREFUSION | 8015M |  |  | Rental | MHHS-Southeast |  |  |  | FFP7182 |  | Southeast & Bay Area |  | Rental | [7 empty] | CONTROLLERINFUSIONPUMP-Alaris-Medley 8015 |  | MEDLEY PCU W/NETWORK *MEMORIAL HERMANN* |  |  | CONTROLLERINFUSIONPUMP-Alaris-Medley 8015 | [6 empty] | Verified as Rental |  |  | MHHS-Southeast
NO | YES |  |  |  | FFP7188 |  | CAREFUSION | 8015M |  |  | Rental | MHHS-Southeast |  |  |  | FFP7188 |  | Southeast & Bay Area |  | Rental | [7 empty] | CONTROLLERINFUSIONPUMP-Alaris-Medley 8015 |  | MEDLEY PCU W/NETWORK *MEMORIAL HERMANN* |  |  | CONTROLLERINFUSIONPUMP-Alaris-Medley 8015 | [6 empty] | Verified as Rental |  |  | MHHS-Southeast
NO | YES |  |  |  | FFP7190 |  | CAREFUSION | 8015M |  |  | Rental | MHHS-Southeast |  |  |  | FFP7190 |  | Southeast & Bay Area |  | Rental | [7 empty] | CONTROLLERINFUSIONPUMP-Alaris-Medley 8015 |  | MEDLEY PCU W/NETWORK *MEMORIAL HERMANN* |  |  | CONTROLLERINFUSIONPUMP-Alaris-Medley 8015 | [6 empty] | Verified as Rental |  |  | MHHS-Southeast
NO | YES |  |  |  | FFP7191 |  | CAREFUSION | 8015M |  |  | Rental | MHHS-Southeast |  |  |  | FFP7191 |  | Southeast & Bay Area |  | Rental | [7 empty] | CONTROLLERINFUSIONPUMP-Alaris-Medley 8015 |  | MEDLEY PCU W/NETWORK *MEMORIAL HERMANN* |  |  | CONTROLLERINFUSIONPUMP-Alaris-Medley 8015 | [6 empty] | Verified as Rental |  |  | MHHS-Southeast
NO | YES |  |  |  | FFP111 |  | CAREFUSION | 8015M |  |  | Rental | MHHS-Southwest |  |  |  | FFP111 |  | Southwest |  | Rental | [7 empty] | CONTROLLERINFUSIONPUMP-Alaris-Medley 8015 |  | MEDLEY PCU W/NETWORK *MEMORIAL HERMANN* |  |  | CONTROLLERINFUSIONPUMP-Alaris-Medley 8015 | [6 empty] | Verified as Rental |  |  | MHHS-Southwest
NO | YES |  |  |  | FFP140 |  | CAREFUSION | 8015M |  |  | Rental | MHHS-Southwest |  |  |  | FFP140 |  | Southwest |  | Rental | [7 empty] | CONTROLLERINFUSIONPUMP-Alaris-Medley 8015 |  | MEDLEY PCU W/NETWORK *MEMORIAL HERMANN* |  |  | CONTROLLERINFUSIONPUMP-Alaris-Medley 8015 | [6 empty] | Verified as Rental |  |  | MHHS-Southwest
NO | YES |  |  |  | FFP164 |  | CAREFUSION | 8015M |  |  | Rental | MHHS-Southwest |  |  |  | FFP164 |  | Southwest |  | Rental | [7 empty] | CONTROLLERINFUSIONPUMP-Alaris-Medley 8015 |  | MEDLEY PCU W/NETWORK *MEMORIAL HERMANN* |  |  | CONTROLLERINFUSIONPUMP-Alaris-Medley 8015 | [6 empty] | Verified as Rental |  |  | MHHS-Southwest
NO | YES |  |  |  | FFP214 |  | CAREFUSION | 8015M |  |  | Rental | MHHS-Southwest |  |  |  | FFP214 |  | Southwest |  | Rental | [7 empty] | CONTROLLERINFUSIONPUMP-Alaris-Medley 8015 |  | MEDLEY PCU W/NETWORK *MEMORIAL HERMANN* |  |  | CONTROLLERINFUSIONPUMP-Alaris-Medley 8015 | [6 empty] | Verified as Rental |  |  | MHHS-Southwest
NO | YES |  |  |  | FFP223 |  | CAREFUSION | 8015M |  |  | Rental | MHHS-Southwest |  |  |  | FFP223 |  | Southwest |  | Rental | [7 empty] | CONTROLLERINFUSIONPUMP-Alaris-Medley 8015 |  | MEDLEY PCU W/NETWORK *MEMORIAL HERMANN* |  |  | CONTROLLERINFUSIONPUMP-Alaris-Medley 8015 | [6 empty] | Verified as Rental |  |  | MHHS-Southwest
NO | YES |  |  |  | FFP230 |  | CAREFUSION | 8015M |  |  | Rental | MHHS-Southwest |  |  |  | FFP230 |  | Southwest |  | Rental | [7 empty] | CONTROLLERINFUSIONPUMP-Alaris-Medley 8015 |  | MEDLEY PCU W/NETWORK *MEMORIAL HERMANN* |  |  | CONTROLLERINFUSIONPUMP-Alaris-Medley 8015 | [6 empty] | Verified as Rental |  |  | MHHS-Southwest
NO | YES |  |  |  | FFP233 |  | CAREFUSION | 8015M |  |  | Rental | MHHS-Southwest |  |  |  | FFP233 |  | Southwest |  | Rental | [7 empty] | CONTROLLERINFUSIONPUMP-Alaris-Medley 8015 |  | MEDLEY PCU W/NETWORK *MEMORIAL HERMANN* |  |  | CONTROLLERINFUSIONPUMP-Alaris-Medley 8015 | [6 empty] | Verified as Rental |  |  | MHHS-Southwest
NO | YES |  |  |  | FFP236 |  | CAREFUSION | 8015M |  |  | Rental | MHHS-Southwest |  |  |  | FFP236 |  | Southwest |  | Rental | [7 empty] | CONTROLLERINFUSIONPUMP-Alaris-Medley 8015 |  | MEDLEY PCU W/NETWORK *MEMORIAL HERMANN* |  |  | CONTROLLERINFUSIONPUMP-Alaris-Medley 8015 | [6 empty] | Verified as Rental |  |  | MHHS-Southwest
NO | YES |  |  |  | FFP286 |  | CAREFUSION | 8015M |  |  | Rental | MHHS-Southwest |  |  |  | FFP286 |  | Southwest |  | Rental | [7 empty] | CONTROLLERINFUSIONPUMP-Alaris-Medley 8015 |  | MEDLEY PCU W/NETWORK *MEMORIAL HERMANN* |  |  | CONTROLLERINFUSIONPUMP-Alaris-Medley 8015 | [6 empty] | Verified as Rental |  |  | MHHS-Southwest
NO | YES |  |  |  | FFP288 |  | CAREFUSION | 8015M |  |  | Rental | MHHS-Southwest |  |  |  | FFP288 |  | Southwest |  | Rental | [7 empty] | CONTROLLERINFUSIONPUMP-Alaris-Medley 8015 |  | MEDLEY PCU W/NETWORK *MEMORIAL HERMANN* |  |  | CONTROLLERINFUSIONPUMP-Alaris-Medley 8015 | [6 empty] | Verified as Rental |  |  | MHHS-Southwest
NO | YES |  |  |  | FFP301 |  | CAREFUSION | 8015M |  |  | Rental | MHHS-Southwest |  |  |  | FFP301 |  | Southwest |  | Rental | [7 empty] | CONTROLLERINFUSIONPUMP-Alaris-Medley 8015 |  | MEDLEY PCU W/NETWORK *MEMORIAL HERMANN* |  |  | CONTROLLERINFUSIONPUMP-Alaris-Medley 8015 | [6 empty] | Verified as Rental |  |  | MHHS-Southwest
NO | YES |  |  |  | FFP307 |  | CAREFUSION | 8015M |  |  | Rental | MHHS-Southwest |  |  |  | FFP307 |  | Southwest |  | Rental | [7 empty] | CONTROLLERINFUSIONPUMP-Alaris-Medley 8015 |  | MEDLEY PCU W/NETWORK *MEMORIAL HERMANN* |  |  | CONTROLLERINFUSIONPUMP-Alaris-Medley 8015 | [6 empty] | Verified as Rental |  |  | MHHS-Southwest
NO | YES |  |  |  | FFP310 |  | CAREFUSION | 8015M |  |  | Rental | MHHS-Southwest |  |  |  | FFP310 |  | Southwest |  | Rental | [7 empty] | CONTROLLERINFUSIONPUMP-Alaris-Medley 8015 |  | MEDLEY PCU W/NETWORK *MEMORIAL HERMANN* |  |  | CONTROLLERINFUSIONPUMP-Alaris-Medley 8015 | [6 empty] | Verified as Rental |  |  | MHHS-Southwest
NO | YES |  |  |  | FFP315 |  | CAREFUSION | 8015M |  |  | Rental | MHHS-Southwest |  |  |  | FFP315 |  | Southwest |  | Rental | [7 empty] | CONTROLLERINFUSIONPUMP-Alaris-Medley 8015 |  | MEDLEY PCU W/NETWORK *MEMORIAL HERMANN* |  |  | CONTROLLERINFUSIONPUMP-Alaris-Medley 8015 | [6 empty] | Verified as Rental |  |  | MHHS-Southwest
NO | YES |  |  |  | FFP322 |  | CAREFUSION | 8015M |  |  | Rental | MHHS-Southwest |  |  |  | FFP322 |  | Southwest |  | Rental | [7 empty] | CONTROLLERINFUSIONPUMP-Alaris-Medley 8015 |  | MEDLEY PCU W/NETWORK *MEMORIAL HERMANN* |  |  | CONTROLLERINFUSIONPUMP-Alaris-Medley 8015 | [6 empty] | Verified as Rental |  |  | MHHS-Southwest
NO | YES |  |  |  | FFP357 |  | CAREFUSION | 8015M |  |  | Rental | MHHS-Southwest |  |  |  | FFP357 |  | Southwest |  | Rental | [7 empty] | CONTROLLERINFUSIONPUMP-Alaris-Medley 8015 |  | MEDLEY PCU W/NETWORK *MEMORIAL HERMANN* |  |  | CONTROLLERINFUSIONPUMP-Alaris-Medley 8015 | [6 empty] | Verified as Rental |  |  | MHHS-Southwest
NO | YES |  |  |  | FFP359 |  | CAREFUSION | 8015M |  |  | Rental | MHHS-Southwest |  |  |  | FFP359 |  | Southwest |  | Rental | [7 empty] | CONTROLLERINFUSIONPUMP-Alaris-Medley 8015 |  | MEDLEY PCU W/NETWORK *MEMORIAL HERMANN* |  |  | CONTROLLERINFUSIONPUMP-Alaris-Medley 8015 | [6 empty] | Verified as Rental |  |  | MHHS-Southwest
NO | YES |  |  |  | FFP410 |  | CAREFUSION | 8015M |  |  | Rental | MHHS-Southwest |  |  |  | FFP410 |  | Southwest |  | Rental | [7 empty] | CONTROLLERINFUSIONPUMP-Alaris-Medley 8015 |  | MEDLEY PCU W/NETWORK *MEMORIAL HERMANN* |  |  | CONTROLLERINFUSIONPUMP-Alaris-Medley 8015 | [6 empty] | Verified as Rental |  |  | MHHS-Southwest
NO | YES |  |  |  | FFP423 |  | CAREFUSION | 8015M |  |  | Rental | MHHS-Southwest |  |  |  | FFP423 |  | Southwest |  | Rental | [7 empty] | CONTROLLERINFUSIONPUMP-Alaris-Medley 8015 |  | MEDLEY PCU W/NETWORK *MEMORIAL HERMANN* |  |  | CONTROLLERINFUSIONPUMP-Alaris-Medley 8015 | [6 empty] | Verified as Rental |  |  | MHHS-Southwest
NO | YES |  |  |  | FFP440 |  | CAREFUSION | 8015M |  |  | Rental | MHHS-Southwest |  |  |  | FFP440 |  | Southwest |  | Rental | [7 empty] | CONTROLLERINFUSIONPUMP-Alaris-Medley 8015 |  | MEDLEY PCU W/NETWORK *MEMORIAL HERMANN* |  |  | CONTROLLERINFUSIONPUMP-Alaris-Medley 8015 | [6 empty] | Verified as Rental |  |  | MHHS-Southwest
NO | YES |  |  |  | FFP442 |  | CAREFUSION | 8015M |  |  | Rental | MHHS-Southwest |  |  |  | FFP442 |  | Southwest |  | Rental | [7 empty] | CONTROLLERINFUSIONPUMP-Alaris-Medley 8015 |  | MEDLEY PCU W/NETWORK *MEMORIAL HERMANN* |  |  | CONTROLLERINFUSIONPUMP-Alaris-Medley 8015 | [6 empty] | Verified as Rental |  |  | MHHS-Southwest
NO | YES |  |  |  | FFP463 |  | CAREFUSION | 8015M |  |  | Rental | MHHS-Southwest |  |  |  | FFP463 |  | Southwest |  | Rental | [7 empty] | CONTROLLERINFUSIONPUMP-Alaris-Medley 8015 |  | MEDLEY PCU W/NETWORK *MEMORIAL HERMANN* |  |  | CONTROLLERINFUSIONPUMP-Alaris-Medley 8015 | [6 empty] | Verified as Rental |  |  | MHHS-Southwest
NO | YES |  |  |  | FFP471 |  | CAREFUSION | 8015M |  |  | Rental | MHHS-Southwest |  |  |  | FFP471 |  | Southwest |  | Rental | [7 empty] | CONTROLLERINFUSIONPUMP-Alaris-Medley 8015 |  | MEDLEY PCU W/NETWORK *MEMORIAL HERMANN* |  |  | CONTROLLERINFUSIONPUMP-Alaris-Medley 8015 | [6 empty] | Verified as Rental |  |  | MHHS-Southwest
NO | YES |  |  |  | FFP480 |  | CAREFUSION | 8015M |  |  | Rental | MHHS-Southwest |  |  |  | FFP480 |  | Southwest |  | Rental | [7 empty] | CONTROLLERINFUSIONPUMP-Alaris-Medley 8015 |  | MEDLEY PCU W/NETWORK *MEMORIAL HERMANN* |  |  | CONTROLLERINFUSIONPUMP-Alaris-Medley 8015 | [6 empty] | Verified as Rental |  |  | MHHS-Southwest
NO | YES |  |  |  | FFP484 |  | CAREFUSION | 8015M |  |  | Rental | MHHS-Southwest |  |  |  | FFP484 |  | Southwest |  | Rental | [7 empty] | CONTROLLERINFUSIONPUMP-Alaris-Medley 8015 |  | MEDLEY PCU W/NETWORK *MEMORIAL HERMANN* |  |  | CONTROLLERINFUSIONPUMP-Alaris-Medley 8015 | [6 empty] | Verified as Rental |  |  | MHHS-Southwest
NO | YES |  |  |  | FFP495 |  | CAREFUSION | 8015M |  |  | Rental | MHHS-Southwest |  |  |  | FFP495 |  | Southwest |  | Rental | [7 empty] | CONTROLLERINFUSIONPUMP-Alaris-Medley 8015 |  | MEDLEY PCU W/NETWORK *MEMORIAL HERMANN* |  |  | CONTROLLERINFUSIONPUMP-Alaris-Medley 8015 | [6 empty] | Verified as Rental |  |  | MHHS-Southwest
NO | YES |  |  |  | FFP560 |  | CAREFUSION | 8015M |  |  | Rental | MHHS-Southwest |  |  |  | FFP560 |  | Southwest |  | Rental | [7 empty] | CONTROLLERINFUSIONPUMP-Alaris-Medley 8015 |  | MEDLEY PCU W/NETWORK *MEMORIAL HERMANN* |  |  | CONTROLLERINFUSIONPUMP-Alaris-Medley 8015 | [6 empty] | Verified as Rental |  |  | MHHS-Southwest
NO | YES |  |  |  | FFP564 |  | CAREFUSION | 8015M |  |  | Rental | MHHS-Southwest |  |  |  | FFP564 |  | Southwest |  | Rental | [7 empty] | CONTROLLERINFUSIONPUMP-Alaris-Medley 8015 |  | MEDLEY PCU W/NETWORK *MEMORIAL HERMANN* |  |  | CONTROLLERINFUSIONPUMP-Alaris-Medley 8015 | [6 empty] | Verified as Rental |  |  | MHHS-Southwest
NO | YES |  |  |  | FFP610 |  | CAREFUSION | 8015M |  |  | Rental | MHHS-Southwest |  |  |  | FFP610 |  | Southwest |  | Rental | [7 empty] | CONTROLLERINFUSIONPUMP-Alaris-Medley 8015 |  | MEDLEY PCU W/NETWORK *MEMORIAL HERMANN* |  |  | CONTROLLERINFUSIONPUMP-Alaris-Medley 8015 | [6 empty] | Verified as Rental |  |  | MHHS-Southwest
NO | YES |  |  |  | FFP631 |  | CAREFUSION | 8015M |  |  | Rental | MHHS-Southwest |  |  |  | FFP631 |  | Southwest |  | Rental | [7 empty] | CONTROLLERINFUSIONPUMP-Alaris-Medley 8015 |  | MEDLEY PCU W/NETWORK *MEMORIAL HERMANN* |  |  | CONTROLLERINFUSIONPUMP-Alaris-Medley 8015 | [6 empty] | Verified as Rental |  |  | MHHS-Southwest
NO | YES |  |  |  | FFP632 |  | CAREFUSION | 8015M |  |  | Rental | MHHS-Southwest |  |  |  | FFP632 |  | Southwest |  | Rental | [7 empty] | CONTROLLERINFUSIONPUMP-Alaris-Medley 8015 |  | MEDLEY PCU W/NETWORK *MEMORIAL HERMANN* |  |  | CONTROLLERINFUSIONPUMP-Alaris-Medley 8015 | [6 empty] | Verified as Rental |  |  | MHHS-Southwest
NO | YES |  |  |  | FFP645 |  | CAREFUSION | 8015M |  |  | Rental | MHHS-Southwest |  |  |  | FFP645 |  | Southwest |  | Rental | [7 empty] | CONTROLLERINFUSIONPUMP-Alaris-Medley 8015 |  | MEDLEY PCU W/NETWORK *MEMORIAL HERMANN* |  |  | CONTROLLERINFUSIONPUMP-Alaris-Medley 8015 | [6 empty] | Verified as Rental |  |  | MHHS-Southwest
NO | YES |  |  |  | FFP647 |  | CAREFUSION | 8015M |  |  | Rental | MHHS-Southwest |  |  |  | FFP647 |  | Southwest |  | Rental | [7 empty] | CONTROLLERINFUSIONPUMP-Alaris-Medley 8015 |  | MEDLEY PCU W/NETWORK *MEMORIAL HERMANN* |  |  | CONTROLLERINFUSIONPUMP-Alaris-Medley 8015 | [6 empty] | Verified as Rental |  |  | MHHS-Southwest
NO | YES |  |  |  | FFP654 |  | CAREFUSION | 8015M |  |  | Rental | MHHS-Southwest |  |  |  | FFP654 |  | Southwest |  | Rental | [7 empty] | CONTROLLERINFUSIONPUMP-Alaris-Medley 8015 |  | MEDLEY PCU W/NETWORK *MEMORIAL HERMANN* |  |  | CONTROLLERINFUSIONPUMP-Alaris-Medley 8015 | [6 empty] | Verified as Rental |  |  | MHHS-Southwest
NO | YES |  |  |  | FFP660 |  | CAREFUSION | 8015M |  |  | Rental | MHHS-Southwest |  |  |  | FFP660 |  | Southwest |  | Rental | [7 empty] | CONTROLLERINFUSIONPUMP-Alaris-Medley 8015 |  | MEDLEY PCU W/NETWORK *MEMORIAL HERMANN* |  |  | CONTROLLERINFUSIONPUMP-Alaris-Medley 8015 | [6 empty] | Verified as Rental |  |  | MHHS-Southwest
NO | YES |  |  |  | FFP674 |  | CAREFUSION | 8015M |  |  | Rental | MHHS-Southwest |  |  |  | FFP674 |  | Southwest |  | Rental | [7 empty] | CONTROLLERINFUSIONPUMP-Alaris-Medley 8015 |  | MEDLEY PCU W/NETWORK *MEMORIAL HERMANN* |  |  | CONTROLLERINFUSIONPUMP-Alaris-Medley 8015 | [6 empty] | Verified as Rental |  |  | MHHS-Southwest
NO | YES |  |  |  | FFP678 |  | CAREFUSION | 8015M |  |  | Rental | MHHS-Southwest |  |  |  | FFP678 |  | Southwest |  | Rental | [7 empty] | CONTROLLERINFUSIONPUMP-Alaris-Medley 8015 |  | MEDLEY PCU W/NETWORK *MEMORIAL HERMANN* |  |  | CONTROLLERINFUSIONPUMP-Alaris-Medley 8015 | [6 empty] | Verified as Rental |  |  | MHHS-Southwest
NO | YES |  |  |  | FFP692 |  | CAREFUSION | 8015M |  |  | Rental | MHHS-Southwest |  |  |  | FFP692 |  | Southwest |  | Rental | [7 empty] | CONTROLLERINFUSIONPUMP-Alaris-Medley 8015 |  | MEDLEY PCU W/NETWORK *MEMORIAL HERMANN* |  |  | CONTROLLERINFUSIONPUMP-Alaris-Medley 8015 | [6 empty] | Verified as Rental |  |  | MHHS-Southwest
NO | YES |  |  |  | FFP721 |  | CAREFUSION | 8015M |  |  | Rental | MHHS-Southwest |  |  |  | FFP721 |  | Southwest |  | Rental | [7 empty] | CONTROLLERINFUSIONPUMP-Alaris-Medley 8015 |  | MEDLEY PCU W/NETWORK *MEMORIAL HERMANN* |  |  | CONTROLLERINFUSIONPUMP-Alaris-Medley 8015 | [6 empty] | Verified as Rental |  |  | MHHS-Southwest
NO | YES |  |  |  | FFP737 |  | CAREFUSION | 8015M |  |  | Rental | MHHS-Southwest |  |  |  | FFP737 |  | Southwest |  | Rental | [7 empty] | CONTROLLERINFUSIONPUMP-Alaris-Medley 8015 |  | MEDLEY PCU W/NETWORK *MEMORIAL HERMANN* |  |  | CONTROLLERINFUSIONPUMP-Alaris-Medley 8015 | [6 empty] | Verified as Rental |  |  | MHHS-Southwest
NO | YES |  |  |  | FFP825 |  | CAREFUSION | 8015M |  |  | Rental | MHHS-Southwest |  |  |  | FFP825 |  | Southwest |  | Rental | [7 empty] | CONTROLLERINFUSIONPUMP-Alaris-Medley 8015 |  | MEDLEY PCU W/NETWORK *MEMORIAL HERMANN* |  |  | CONTROLLERINFUSIONPUMP-Alaris-Medley 8015 | [6 empty] | Verified as Rental |  |  | MHHS-Southwest
NO | YES |  |  |  | FFP826 |  | CAREFUSION | 8015M |  |  | Rental | MHHS-Southwest |  |  |  | FFP826 |  | Southwest |  | Rental | [7 empty] | CONTROLLERINFUSIONPUMP-Alaris-Medley 8015 |  | MEDLEY PCU W/NETWORK *MEMORIAL HERMANN* |  |  | CONTROLLERINFUSIONPUMP-Alaris-Medley 8015 | [6 empty] | Verified as Rental |  |  | MHHS-Southwest
NO | YES |  |  |  | FFP828 |  | CAREFUSION | 8015M |  |  | Rental | MHHS-Southwest |  |  |  | FFP828 |  | Southwest |  | Rental | [7 empty] | CONTROLLERINFUSIONPUMP-Alaris-Medley 8015 |  | MEDLEY PCU W/NETWORK *MEMORIAL HERMANN* |  |  | CONTROLLERINFUSIONPUMP-Alaris-Medley 8015 | [6 empty] | Verified as Rental |  |  | MHHS-Southwest
NO | YES |  |  |  | FFP855 |  | CAREFUSION | 8015M |  |  | Rental | MHHS-Southwest |  |  |  | FFP855 |  | Southwest |  | Rental | [7 empty] | CONTROLLERINFUSIONPUMP-Alaris-Medley 8015 |  | MEDLEY PCU W/NETWORK *MEMORIAL HERMANN* |  |  | CONTROLLERINFUSIONPUMP-Alaris-Medley 8015 | [6 empty] | Verified as Rental |  |  | MHHS-Southwest
NO | YES |  |  |  | FFP859 |  | CAREFUSION | 8015M |  |  | Rental | MHHS-Southwest |  |  |  | FFP859 |  | Southwest |  | Rental | [7 empty] | CONTROLLERINFUSIONPUMP-Alaris-Medley 8015 |  | MEDLEY PCU W/NETWORK *MEMORIAL HERMANN* |  |  | CONTROLLERINFUSIONPUMP-Alaris-Medley 8015 | [6 empty] | Verified as Rental |  |  | MHHS-Southwest
NO | YES |  |  |  | FFP860 |  | CAREFUSION | 8015M |  |  | Rental | MHHS-Southwest |  |  |  | FFP860 |  | Southwest |  | Rental | [7 empty] | CONTROLLERINFUSIONPUMP-Alaris-Medley 8015 |  | MEDLEY PCU W/NETWORK *MEMORIAL HERMANN* |  |  | CONTROLLERINFUSIONPUMP-Alaris-Medley 8015 | [6 empty] | Verified as Rental |  |  | MHHS-Southwest
NO | YES |  |  |  | FFP874 |  | CAREFUSION | 8015M |  |  | Rental | MHHS-Southwest |  |  |  | FFP874 |  | Southwest |  | Rental | [7 empty] | CONTROLLERINFUSIONPUMP-Alaris-Medley 8015 |  | MEDLEY PCU W/NETWORK *MEMORIAL HERMANN* |  |  | CONTROLLERINFUSIONPUMP-Alaris-Medley 8015 | [6 empty] | Verified as Rental |  |  | MHHS-Southwest
NO | YES |  |  |  | FFP900 |  | CAREFUSION | 8015M |  |  | Rental | MHHS-Southwest |  |  |  | FFP900 |  | Southwest |  | Rental | [7 empty] | CONTROLLERINFUSIONPUMP-Alaris-Medley 8015 |  | MEDLEY PCU W/NETWORK *MEMORIAL HERMANN* |  |  | CONTROLLERINFUSIONPUMP-Alaris-Medley 8015 | [6 empty] | Verified as Rental |  |  | MHHS-Southwest
NO | YES |  |  |  | FFP910 |  | CAREFUSION | 8015M |  |  | Rental | MHHS-Southwest |  |  |  | FFP910 |  | Southwest |  | Rental | [7 empty] | CONTROLLERINFUSIONPUMP-Alaris-Medley 8015 |  | MEDLEY PCU W/NETWORK *MEMORIAL HERMANN* |  |  | CONTROLLERINFUSIONPUMP-Alaris-Medley 8015 | [6 empty] | Verified as Rental |  |  | MHHS-Southwest
NO | YES |  |  |  | FFP915 |  | CAREFUSION | 8015M |  |  | Rental | MHHS-Southwest |  |  |  | FFP915 |  | Southwest |  | Rental | [7 empty] | CONTROLLERINFUSIONPUMP-Alaris-Medley 8015 |  | MEDLEY PCU W/NETWORK *MEMORIAL HERMANN* |  |  | CONTROLLERINFUSIONPUMP-Alaris-Medley 8015 | [6 empty] | Verified as Rental |  |  | MHHS-Southwest
NO | YES |  |  |  | FFP937 |  | CAREFUSION | 8015M |  |  | Rental | MHHS-Southwest |  |  |  | FFP937 |  | Southwest |  | Rental | [7 empty] | CONTROLLERINFUSIONPUMP-Alaris-Medley 8015 |  | MEDLEY PCU W/NETWORK *MEMORIAL HERMANN* |  |  | CONTROLLERINFUSIONPUMP-Alaris-Medley 8015 | [6 empty] | Verified as Rental |  |  | MHHS-Southwest
NO | YES |  |  |  | FFP953 |  | CAREFUSION | 8015M |  |  | Rental | MHHS-Southwest |  |  |  | FFP953 |  | Southwest |  | Rental | [7 empty] | CONTROLLERINFUSIONPUMP-Alaris-Medley 8015 |  | MEDLEY PCU W/NETWORK *MEMORIAL HERMANN* |  |  | CONTROLLERINFUSIONPUMP-Alaris-Medley 8015 | [6 empty] | Verified as Rental |  |  | MHHS-Southwest
NO | YES |  |  |  | FFP955 |  | CAREFUSION | 8015M |  |  | Rental | MHHS-Southwest |  |  |  | FFP955 |  | Southwest |  | Rental | [7 empty] | CONTROLLERINFUSIONPUMP-Alaris-Medley 8015 |  | MEDLEY PCU W/NETWORK *MEMORIAL HERMANN* |  |  | CONTROLLERINFUSIONPUMP-Alaris-Medley 8015 | [6 empty] | Verified as Rental |  |  | MHHS-Southwest
NO | YES |  |  |  | FFP958 |  | CAREFUSION | 8015M |  |  | Rental | MHHS-Southwest |  |  |  | FFP958 |  | Southwest |  | Rental | [7 empty] | CONTROLLERINFUSIONPUMP-Alaris-Medley 8015 |  | MEDLEY PCU W/NETWORK *MEMORIAL HERMANN* |  |  | CONTROLLERINFUSIONPUMP-Alaris-Medley 8015 | [6 empty] | Verified as Rental |  |  | MHHS-Southwest
NO | YES |  |  |  | FFP1008 |  | CAREFUSION | 8015M |  |  | Rental | MHHS-Southwest |  |  |  | FFP1008 |  | Southwest |  | Rental | [7 empty] | CONTROLLERINFUSIONPUMP-Alaris-Medley 8015 |  | MEDLEY PCU W/NETWORK *MEMORIAL HERMANN* |  |  | CONTROLLERINFUSIONPUMP-Alaris-Medley 8015 | [6 empty] | Verified as Rental |  |  | MHHS-Southwest
NO | YES |  |  |  | FFP1011 |  | CAREFUSION | 8015M |  |  | Rental | MHHS-Southwest |  |  |  | FFP1011 |  | Southwest |  | Rental | [7 empty] | CONTROLLERINFUSIONPUMP-Alaris-Medley 8015 |  | MEDLEY PCU W/NETWORK *MEMORIAL HERMANN* |  |  | CONTROLLERINFUSIONPUMP-Alaris-Medley 8015 | [6 empty] | Verified as Rental |  |  | MHHS-Southwest
NO | YES |  |  |  | FFP1013 |  | CAREFUSION | 8015M |  |  | Rental | MHHS-Southwest |  |  |  | FFP1013 |  | Southwest |  | Rental | [7 empty] | CONTROLLERINFUSIONPUMP-Alaris-Medley 8015 |  | MEDLEY PCU W/NETWORK *MEMORIAL HERMANN* |  |  | CONTROLLERINFUSIONPUMP-Alaris-Medley 8015 | [6 empty] | Verified as Rental |  |  | MHHS-Southwest
NO | YES |  |  |  | FFP1037 |  | CAREFUSION | 8015M |  |  | Rental | MHHS-Southwest |  |  |  | FFP1037 |  | Southwest |  | Rental | [7 empty] | CONTROLLERINFUSIONPUMP-Alaris-Medley 8015 |  | MEDLEY PCU W/NETWORK *MEMORIAL HERMANN* |  |  | CONTROLLERINFUSIONPUMP-Alaris-Medley 8015 | [6 empty] | Verified as Rental |  |  | MHHS-Southwest
NO | YES |  |  |  | FFP1053 |  | CAREFUSION | 8015M |  |  | Rental | MHHS-Southwest |  |  |  | FFP1053 |  | Southwest |  | Rental | [7 empty] | CONTROLLERINFUSIONPUMP-Alaris-Medley 8015 |  | MEDLEY PCU W/NETWORK *MEMORIAL HERMANN* |  |  | CONTROLLERINFUSIONPUMP-Alaris-Medley 8015 | [6 empty] | Verified as Rental |  |  | MHHS-Southwest
NO | YES |  |  |  | FFP1059 |  | CAREFUSION | 8015M |  |  | Rental | MHHS-Southwest |  |  |  | FFP1059 |  | Southwest |  | Rental | [7 empty] | CONTROLLERINFUSIONPUMP-Alaris-Medley 8015 |  | MEDLEY PCU W/NETWORK *MEMORIAL HERMANN* |  |  | CONTROLLERINFUSIONPUMP-Alaris-Medley 8015 | [6 empty] | Verified as Rental |  |  | MHHS-Southwest
NO | YES |  |  |  | FFP1125 |  | CAREFUSION | 8015M |  |  | Rental | MHHS-Southwest |  |  |  | FFP1125 |  | Southwest |  | Rental | [7 empty] | CONTROLLERINFUSIONPUMP-Alaris-Medley 8015 |  | MEDLEY PCU W/NETWORK *MEMORIAL HERMANN* |  |  | CONTROLLERINFUSIONPUMP-Alaris-Medley 8015 | [6 empty] | Verified as Rental |  |  | MHHS-Southwest
NO | YES |  |  |  | FFP1131 |  | CAREFUSION | 8015M |  |  | Rental | MHHS-Southwest |  |  |  | FFP1131 |  | Southwest |  | Rental | [7 empty] | CONTROLLERINFUSIONPUMP-Alaris-Medley 8015 |  | MEDLEY PCU W/NETWORK *MEMORIAL HERMANN* |  |  | CONTROLLERINFUSIONPUMP-Alaris-Medley 8015 | [6 empty] | Verified as Rental |  |  | MHHS-Southwest
NO | YES |  |  |  | FFP1133 |  | CAREFUSION | 8015M |  |  | Rental | MHHS-Southwest |  |  |  | FFP1133 |  | Southwest |  | Rental | [7 empty] | CONTROLLERINFUSIONPUMP-Alaris-Medley 8015 |  | MEDLEY PCU W/NETWORK *MEMORIAL HERMANN* |  |  | CONTROLLERINFUSIONPUMP-Alaris-Medley 8015 | [6 empty] | Verified as Rental |  |  | MHHS-Southwest
NO | YES |  |  |  | FFP1137 |  | CAREFUSION | 8015M |  |  | Rental | MHHS-Southwest |  |  |  | FFP1137 |  | Southwest |  | Rental | [7 empty] | CONTROLLERINFUSIONPUMP-Alaris-Medley 8015 |  | MEDLEY PCU W/NETWORK *MEMORIAL HERMANN* |  |  | CONTROLLERINFUSIONPUMP-Alaris-Medley 8015 | [6 empty] | Verified as Rental |  |  | MHHS-Southwest
NO | YES |  |  |  | FFP1187 |  | CAREFUSION | 8015M |  |  | Rental | MHHS-Southwest |  |  |  | FFP1187 |  | Southwest |  | Rental | [7 empty] | CONTROLLERINFUSIONPUMP-Alaris-Medley 8015 |  | MEDLEY PCU W/NETWORK *MEMORIAL HERMANN* |  |  | CONTROLLERINFUSIONPUMP-Alaris-Medley 8015 | [6 empty] | Verified as Rental |  |  | MHHS-Southwest
NO | YES |  |  |  | FFP1192 |  | CAREFUSION | 8015M |  |  | Rental | MHHS-Southwest |  |  |  | FFP1192 |  | Southwest |  | Rental | [7 empty] | CONTROLLERINFUSIONPUMP-Alaris-Medley 8015 |  | MEDLEY PCU W/NETWORK *MEMORIAL HERMANN* |  |  | CONTROLLERINFUSIONPUMP-Alaris-Medley 8015 | [6 empty] | Verified as Rental |  |  | MHHS-Southwest
NO | YES |  |  |  | FFP1219 |  | CAREFUSION | 8015M |  |  | Rental | MHHS-Southwest |  |  |  | FFP1219 |  | Southwest |  | Rental | [7 empty] | CONTROLLERINFUSIONPUMP-Alaris-Medley 8015 |  | MEDLEY PCU W/NETWORK *MEMORIAL HERMANN* |  |  | CONTROLLERINFUSIONPUMP-Alaris-Medley 8015 | [6 empty] | Verified as Rental |  |  | MHHS-Southwest
NO | YES |  |  |  | FFP1220 |  | CAREFUSION | 8015M |  |  | Rental | MHHS-Southwest |  |  |  | FFP1220 |  | Southwest |  | Rental | [7 empty] | CONTROLLERINFUSIONPUMP-Alaris-Medley 8015 |  | MEDLEY PCU W/NETWORK *MEMORIAL HERMANN* |  |  | CONTROLLERINFUSIONPUMP-Alaris-Medley 8015 | [6 empty] | Verified as Rental |  |  | MHHS-Southwest
NO | YES |  |  |  | FFP1251 |  | CAREFUSION | 8015M |  |  | Rental | MHHS-Southwest |  |  |  | FFP1251 |  | Southwest |  | Rental | [7 empty] | CONTROLLERINFUSIONPUMP-Alaris-Medley 8015 |  | MEDLEY PCU W/NETWORK *MEMORIAL HERMANN* |  |  | CONTROLLERINFUSIONPUMP-Alaris-Medley 8015 | [6 empty] | Verified as Rental |  |  | MHHS-Southwest
NO | YES |  |  |  | FFP1268 |  | CAREFUSION | 8015M |  |  | Rental | MHHS-Southwest |  |  |  | FFP1268 |  | Southwest |  | Rental | [7 empty] | CONTROLLERINFUSIONPUMP-Alaris-Medley 8015 |  | MEDLEY PCU W/NETWORK *MEMORIAL HERMANN* |  |  | CONTROLLERINFUSIONPUMP-Alaris-Medley 8015 | [6 empty] | Verified as Rental |  |  | MHHS-Southwest
NO | YES |  |  |  | FFP1270 |  | CAREFUSION | 8015M |  |  | Rental | MHHS-Southwest |  |  |  | FFP1270 |  | Southwest |  | Rental | [7 empty] | CONTROLLERINFUSIONPUMP-Alaris-Medley 8015 |  | MEDLEY PCU W/NETWORK *MEMORIAL HERMANN* |  |  | CONTROLLERINFUSIONPUMP-Alaris-Medley 8015 | [6 empty] | Verified as Rental |  |  | MHHS-Southwest
NO | YES |  |  |  | FFP1274 |  | CAREFUSION | 8015M |  |  | Rental | MHHS-Southwest |  |  |  | FFP1274 |  | Southwest |  | Rental | [7 empty] | CONTROLLERINFUSIONPUMP-Alaris-Medley 8015 |  | MEDLEY PCU W/NETWORK *MEMORIAL HERMANN* |  |  | CONTROLLERINFUSIONPUMP-Alaris-Medley 8015 | [6 empty] | Verified as Rental |  |  | MHHS-Southwest
NO | YES |  |  |  | FFP1285 |  | CAREFUSION | 8015M |  |  | Rental | MHHS-Southwest |  |  |  | FFP1285 |  | Southwest |  | Rental | [7 empty] | CONTROLLERINFUSIONPUMP-Alaris-Medley 8015 |  | MEDLEY PCU W/NETWORK *MEMORIAL HERMANN* |  |  | CONTROLLERINFUSIONPUMP-Alaris-Medley 8015 | [6 empty] | Verified as Rental |  |  | MHHS-Southwest
NO | YES |  |  |  | FFP1308 |  | CAREFUSION | 8015M |  |  | Rental | MHHS-Southwest |  |  |  | FFP1308 |  | Southwest |  | Rental | [7 empty] | CONTROLLERINFUSIONPUMP-Alaris-Medley 8015 |  | MEDLEY PCU W/NETWORK *MEMORIAL HERMANN* |  |  | CONTROLLERINFUSIONPUMP-Alaris-Medley 8015 | [6 empty] | Verified as Rental |  |  | MHHS-Southwest
NO | YES |  |  |  | FFP1332 |  | CAREFUSION | 8015M |  |  | Rental | MHHS-Southwest |  |  |  | FFP1332 |  | Southwest |  | Rental | [7 empty] | CONTROLLERINFUSIONPUMP-Alaris-Medley 8015 |  | MEDLEY PCU W/NETWORK *MEMORIAL HERMANN* |  |  | CONTROLLERINFUSIONPUMP-Alaris-Medley 8015 | [6 empty] | Verified as Rental |  |  | MHHS-Southwest
NO | YES |  |  |  | FFP1340 |  | CAREFUSION | 8015M |  |  | Rental | MHHS-Southwest |  |  |  | FFP1340 |  | Southwest |  | Rental | [7 empty] | CONTROLLERINFUSIONPUMP-Alaris-Medley 8015 |  | MEDLEY PCU W/NETWORK *MEMORIAL HERMANN* |  |  | CONTROLLERINFUSIONPUMP-Alaris-Medley 8015 | [6 empty] | Verified as Rental |  |  | MHHS-Southwest
NO | YES |  |  |  | FFP1351 |  | CAREFUSION | 8015M |  |  | Rental | MHHS-Southwest |  |  |  | FFP1351 |  | Southwest |  | Rental | [7 empty] | CONTROLLERINFUSIONPUMP-Alaris-Medley 8015 |  | MEDLEY PCU W/NETWORK *MEMORIAL HERMANN* |  |  | CONTROLLERINFUSIONPUMP-Alaris-Medley 8015 | [6 empty] | Verified as Rental |  |  | MHHS-Southwest
NO | YES |  |  |  | FFP1357 |  | CAREFUSION | 8015M |  |  | Rental | MHHS-Southwest |  |  |  | FFP1357 |  | Southwest |  | Rental | [7 empty] | CONTROLLERINFUSIONPUMP-Alaris-Medley 8015 |  | MEDLEY PCU W/NETWORK *MEMORIAL HERMANN* |  |  | CONTROLLERINFUSIONPUMP-Alaris-Medley 8015 | [6 empty] | Verified as Rental |  |  | MHHS-Southwest
NO | YES |  |  |  | FFP1363 |  | CAREFUSION | 8015M |  |  | Rental | MHHS-Southwest |  |  |  | FFP1363 |  | Southwest |  | Rental | [7 empty] | CONTROLLERINFUSIONPUMP-Alaris-Medley 8015 |  | MEDLEY PCU W/NETWORK *MEMORIAL HERMANN* |  |  | CONTROLLERINFUSIONPUMP-Alaris-Medley 8015 | [6 empty] | Verified as Rental |  |  | MHHS-Southwest
NO | YES |  |  |  | FFP1369 |  | CAREFUSION | 8015M |  |  | Rental | MHHS-Southwest |  |  |  | FFP1369 |  | Southwest |  | Rental | [7 empty] | CONTROLLERINFUSIONPUMP-Alaris-Medley 8015 |  | MEDLEY PCU W/NETWORK *MEMORIAL HERMANN* |  |  | CONTROLLERINFUSIONPUMP-Alaris-Medley 8015 | [6 empty] | Verified as Rental |  |  | MHHS-Southwest
NO | YES |  |  |  | FFP1374 |  | CAREFUSION | 8015M |  |  | Rental | MHHS-Southwest |  |  |  | FFP1374 |  | Southwest |  | Rental | [7 empty] | CONTROLLERINFUSIONPUMP-Alaris-Medley 8015 |  | MEDLEY PCU W/NETWORK *MEMORIAL HERMANN* |  |  | CONTROLLERINFUSIONPUMP-Alaris-Medley 8015 | [6 empty] | Verified as Rental |  |  | MHHS-Southwest
NO | YES |  |  |  | FFP1377 |  | CAREFUSION | 8015M |  |  | Rental | MHHS-Southwest |  |  |  | FFP1377 |  | Southwest |  | Rental | [7 empty] | CONTROLLERINFUSIONPUMP-Alaris-Medley 8015 |  | MEDLEY PCU W/NETWORK *MEMORIAL HERMANN* |  |  | CONTROLLERINFUSIONPUMP-Alaris-Medley 8015 | [6 empty] | Verified as Rental |  |  | MHHS-Southwest
NO | YES |  |  |  | FFP1392 |  | CAREFUSION | 8015M |  |  | Rental | MHHS-Southwest |  |  |  | FFP1392 |  | Southwest |  | Rental | [7 empty] | CONTROLLERINFUSIONPUMP-Alaris-Medley 8015 |  | MEDLEY PCU W/NETWORK *MEMORIAL HERMANN* |  |  | CONTROLLERINFUSIONPUMP-Alaris-Medley 8015 | [6 empty] | Verified as Rental |  |  | MHHS-Southwest
NO | YES |  |  |  | FFP1395 |  | CAREFUSION | 8015M |  |  | Rental | MHHS-Southwest |  |  |  | FFP1395 |  | Southwest |  | Rental | [7 empty] | CONTROLLERINFUSIONPUMP-Alaris-Medley 8015 |  | MEDLEY PCU W/NETWORK *MEMORIAL HERMANN* |  |  | CONTROLLERINFUSIONPUMP-Alaris-Medley 8015 | [6 empty] | Verified as Rental |  |  | MHHS-Southwest
NO | YES |  |  |  | FFP1411 |  | CAREFUSION | 8015M |  |  | Rental | MHHS-Southwest |  |  |  | FFP1411 |  | Southwest |  | Rental | [7 empty] | CONTROLLERINFUSIONPUMP-Alaris-Medley 8015 |  | MEDLEY PCU W/NETWORK *MEMORIAL HERMANN* |  |  | CONTROLLERINFUSIONPUMP-Alaris-Medley 8015 | [6 empty] | Verified as Rental |  |  | MHHS-Southwest
NO | YES |  |  |  | FFP1423 |  | CAREFUSION | 8015M |  |  | Rental | MHHS-Southwest |  |  |  | FFP1423 |  | Southwest |  | Rental | [7 empty] | CONTROLLERINFUSIONPUMP-Alaris-Medley 8015 |  | MEDLEY PCU W/NETWORK *MEMORIAL HERMANN* |  |  | CONTROLLERINFUSIONPUMP-Alaris-Medley 8015 | [6 empty] | Verified as Rental |  |  | MHHS-Southwest
NO | YES |  |  |  | FFP1428 |  | CAREFUSION | 8015M |  |  | Rental | MHHS-Southwest |  |  |  | FFP1428 |  | Southwest |  | Rental | [7 empty] | CONTROLLERINFUSIONPUMP-Alaris-Medley 8015 |  | MEDLEY PCU W/NETWORK *MEMORIAL HERMANN* |  |  | CONTROLLERINFUSIONPUMP-Alaris-Medley 8015 | [6 empty] | Verified as Rental |  |  | MHHS-Southwest
NO | YES |  |  |  | FFP1431 |  | CAREFUSION | 8015M |  |  | Rental | MHHS-Southwest |  |  |  | FFP1431 |  | Southwest |  | Rental | [7 empty] | CONTROLLERINFUSIONPUMP-Alaris-Medley 8015 |  | MEDLEY PCU W/NETWORK *MEMORIAL HERMANN* |  |  | CONTROLLERINFUSIONPUMP-Alaris-Medley 8015 | [6 empty] | Verified as Rental |  |  | MHHS-Southwest
NO | YES |  |  |  | FFP1442 |  | CAREFUSION | 8015M |  |  | Rental | MHHS-Southwest |  |  |  | FFP1442 |  | Southwest |  | Rental | [7 empty] | CONTROLLERINFUSIONPUMP-Alaris-Medley 8015 |  | MEDLEY PCU W/NETWORK *MEMORIAL HERMANN* |  |  | CONTROLLERINFUSIONPUMP-Alaris-Medley 8015 | [6 empty] | Verified as Rental |  |  | MHHS-Southwest
NO | YES |  |  |  | FFP1454 |  | CAREFUSION | 8015M |  |  | Rental | MHHS-Southwest |  |  |  | FFP1454 |  | Southwest |  | Rental | [7 empty] | CONTROLLERINFUSIONPUMP-Alaris-Medley 8015 |  | MEDLEY PCU W/NETWORK *MEMORIAL HERMANN* |  |  | CONTROLLERINFUSIONPUMP-Alaris-Medley 8015 | [6 empty] | Verified as Rental |  |  | MHHS-Southwest
NO | YES |  |  |  | FFP1462 |  | CAREFUSION | 8015M |  |  | Rental | MHHS-Southwest |  |  |  | FFP1462 |  | Southwest |  | Rental | [7 empty] | CONTROLLERINFUSIONPUMP-Alaris-Medley 8015 |  | MEDLEY PCU W/NETWORK *MEMORIAL HERMANN* |  |  | CONTROLLERINFUSIONPUMP-Alaris-Medley 8015 | [6 empty] | Verified as Rental |  |  | MHHS-Southwest
NO | YES |  |  |  | FFP1466 |  | CAREFUSION | 8015M |  |  | Rental | MHHS-Southwest |  |  |  | FFP1466 |  | Southwest |  | Rental | [7 empty] | CONTROLLERINFUSIONPUMP-Alaris-Medley 8015 |  | MEDLEY PCU W/NETWORK *MEMORIAL HERMANN* |  |  | CONTROLLERINFUSIONPUMP-Alaris-Medley 8015 | [6 empty] | Verified as Rental |  |  | MHHS-Southwest
NO | YES |  |  |  | FFP1467 |  | CAREFUSION | 8015M |  |  | Rental | MHHS-Southwest |  |  |  | FFP1467 |  | Southwest |  | Rental | [7 empty] | CONTROLLERINFUSIONPUMP-Alaris-Medley 8015 |  | MEDLEY PCU W/NETWORK *MEMORIAL HERMANN* |  |  | CONTROLLERINFUSIONPUMP-Alaris-Medley 8015 | [6 empty] | Verified as Rental |  |  | MHHS-Southwest
NO | YES |  |  |  | FFP1474 |  | CAREFUSION | 8015M |  |  | Rental | MHHS-Southwest |  |  |  | FFP1474 |  | Southwest |  | Rental | [7 empty] | CONTROLLERINFUSIONPUMP-Alaris-Medley 8015 |  | MEDLEY PCU W/NETWORK *MEMORIAL HERMANN* |  |  | CONTROLLERINFUSIONPUMP-Alaris-Medley 8015 | [6 empty] | Verified as Rental |  |  | MHHS-Southwest
NO | YES |  |  |  | FFP1510 |  | CAREFUSION | 8015M |  |  | Rental | MHHS-Southwest |  |  |  | FFP1510 |  | Southwest |  | Rental | [7 empty] | CONTROLLERINFUSIONPUMP-Alaris-Medley 8015 |  | MEDLEY PCU W/NETWORK *MEMORIAL HERMANN* |  |  | CONTROLLERINFUSIONPUMP-Alaris-Medley 8015 | [6 empty] | Verified as Rental |  |  | MHHS-Southwest
NO | YES |  |  |  | FFP1536 |  | CAREFUSION | 8015M |  |  | Rental | MHHS-Southwest |  |  |  | FFP1536 |  | Southwest |  | Rental | [7 empty] | CONTROLLERINFUSIONPUMP-Alaris-Medley 8015 |  | MEDLEY PCU W/NETWORK *MEMORIAL HERMANN* |  |  | CONTROLLERINFUSIONPUMP-Alaris-Medley 8015 | [6 empty] | Verified as Rental |  |  | MHHS-Southwest
NO | YES |  |  |  | FFP1542 |  | CAREFUSION | 8015M |  |  | Rental | MHHS-Southwest |  |  |  | FFP1542 |  | Southwest |  | Rental | [7 empty] | CONTROLLERINFUSIONPUMP-Alaris-Medley 8015 |  | MEDLEY PCU W/NETWORK *MEMORIAL HERMANN* |  |  | CONTROLLERINFUSIONPUMP-Alaris-Medley 8015 | [6 empty] | Verified as Rental |  |  | MHHS-Southwest
NO | YES |  |  |  | FFP1559 |  | CAREFUSION | 8015M |  |  | Rental | MHHS-Southwest |  |  |  | FFP1559 |  | Southwest |  | Rental | [7 empty] | CONTROLLERINFUSIONPUMP-Alaris-Medley 8015 |  | MEDLEY PCU W/NETWORK *MEMORIAL HERMANN* |  |  | CONTROLLERINFUSIONPUMP-Alaris-Medley 8015 | [6 empty] | Verified as Rental |  |  | MHHS-Southwest
NO | YES |  |  |  | FFP1582 |  | CAREFUSION | 8015M |  |  | Rental | MHHS-Southwest |  |  |  | FFP1582 |  | Southwest |  | Rental | [7 empty] | CONTROLLERINFUSIONPUMP-Alaris-Medley 8015 |  | MEDLEY PCU W/NETWORK *MEMORIAL HERMANN* |  |  | CONTROLLERINFUSIONPUMP-Alaris-Medley 8015 | [6 empty] | Verified as Rental |  |  | MHHS-Southwest
NO | YES |  |  |  | FFP1586 |  | CAREFUSION | 8015M |  |  | Rental | MHHS-Southwest |  |  |  | FFP1586 |  | Southwest |  | Rental | [7 empty] | CONTROLLERINFUSIONPUMP-Alaris-Medley 8015 |  | MEDLEY PCU W/NETWORK *MEMORIAL HERMANN* |  |  | CONTROLLERINFUSIONPUMP-Alaris-Medley 8015 | [6 empty] | Verified as Rental |  |  | MHHS-Southwest
NO | YES |  |  |  | FFP1588 |  | CAREFUSION | 8015M |  |  | Rental | MHHS-Southwest |  |  |  | FFP1588 |  | Southwest |  | Rental | [7 empty] | CONTROLLERINFUSIONPUMP-Alaris-Medley 8015 |  | MEDLEY PCU W/NETWORK *MEMORIAL HERMANN* |  |  | CONTROLLERINFUSIONPUMP-Alaris-Medley 8015 | [6 empty] | Verified as Rental |  |  | MHHS-Southwest
NO | YES |  |  |  | FFP1595 |  | CAREFUSION | 8015M |  |  | Rental | MHHS-Southwest |  |  |  | FFP1595 |  | Southwest |  | Rental | [7 empty] | CONTROLLERINFUSIONPUMP-Alaris-Medley 8015 |  | MEDLEY PCU W/NETWORK *MEMORIAL HERMANN* |  |  | CONTROLLERINFUSIONPUMP-Alaris-Medley 8015 | [6 empty] | Verified as Rental |  |  | MHHS-Southwest
NO | YES |  |  |  | FFP1608 |  | CAREFUSION | 8015M |  |  | Rental | MHHS-Southwest |  |  |  | FFP1608 |  | Southwest |  | Rental | [7 empty] | CONTROLLERINFUSIONPUMP-Alaris-Medley 8015 |  | MEDLEY PCU W/NETWORK *MEMORIAL HERMANN* |  |  | CONTROLLERINFUSIONPUMP-Alaris-Medley 8015 | [6 empty] | Verified as Rental |  |  | MHHS-Southwest
NO | YES |  |  |  | FFP1609 |  | CAREFUSION | 8015M |  |  | Rental | MHHS-Southwest |  |  |  | FFP1609 |  | Southwest |  | Rental | [7 empty] | CONTROLLERINFUSIONPUMP-Alaris-Medley 8015 |  | MEDLEY PCU W/NETWORK *MEMORIAL HERMANN* |  |  | CONTROLLERINFUSIONPUMP-Alaris-Medley 8015 | [6 empty] | Verified as Rental |  |  | MHHS-Southwest
NO | YES |  |  |  | FFP1618 |  | CAREFUSION | 8015M |  |  | Rental | MHHS-Southwest |  |  |  | FFP1618 |  | Southwest |  | Rental | [7 empty] | CONTROLLERINFUSIONPUMP-Alaris-Medley 8015 |  | MEDLEY PCU W/NETWORK *MEMORIAL HERMANN* |  |  | CONTROLLERINFUSIONPUMP-Alaris-Medley 8015 | [6 empty] | Verified as Rental |  |  | MHHS-Southwest
NO | YES |  |  |  | FFP1629 |  | CAREFUSION | 8015M |  |  | Rental | MHHS-Southwest |  |  |  | FFP1629 |  | Southwest |  | Rental | [7 empty] | CONTROLLERINFUSIONPUMP-Alaris-Medley 8015 |  | MEDLEY PCU W/NETWORK *MEMORIAL HERMANN* |  |  | CONTROLLERINFUSIONPUMP-Alaris-Medley 8015 | [6 empty] | Verified as Rental |  |  | MHHS-Southwest
NO | YES |  |  |  | FFP1630 |  | CAREFUSION | 8015M |  |  | Rental | MHHS-Southwest |  |  |  | FFP1630 |  | Southwest |  | Rental | [7 empty] | CONTROLLERINFUSIONPUMP-Alaris-Medley 8015 |  | MEDLEY PCU W/NETWORK *MEMORIAL HERMANN* |  |  | CONTROLLERINFUSIONPUMP-Alaris-Medley 8015 | [6 empty] | Verified as Rental |  |  | MHHS-Southwest
NO | YES |  |  |  | FFP1648 |  | CAREFUSION | 8015M |  |  | Rental | MHHS-Southwest |  |  |  | FFP1648 |  | Southwest |  | Rental | [7 empty] | CONTROLLERINFUSIONPUMP-Alaris-Medley 8015 |  | MEDLEY PCU W/NETWORK *MEMORIAL HERMANN* |  |  | CONTROLLERINFUSIONPUMP-Alaris-Medley 8015 | [6 empty] | Verified as Rental |  |  | MHHS-Southwest
NO | YES |  |  |  | FFP1649 |  | CAREFUSION | 8015M |  |  | Rental | MHHS-Southwest |  |  |  | FFP1649 |  | Southwest |  | Rental | [7 empty] | CONTROLLERINFUSIONPUMP-Alaris-Medley 8015 |  | MEDLEY PCU W/NETWORK *MEMORIAL HERMANN* |  |  | CONTROLLERINFUSIONPUMP-Alaris-Medley 8015 | [6 empty] | Verified as Rental |  |  | MHHS-Southwest
NO | YES |  |  |  | FFP1663 |  | CAREFUSION | 8015M |  |  | Rental | MHHS-Southwest |  |  |  | FFP1663 |  | Southwest |  | Rental | [7 empty] | CONTROLLERINFUSIONPUMP-Alaris-Medley 8015 |  | MEDLEY PCU W/NETWORK *MEMORIAL HERMANN* |  |  | CONTROLLERINFUSIONPUMP-Alaris-Medley 8015 | [6 empty] | Verified as Rental |  |  | MHHS-Southwest
NO | YES |  |  |  | FFP1665 |  | CAREFUSION | 8015M |  |  | Rental | MHHS-Southwest |  |  |  | FFP1665 |  | Southwest |  | Rental | [7 empty] | CONTROLLERINFUSIONPUMP-Alaris-Medley 8015 |  | MEDLEY PCU W/NETWORK *MEMORIAL HERMANN* |  |  | CONTROLLERINFUSIONPUMP-Alaris-Medley 8015 | [6 empty] | Verified as Rental |  |  | MHHS-Southwest
NO | YES |  |  |  | FFP1667 |  | CAREFUSION | 8015M |  |  | Rental | MHHS-Southwest |  |  |  | FFP1667 |  | Southwest |  | Rental | [7 empty] | CONTROLLERINFUSIONPUMP-Alaris-Medley 8015 |  | MEDLEY PCU W/NETWORK *MEMORIAL HERMANN* |  |  | CONTROLLERINFUSIONPUMP-Alaris-Medley 8015 | [6 empty] | Verified as Rental |  |  | MHHS-Southwest
NO | YES |  |  |  | FFP1688 |  | CAREFUSION | 8015M |  |  | Rental | MHHS-Southwest |  |  |  | FFP1688 |  | Southwest |  | Rental | [7 empty] | CONTROLLERINFUSIONPUMP-Alaris-Medley 8015 |  | MEDLEY PCU W/NETWORK *MEMORIAL HERMANN* |  |  | CONTROLLERINFUSIONPUMP-Alaris-Medley 8015 | [6 empty] | Verified as Rental |  |  | MHHS-Southwest
NO | YES |  |  |  | FFP1708 |  | CAREFUSION | 8015M |  |  | Rental | MHHS-Southwest |  |  |  | FFP1708 |  | Southwest |  | Rental | [7 empty] | CONTROLLERINFUSIONPUMP-Alaris-Medley 8015 |  | MEDLEY PCU W/NETWORK *MEMORIAL HERMANN* |  |  | CONTROLLERINFUSIONPUMP-Alaris-Medley 8015 | [6 empty] | Verified as Rental |  |  | MHHS-Southwest
NO | YES |  |  |  | FFP1733 |  | CAREFUSION | 8015M |  |  | Rental | MHHS-Southwest |  |  |  | FFP1733 |  | Southwest |  | Rental | [7 empty] | CONTROLLERINFUSIONPUMP-Alaris-Medley 8015 |  | MEDLEY PCU W/NETWORK *MEMORIAL HERMANN* |  |  | CONTROLLERINFUSIONPUMP-Alaris-Medley 8015 | [6 empty] | Verified as Rental |  |  | MHHS-Southwest
NO | YES |  |  |  | FFP1734 |  | CAREFUSION | 8015M |  |  | Rental | MHHS-Southwest |  |  |  | FFP1734 |  | Southwest |  | Rental | [7 empty] | CONTROLLERINFUSIONPUMP-Alaris-Medley 8015 |  | MEDLEY PCU W/NETWORK *MEMORIAL HERMANN* |  |  | CONTROLLERINFUSIONPUMP-Alaris-Medley 8015 | [6 empty] | Verified as Rental |  |  | MHHS-Southwest
NO | YES |  |  |  | FFP1739 |  | CAREFUSION | 8015M |  |  | Rental | MHHS-Southwest |  |  |  | FFP1739 |  | Southwest |  | Rental | [7 empty] | CONTROLLERINFUSIONPUMP-Alaris-Medley 8015 |  | MEDLEY PCU W/NETWORK *MEMORIAL HERMANN* |  |  | CONTROLLERINFUSIONPUMP-Alaris-Medley 8015 | [6 empty] | Verified as Rental |  |  | MHHS-Southwest
NO | YES |  |  |  | FFP1749 |  | CAREFUSION | 8015M |  |  | Rental | MHHS-Southwest |  |  |  | FFP1749 |  | Southwest |  | Rental | [7 empty] | CONTROLLERINFUSIONPUMP-Alaris-Medley 8015 |  | MEDLEY PCU W/NETWORK *MEMORIAL HERMANN* |  |  | CONTROLLERINFUSIONPUMP-Alaris-Medley 8015 | [6 empty] | Verified as Rental |  |  | MHHS-Southwest
NO | YES |  |  |  | FFP1751 |  | CAREFUSION | 8015M |  |  | Rental | MHHS-Southwest |  |  |  | FFP1751 |  | Southwest |  | Rental | [7 empty] | CONTROLLERINFUSIONPUMP-Alaris-Medley 8015 |  | MEDLEY PCU W/NETWORK *MEMORIAL HERMANN* |  |  | CONTROLLERINFUSIONPUMP-Alaris-Medley 8015 | [6 empty] | Verified as Rental |  |  | MHHS-Southwest
NO | YES |  |  |  | FFP1754 |  | CAREFUSION | 8015M |  |  | Rental | MHHS-Southwest |  |  |  | FFP1754 |  | Southwest |  | Rental | [7 empty] | CONTROLLERINFUSIONPUMP-Alaris-Medley 8015 |  | MEDLEY PCU W/NETWORK *MEMORIAL HERMANN* |  |  | CONTROLLERINFUSIONPUMP-Alaris-Medley 8015 | [6 empty] | Verified as Rental |  |  | MHHS-Southwest
NO | YES |  |  |  | FFP1774 |  | CAREFUSION | 8015M |  |  | Rental | MHHS-Southwest |  |  |  | FFP1774 |  | Southwest |  | Rental | [7 empty] | CONTROLLERINFUSIONPUMP-Alaris-Medley 8015 |  | MEDLEY PCU W/NETWORK *MEMORIAL HERMANN* |  |  | CONTROLLERINFUSIONPUMP-Alaris-Medley 8015 | [6 empty] | Verified as Rental |  |  | MHHS-Southwest
NO | YES |  |  |  | FFP1783 |  | CAREFUSION | 8015M |  |  | Rental | MHHS-Southwest |  |  |  | FFP1783 |  | Southwest |  | Rental | [7 empty] | CONTROLLERINFUSIONPUMP-Alaris-Medley 8015 |  | MEDLEY PCU W/NETWORK *MEMORIAL HERMANN* |  |  | CONTROLLERINFUSIONPUMP-Alaris-Medley 8015 | [6 empty] | Verified as Rental |  |  | MHHS-Southwest
NO | YES |  |  |  | FFP1790 |  | CAREFUSION | 8015M |  |  | Rental | MHHS-Southwest |  |  |  | FFP1790 |  | Southwest |  | Rental | [7 empty] | CONTROLLERINFUSIONPUMP-Alaris-Medley 8015 |  | MEDLEY PCU W/NETWORK *MEMORIAL HERMANN* |  |  | CONTROLLERINFUSIONPUMP-Alaris-Medley 8015 | [6 empty] | Verified as Rental |  |  | MHHS-Southwest
NO | YES |  |  |  | FFP1802 |  | CAREFUSION | 8015M |  |  | Rental | MHHS-Southwest |  |  |  | FFP1802 |  | Southwest |  | Rental | [7 empty] | CONTROLLERINFUSIONPUMP-Alaris-Medley 8015 |  | MEDLEY PCU W/NETWORK *MEMORIAL HERMANN* |  |  | CONTROLLERINFUSIONPUMP-Alaris-Medley 8015 | [6 empty] | Verified as Rental |  |  | MHHS-Southwest
NO | YES |  |  |  | FFP1810 |  | CAREFUSION | 8015M |  |  | Rental | MHHS-Southwest |  |  |  | FFP1810 |  | Southwest |  | Rental | [7 empty] | CONTROLLERINFUSIONPUMP-Alaris-Medley 8015 |  | MEDLEY PCU W/NETWORK *MEMORIAL HERMANN* |  |  | CONTROLLERINFUSIONPUMP-Alaris-Medley 8015 | [6 empty] | Verified as Rental |  |  | MHHS-Southwest
NO | YES |  |  |  | FFP1829 |  | CAREFUSION | 8015M |  |  | Rental | MHHS-Southwest |  |  |  | FFP1829 |  | Southwest |  | Rental | [7 empty] | CONTROLLERINFUSIONPUMP-Alaris-Medley 8015 |  | MEDLEY PCU W/NETWORK *MEMORIAL HERMANN* |  |  | CONTROLLERINFUSIONPUMP-Alaris-Medley 8015 | [6 empty] | Verified as Rental |  |  | MHHS-Southwest
NO | YES |  |  |  | FFP1834 |  | CAREFUSION | 8015M |  |  | Rental | MHHS-Southwest |  |  |  | FFP1834 |  | Southwest |  | Rental | [7 empty] | CONTROLLERINFUSIONPUMP-Alaris-Medley 8015 |  | MEDLEY PCU W/NETWORK *MEMORIAL HERMANN* |  |  | CONTROLLERINFUSIONPUMP-Alaris-Medley 8015 | [6 empty] | Verified as Rental |  |  | MHHS-Southwest
NO | YES |  |  |  | FFP1845 |  | CAREFUSION | 8015M |  |  | Rental | MHHS-Southwest |  |  |  | FFP1845 |  | Southwest |  | Rental | [7 empty] | CONTROLLERINFUSIONPUMP-Alaris-Medley 8015 |  | MEDLEY PCU W/NETWORK *MEMORIAL HERMANN* |  |  | CONTROLLERINFUSIONPUMP-Alaris-Medley 8015 | [6 empty] | Verified as Rental |  |  | MHHS-Southwest
NO | YES |  |  |  | FFP1848 |  | CAREFUSION | 8015M |  |  | Rental | MHHS-Southwest |  |  |  | FFP1848 |  | Southwest |  | Rental | [7 empty] | CONTROLLERINFUSIONPUMP-Alaris-Medley 8015 |  | MEDLEY PCU W/NETWORK *MEMORIAL HERMANN* |  |  | CONTROLLERINFUSIONPUMP-Alaris-Medley 8015 | [6 empty] | Verified as Rental |  |  | MHHS-Southwest
NO | YES |  |  |  | FFP1863 |  | CAREFUSION | 8015M |  |  | Rental | MHHS-Southwest |  |  |  | FFP1863 |  | Southwest |  | Rental | [7 empty] | CONTROLLERINFUSIONPUMP-Alaris-Medley 8015 |  | MEDLEY PCU W/NETWORK *MEMORIAL HERMANN* |  |  | CONTROLLERINFUSIONPUMP-Alaris-Medley 8015 | [6 empty] | Verified as Rental |  |  | MHHS-Southwest
NO | YES |  |  |  | FFP1864 |  | CAREFUSION | 8015M |  |  | Rental | MHHS-Southwest |  |  |  | FFP1864 |  | Southwest |  | Rental | [7 empty] | CONTROLLERINFUSIONPUMP-Alaris-Medley 8015 |  | MEDLEY PCU W/NETWORK *MEMORIAL HERMANN* |  |  | CONTROLLERINFUSIONPUMP-Alaris-Medley 8015 | [6 empty] | Verified as Rental |  |  | MHHS-Southwest
NO | YES |  |  |  | FFP1868 |  | CAREFUSION | 8015M |  |  | Rental | MHHS-Southwest |  |  |  | FFP1868 |  | Southwest |  | Rental | [7 empty] | CONTROLLERINFUSIONPUMP-Alaris-Medley 8015 |  | MEDLEY PCU W/NETWORK *MEMORIAL HERMANN* |  |  | CONTROLLERINFUSIONPUMP-Alaris-Medley 8015 | [6 empty] | Verified as Rental |  |  | MHHS-Southwest
NO | YES |  |  |  | FFP1894 |  | CAREFUSION | 8015M |  |  | Rental | MHHS-Southwest |  |  |  | FFP1894 |  | Southwest |  | Rental | [7 empty] | CONTROLLERINFUSIONPUMP-Alaris-Medley 8015 |  | MEDLEY PCU W/NETWORK *MEMORIAL HERMANN* |  |  | CONTROLLERINFUSIONPUMP-Alaris-Medley 8015 | [6 empty] | Verified as Rental |  |  | MHHS-Southwest
NO | YES |  |  |  | FFP1927 |  | CAREFUSION | 8015M |  |  | Rental | MHHS-Southwest |  |  |  | FFP1927 |  | Southwest |  | Rental | [7 empty] | CONTROLLERINFUSIONPUMP-Alaris-Medley 8015 |  | MEDLEY PCU W/NETWORK *MEMORIAL HERMANN* |  |  | CONTROLLERINFUSIONPUMP-Alaris-Medley 8015 | [6 empty] | Verified as Rental |  |  | MHHS-Southwest
NO | YES |  |  |  | FFP1937 |  | CAREFUSION | 8015M |  |  | Rental | MHHS-Southwest |  |  |  | FFP1937 |  | Southwest |  | Rental | [7 empty] | CONTROLLERINFUSIONPUMP-Alaris-Medley 8015 |  | MEDLEY PCU W/NETWORK *MEMORIAL HERMANN* |  |  | CONTROLLERINFUSIONPUMP-Alaris-Medley 8015 | [6 empty] | Verified as Rental |  |  | MHHS-Southwest
NO | YES |  |  |  | FFP1951 |  | CAREFUSION | 8015M |  |  | Rental | MHHS-Southwest |  |  |  | FFP1951 |  | Southwest |  | Rental | [7 empty] | CONTROLLERINFUSIONPUMP-Alaris-Medley 8015 |  | MEDLEY PCU W/NETWORK *MEMORIAL HERMANN* |  |  | CONTROLLERINFUSIONPUMP-Alaris-Medley 8015 | [6 empty] | Verified as Rental |  |  | MHHS-Southwest
NO | YES |  |  |  | FFP1953 |  | CAREFUSION | 8015M |  |  | Rental | MHHS-Southwest |  |  |  | FFP1953 |  | Southwest |  | Rental | [7 empty] | CONTROLLERINFUSIONPUMP-Alaris-Medley 8015 |  | MEDLEY PCU W/NETWORK *MEMORIAL HERMANN* |  |  | CONTROLLERINFUSIONPUMP-Alaris-Medley 8015 | [6 empty] | Verified as Rental |  |  | MHHS-Southwest
NO | YES |  |  |  | FFP1956 |  | CAREFUSION | 8015M |  |  | Rental | MHHS-Southwest |  |  |  | FFP1956 |  | Southwest |  | Rental | [7 empty] | CONTROLLERINFUSIONPUMP-Alaris-Medley 8015 |  | MEDLEY PCU W/NETWORK *MEMORIAL HERMANN* |  |  | CONTROLLERINFUSIONPUMP-Alaris-Medley 8015 | [6 empty] | Verified as Rental |  |  | MHHS-Southwest
NO | YES |  |  |  | FFP1957 |  | CAREFUSION | 8015M |  |  | Rental | MHHS-Southwest |  |  |  | FFP1957 |  | Southwest |  | Rental | [7 empty] | CONTROLLERINFUSIONPUMP-Alaris-Medley 8015 |  | MEDLEY PCU W/NETWORK *MEMORIAL HERMANN* |  |  | CONTROLLERINFUSIONPUMP-Alaris-Medley 8015 | [6 empty] | Verified as Rental |  |  | MHHS-Southwest
NO | YES |  |  |  | FFP1981 |  | CAREFUSION | 8015M |  |  | Rental | MHHS-Southwest |  |  |  | FFP1981 |  | Southwest |  | Rental | [7 empty] | CONTROLLERINFUSIONPUMP-Alaris-Medley 8015 |  | MEDLEY PCU W/NETWORK *MEMORIAL HERMANN* |  |  | CONTROLLERINFUSIONPUMP-Alaris-Medley 8015 | [6 empty] | Verified as Rental |  |  | MHHS-Southwest
NO | YES |  |  |  | FFP1985 |  | CAREFUSION | 8015M |  |  | Rental | MHHS-Southwest |  |  |  | FFP1985 |  | Southwest |  | Rental | [7 empty] | CONTROLLERINFUSIONPUMP-Alaris-Medley 8015 |  | MEDLEY PCU W/NETWORK *MEMORIAL HERMANN* |  |  | CONTROLLERINFUSIONPUMP-Alaris-Medley 8015 | [6 empty] | Verified as Rental |  |  | MHHS-Southwest
NO | YES |  |  |  | FFP1993 |  | CAREFUSION | 8015M |  |  | Rental | MHHS-Southwest |  |  |  | FFP1993 |  | Southwest |  | Rental | [7 empty] | CONTROLLERINFUSIONPUMP-Alaris-Medley 8015 |  | MEDLEY PCU W/NETWORK *MEMORIAL HERMANN* |  |  | CONTROLLERINFUSIONPUMP-Alaris-Medley 8015 | [6 empty] | Verified as Rental |  |  | MHHS-Southwest
NO | YES |  |  |  | FFP2001 |  | CAREFUSION | 8015M |  |  | Rental | MHHS-Southwest |  |  |  | FFP2001 |  | Southwest |  | Rental | [7 empty] | CONTROLLERINFUSIONPUMP-Alaris-Medley 8015 |  | MEDLEY PCU W/NETWORK *MEMORIAL HERMANN* |  |  | CONTROLLERINFUSIONPUMP-Alaris-Medley 8015 | [6 empty] | Verified as Rental |  |  | MHHS-Southwest
NO | YES |  |  |  | FFP2009 |  | CAREFUSION | 8015M |  |  | Rental | MHHS-Southwest |  |  |  | FFP2009 |  | Southwest |  | Rental | [7 empty] | CONTROLLERINFUSIONPUMP-Alaris-Medley 8015 |  | MEDLEY PCU W/NETWORK *MEMORIAL HERMANN* |  |  | CONTROLLERINFUSIONPUMP-Alaris-Medley 8015 | [6 empty] | Verified as Rental |  |  | MHHS-Southwest
NO | YES |  |  |  | FFP2010 |  | CAREFUSION | 8015M |  |  | Rental | MHHS-Southwest |  |  |  | FFP2010 |  | Southwest |  | Rental | [7 empty] | CONTROLLERINFUSIONPUMP-Alaris-Medley 8015 |  | MEDLEY PCU W/NETWORK *MEMORIAL HERMANN* |  |  | CONTROLLERINFUSIONPUMP-Alaris-Medley 8015 | [6 empty] | Verified as Rental |  |  | MHHS-Southwest
NO | YES |  |  |  | FFP2015 |  | CAREFUSION | 8015M |  |  | Rental | MHHS-Southwest |  |  |  | FFP2015 |  | Southwest |  | Rental | [7 empty] | CONTROLLERINFUSIONPUMP-Alaris-Medley 8015 |  | MEDLEY PCU W/NETWORK *MEMORIAL HERMANN* |  |  | CONTROLLERINFUSIONPUMP-Alaris-Medley 8015 | [6 empty] | Verified as Rental |  |  | MHHS-Southwest
NO | YES |  |  |  | FFP2056 |  | CAREFUSION | 8015M |  |  | Rental | MHHS-Southwest |  |  |  | FFP2056 |  | Southwest |  | Rental | [7 empty] | CONTROLLERINFUSIONPUMP-Alaris-Medley 8015 |  | MEDLEY PCU W/NETWORK *MEMORIAL HERMANN* |  |  | CONTROLLERINFUSIONPUMP-Alaris-Medley 8015 | [6 empty] | Verified as Rental |  |  | MHHS-Southwest
NO | YES |  |  |  | FFP2078 |  | CAREFUSION | 8015M |  |  | Rental | MHHS-Southwest |  |  |  | FFP2078 |  | Southwest |  | Rental | [7 empty] | CONTROLLERINFUSIONPUMP-Alaris-Medley 8015 |  | MEDLEY PCU W/NETWORK *MEMORIAL HERMANN* |  |  | CONTROLLERINFUSIONPUMP-Alaris-Medley 8015 | [6 empty] | Verified as Rental |  |  | MHHS-Southwest
NO | YES |  |  |  | FFP2088 |  | CAREFUSION | 8015M |  |  | Rental | MHHS-Southwest |  |  |  | FFP2088 |  | Southwest |  | Rental | [7 empty] | CONTROLLERINFUSIONPUMP-Alaris-Medley 8015 |  | MEDLEY PCU W/NETWORK *MEMORIAL HERMANN* |  |  | CONTROLLERINFUSIONPUMP-Alaris-Medley 8015 | [6 empty] | Verified as Rental |  |  | MHHS-Southwest
NO | YES |  |  |  | FFP2094 |  | CAREFUSION | 8015M |  |  | Rental | MHHS-Southwest |  |  |  | FFP2094 |  | Southwest |  | Rental | [7 empty] | CONTROLLERINFUSIONPUMP-Alaris-Medley 8015 |  | MEDLEY PCU W/NETWORK *MEMORIAL HERMANN* |  |  | CONTROLLERINFUSIONPUMP-Alaris-Medley 8015 | [6 empty] | Verified as Rental |  |  | MHHS-Southwest
NO | YES |  |  |  | FFP2101 |  | CAREFUSION | 8015M |  |  | Rental | MHHS-Southwest |  |  |  | FFP2101 |  | Southwest |  | Rental | [7 empty] | CONTROLLERINFUSIONPUMP-Alaris-Medley 8015 |  | MEDLEY PCU W/NETWORK *MEMORIAL HERMANN* |  |  | CONTROLLERINFUSIONPUMP-Alaris-Medley 8015 | [6 empty] | Verified as Rental |  |  | MHHS-Southwest
NO | YES |  |  |  | FFP2112 |  | CAREFUSION | 8015M |  |  | Rental | MHHS-Southwest |  |  |  | FFP2112 |  | Southwest |  | Rental | [7 empty] | CONTROLLERINFUSIONPUMP-Alaris-Medley 8015 |  | MEDLEY PCU W/NETWORK *MEMORIAL HERMANN* |  |  | CONTROLLERINFUSIONPUMP-Alaris-Medley 8015 | [6 empty] | Verified as Rental |  |  | MHHS-Southwest
NO | YES |  |  |  | FFP2115 |  | CAREFUSION | 8015M |  |  | Rental | MHHS-Southwest |  |  |  | FFP2115 |  | Southwest |  | Rental | [7 empty] | CONTROLLERINFUSIONPUMP-Alaris-Medley 8015 |  | MEDLEY PCU W/NETWORK *MEMORIAL HERMANN* |  |  | CONTROLLERINFUSIONPUMP-Alaris-Medley 8015 | [6 empty] | Verified as Rental |  |  | MHHS-Southwest
NO | YES |  |  |  | FFP2118 |  | CAREFUSION | 8015M |  |  | Rental | MHHS-Southwest |  |  |  | FFP2118 |  | Southwest |  | Rental | [7 empty] | CONTROLLERINFUSIONPUMP-Alaris-Medley 8015 |  | MEDLEY PCU W/NETWORK *MEMORIAL HERMANN* |  |  | CONTROLLERINFUSIONPUMP-Alaris-Medley 8015 | [6 empty] | Verified as Rental |  |  | MHHS-Southwest
NO | YES |  |  |  | FFP2123 |  | CAREFUSION | 8015M |  |  | Rental | MHHS-Southwest |  |  |  | FFP2123 |  | Southwest |  | Rental | [7 empty] | CONTROLLERINFUSIONPUMP-Alaris-Medley 8015 |  | MEDLEY PCU W/NETWORK *MEMORIAL HERMANN* |  |  | CONTROLLERINFUSIONPUMP-Alaris-Medley 8015 | [6 empty] | Verified as Rental |  |  | MHHS-Southwest
NO | YES |  |  |  | FFP2137 |  | CAREFUSION | 8015M |  |  | Rental | MHHS-Southwest |  |  |  | FFP2137 |  | Southwest |  | Rental | [7 empty] | CONTROLLERINFUSIONPUMP-Alaris-Medley 8015 |  | MEDLEY PCU W/NETWORK *MEMORIAL HERMANN* |  |  | CONTROLLERINFUSIONPUMP-Alaris-Medley 8015 | [6 empty] | Verified as Rental |  |  | MHHS-Southwest
NO | YES |  |  |  | FFP2143 |  | CAREFUSION | 8015M |  |  | Rental | MHHS-Southwest |  |  |  | FFP2143 |  | Southwest |  | Rental | [7 empty] | CONTROLLERINFUSIONPUMP-Alaris-Medley 8015 |  | MEDLEY PCU W/NETWORK *MEMORIAL HERMANN* |  |  | CONTROLLERINFUSIONPUMP-Alaris-Medley 8015 | [6 empty] | Verified as Rental |  |  | MHHS-Southwest
NO | YES |  |  |  | FFP2154 |  | CAREFUSION | 8015M |  |  | Rental | MHHS-Southwest |  |  |  | FFP2154 |  | Southwest |  | Rental | [7 empty] | CONTROLLERINFUSIONPUMP-Alaris-Medley 8015 |  | MEDLEY PCU W/NETWORK *MEMORIAL HERMANN* |  |  | CONTROLLERINFUSIONPUMP-Alaris-Medley 8015 | [6 empty] | Verified as Rental |  |  | MHHS-Southwest
NO | YES |  |  |  | FFP2164 |  | CAREFUSION | 8015M |  |  | Rental | MHHS-Southwest |  |  |  | FFP2164 |  | Southwest |  | Rental | [7 empty] | CONTROLLERINFUSIONPUMP-Alaris-Medley 8015 |  | MEDLEY PCU W/NETWORK *MEMORIAL HERMANN* |  |  | CONTROLLERINFUSIONPUMP-Alaris-Medley 8015 | [6 empty] | Verified as Rental |  |  | MHHS-Southwest
NO | YES |  |  |  | FFP2168 |  | CAREFUSION | 8015M |  |  | Rental | MHHS-Southwest |  |  |  | FFP2168 |  | Southwest |  | Rental | [7 empty] | CONTROLLERINFUSIONPUMP-Alaris-Medley 8015 |  | MEDLEY PCU W/NETWORK *MEMORIAL HERMANN* |  |  | CONTROLLERINFUSIONPUMP-Alaris-Medley 8015 | [6 empty] | Verified as Rental |  |  | MHHS-Southwest
NO | YES |  |  |  | FFP2178 |  | CAREFUSION | 8015M |  |  | Rental | MHHS-Southwest |  |  |  | FFP2178 |  | Southwest |  | Rental | [7 empty] | CONTROLLERINFUSIONPUMP-Alaris-Medley 8015 |  | MEDLEY PCU W/NETWORK *MEMORIAL HERMANN* |  |  | CONTROLLERINFUSIONPUMP-Alaris-Medley 8015 | [6 empty] | Verified as Rental |  |  | MHHS-Southwest
NO | YES |  |  |  | FFP2185 |  | CAREFUSION | 8015M |  |  | Rental | MHHS-Southwest |  |  |  | FFP2185 |  | Southwest |  | Rental | [7 empty] | CONTROLLERINFUSIONPUMP-Alaris-Medley 8015 |  | MEDLEY PCU W/NETWORK *MEMORIAL HERMANN* |  |  | CONTROLLERINFUSIONPUMP-Alaris-Medley 8015 | [6 empty] | Verified as Rental |  |  | MHHS-Southwest
NO | YES |  |  |  | FFP2186 |  | CAREFUSION | 8015M |  |  | Rental | MHHS-Southwest |  |  |  | FFP2186 |  | Southwest |  | Rental | [7 empty] | CONTROLLERINFUSIONPUMP-Alaris-Medley 8015 |  | MEDLEY PCU W/NETWORK *MEMORIAL HERMANN* |  |  | CONTROLLERINFUSIONPUMP-Alaris-Medley 8015 | [6 empty] | Verified as Rental |  |  | MHHS-Southwest
NO | YES |  |  |  | FFP2192 |  | CAREFUSION | 8015M |  |  | Rental | MHHS-Southwest |  |  |  | FFP2192 |  | Southwest |  | Rental | [7 empty] | CONTROLLERINFUSIONPUMP-Alaris-Medley 8015 |  | MEDLEY PCU W/NETWORK *MEMORIAL HERMANN* |  |  | CONTROLLERINFUSIONPUMP-Alaris-Medley 8015 | [6 empty] | Verified as Rental |  |  | MHHS-Southwest
NO | YES |  |  |  | FFP2197 |  | CAREFUSION | 8015M |  |  | Rental | MHHS-Southwest |  |  |  | FFP2197 |  | Southwest |  | Rental | [7 empty] | CONTROLLERINFUSIONPUMP-Alaris-Medley 8015 |  | MEDLEY PCU W/NETWORK *MEMORIAL HERMANN* |  |  | CONTROLLERINFUSIONPUMP-Alaris-Medley 8015 | [6 empty] | Verified as Rental |  |  | MHHS-Southwest
NO | YES |  |  |  | FFP2199 |  | CAREFUSION | 8015M |  |  | Rental | MHHS-Southwest |  |  |  | FFP2199 |  | Southwest |  | Rental | [7 empty] | CONTROLLERINFUSIONPUMP-Alaris-Medley 8015 |  | MEDLEY PCU W/NETWORK *MEMORIAL HERMANN* |  |  | CONTROLLERINFUSIONPUMP-Alaris-Medley 8015 | [6 empty] | Verified as Rental |  |  | MHHS-Southwest
NO | YES |  |  |  | FFP2209 |  | CAREFUSION | 8015M |  |  | Rental | MHHS-Southwest |  |  |  | FFP2209 |  | Southwest |  | Rental | [7 empty] | CONTROLLERINFUSIONPUMP-Alaris-Medley 8015 |  | MEDLEY PCU W/NETWORK *MEMORIAL HERMANN* |  |  | CONTROLLERINFUSIONPUMP-Alaris-Medley 8015 | [6 empty] | Verified as Rental |  |  | MHHS-Southwest
NO | YES |  |  |  | FFP2215 |  | CAREFUSION | 8015M |  |  | Rental | MHHS-Southwest |  |  |  | FFP2215 |  | Southwest |  | Rental | [7 empty] | CONTROLLERINFUSIONPUMP-Alaris-Medley 8015 |  | MEDLEY PCU W/NETWORK *MEMORIAL HERMANN* |  |  | CONTROLLERINFUSIONPUMP-Alaris-Medley 8015 | [6 empty] | Verified as Rental |  |  | MHHS-Southwest
NO | YES |  |  |  | FFP2227 |  | CAREFUSION | 8015M |  |  | Rental | MHHS-Southwest |  |  |  | FFP2227 |  | Southwest |  | Rental | [7 empty] | CONTROLLERINFUSIONPUMP-Alaris-Medley 8015 |  | MEDLEY PCU W/NETWORK *MEMORIAL HERMANN* |  |  | CONTROLLERINFUSIONPUMP-Alaris-Medley 8015 | [6 empty] | Verified as Rental |  |  | MHHS-Southwest
NO | YES |  |  |  | FFP2242 |  | CAREFUSION | 8015M |  |  | Rental | MHHS-Southwest |  |  |  | FFP2242 |  | Southwest |  | Rental | [7 empty] | CONTROLLERINFUSIONPUMP-Alaris-Medley 8015 |  | MEDLEY PCU W/NETWORK *MEMORIAL HERMANN* |  |  | CONTROLLERINFUSIONPUMP-Alaris-Medley 8015 | [6 empty] | Verified as Rental |  |  | MHHS-Southwest
NO | YES |  |  |  | FFP2251 |  | CAREFUSION | 8015M |  |  | Rental | MHHS-Southwest |  |  |  | FFP2251 |  | Southwest |  | Rental | [7 empty] | CONTROLLERINFUSIONPUMP-Alaris-Medley 8015 |  | MEDLEY PCU W/NETWORK *MEMORIAL HERMANN* |  |  | CONTROLLERINFUSIONPUMP-Alaris-Medley 8015 | [6 empty] | Verified as Rental |  |  | MHHS-Southwest
NO | YES |  |  |  | FFP2253 |  | CAREFUSION | 8015M |  |  | Rental | MHHS-Southwest |  |  |  | FFP2253 |  | Southwest |  | Rental | [7 empty] | CONTROLLERINFUSIONPUMP-Alaris-Medley 8015 |  | MEDLEY PCU W/NETWORK *MEMORIAL HERMANN* |  |  | CONTROLLERINFUSIONPUMP-Alaris-Medley 8015 | [6 empty] | Verified as Rental |  |  | MHHS-Southwest
NO | YES |  |  |  | FFP2255 |  | CAREFUSION | 8015M |  |  | Rental | MHHS-Southwest |  |  |  | FFP2255 |  | Southwest |  | Rental | [7 empty] | CONTROLLERINFUSIONPUMP-Alaris-Medley 8015 |  | MEDLEY PCU W/NETWORK *MEMORIAL HERMANN* |  |  | CONTROLLERINFUSIONPUMP-Alaris-Medley 8015 | [6 empty] | Verified as Rental |  |  | MHHS-Southwest
NO | YES |  |  |  | FFP2288 |  | CAREFUSION | 8015M |  |  | Rental | MHHS-Southwest |  |  |  | FFP2288 |  | Southwest |  | Rental | [7 empty] | CONTROLLERINFUSIONPUMP-Alaris-Medley 8015 |  | MEDLEY PCU W/NETWORK *MEMORIAL HERMANN* |  |  | CONTROLLERINFUSIONPUMP-Alaris-Medley 8015 | [6 empty] | Verified as Rental |  |  | MHHS-Southwest
NO | YES |  |  |  | FFP2301 |  | CAREFUSION | 8015M |  |  | Rental | MHHS-Southwest |  |  |  | FFP2301 |  | Southwest |  | Rental | [7 empty] | CONTROLLERINFUSIONPUMP-Alaris-Medley 8015 |  | MEDLEY PCU W/NETWORK *MEMORIAL HERMANN* |  |  | CONTROLLERINFUSIONPUMP-Alaris-Medley 8015 | [6 empty] | Verified as Rental |  |  | MHHS-Southwest
NO | YES |  |  |  | FFP2311 |  | CAREFUSION | 8015M |  |  | Rental | MHHS-Southwest |  |  |  | FFP2311 |  | Southwest |  | Rental | [7 empty] | CONTROLLERINFUSIONPUMP-Alaris-Medley 8015 |  | MEDLEY PCU W/NETWORK *MEMORIAL HERMANN* |  |  | CONTROLLERINFUSIONPUMP-Alaris-Medley 8015 | [6 empty] | Verified as Rental |  |  | MHHS-Southwest
NO | YES |  |  |  | FFP2341 |  | CAREFUSION | 8015M |  |  | Rental | MHHS-Southwest |  |  |  | FFP2341 |  | Southwest |  | Rental | [7 empty] | CONTROLLERINFUSIONPUMP-Alaris-Medley 8015 |  | MEDLEY PCU W/NETWORK *MEMORIAL HERMANN* |  |  | CONTROLLERINFUSIONPUMP-Alaris-Medley 8015 | [6 empty] | Verified as Rental |  |  | MHHS-Southwest
NO | YES |  |  |  | FFP2345 |  | CAREFUSION | 8015M |  |  | Rental | MHHS-Southwest |  |  |  | FFP2345 |  | Southwest |  | Rental | [7 empty] | CONTROLLERINFUSIONPUMP-Alaris-Medley 8015 |  | MEDLEY PCU W/NETWORK *MEMORIAL HERMANN* |  |  | CONTROLLERINFUSIONPUMP-Alaris-Medley 8015 | [6 empty] | Verified as Rental |  |  | MHHS-Southwest
NO | YES |  |  |  | FFP2346 |  | CAREFUSION | 8015M |  |  | Rental | MHHS-Southwest |  |  |  | FFP2346 |  | Southwest |  | Rental | [7 empty] | CONTROLLERINFUSIONPUMP-Alaris-Medley 8015 |  | MEDLEY PCU W/NETWORK *MEMORIAL HERMANN* |  |  | CONTROLLERINFUSIONPUMP-Alaris-Medley 8015 | [6 empty] | Verified as Rental |  |  | MHHS-Southwest
NO | YES |  |  |  | FFP2352 |  | CAREFUSION | 8015M |  |  | Rental | MHHS-Southwest |  |  |  | FFP2352 |  | Southwest |  | Rental | [7 empty] | CONTROLLERINFUSIONPUMP-Alaris-Medley 8015 |  | MEDLEY PCU W/NETWORK *MEMORIAL HERMANN* |  |  | CONTROLLERINFUSIONPUMP-Alaris-Medley 8015 | [6 empty] | Verified as Rental |  |  | MHHS-Southwest
NO | YES |  |  |  | FFP2359 |  | CAREFUSION | 8015M |  |  | Rental | MHHS-Southwest |  |  |  | FFP2359 |  | Southwest |  | Rental | [7 empty] | CONTROLLERINFUSIONPUMP-Alaris-Medley 8015 |  | MEDLEY PCU W/NETWORK *MEMORIAL HERMANN* |  |  | CONTROLLERINFUSIONPUMP-Alaris-Medley 8015 | [6 empty] | Verified as Rental |  |  | MHHS-Southwest
NO | YES |  |  |  | FFP2376 |  | CAREFUSION | 8015M |  |  | Rental | MHHS-Southwest |  |  |  | FFP2376 |  | Southwest |  | Rental | [7 empty] | CONTROLLERINFUSIONPUMP-Alaris-Medley 8015 |  | MEDLEY PCU W/NETWORK *MEMORIAL HERMANN* |  |  | CONTROLLERINFUSIONPUMP-Alaris-Medley 8015 | [6 empty] | Verified as Rental |  |  | MHHS-Southwest
NO | YES |  |  |  | FFP2379 |  | CAREFUSION | 8015M |  |  | Rental | MHHS-Southwest |  |  |  | FFP2379 |  | Southwest |  | Rental | [7 empty] | CONTROLLERINFUSIONPUMP-Alaris-Medley 8015 |  | MEDLEY PCU W/NETWORK *MEMORIAL HERMANN* |  |  | CONTROLLERINFUSIONPUMP-Alaris-Medley 8015 | [6 empty] | Verified as Rental |  |  | MHHS-Southwest
NO | YES |  |  |  | FFP2381 |  | CAREFUSION | 8015M |  |  | Rental | MHHS-Southwest |  |  |  | FFP2381 |  | Southwest |  | Rental | [7 empty] | CONTROLLERINFUSIONPUMP-Alaris-Medley 8015 |  | MEDLEY PCU W/NETWORK *MEMORIAL HERMANN* |  |  | CONTROLLERINFUSIONPUMP-Alaris-Medley 8015 | [6 empty] | Verified as Rental |  |  | MHHS-Southwest
NO | YES |  |  |  | FFP2414 |  | CAREFUSION | 8015M |  |  | Rental | MHHS-Southwest |  |  |  | FFP2414 |  | Southwest |  | Rental | [7 empty] | CONTROLLERINFUSIONPUMP-Alaris-Medley 8015 |  | MEDLEY PCU W/NETWORK *MEMORIAL HERMANN* |  |  | CONTROLLERINFUSIONPUMP-Alaris-Medley 8015 | [6 empty] | Verified as Rental |  |  | MHHS-Southwest
NO | YES |  |  |  | FFP2424 |  | CAREFUSION | 8015M |  |  | Rental | MHHS-Southwest |  |  |  | FFP2424 |  | Southwest |  | Rental | [7 empty] | CONTROLLERINFUSIONPUMP-Alaris-Medley 8015 |  | MEDLEY PCU W/NETWORK *MEMORIAL HERMANN* |  |  | CONTROLLERINFUSIONPUMP-Alaris-Medley 8015 | [6 empty] | Verified as Rental |  |  | MHHS-Southwest
NO | YES |  |  |  | FFP2439 |  | CAREFUSION | 8015M |  |  | Rental | MHHS-Southwest |  |  |  | FFP2439 |  | Southwest |  | Rental | [7 empty] | CONTROLLERINFUSIONPUMP-Alaris-Medley 8015 |  | MEDLEY PCU W/NETWORK *MEMORIAL HERMANN* |  |  | CONTROLLERINFUSIONPUMP-Alaris-Medley 8015 | [6 empty] | Verified as Rental |  |  | MHHS-Southwest
NO | YES |  |  |  | FFP2441 |  | CAREFUSION | 8015M |  |  | Rental | MHHS-Southwest |  |  |  | FFP2441 |  | Southwest |  | Rental | [7 empty] | CONTROLLERINFUSIONPUMP-Alaris-Medley 8015 |  | MEDLEY PCU W/NETWORK *MEMORIAL HERMANN* |  |  | CONTROLLERINFUSIONPUMP-Alaris-Medley 8015 | [6 empty] | Verified as Rental |  |  | MHHS-Southwest
NO | YES |  |  |  | FFP2456 |  | CAREFUSION | 8015M |  |  | Rental | MHHS-Southwest |  |  |  | FFP2456 |  | Southwest |  | Rental | [7 empty] | CONTROLLERINFUSIONPUMP-Alaris-Medley 8015 |  | MEDLEY PCU W/NETWORK *MEMORIAL HERMANN* |  |  | CONTROLLERINFUSIONPUMP-Alaris-Medley 8015 | [6 empty] | Verified as Rental |  |  | MHHS-Southwest
NO | YES |  |  |  | FFP2496 |  | CAREFUSION | 8015M |  |  | Rental | MHHS-Southwest |  |  |  | FFP2496 |  | Southwest |  | Rental | [7 empty] | CONTROLLERINFUSIONPUMP-Alaris-Medley 8015 |  | MEDLEY PCU W/NETWORK *MEMORIAL HERMANN* |  |  | CONTROLLERINFUSIONPUMP-Alaris-Medley 8015 | [6 empty] | Verified as Rental |  |  | MHHS-Southwest
NO | YES |  |  |  | FFP2509 |  | CAREFUSION | 8015M |  |  | Rental | MHHS-Southwest |  |  |  | FFP2509 |  | Southwest |  | Rental | [7 empty] | CONTROLLERINFUSIONPUMP-Alaris-Medley 8015 |  | MEDLEY PCU W/NETWORK *MEMORIAL HERMANN* |  |  | CONTROLLERINFUSIONPUMP-Alaris-Medley 8015 | [6 empty] | Verified as Rental |  |  | MHHS-Southwest
NO | YES |  |  |  | FFP2511 |  | CAREFUSION | 8015M |  |  | Rental | MHHS-Southwest |  |  |  | FFP2511 |  | Southwest |  | Rental | [7 empty] | CONTROLLERINFUSIONPUMP-Alaris-Medley 8015 |  | MEDLEY PCU W/NETWORK *MEMORIAL HERMANN* |  |  | CONTROLLERINFUSIONPUMP-Alaris-Medley 8015 | [6 empty] | Verified as Rental |  |  | MHHS-Southwest
NO | YES |  |  |  | FFP2521 |  | CAREFUSION | 8015M |  |  | Rental | MHHS-Southwest |  |  |  | FFP2521 |  | Southwest |  | Rental | [7 empty] | CONTROLLERINFUSIONPUMP-Alaris-Medley 8015 |  | MEDLEY PCU W/NETWORK *MEMORIAL HERMANN* |  |  | CONTROLLERINFUSIONPUMP-Alaris-Medley 8015 | [6 empty] | Verified as Rental |  |  | MHHS-Southwest
NO | YES |  |  |  | FFP2523 |  | CAREFUSION | 8015M |  |  | Rental | MHHS-Southwest |  |  |  | FFP2523 |  | Southwest |  | Rental | [7 empty] | CONTROLLERINFUSIONPUMP-Alaris-Medley 8015 |  | MEDLEY PCU W/NETWORK *MEMORIAL HERMANN* |  |  | CONTROLLERINFUSIONPUMP-Alaris-Medley 8015 | [6 empty] | Verified as Rental |  |  | MHHS-Southwest
NO | YES |  |  |  | FFP2535 |  | CAREFUSION | 8015M |  |  | Rental | MHHS-Southwest |  |  |  | FFP2535 |  | Southwest |  | Rental | [7 empty] | CONTROLLERINFUSIONPUMP-Alaris-Medley 8015 |  | MEDLEY PCU W/NETWORK *MEMORIAL HERMANN* |  |  | CONTROLLERINFUSIONPUMP-Alaris-Medley 8015 | [6 empty] | Verified as Rental |  |  | MHHS-Southwest
NO | YES |  |  |  | FFP2546 |  | CAREFUSION | 8015M |  |  | Rental | MHHS-Southwest |  |  |  | FFP2546 |  | Southwest |  | Rental | [7 empty] | CONTROLLERINFUSIONPUMP-Alaris-Medley 8015 |  | MEDLEY PCU W/NETWORK *MEMORIAL HERMANN* |  |  | CONTROLLERINFUSIONPUMP-Alaris-Medley 8015 | [6 empty] | Verified as Rental |  |  | MHHS-Southwest
NO | YES |  |  |  | FFP2562 |  | CAREFUSION | 8015M |  |  | Rental | MHHS-Southwest |  |  |  | FFP2562 |  | Southwest |  | Rental | [7 empty] | CONTROLLERINFUSIONPUMP-Alaris-Medley 8015 |  | MEDLEY PCU W/NETWORK *MEMORIAL HERMANN* |  |  | CONTROLLERINFUSIONPUMP-Alaris-Medley 8015 | [6 empty] | Verified as Rental |  |  | MHHS-Southwest
NO | YES |  |  |  | FFP2582 |  | CAREFUSION | 8015M |  |  | Rental | MHHS-Southwest |  |  |  | FFP2582 |  | Southwest |  | Rental | [7 empty] | CONTROLLERINFUSIONPUMP-Alaris-Medley 8015 |  | MEDLEY PCU W/NETWORK *MEMORIAL HERMANN* |  |  | CONTROLLERINFUSIONPUMP-Alaris-Medley 8015 | [6 empty] | Verified as Rental |  |  | MHHS-Southwest
NO | YES |  |  |  | FFP2587 |  | CAREFUSION | 8015M |  |  | Rental | MHHS-Southwest |  |  |  | FFP2587 |  | Southwest |  | Rental | [7 empty] | CONTROLLERINFUSIONPUMP-Alaris-Medley 8015 |  | MEDLEY PCU W/NETWORK *MEMORIAL HERMANN* |  |  | CONTROLLERINFUSIONPUMP-Alaris-Medley 8015 | [6 empty] | Verified as Rental |  |  | MHHS-Southwest
NO | YES |  |  |  | FFP2588 |  | CAREFUSION | 8015M |  |  | Rental | MHHS-Southwest |  |  |  | FFP2588 |  | Southwest |  | Rental | [7 empty] | CONTROLLERINFUSIONPUMP-Alaris-Medley 8015 |  | MEDLEY PCU W/NETWORK *MEMORIAL HERMANN* |  |  | CONTROLLERINFUSIONPUMP-Alaris-Medley 8015 | [6 empty] | Verified as Rental |  |  | MHHS-Southwest
NO | YES |  |  |  | FFP2591 |  | CAREFUSION | 8015M |  |  | Rental | MHHS-Southwest |  |  |  | FFP2591 |  | Southwest |  | Rental | [7 empty] | CONTROLLERINFUSIONPUMP-Alaris-Medley 8015 |  | MEDLEY PCU W/NETWORK *MEMORIAL HERMANN* |  |  | CONTROLLERINFUSIONPUMP-Alaris-Medley 8015 | [6 empty] | Verified as Rental |  |  | MHHS-Southwest
NO | YES |  |  |  | FFP2608 |  | CAREFUSION | 8015M |  |  | Rental | MHHS-Southwest |  |  |  | FFP2608 |  | Southwest |  | Rental | [7 empty] | CONTROLLERINFUSIONPUMP-Alaris-Medley 8015 |  | MEDLEY PCU W/NETWORK *MEMORIAL HERMANN* |  |  | CONTROLLERINFUSIONPUMP-Alaris-Medley 8015 | [6 empty] | Verified as Rental |  |  | MHHS-Southwest
NO | YES |  |  |  | FFP2611 |  | CAREFUSION | 8015M |  |  | Rental | MHHS-Southwest |  |  |  | FFP2611 |  | Southwest |  | Rental | [7 empty] | CONTROLLERINFUSIONPUMP-Alaris-Medley 8015 |  | MEDLEY PCU W/NETWORK *MEMORIAL HERMANN* |  |  | CONTROLLERINFUSIONPUMP-Alaris-Medley 8015 | [6 empty] | Verified as Rental |  |  | MHHS-Southwest
NO | YES |  |  |  | FFP2617 |  | CAREFUSION | 8015M |  |  | Rental | MHHS-Southwest |  |  |  | FFP2617 |  | Southwest |  | Rental | [7 empty] | CONTROLLERINFUSIONPUMP-Alaris-Medley 8015 |  | MEDLEY PCU W/NETWORK *MEMORIAL HERMANN* |  |  | CONTROLLERINFUSIONPUMP-Alaris-Medley 8015 | [6 empty] | Verified as Rental |  |  | MHHS-Southwest
NO | YES |  |  |  | FFP2622 |  | CAREFUSION | 8015M |  |  | Rental | MHHS-Southwest |  |  |  | FFP2622 |  | Southwest |  | Rental | [7 empty] | CONTROLLERINFUSIONPUMP-Alaris-Medley 8015 |  | MEDLEY PCU W/NETWORK *MEMORIAL HERMANN* |  |  | CONTROLLERINFUSIONPUMP-Alaris-Medley 8015 | [6 empty] | Verified as Rental |  |  | MHHS-Southwest
NO | YES |  |  |  | FFP2627 |  | CAREFUSION | 8015M |  |  | Rental | MHHS-Southwest |  |  |  | FFP2627 |  | Southwest |  | Rental | [7 empty] | CONTROLLERINFUSIONPUMP-Alaris-Medley 8015 |  | MEDLEY PCU W/NETWORK *MEMORIAL HERMANN* |  |  | CONTROLLERINFUSIONPUMP-Alaris-Medley 8015 | [6 empty] | Verified as Rental |  |  | MHHS-Southwest
NO | YES |  |  |  | FFP2645 |  | CAREFUSION | 8015M |  |  | Rental | MHHS-Southwest |  |  |  | FFP2645 |  | Southwest |  | Rental | [7 empty] | CONTROLLERINFUSIONPUMP-Alaris-Medley 8015 |  | MEDLEY PCU W/NETWORK *MEMORIAL HERMANN* |  |  | CONTROLLERINFUSIONPUMP-Alaris-Medley 8015 | [6 empty] | Verified as Rental |  |  | MHHS-Southwest
NO | YES |  |  |  | FFP2648 |  | CAREFUSION | 8015M |  |  | Rental | MHHS-Southwest |  |  |  | FFP2648 |  | Southwest |  | Rental | [7 empty] | CONTROLLERINFUSIONPUMP-Alaris-Medley 8015 |  | MEDLEY PCU W/NETWORK *MEMORIAL HERMANN* |  |  | CONTROLLERINFUSIONPUMP-Alaris-Medley 8015 | [6 empty] | Verified as Rental |  |  | MHHS-Southwest
NO | YES |  |  |  | FFP2666 |  | CAREFUSION | 8015M |  |  | Rental | MHHS-Southwest |  |  |  | FFP2666 |  | Southwest |  | Rental | [7 empty] | CONTROLLERINFUSIONPUMP-Alaris-Medley 8015 |  | MEDLEY PCU W/NETWORK *MEMORIAL HERMANN* |  |  | CONTROLLERINFUSIONPUMP-Alaris-Medley 8015 | [6 empty] | Verified as Rental |  |  | MHHS-Southwest
NO | YES |  |  |  | FFP2686 |  | CAREFUSION | 8015M |  |  | Rental | MHHS-Southwest |  |  |  | FFP2686 |  | Southwest |  | Rental | [7 empty] | CONTROLLERINFUSIONPUMP-Alaris-Medley 8015 |  | MEDLEY PCU W/NETWORK *MEMORIAL HERMANN* |  |  | CONTROLLERINFUSIONPUMP-Alaris-Medley 8015 | [6 empty] | Verified as Rental |  |  | MHHS-Southwest
NO | YES |  |  |  | FFP2689 |  | CAREFUSION | 8015M |  |  | Rental | MHHS-Southwest |  |  |  | FFP2689 |  | Southwest |  | Rental | [7 empty] | CONTROLLERINFUSIONPUMP-Alaris-Medley 8015 |  | MEDLEY PCU W/NETWORK *MEMORIAL HERMANN* |  |  | CONTROLLERINFUSIONPUMP-Alaris-Medley 8015 | [6 empty] | Verified as Rental |  |  | MHHS-Southwest
NO | YES |  |  |  | FFP2717 |  | CAREFUSION | 8015M |  |  | Rental | MHHS-Southwest |  |  |  | FFP2717 |  | Southwest |  | Rental | [7 empty] | CONTROLLERINFUSIONPUMP-Alaris-Medley 8015 |  | MEDLEY PCU W/NETWORK *MEMORIAL HERMANN* |  |  | CONTROLLERINFUSIONPUMP-Alaris-Medley 8015 | [6 empty] | Verified as Rental |  |  | MHHS-Southwest
NO | YES |  |  |  | FFP2722 |  | CAREFUSION | 8015M |  |  | Rental | MHHS-Southwest |  |  |  | FFP2722 |  | Southwest |  | Rental | [7 empty] | CONTROLLERINFUSIONPUMP-Alaris-Medley 8015 |  | MEDLEY PCU W/NETWORK *MEMORIAL HERMANN* |  |  | CONTROLLERINFUSIONPUMP-Alaris-Medley 8015 | [6 empty] | Verified as Rental |  |  | MHHS-Southwest
NO | YES |  |  |  | FFP2735 |  | CAREFUSION | 8015M |  |  | Rental | MHHS-Southwest |  |  |  | FFP2735 |  | Southwest |  | Rental | [7 empty] | CONTROLLERINFUSIONPUMP-Alaris-Medley 8015 |  | MEDLEY PCU W/NETWORK *MEMORIAL HERMANN* |  |  | CONTROLLERINFUSIONPUMP-Alaris-Medley 8015 | [6 empty] | Verified as Rental |  |  | MHHS-Southwest
NO | YES |  |  |  | FFP2747 |  | CAREFUSION | 8015M |  |  | Rental | MHHS-Southwest |  |  |  | FFP2747 |  | Southwest |  | Rental | [7 empty] | CONTROLLERINFUSIONPUMP-Alaris-Medley 8015 |  | MEDLEY PCU W/NETWORK *MEMORIAL HERMANN* |  |  | CONTROLLERINFUSIONPUMP-Alaris-Medley 8015 | [6 empty] | Verified as Rental |  |  | MHHS-Southwest
NO | YES |  |  |  | FFP2754 |  | CAREFUSION | 8015M |  |  | Rental | MHHS-Southwest |  |  |  | FFP2754 |  | Southwest |  | Rental | [7 empty] | CONTROLLERINFUSIONPUMP-Alaris-Medley 8015 |  | MEDLEY PCU W/NETWORK *MEMORIAL HERMANN* |  |  | CONTROLLERINFUSIONPUMP-Alaris-Medley 8015 | [6 empty] | Verified as Rental |  |  | MHHS-Southwest
NO | YES |  |  |  | FFP2755 |  | CAREFUSION | 8015M |  |  | Rental | MHHS-Southwest |  |  |  | FFP2755 |  | Southwest |  | Rental | [7 empty] | CONTROLLERINFUSIONPUMP-Alaris-Medley 8015 |  | MEDLEY PCU W/NETWORK *MEMORIAL HERMANN* |  |  | CONTROLLERINFUSIONPUMP-Alaris-Medley 8015 | [6 empty] | Verified as Rental |  |  | MHHS-Southwest
NO | YES |  |  |  | FFP2781 |  | CAREFUSION | 8015M |  |  | Rental | MHHS-Southwest |  |  |  | FFP2781 |  | Southwest |  | Rental | [7 empty] | CONTROLLERINFUSIONPUMP-Alaris-Medley 8015 |  | MEDLEY PCU W/NETWORK *MEMORIAL HERMANN* |  |  | CONTROLLERINFUSIONPUMP-Alaris-Medley 8015 | [6 empty] | Verified as Rental |  |  | MHHS-Southwest
NO | YES |  |  |  | FFP2784 |  | CAREFUSION | 8015M |  |  | Rental | MHHS-Southwest |  |  |  | FFP2784 |  | Southwest |  | Rental | [7 empty] | CONTROLLERINFUSIONPUMP-Alaris-Medley 8015 |  | MEDLEY PCU W/NETWORK *MEMORIAL HERMANN* |  |  | CONTROLLERINFUSIONPUMP-Alaris-Medley 8015 | [6 empty] | Verified as Rental |  |  | MHHS-Southwest
NO | YES |  |  |  | FFP2818 |  | CAREFUSION | 8015M |  |  | Rental | MHHS-Southwest |  |  |  | FFP2818 |  | Southwest |  | Rental | [7 empty] | CONTROLLERINFUSIONPUMP-Alaris-Medley 8015 |  | MEDLEY PCU W/NETWORK *MEMORIAL HERMANN* |  |  | CONTROLLERINFUSIONPUMP-Alaris-Medley 8015 | [6 empty] | Verified as Rental |  |  | MHHS-Southwest
NO | YES |  |  |  | FFP2827 |  | CAREFUSION | 8015M |  |  | Rental | MHHS-Southwest |  |  |  | FFP2827 |  | Southwest |  | Rental | [7 empty] | CONTROLLERINFUSIONPUMP-Alaris-Medley 8015 |  | MEDLEY PCU W/NETWORK *MEMORIAL HERMANN* |  |  | CONTROLLERINFUSIONPUMP-Alaris-Medley 8015 | [6 empty] | Verified as Rental |  |  | MHHS-Southwest
NO | YES |  |  |  | FFP2841 |  | CAREFUSION | 8015M |  |  | Rental | MHHS-Southwest |  |  |  | FFP2841 |  | Southwest |  | Rental | [7 empty] | CONTROLLERINFUSIONPUMP-Alaris-Medley 8015 |  | MEDLEY PCU W/NETWORK *MEMORIAL HERMANN* |  |  | CONTROLLERINFUSIONPUMP-Alaris-Medley 8015 | [6 empty] | Verified as Rental |  |  | MHHS-Southwest
NO | YES |  |  |  | FFP2852 |  | CAREFUSION | 8015M |  |  | Rental | MHHS-Southwest |  |  |  | FFP2852 |  | Southwest |  | Rental | [7 empty] | CONTROLLERINFUSIONPUMP-Alaris-Medley 8015 |  | MEDLEY PCU W/NETWORK *MEMORIAL HERMANN* |  |  | CONTROLLERINFUSIONPUMP-Alaris-Medley 8015 | [6 empty] | Verified as Rental |  |  | MHHS-Southwest
NO | YES |  |  |  | FFP2853 |  | CAREFUSION | 8015M |  |  | Rental | MHHS-Southwest |  |  |  | FFP2853 |  | Southwest |  | Rental | [7 empty] | CONTROLLERINFUSIONPUMP-Alaris-Medley 8015 |  | MEDLEY PCU W/NETWORK *MEMORIAL HERMANN* |  |  | CONTROLLERINFUSIONPUMP-Alaris-Medley 8015 | [6 empty] | Verified as Rental |  |  | MHHS-Southwest
NO | YES |  |  |  | FFP2857 |  | CAREFUSION | 8015M |  |  | Rental | MHHS-Southwest |  |  |  | FFP2857 |  | Southwest |  | Rental | [7 empty] | CONTROLLERINFUSIONPUMP-Alaris-Medley 8015 |  | MEDLEY PCU W/NETWORK *MEMORIAL HERMANN* |  |  | CONTROLLERINFUSIONPUMP-Alaris-Medley 8015 | [6 empty] | Verified as Rental |  |  | MHHS-Southwest
NO | YES |  |  |  | FFP2862 |  | CAREFUSION | 8015M |  |  | Rental | MHHS-Southwest |  |  |  | FFP2862 |  | Southwest |  | Rental | [7 empty] | CONTROLLERINFUSIONPUMP-Alaris-Medley 8015 |  | MEDLEY PCU W/NETWORK *MEMORIAL HERMANN* |  |  | CONTROLLERINFUSIONPUMP-Alaris-Medley 8015 | [6 empty] | Verified as Rental |  |  | MHHS-Southwest
NO | YES |  |  |  | FFP2866 |  | CAREFUSION | 8015M |  |  | Rental | MHHS-Southwest |  |  |  | FFP2866 |  | Southwest |  | Rental | [7 empty] | CONTROLLERINFUSIONPUMP-Alaris-Medley 8015 |  | MEDLEY PCU W/NETWORK *MEMORIAL HERMANN* |  |  | CONTROLLERINFUSIONPUMP-Alaris-Medley 8015 | [6 empty] | Verified as Rental |  |  | MHHS-Southwest
NO | YES |  |  |  | FFP2884 |  | CAREFUSION | 8015M |  |  | Rental | MHHS-Southwest |  |  |  | FFP2884 |  | Southwest |  | Rental | [7 empty] | CONTROLLERINFUSIONPUMP-Alaris-Medley 8015 |  | MEDLEY PCU W/NETWORK *MEMORIAL HERMANN* |  |  | CONTROLLERINFUSIONPUMP-Alaris-Medley 8015 | [6 empty] | Verified as Rental |  |  | MHHS-Southwest
NO | YES |  |  |  | FFP2902 |  | CAREFUSION | 8015M |  |  | Rental | MHHS-Southwest |  |  |  | FFP2902 |  | Southwest |  | Rental | [7 empty] | CONTROLLERINFUSIONPUMP-Alaris-Medley 8015 |  | MEDLEY PCU W/NETWORK *MEMORIAL HERMANN* |  |  | CONTROLLERINFUSIONPUMP-Alaris-Medley 8015 | [6 empty] | Verified as Rental |  |  | MHHS-Southwest
NO | YES |  |  |  | FFP2931 |  | CAREFUSION | 8015M |  |  | Rental | MHHS-Southwest |  |  |  | FFP2931 |  | Southwest |  | Rental | [7 empty] | CONTROLLERINFUSIONPUMP-Alaris-Medley 8015 |  | MEDLEY PCU W/NETWORK *MEMORIAL HERMANN* |  |  | CONTROLLERINFUSIONPUMP-Alaris-Medley 8015 | [6 empty] | Verified as Rental |  |  | MHHS-Southwest
NO | YES |  |  |  | FFP2975 |  | CAREFUSION | 8015M |  |  | Rental | MHHS-Southwest |  |  |  | FFP2975 |  | Southwest |  | Rental | [7 empty] | CONTROLLERINFUSIONPUMP-Alaris-Medley 8015 |  | MEDLEY PCU W/NETWORK *MEMORIAL HERMANN* |  |  | CONTROLLERINFUSIONPUMP-Alaris-Medley 8015 | [6 empty] | Verified as Rental |  |  | MHHS-Southwest
NO | YES |  |  |  | FFP2982 |  | CAREFUSION | 8015M |  |  | Rental | MHHS-Southwest |  |  |  | FFP2982 |  | Southwest |  | Rental | [7 empty] | CONTROLLERINFUSIONPUMP-Alaris-Medley 8015 |  | MEDLEY PCU W/NETWORK *MEMORIAL HERMANN* |  |  | CONTROLLERINFUSIONPUMP-Alaris-Medley 8015 | [6 empty] | Verified as Rental |  |  | MHHS-Southwest
NO | YES |  |  |  | FFP3012 |  | CAREFUSION | 8015M |  |  | Rental | MHHS-Southwest |  |  |  | FFP3012 |  | Southwest |  | Rental | [7 empty] | CONTROLLERINFUSIONPUMP-Alaris-Medley 8015 |  | MEDLEY PCU W/NETWORK *MEMORIAL HERMANN* |  |  | CONTROLLERINFUSIONPUMP-Alaris-Medley 8015 | [6 empty] | Verified as Rental |  |  | MHHS-Southwest
NO | YES |  |  |  | FFP3014 |  | CAREFUSION | 8015M |  |  | Rental | MHHS-Southwest |  |  |  | FFP3014 |  | Southwest |  | Rental | [7 empty] | CONTROLLERINFUSIONPUMP-Alaris-Medley 8015 |  | MEDLEY PCU W/NETWORK *MEMORIAL HERMANN* |  |  | CONTROLLERINFUSIONPUMP-Alaris-Medley 8015 | [6 empty] | Verified as Rental |  |  | MHHS-Southwest
NO | YES |  |  |  | FFP3020 |  | CAREFUSION | 8015M |  |  | Rental | MHHS-Southwest |  |  |  | FFP3020 |  | Southwest |  | Rental | [7 empty] | CONTROLLERINFUSIONPUMP-Alaris-Medley 8015 |  | MEDLEY PCU W/NETWORK *MEMORIAL HERMANN* |  |  | CONTROLLERINFUSIONPUMP-Alaris-Medley 8015 | [6 empty] | Verified as Rental |  |  | MHHS-Southwest
NO | YES |  |  |  | FFP3026 |  | CAREFUSION | 8015M |  |  | Rental | MHHS-Southwest |  |  |  | FFP3026 |  | Southwest |  | Rental | [7 empty] | CONTROLLERINFUSIONPUMP-Alaris-Medley 8015 |  | MEDLEY PCU W/NETWORK *MEMORIAL HERMANN* |  |  | CONTROLLERINFUSIONPUMP-Alaris-Medley 8015 | [6 empty] | Verified as Rental |  |  | MHHS-Southwest
NO | YES |  |  |  | FFP3034 |  | CAREFUSION | 8015M |  |  | Rental | MHHS-Southwest |  |  |  | FFP3034 |  | Southwest |  | Rental | [7 empty] | CONTROLLERINFUSIONPUMP-Alaris-Medley 8015 |  | MEDLEY PCU W/NETWORK *MEMORIAL HERMANN* |  |  | CONTROLLERINFUSIONPUMP-Alaris-Medley 8015 | [6 empty] | Verified as Rental |  |  | MHHS-Southwest
NO | YES |  |  |  | FFP3041 |  | CAREFUSION | 8015M |  |  | Rental | MHHS-Southwest |  |  |  | FFP3041 |  | Southwest |  | Rental | [7 empty] | CONTROLLERINFUSIONPUMP-Alaris-Medley 8015 |  | MEDLEY PCU W/NETWORK *MEMORIAL HERMANN* |  |  | CONTROLLERINFUSIONPUMP-Alaris-Medley 8015 | [6 empty] | Verified as Rental |  |  | MHHS-Southwest
NO | YES |  |  |  | FFP3054 |  | CAREFUSION | 8015M |  |  | Rental | MHHS-Southwest |  |  |  | FFP3054 |  | Southwest |  | Rental | [7 empty] | CONTROLLERINFUSIONPUMP-Alaris-Medley 8015 |  | MEDLEY PCU W/NETWORK *MEMORIAL HERMANN* |  |  | CONTROLLERINFUSIONPUMP-Alaris-Medley 8015 | [6 empty] | Verified as Rental |  |  | MHHS-Southwest
NO | YES |  |  |  | FFP3055 |  | CAREFUSION | 8015M |  |  | Rental | MHHS-Southwest |  |  |  | FFP3055 |  | Southwest |  | Rental | [7 empty] | CONTROLLERINFUSIONPUMP-Alaris-Medley 8015 |  | MEDLEY PCU W/NETWORK *MEMORIAL HERMANN* |  |  | CONTROLLERINFUSIONPUMP-Alaris-Medley 8015 | [6 empty] | Verified as Rental |  |  | MHHS-Southwest
NO | YES |  |  |  | FFP3058 |  | CAREFUSION | 8015M |  |  | Rental | MHHS-Southwest |  |  |  | FFP3058 |  | Southwest |  | Rental | [7 empty] | CONTROLLERINFUSIONPUMP-Alaris-Medley 8015 |  | MEDLEY PCU W/NETWORK *MEMORIAL HERMANN* |  |  | CONTROLLERINFUSIONPUMP-Alaris-Medley 8015 | [6 empty] | Verified as Rental |  |  | MHHS-Southwest
NO | YES |  |  |  | FFP3072 |  | CAREFUSION | 8015M |  |  | Rental | MHHS-Southwest |  |  |  | FFP3072 |  | Southwest |  | Rental | [7 empty] | CONTROLLERINFUSIONPUMP-Alaris-Medley 8015 |  | MEDLEY PCU W/NETWORK *MEMORIAL HERMANN* |  |  | CONTROLLERINFUSIONPUMP-Alaris-Medley 8015 | [6 empty] | Verified as Rental |  |  | MHHS-Southwest
NO | YES |  |  |  | FFP3076 |  | CAREFUSION | 8015M |  |  | Rental | MHHS-Southwest |  |  |  | FFP3076 |  | Southwest |  | Rental | [7 empty] | CONTROLLERINFUSIONPUMP-Alaris-Medley 8015 |  | MEDLEY PCU W/NETWORK *MEMORIAL HERMANN* |  |  | CONTROLLERINFUSIONPUMP-Alaris-Medley 8015 | [6 empty] | Verified as Rental |  |  | MHHS-Southwest
NO | YES |  |  |  | FFP3081 |  | CAREFUSION | 8015M |  |  | Rental | MHHS-Southwest |  |  |  | FFP3081 |  | Southwest |  | Rental | [7 empty] | CONTROLLERINFUSIONPUMP-Alaris-Medley 8015 |  | MEDLEY PCU W/NETWORK *MEMORIAL HERMANN* |  |  | CONTROLLERINFUSIONPUMP-Alaris-Medley 8015 | [6 empty] | Verified as Rental |  |  | MHHS-Southwest
NO | YES |  |  |  | FFP3109 |  | CAREFUSION | 8015M |  |  | Rental | MHHS-Southwest |  |  |  | FFP3109 |  | Southwest |  | Rental | [7 empty] | CONTROLLERINFUSIONPUMP-Alaris-Medley 8015 |  | MEDLEY PCU W/NETWORK *MEMORIAL HERMANN* |  |  | CONTROLLERINFUSIONPUMP-Alaris-Medley 8015 | [6 empty] | Verified as Rental |  |  | MHHS-Southwest
NO | YES |  |  |  | FFP3142 |  | CAREFUSION | 8015M |  |  | Rental | MHHS-Southwest |  |  |  | FFP3142 |  | Southwest |  | Rental | [7 empty] | CONTROLLERINFUSIONPUMP-Alaris-Medley 8015 |  | MEDLEY PCU W/NETWORK *MEMORIAL HERMANN* |  |  | CONTROLLERINFUSIONPUMP-Alaris-Medley 8015 | [6 empty] | Verified as Rental |  |  | MHHS-Southwest
NO | YES |  |  |  | FFP3151 |  | CAREFUSION | 8015M |  |  | Rental | MHHS-Southwest |  |  |  | FFP3151 |  | Southwest |  | Rental | [7 empty] | CONTROLLERINFUSIONPUMP-Alaris-Medley 8015 |  | MEDLEY PCU W/NETWORK *MEMORIAL HERMANN* |  |  | CONTROLLERINFUSIONPUMP-Alaris-Medley 8015 | [6 empty] | Verified as Rental |  |  | MHHS-Southwest
NO | YES |  |  |  | FFP3152 |  | CAREFUSION | 8015M |  |  | Rental | MHHS-Southwest |  |  |  | FFP3152 |  | Southwest |  | Rental | [7 empty] | CONTROLLERINFUSIONPUMP-Alaris-Medley 8015 |  | MEDLEY PCU W/NETWORK *MEMORIAL HERMANN* |  |  | CONTROLLERINFUSIONPUMP-Alaris-Medley 8015 | [6 empty] | Verified as Rental |  |  | MHHS-Southwest
NO | YES |  |  |  | FFP3155 |  | CAREFUSION | 8015M |  |  | Rental | MHHS-Southwest |  |  |  | FFP3155 |  | Southwest |  | Rental | [7 empty] | CONTROLLERINFUSIONPUMP-Alaris-Medley 8015 |  | MEDLEY PCU W/NETWORK *MEMORIAL HERMANN* |  |  | CONTROLLERINFUSIONPUMP-Alaris-Medley 8015 | [6 empty] | Verified as Rental |  |  | MHHS-Southwest
NO | YES |  |  |  | FFP3177 |  | CAREFUSION | 8015M |  |  | Rental | MHHS-Southwest |  |  |  | FFP3177 |  | Southwest |  | Rental | [7 empty] | CONTROLLERINFUSIONPUMP-Alaris-Medley 8015 |  | MEDLEY PCU W/NETWORK *MEMORIAL HERMANN* |  |  | CONTROLLERINFUSIONPUMP-Alaris-Medley 8015 | [6 empty] | Verified as Rental |  |  | MHHS-Southwest
NO | YES |  |  |  | FFP3180 |  | CAREFUSION | 8015M |  |  | Rental | MHHS-Southwest |  |  |  | FFP3180 |  | Southwest |  | Rental | [7 empty] | CONTROLLERINFUSIONPUMP-Alaris-Medley 8015 |  | MEDLEY PCU W/NETWORK *MEMORIAL HERMANN* |  |  | CONTROLLERINFUSIONPUMP-Alaris-Medley 8015 | [6 empty] | Verified as Rental |  |  | MHHS-Southwest
NO | YES |  |  |  | FFP3181 |  | CAREFUSION | 8015M |  |  | Rental | MHHS-Southwest |  |  |  | FFP3181 |  | Southwest |  | Rental | [7 empty] | CONTROLLERINFUSIONPUMP-Alaris-Medley 8015 |  | MEDLEY PCU W/NETWORK *MEMORIAL HERMANN* |  |  | CONTROLLERINFUSIONPUMP-Alaris-Medley 8015 | [6 empty] | Verified as Rental |  |  | MHHS-Southwest
NO | YES |  |  |  | FFP3185 |  | CAREFUSION | 8015M |  |  | Rental | MHHS-Southwest |  |  |  | FFP3185 |  | Southwest |  | Rental | [7 empty] | CONTROLLERINFUSIONPUMP-Alaris-Medley 8015 |  | MEDLEY PCU W/NETWORK *MEMORIAL HERMANN* |  |  | CONTROLLERINFUSIONPUMP-Alaris-Medley 8015 | [6 empty] | Verified as Rental |  |  | MHHS-Southwest
NO | YES |  |  |  | FFP3191 |  | CAREFUSION | 8015M |  |  | Rental | MHHS-Southwest |  |  |  | FFP3191 |  | Southwest |  | Rental | [7 empty] | CONTROLLERINFUSIONPUMP-Alaris-Medley 8015 |  | MEDLEY PCU W/NETWORK *MEMORIAL HERMANN* |  |  | CONTROLLERINFUSIONPUMP-Alaris-Medley 8015 | [6 empty] | Verified as Rental |  |  | MHHS-Southwest
NO | YES |  |  |  | FFP3210 |  | CAREFUSION | 8015M |  |  | Rental | MHHS-Southwest |  |  |  | FFP3210 |  | Southwest |  | Rental | [7 empty] | CONTROLLERINFUSIONPUMP-Alaris-Medley 8015 |  | MEDLEY PCU W/NETWORK *MEMORIAL HERMANN* |  |  | CONTROLLERINFUSIONPUMP-Alaris-Medley 8015 | [6 empty] | Verified as Rental |  |  | MHHS-Southwest
NO | YES |  |  |  | FFP3216 |  | CAREFUSION | 8015M |  |  | Rental | MHHS-Southwest |  |  |  | FFP3216 |  | Southwest |  | Rental | [7 empty] | CONTROLLERINFUSIONPUMP-Alaris-Medley 8015 |  | MEDLEY PCU W/NETWORK *MEMORIAL HERMANN* |  |  | CONTROLLERINFUSIONPUMP-Alaris-Medley 8015 | [6 empty] | Verified as Rental |  |  | MHHS-Southwest
NO | YES |  |  |  | FFP3228 |  | CAREFUSION | 8015M |  |  | Rental | MHHS-Southwest |  |  |  | FFP3228 |  | Southwest |  | Rental | [7 empty] | CONTROLLERINFUSIONPUMP-Alaris-Medley 8015 |  | MEDLEY PCU W/NETWORK *MEMORIAL HERMANN* |  |  | CONTROLLERINFUSIONPUMP-Alaris-Medley 8015 | [6 empty] | Verified as Rental |  |  | MHHS-Southwest
NO | YES |  |  |  | FFP3235 |  | CAREFUSION | 8015M |  |  | Rental | MHHS-Southwest |  |  |  | FFP3235 |  | Southwest |  | Rental | [7 empty] | CONTROLLERINFUSIONPUMP-Alaris-Medley 8015 |  | MEDLEY PCU W/NETWORK *MEMORIAL HERMANN* |  |  | CONTROLLERINFUSIONPUMP-Alaris-Medley 8015 | [6 empty] | Verified as Rental |  |  | MHHS-Southwest
NO | YES |  |  |  | FFP3238 |  | CAREFUSION | 8015M |  |  | Rental | MHHS-Southwest |  |  |  | FFP3238 |  | Southwest |  | Rental | [7 empty] | CONTROLLERINFUSIONPUMP-Alaris-Medley 8015 |  | MEDLEY PCU W/NETWORK *MEMORIAL HERMANN* |  |  | CONTROLLERINFUSIONPUMP-Alaris-Medley 8015 | [6 empty] | Verified as Rental |  |  | MHHS-Southwest
NO | YES |  |  |  | FFP3240 |  | CAREFUSION | 8015M |  |  | Rental | MHHS-Southwest |  |  |  | FFP3240 |  | Southwest |  | Rental | [7 empty] | CONTROLLERINFUSIONPUMP-Alaris-Medley 8015 |  | MEDLEY PCU W/NETWORK *MEMORIAL HERMANN* |  |  | CONTROLLERINFUSIONPUMP-Alaris-Medley 8015 | [6 empty] | Verified as Rental |  |  | MHHS-Southwest
NO | YES |  |  |  | FFP3275 |  | CAREFUSION | 8015M |  |  | Rental | MHHS-Southwest |  |  |  | FFP3275 |  | Southwest |  | Rental | [7 empty] | CONTROLLERINFUSIONPUMP-Alaris-Medley 8015 |  | MEDLEY PCU W/NETWORK *MEMORIAL HERMANN* |  |  | CONTROLLERINFUSIONPUMP-Alaris-Medley 8015 | [6 empty] | Verified as Rental |  |  | MHHS-Southwest
NO | YES |  |  |  | FFP3284 |  | CAREFUSION | 8015M |  |  | Rental | MHHS-Southwest |  |  |  | FFP3284 |  | Southwest |  | Rental | [7 empty] | CONTROLLERINFUSIONPUMP-Alaris-Medley 8015 |  | MEDLEY PCU W/NETWORK *MEMORIAL HERMANN* |  |  | CONTROLLERINFUSIONPUMP-Alaris-Medley 8015 | [6 empty] | Verified as Rental |  |  | MHHS-Southwest
NO | YES |  |  |  | FFP3297 |  | CAREFUSION | 8015M |  |  | Rental | MHHS-Southwest |  |  |  | FFP3297 |  | Southwest |  | Rental | [7 empty] | CONTROLLERINFUSIONPUMP-Alaris-Medley 8015 |  | MEDLEY PCU W/NETWORK *MEMORIAL HERMANN* |  |  | CONTROLLERINFUSIONPUMP-Alaris-Medley 8015 | [6 empty] | Verified as Rental |  |  | MHHS-Southwest
NO | YES |  |  |  | FFP3305 |  | CAREFUSION | 8015M |  |  | Rental | MHHS-Southwest |  |  |  | FFP3305 |  | Southwest |  | Rental | [7 empty] | CONTROLLERINFUSIONPUMP-Alaris-Medley 8015 |  | MEDLEY PCU W/NETWORK *MEMORIAL HERMANN* |  |  | CONTROLLERINFUSIONPUMP-Alaris-Medley 8015 | [6 empty] | Verified as Rental |  |  | MHHS-Southwest
NO | YES |  |  |  | FFP3312 |  | CAREFUSION | 8015M |  |  | Rental | MHHS-Southwest |  |  |  | FFP3312 |  | Southwest |  | Rental | [7 empty] | CONTROLLERINFUSIONPUMP-Alaris-Medley 8015 |  | MEDLEY PCU W/NETWORK *MEMORIAL HERMANN* |  |  | CONTROLLERINFUSIONPUMP-Alaris-Medley 8015 | [6 empty] | Verified as Rental |  |  | MHHS-Southwest
NO | YES |  |  |  | FFP3314 |  | CAREFUSION | 8015M |  |  | Rental | MHHS-Southwest |  |  |  | FFP3314 |  | Southwest |  | Rental | [7 empty] | CONTROLLERINFUSIONPUMP-Alaris-Medley 8015 |  | MEDLEY PCU W/NETWORK *MEMORIAL HERMANN* |  |  | CONTROLLERINFUSIONPUMP-Alaris-Medley 8015 | [6 empty] | Verified as Rental |  |  | MHHS-Southwest
NO | YES |  |  |  | FFP3349 |  | CAREFUSION | 8015M |  |  | Rental | MHHS-Southwest |  |  |  | FFP3349 |  | Southwest |  | Rental | [7 empty] | CONTROLLERINFUSIONPUMP-Alaris-Medley 8015 |  | MEDLEY PCU W/NETWORK *MEMORIAL HERMANN* |  |  | CONTROLLERINFUSIONPUMP-Alaris-Medley 8015 | [6 empty] | Verified as Rental |  |  | MHHS-Southwest
NO | YES |  |  |  | FFP3358 |  | CAREFUSION | 8015M |  |  | Rental | MHHS-Southwest |  |  |  | FFP3358 |  | Southwest |  | Rental | [7 empty] | CONTROLLERINFUSIONPUMP-Alaris-Medley 8015 |  | MEDLEY PCU W/NETWORK *MEMORIAL HERMANN* |  |  | CONTROLLERINFUSIONPUMP-Alaris-Medley 8015 | [6 empty] | Verified as Rental |  |  | MHHS-Southwest
NO | YES |  |  |  | FFP3374 |  | CAREFUSION | 8015M |  |  | Rental | MHHS-Southwest |  |  |  | FFP3374 |  | Southwest |  | Rental | [7 empty] | CONTROLLERINFUSIONPUMP-Alaris-Medley 8015 |  | MEDLEY PCU W/NETWORK *MEMORIAL HERMANN* |  |  | CONTROLLERINFUSIONPUMP-Alaris-Medley 8015 | [6 empty] | Verified as Rental |  |  | MHHS-Southwest
NO | YES |  |  |  | FFP3391 |  | CAREFUSION | 8015M |  |  | Rental | MHHS-Southwest |  |  |  | FFP3391 |  | Southwest |  | Rental | [7 empty] | CONTROLLERINFUSIONPUMP-Alaris-Medley 8015 |  | MEDLEY PCU W/NETWORK *MEMORIAL HERMANN* |  |  | CONTROLLERINFUSIONPUMP-Alaris-Medley 8015 | [6 empty] | Verified as Rental |  |  | MHHS-Southwest
NO | YES |  |  |  | FFP3399 |  | CAREFUSION | 8015M |  |  | Rental | MHHS-Southwest |  |  |  | FFP3399 |  | Southwest |  | Rental | [7 empty] | CONTROLLERINFUSIONPUMP-Alaris-Medley 8015 |  | MEDLEY PCU W/NETWORK *MEMORIAL HERMANN* |  |  | CONTROLLERINFUSIONPUMP-Alaris-Medley 8015 | [6 empty] | Verified as Rental |  |  | MHHS-Southwest
NO | YES |  |  |  | FFP3404 |  | CAREFUSION | 8015M |  |  | Rental | MHHS-Southwest |  |  |  | FFP3404 |  | Southwest |  | Rental | [7 empty] | CONTROLLERINFUSIONPUMP-Alaris-Medley 8015 |  | MEDLEY PCU W/NETWORK *MEMORIAL HERMANN* |  |  | CONTROLLERINFUSIONPUMP-Alaris-Medley 8015 | [6 empty] | Verified as Rental |  |  | MHHS-Southwest
NO | YES |  |  |  | FFP3416 |  | CAREFUSION | 8015M |  |  | Rental | MHHS-Southwest |  |  |  | FFP3416 |  | Southwest |  | Rental | [7 empty] | CONTROLLERINFUSIONPUMP-Alaris-Medley 8015 |  | MEDLEY PCU W/NETWORK *MEMORIAL HERMANN* |  |  | CONTROLLERINFUSIONPUMP-Alaris-Medley 8015 | [6 empty] | Verified as Rental |  |  | MHHS-Southwest
NO | YES |  |  |  | FFP3464 |  | CAREFUSION | 8015M |  |  | Rental | MHHS-Southwest |  |  |  | FFP3464 |  | Southwest |  | Rental | [7 empty] | CONTROLLERINFUSIONPUMP-Alaris-Medley 8015 |  | MEDLEY PCU W/NETWORK *MEMORIAL HERMANN* |  |  | CONTROLLERINFUSIONPUMP-Alaris-Medley 8015 | [6 empty] | Verified as Rental |  |  | MHHS-Southwest
NO | YES |  |  |  | FFP3477 |  | CAREFUSION | 8015M |  |  | Rental | MHHS-Southwest |  |  |  | FFP3477 |  | Southwest |  | Rental | [7 empty] | CONTROLLERINFUSIONPUMP-Alaris-Medley 8015 |  | MEDLEY PCU W/NETWORK *MEMORIAL HERMANN* |  |  | CONTROLLERINFUSIONPUMP-Alaris-Medley 8015 | [6 empty] | Verified as Rental |  |  | MHHS-Southwest
NO | YES |  |  |  | FFP3488 |  | CAREFUSION | 8015M |  |  | Rental | MHHS-Southwest |  |  |  | FFP3488 |  | Southwest |  | Rental | [7 empty] | CONTROLLERINFUSIONPUMP-Alaris-Medley 8015 |  | MEDLEY PCU W/NETWORK *MEMORIAL HERMANN* |  |  | CONTROLLERINFUSIONPUMP-Alaris-Medley 8015 | [6 empty] | Verified as Rental |  |  | MHHS-Southwest
NO | YES |  |  |  | FFP3492 |  | CAREFUSION | 8015M |  |  | Rental | MHHS-Southwest |  |  |  | FFP3492 |  | Southwest |  | Rental | [7 empty] | CONTROLLERINFUSIONPUMP-Alaris-Medley 8015 |  | MEDLEY PCU W/NETWORK *MEMORIAL HERMANN* |  |  | CONTROLLERINFUSIONPUMP-Alaris-Medley 8015 | [6 empty] | Verified as Rental |  |  | MHHS-Southwest
NO | YES |  |  |  | FFP3497 |  | CAREFUSION | 8015M |  |  | Rental | MHHS-Southwest |  |  |  | FFP3497 |  | Southwest |  | Rental | [7 empty] | CONTROLLERINFUSIONPUMP-Alaris-Medley 8015 |  | MEDLEY PCU W/NETWORK *MEMORIAL HERMANN* |  |  | CONTROLLERINFUSIONPUMP-Alaris-Medley 8015 | [6 empty] | Verified as Rental |  |  | MHHS-Southwest
NO | YES |  |  |  | FFP3499 |  | CAREFUSION | 8015M |  |  | Rental | MHHS-Southwest |  |  |  | FFP3499 |  | Southwest |  | Rental | [7 empty] | CONTROLLERINFUSIONPUMP-Alaris-Medley 8015 |  | MEDLEY PCU W/NETWORK *MEMORIAL HERMANN* |  |  | CONTROLLERINFUSIONPUMP-Alaris-Medley 8015 | [6 empty] | Verified as Rental |  |  | MHHS-Southwest
NO | YES |  |  |  | FFP3501 |  | CAREFUSION | 8015M |  |  | Rental | MHHS-Southwest |  |  |  | FFP3501 |  | Southwest |  | Rental | [7 empty] | CONTROLLERINFUSIONPUMP-Alaris-Medley 8015 |  | MEDLEY PCU W/NETWORK *MEMORIAL HERMANN* |  |  | CONTROLLERINFUSIONPUMP-Alaris-Medley 8015 | [6 empty] | Verified as Rental |  |  | MHHS-Southwest
NO | YES |  |  |  | FFP3502 |  | CAREFUSION | 8015M |  |  | Rental | MHHS-Southwest |  |  |  | FFP3502 |  | Southwest |  | Rental | [7 empty] | CONTROLLERINFUSIONPUMP-Alaris-Medley 8015 |  | MEDLEY PCU W/NETWORK *MEMORIAL HERMANN* |  |  | CONTROLLERINFUSIONPUMP-Alaris-Medley 8015 | [6 empty] | Verified as Rental |  |  | MHHS-Southwest
NO | YES |  |  |  | FFP3509 |  | CAREFUSION | 8015M |  |  | Rental | MHHS-Southwest |  |  |  | FFP3509 |  | Southwest |  | Rental | [7 empty] | CONTROLLERINFUSIONPUMP-Alaris-Medley 8015 |  | MEDLEY PCU W/NETWORK *MEMORIAL HERMANN* |  |  | CONTROLLERINFUSIONPUMP-Alaris-Medley 8015 | [6 empty] | Verified as Rental |  |  | MHHS-Southwest
NO | YES |  |  |  | FFP3515 |  | CAREFUSION | 8015M |  |  | Rental | MHHS-Southwest |  |  |  | FFP3515 |  | Southwest |  | Rental | [7 empty] | CONTROLLERINFUSIONPUMP-Alaris-Medley 8015 |  | MEDLEY PCU W/NETWORK *MEMORIAL HERMANN* |  |  | CONTROLLERINFUSIONPUMP-Alaris-Medley 8015 | [6 empty] | Verified as Rental |  |  | MHHS-Southwest
NO | YES |  |  |  | FFP3529 |  | CAREFUSION | 8015M |  |  | Rental | MHHS-Southwest |  |  |  | FFP3529 |  | Southwest |  | Rental | [7 empty] | CONTROLLERINFUSIONPUMP-Alaris-Medley 8015 |  | MEDLEY PCU W/NETWORK *MEMORIAL HERMANN* |  |  | CONTROLLERINFUSIONPUMP-Alaris-Medley 8015 | [6 empty] | Verified as Rental |  |  | MHHS-Southwest
NO | YES |  |  |  | FFP3535 |  | CAREFUSION | 8015M |  |  | Rental | MHHS-Southwest |  |  |  | FFP3535 |  | Southwest |  | Rental | [7 empty] | CONTROLLERINFUSIONPUMP-Alaris-Medley 8015 |  | MEDLEY PCU W/NETWORK *MEMORIAL HERMANN* |  |  | CONTROLLERINFUSIONPUMP-Alaris-Medley 8015 | [6 empty] | Verified as Rental |  |  | MHHS-Southwest
NO | YES |  |  |  | FFP3551 |  | CAREFUSION | 8015M |  |  | Rental | MHHS-Southwest |  |  |  | FFP3551 |  | Southwest |  | Rental | [7 empty] | CONTROLLERINFUSIONPUMP-Alaris-Medley 8015 |  | MEDLEY PCU W/NETWORK *MEMORIAL HERMANN* |  |  | CONTROLLERINFUSIONPUMP-Alaris-Medley 8015 | [6 empty] | Verified as Rental |  |  | MHHS-Southwest
NO | YES |  |  |  | FFP3573 |  | CAREFUSION | 8015M |  |  | Rental | MHHS-Southwest |  |  |  | FFP3573 |  | Southwest |  | Rental | [7 empty] | CONTROLLERINFUSIONPUMP-Alaris-Medley 8015 |  | MEDLEY PCU W/NETWORK *MEMORIAL HERMANN* |  |  | CONTROLLERINFUSIONPUMP-Alaris-Medley 8015 | [6 empty] | Verified as Rental |  |  | MHHS-Southwest
NO | YES |  |  |  | FFP3576 |  | CAREFUSION | 8015M |  |  | Rental | MHHS-Southwest |  |  |  | FFP3576 |  | Southwest |  | Rental | [7 empty] | CONTROLLERINFUSIONPUMP-Alaris-Medley 8015 |  | MEDLEY PCU W/NETWORK *MEMORIAL HERMANN* |  |  | CONTROLLERINFUSIONPUMP-Alaris-Medley 8015 | [6 empty] | Verified as Rental |  |  | MHHS-Southwest
NO | YES |  |  |  | FFP3584 |  | CAREFUSION | 8015M |  |  | Rental | MHHS-Southwest |  |  |  | FFP3584 |  | Southwest |  | Rental | [7 empty] | CONTROLLERINFUSIONPUMP-Alaris-Medley 8015 |  | MEDLEY PCU W/NETWORK *MEMORIAL HERMANN* |  |  | CONTROLLERINFUSIONPUMP-Alaris-Medley 8015 | [6 empty] | Verified as Rental |  |  | MHHS-Southwest
NO | YES |  |  |  | FFP3602 |  | CAREFUSION | 8015M |  |  | Rental | MHHS-Southwest |  |  |  | FFP3602 |  | Southwest |  | Rental | [7 empty] | CONTROLLERINFUSIONPUMP-Alaris-Medley 8015 |  | MEDLEY PCU W/NETWORK *MEMORIAL HERMANN* |  |  | CONTROLLERINFUSIONPUMP-Alaris-Medley 8015 | [6 empty] | Verified as Rental |  |  | MHHS-Southwest
NO | YES |  |  |  | FFP3613 |  | CAREFUSION | 8015M |  |  | Rental | MHHS-Southwest |  |  |  | FFP3613 |  | Southwest |  | Rental | [7 empty] | CONTROLLERINFUSIONPUMP-Alaris-Medley 8015 |  | MEDLEY PCU W/NETWORK *MEMORIAL HERMANN* |  |  | CONTROLLERINFUSIONPUMP-Alaris-Medley 8015 | [6 empty] | Verified as Rental |  |  | MHHS-Southwest
NO | YES |  |  |  | FFP3623 |  | CAREFUSION | 8015M |  |  | Rental | MHHS-Southwest |  |  |  | FFP3623 |  | Southwest |  | Rental | [7 empty] | CONTROLLERINFUSIONPUMP-Alaris-Medley 8015 |  | MEDLEY PCU W/NETWORK *MEMORIAL HERMANN* |  |  | CONTROLLERINFUSIONPUMP-Alaris-Medley 8015 | [6 empty] | Verified as Rental |  |  | MHHS-Southwest
NO | YES |  |  |  | FFP3633 |  | CAREFUSION | 8015M |  |  | Rental | MHHS-Southwest |  |  |  | FFP3633 |  | Southwest |  | Rental | [7 empty] | CONTROLLERINFUSIONPUMP-Alaris-Medley 8015 |  | MEDLEY PCU W/NETWORK *MEMORIAL HERMANN* |  |  | CONTROLLERINFUSIONPUMP-Alaris-Medley 8015 | [6 empty] | Verified as Rental |  |  | MHHS-Southwest
NO | YES |  |  |  | FFP3638 |  | CAREFUSION | 8015M |  |  | Rental | MHHS-Southwest |  |  |  | FFP3638 |  | Southwest |  | Rental | [7 empty] | CONTROLLERINFUSIONPUMP-Alaris-Medley 8015 |  | MEDLEY PCU W/NETWORK *MEMORIAL HERMANN* |  |  | CONTROLLERINFUSIONPUMP-Alaris-Medley 8015 | [6 empty] | Verified as Rental |  |  | MHHS-Southwest
NO | YES |  |  |  | FFP3655 |  | CAREFUSION | 8015M |  |  | Rental | MHHS-Southwest |  |  |  | FFP3655 |  | Southwest |  | Rental | [7 empty] | CONTROLLERINFUSIONPUMP-Alaris-Medley 8015 |  | MEDLEY PCU W/NETWORK *MEMORIAL HERMANN* |  |  | CONTROLLERINFUSIONPUMP-Alaris-Medley 8015 | [6 empty] | Verified as Rental |  |  | MHHS-Southwest
NO | YES |  |  |  | FFP3669 |  | CAREFUSION | 8015M |  |  | Rental | MHHS-Southwest |  |  |  | FFP3669 |  | Southwest |  | Rental | [7 empty] | CONTROLLERINFUSIONPUMP-Alaris-Medley 8015 |  | MEDLEY PCU W/NETWORK *MEMORIAL HERMANN* |  |  | CONTROLLERINFUSIONPUMP-Alaris-Medley 8015 | [6 empty] | Verified as Rental |  |  | MHHS-Southwest
NO | YES |  |  |  | FFP3679 |  | CAREFUSION | 8015M |  |  | Rental | MHHS-Southwest |  |  |  | FFP3679 |  | Southwest |  | Rental | [7 empty] | CONTROLLERINFUSIONPUMP-Alaris-Medley 8015 |  | MEDLEY PCU W/NETWORK *MEMORIAL HERMANN* |  |  | CONTROLLERINFUSIONPUMP-Alaris-Medley 8015 | [6 empty] | Verified as Rental |  |  | MHHS-Southwest
NO | YES |  |  |  | FFP3726 |  | CAREFUSION | 8015M |  |  | Rental | MHHS-Southwest |  |  |  | FFP3726 |  | Southwest |  | Rental | [7 empty] | CONTROLLERINFUSIONPUMP-Alaris-Medley 8015 |  | MEDLEY PCU W/NETWORK *MEMORIAL HERMANN* |  |  | CONTROLLERINFUSIONPUMP-Alaris-Medley 8015 | [6 empty] | Verified as Rental |  |  | MHHS-Southwest
NO | YES |  |  |  | FFP3727 |  | CAREFUSION | 8015M |  |  | Rental | MHHS-Southwest |  |  |  | FFP3727 |  | Southwest |  | Rental | [7 empty] | CONTROLLERINFUSIONPUMP-Alaris-Medley 8015 |  | MEDLEY PCU W/NETWORK *MEMORIAL HERMANN* |  |  | CONTROLLERINFUSIONPUMP-Alaris-Medley 8015 | [6 empty] | Verified as Rental |  |  | MHHS-Southwest
NO | YES |  |  |  | FFP3735 |  | CAREFUSION | 8015M |  |  | Rental | MHHS-Southwest |  |  |  | FFP3735 |  | Southwest |  | Rental | [7 empty] | CONTROLLERINFUSIONPUMP-Alaris-Medley 8015 |  | MEDLEY PCU W/NETWORK *MEMORIAL HERMANN* |  |  | CONTROLLERINFUSIONPUMP-Alaris-Medley 8015 | [6 empty] | Verified as Rental |  |  | MHHS-Southwest
NO | YES |  |  |  | FFP3755 |  | CAREFUSION | 8015M |  |  | Rental | MHHS-Southwest |  |  |  | FFP3755 |  | Southwest |  | Rental | [7 empty] | CONTROLLERINFUSIONPUMP-Alaris-Medley 8015 |  | MEDLEY PCU W/NETWORK *MEMORIAL HERMANN* |  |  | CONTROLLERINFUSIONPUMP-Alaris-Medley 8015 | [6 empty] | Verified as Rental |  |  | MHHS-Southwest
NO | YES |  |  |  | FFP3764 |  | CAREFUSION | 8015M |  |  | Rental | MHHS-Southwest |  |  |  | FFP3764 |  | Southwest |  | Rental | [7 empty] | CONTROLLERINFUSIONPUMP-Alaris-Medley 8015 |  | MEDLEY PCU W/NETWORK *MEMORIAL HERMANN* |  |  | CONTROLLERINFUSIONPUMP-Alaris-Medley 8015 | [6 empty] | Verified as Rental |  |  | MHHS-Southwest
NO | YES |  |  |  | FFP3799 |  | CAREFUSION | 8015M |  |  | Rental | MHHS-Southwest |  |  |  | FFP3799 |  | Southwest |  | Rental | [7 empty] | CONTROLLERINFUSIONPUMP-Alaris-Medley 8015 |  | MEDLEY PCU W/NETWORK *MEMORIAL HERMANN* |  |  | CONTROLLERINFUSIONPUMP-Alaris-Medley 8015 | [6 empty] | Verified as Rental |  |  | MHHS-Southwest
NO | YES |  |  |  | FFP3805 |  | CAREFUSION | 8015M |  |  | Rental | MHHS-Southwest |  |  |  | FFP3805 |  | Southwest |  | Rental | [7 empty] | CONTROLLERINFUSIONPUMP-Alaris-Medley 8015 |  | MEDLEY PCU W/NETWORK *MEMORIAL HERMANN* |  |  | CONTROLLERINFUSIONPUMP-Alaris-Medley 8015 | [6 empty] | Verified as Rental |  |  | MHHS-Southwest
NO | YES |  |  |  | FFP3815 |  | CAREFUSION | 8015M |  |  | Rental | MHHS-Southwest |  |  |  | FFP3815 |  | Southwest |  | Rental | [7 empty] | CONTROLLERINFUSIONPUMP-Alaris-Medley 8015 |  | MEDLEY PCU W/NETWORK *MEMORIAL HERMANN* |  |  | CONTROLLERINFUSIONPUMP-Alaris-Medley 8015 | [6 empty] | Verified as Rental |  |  | MHHS-Southwest
NO | YES |  |  |  | FFP3822 |  | CAREFUSION | 8015M |  |  | Rental | MHHS-Southwest |  |  |  | FFP3822 |  | Southwest |  | Rental | [7 empty] | CONTROLLERINFUSIONPUMP-Alaris-Medley 8015 |  | MEDLEY PCU W/NETWORK *MEMORIAL HERMANN* |  |  | CONTROLLERINFUSIONPUMP-Alaris-Medley 8015 | [6 empty] | Verified as Rental |  |  | MHHS-Southwest
NO | YES |  |  |  | FFP3824 |  | CAREFUSION | 8015M |  |  | Rental | MHHS-Southwest |  |  |  | FFP3824 |  | Southwest |  | Rental | [7 empty] | CONTROLLERINFUSIONPUMP-Alaris-Medley 8015 |  | MEDLEY PCU W/NETWORK *MEMORIAL HERMANN* |  |  | CONTROLLERINFUSIONPUMP-Alaris-Medley 8015 | [6 empty] | Verified as Rental |  |  | MHHS-Southwest
NO | YES |  |  |  | FFP3825 |  | CAREFUSION | 8015M |  |  | Rental | MHHS-Southwest |  |  |  | FFP3825 |  | Southwest |  | Rental | [7 empty] | CONTROLLERINFUSIONPUMP-Alaris-Medley 8015 |  | MEDLEY PCU W/NETWORK *MEMORIAL HERMANN* |  |  | CONTROLLERINFUSIONPUMP-Alaris-Medley 8015 | [6 empty] | Verified as Rental |  |  | MHHS-Southwest
NO | YES |  |  |  | FFP3829 |  | CAREFUSION | 8015M |  |  | Rental | MHHS-Southwest |  |  |  | FFP3829 |  | Southwest |  | Rental | [7 empty] | CONTROLLERINFUSIONPUMP-Alaris-Medley 8015 |  | MEDLEY PCU W/NETWORK *MEMORIAL HERMANN* |  |  | CONTROLLERINFUSIONPUMP-Alaris-Medley 8015 | [6 empty] | Verified as Rental |  |  | MHHS-Southwest
NO | YES |  |  |  | FFP3861 |  | CAREFUSION | 8015M |  |  | Rental | MHHS-Southwest |  |  |  | FFP3861 |  | Southwest |  | Rental | [7 empty] | CONTROLLERINFUSIONPUMP-Alaris-Medley 8015 |  | MEDLEY PCU W/NETWORK *MEMORIAL HERMANN* |  |  | CONTROLLERINFUSIONPUMP-Alaris-Medley 8015 | [6 empty] | Verified as Rental |  |  | MHHS-Southwest
NO | YES |  |  |  | FFP3885 |  | CAREFUSION | 8015M |  |  | Rental | MHHS-Southwest |  |  |  | FFP3885 |  | Southwest |  | Rental | [7 empty] | CONTROLLERINFUSIONPUMP-Alaris-Medley 8015 |  | MEDLEY PCU W/NETWORK *MEMORIAL HERMANN* |  |  | CONTROLLERINFUSIONPUMP-Alaris-Medley 8015 | [6 empty] | Verified as Rental |  |  | MHHS-Southwest
NO | YES |  |  |  | FFP3886 |  | CAREFUSION | 8015M |  |  | Rental | MHHS-Southwest |  |  |  | FFP3886 |  | Southwest |  | Rental | [7 empty] | CONTROLLERINFUSIONPUMP-Alaris-Medley 8015 |  | MEDLEY PCU W/NETWORK *MEMORIAL HERMANN* |  |  | CONTROLLERINFUSIONPUMP-Alaris-Medley 8015 | [6 empty] | Verified as Rental |  |  | MHHS-Southwest
NO | YES |  |  |  | FFP3902 |  | CAREFUSION | 8015M |  |  | Rental | MHHS-Southwest |  |  |  | FFP3902 |  | Southwest |  | Rental | [7 empty] | CONTROLLERINFUSIONPUMP-Alaris-Medley 8015 |  | MEDLEY PCU W/NETWORK *MEMORIAL HERMANN* |  |  | CONTROLLERINFUSIONPUMP-Alaris-Medley 8015 | [6 empty] | Verified as Rental |  |  | MHHS-Southwest
NO | YES |  |  |  | FFP3923 |  | CAREFUSION | 8015M |  |  | Rental | MHHS-Southwest |  |  |  | FFP3923 |  | Southwest |  | Rental | [7 empty] | CONTROLLERINFUSIONPUMP-Alaris-Medley 8015 |  | MEDLEY PCU W/NETWORK *MEMORIAL HERMANN* |  |  | CONTROLLERINFUSIONPUMP-Alaris-Medley 8015 | [6 empty] | Verified as Rental |  |  | MHHS-Southwest
NO | YES |  |  |  | FFP3929 |  | CAREFUSION | 8015M |  |  | Rental | MHHS-Southwest |  |  |  | FFP3929 |  | Southwest |  | Rental | [7 empty] | CONTROLLERINFUSIONPUMP-Alaris-Medley 8015 |  | MEDLEY PCU W/NETWORK *MEMORIAL HERMANN* |  |  | CONTROLLERINFUSIONPUMP-Alaris-Medley 8015 | [6 empty] | Verified as Rental |  |  | MHHS-Southwest
NO | YES |  |  |  | FFP3934 |  | CAREFUSION | 8015M |  |  | Rental | MHHS-Southwest |  |  |  | FFP3934 |  | Southwest |  | Rental | [7 empty] | CONTROLLERINFUSIONPUMP-Alaris-Medley 8015 |  | MEDLEY PCU W/NETWORK *MEMORIAL HERMANN* |  |  | CONTROLLERINFUSIONPUMP-Alaris-Medley 8015 | [6 empty] | Verified as Rental |  |  | MHHS-Southwest
NO | YES |  |  |  | FFP3946 |  | CAREFUSION | 8015M |  |  | Rental | MHHS-Southwest |  |  |  | FFP3946 |  | Southwest |  | Rental | [7 empty] | CONTROLLERINFUSIONPUMP-Alaris-Medley 8015 |  | MEDLEY PCU W/NETWORK *MEMORIAL HERMANN* |  |  | CONTROLLERINFUSIONPUMP-Alaris-Medley 8015 | [6 empty] | Verified as Rental |  |  | MHHS-Southwest
NO | YES |  |  |  | FFP3958 |  | CAREFUSION | 8015M |  |  | Rental | MHHS-Southwest |  |  |  | FFP3958 |  | Southwest |  | Rental | [7 empty] | CONTROLLERINFUSIONPUMP-Alaris-Medley 8015 |  | MEDLEY PCU W/NETWORK *MEMORIAL HERMANN* |  |  | CONTROLLERINFUSIONPUMP-Alaris-Medley 8015 | [6 empty] | Verified as Rental |  |  | MHHS-Southwest
NO | YES |  |  |  | FFP3965 |  | CAREFUSION | 8015M |  |  | Rental | MHHS-Southwest |  |  |  | FFP3965 |  | Southwest |  | Rental | [7 empty] | CONTROLLERINFUSIONPUMP-Alaris-Medley 8015 |  | MEDLEY PCU W/NETWORK *MEMORIAL HERMANN* |  |  | CONTROLLERINFUSIONPUMP-Alaris-Medley 8015 | [6 empty] | Verified as Rental |  |  | MHHS-Southwest
NO | YES |  |  |  | FFP6513 |  | CAREFUSION | 8015M |  |  | Rental | MHHS-Southwest |  |  |  | FFP6513 |  | Southwest |  | Rental | [7 empty] | CONTROLLERINFUSIONPUMP-Alaris-Medley 8015 |  | MEDLEY PCU W/NETWORK *MEMORIAL HERMANN* |  |  | CONTROLLERINFUSIONPUMP-Alaris-Medley 8015 | [6 empty] | Verified as Rental |  |  | MHHS-Southwest
NO | YES |  |  |  | FFP6532 |  | CAREFUSION | 8015M |  |  | Rental | MHHS-Southwest |  |  |  | FFP6532 |  | Southwest |  | Rental | [7 empty] | CONTROLLERINFUSIONPUMP-Alaris-Medley 8015 |  | MEDLEY PCU W/NETWORK *MEMORIAL HERMANN* |  |  | CONTROLLERINFUSIONPUMP-Alaris-Medley 8015 | [6 empty] | Verified as Rental |  |  | MHHS-Southwest
NO | YES |  |  |  | FFP6587 |  | CAREFUSION | 8015M |  |  | Rental | MHHS-Southwest |  |  |  | FFP6587 |  | Southwest |  | Rental | [7 empty] | CONTROLLERINFUSIONPUMP-Alaris-Medley 8015 |  | MEDLEY PCU W/NETWORK *MEMORIAL HERMANN* |  |  | CONTROLLERINFUSIONPUMP-Alaris-Medley 8015 | [6 empty] | Verified as Rental |  |  | MHHS-Southwest
NO | YES |  |  |  | FFP6598 |  | CAREFUSION | 8015M |  |  | Rental | MHHS-Southwest |  |  |  | FFP6598 |  | Southwest |  | Rental | [7 empty] | CONTROLLERINFUSIONPUMP-Alaris-Medley 8015 |  | MEDLEY PCU W/NETWORK *MEMORIAL HERMANN* |  |  | CONTROLLERINFUSIONPUMP-Alaris-Medley 8015 | [6 empty] | Verified as Rental |  |  | MHHS-Southwest
NO | YES |  |  |  | FFP6606 |  | CAREFUSION | 8015M |  |  | Rental | MHHS-Southwest |  |  |  | FFP6606 |  | Southwest |  | Rental | [7 empty] | CONTROLLERINFUSIONPUMP-Alaris-Medley 8015 |  | MEDLEY PCU W/NETWORK *MEMORIAL HERMANN* |  |  | CONTROLLERINFUSIONPUMP-Alaris-Medley 8015 | [6 empty] | Verified as Rental |  |  | MHHS-Southwest
NO | YES |  |  |  | FFP6609 |  | CAREFUSION | 8015M |  |  | Rental | MHHS-Southwest |  |  |  | FFP6609 |  | Southwest |  | Rental | [7 empty] | CONTROLLERINFUSIONPUMP-Alaris-Medley 8015 |  | MEDLEY PCU W/NETWORK *MEMORIAL HERMANN* |  |  | CONTROLLERINFUSIONPUMP-Alaris-Medley 8015 | [6 empty] | Verified as Rental |  |  | MHHS-Southwest
NO | YES |  |  |  | FFP6623 |  | CAREFUSION | 8015M |  |  | Rental | MHHS-Southwest |  |  |  | FFP6623 |  | Southwest |  | Rental | [7 empty] | CONTROLLERINFUSIONPUMP-Alaris-Medley 8015 |  | MEDLEY PCU W/NETWORK *MEMORIAL HERMANN* |  |  | CONTROLLERINFUSIONPUMP-Alaris-Medley 8015 | [6 empty] | Verified as Rental |  |  | MHHS-Southwest
NO | YES |  |  |  | FFP6653 |  | CAREFUSION | 8015M |  |  | Rental | MHHS-Southwest |  |  |  | FFP6653 |  | Southwest |  | Rental | [7 empty] | CONTROLLERINFUSIONPUMP-Alaris-Medley 8015 |  | MEDLEY PCU W/NETWORK *MEMORIAL HERMANN* |  |  | CONTROLLERINFUSIONPUMP-Alaris-Medley 8015 | [6 empty] | Verified as Rental |  |  | MHHS-Southwest
NO | YES |  |  |  | FFP6677 |  | CAREFUSION | 8015M |  |  | Rental | MHHS-Southwest |  |  |  | FFP6677 |  | Southwest |  | Rental | [7 empty] | CONTROLLERINFUSIONPUMP-Alaris-Medley 8015 |  | MEDLEY PCU W/NETWORK *MEMORIAL HERMANN* |  |  | CONTROLLERINFUSIONPUMP-Alaris-Medley 8015 | [6 empty] | Verified as Rental |  |  | MHHS-Southwest
NO | YES |  |  |  | FFP6678 |  | CAREFUSION | 8015M |  |  | Rental | MHHS-Southwest |  |  |  | FFP6678 |  | Southwest |  | Rental | [7 empty] | CONTROLLERINFUSIONPUMP-Alaris-Medley 8015 |  | MEDLEY PCU W/NETWORK *MEMORIAL HERMANN* |  |  | CONTROLLERINFUSIONPUMP-Alaris-Medley 8015 | [6 empty] | Verified as Rental |  |  | MHHS-Southwest
NO | YES |  |  |  | FFP6689 |  | CAREFUSION | 8015M |  |  | Rental | MHHS-Southwest |  |  |  | FFP6689 |  | Southwest |  | Rental | [7 empty] | CONTROLLERINFUSIONPUMP-Alaris-Medley 8015 |  | MEDLEY PCU W/NETWORK *MEMORIAL HERMANN* |  |  | CONTROLLERINFUSIONPUMP-Alaris-Medley 8015 | [6 empty] | Verified as Rental |  |  | MHHS-Southwest
NO | YES |  |  |  | FFP6693 |  | CAREFUSION | 8015M |  |  | Rental | MHHS-Southwest |  |  |  | FFP6693 |  | Southwest |  | Rental | [7 empty] | CONTROLLERINFUSIONPUMP-Alaris-Medley 8015 |  | MEDLEY PCU W/NETWORK *MEMORIAL HERMANN* |  |  | CONTROLLERINFUSIONPUMP-Alaris-Medley 8015 | [6 empty] | Verified as Rental |  |  | MHHS-Southwest
NO | YES |  |  |  | FFP6696 |  | CAREFUSION | 8015M |  |  | Rental | MHHS-Southwest |  |  |  | FFP6696 |  | Southwest |  | Rental | [7 empty] | CONTROLLERINFUSIONPUMP-Alaris-Medley 8015 |  | MEDLEY PCU W/NETWORK *MEMORIAL HERMANN* |  |  | CONTROLLERINFUSIONPUMP-Alaris-Medley 8015 | [6 empty] | Verified as Rental |  |  | MHHS-Southwest
NO | YES |  |  |  | FFP6698 |  | CAREFUSION | 8015M |  |  | Rental | MHHS-Southwest |  |  |  | FFP6698 |  | Southwest |  | Rental | [7 empty] | CONTROLLERINFUSIONPUMP-Alaris-Medley 8015 |  | MEDLEY PCU W/NETWORK *MEMORIAL HERMANN* |  |  | CONTROLLERINFUSIONPUMP-Alaris-Medley 8015 | [6 empty] | Verified as Rental |  |  | MHHS-Southwest
NO | YES |  |  |  | FFP6711 |  | CAREFUSION | 8015M |  |  | Rental | MHHS-Southwest |  |  |  | FFP6711 |  | Southwest |  | Rental | [7 empty] | CONTROLLERINFUSIONPUMP-Alaris-Medley 8015 |  | MEDLEY PCU W/NETWORK *MEMORIAL HERMANN* |  |  | CONTROLLERINFUSIONPUMP-Alaris-Medley 8015 | [6 empty] | Verified as Rental |  |  | MHHS-Southwest
NO | YES |  |  |  | FFP6721 |  | CAREFUSION | 8015M |  |  | Rental | MHHS-Southwest |  |  |  | FFP6721 |  | Southwest |  | Rental | [7 empty] | CONTROLLERINFUSIONPUMP-Alaris-Medley 8015 |  | MEDLEY PCU W/NETWORK *MEMORIAL HERMANN* |  |  | CONTROLLERINFUSIONPUMP-Alaris-Medley 8015 | [6 empty] | Verified as Rental |  |  | MHHS-Southwest
NO | YES |  |  |  | FFP6734 |  | CAREFUSION | 8015M |  |  | Rental | MHHS-Southwest |  |  |  | FFP6734 |  | Southwest |  | Rental | [7 empty] | CONTROLLERINFUSIONPUMP-Alaris-Medley 8015 |  | MEDLEY PCU W/NETWORK *MEMORIAL HERMANN* |  |  | CONTROLLERINFUSIONPUMP-Alaris-Medley 8015 | [6 empty] | Verified as Rental |  |  | MHHS-Southwest
NO | YES |  |  |  | FFP6739 |  | CAREFUSION | 8015M |  |  | Rental | MHHS-Southwest |  |  |  | FFP6739 |  | Southwest |  | Rental | [7 empty] | CONTROLLERINFUSIONPUMP-Alaris-Medley 8015 |  | MEDLEY PCU W/NETWORK *MEMORIAL HERMANN* |  |  | CONTROLLERINFUSIONPUMP-Alaris-Medley 8015 | [6 empty] | Verified as Rental |  |  | MHHS-Southwest
NO | YES |  |  |  | FFP6750 |  | CAREFUSION | 8015M |  |  | Rental | MHHS-Southwest |  |  |  | FFP6750 |  | Southwest |  | Rental | [7 empty] | CONTROLLERINFUSIONPUMP-Alaris-Medley 8015 |  | MEDLEY PCU W/NETWORK *MEMORIAL HERMANN* |  |  | CONTROLLERINFUSIONPUMP-Alaris-Medley 8015 | [6 empty] | Verified as Rental |  |  | MHHS-Southwest
NO | YES |  |  |  | FFP6757 |  | CAREFUSION | 8015M |  |  | Rental | MHHS-Southwest |  |  |  | FFP6757 |  | Southwest |  | Rental | [7 empty] | CONTROLLERINFUSIONPUMP-Alaris-Medley 8015 |  | MEDLEY PCU W/NETWORK *MEMORIAL HERMANN* |  |  | CONTROLLERINFUSIONPUMP-Alaris-Medley 8015 | [6 empty] | Verified as Rental |  |  | MHHS-Southwest
NO | YES |  |  |  | FFP6781 |  | CAREFUSION | 8015M |  |  | Rental | MHHS-Southwest |  |  |  | FFP6781 |  | Southwest |  | Rental | [7 empty] | CONTROLLERINFUSIONPUMP-Alaris-Medley 8015 |  | MEDLEY PCU W/NETWORK *MEMORIAL HERMANN* |  |  | CONTROLLERINFUSIONPUMP-Alaris-Medley 8015 | [6 empty] | Verified as Rental |  |  | MHHS-Southwest
NO | YES |  |  |  | FFP6810 |  | CAREFUSION | 8015M |  |  | Rental | MHHS-Southwest |  |  |  | FFP6810 |  | Southwest |  | Rental | [7 empty] | CONTROLLERINFUSIONPUMP-Alaris-Medley 8015 |  | MEDLEY PCU W/NETWORK *MEMORIAL HERMANN* |  |  | CONTROLLERINFUSIONPUMP-Alaris-Medley 8015 | [6 empty] | Verified as Rental |  |  | MHHS-Southwest
NO | YES |  |  |  | FFP6821 |  | CAREFUSION | 8015M |  |  | Rental | MHHS-Southwest |  |  |  | FFP6821 |  | Southwest |  | Rental | [7 empty] | CONTROLLERINFUSIONPUMP-Alaris-Medley 8015 |  | MEDLEY PCU W/NETWORK *MEMORIAL HERMANN* |  |  | CONTROLLERINFUSIONPUMP-Alaris-Medley 8015 | [6 empty] | Verified as Rental |  |  | MHHS-Southwest
NO | YES |  |  |  | FFP6825 |  | CAREFUSION | 8015M |  |  | Rental | MHHS-Southwest |  |  |  | FFP6825 |  | Southwest |  | Rental | [7 empty] | CONTROLLERINFUSIONPUMP-Alaris-Medley 8015 |  | MEDLEY PCU W/NETWORK *MEMORIAL HERMANN* |  |  | CONTROLLERINFUSIONPUMP-Alaris-Medley 8015 | [6 empty] | Verified as Rental |  |  | MHHS-Southwest
NO | YES |  |  |  | FFP6833 |  | CAREFUSION | 8015M |  |  | Rental | MHHS-Southwest |  |  |  | FFP6833 |  | Southwest |  | Rental | [7 empty] | CONTROLLERINFUSIONPUMP-Alaris-Medley 8015 |  | MEDLEY PCU W/NETWORK *MEMORIAL HERMANN* |  |  | CONTROLLERINFUSIONPUMP-Alaris-Medley 8015 | [6 empty] | Verified as Rental |  |  | MHHS-Southwest
NO | YES |  |  |  | FFP6856 |  | CAREFUSION | 8015M |  |  | Rental | MHHS-Southwest |  |  |  | FFP6856 |  | Southwest |  | Rental | [7 empty] | CONTROLLERINFUSIONPUMP-Alaris-Medley 8015 |  | MEDLEY PCU W/NETWORK *MEMORIAL HERMANN* |  |  | CONTROLLERINFUSIONPUMP-Alaris-Medley 8015 | [6 empty] | Verified as Rental |  |  | MHHS-Southwest
NO | YES |  |  |  | FFP6866 |  | CAREFUSION | 8015M |  |  | Rental | MHHS-Southwest |  |  |  | FFP6866 |  | Southwest |  | Rental | [7 empty] | CONTROLLERINFUSIONPUMP-Alaris-Medley 8015 |  | MEDLEY PCU W/NETWORK *MEMORIAL HERMANN* |  |  | CONTROLLERINFUSIONPUMP-Alaris-Medley 8015 | [6 empty] | Verified as Rental |  |  | MHHS-Southwest
NO | YES |  |  |  | FFP6882 |  | CAREFUSION | 8015M |  |  | Rental | MHHS-Southwest |  |  |  | FFP6882 |  | Southwest |  | Rental | [7 empty] | CONTROLLERINFUSIONPUMP-Alaris-Medley 8015 |  | MEDLEY PCU W/NETWORK *MEMORIAL HERMANN* |  |  | CONTROLLERINFUSIONPUMP-Alaris-Medley 8015 | [6 empty] | Verified as Rental |  |  | MHHS-Southwest
NO | YES |  |  |  | FFP6885 |  | CAREFUSION | 8015M |  |  | Rental | MHHS-Southwest |  |  |  | FFP6885 |  | Southwest |  | Rental | [7 empty] | CONTROLLERINFUSIONPUMP-Alaris-Medley 8015 |  | MEDLEY PCU W/NETWORK *MEMORIAL HERMANN* |  |  | CONTROLLERINFUSIONPUMP-Alaris-Medley 8015 | [6 empty] | Verified as Rental |  |  | MHHS-Southwest
NO | YES |  |  |  | FFP6887 |  | CAREFUSION | 8015M |  |  | Rental | MHHS-Southwest |  |  |  | FFP6887 |  | Southwest |  | Rental | [7 empty] | CONTROLLERINFUSIONPUMP-Alaris-Medley 8015 |  | MEDLEY PCU W/NETWORK *MEMORIAL HERMANN* |  |  | CONTROLLERINFUSIONPUMP-Alaris-Medley 8015 | [6 empty] | Verified as Rental |  |  | MHHS-Southwest
NO | YES |  |  |  | FFP6908 |  | CAREFUSION | 8015M |  |  | Rental | MHHS-Southwest |  |  |  | FFP6908 |  | Southwest |  | Rental | [7 empty] | CONTROLLERINFUSIONPUMP-Alaris-Medley 8015 |  | MEDLEY PCU W/NETWORK *MEMORIAL HERMANN* |  |  | CONTROLLERINFUSIONPUMP-Alaris-Medley 8015 | [6 empty] | Verified as Rental |  |  | MHHS-Southwest
NO | YES |  |  |  | FFP6912 |  | CAREFUSION | 8015M |  |  | Rental | MHHS-Southwest |  |  |  | FFP6912 |  | Southwest |  | Rental | [7 empty] | CONTROLLERINFUSIONPUMP-Alaris-Medley 8015 |  | MEDLEY PCU W/NETWORK *MEMORIAL HERMANN* |  |  | CONTROLLERINFUSIONPUMP-Alaris-Medley 8015 | [6 empty] | Verified as Rental |  |  | MHHS-Southwest
NO | YES |  |  |  | FFP6940 |  | CAREFUSION | 8015M |  |  | Rental | MHHS-Southwest |  |  |  | FFP6940 |  | Southwest |  | Rental | [7 empty] | CONTROLLERINFUSIONPUMP-Alaris-Medley 8015 |  | MEDLEY PCU W/NETWORK *MEMORIAL HERMANN* |  |  | CONTROLLERINFUSIONPUMP-Alaris-Medley 8015 | [6 empty] | Verified as Rental |  |  | MHHS-Southwest
NO | YES |  |  |  | FFP6951 |  | CAREFUSION | 8015M |  |  | Rental | MHHS-Southwest |  |  |  | FFP6951 |  | Southwest |  | Rental | [7 empty] | CONTROLLERINFUSIONPUMP-Alaris-Medley 8015 |  | MEDLEY PCU W/NETWORK *MEMORIAL HERMANN* |  |  | CONTROLLERINFUSIONPUMP-Alaris-Medley 8015 | [6 empty] | Verified as Rental |  |  | MHHS-Southwest
NO | YES |  |  |  | FFP6956 |  | CAREFUSION | 8015M |  |  | Rental | MHHS-Southwest |  |  |  | FFP6956 |  | Southwest |  | Rental | [7 empty] | CONTROLLERINFUSIONPUMP-Alaris-Medley 8015 |  | MEDLEY PCU W/NETWORK *MEMORIAL HERMANN* |  |  | CONTROLLERINFUSIONPUMP-Alaris-Medley 8015 | [6 empty] | Verified as Rental |  |  | MHHS-Southwest
NO | YES |  |  |  | FFP6962 |  | CAREFUSION | 8015M |  |  | Rental | MHHS-Southwest |  |  |  | FFP6962 |  | Southwest |  | Rental | [7 empty] | CONTROLLERINFUSIONPUMP-Alaris-Medley 8015 |  | MEDLEY PCU W/NETWORK *MEMORIAL HERMANN* |  |  | CONTROLLERINFUSIONPUMP-Alaris-Medley 8015 | [6 empty] | Verified as Rental |  |  | MHHS-Southwest
NO | YES |  |  |  | FFP6974 |  | CAREFUSION | 8015M |  |  | Rental | MHHS-Southwest |  |  |  | FFP6974 |  | Southwest |  | Rental | [7 empty] | CONTROLLERINFUSIONPUMP-Alaris-Medley 8015 |  | MEDLEY PCU W/NETWORK *MEMORIAL HERMANN* |  |  | CONTROLLERINFUSIONPUMP-Alaris-Medley 8015 | [6 empty] | Verified as Rental |  |  | MHHS-Southwest
NO | YES |  |  |  | FFP6979 |  | CAREFUSION | 8015M |  |  | Rental | MHHS-Southwest |  |  |  | FFP6979 |  | Southwest |  | Rental | [7 empty] | CONTROLLERINFUSIONPUMP-Alaris-Medley 8015 |  | MEDLEY PCU W/NETWORK *MEMORIAL HERMANN* |  |  | CONTROLLERINFUSIONPUMP-Alaris-Medley 8015 | [6 empty] | Verified as Rental |  |  | MHHS-Southwest
NO | YES |  |  |  | FFP6985 |  | CAREFUSION | 8015M |  |  | Rental | MHHS-Southwest |  |  |  | FFP6985 |  | Southwest |  | Rental | [7 empty] | CONTROLLERINFUSIONPUMP-Alaris-Medley 8015 |  | MEDLEY PCU W/NETWORK *MEMORIAL HERMANN* |  |  | CONTROLLERINFUSIONPUMP-Alaris-Medley 8015 | [6 empty] | Verified as Rental |  |  | MHHS-Southwest
NO | YES |  |  |  | FFP6987 |  | CAREFUSION | 8015M |  |  | Rental | MHHS-Southwest |  |  |  | FFP6987 |  | Southwest |  | Rental | [7 empty] | CONTROLLERINFUSIONPUMP-Alaris-Medley 8015 |  | MEDLEY PCU W/NETWORK *MEMORIAL HERMANN* |  |  | CONTROLLERINFUSIONPUMP-Alaris-Medley 8015 | [6 empty] | Verified as Rental |  |  | MHHS-Southwest
NO | YES |  |  |  | FFP6988 |  | CAREFUSION | 8015M |  |  | Rental | MHHS-Southwest |  |  |  | FFP6988 |  | Southwest |  | Rental | [7 empty] | CONTROLLERINFUSIONPUMP-Alaris-Medley 8015 |  | MEDLEY PCU W/NETWORK *MEMORIAL HERMANN* |  |  | CONTROLLERINFUSIONPUMP-Alaris-Medley 8015 | [6 empty] | Verified as Rental |  |  | MHHS-Southwest
NO | YES |  |  |  | FFP6994 |  | CAREFUSION | 8015M |  |  | Rental | MHHS-Southwest |  |  |  | FFP6994 |  | Southwest |  | Rental | [7 empty] | CONTROLLERINFUSIONPUMP-Alaris-Medley 8015 |  | MEDLEY PCU W/NETWORK *MEMORIAL HERMANN* |  |  | CONTROLLERINFUSIONPUMP-Alaris-Medley 8015 | [6 empty] | Verified as Rental |  |  | MHHS-Southwest
NO | YES |  |  |  | FFP6998 |  | CAREFUSION | 8015M |  |  | Rental | MHHS-Southwest |  |  |  | FFP6998 |  | Southwest |  | Rental | [7 empty] | CONTROLLERINFUSIONPUMP-Alaris-Medley 8015 |  | MEDLEY PCU W/NETWORK *MEMORIAL HERMANN* |  |  | CONTROLLERINFUSIONPUMP-Alaris-Medley 8015 | [6 empty] | Verified as Rental |  |  | MHHS-Southwest
NO | YES |  |  |  | FFP7001 |  | CAREFUSION | 8015M |  |  | Rental | MHHS-Southwest |  |  |  | FFP7001 |  | Southwest |  | Rental | [7 empty] | CONTROLLERINFUSIONPUMP-Alaris-Medley 8015 |  | MEDLEY PCU W/NETWORK *MEMORIAL HERMANN* |  |  | CONTROLLERINFUSIONPUMP-Alaris-Medley 8015 | [6 empty] | Verified as Rental |  |  | MHHS-Southwest
NO | YES |  |  |  | FFP7014 |  | CAREFUSION | 8015M |  |  | Rental | MHHS-Southwest |  |  |  | FFP7014 |  | Southwest |  | Rental | [7 empty] | CONTROLLERINFUSIONPUMP-Alaris-Medley 8015 |  | MEDLEY PCU W/NETWORK *MEMORIAL HERMANN* |  |  | CONTROLLERINFUSIONPUMP-Alaris-Medley 8015 | [6 empty] | Verified as Rental |  |  | MHHS-Southwest
NO | YES |  |  |  | FFP7024 |  | CAREFUSION | 8015M |  |  | Rental | MHHS-Southwest |  |  |  | FFP7024 |  | Southwest |  | Rental | [7 empty] | CONTROLLERINFUSIONPUMP-Alaris-Medley 8015 |  | MEDLEY PCU W/NETWORK *MEMORIAL HERMANN* |  |  | CONTROLLERINFUSIONPUMP-Alaris-Medley 8015 | [6 empty] | Verified as Rental |  |  | MHHS-Southwest
NO | YES |  |  |  | FFP7027 |  | CAREFUSION | 8015M |  |  | Rental | MHHS-Southwest |  |  |  | FFP7027 |  | Southwest |  | Rental | [7 empty] | CONTROLLERINFUSIONPUMP-Alaris-Medley 8015 |  | MEDLEY PCU W/NETWORK *MEMORIAL HERMANN* |  |  | CONTROLLERINFUSIONPUMP-Alaris-Medley 8015 | [6 empty] | Verified as Rental |  |  | MHHS-Southwest
NO | YES |  |  |  | FFP7032 |  | CAREFUSION | 8015M |  |  | Rental | MHHS-Southwest |  |  |  | FFP7032 |  | Southwest |  | Rental | [7 empty] | CONTROLLERINFUSIONPUMP-Alaris-Medley 8015 |  | MEDLEY PCU W/NETWORK *MEMORIAL HERMANN* |  |  | CONTROLLERINFUSIONPUMP-Alaris-Medley 8015 | [6 empty] | Verified as Rental |  |  | MHHS-Southwest
NO | YES |  |  |  | FFP7035 |  | CAREFUSION | 8015M |  |  | Rental | MHHS-Southwest |  |  |  | FFP7035 |  | Southwest |  | Rental | [7 empty] | CONTROLLERINFUSIONPUMP-Alaris-Medley 8015 |  | MEDLEY PCU W/NETWORK *MEMORIAL HERMANN* |  |  | CONTROLLERINFUSIONPUMP-Alaris-Medley 8015 | [6 empty] | Verified as Rental |  |  | MHHS-Southwest
NO | YES |  |  |  | FFP7041 |  | CAREFUSION | 8015M |  |  | Rental | MHHS-Southwest |  |  |  | FFP7041 |  | Southwest |  | Rental | [7 empty] | CONTROLLERINFUSIONPUMP-Alaris-Medley 8015 |  | MEDLEY PCU W/NETWORK *MEMORIAL HERMANN* |  |  | CONTROLLERINFUSIONPUMP-Alaris-Medley 8015 | [6 empty] | Verified as Rental |  |  | MHHS-Southwest
NO | YES |  |  |  | FFP7050 |  | CAREFUSION | 8015M |  |  | Rental | MHHS-Southwest |  |  |  | FFP7050 |  | Southwest |  | Rental | [7 empty] | CONTROLLERINFUSIONPUMP-Alaris-Medley 8015 |  | MEDLEY PCU W/NETWORK *MEMORIAL HERMANN* |  |  | CONTROLLERINFUSIONPUMP-Alaris-Medley 8015 | [6 empty] | Verified as Rental |  |  | MHHS-Southwest
NO | YES |  |  |  | FFP7052 |  | CAREFUSION | 8015M |  |  | Rental | MHHS-Southwest |  |  |  | FFP7052 |  | Southwest |  | Rental | [7 empty] | CONTROLLERINFUSIONPUMP-Alaris-Medley 8015 |  | MEDLEY PCU W/NETWORK *MEMORIAL HERMANN* |  |  | CONTROLLERINFUSIONPUMP-Alaris-Medley 8015 | [6 empty] | Verified as Rental |  |  | MHHS-Southwest
NO | YES |  |  |  | FFP7063 |  | CAREFUSION | 8015M |  |  | Rental | MHHS-Southwest |  |  |  | FFP7063 |  | Southwest |  | Rental | [7 empty] | CONTROLLERINFUSIONPUMP-Alaris-Medley 8015 |  | MEDLEY PCU W/NETWORK *MEMORIAL HERMANN* |  |  | CONTROLLERINFUSIONPUMP-Alaris-Medley 8015 | [6 empty] | Verified as Rental |  |  | MHHS-Southwest
NO | YES |  |  |  | FFP7076 |  | CAREFUSION | 8015M |  |  | Rental | MHHS-Southwest |  |  |  | FFP7076 |  | Southwest |  | Rental | [7 empty] | CONTROLLERINFUSIONPUMP-Alaris-Medley 8015 |  | MEDLEY PCU W/NETWORK *MEMORIAL HERMANN* |  |  | CONTROLLERINFUSIONPUMP-Alaris-Medley 8015 | [6 empty] | Verified as Rental |  |  | MHHS-Southwest
NO | YES |  |  |  | FFP7093 |  | CAREFUSION | 8015M |  |  | Rental | MHHS-Southwest |  |  |  | FFP7093 |  | Southwest |  | Rental | [7 empty] | CONTROLLERINFUSIONPUMP-Alaris-Medley 8015 |  | MEDLEY PCU W/NETWORK *MEMORIAL HERMANN* |  |  | CONTROLLERINFUSIONPUMP-Alaris-Medley 8015 | [6 empty] | Verified as Rental |  |  | MHHS-Southwest
NO | YES |  |  |  | FFP7097 |  | CAREFUSION | 8015M |  |  | Rental | MHHS-Southwest |  |  |  | FFP7097 |  | Southwest |  | Rental | [7 empty] | CONTROLLERINFUSIONPUMP-Alaris-Medley 8015 |  | MEDLEY PCU W/NETWORK *MEMORIAL HERMANN* |  |  | CONTROLLERINFUSIONPUMP-Alaris-Medley 8015 | [6 empty] | Verified as Rental |  |  | MHHS-Southwest
NO | YES |  |  |  | FFP7101 |  | CAREFUSION | 8015M |  |  | Rental | MHHS-Southwest |  |  |  | FFP7101 |  | Southwest |  | Rental | [7 empty] | CONTROLLERINFUSIONPUMP-Alaris-Medley 8015 |  | MEDLEY PCU W/NETWORK *MEMORIAL HERMANN* |  |  | CONTROLLERINFUSIONPUMP-Alaris-Medley 8015 | [6 empty] | Verified as Rental |  |  | MHHS-Southwest
NO | YES |  |  |  | FFP7114 |  | CAREFUSION | 8015M |  |  | Rental | MHHS-Southwest |  |  |  | FFP7114 |  | Southwest |  | Rental | [7 empty] | CONTROLLERINFUSIONPUMP-Alaris-Medley 8015 |  | MEDLEY PCU W/NETWORK *MEMORIAL HERMANN* |  |  | CONTROLLERINFUSIONPUMP-Alaris-Medley 8015 | [6 empty] | Verified as Rental |  |  | MHHS-Southwest
NO | YES |  |  |  | FFP7115 |  | CAREFUSION | 8015M |  |  | Rental | MHHS-Southwest |  |  |  | FFP7115 |  | Southwest |  | Rental | [7 empty] | CONTROLLERINFUSIONPUMP-Alaris-Medley 8015 |  | MEDLEY PCU W/NETWORK *MEMORIAL HERMANN* |  |  | CONTROLLERINFUSIONPUMP-Alaris-Medley 8015 | [6 empty] | Verified as Rental |  |  | MHHS-Southwest
NO | YES |  |  |  | FFP7120 |  | CAREFUSION | 8015M |  |  | Rental | MHHS-Southwest |  |  |  | FFP7120 |  | Southwest |  | Rental | [7 empty] | CONTROLLERINFUSIONPUMP-Alaris-Medley 8015 |  | MEDLEY PCU W/NETWORK *MEMORIAL HERMANN* |  |  | CONTROLLERINFUSIONPUMP-Alaris-Medley 8015 | [6 empty] | Verified as Rental |  |  | MHHS-Southwest
NO | YES |  |  |  | FFP7133 |  | CAREFUSION | 8015M |  |  | Rental | MHHS-Southwest |  |  |  | FFP7133 |  | Southwest |  | Rental | [7 empty] | CONTROLLERINFUSIONPUMP-Alaris-Medley 8015 |  | MEDLEY PCU W/NETWORK *MEMORIAL HERMANN* |  |  | CONTROLLERINFUSIONPUMP-Alaris-Medley 8015 | [6 empty] | Verified as Rental |  |  | MHHS-Southwest
NO | YES |  |  |  | FFP7138 |  | CAREFUSION | 8015M |  |  | Rental | MHHS-Southwest |  |  |  | FFP7138 |  | Southwest |  | Rental | [7 empty] | CONTROLLERINFUSIONPUMP-Alaris-Medley 8015 |  | MEDLEY PCU W/NETWORK *MEMORIAL HERMANN* |  |  | CONTROLLERINFUSIONPUMP-Alaris-Medley 8015 | [6 empty] | Verified as Rental |  |  | MHHS-Southwest
NO | YES |  |  |  | FFP7148 |  | CAREFUSION | 8015M |  |  | Rental | MHHS-Southwest |  |  |  | FFP7148 |  | Southwest |  | Rental | [7 empty] | CONTROLLERINFUSIONPUMP-Alaris-Medley 8015 |  | MEDLEY PCU W/NETWORK *MEMORIAL HERMANN* |  |  | CONTROLLERINFUSIONPUMP-Alaris-Medley 8015 | [6 empty] | Verified as Rental |  |  | MHHS-Southwest
NO | YES |  |  |  | FFP7151 |  | CAREFUSION | 8015M |  |  | Rental | MHHS-Southwest |  |  |  | FFP7151 |  | Southwest |  | Rental | [7 empty] | CONTROLLERINFUSIONPUMP-Alaris-Medley 8015 |  | MEDLEY PCU W/NETWORK *MEMORIAL HERMANN* |  |  | CONTROLLERINFUSIONPUMP-Alaris-Medley 8015 | [6 empty] | Verified as Rental |  |  | MHHS-Southwest
NO | YES |  |  |  | FFP7167 |  | CAREFUSION | 8015M |  |  | Rental | MHHS-Southwest |  |  |  | FFP7167 |  | Southwest |  | Rental | [7 empty] | CONTROLLERINFUSIONPUMP-Alaris-Medley 8015 |  | MEDLEY PCU W/NETWORK *MEMORIAL HERMANN* |  |  | CONTROLLERINFUSIONPUMP-Alaris-Medley 8015 | [6 empty] | Verified as Rental |  |  | MHHS-Southwest
NO | YES |  |  |  | FFP7173 |  | CAREFUSION | 8015M |  |  | Rental | MHHS-Southwest |  |  |  | FFP7173 |  | Southwest |  | Rental | [7 empty] | CONTROLLERINFUSIONPUMP-Alaris-Medley 8015 |  | MEDLEY PCU W/NETWORK *MEMORIAL HERMANN* |  |  | CONTROLLERINFUSIONPUMP-Alaris-Medley 8015 | [6 empty] | Verified as Rental |  |  | MHHS-Southwest
NO | YES |  |  |  | FFP7180 |  | CAREFUSION | 8015M |  |  | Rental | MHHS-Southwest |  |  |  | FFP7180 |  | Southwest |  | Rental | [7 empty] | CONTROLLERINFUSIONPUMP-Alaris-Medley 8015 |  | MEDLEY PCU W/NETWORK *MEMORIAL HERMANN* |  |  | CONTROLLERINFUSIONPUMP-Alaris-Medley 8015 | [6 empty] | Verified as Rental |  |  | MHHS-Southwest
NO | YES |  |  |  | FFP7187 |  | CAREFUSION | 8015M |  |  | Rental | MHHS-Southwest |  |  |  | FFP7187 |  | Southwest |  | Rental | [7 empty] | CONTROLLERINFUSIONPUMP-Alaris-Medley 8015 |  | MEDLEY PCU W/NETWORK *MEMORIAL HERMANN* |  |  | CONTROLLERINFUSIONPUMP-Alaris-Medley 8015 | [6 empty] | Verified as Rental |  |  | MHHS-Southwest
NO | YES |  |  |  | FFP105 |  | CAREFUSION | 8015M |  |  | Rental | MHHS-Sugarland |  |  |  | FFP105 |  | Sugar Land |  | Rental | [7 empty] | CONTROLLERINFUSIONPUMP-Alaris-Medley 8015 |  | MEDLEY PCU W/NETWORK *MEMORIAL HERMANN* |  |  | CONTROLLERINFUSIONPUMP-Alaris-Medley 8015 | [6 empty] | Verified as Rental |  |  | MHHS-Sugarland
NO | YES |  |  |  | FFP155 |  | CAREFUSION | 8015M |  |  | Rental | MHHS-Sugarland |  |  |  | FFP155 |  | Sugar Land |  | Rental | [7 empty] | CONTROLLERINFUSIONPUMP-Alaris-Medley 8015 |  | MEDLEY PCU W/NETWORK *MEMORIAL HERMANN* |  |  | CONTROLLERINFUSIONPUMP-Alaris-Medley 8015 | [6 empty] | Verified as Rental |  |  | MHHS-Sugarland
NO | YES |  |  |  | FFP178 |  | CAREFUSION | 8015M |  |  | Rental | MHHS-Sugarland |  |  |  | FFP178 |  | Sugar Land |  | Rental | [7 empty] | CONTROLLERINFUSIONPUMP-Alaris-Medley 8015 |  | MEDLEY PCU W/NETWORK *MEMORIAL HERMANN* |  |  | CONTROLLERINFUSIONPUMP-Alaris-Medley 8015 | [6 empty] | Verified as Rental |  |  | MHHS-Sugarland
NO | YES |  |  |  | FFP240 |  | CAREFUSION | 8015M |  |  | Rental | MHHS-Sugarland |  |  |  | FFP240 |  | Sugar Land |  | Rental | [7 empty] | CONTROLLERINFUSIONPUMP-Alaris-Medley 8015 |  | MEDLEY PCU W/NETWORK *MEMORIAL HERMANN* |  |  | CONTROLLERINFUSIONPUMP-Alaris-Medley 8015 | [6 empty] | Verified as Rental |  |  | MHHS-Sugarland
NO | YES |  |  |  | FFP254 |  | CAREFUSION | 8015M |  |  | Rental | MHHS-Sugarland |  |  |  | FFP254 |  | Sugar Land |  | Rental | [7 empty] | CONTROLLERINFUSIONPUMP-Alaris-Medley 8015 |  | MEDLEY PCU W/NETWORK *MEMORIAL HERMANN* |  |  | CONTROLLERINFUSIONPUMP-Alaris-Medley 8015 | [6 empty] | Verified as Rental |  |  | MHHS-Sugarland
NO | YES |  |  |  | FFP269 |  | CAREFUSION | 8015M |  |  | Rental | MHHS-Sugarland |  |  |  | FFP269 |  | Sugar Land |  | Rental | [7 empty] | CONTROLLERINFUSIONPUMP-Alaris-Medley 8015 |  | MEDLEY PCU W/NETWORK *MEMORIAL HERMANN* |  |  | CONTROLLERINFUSIONPUMP-Alaris-Medley 8015 | [6 empty] | Verified as Rental |  |  | MHHS-Sugarland
NO | YES |  |  |  | FFP278 |  | CAREFUSION | 8015M |  |  | Rental | MHHS-Sugarland |  |  |  | FFP278 |  | Sugar Land |  | Rental | [7 empty] | CONTROLLERINFUSIONPUMP-Alaris-Medley 8015 |  | MEDLEY PCU W/NETWORK *MEMORIAL HERMANN* |  |  | CONTROLLERINFUSIONPUMP-Alaris-Medley 8015 | [6 empty] | Verified as Rental |  |  | MHHS-Sugarland
NO | YES |  |  |  | FFP281 |  | CAREFUSION | 8015M |  |  | Rental | MHHS-Sugarland |  |  |  | FFP281 |  | Sugar Land |  | Rental | [7 empty] | CONTROLLERINFUSIONPUMP-Alaris-Medley 8015 |  | MEDLEY PCU W/NETWORK *MEMORIAL HERMANN* |  |  | CONTROLLERINFUSIONPUMP-Alaris-Medley 8015 | [6 empty] | Verified as Rental |  |  | MHHS-Sugarland
NO | YES |  |  |  | FFP313 |  | CAREFUSION | 8015M |  |  | Rental | MHHS-Sugarland |  |  |  | FFP313 |  | Sugar Land |  | Rental | [7 empty] | CONTROLLERINFUSIONPUMP-Alaris-Medley 8015 |  | MEDLEY PCU W/NETWORK *MEMORIAL HERMANN* |  |  | CONTROLLERINFUSIONPUMP-Alaris-Medley 8015 | [6 empty] | Verified as Rental |  |  | MHHS-Sugarland
NO | YES |  |  |  | FFP345 |  | CAREFUSION | 8015M |  |  | Rental | MHHS-Sugarland |  |  |  | FFP345 |  | Sugar Land |  | Rental | [7 empty] | CONTROLLERINFUSIONPUMP-Alaris-Medley 8015 |  | MEDLEY PCU W/NETWORK *MEMORIAL HERMANN* |  |  | CONTROLLERINFUSIONPUMP-Alaris-Medley 8015 | [6 empty] | Verified as Rental |  |  | MHHS-Sugarland
NO | YES |  |  |  | FFP361 |  | CAREFUSION | 8015M |  |  | Rental | MHHS-Sugarland |  |  |  | FFP361 |  | Sugar Land |  | Rental | [7 empty] | CONTROLLERINFUSIONPUMP-Alaris-Medley 8015 |  | MEDLEY PCU W/NETWORK *MEMORIAL HERMANN* |  |  | CONTROLLERINFUSIONPUMP-Alaris-Medley 8015 | [6 empty] | Verified as Rental |  |  | MHHS-Sugarland
NO | YES |  |  |  | FFP411 |  | CAREFUSION | 8015M |  |  | Rental | MHHS-Sugarland |  |  |  | FFP411 |  | Sugar Land |  | Rental | [7 empty] | CONTROLLERINFUSIONPUMP-Alaris-Medley 8015 |  | MEDLEY PCU W/NETWORK *MEMORIAL HERMANN* |  |  | CONTROLLERINFUSIONPUMP-Alaris-Medley 8015 | [6 empty] | Verified as Rental |  |  | MHHS-Sugarland
NO | YES |  |  |  | FFP420 |  | CAREFUSION | 8015M |  |  | Rental | MHHS-Sugarland |  |  |  | FFP420 |  | Sugar Land |  | Rental | [7 empty] | CONTROLLERINFUSIONPUMP-Alaris-Medley 8015 |  | MEDLEY PCU W/NETWORK *MEMORIAL HERMANN* |  |  | CONTROLLERINFUSIONPUMP-Alaris-Medley 8015 | [6 empty] | Verified as Rental |  |  | MHHS-Sugarland
NO | YES |  |  |  | FFP453 |  | CAREFUSION | 8015M |  |  | Rental | MHHS-Sugarland |  |  |  | FFP453 |  | Sugar Land |  | Rental | [7 empty] | CONTROLLERINFUSIONPUMP-Alaris-Medley 8015 |  | MEDLEY PCU W/NETWORK *MEMORIAL HERMANN* |  |  | CONTROLLERINFUSIONPUMP-Alaris-Medley 8015 | [6 empty] | Verified as Rental |  |  | MHHS-Sugarland
NO | YES |  |  |  | FFP456 |  | CAREFUSION | 8015M |  |  | Rental | MHHS-Sugarland |  |  |  | FFP456 |  | Sugar Land |  | Rental | [7 empty] | CONTROLLERINFUSIONPUMP-Alaris-Medley 8015 |  | MEDLEY PCU W/NETWORK *MEMORIAL HERMANN* |  |  | CONTROLLERINFUSIONPUMP-Alaris-Medley 8015 | [6 empty] | Verified as Rental |  |  | MHHS-Sugarland
NO | YES |  |  |  | FFP472 |  | CAREFUSION | 8015M |  |  | Rental | MHHS-Sugarland |  |  |  | FFP472 |  | Sugar Land |  | Rental | [7 empty] | CONTROLLERINFUSIONPUMP-Alaris-Medley 8015 |  | MEDLEY PCU W/NETWORK *MEMORIAL HERMANN* |  |  | CONTROLLERINFUSIONPUMP-Alaris-Medley 8015 | [6 empty] | Verified as Rental |  |  | MHHS-Sugarland
NO | YES |  |  |  | FFP487 |  | CAREFUSION | 8015M |  |  | Rental | MHHS-Sugarland |  |  |  | FFP487 |  | Sugar Land |  | Rental | [7 empty] | CONTROLLERINFUSIONPUMP-Alaris-Medley 8015 |  | MEDLEY PCU W/NETWORK *MEMORIAL HERMANN* |  |  | CONTROLLERINFUSIONPUMP-Alaris-Medley 8015 | [6 empty] | Verified as Rental |  |  | MHHS-Sugarland
NO | YES |  |  |  | FFP511 |  | CAREFUSION | 8015M |  |  | Rental | MHHS-Sugarland |  |  |  | FFP511 |  | Sugar Land |  | Rental | [7 empty] | CONTROLLERINFUSIONPUMP-Alaris-Medley 8015 |  | MEDLEY PCU W/NETWORK *MEMORIAL HERMANN* |  |  | CONTROLLERINFUSIONPUMP-Alaris-Medley 8015 | [6 empty] | Verified as Rental |  |  | MHHS-Sugarland
NO | YES |  |  |  | FFP613 |  | CAREFUSION | 8015M |  |  | Rental | MHHS-Sugarland |  |  |  | FFP613 |  | Sugar Land |  | Rental | [7 empty] | CONTROLLERINFUSIONPUMP-Alaris-Medley 8015 |  | MEDLEY PCU W/NETWORK *MEMORIAL HERMANN* |  |  | CONTROLLERINFUSIONPUMP-Alaris-Medley 8015 | [6 empty] | Verified as Rental |  |  | MHHS-Sugarland
NO | YES |  |  |  | FFP643 |  | CAREFUSION | 8015M |  |  | Rental | MHHS-Sugarland |  |  |  | FFP643 |  | Sugar Land |  | Rental | [7 empty] | CONTROLLERINFUSIONPUMP-Alaris-Medley 8015 |  | MEDLEY PCU W/NETWORK *MEMORIAL HERMANN* |  |  | CONTROLLERINFUSIONPUMP-Alaris-Medley 8015 | [6 empty] | Verified as Rental |  |  | MHHS-Sugarland
NO | YES |  |  |  | FFP699 |  | CAREFUSION | 8015M |  |  | Rental | MHHS-Sugarland |  |  |  | FFP699 |  | Sugar Land |  | Rental | [7 empty] | CONTROLLERINFUSIONPUMP-Alaris-Medley 8015 |  | MEDLEY PCU W/NETWORK *MEMORIAL HERMANN* |  |  | CONTROLLERINFUSIONPUMP-Alaris-Medley 8015 | [6 empty] | Verified as Rental |  |  | MHHS-Sugarland
NO | YES |  |  |  | FFP701 |  | CAREFUSION | 8015M |  |  | Rental | MHHS-Sugarland |  |  |  | FFP701 |  | Sugar Land |  | Rental | [7 empty] | CONTROLLERINFUSIONPUMP-Alaris-Medley 8015 |  | MEDLEY PCU W/NETWORK *MEMORIAL HERMANN* |  |  | CONTROLLERINFUSIONPUMP-Alaris-Medley 8015 | [6 empty] | Verified as Rental |  |  | MHHS-Sugarland
NO | YES |  |  |  | FFP724 |  | CAREFUSION | 8015M |  |  | Rental | MHHS-Sugarland |  |  |  | FFP724 |  | Sugar Land |  | Rental | [7 empty] | CONTROLLERINFUSIONPUMP-Alaris-Medley 8015 |  | MEDLEY PCU W/NETWORK *MEMORIAL HERMANN* |  |  | CONTROLLERINFUSIONPUMP-Alaris-Medley 8015 | [6 empty] | Verified as Rental |  |  | MHHS-Sugarland
NO | YES |  |  |  | FFP726 |  | CAREFUSION | 8015M |  |  | Rental | MHHS-Sugarland |  |  |  | FFP726 |  | Sugar Land |  | Rental | [7 empty] | CONTROLLERINFUSIONPUMP-Alaris-Medley 8015 |  | MEDLEY PCU W/NETWORK *MEMORIAL HERMANN* |  |  | CONTROLLERINFUSIONPUMP-Alaris-Medley 8015 | [6 empty] | Verified as Rental |  |  | MHHS-Sugarland
NO | YES |  |  |  | FFP768 |  | CAREFUSION | 8015M |  |  | Rental | MHHS-Sugarland |  |  |  | FFP768 |  | Sugar Land |  | Rental | [7 empty] | CONTROLLERINFUSIONPUMP-Alaris-Medley 8015 |  | MEDLEY PCU W/NETWORK *MEMORIAL HERMANN* |  |  | CONTROLLERINFUSIONPUMP-Alaris-Medley 8015 | [6 empty] | Verified as Rental |  |  | MHHS-Sugarland
NO | YES |  |  |  | FFP782 |  | CAREFUSION | 8015M |  |  | Rental | MHHS-Sugarland |  |  |  | FFP782 |  | Sugar Land |  | Rental | [7 empty] | CONTROLLERINFUSIONPUMP-Alaris-Medley 8015 |  | MEDLEY PCU W/NETWORK *MEMORIAL HERMANN* |  |  | CONTROLLERINFUSIONPUMP-Alaris-Medley 8015 | [6 empty] | Verified as Rental |  |  | MHHS-Sugarland
NO | YES |  |  |  | FFP832 |  | CAREFUSION | 8015M |  |  | Rental | MHHS-Sugarland |  |  |  | FFP832 |  | Sugar Land |  | Rental | [7 empty] | CONTROLLERINFUSIONPUMP-Alaris-Medley 8015 |  | MEDLEY PCU W/NETWORK *MEMORIAL HERMANN* |  |  | CONTROLLERINFUSIONPUMP-Alaris-Medley 8015 | [6 empty] | Verified as Rental |  |  | MHHS-Sugarland
NO | YES |  |  |  | FFP843 |  | CAREFUSION | 8015M |  |  | Rental | MHHS-Sugarland |  |  |  | FFP843 |  | Sugar Land |  | Rental | [7 empty] | CONTROLLERINFUSIONPUMP-Alaris-Medley 8015 |  | MEDLEY PCU W/NETWORK *MEMORIAL HERMANN* |  |  | CONTROLLERINFUSIONPUMP-Alaris-Medley 8015 | [6 empty] | Verified as Rental |  |  | MHHS-Sugarland
NO | YES |  |  |  | FFP845 |  | CAREFUSION | 8015M |  |  | Rental | MHHS-Sugarland |  |  |  | FFP845 |  | Sugar Land |  | Rental | [7 empty] | CONTROLLERINFUSIONPUMP-Alaris-Medley 8015 |  | MEDLEY PCU W/NETWORK *MEMORIAL HERMANN* |  |  | CONTROLLERINFUSIONPUMP-Alaris-Medley 8015 | [6 empty] | Verified as Rental |  |  | MHHS-Sugarland
NO | YES |  |  |  | FFP918 |  | CAREFUSION | 8015M |  |  | Rental | MHHS-Sugarland |  |  |  | FFP918 |  | Sugar Land |  | Rental | [7 empty] | CONTROLLERINFUSIONPUMP-Alaris-Medley 8015 |  | MEDLEY PCU W/NETWORK *MEMORIAL HERMANN* |  |  | CONTROLLERINFUSIONPUMP-Alaris-Medley 8015 | [6 empty] | Verified as Rental |  |  | MHHS-Sugarland
NO | YES |  |  |  | FFP927 |  | CAREFUSION | 8015M |  |  | Rental | MHHS-Sugarland |  |  |  | FFP927 |  | Sugar Land |  | Rental | [7 empty] | CONTROLLERINFUSIONPUMP-Alaris-Medley 8015 |  | MEDLEY PCU W/NETWORK *MEMORIAL HERMANN* |  |  | CONTROLLERINFUSIONPUMP-Alaris-Medley 8015 | [6 empty] | Verified as Rental |  |  | MHHS-Sugarland
NO | YES |  |  |  | FFP1156 |  | CAREFUSION | 8015M |  |  | Rental | MHHS-Sugarland |  |  |  | FFP1156 |  | Sugar Land |  | Rental | [7 empty] | CONTROLLERINFUSIONPUMP-Alaris-Medley 8015 |  | MEDLEY PCU W/NETWORK *MEMORIAL HERMANN* |  |  | CONTROLLERINFUSIONPUMP-Alaris-Medley 8015 | [6 empty] | Verified as Rental |  |  | MHHS-Sugarland
NO | YES |  |  |  | FFP1205 |  | CAREFUSION | 8015M |  |  | Rental | MHHS-Sugarland |  |  |  | FFP1205 |  | Sugar Land |  | Rental | [7 empty] | CONTROLLERINFUSIONPUMP-Alaris-Medley 8015 |  | MEDLEY PCU W/NETWORK *MEMORIAL HERMANN* |  |  | CONTROLLERINFUSIONPUMP-Alaris-Medley 8015 | [6 empty] | Verified as Rental |  |  | MHHS-Sugarland
NO | YES |  |  |  | FFP1237 |  | CAREFUSION | 8015M |  |  | Rental | MHHS-Sugarland |  |  |  | FFP1237 |  | Sugar Land |  | Rental | [7 empty] | CONTROLLERINFUSIONPUMP-Alaris-Medley 8015 |  | MEDLEY PCU W/NETWORK *MEMORIAL HERMANN* |  |  | CONTROLLERINFUSIONPUMP-Alaris-Medley 8015 | [6 empty] | Verified as Rental |  |  | MHHS-Sugarland
NO | YES |  |  |  | FFP1244 |  | CAREFUSION | 8015M |  |  | Rental | MHHS-Sugarland |  |  |  | FFP1244 |  | Sugar Land |  | Rental | [7 empty] | CONTROLLERINFUSIONPUMP-Alaris-Medley 8015 |  | MEDLEY PCU W/NETWORK *MEMORIAL HERMANN* |  |  | CONTROLLERINFUSIONPUMP-Alaris-Medley 8015 | [6 empty] | Verified as Rental |  |  | MHHS-Sugarland
NO | YES |  |  |  | FFP1278 |  | CAREFUSION | 8015M |  |  | Rental | MHHS-Sugarland |  |  |  | FFP1278 |  | Sugar Land |  | Rental | [7 empty] | CONTROLLERINFUSIONPUMP-Alaris-Medley 8015 |  | MEDLEY PCU W/NETWORK *MEMORIAL HERMANN* |  |  | CONTROLLERINFUSIONPUMP-Alaris-Medley 8015 | [6 empty] | Verified as Rental |  |  | MHHS-Sugarland
NO | YES |  |  |  | FFP1295 |  | CAREFUSION | 8015M |  |  | Rental | MHHS-Sugarland |  |  |  | FFP1295 |  | Sugar Land |  | Rental | [7 empty] | CONTROLLERINFUSIONPUMP-Alaris-Medley 8015 |  | MEDLEY PCU W/NETWORK *MEMORIAL HERMANN* |  |  | CONTROLLERINFUSIONPUMP-Alaris-Medley 8015 | [6 empty] | Verified as Rental |  |  | MHHS-Sugarland
NO | YES |  |  |  | FFP1349 |  | CAREFUSION | 8015M |  |  | Rental | MHHS-Sugarland |  |  |  | FFP1349 |  | Sugar Land |  | Rental | [7 empty] | CONTROLLERINFUSIONPUMP-Alaris-Medley 8015 |  | MEDLEY PCU W/NETWORK *MEMORIAL HERMANN* |  |  | CONTROLLERINFUSIONPUMP-Alaris-Medley 8015 | [6 empty] | Verified as Rental |  |  | MHHS-Sugarland
NO | YES |  |  |  | FFP1417 |  | CAREFUSION | 8015M |  |  | Rental | MHHS-Sugarland |  |  |  | FFP1417 |  | Sugar Land |  | Rental | [7 empty] | CONTROLLERINFUSIONPUMP-Alaris-Medley 8015 |  | MEDLEY PCU W/NETWORK *MEMORIAL HERMANN* |  |  | CONTROLLERINFUSIONPUMP-Alaris-Medley 8015 | [6 empty] | Verified as Rental |  |  | MHHS-Sugarland
NO | YES |  |  |  | FFP1480 |  | CAREFUSION | 8015M |  |  | Rental | MHHS-Sugarland |  |  |  | FFP1480 |  | Sugar Land |  | Rental | [7 empty] | CONTROLLERINFUSIONPUMP-Alaris-Medley 8015 |  | MEDLEY PCU W/NETWORK *MEMORIAL HERMANN* |  |  | CONTROLLERINFUSIONPUMP-Alaris-Medley 8015 | [6 empty] | Verified as Rental |  |  | MHHS-Sugarland
NO | YES |  |  |  | FFP1486 |  | CAREFUSION | 8015M |  |  | Rental | MHHS-Sugarland |  |  |  | FFP1486 |  | Sugar Land |  | Rental | [7 empty] | CONTROLLERINFUSIONPUMP-Alaris-Medley 8015 |  | MEDLEY PCU W/NETWORK *MEMORIAL HERMANN* |  |  | CONTROLLERINFUSIONPUMP-Alaris-Medley 8015 | [6 empty] | Verified as Rental |  |  | MHHS-Sugarland
NO | YES |  |  |  | FFP1541 |  | CAREFUSION | 8015M |  |  | Rental | MHHS-Sugarland |  |  |  | FFP1541 |  | Sugar Land |  | Rental | [7 empty] | CONTROLLERINFUSIONPUMP-Alaris-Medley 8015 |  | MEDLEY PCU W/NETWORK *MEMORIAL HERMANN* |  |  | CONTROLLERINFUSIONPUMP-Alaris-Medley 8015 | [6 empty] | Verified as Rental |  |  | MHHS-Sugarland
NO | YES |  |  |  | FFP1546 |  | CAREFUSION | 8015M |  |  | Rental | MHHS-Sugarland |  |  |  | FFP1546 |  | Sugar Land |  | Rental | [7 empty] | CONTROLLERINFUSIONPUMP-Alaris-Medley 8015 |  | MEDLEY PCU W/NETWORK *MEMORIAL HERMANN* |  |  | CONTROLLERINFUSIONPUMP-Alaris-Medley 8015 | [6 empty] | Verified as Rental |  |  | MHHS-Sugarland
NO | YES |  |  |  | FFP1567 |  | CAREFUSION | 8015M |  |  | Rental | MHHS-Sugarland |  |  |  | FFP1567 |  | Sugar Land |  | Rental | [7 empty] | CONTROLLERINFUSIONPUMP-Alaris-Medley 8015 |  | MEDLEY PCU W/NETWORK *MEMORIAL HERMANN* |  |  | CONTROLLERINFUSIONPUMP-Alaris-Medley 8015 | [6 empty] | Verified as Rental |  |  | MHHS-Sugarland
NO | YES |  |  |  | FFP1581 |  | CAREFUSION | 8015M |  |  | Rental | MHHS-Sugarland |  |  |  | FFP1581 |  | Sugar Land |  | Rental | [7 empty] | CONTROLLERINFUSIONPUMP-Alaris-Medley 8015 |  | MEDLEY PCU W/NETWORK *MEMORIAL HERMANN* |  |  | CONTROLLERINFUSIONPUMP-Alaris-Medley 8015 | [6 empty] | Verified as Rental |  |  | MHHS-Sugarland
NO | YES |  |  |  | FFP1607 |  | CAREFUSION | 8015M |  |  | Rental | MHHS-Sugarland |  |  |  | FFP1607 |  | Sugar Land |  | Rental | [7 empty] | CONTROLLERINFUSIONPUMP-Alaris-Medley 8015 |  | MEDLEY PCU W/NETWORK *MEMORIAL HERMANN* |  |  | CONTROLLERINFUSIONPUMP-Alaris-Medley 8015 | [6 empty] | Verified as Rental |  |  | MHHS-Sugarland
NO | YES |  |  |  | FFP1627 |  | CAREFUSION | 8015M |  |  | Rental | MHHS-Sugarland |  |  |  | FFP1627 |  | Sugar Land |  | Rental | [7 empty] | CONTROLLERINFUSIONPUMP-Alaris-Medley 8015 |  | MEDLEY PCU W/NETWORK *MEMORIAL HERMANN* |  |  | CONTROLLERINFUSIONPUMP-Alaris-Medley 8015 | [6 empty] | Verified as Rental |  |  | MHHS-Sugarland
NO | YES |  |  |  | FFP1656 |  | CAREFUSION | 8015M |  |  | Rental | MHHS-Sugarland |  |  |  | FFP1656 |  | Sugar Land |  | Rental | [7 empty] | CONTROLLERINFUSIONPUMP-Alaris-Medley 8015 |  | MEDLEY PCU W/NETWORK *MEMORIAL HERMANN* |  |  | CONTROLLERINFUSIONPUMP-Alaris-Medley 8015 | [6 empty] | Verified as Rental |  |  | MHHS-Sugarland
NO | YES |  |  |  | FFP1669 |  | CAREFUSION | 8015M |  |  | Rental | MHHS-Sugarland |  |  |  | FFP1669 |  | Sugar Land |  | Rental | [7 empty] | CONTROLLERINFUSIONPUMP-Alaris-Medley 8015 |  | MEDLEY PCU W/NETWORK *MEMORIAL HERMANN* |  |  | CONTROLLERINFUSIONPUMP-Alaris-Medley 8015 | [6 empty] | Verified as Rental |  |  | MHHS-Sugarland
NO | YES |  |  |  | FFP1671 |  | CAREFUSION | 8015M |  |  | Rental | MHHS-Sugarland |  |  |  | FFP1671 |  | Sugar Land |  | Rental | [7 empty] | CONTROLLERINFUSIONPUMP-Alaris-Medley 8015 |  | MEDLEY PCU W/NETWORK *MEMORIAL HERMANN* |  |  | CONTROLLERINFUSIONPUMP-Alaris-Medley 8015 | [6 empty] | Verified as Rental |  |  | MHHS-Sugarland
NO | YES |  |  |  | FFP1677 |  | CAREFUSION | 8015M |  |  | Rental | MHHS-Sugarland |  |  |  | FFP1677 |  | Sugar Land |  | Rental | [7 empty] | CONTROLLERINFUSIONPUMP-Alaris-Medley 8015 |  | MEDLEY PCU W/NETWORK *MEMORIAL HERMANN* |  |  | CONTROLLERINFUSIONPUMP-Alaris-Medley 8015 | [6 empty] | Verified as Rental |  |  | MHHS-Sugarland
NO | YES |  |  |  | FFP1680 |  | CAREFUSION | 8015M |  |  | Rental | MHHS-Sugarland |  |  |  | FFP1680 |  | Sugar Land |  | Rental | [7 empty] | CONTROLLERINFUSIONPUMP-Alaris-Medley 8015 |  | MEDLEY PCU W/NETWORK *MEMORIAL HERMANN* |  |  | CONTROLLERINFUSIONPUMP-Alaris-Medley 8015 | [6 empty] | Verified as Rental |  |  | MHHS-Sugarland
NO | YES |  |  |  | FFP1804 |  | CAREFUSION | 8015M |  |  | Rental | MHHS-Sugarland |  |  |  | FFP1804 |  | Sugar Land |  | Rental | [7 empty] | CONTROLLERINFUSIONPUMP-Alaris-Medley 8015 |  | MEDLEY PCU W/NETWORK *MEMORIAL HERMANN* |  |  | CONTROLLERINFUSIONPUMP-Alaris-Medley 8015 | [6 empty] | Verified as Rental |  |  | MHHS-Sugarland
NO | YES |  |  |  | FFP1867 |  | CAREFUSION | 8015M |  |  | Rental | MHHS-Sugarland |  |  |  | FFP1867 |  | Sugar Land |  | Rental | [7 empty] | CONTROLLERINFUSIONPUMP-Alaris-Medley 8015 |  | MEDLEY PCU W/NETWORK *MEMORIAL HERMANN* |  |  | CONTROLLERINFUSIONPUMP-Alaris-Medley 8015 | [6 empty] | Verified as Rental |  |  | MHHS-Sugarland
NO | YES |  |  |  | FFP1924 |  | CAREFUSION | 8015M |  |  | Rental | MHHS-Sugarland |  |  |  | FFP1924 |  | Sugar Land |  | Rental | [7 empty] | CONTROLLERINFUSIONPUMP-Alaris-Medley 8015 |  | MEDLEY PCU W/NETWORK *MEMORIAL HERMANN* |  |  | CONTROLLERINFUSIONPUMP-Alaris-Medley 8015 | [6 empty] | Verified as Rental |  |  | MHHS-Sugarland
NO | YES |  |  |  | FFP1936 |  | CAREFUSION | 8015M |  |  | Rental | MHHS-Sugarland |  |  |  | FFP1936 |  | Sugar Land |  | Rental | [7 empty] | CONTROLLERINFUSIONPUMP-Alaris-Medley 8015 |  | MEDLEY PCU W/NETWORK *MEMORIAL HERMANN* |  |  | CONTROLLERINFUSIONPUMP-Alaris-Medley 8015 | [6 empty] | Verified as Rental |  |  | MHHS-Sugarland
NO | YES |  |  |  | FFP1941 |  | CAREFUSION | 8015M |  |  | Rental | MHHS-Sugarland |  |  |  | FFP1941 |  | Sugar Land |  | Rental | [7 empty] | CONTROLLERINFUSIONPUMP-Alaris-Medley 8015 |  | MEDLEY PCU W/NETWORK *MEMORIAL HERMANN* |  |  | CONTROLLERINFUSIONPUMP-Alaris-Medley 8015 | [6 empty] | Verified as Rental |  |  | MHHS-Sugarland
NO | YES |  |  |  | FFP1996 |  | CAREFUSION | 8015M |  |  | Rental | MHHS-Sugarland |  |  |  | FFP1996 |  | Sugar Land |  | Rental | [7 empty] | CONTROLLERINFUSIONPUMP-Alaris-Medley 8015 |  | MEDLEY PCU W/NETWORK *MEMORIAL HERMANN* |  |  | CONTROLLERINFUSIONPUMP-Alaris-Medley 8015 | [6 empty] | Verified as Rental |  |  | MHHS-Sugarland
NO | YES |  |  |  | FFP2014 |  | CAREFUSION | 8015M |  |  | Rental | MHHS-Sugarland |  |  |  | FFP2014 |  | Sugar Land |  | Rental | [7 empty] | CONTROLLERINFUSIONPUMP-Alaris-Medley 8015 |  | MEDLEY PCU W/NETWORK *MEMORIAL HERMANN* |  |  | CONTROLLERINFUSIONPUMP-Alaris-Medley 8015 | [6 empty] | Verified as Rental |  |  | MHHS-Sugarland
NO | YES |  |  |  | FFP2031 |  | CAREFUSION | 8015M |  |  | Rental | MHHS-Sugarland |  |  |  | FFP2031 |  | Sugar Land |  | Rental | [7 empty] | CONTROLLERINFUSIONPUMP-Alaris-Medley 8015 |  | MEDLEY PCU W/NETWORK *MEMORIAL HERMANN* |  |  | CONTROLLERINFUSIONPUMP-Alaris-Medley 8015 | [6 empty] | Verified as Rental |  |  | MHHS-Sugarland
NO | YES |  |  |  | FFP2141 |  | CAREFUSION | 8015M |  |  | Rental | MHHS-Sugarland |  |  |  | FFP2141 |  | Sugar Land |  | Rental | [7 empty] | CONTROLLERINFUSIONPUMP-Alaris-Medley 8015 |  | MEDLEY PCU W/NETWORK *MEMORIAL HERMANN* |  |  | CONTROLLERINFUSIONPUMP-Alaris-Medley 8015 | [6 empty] | Verified as Rental |  |  | MHHS-Sugarland
NO | YES |  |  |  | FFP2156 |  | CAREFUSION | 8015M |  |  | Rental | MHHS-Sugarland |  |  |  | FFP2156 |  | Sugar Land |  | Rental | [7 empty] | CONTROLLERINFUSIONPUMP-Alaris-Medley 8015 |  | MEDLEY PCU W/NETWORK *MEMORIAL HERMANN* |  |  | CONTROLLERINFUSIONPUMP-Alaris-Medley 8015 | [6 empty] | Verified as Rental |  |  | MHHS-Sugarland
NO | YES |  |  |  | FFP2160 |  | CAREFUSION | 8015M |  |  | Rental | MHHS-Sugarland |  |  |  | FFP2160 |  | Sugar Land |  | Rental | [7 empty] | CONTROLLERINFUSIONPUMP-Alaris-Medley 8015 |  | MEDLEY PCU W/NETWORK *MEMORIAL HERMANN* |  |  | CONTROLLERINFUSIONPUMP-Alaris-Medley 8015 | [6 empty] | Verified as Rental |  |  | MHHS-Sugarland
NO | YES |  |  |  | FFP2179 |  | CAREFUSION | 8015M |  |  | Rental | MHHS-Sugarland |  |  |  | FFP2179 |  | Sugar Land |  | Rental | [7 empty] | CONTROLLERINFUSIONPUMP-Alaris-Medley 8015 |  | MEDLEY PCU W/NETWORK *MEMORIAL HERMANN* |  |  | CONTROLLERINFUSIONPUMP-Alaris-Medley 8015 | [6 empty] | Verified as Rental |  |  | MHHS-Sugarland
NO | YES |  |  |  | FFP2225 |  | CAREFUSION | 8015M |  |  | Rental | MHHS-Sugarland |  |  |  | FFP2225 |  | Sugar Land |  | Rental | [7 empty] | CONTROLLERINFUSIONPUMP-Alaris-Medley 8015 |  | MEDLEY PCU W/NETWORK *MEMORIAL HERMANN* |  |  | CONTROLLERINFUSIONPUMP-Alaris-Medley 8015 | [6 empty] | Verified as Rental |  |  | MHHS-Sugarland
NO | YES |  |  |  | FFP2257 |  | CAREFUSION | 8015M |  |  | Rental | MHHS-Sugarland |  |  |  | FFP2257 |  | Sugar Land |  | Rental | [7 empty] | CONTROLLERINFUSIONPUMP-Alaris-Medley 8015 |  | MEDLEY PCU W/NETWORK *MEMORIAL HERMANN* |  |  | CONTROLLERINFUSIONPUMP-Alaris-Medley 8015 | [6 empty] | Verified as Rental |  |  | MHHS-Sugarland
NO | YES |  |  |  | FFP2292 |  | CAREFUSION | 8015M |  |  | Rental | MHHS-Sugarland |  |  |  | FFP2292 |  | Sugar Land |  | Rental | [7 empty] | CONTROLLERINFUSIONPUMP-Alaris-Medley 8015 |  | MEDLEY PCU W/NETWORK *MEMORIAL HERMANN* |  |  | CONTROLLERINFUSIONPUMP-Alaris-Medley 8015 | [6 empty] | Verified as Rental |  |  | MHHS-Sugarland
NO | YES |  |  |  | FFP2336 |  | CAREFUSION | 8015M |  |  | Rental | MHHS-Sugarland |  |  |  | FFP2336 |  | Sugar Land |  | Rental | [7 empty] | CONTROLLERINFUSIONPUMP-Alaris-Medley 8015 |  | MEDLEY PCU W/NETWORK *MEMORIAL HERMANN* |  |  | CONTROLLERINFUSIONPUMP-Alaris-Medley 8015 | [6 empty] | Verified as Rental |  |  | MHHS-Sugarland
NO | YES |  |  |  | FFP2374 |  | CAREFUSION | 8015M |  |  | Rental | MHHS-Sugarland |  |  |  | FFP2374 |  | Sugar Land |  | Rental | [7 empty] | CONTROLLERINFUSIONPUMP-Alaris-Medley 8015 |  | MEDLEY PCU W/NETWORK *MEMORIAL HERMANN* |  |  | CONTROLLERINFUSIONPUMP-Alaris-Medley 8015 | [6 empty] | Verified as Rental |  |  | MHHS-Sugarland
NO | YES |  |  |  | FFP2427 |  | CAREFUSION | 8015M |  |  | Rental | MHHS-Sugarland |  |  |  | FFP2427 |  | Sugar Land |  | Rental | [7 empty] | CONTROLLERINFUSIONPUMP-Alaris-Medley 8015 |  | MEDLEY PCU W/NETWORK *MEMORIAL HERMANN* |  |  | CONTROLLERINFUSIONPUMP-Alaris-Medley 8015 | [6 empty] | Verified as Rental |  |  | MHHS-Sugarland
NO | YES |  |  |  | FFP2515 |  | CAREFUSION | 8015M |  |  | Rental | MHHS-Sugarland |  |  |  | FFP2515 |  | Sugar Land |  | Rental | [7 empty] | CONTROLLERINFUSIONPUMP-Alaris-Medley 8015 |  | MEDLEY PCU W/NETWORK *MEMORIAL HERMANN* |  |  | CONTROLLERINFUSIONPUMP-Alaris-Medley 8015 | [6 empty] | Verified as Rental |  |  | MHHS-Sugarland
NO | YES |  |  |  | FFP2549 |  | CAREFUSION | 8015M |  |  | Rental | MHHS-Sugarland |  |  |  | FFP2549 |  | Sugar Land |  | Rental | [7 empty] | CONTROLLERINFUSIONPUMP-Alaris-Medley 8015 |  | MEDLEY PCU W/NETWORK *MEMORIAL HERMANN* |  |  | CONTROLLERINFUSIONPUMP-Alaris-Medley 8015 | [6 empty] | Verified as Rental |  |  | MHHS-Sugarland
NO | YES |  |  |  | FFP2553 |  | CAREFUSION | 8015M |  |  | Rental | MHHS-Sugarland |  |  |  | FFP2553 |  | Sugar Land |  | Rental | [7 empty] | CONTROLLERINFUSIONPUMP-Alaris-Medley 8015 |  | MEDLEY PCU W/NETWORK *MEMORIAL HERMANN* |  |  | CONTROLLERINFUSIONPUMP-Alaris-Medley 8015 | [6 empty] | Verified as Rental |  |  | MHHS-Sugarland
NO | YES |  |  |  | FFP2555 |  | CAREFUSION | 8015M |  |  | Rental | MHHS-Sugarland |  |  |  | FFP2555 |  | Sugar Land |  | Rental | [7 empty] | CONTROLLERINFUSIONPUMP-Alaris-Medley 8015 |  | MEDLEY PCU W/NETWORK *MEMORIAL HERMANN* |  |  | CONTROLLERINFUSIONPUMP-Alaris-Medley 8015 | [6 empty] | Verified as Rental |  |  | MHHS-Sugarland
NO | YES |  |  |  | FFP2556 |  | CAREFUSION | 8015M |  |  | Rental | MHHS-Sugarland |  |  |  | FFP2556 |  | Sugar Land |  | Rental | [7 empty] | CONTROLLERINFUSIONPUMP-Alaris-Medley 8015 |  | MEDLEY PCU W/NETWORK *MEMORIAL HERMANN* |  |  | CONTROLLERINFUSIONPUMP-Alaris-Medley 8015 | [6 empty] | Verified as Rental |  |  | MHHS-Sugarland
NO | YES |  |  |  | FFP2605 |  | CAREFUSION | 8015M |  |  | Rental | MHHS-Sugarland |  |  |  | FFP2605 |  | Sugar Land |  | Rental | [7 empty] | CONTROLLERINFUSIONPUMP-Alaris-Medley 8015 |  | MEDLEY PCU W/NETWORK *MEMORIAL HERMANN* |  |  | CONTROLLERINFUSIONPUMP-Alaris-Medley 8015 | [6 empty] | Verified as Rental |  |  | MHHS-Sugarland
NO | YES |  |  |  | FFP2654 |  | CAREFUSION | 8015M |  |  | Rental | MHHS-Sugarland |  |  |  | FFP2654 |  | Sugar Land |  | Rental | [7 empty] | CONTROLLERINFUSIONPUMP-Alaris-Medley 8015 |  | MEDLEY PCU W/NETWORK *MEMORIAL HERMANN* |  |  | CONTROLLERINFUSIONPUMP-Alaris-Medley 8015 | [6 empty] | Verified as Rental |  |  | MHHS-Sugarland
NO | YES |  |  |  | FFP2670 |  | CAREFUSION | 8015M |  |  | Rental | MHHS-Sugarland |  |  |  | FFP2670 |  | Sugar Land |  | Rental | [7 empty] | CONTROLLERINFUSIONPUMP-Alaris-Medley 8015 |  | MEDLEY PCU W/NETWORK *MEMORIAL HERMANN* |  |  | CONTROLLERINFUSIONPUMP-Alaris-Medley 8015 | [6 empty] | Verified as Rental |  |  | MHHS-Sugarland
NO | YES |  |  |  | FFP2705 |  | CAREFUSION | 8015M |  |  | Rental | MHHS-Sugarland |  |  |  | FFP2705 |  | Sugar Land |  | Rental | [7 empty] | CONTROLLERINFUSIONPUMP-Alaris-Medley 8015 |  | MEDLEY PCU W/NETWORK *MEMORIAL HERMANN* |  |  | CONTROLLERINFUSIONPUMP-Alaris-Medley 8015 | [6 empty] | Verified as Rental |  |  | MHHS-Sugarland
NO | YES |  |  |  | FFP2744 |  | CAREFUSION | 8015M |  |  | Rental | MHHS-Sugarland |  |  |  | FFP2744 |  | Sugar Land |  | Rental | [7 empty] | CONTROLLERINFUSIONPUMP-Alaris-Medley 8015 |  | MEDLEY PCU W/NETWORK *MEMORIAL HERMANN* |  |  | CONTROLLERINFUSIONPUMP-Alaris-Medley 8015 | [6 empty] | Verified as Rental |  |  | MHHS-Sugarland
NO | YES |  |  |  | FFP2757 |  | CAREFUSION | 8015M |  |  | Rental | MHHS-Sugarland |  |  |  | FFP2757 |  | Sugar Land |  | Rental | [7 empty] | CONTROLLERINFUSIONPUMP-Alaris-Medley 8015 |  | MEDLEY PCU W/NETWORK *MEMORIAL HERMANN* |  |  | CONTROLLERINFUSIONPUMP-Alaris-Medley 8015 | [6 empty] | Verified as Rental |  |  | MHHS-Sugarland
NO | YES |  |  |  | FFP2770 |  | CAREFUSION | 8015M |  |  | Rental | MHHS-Sugarland |  |  |  | FFP2770 |  | Sugar Land |  | Rental | [7 empty] | CONTROLLERINFUSIONPUMP-Alaris-Medley 8015 |  | MEDLEY PCU W/NETWORK *MEMORIAL HERMANN* |  |  | CONTROLLERINFUSIONPUMP-Alaris-Medley 8015 | [6 empty] | Verified as Rental |  |  | MHHS-Sugarland
NO | YES |  |  |  | FFP2795 |  | CAREFUSION | 8015M |  |  | Rental | MHHS-Sugarland |  |  |  | FFP2795 |  | Sugar Land |  | Rental | [7 empty] | CONTROLLERINFUSIONPUMP-Alaris-Medley 8015 |  | MEDLEY PCU W/NETWORK *MEMORIAL HERMANN* |  |  | CONTROLLERINFUSIONPUMP-Alaris-Medley 8015 | [6 empty] | Verified as Rental |  |  | MHHS-Sugarland
NO | YES |  |  |  | FFP2808 |  | CAREFUSION | 8015M |  |  | Rental | MHHS-Sugarland |  |  |  | FFP2808 |  | Sugar Land |  | Rental | [7 empty] | CONTROLLERINFUSIONPUMP-Alaris-Medley 8015 |  | MEDLEY PCU W/NETWORK *MEMORIAL HERMANN* |  |  | CONTROLLERINFUSIONPUMP-Alaris-Medley 8015 | [6 empty] | Verified as Rental |  |  | MHHS-Sugarland
NO | YES |  |  |  | FFP2810 |  | CAREFUSION | 8015M |  |  | Rental | MHHS-Sugarland |  |  |  | FFP2810 |  | Sugar Land |  | Rental | [7 empty] | CONTROLLERINFUSIONPUMP-Alaris-Medley 8015 |  | MEDLEY PCU W/NETWORK *MEMORIAL HERMANN* |  |  | CONTROLLERINFUSIONPUMP-Alaris-Medley 8015 | [6 empty] | Verified as Rental |  |  | MHHS-Sugarland
NO | YES |  |  |  | FFP2828 |  | CAREFUSION | 8015M |  |  | Rental | MHHS-Sugarland |  |  |  | FFP2828 |  | Sugar Land |  | Rental | [7 empty] | CONTROLLERINFUSIONPUMP-Alaris-Medley 8015 |  | MEDLEY PCU W/NETWORK *MEMORIAL HERMANN* |  |  | CONTROLLERINFUSIONPUMP-Alaris-Medley 8015 | [6 empty] | Verified as Rental |  |  | MHHS-Sugarland
NO | YES |  |  |  | FFP2878 |  | CAREFUSION | 8015M |  |  | Rental | MHHS-Sugarland |  |  |  | FFP2878 |  | Sugar Land |  | Rental | [7 empty] | CONTROLLERINFUSIONPUMP-Alaris-Medley 8015 |  | MEDLEY PCU W/NETWORK *MEMORIAL HERMANN* |  |  | CONTROLLERINFUSIONPUMP-Alaris-Medley 8015 | [6 empty] | Verified as Rental |  |  | MHHS-Sugarland
NO | YES |  |  |  | FFP2880 |  | CAREFUSION | 8015M |  |  | Rental | MHHS-Sugarland |  |  |  | FFP2880 |  | Sugar Land |  | Rental | [7 empty] | CONTROLLERINFUSIONPUMP-Alaris-Medley 8015 |  | MEDLEY PCU W/NETWORK *MEMORIAL HERMANN* |  |  | CONTROLLERINFUSIONPUMP-Alaris-Medley 8015 | [6 empty] | Verified as Rental |  |  | MHHS-Sugarland
NO | YES |  |  |  | FFP2883 |  | CAREFUSION | 8015M |  |  | Rental | MHHS-Sugarland |  |  |  | FFP2883 |  | Sugar Land |  | Rental | [7 empty] | CONTROLLERINFUSIONPUMP-Alaris-Medley 8015 |  | MEDLEY PCU W/NETWORK *MEMORIAL HERMANN* |  |  | CONTROLLERINFUSIONPUMP-Alaris-Medley 8015 | [6 empty] | Verified as Rental |  |  | MHHS-Sugarland
NO | YES |  |  |  | FFP2913 |  | CAREFUSION | 8015M |  |  | Rental | MHHS-Sugarland |  |  |  | FFP2913 |  | Sugar Land |  | Rental | [7 empty] | CONTROLLERINFUSIONPUMP-Alaris-Medley 8015 |  | MEDLEY PCU W/NETWORK *MEMORIAL HERMANN* |  |  | CONTROLLERINFUSIONPUMP-Alaris-Medley 8015 | [6 empty] | Verified as Rental |  |  | MHHS-Sugarland
NO | YES |  |  |  | FFP2922 |  | CAREFUSION | 8015M |  |  | Rental | MHHS-Sugarland |  |  |  | FFP2922 |  | Sugar Land |  | Rental | [7 empty] | CONTROLLERINFUSIONPUMP-Alaris-Medley 8015 |  | MEDLEY PCU W/NETWORK *MEMORIAL HERMANN* |  |  | CONTROLLERINFUSIONPUMP-Alaris-Medley 8015 | [6 empty] | Verified as Rental |  |  | MHHS-Sugarland
NO | YES |  |  |  | FFP2927 |  | CAREFUSION | 8015M |  |  | Rental | MHHS-Sugarland |  |  |  | FFP2927 |  | Sugar Land |  | Rental | [7 empty] | CONTROLLERINFUSIONPUMP-Alaris-Medley 8015 |  | MEDLEY PCU W/NETWORK *MEMORIAL HERMANN* |  |  | CONTROLLERINFUSIONPUMP-Alaris-Medley 8015 | [6 empty] | Verified as Rental |  |  | MHHS-Sugarland
NO | YES |  |  |  | FFP2943 |  | CAREFUSION | 8015M |  |  | Rental | MHHS-Sugarland |  |  |  | FFP2943 |  | Sugar Land |  | Rental | [7 empty] | CONTROLLERINFUSIONPUMP-Alaris-Medley 8015 |  | MEDLEY PCU W/NETWORK *MEMORIAL HERMANN* |  |  | CONTROLLERINFUSIONPUMP-Alaris-Medley 8015 | [6 empty] | Verified as Rental |  |  | MHHS-Sugarland
NO | YES |  |  |  | FFP2966 |  | CAREFUSION | 8015M |  |  | Rental | MHHS-Sugarland |  |  |  | FFP2966 |  | Sugar Land |  | Rental | [7 empty] | CONTROLLERINFUSIONPUMP-Alaris-Medley 8015 |  | MEDLEY PCU W/NETWORK *MEMORIAL HERMANN* |  |  | CONTROLLERINFUSIONPUMP-Alaris-Medley 8015 | [6 empty] | Verified as Rental |  |  | MHHS-Sugarland
NO | YES |  |  |  | FFP2987 |  | CAREFUSION | 8015M |  |  | Rental | MHHS-Sugarland |  |  |  | FFP2987 |  | Sugar Land |  | Rental | [7 empty] | CONTROLLERINFUSIONPUMP-Alaris-Medley 8015 |  | MEDLEY PCU W/NETWORK *MEMORIAL HERMANN* |  |  | CONTROLLERINFUSIONPUMP-Alaris-Medley 8015 | [6 empty] | Verified as Rental |  |  | MHHS-Sugarland
NO | YES |  |  |  | FFP2989 |  | CAREFUSION | 8015M |  |  | Rental | MHHS-Sugarland |  |  |  | FFP2989 |  | Sugar Land |  | Rental | [7 empty] | CONTROLLERINFUSIONPUMP-Alaris-Medley 8015 |  | MEDLEY PCU W/NETWORK *MEMORIAL HERMANN* |  |  | CONTROLLERINFUSIONPUMP-Alaris-Medley 8015 | [6 empty] | Verified as Rental |  |  | MHHS-Sugarland
NO | YES |  |  |  | FFP2994 |  | CAREFUSION | 8015M |  |  | Rental | MHHS-Sugarland |  |  |  | FFP2994 |  | Sugar Land |  | Rental | [7 empty] | CONTROLLERINFUSIONPUMP-Alaris-Medley 8015 |  | MEDLEY PCU W/NETWORK *MEMORIAL HERMANN* |  |  | CONTROLLERINFUSIONPUMP-Alaris-Medley 8015 | [6 empty] | Verified as Rental |  |  | MHHS-Sugarland
NO | YES |  |  |  | FFP3007 |  | CAREFUSION | 8015M |  |  | Rental | MHHS-Sugarland |  |  |  | FFP3007 |  | Sugar Land |  | Rental | [7 empty] | CONTROLLERINFUSIONPUMP-Alaris-Medley 8015 |  | MEDLEY PCU W/NETWORK *MEMORIAL HERMANN* |  |  | CONTROLLERINFUSIONPUMP-Alaris-Medley 8015 | [6 empty] | Verified as Rental |  |  | MHHS-Sugarland
NO | YES |  |  |  | FFP3010 |  | CAREFUSION | 8015M |  |  | Rental | MHHS-Sugarland |  |  |  | FFP3010 |  | Sugar Land |  | Rental | [7 empty] | CONTROLLERINFUSIONPUMP-Alaris-Medley 8015 |  | MEDLEY PCU W/NETWORK *MEMORIAL HERMANN* |  |  | CONTROLLERINFUSIONPUMP-Alaris-Medley 8015 | [6 empty] | Verified as Rental |  |  | MHHS-Sugarland
NO | YES |  |  |  | FFP3033 |  | CAREFUSION | 8015M |  |  | Rental | MHHS-Sugarland |  |  |  | FFP3033 |  | Sugar Land |  | Rental | [7 empty] | CONTROLLERINFUSIONPUMP-Alaris-Medley 8015 |  | MEDLEY PCU W/NETWORK *MEMORIAL HERMANN* |  |  | CONTROLLERINFUSIONPUMP-Alaris-Medley 8015 | [6 empty] | Verified as Rental |  |  | MHHS-Sugarland
NO | YES |  |  |  | FFP3059 |  | CAREFUSION | 8015M |  |  | Rental | MHHS-Sugarland |  |  |  | FFP3059 |  | Sugar Land |  | Rental | [7 empty] | CONTROLLERINFUSIONPUMP-Alaris-Medley 8015 |  | MEDLEY PCU W/NETWORK *MEMORIAL HERMANN* |  |  | CONTROLLERINFUSIONPUMP-Alaris-Medley 8015 | [6 empty] | Verified as Rental |  |  | MHHS-Sugarland
NO | YES |  |  |  | FFP3062 |  | CAREFUSION | 8015M |  |  | Rental | MHHS-Sugarland |  |  |  | FFP3062 |  | Sugar Land |  | Rental | [7 empty] | CONTROLLERINFUSIONPUMP-Alaris-Medley 8015 |  | MEDLEY PCU W/NETWORK *MEMORIAL HERMANN* |  |  | CONTROLLERINFUSIONPUMP-Alaris-Medley 8015 | [6 empty] | Verified as Rental |  |  | MHHS-Sugarland
NO | YES |  |  |  | FFP3125 |  | CAREFUSION | 8015M |  |  | Rental | MHHS-Sugarland |  |  |  | FFP3125 |  | Sugar Land |  | Rental | [7 empty] | CONTROLLERINFUSIONPUMP-Alaris-Medley 8015 |  | MEDLEY PCU W/NETWORK *MEMORIAL HERMANN* |  |  | CONTROLLERINFUSIONPUMP-Alaris-Medley 8015 | [6 empty] | Verified as Rental |  |  | MHHS-Sugarland
NO | YES |  |  |  | FFP3130 |  | CAREFUSION | 8015M |  |  | Rental | MHHS-Sugarland |  |  |  | FFP3130 |  | Sugar Land |  | Rental | [7 empty] | CONTROLLERINFUSIONPUMP-Alaris-Medley 8015 |  | MEDLEY PCU W/NETWORK *MEMORIAL HERMANN* |  |  | CONTROLLERINFUSIONPUMP-Alaris-Medley 8015 | [6 empty] | Verified as Rental |  |  | MHHS-Sugarland
NO | YES |  |  |  | FFP3137 |  | CAREFUSION | 8015M |  |  | Rental | MHHS-Sugarland |  |  |  | FFP3137 |  | Sugar Land |  | Rental | [7 empty] | CONTROLLERINFUSIONPUMP-Alaris-Medley 8015 |  | MEDLEY PCU W/NETWORK *MEMORIAL HERMANN* |  |  | CONTROLLERINFUSIONPUMP-Alaris-Medley 8015 | [6 empty] | Verified as Rental |  |  | MHHS-Sugarland
NO | YES |  |  |  | FFP3143 |  | CAREFUSION | 8015M |  |  | Rental | MHHS-Sugarland |  |  |  | FFP3143 |  | Sugar Land |  | Rental | [7 empty] | CONTROLLERINFUSIONPUMP-Alaris-Medley 8015 |  | MEDLEY PCU W/NETWORK *MEMORIAL HERMANN* |  |  | CONTROLLERINFUSIONPUMP-Alaris-Medley 8015 | [6 empty] | Verified as Rental |  |  | MHHS-Sugarland
NO | YES |  |  |  | FFP3188 |  | CAREFUSION | 8015M |  |  | Rental | MHHS-Sugarland |  |  |  | FFP3188 |  | Sugar Land |  | Rental | [7 empty] | CONTROLLERINFUSIONPUMP-Alaris-Medley 8015 |  | MEDLEY PCU W/NETWORK *MEMORIAL HERMANN* |  |  | CONTROLLERINFUSIONPUMP-Alaris-Medley 8015 | [6 empty] | Verified as Rental |  |  | MHHS-Sugarland
NO | YES |  |  |  | FFP3196 |  | CAREFUSION | 8015M |  |  | Rental | MHHS-Sugarland |  |  |  | FFP3196 |  | Sugar Land |  | Rental | [7 empty] | CONTROLLERINFUSIONPUMP-Alaris-Medley 8015 |  | MEDLEY PCU W/NETWORK *MEMORIAL HERMANN* |  |  | CONTROLLERINFUSIONPUMP-Alaris-Medley 8015 | [6 empty] | Verified as Rental |  |  | MHHS-Sugarland
NO | YES |  |  |  | FFP3200 |  | CAREFUSION | 8015M |  |  | Rental | MHHS-Sugarland |  |  |  | FFP3200 |  | Sugar Land |  | Rental | [7 empty] | CONTROLLERINFUSIONPUMP-Alaris-Medley 8015 |  | MEDLEY PCU W/NETWORK *MEMORIAL HERMANN* |  |  | CONTROLLERINFUSIONPUMP-Alaris-Medley 8015 | [6 empty] | Verified as Rental |  |  | MHHS-Sugarland
NO | YES |  |  |  | FFP3233 |  | CAREFUSION | 8015M |  |  | Rental | MHHS-Sugarland |  |  |  | FFP3233 |  | Sugar Land |  | Rental | [7 empty] | CONTROLLERINFUSIONPUMP-Alaris-Medley 8015 |  | MEDLEY PCU W/NETWORK *MEMORIAL HERMANN* |  |  | CONTROLLERINFUSIONPUMP-Alaris-Medley 8015 | [6 empty] | Verified as Rental |  |  | MHHS-Sugarland
NO | YES |  |  |  | FFP3237 |  | CAREFUSION | 8015M |  |  | Rental | MHHS-Sugarland |  |  |  | FFP3237 |  | Sugar Land |  | Rental | [7 empty] | CONTROLLERINFUSIONPUMP-Alaris-Medley 8015 |  | MEDLEY PCU W/NETWORK *MEMORIAL HERMANN* |  |  | CONTROLLERINFUSIONPUMP-Alaris-Medley 8015 | [6 empty] | Verified as Rental |  |  | MHHS-Sugarland
NO | YES |  |  |  | FFP3264 |  | CAREFUSION | 8015M |  |  | Rental | MHHS-Sugarland |  |  |  | FFP3264 |  | Sugar Land |  | Rental | [7 empty] | CONTROLLERINFUSIONPUMP-Alaris-Medley 8015 |  | MEDLEY PCU W/NETWORK *MEMORIAL HERMANN* |  |  | CONTROLLERINFUSIONPUMP-Alaris-Medley 8015 | [6 empty] | Verified as Rental |  |  | MHHS-Sugarland
NO | YES |  |  |  | FFP3273 |  | CAREFUSION | 8015M |  |  | Rental | MHHS-Sugarland |  |  |  | FFP3273 |  | Sugar Land |  | Rental | [7 empty] | CONTROLLERINFUSIONPUMP-Alaris-Medley 8015 |  | MEDLEY PCU W/NETWORK *MEMORIAL HERMANN* |  |  | CONTROLLERINFUSIONPUMP-Alaris-Medley 8015 | [6 empty] | Verified as Rental |  |  | MHHS-Sugarland
NO | YES |  |  |  | FFP3339 |  | CAREFUSION | 8015M |  |  | Rental | MHHS-Sugarland |  |  |  | FFP3339 |  | Sugar Land |  | Rental | [7 empty] | CONTROLLERINFUSIONPUMP-Alaris-Medley 8015 |  | MEDLEY PCU W/NETWORK *MEMORIAL HERMANN* |  |  | CONTROLLERINFUSIONPUMP-Alaris-Medley 8015 | [6 empty] | Verified as Rental |  |  | MHHS-Sugarland
NO | YES |  |  |  | FFP3360 |  | CAREFUSION | 8015M |  |  | Rental | MHHS-Sugarland |  |  |  | FFP3360 |  | Sugar Land |  | Rental | [7 empty] | CONTROLLERINFUSIONPUMP-Alaris-Medley 8015 |  | MEDLEY PCU W/NETWORK *MEMORIAL HERMANN* |  |  | CONTROLLERINFUSIONPUMP-Alaris-Medley 8015 | [6 empty] | Verified as Rental |  |  | MHHS-Sugarland
NO | YES |  |  |  | FFP3371 |  | CAREFUSION | 8015M |  |  | Rental | MHHS-Sugarland |  |  |  | FFP3371 |  | Sugar Land |  | Rental | [7 empty] | CONTROLLERINFUSIONPUMP-Alaris-Medley 8015 |  | MEDLEY PCU W/NETWORK *MEMORIAL HERMANN* |  |  | CONTROLLERINFUSIONPUMP-Alaris-Medley 8015 | [6 empty] | Verified as Rental |  |  | MHHS-Sugarland
NO | YES |  |  |  | FFP3489 |  | CAREFUSION | 8015M |  |  | Rental | MHHS-Sugarland |  |  |  | FFP3489 |  | Sugar Land |  | Rental | [7 empty] | CONTROLLERINFUSIONPUMP-Alaris-Medley 8015 |  | MEDLEY PCU W/NETWORK *MEMORIAL HERMANN* |  |  | CONTROLLERINFUSIONPUMP-Alaris-Medley 8015 | [6 empty] | Verified as Rental |  |  | MHHS-Sugarland
NO | YES |  |  |  | FFP3503 |  | CAREFUSION | 8015M |  |  | Rental | MHHS-Sugarland |  |  |  | FFP3503 |  | Sugar Land |  | Rental | [7 empty] | CONTROLLERINFUSIONPUMP-Alaris-Medley 8015 |  | MEDLEY PCU W/NETWORK *MEMORIAL HERMANN* |  |  | CONTROLLERINFUSIONPUMP-Alaris-Medley 8015 | [6 empty] | Verified as Rental |  |  | MHHS-Sugarland
NO | YES |  |  |  | FFP3513 |  | CAREFUSION | 8015M |  |  | Rental | MHHS-Sugarland |  |  |  | FFP3513 |  | Sugar Land |  | Rental | [7 empty] | CONTROLLERINFUSIONPUMP-Alaris-Medley 8015 |  | MEDLEY PCU W/NETWORK *MEMORIAL HERMANN* |  |  | CONTROLLERINFUSIONPUMP-Alaris-Medley 8015 | [6 empty] | Verified as Rental |  |  | MHHS-Sugarland
NO | YES |  |  |  | FFP3562 |  | CAREFUSION | 8015M |  |  | Rental | MHHS-Sugarland |  |  |  | FFP3562 |  | Sugar Land |  | Rental | [7 empty] | CONTROLLERINFUSIONPUMP-Alaris-Medley 8015 |  | MEDLEY PCU W/NETWORK *MEMORIAL HERMANN* |  |  | CONTROLLERINFUSIONPUMP-Alaris-Medley 8015 | [6 empty] | Verified as Rental |  |  | MHHS-Sugarland
NO | YES |  |  |  | FFP3596 |  | CAREFUSION | 8015M |  |  | Rental | MHHS-Sugarland |  |  |  | FFP3596 |  | Sugar Land |  | Rental | [7 empty] | CONTROLLERINFUSIONPUMP-Alaris-Medley 8015 |  | MEDLEY PCU W/NETWORK *MEMORIAL HERMANN* |  |  | CONTROLLERINFUSIONPUMP-Alaris-Medley 8015 | [6 empty] | Verified as Rental |  |  | MHHS-Sugarland
NO | YES |  |  |  | FFP3627 |  | CAREFUSION | 8015M |  |  | Rental | MHHS-Sugarland |  |  |  | FFP3627 |  | Sugar Land |  | Rental | [7 empty] | CONTROLLERINFUSIONPUMP-Alaris-Medley 8015 |  | MEDLEY PCU W/NETWORK *MEMORIAL HERMANN* |  |  | CONTROLLERINFUSIONPUMP-Alaris-Medley 8015 | [6 empty] | Verified as Rental |  |  | MHHS-Sugarland
NO | YES |  |  |  | FFP3645 |  | CAREFUSION | 8015M |  |  | Rental | MHHS-Sugarland |  |  |  | FFP3645 |  | Sugar Land |  | Rental | [7 empty] | CONTROLLERINFUSIONPUMP-Alaris-Medley 8015 |  | MEDLEY PCU W/NETWORK *MEMORIAL HERMANN* |  |  | CONTROLLERINFUSIONPUMP-Alaris-Medley 8015 | [6 empty] | Verified as Rental |  |  | MHHS-Sugarland
NO | YES |  |  |  | FFP3670 |  | CAREFUSION | 8015M |  |  | Rental | MHHS-Sugarland |  |  |  | FFP3670 |  | Sugar Land |  | Rental | [7 empty] | CONTROLLERINFUSIONPUMP-Alaris-Medley 8015 |  | MEDLEY PCU W/NETWORK *MEMORIAL HERMANN* |  |  | CONTROLLERINFUSIONPUMP-Alaris-Medley 8015 | [6 empty] | Verified as Rental |  |  | MHHS-Sugarland
NO | YES |  |  |  | FFP3685 |  | CAREFUSION | 8015M |  |  | Rental | MHHS-Sugarland |  |  |  | FFP3685 |  | Sugar Land |  | Rental | [7 empty] | CONTROLLERINFUSIONPUMP-Alaris-Medley 8015 |  | MEDLEY PCU W/NETWORK *MEMORIAL HERMANN* |  |  | CONTROLLERINFUSIONPUMP-Alaris-Medley 8015 | [6 empty] | Verified as Rental |  |  | MHHS-Sugarland
NO | YES |  |  |  | FFP3695 |  | CAREFUSION | 8015M |  |  | Rental | MHHS-Sugarland |  |  |  | FFP3695 |  | Sugar Land |  | Rental | [7 empty] | CONTROLLERINFUSIONPUMP-Alaris-Medley 8015 |  | MEDLEY PCU W/NETWORK *MEMORIAL HERMANN* |  |  | CONTROLLERINFUSIONPUMP-Alaris-Medley 8015 | [6 empty] | Verified as Rental |  |  | MHHS-Sugarland
NO | YES |  |  |  | FFP3715 |  | CAREFUSION | 8015M |  |  | Rental | MHHS-Sugarland |  |  |  | FFP3715 |  | Sugar Land |  | Rental | [7 empty] | CONTROLLERINFUSIONPUMP-Alaris-Medley 8015 |  | MEDLEY PCU W/NETWORK *MEMORIAL HERMANN* |  |  | CONTROLLERINFUSIONPUMP-Alaris-Medley 8015 | [6 empty] | Verified as Rental |  |  | MHHS-Sugarland
NO | YES |  |  |  | FFP3716 |  | CAREFUSION | 8015M |  |  | Rental | MHHS-Sugarland |  |  |  | FFP3716 |  | Sugar Land |  | Rental | [7 empty] | CONTROLLERINFUSIONPUMP-Alaris-Medley 8015 |  | MEDLEY PCU W/NETWORK *MEMORIAL HERMANN* |  |  | CONTROLLERINFUSIONPUMP-Alaris-Medley 8015 | [6 empty] | Verified as Rental |  |  | MHHS-Sugarland
NO | YES |  |  |  | FFP3753 |  | CAREFUSION | 8015M |  |  | Rental | MHHS-Sugarland |  |  |  | FFP3753 |  | Sugar Land |  | Rental | [7 empty] | CONTROLLERINFUSIONPUMP-Alaris-Medley 8015 |  | MEDLEY PCU W/NETWORK *MEMORIAL HERMANN* |  |  | CONTROLLERINFUSIONPUMP-Alaris-Medley 8015 | [6 empty] | Verified as Rental |  |  | MHHS-Sugarland
NO | YES |  |  |  | FFP3772 |  | CAREFUSION | 8015M |  |  | Rental | MHHS-Sugarland |  |  |  | FFP3772 |  | Sugar Land |  | Rental | [7 empty] | CONTROLLERINFUSIONPUMP-Alaris-Medley 8015 |  | MEDLEY PCU W/NETWORK *MEMORIAL HERMANN* |  |  | CONTROLLERINFUSIONPUMP-Alaris-Medley 8015 | [6 empty] | Verified as Rental |  |  | MHHS-Sugarland
NO | YES |  |  |  | FFP3812 |  | CAREFUSION | 8015M |  |  | Rental | MHHS-Sugarland |  |  |  | FFP3812 |  | Sugar Land |  | Rental | [7 empty] | CONTROLLERINFUSIONPUMP-Alaris-Medley 8015 |  | MEDLEY PCU W/NETWORK *MEMORIAL HERMANN* |  |  | CONTROLLERINFUSIONPUMP-Alaris-Medley 8015 | [6 empty] | Verified as Rental |  |  | MHHS-Sugarland
NO | YES |  |  |  | FFP3888 |  | CAREFUSION | 8015M |  |  | Rental | MHHS-Sugarland |  |  |  | FFP3888 |  | Sugar Land |  | Rental | [7 empty] | CONTROLLERINFUSIONPUMP-Alaris-Medley 8015 |  | MEDLEY PCU W/NETWORK *MEMORIAL HERMANN* |  |  | CONTROLLERINFUSIONPUMP-Alaris-Medley 8015 | [6 empty] | Verified as Rental |  |  | MHHS-Sugarland
NO | YES |  |  |  | FFP3893 |  | CAREFUSION | 8015M |  |  | Rental | MHHS-Sugarland |  |  |  | FFP3893 |  | Sugar Land |  | Rental | [7 empty] | CONTROLLERINFUSIONPUMP-Alaris-Medley 8015 |  | MEDLEY PCU W/NETWORK *MEMORIAL HERMANN* |  |  | CONTROLLERINFUSIONPUMP-Alaris-Medley 8015 | [6 empty] | Verified as Rental |  |  | MHHS-Sugarland
NO | YES |  |  |  | FFP3911 |  | CAREFUSION | 8015M |  |  | Rental | MHHS-Sugarland |  |  |  | FFP3911 |  | Sugar Land |  | Rental | [7 empty] | CONTROLLERINFUSIONPUMP-Alaris-Medley 8015 |  | MEDLEY PCU W/NETWORK *MEMORIAL HERMANN* |  |  | CONTROLLERINFUSIONPUMP-Alaris-Medley 8015 | [6 empty] | Verified as Rental |  |  | MHHS-Sugarland
NO | YES |  |  |  | FFP3914 |  | CAREFUSION | 8015M |  |  | Rental | MHHS-Sugarland |  |  |  | FFP3914 |  | Sugar Land |  | Rental | [7 empty] | CONTROLLERINFUSIONPUMP-Alaris-Medley 8015 |  | MEDLEY PCU W/NETWORK *MEMORIAL HERMANN* |  |  | CONTROLLERINFUSIONPUMP-Alaris-Medley 8015 | [6 empty] | Verified as Rental |  |  | MHHS-Sugarland
NO | YES |  |  |  | FFP3917 |  | CAREFUSION | 8015M |  |  | Rental | MHHS-Sugarland |  |  |  | FFP3917 |  | Sugar Land |  | Rental | [7 empty] | CONTROLLERINFUSIONPUMP-Alaris-Medley 8015 |  | MEDLEY PCU W/NETWORK *MEMORIAL HERMANN* |  |  | CONTROLLERINFUSIONPUMP-Alaris-Medley 8015 | [6 empty] | Verified as Rental |  |  | MHHS-Sugarland
NO | YES |  |  |  | FFP3926 |  | CAREFUSION | 8015M |  |  | Rental | MHHS-Sugarland |  |  |  | FFP3926 |  | Sugar Land |  | Rental | [7 empty] | CONTROLLERINFUSIONPUMP-Alaris-Medley 8015 |  | MEDLEY PCU W/NETWORK *MEMORIAL HERMANN* |  |  | CONTROLLERINFUSIONPUMP-Alaris-Medley 8015 | [6 empty] | Verified as Rental |  |  | MHHS-Sugarland
NO | YES |  |  |  | FFP3950 |  | CAREFUSION | 8015M |  |  | Rental | MHHS-Sugarland |  |  |  | FFP3950 |  | Sugar Land |  | Rental | [7 empty] | CONTROLLERINFUSIONPUMP-Alaris-Medley 8015 |  | MEDLEY PCU W/NETWORK *MEMORIAL HERMANN* |  |  | CONTROLLERINFUSIONPUMP-Alaris-Medley 8015 | [6 empty] | Verified as Rental |  |  | MHHS-Sugarland
NO | YES |  |  |  | FFP3967 |  | CAREFUSION | 8015M |  |  | Rental | MHHS-Sugarland |  |  |  | FFP3967 |  | Sugar Land |  | Rental | [7 empty] | CONTROLLERINFUSIONPUMP-Alaris-Medley 8015 |  | MEDLEY PCU W/NETWORK *MEMORIAL HERMANN* |  |  | CONTROLLERINFUSIONPUMP-Alaris-Medley 8015 | [6 empty] | Verified as Rental |  |  | MHHS-Sugarland
NO | YES |  |  |  | FFP3980 |  | CAREFUSION | 8015M |  |  | Rental | MHHS-Sugarland |  |  |  | FFP3980 |  | Sugar Land |  | Rental | [7 empty] | CONTROLLERINFUSIONPUMP-Alaris-Medley 8015 |  | MEDLEY PCU W/NETWORK *MEMORIAL HERMANN* |  |  | CONTROLLERINFUSIONPUMP-Alaris-Medley 8015 | [6 empty] | Verified as Rental |  |  | MHHS-Sugarland
NO | YES |  |  |  | FFP6541 |  | CAREFUSION | 8015M |  |  | Rental | MHHS-Sugarland |  |  |  | FFP6541 |  | Sugar Land |  | Rental | [7 empty] | CONTROLLERINFUSIONPUMP-Alaris-Medley 8015 |  | MEDLEY PCU W/NETWORK *MEMORIAL HERMANN* |  |  | CONTROLLERINFUSIONPUMP-Alaris-Medley 8015 | [6 empty] | Verified as Rental |  |  | MHHS-Sugarland
NO | YES |  |  |  | FFP6547 |  | CAREFUSION | 8015M |  |  | Rental | MHHS-Sugarland |  |  |  | FFP6547 |  | Sugar Land |  | Rental | [7 empty] | CONTROLLERINFUSIONPUMP-Alaris-Medley 8015 |  | MEDLEY PCU W/NETWORK *MEMORIAL HERMANN* |  |  | CONTROLLERINFUSIONPUMP-Alaris-Medley 8015 | [6 empty] | Verified as Rental |  |  | MHHS-Sugarland
NO | YES |  |  |  | FFP6548 |  | CAREFUSION | 8015M |  |  | Rental | MHHS-Sugarland |  |  |  | FFP6548 |  | Sugar Land |  | Rental | [7 empty] | CONTROLLERINFUSIONPUMP-Alaris-Medley 8015 |  | MEDLEY PCU W/NETWORK *MEMORIAL HERMANN* |  |  | CONTROLLERINFUSIONPUMP-Alaris-Medley 8015 | [6 empty] | Verified as Rental |  |  | MHHS-Sugarland
NO | YES |  |  |  | FFP6611 |  | CAREFUSION | 8015M |  |  | Rental | MHHS-Sugarland |  |  |  | FFP6611 |  | Sugar Land |  | Rental | [7 empty] | CONTROLLERINFUSIONPUMP-Alaris-Medley 8015 |  | MEDLEY PCU W/NETWORK *MEMORIAL HERMANN* |  |  | CONTROLLERINFUSIONPUMP-Alaris-Medley 8015 | [6 empty] | Verified as Rental |  |  | MHHS-Sugarland
NO | YES |  |  |  | FFP6659 |  | CAREFUSION | 8015M |  |  | Rental | MHHS-Sugarland |  |  |  | FFP6659 |  | Sugar Land |  | Rental | [7 empty] | CONTROLLERINFUSIONPUMP-Alaris-Medley 8015 |  | MEDLEY PCU W/NETWORK *MEMORIAL HERMANN* |  |  | CONTROLLERINFUSIONPUMP-Alaris-Medley 8015 | [6 empty] | Verified as Rental |  |  | MHHS-Sugarland
NO | YES |  |  |  | FFP6815 |  | CAREFUSION | 8015M |  |  | Rental | MHHS-Sugarland |  |  |  | FFP6815 |  | Sugar Land |  | Rental | [7 empty] | CONTROLLERINFUSIONPUMP-Alaris-Medley 8015 |  | MEDLEY PCU W/NETWORK *MEMORIAL HERMANN* |  |  | CONTROLLERINFUSIONPUMP-Alaris-Medley 8015 | [6 empty] | Verified as Rental |  |  | MHHS-Sugarland
NO | YES |  |  |  | FFP6853 |  | CAREFUSION | 8015M |  |  | Rental | MHHS-Sugarland |  |  |  | FFP6853 |  | Sugar Land |  | Rental | [7 empty] | CONTROLLERINFUSIONPUMP-Alaris-Medley 8015 |  | MEDLEY PCU W/NETWORK *MEMORIAL HERMANN* |  |  | CONTROLLERINFUSIONPUMP-Alaris-Medley 8015 | [6 empty] | Verified as Rental |  |  | MHHS-Sugarland
NO | YES |  |  |  | FFP6864 |  | CAREFUSION | 8015M |  |  | Rental | MHHS-Sugarland |  |  |  | FFP6864 |  | Sugar Land |  | Rental | [7 empty] | CONTROLLERINFUSIONPUMP-Alaris-Medley 8015 |  | MEDLEY PCU W/NETWORK *MEMORIAL HERMANN* |  |  | CONTROLLERINFUSIONPUMP-Alaris-Medley 8015 | [6 empty] | Verified as Rental |  |  | MHHS-Sugarland
NO | YES |  |  |  | FFP6867 |  | CAREFUSION | 8015M |  |  | Rental | MHHS-Sugarland |  |  |  | FFP6867 |  | Sugar Land |  | Rental | [7 empty] | CONTROLLERINFUSIONPUMP-Alaris-Medley 8015 |  | MEDLEY PCU W/NETWORK *MEMORIAL HERMANN* |  |  | CONTROLLERINFUSIONPUMP-Alaris-Medley 8015 | [6 empty] | Verified as Rental |  |  | MHHS-Sugarland
NO | YES |  |  |  | FFP6883 |  | CAREFUSION | 8015M |  |  | Rental | MHHS-Sugarland |  |  |  | FFP6883 |  | Sugar Land |  | Rental | [7 empty] | CONTROLLERINFUSIONPUMP-Alaris-Medley 8015 |  | MEDLEY PCU W/NETWORK *MEMORIAL HERMANN* |  |  | CONTROLLERINFUSIONPUMP-Alaris-Medley 8015 | [6 empty] | Verified as Rental |  |  | MHHS-Sugarland
NO | YES |  |  |  | FFP6909 |  | CAREFUSION | 8015M |  |  | Rental | MHHS-Sugarland |  |  |  | FFP6909 |  | Sugar Land |  | Rental | [7 empty] | CONTROLLERINFUSIONPUMP-Alaris-Medley 8015 |  | MEDLEY PCU W/NETWORK *MEMORIAL HERMANN* |  |  | CONTROLLERINFUSIONPUMP-Alaris-Medley 8015 | [6 empty] | Verified as Rental |  |  | MHHS-Sugarland
NO | YES |  |  |  | FFP6919 |  | CAREFUSION | 8015M |  |  | Rental | MHHS-Sugarland |  |  |  | FFP6919 |  | Sugar Land |  | Rental | [7 empty] | CONTROLLERINFUSIONPUMP-Alaris-Medley 8015 |  | MEDLEY PCU W/NETWORK *MEMORIAL HERMANN* |  |  | CONTROLLERINFUSIONPUMP-Alaris-Medley 8015 | [6 empty] | Verified as Rental |  |  | MHHS-Sugarland
NO | YES |  |  |  | FFP6941 |  | CAREFUSION | 8015M |  |  | Rental | MHHS-Sugarland |  |  |  | FFP6941 |  | Sugar Land |  | Rental | [7 empty] | CONTROLLERINFUSIONPUMP-Alaris-Medley 8015 |  | MEDLEY PCU W/NETWORK *MEMORIAL HERMANN* |  |  | CONTROLLERINFUSIONPUMP-Alaris-Medley 8015 | [6 empty] | Verified as Rental |  |  | MHHS-Sugarland
NO | YES |  |  |  | FFP7006 |  | CAREFUSION | 8015M |  |  | Rental | MHHS-Sugarland |  |  |  | FFP7006 |  | Sugar Land |  | Rental | [7 empty] | CONTROLLERINFUSIONPUMP-Alaris-Medley 8015 |  | MEDLEY PCU W/NETWORK *MEMORIAL HERMANN* |  |  | CONTROLLERINFUSIONPUMP-Alaris-Medley 8015 | [6 empty] | Verified as Rental |  |  | MHHS-Sugarland
NO | YES |  |  |  | FFP7017 |  | CAREFUSION | 8015M |  |  | Rental | MHHS-Sugarland |  |  |  | FFP7017 |  | Sugar Land |  | Rental | [7 empty] | CONTROLLERINFUSIONPUMP-Alaris-Medley 8015 |  | MEDLEY PCU W/NETWORK *MEMORIAL HERMANN* |  |  | CONTROLLERINFUSIONPUMP-Alaris-Medley 8015 | [6 empty] | Verified as Rental |  |  | MHHS-Sugarland
NO | YES |  |  |  | FFP7025 |  | CAREFUSION | 8015M |  |  | Rental | MHHS-Sugarland |  |  |  | FFP7025 |  | Sugar Land |  | Rental | [7 empty] | CONTROLLERINFUSIONPUMP-Alaris-Medley 8015 |  | MEDLEY PCU W/NETWORK *MEMORIAL HERMANN* |  |  | CONTROLLERINFUSIONPUMP-Alaris-Medley 8015 | [6 empty] | Verified as Rental |  |  | MHHS-Sugarland
NO | YES |  |  |  | FFP7030 |  | CAREFUSION | 8015M |  |  | Rental | MHHS-Sugarland |  |  |  | FFP7030 |  | Sugar Land |  | Rental | [7 empty] | CONTROLLERINFUSIONPUMP-Alaris-Medley 8015 |  | MEDLEY PCU W/NETWORK *MEMORIAL HERMANN* |  |  | CONTROLLERINFUSIONPUMP-Alaris-Medley 8015 | [6 empty] | Verified as Rental |  |  | MHHS-Sugarland
NO | YES |  |  |  | FFP7047 |  | CAREFUSION | 8015M |  |  | Rental | MHHS-Sugarland |  |  |  | FFP7047 |  | Sugar Land |  | Rental | [7 empty] | CONTROLLERINFUSIONPUMP-Alaris-Medley 8015 |  | MEDLEY PCU W/NETWORK *MEMORIAL HERMANN* |  |  | CONTROLLERINFUSIONPUMP-Alaris-Medley 8015 | [6 empty] | Verified as Rental |  |  | MHHS-Sugarland
NO | YES |  |  |  | FFP7081 |  | CAREFUSION | 8015M |  |  | Rental | MHHS-Sugarland |  |  |  | FFP7081 |  | Sugar Land |  | Rental | [7 empty] | CONTROLLERINFUSIONPUMP-Alaris-Medley 8015 |  | MEDLEY PCU W/NETWORK *MEMORIAL HERMANN* |  |  | CONTROLLERINFUSIONPUMP-Alaris-Medley 8015 | [6 empty] | Verified as Rental |  |  | MHHS-Sugarland
NO | YES |  |  |  | FFP7142 |  | CAREFUSION | 8015M |  |  | Rental | MHHS-Sugarland |  |  |  | FFP7142 |  | Sugar Land |  | Rental | [7 empty] | CONTROLLERINFUSIONPUMP-Alaris-Medley 8015 |  | MEDLEY PCU W/NETWORK *MEMORIAL HERMANN* |  |  | CONTROLLERINFUSIONPUMP-Alaris-Medley 8015 | [6 empty] | Verified as Rental |  |  | MHHS-Sugarland
NO | YES |  |  |  | FFP7175 |  | CAREFUSION | 8015M |  |  | Rental | MHHS-Sugarland |  |  |  | FFP7175 |  | Sugar Land |  | Rental | [7 empty] | CONTROLLERINFUSIONPUMP-Alaris-Medley 8015 |  | MEDLEY PCU W/NETWORK *MEMORIAL HERMANN* |  |  | CONTROLLERINFUSIONPUMP-Alaris-Medley 8015 | [6 empty] | Verified as Rental |  |  | MHHS-Sugarland
NO | YES |  |  |  | FFP7189 |  | CAREFUSION | 8015M |  |  | Rental | MHHS-Sugarland |  |  |  | FFP7189 |  | Sugar Land |  | Rental | [7 empty] | CONTROLLERINFUSIONPUMP-Alaris-Medley 8015 |  | MEDLEY PCU W/NETWORK *MEMORIAL HERMANN* |  |  | CONTROLLERINFUSIONPUMP-Alaris-Medley 8015 | [6 empty] | Verified as Rental |  |  | MHHS-Sugarland
NO | YES |  |  |  | FFP101 |  | CAREFUSION | 8015M |  |  | Rental | MHHS-TMC |  |  |  | FFP101 |  | TMC |  | Rental | [7 empty] | CONTROLLERINFUSIONPUMP-Alaris-Medley 8015 |  | MEDLEY PCU W/NETWORK *MEMORIAL HERMANN* |  |  | CONTROLLERINFUSIONPUMP-Alaris-Medley 8015 | [6 empty] | Verified as Rental |  |  | MHHS-TMC
NO | YES |  |  |  | FFP106 |  | CAREFUSION | 8015M |  |  | Rental | MHHS-TMC |  |  |  | FFP106 |  | TMC |  | Rental | [7 empty] | CONTROLLERINFUSIONPUMP-Alaris-Medley 8015 |  | MEDLEY PCU W/NETWORK *MEMORIAL HERMANN* |  |  | CONTROLLERINFUSIONPUMP-Alaris-Medley 8015 | [6 empty] | Verified as Rental |  |  | MHHS-TMC
NO | YES |  |  |  | FFP108 |  | CAREFUSION | 8015M |  |  | Rental | MHHS-TMC |  |  |  | FFP108 |  | TMC |  | Rental | [7 empty] | CONTROLLERINFUSIONPUMP-Alaris-Medley 8015 |  | MEDLEY PCU W/NETWORK *MEMORIAL HERMANN* |  |  | CONTROLLERINFUSIONPUMP-Alaris-Medley 8015 | [6 empty] | Verified as Rental |  |  | MHHS-TMC
NO | YES |  |  |  | FFP112 |  | CAREFUSION | 8015M |  |  | Rental | MHHS-TMC |  |  |  | FFP112 |  | TMC |  | Rental | [7 empty] | CONTROLLERINFUSIONPUMP-Alaris-Medley 8015 |  | MEDLEY PCU W/NETWORK *MEMORIAL HERMANN* |  |  | CONTROLLERINFUSIONPUMP-Alaris-Medley 8015 | [6 empty] | Verified as Rental |  |  | MHHS-TMC
NO | YES |  |  |  | FFP114 |  | CAREFUSION | 8015M |  |  | Rental | MHHS-TMC |  |  |  | FFP114 |  | TMC |  | Rental | [7 empty] | CONTROLLERINFUSIONPUMP-Alaris-Medley 8015 |  | MEDLEY PCU W/NETWORK *MEMORIAL HERMANN* |  |  | CONTROLLERINFUSIONPUMP-Alaris-Medley 8015 | [6 empty] | Verified as Rental |  |  | MHHS-TMC
NO | YES |  |  |  | FFP115 |  | CAREFUSION | 8015M |  |  | Rental | MHHS-TMC |  |  |  | FFP115 |  | TMC |  | Rental | [7 empty] | CONTROLLERINFUSIONPUMP-Alaris-Medley 8015 |  | MEDLEY PCU W/NETWORK *MEMORIAL HERMANN* |  |  | CONTROLLERINFUSIONPUMP-Alaris-Medley 8015 | [6 empty] | Verified as Rental |  |  | MHHS-TMC
NO | YES |  |  |  | FFP117 |  | CAREFUSION | 8015M |  |  | Rental | MHHS-TMC |  |  |  | FFP117 |  | TMC |  | Rental | [7 empty] | CONTROLLERINFUSIONPUMP-Alaris-Medley 8015 |  | MEDLEY PCU W/NETWORK *MEMORIAL HERMANN* |  |  | CONTROLLERINFUSIONPUMP-Alaris-Medley 8015 | [6 empty] | Verified as Rental |  |  | MHHS-TMC
NO | YES |  |  |  | FFP121 |  | CAREFUSION | 8015M |  |  | Rental | MHHS-TMC |  |  |  | FFP121 |  | TMC |  | Rental | [7 empty] | CONTROLLERINFUSIONPUMP-Alaris-Medley 8015 |  | MEDLEY PCU W/NETWORK *MEMORIAL HERMANN* |  |  | CONTROLLERINFUSIONPUMP-Alaris-Medley 8015 | [6 empty] | Verified as Rental |  |  | MHHS-TMC
NO | YES |  |  |  | FFP123 |  | CAREFUSION | 8015M |  |  | Rental | MHHS-TMC |  |  |  | FFP123 |  | TMC |  | Rental | [7 empty] | CONTROLLERINFUSIONPUMP-Alaris-Medley 8015 |  | MEDLEY PCU W/NETWORK *MEMORIAL HERMANN* |  |  | CONTROLLERINFUSIONPUMP-Alaris-Medley 8015 | [6 empty] | Verified as Rental |  |  | MHHS-TMC
NO | YES |  |  |  | FFP131 |  | CAREFUSION | 8015M |  |  | Rental | MHHS-TMC |  |  |  | FFP131 |  | TMC |  | Rental | [7 empty] | CONTROLLERINFUSIONPUMP-Alaris-Medley 8015 |  | MEDLEY PCU W/NETWORK *MEMORIAL HERMANN* |  |  | CONTROLLERINFUSIONPUMP-Alaris-Medley 8015 | [6 empty] | Verified as Rental |  |  | MHHS-TMC
NO | YES |  |  |  | FFP133 |  | CAREFUSION | 8015M |  |  | Rental | MHHS-TMC |  |  |  | FFP133 |  | TMC |  | Rental | [7 empty] | CONTROLLERINFUSIONPUMP-Alaris-Medley 8015 |  | MEDLEY PCU W/NETWORK *MEMORIAL HERMANN* |  |  | CONTROLLERINFUSIONPUMP-Alaris-Medley 8015 | [6 empty] | Verified as Rental |  |  | MHHS-TMC
NO | YES |  |  |  | FFP136 |  | CAREFUSION | 8015M |  |  | Rental | MHHS-TMC |  |  |  | FFP136 |  | TMC |  | Rental | [7 empty] | CONTROLLERINFUSIONPUMP-Alaris-Medley 8015 |  | MEDLEY PCU W/NETWORK *MEMORIAL HERMANN* |  |  | CONTROLLERINFUSIONPUMP-Alaris-Medley 8015 | [6 empty] | Verified as Rental |  |  | MHHS-TMC
NO | YES |  |  |  | FFP141 |  | CAREFUSION | 8015M |  |  | Rental | MHHS-TMC |  |  |  | FFP141 |  | TMC |  | Rental | [7 empty] | CONTROLLERINFUSIONPUMP-Alaris-Medley 8015 |  | MEDLEY PCU W/NETWORK *MEMORIAL HERMANN* |  |  | CONTROLLERINFUSIONPUMP-Alaris-Medley 8015 | [6 empty] | Verified as Rental |  |  | MHHS-TMC
NO | YES |  |  |  | FFP142 |  | CAREFUSION | 8015M |  |  | Rental | MHHS-TMC |  |  |  | FFP142 |  | TMC |  | Rental | [7 empty] | CONTROLLERINFUSIONPUMP-Alaris-Medley 8015 |  | MEDLEY PCU W/NETWORK *MEMORIAL HERMANN* |  |  | CONTROLLERINFUSIONPUMP-Alaris-Medley 8015 | [6 empty] | Verified as Rental |  |  | MHHS-TMC
NO | YES |  |  |  | FFP144 |  | CAREFUSION | 8015M |  |  | Rental | MHHS-TMC |  |  |  | FFP144 |  | TMC |  | Rental | [7 empty] | CONTROLLERINFUSIONPUMP-Alaris-Medley 8015 |  | MEDLEY PCU W/NETWORK *MEMORIAL HERMANN* |  |  | CONTROLLERINFUSIONPUMP-Alaris-Medley 8015 | [6 empty] | Verified as Rental |  |  | MHHS-TMC
NO | YES |  |  |  | FFP146 |  | CAREFUSION | 8015M |  |  | Rental | MHHS-TMC |  |  |  | FFP146 |  | TMC |  | Rental | [7 empty] | CONTROLLERINFUSIONPUMP-Alaris-Medley 8015 |  | MEDLEY PCU W/NETWORK *MEMORIAL HERMANN* |  |  | CONTROLLERINFUSIONPUMP-Alaris-Medley 8015 | [6 empty] | Verified as Rental |  |  | MHHS-TMC
NO | YES |  |  |  | FFP150 |  | CAREFUSION | 8015M |  |  | Rental | MHHS-TMC |  |  |  | FFP150 |  | TMC |  | Rental | [7 empty] | CONTROLLERINFUSIONPUMP-Alaris-Medley 8015 |  | MEDLEY PCU W/NETWORK *MEMORIAL HERMANN* |  |  | CONTROLLERINFUSIONPUMP-Alaris-Medley 8015 | [6 empty] | Verified as Rental |  |  | MHHS-TMC
NO | YES |  |  |  | FFP151 |  | CAREFUSION | 8015M |  |  | Rental | MHHS-TMC |  |  |  | FFP151 |  | TMC |  | Rental | [7 empty] | CONTROLLERINFUSIONPUMP-Alaris-Medley 8015 |  | MEDLEY PCU W/NETWORK *MEMORIAL HERMANN* |  |  | CONTROLLERINFUSIONPUMP-Alaris-Medley 8015 | [6 empty] | Verified as Rental |  |  | MHHS-TMC
NO | YES |  |  |  | FFP153 |  | CAREFUSION | 8015M |  |  | Rental | MHHS-TMC |  |  |  | FFP153 |  | TMC |  | Rental | [7 empty] | CONTROLLERINFUSIONPUMP-Alaris-Medley 8015 |  | MEDLEY PCU W/NETWORK *MEMORIAL HERMANN* |  |  | CONTROLLERINFUSIONPUMP-Alaris-Medley 8015 | [6 empty] | Verified as Rental |  |  | MHHS-TMC
NO | YES |  |  |  | FFP154 |  | CAREFUSION | 8015M |  |  | Rental | MHHS-TMC |  |  |  | FFP154 |  | TMC |  | Rental | [7 empty] | CONTROLLERINFUSIONPUMP-Alaris-Medley 8015 |  | MEDLEY PCU W/NETWORK *MEMORIAL HERMANN* |  |  | CONTROLLERINFUSIONPUMP-Alaris-Medley 8015 | [6 empty] | Verified as Rental |  |  | MHHS-TMC
NO | YES |  |  |  | FFP161 |  | CAREFUSION | 8015M |  |  | Rental | MHHS-TMC |  |  |  | FFP161 |  | TMC |  | Rental | [7 empty] | CONTROLLERINFUSIONPUMP-Alaris-Medley 8015 |  | MEDLEY PCU W/NETWORK *MEMORIAL HERMANN* |  |  | CONTROLLERINFUSIONPUMP-Alaris-Medley 8015 | [6 empty] | Verified as Rental |  |  | MHHS-TMC
NO | YES |  |  |  | FFP162 |  | CAREFUSION | 8015M |  |  | Rental | MHHS-TMC |  |  |  | FFP162 |  | TMC |  | Rental | [7 empty] | CONTROLLERINFUSIONPUMP-Alaris-Medley 8015 |  | MEDLEY PCU W/NETWORK *MEMORIAL HERMANN* |  |  | CONTROLLERINFUSIONPUMP-Alaris-Medley 8015 | [6 empty] | Verified as Rental |  |  | MHHS-TMC
NO | YES |  |  |  | FFP168 |  | CAREFUSION | 8015M |  |  | Rental | MHHS-TMC |  |  |  | FFP168 |  | TMC |  | Rental | [7 empty] | CONTROLLERINFUSIONPUMP-Alaris-Medley 8015 |  | MEDLEY PCU W/NETWORK *MEMORIAL HERMANN* |  |  | CONTROLLERINFUSIONPUMP-Alaris-Medley 8015 | [6 empty] | Verified as Rental |  |  | MHHS-TMC
NO | YES |  |  |  | FFP175 |  | CAREFUSION | 8015M |  |  | Rental | MHHS-TMC |  |  |  | FFP175 |  | TMC |  | Rental | [7 empty] | CONTROLLERINFUSIONPUMP-Alaris-Medley 8015 |  | MEDLEY PCU W/NETWORK *MEMORIAL HERMANN* |  |  | CONTROLLERINFUSIONPUMP-Alaris-Medley 8015 | [6 empty] | Verified as Rental |  |  | MHHS-TMC
NO | YES |  |  |  | FFP190 |  | CAREFUSION | 8015M |  |  | Rental | MHHS-TMC |  |  |  | FFP190 |  | TMC |  | Rental | [7 empty] | CONTROLLERINFUSIONPUMP-Alaris-Medley 8015 |  | MEDLEY PCU W/NETWORK *MEMORIAL HERMANN* |  |  | CONTROLLERINFUSIONPUMP-Alaris-Medley 8015 | [6 empty] | Verified as Rental |  |  | MHHS-TMC
NO | YES |  |  |  | FFP194 |  | CAREFUSION | 8015M |  |  | Rental | MHHS-TMC |  |  |  | FFP194 |  | TMC |  | Rental | [7 empty] | CONTROLLERINFUSIONPUMP-Alaris-Medley 8015 |  | MEDLEY PCU W/NETWORK *MEMORIAL HERMANN* |  |  | CONTROLLERINFUSIONPUMP-Alaris-Medley 8015 | [6 empty] | Verified as Rental |  |  | MHHS-TMC
NO | YES |  |  |  | FFP195 |  | CAREFUSION | 8015M |  |  | Rental | MHHS-TMC |  |  |  | FFP195 |  | TMC |  | Rental | [7 empty] | CONTROLLERINFUSIONPUMP-Alaris-Medley 8015 |  | MEDLEY PCU W/NETWORK *MEMORIAL HERMANN* |  |  | CONTROLLERINFUSIONPUMP-Alaris-Medley 8015 | [6 empty] | Verified as Rental |  |  | MHHS-TMC
NO | YES |  |  |  | FFP198 |  | CAREFUSION | 8015M |  |  | Rental | MHHS-TMC |  |  |  | FFP198 |  | TMC |  | Rental | [7 empty] | CONTROLLERINFUSIONPUMP-Alaris-Medley 8015 |  | MEDLEY PCU W/NETWORK *MEMORIAL HERMANN* |  |  | CONTROLLERINFUSIONPUMP-Alaris-Medley 8015 | [6 empty] | Verified as Rental |  |  | MHHS-TMC
NO | YES |  |  |  | FFP199 |  | CAREFUSION | 8015M |  |  | Rental | MHHS-TMC |  |  |  | FFP199 |  | TMC |  | Rental | [7 empty] | CONTROLLERINFUSIONPUMP-Alaris-Medley 8015 |  | MEDLEY PCU W/NETWORK *MEMORIAL HERMANN* |  |  | CONTROLLERINFUSIONPUMP-Alaris-Medley 8015 | [6 empty] | Verified as Rental |  |  | MHHS-TMC
NO | YES |  |  |  | FFP200 |  | CAREFUSION | 8015M |  |  | Rental | MHHS-TMC |  |  |  | FFP200 |  | TMC |  | Rental | [7 empty] | CONTROLLERINFUSIONPUMP-Alaris-Medley 8015 |  | MEDLEY PCU W/NETWORK *MEMORIAL HERMANN* |  |  | CONTROLLERINFUSIONPUMP-Alaris-Medley 8015 | [6 empty] | Verified as Rental |  |  | MHHS-TMC
NO | YES |  |  |  | FFP202 |  | CAREFUSION | 8015M |  |  | Rental | MHHS-TMC |  |  |  | FFP202 |  | TMC |  | Rental | [7 empty] | CONTROLLERINFUSIONPUMP-Alaris-Medley 8015 |  | MEDLEY PCU W/NETWORK *MEMORIAL HERMANN* |  |  | CONTROLLERINFUSIONPUMP-Alaris-Medley 8015 | [6 empty] | Verified as Rental |  |  | MHHS-TMC
NO | YES |  |  |  | FFP215 |  | CAREFUSION | 8015M |  |  | Rental | MHHS-TMC |  |  |  | FFP215 |  | TMC |  | Rental | [7 empty] | CONTROLLERINFUSIONPUMP-Alaris-Medley 8015 |  | MEDLEY PCU W/NETWORK *MEMORIAL HERMANN* |  |  | CONTROLLERINFUSIONPUMP-Alaris-Medley 8015 | [6 empty] | Verified as Rental |  |  | MHHS-TMC
NO | YES |  |  |  | FFP221 |  | CAREFUSION | 8015M |  |  | Rental | MHHS-TMC |  |  |  | FFP221 |  | TMC |  | Rental | [7 empty] | CONTROLLERINFUSIONPUMP-Alaris-Medley 8015 |  | MEDLEY PCU W/NETWORK *MEMORIAL HERMANN* |  |  | CONTROLLERINFUSIONPUMP-Alaris-Medley 8015 | [6 empty] | Verified as Rental |  |  | MHHS-TMC
NO | YES |  |  |  | FFP222 |  | CAREFUSION | 8015M |  |  | Rental | MHHS-TMC |  |  |  | FFP222 |  | TMC |  | Rental | [7 empty] | CONTROLLERINFUSIONPUMP-Alaris-Medley 8015 |  | MEDLEY PCU W/NETWORK *MEMORIAL HERMANN* |  |  | CONTROLLERINFUSIONPUMP-Alaris-Medley 8015 | [6 empty] | Verified as Rental |  |  | MHHS-TMC
NO | YES |  |  |  | FFP237 |  | CAREFUSION | 8015M |  |  | Rental | MHHS-TMC |  |  |  | FFP237 |  | TMC |  | Rental | [7 empty] | CONTROLLERINFUSIONPUMP-Alaris-Medley 8015 |  | MEDLEY PCU W/NETWORK *MEMORIAL HERMANN* |  |  | CONTROLLERINFUSIONPUMP-Alaris-Medley 8015 | [6 empty] | Verified as Rental |  |  | MHHS-TMC
NO | YES |  |  |  | FFP239 |  | CAREFUSION | 8015M |  |  | Rental | MHHS-TMC |  |  |  | FFP239 |  | TMC |  | Rental | [7 empty] | CONTROLLERINFUSIONPUMP-Alaris-Medley 8015 |  | MEDLEY PCU W/NETWORK *MEMORIAL HERMANN* |  |  | CONTROLLERINFUSIONPUMP-Alaris-Medley 8015 | [6 empty] | Verified as Rental |  |  | MHHS-TMC
NO | YES |  |  |  | FFP241 |  | CAREFUSION | 8015M |  |  | Rental | MHHS-TMC |  |  |  | FFP241 |  | TMC |  | Rental | [7 empty] | CONTROLLERINFUSIONPUMP-Alaris-Medley 8015 |  | MEDLEY PCU W/NETWORK *MEMORIAL HERMANN* |  |  | CONTROLLERINFUSIONPUMP-Alaris-Medley 8015 | [6 empty] | Verified as Rental |  |  | MHHS-TMC
NO | YES |  |  |  | FFP253 |  | CAREFUSION | 8015M |  |  | Rental | MHHS-TMC |  |  |  | FFP253 |  | TMC |  | Rental | [7 empty] | CONTROLLERINFUSIONPUMP-Alaris-Medley 8015 |  | MEDLEY PCU W/NETWORK *MEMORIAL HERMANN* |  |  | CONTROLLERINFUSIONPUMP-Alaris-Medley 8015 | [6 empty] | Verified as Rental |  |  | MHHS-TMC
NO | YES |  |  |  | FFP256 |  | CAREFUSION | 8015M |  |  | Rental | MHHS-TMC |  |  |  | FFP256 |  | TMC |  | Rental | [7 empty] | CONTROLLERINFUSIONPUMP-Alaris-Medley 8015 |  | MEDLEY PCU W/NETWORK *MEMORIAL HERMANN* |  |  | CONTROLLERINFUSIONPUMP-Alaris-Medley 8015 | [6 empty] | Verified as Rental |  |  | MHHS-TMC
NO | YES |  |  |  | FFP264 |  | CAREFUSION | 8015M |  |  | Rental | MHHS-TMC |  |  |  | FFP264 |  | TMC |  | Rental | [7 empty] | CONTROLLERINFUSIONPUMP-Alaris-Medley 8015 |  | MEDLEY PCU W/NETWORK *MEMORIAL HERMANN* |  |  | CONTROLLERINFUSIONPUMP-Alaris-Medley 8015 | [6 empty] | Verified as Rental |  |  | MHHS-TMC
NO | YES |  |  |  | FFP267 |  | CAREFUSION | 8015M |  |  | Rental | MHHS-TMC |  |  |  | FFP267 |  | TMC |  | Rental | [7 empty] | CONTROLLERINFUSIONPUMP-Alaris-Medley 8015 |  | MEDLEY PCU W/NETWORK *MEMORIAL HERMANN* |  |  | CONTROLLERINFUSIONPUMP-Alaris-Medley 8015 | [6 empty] | Verified as Rental |  |  | MHHS-TMC
NO | YES |  |  |  | FFP271 |  | CAREFUSION | 8015M |  |  | Rental | MHHS-TMC |  |  |  | FFP271 |  | TMC |  | Rental | [7 empty] | CONTROLLERINFUSIONPUMP-Alaris-Medley 8015 |  | MEDLEY PCU W/NETWORK *MEMORIAL HERMANN* |  |  | CONTROLLERINFUSIONPUMP-Alaris-Medley 8015 | [6 empty] | Verified as Rental |  |  | MHHS-TMC
NO | YES |  |  |  | FFP274 |  | CAREFUSION | 8015M |  |  | Rental | MHHS-TMC |  |  |  | FFP274 |  | TMC |  | Rental | [7 empty] | CONTROLLERINFUSIONPUMP-Alaris-Medley 8015 |  | MEDLEY PCU W/NETWORK *MEMORIAL HERMANN* |  |  | CONTROLLERINFUSIONPUMP-Alaris-Medley 8015 | [6 empty] | Verified as Rental |  |  | MHHS-TMC
NO | YES |  |  |  | FFP275 |  | CAREFUSION | 8015M |  |  | Rental | MHHS-TMC |  |  |  | FFP275 |  | TMC |  | Rental | [7 empty] | CONTROLLERINFUSIONPUMP-Alaris-Medley 8015 |  | MEDLEY PCU W/NETWORK *MEMORIAL HERMANN* |  |  | CONTROLLERINFUSIONPUMP-Alaris-Medley 8015 | [6 empty] | Verified as Rental |  |  | MHHS-TMC
NO | YES |  |  |  | FFP279 |  | CAREFUSION | 8015M |  |  | Rental | MHHS-TMC |  |  |  | FFP279 |  | TMC |  | Rental | [7 empty] | CONTROLLERINFUSIONPUMP-Alaris-Medley 8015 |  | MEDLEY PCU W/NETWORK *MEMORIAL HERMANN* |  |  | CONTROLLERINFUSIONPUMP-Alaris-Medley 8015 | [6 empty] | Verified as Rental |  |  | MHHS-TMC
NO | YES |  |  |  | FFP280 |  | CAREFUSION | 8015M |  |  | Rental | MHHS-TMC |  |  |  | FFP280 |  | TMC |  | Rental | [7 empty] | CONTROLLERINFUSIONPUMP-Alaris-Medley 8015 |  | MEDLEY PCU W/NETWORK *MEMORIAL HERMANN* |  |  | CONTROLLERINFUSIONPUMP-Alaris-Medley 8015 | [6 empty] | Verified as Rental |  |  | MHHS-TMC
NO | YES |  |  |  | FFP287 |  | CAREFUSION | 8015M |  |  | Rental | MHHS-TMC |  |  |  | FFP287 |  | TMC |  | Rental | [7 empty] | CONTROLLERINFUSIONPUMP-Alaris-Medley 8015 |  | MEDLEY PCU W/NETWORK *MEMORIAL HERMANN* |  |  | CONTROLLERINFUSIONPUMP-Alaris-Medley 8015 | [6 empty] | Verified as Rental |  |  | MHHS-TMC
NO | YES |  |  |  | FFP295 |  | CAREFUSION | 8015M |  |  | Rental | MHHS-TMC |  |  |  | FFP295 |  | TMC |  | Rental | [7 empty] | CONTROLLERINFUSIONPUMP-Alaris-Medley 8015 |  | MEDLEY PCU W/NETWORK *MEMORIAL HERMANN* |  |  | CONTROLLERINFUSIONPUMP-Alaris-Medley 8015 | [6 empty] | Verified as Rental |  |  | MHHS-TMC
NO | YES |  |  |  | FFP296 |  | CAREFUSION | 8015M |  |  | Rental | MHHS-TMC |  |  |  | FFP296 |  | TMC |  | Rental | [7 empty] | CONTROLLERINFUSIONPUMP-Alaris-Medley 8015 |  | MEDLEY PCU W/NETWORK *MEMORIAL HERMANN* |  |  | CONTROLLERINFUSIONPUMP-Alaris-Medley 8015 | [6 empty] | Verified as Rental |  |  | MHHS-TMC
NO | YES |  |  |  | FFP297 |  | CAREFUSION | 8015M |  |  | Rental | MHHS-TMC |  |  |  | FFP297 |  | TMC |  | Rental | [7 empty] | CONTROLLERINFUSIONPUMP-Alaris-Medley 8015 |  | MEDLEY PCU W/NETWORK *MEMORIAL HERMANN* |  |  | CONTROLLERINFUSIONPUMP-Alaris-Medley 8015 | [6 empty] | Verified as Rental |  |  | MHHS-TMC
NO | YES |  |  |  | FFP298 |  | CAREFUSION | 8015M |  |  | Rental | MHHS-TMC |  |  |  | FFP298 |  | TMC |  | Rental | [7 empty] | CONTROLLERINFUSIONPUMP-Alaris-Medley 8015 |  | MEDLEY PCU W/NETWORK *MEMORIAL HERMANN* |  |  | CONTROLLERINFUSIONPUMP-Alaris-Medley 8015 | [6 empty] | Verified as Rental |  |  | MHHS-TMC
NO | YES |  |  |  | FFP300 |  | CAREFUSION | 8015M |  |  | Rental | MHHS-TMC |  |  |  | FFP300 |  | TMC |  | Rental | [7 empty] | CONTROLLERINFUSIONPUMP-Alaris-Medley 8015 |  | MEDLEY PCU W/NETWORK *MEMORIAL HERMANN* |  |  | CONTROLLERINFUSIONPUMP-Alaris-Medley 8015 | [6 empty] | Verified as Rental |  |  | MHHS-TMC
NO | YES |  |  |  | FFP305 |  | CAREFUSION | 8015M |  |  | Rental | MHHS-TMC |  |  |  | FFP305 |  | TMC |  | Rental | [7 empty] | CONTROLLERINFUSIONPUMP-Alaris-Medley 8015 |  | MEDLEY PCU W/NETWORK *MEMORIAL HERMANN* |  |  | CONTROLLERINFUSIONPUMP-Alaris-Medley 8015 | [6 empty] | Verified as Rental |  |  | MHHS-TMC
NO | YES |  |  |  | FFP309 |  | CAREFUSION | 8015M |  |  | Rental | MHHS-TMC |  |  |  | FFP309 |  | TMC |  | Rental | [7 empty] | CONTROLLERINFUSIONPUMP-Alaris-Medley 8015 |  | MEDLEY PCU W/NETWORK *MEMORIAL HERMANN* |  |  | CONTROLLERINFUSIONPUMP-Alaris-Medley 8015 | [6 empty] | Verified as Rental |  |  | MHHS-TMC
NO | YES |  |  |  | FFP320 |  | CAREFUSION | 8015M |  |  | Rental | MHHS-TMC |  |  |  | FFP320 |  | TMC |  | Rental | [7 empty] | CONTROLLERINFUSIONPUMP-Alaris-Medley 8015 |  | MEDLEY PCU W/NETWORK *MEMORIAL HERMANN* |  |  | CONTROLLERINFUSIONPUMP-Alaris-Medley 8015 | [6 empty] | Verified as Rental |  |  | MHHS-TMC
NO | YES |  |  |  | FFP323 |  | CAREFUSION | 8015M |  |  | Rental | MHHS-TMC |  |  |  | FFP323 |  | TMC |  | Rental | [7 empty] | CONTROLLERINFUSIONPUMP-Alaris-Medley 8015 |  | MEDLEY PCU W/NETWORK *MEMORIAL HERMANN* |  |  | CONTROLLERINFUSIONPUMP-Alaris-Medley 8015 | [6 empty] | Verified as Rental |  |  | MHHS-TMC
NO | YES |  |  |  | FFP324 |  | CAREFUSION | 8015M |  |  | Rental | MHHS-TMC |  |  |  | FFP324 |  | TMC |  | Rental | [7 empty] | CONTROLLERINFUSIONPUMP-Alaris-Medley 8015 |  | MEDLEY PCU W/NETWORK *MEMORIAL HERMANN* |  |  | CONTROLLERINFUSIONPUMP-Alaris-Medley 8015 | [6 empty] | Verified as Rental |  |  | MHHS-TMC
NO | YES |  |  |  | FFP334 |  | CAREFUSION | 8015M |  |  | Rental | MHHS-TMC |  |  |  | FFP334 |  | TMC |  | Rental | [7 empty] | CONTROLLERINFUSIONPUMP-Alaris-Medley 8015 |  | MEDLEY PCU W/NETWORK *MEMORIAL HERMANN* |  |  | CONTROLLERINFUSIONPUMP-Alaris-Medley 8015 | [6 empty] | Verified as Rental |  |  | MHHS-TMC
NO | YES |  |  |  | FFP340 |  | CAREFUSION | 8015M |  |  | Rental | MHHS-TMC |  |  |  | FFP340 |  | TMC |  | Rental | [7 empty] | CONTROLLERINFUSIONPUMP-Alaris-Medley 8015 |  | MEDLEY PCU W/NETWORK *MEMORIAL HERMANN* |  |  | CONTROLLERINFUSIONPUMP-Alaris-Medley 8015 | [6 empty] | Verified as Rental |  |  | MHHS-TMC
NO | YES |  |  |  | FFP347 |  | CAREFUSION | 8015M |  |  | Rental | MHHS-TMC |  |  |  | FFP347 |  | TMC |  | Rental | [7 empty] | CONTROLLERINFUSIONPUMP-Alaris-Medley 8015 |  | MEDLEY PCU W/NETWORK *MEMORIAL HERMANN* |  |  | CONTROLLERINFUSIONPUMP-Alaris-Medley 8015 | [6 empty] | Verified as Rental |  |  | MHHS-TMC
NO | YES |  |  |  | FFP353 |  | CAREFUSION | 8015M |  |  | Rental | MHHS-TMC |  |  |  | FFP353 |  | TMC |  | Rental | [7 empty] | CONTROLLERINFUSIONPUMP-Alaris-Medley 8015 |  | MEDLEY PCU W/NETWORK *MEMORIAL HERMANN* |  |  | CONTROLLERINFUSIONPUMP-Alaris-Medley 8015 | [6 empty] | Verified as Rental |  |  | MHHS-TMC
NO | YES |  |  |  | FFP354 |  | CAREFUSION | 8015M |  |  | Rental | MHHS-TMC |  |  |  | FFP354 |  | TMC |  | Rental | [7 empty] | CONTROLLERINFUSIONPUMP-Alaris-Medley 8015 |  | MEDLEY PCU W/NETWORK *MEMORIAL HERMANN* |  |  | CONTROLLERINFUSIONPUMP-Alaris-Medley 8015 | [6 empty] | Verified as Rental |  |  | MHHS-TMC
NO | YES |  |  |  | FFP358 |  | CAREFUSION | 8015M |  |  | Rental | MHHS-TMC |  |  |  | FFP358 |  | TMC |  | Rental | [7 empty] | CONTROLLERINFUSIONPUMP-Alaris-Medley 8015 |  | MEDLEY PCU W/NETWORK *MEMORIAL HERMANN* |  |  | CONTROLLERINFUSIONPUMP-Alaris-Medley 8015 | [6 empty] | Verified as Rental |  |  | MHHS-TMC
NO | YES |  |  |  | FFP364 |  | CAREFUSION | 8015M |  |  | Rental | MHHS-TMC |  |  |  | FFP364 |  | TMC |  | Rental | [7 empty] | CONTROLLERINFUSIONPUMP-Alaris-Medley 8015 |  | MEDLEY PCU W/NETWORK *MEMORIAL HERMANN* |  |  | CONTROLLERINFUSIONPUMP-Alaris-Medley 8015 | [6 empty] | Verified as Rental |  |  | MHHS-TMC
NO | YES |  |  |  | FFP375 |  | CAREFUSION | 8015M |  |  | Rental | MHHS-TMC |  |  |  | FFP375 |  | TMC |  | Rental | [7 empty] | CONTROLLERINFUSIONPUMP-Alaris-Medley 8015 |  | MEDLEY PCU W/NETWORK *MEMORIAL HERMANN* |  |  | CONTROLLERINFUSIONPUMP-Alaris-Medley 8015 | [6 empty] | Verified as Rental |  |  | MHHS-TMC
NO | YES |  |  |  | FFP377 |  | CAREFUSION | 8015M |  |  | Rental | MHHS-TMC |  |  |  | FFP377 |  | TMC |  | Rental | [7 empty] | CONTROLLERINFUSIONPUMP-Alaris-Medley 8015 |  | MEDLEY PCU W/NETWORK *MEMORIAL HERMANN* |  |  | CONTROLLERINFUSIONPUMP-Alaris-Medley 8015 | [6 empty] | Verified as Rental |  |  | MHHS-TMC
NO | YES |  |  |  | FFP378 |  | CAREFUSION | 8015M |  |  | Rental | MHHS-TMC |  |  |  | FFP378 |  | TMC |  | Rental | [7 empty] | CONTROLLERINFUSIONPUMP-Alaris-Medley 8015 |  | MEDLEY PCU W/NETWORK *MEMORIAL HERMANN* |  |  | CONTROLLERINFUSIONPUMP-Alaris-Medley 8015 | [6 empty] | Verified as Rental |  |  | MHHS-TMC
NO | YES |  |  |  | FFP386 |  | CAREFUSION | 8015M |  |  | Rental | MHHS-TMC |  |  |  | FFP386 |  | TMC |  | Rental | [7 empty] | CONTROLLERINFUSIONPUMP-Alaris-Medley 8015 |  | MEDLEY PCU W/NETWORK *MEMORIAL HERMANN* |  |  | CONTROLLERINFUSIONPUMP-Alaris-Medley 8015 | [6 empty] | Verified as Rental |  |  | MHHS-TMC
NO | YES |  |  |  | FFP388 |  | CAREFUSION | 8015M |  |  | Rental | MHHS-TMC |  |  |  | FFP388 |  | TMC |  | Rental | [7 empty] | CONTROLLERINFUSIONPUMP-Alaris-Medley 8015 |  | MEDLEY PCU W/NETWORK *MEMORIAL HERMANN* |  |  | CONTROLLERINFUSIONPUMP-Alaris-Medley 8015 | [6 empty] | Verified as Rental |  |  | MHHS-TMC
NO | YES |  |  |  | FFP390 |  | CAREFUSION | 8015M |  |  | Rental | MHHS-TMC |  |  |  | FFP390 |  | TMC |  | Rental | [7 empty] | CONTROLLERINFUSIONPUMP-Alaris-Medley 8015 |  | MEDLEY PCU W/NETWORK *MEMORIAL HERMANN* |  |  | CONTROLLERINFUSIONPUMP-Alaris-Medley 8015 | [6 empty] | Verified as Rental |  |  | MHHS-TMC
NO | YES |  |  |  | FFP393 |  | CAREFUSION | 8015M |  |  | Rental | MHHS-TMC |  |  |  | FFP393 |  | TMC |  | Rental | [7 empty] | CONTROLLERINFUSIONPUMP-Alaris-Medley 8015 |  | MEDLEY PCU W/NETWORK *MEMORIAL HERMANN* |  |  | CONTROLLERINFUSIONPUMP-Alaris-Medley 8015 | [6 empty] | Verified as Rental |  |  | MHHS-TMC
NO | YES |  |  |  | FFP394 |  | CAREFUSION | 8015M |  |  | Rental | MHHS-TMC |  |  |  | FFP394 |  | TMC |  | Rental | [7 empty] | CONTROLLERINFUSIONPUMP-Alaris-Medley 8015 |  | MEDLEY PCU W/NETWORK *MEMORIAL HERMANN* |  |  | CONTROLLERINFUSIONPUMP-Alaris-Medley 8015 | [6 empty] | Verified as Rental |  |  | MHHS-TMC
NO | YES |  |  |  | FFP396 |  | CAREFUSION | 8015M |  |  | Rental | MHHS-TMC |  |  |  | FFP396 |  | TMC |  | Rental | [7 empty] | CONTROLLERINFUSIONPUMP-Alaris-Medley 8015 |  | MEDLEY PCU W/NETWORK *MEMORIAL HERMANN* |  |  | CONTROLLERINFUSIONPUMP-Alaris-Medley 8015 | [6 empty] | Verified as Rental |  |  | MHHS-TMC
NO | YES |  |  |  | FFP413 |  | CAREFUSION | 8015M |  |  | Rental | MHHS-TMC |  |  |  | FFP413 |  | TMC |  | Rental | [7 empty] | CONTROLLERINFUSIONPUMP-Alaris-Medley 8015 |  | MEDLEY PCU W/NETWORK *MEMORIAL HERMANN* |  |  | CONTROLLERINFUSIONPUMP-Alaris-Medley 8015 | [6 empty] | Verified as Rental |  |  | MHHS-TMC
NO | YES |  |  |  | FFP415 |  | CAREFUSION | 8015M |  |  | Rental | MHHS-TMC |  |  |  | FFP415 |  | TMC |  | Rental | [7 empty] | CONTROLLERINFUSIONPUMP-Alaris-Medley 8015 |  | MEDLEY PCU W/NETWORK *MEMORIAL HERMANN* |  |  | CONTROLLERINFUSIONPUMP-Alaris-Medley 8015 | [6 empty] | Verified as Rental |  |  | MHHS-TMC
NO | YES |  |  |  | FFP416 |  | CAREFUSION | 8015M |  |  | Rental | MHHS-TMC |  |  |  | FFP416 |  | TMC |  | Rental | [7 empty] | CONTROLLERINFUSIONPUMP-Alaris-Medley 8015 |  | MEDLEY PCU W/NETWORK *MEMORIAL HERMANN* |  |  | CONTROLLERINFUSIONPUMP-Alaris-Medley 8015 | [6 empty] | Verified as Rental |  |  | MHHS-TMC
NO | YES |  |  |  | FFP417 |  | CAREFUSION | 8015M |  |  | Rental | MHHS-TMC |  |  |  | FFP417 |  | TMC |  | Rental | [7 empty] | CONTROLLERINFUSIONPUMP-Alaris-Medley 8015 |  | MEDLEY PCU W/NETWORK *MEMORIAL HERMANN* |  |  | CONTROLLERINFUSIONPUMP-Alaris-Medley 8015 | [6 empty] | Verified as Rental |  |  | MHHS-TMC
NO | YES |  |  |  | FFP424 |  | CAREFUSION | 8015M |  |  | Rental | MHHS-TMC |  |  |  | FFP424 |  | TMC |  | Rental | [7 empty] | CONTROLLERINFUSIONPUMP-Alaris-Medley 8015 |  | MEDLEY PCU W/NETWORK *MEMORIAL HERMANN* |  |  | CONTROLLERINFUSIONPUMP-Alaris-Medley 8015 | [6 empty] | Verified as Rental |  |  | MHHS-TMC
NO | YES |  |  |  | FFP426 |  | CAREFUSION | 8015M |  |  | Rental | MHHS-TMC |  |  |  | FFP426 |  | TMC |  | Rental | [7 empty] | CONTROLLERINFUSIONPUMP-Alaris-Medley 8015 |  | MEDLEY PCU W/NETWORK *MEMORIAL HERMANN* |  |  | CONTROLLERINFUSIONPUMP-Alaris-Medley 8015 | [6 empty] | Verified as Rental |  |  | MHHS-TMC
NO | YES |  |  |  | FFP430 |  | CAREFUSION | 8015M |  |  | Rental | MHHS-TMC |  |  |  | FFP430 |  | TMC |  | Rental | [7 empty] | CONTROLLERINFUSIONPUMP-Alaris-Medley 8015 |  | MEDLEY PCU W/NETWORK *MEMORIAL HERMANN* |  |  | CONTROLLERINFUSIONPUMP-Alaris-Medley 8015 | [6 empty] | Verified as Rental |  |  | MHHS-TMC
NO | YES |  |  |  | FFP431 |  | CAREFUSION | 8015M |  |  | Rental | MHHS-TMC |  |  |  | FFP431 |  | TMC |  | Rental | [7 empty] | CONTROLLERINFUSIONPUMP-Alaris-Medley 8015 |  | MEDLEY PCU W/NETWORK *MEMORIAL HERMANN* |  |  | CONTROLLERINFUSIONPUMP-Alaris-Medley 8015 | [6 empty] | Verified as Rental |  |  | MHHS-TMC
NO | YES |  |  |  | FFP446 |  | CAREFUSION | 8015M |  |  | Rental | MHHS-TMC |  |  |  | FFP446 |  | TMC |  | Rental | [7 empty] | CONTROLLERINFUSIONPUMP-Alaris-Medley 8015 |  | MEDLEY PCU W/NETWORK *MEMORIAL HERMANN* |  |  | CONTROLLERINFUSIONPUMP-Alaris-Medley 8015 | [6 empty] | Verified as Rental |  |  | MHHS-TMC
NO | YES |  |  |  | FFP450 |  | CAREFUSION | 8015M |  |  | Rental | MHHS-TMC |  |  |  | FFP450 |  | TMC |  | Rental | [7 empty] | CONTROLLERINFUSIONPUMP-Alaris-Medley 8015 |  | MEDLEY PCU W/NETWORK *MEMORIAL HERMANN* |  |  | CONTROLLERINFUSIONPUMP-Alaris-Medley 8015 | [6 empty] | Verified as Rental |  |  | MHHS-TMC
NO | YES |  |  |  | FFP452 |  | CAREFUSION | 8015M |  |  | Rental | MHHS-TMC |  |  |  | FFP452 |  | TMC |  | Rental | [7 empty] | CONTROLLERINFUSIONPUMP-Alaris-Medley 8015 |  | MEDLEY PCU W/NETWORK *MEMORIAL HERMANN* |  |  | CONTROLLERINFUSIONPUMP-Alaris-Medley 8015 | [6 empty] | Verified as Rental |  |  | MHHS-TMC
NO | YES |  |  |  | FFP454 |  | CAREFUSION | 8015M |  |  | Rental | MHHS-TMC |  |  |  | FFP454 |  | TMC |  | Rental | [7 empty] | CONTROLLERINFUSIONPUMP-Alaris-Medley 8015 |  | MEDLEY PCU W/NETWORK *MEMORIAL HERMANN* |  |  | CONTROLLERINFUSIONPUMP-Alaris-Medley 8015 | [6 empty] | Verified as Rental |  |  | MHHS-TMC
NO | YES |  |  |  | FFP459 |  | CAREFUSION | 8015M |  |  | Rental | MHHS-TMC |  |  |  | FFP459 |  | TMC |  | Rental | [7 empty] | CONTROLLERINFUSIONPUMP-Alaris-Medley 8015 |  | MEDLEY PCU W/NETWORK *MEMORIAL HERMANN* |  |  | CONTROLLERINFUSIONPUMP-Alaris-Medley 8015 | [6 empty] | Verified as Rental |  |  | MHHS-TMC
NO | YES |  |  |  | FFP460 |  | CAREFUSION | 8015M |  |  | Rental | MHHS-TMC |  |  |  | FFP460 |  | TMC |  | Rental | [7 empty] | CONTROLLERINFUSIONPUMP-Alaris-Medley 8015 |  | MEDLEY PCU W/NETWORK *MEMORIAL HERMANN* |  |  | CONTROLLERINFUSIONPUMP-Alaris-Medley 8015 | [6 empty] | Verified as Rental |  |  | MHHS-TMC
NO | YES |  |  |  | FFP462 |  | CAREFUSION | 8015M |  |  | Rental | MHHS-TMC |  |  |  | FFP462 |  | TMC |  | Rental | [7 empty] | CONTROLLERINFUSIONPUMP-Alaris-Medley 8015 |  | MEDLEY PCU W/NETWORK *MEMORIAL HERMANN* |  |  | CONTROLLERINFUSIONPUMP-Alaris-Medley 8015 | [6 empty] | Verified as Rental |  |  | MHHS-TMC
NO | YES |  |  |  | FFP466 |  | CAREFUSION | 8015M |  |  | Rental | MHHS-TMC |  |  |  | FFP466 |  | TMC |  | Rental | [7 empty] | CONTROLLERINFUSIONPUMP-Alaris-Medley 8015 |  | MEDLEY PCU W/NETWORK *MEMORIAL HERMANN* |  |  | CONTROLLERINFUSIONPUMP-Alaris-Medley 8015 | [6 empty] | Verified as Rental |  |  | MHHS-TMC
NO | YES |  |  |  | FFP479 |  | CAREFUSION | 8015M |  |  | Rental | MHHS-TMC |  |  |  | FFP479 |  | TMC |  | Rental | [7 empty] | CONTROLLERINFUSIONPUMP-Alaris-Medley 8015 |  | MEDLEY PCU W/NETWORK *MEMORIAL HERMANN* |  |  | CONTROLLERINFUSIONPUMP-Alaris-Medley 8015 | [6 empty] | Verified as Rental |  |  | MHHS-TMC
NO | YES |  |  |  | FFP485 |  | CAREFUSION | 8015M |  |  | Rental | MHHS-TMC |  |  |  | FFP485 |  | TMC |  | Rental | [7 empty] | CONTROLLERINFUSIONPUMP-Alaris-Medley 8015 |  | MEDLEY PCU W/NETWORK *MEMORIAL HERMANN* |  |  | CONTROLLERINFUSIONPUMP-Alaris-Medley 8015 | [6 empty] | Verified as Rental |  |  | MHHS-TMC
NO | YES |  |  |  | FFP488 |  | CAREFUSION | 8015M |  |  | Rental | MHHS-TMC |  |  |  | FFP488 |  | TMC |  | Rental | [7 empty] | CONTROLLERINFUSIONPUMP-Alaris-Medley 8015 |  | MEDLEY PCU W/NETWORK *MEMORIAL HERMANN* |  |  | CONTROLLERINFUSIONPUMP-Alaris-Medley 8015 | [6 empty] | Verified as Rental |  |  | MHHS-TMC
NO | YES |  |  |  | FFP491 |  | CAREFUSION | 8015M |  |  | Rental | MHHS-TMC |  |  |  | FFP491 |  | TMC |  | Rental | [7 empty] | CONTROLLERINFUSIONPUMP-Alaris-Medley 8015 |  | MEDLEY PCU W/NETWORK *MEMORIAL HERMANN* |  |  | CONTROLLERINFUSIONPUMP-Alaris-Medley 8015 | [6 empty] | Verified as Rental |  |  | MHHS-TMC
NO | YES |  |  |  | FFP494 |  | CAREFUSION | 8015M |  |  | Rental | MHHS-TMC |  |  |  | FFP494 |  | TMC |  | Rental | [7 empty] | CONTROLLERINFUSIONPUMP-Alaris-Medley 8015 |  | MEDLEY PCU W/NETWORK *MEMORIAL HERMANN* |  |  | CONTROLLERINFUSIONPUMP-Alaris-Medley 8015 | [6 empty] | Verified as Rental |  |  | MHHS-TMC
NO | YES |  |  |  | FFP497 |  | CAREFUSION | 8015M |  |  | Rental | MHHS-TMC |  |  |  | FFP497 |  | TMC |  | Rental | [7 empty] | CONTROLLERINFUSIONPUMP-Alaris-Medley 8015 |  | MEDLEY PCU W/NETWORK *MEMORIAL HERMANN* |  |  | CONTROLLERINFUSIONPUMP-Alaris-Medley 8015 | [6 empty] | Verified as Rental |  |  | MHHS-TMC
NO | YES |  |  |  | FFP498 |  | CAREFUSION | 8015M |  |  | Rental | MHHS-TMC |  |  |  | FFP498 |  | TMC |  | Rental | [7 empty] | CONTROLLERINFUSIONPUMP-Alaris-Medley 8015 |  | MEDLEY PCU W/NETWORK *MEMORIAL HERMANN* |  |  | CONTROLLERINFUSIONPUMP-Alaris-Medley 8015 | [6 empty] | Verified as Rental |  |  | MHHS-TMC
NO | YES |  |  |  | FFP501 |  | CAREFUSION | 8015M |  |  | Rental | MHHS-TMC |  |  |  | FFP501 |  | TMC |  | Rental | [7 empty] | CONTROLLERINFUSIONPUMP-Alaris-Medley 8015 |  | MEDLEY PCU W/NETWORK *MEMORIAL HERMANN* |  |  | CONTROLLERINFUSIONPUMP-Alaris-Medley 8015 | [6 empty] | Verified as Rental |  |  | MHHS-TMC
NO | YES |  |  |  | FFP503 |  | CAREFUSION | 8015M |  |  | Rental | MHHS-TMC |  |  |  | FFP503 |  | TMC |  | Rental | [7 empty] | CONTROLLERINFUSIONPUMP-Alaris-Medley 8015 |  | MEDLEY PCU W/NETWORK *MEMORIAL HERMANN* |  |  | CONTROLLERINFUSIONPUMP-Alaris-Medley 8015 | [6 empty] | Verified as Rental |  |  | MHHS-TMC
NO | YES |  |  |  | FFP506 |  | CAREFUSION | 8015M |  |  | Rental | MHHS-TMC |  |  |  | FFP506 |  | TMC |  | Rental | [7 empty] | CONTROLLERINFUSIONPUMP-Alaris-Medley 8015 |  | MEDLEY PCU W/NETWORK *MEMORIAL HERMANN* |  |  | CONTROLLERINFUSIONPUMP-Alaris-Medley 8015 | [6 empty] | Verified as Rental |  |  | MHHS-TMC
NO | YES |  |  |  | FFP515 |  | CAREFUSION | 8015M |  |  | Rental | MHHS-TMC |  |  |  | FFP515 |  | TMC |  | Rental | [7 empty] | CONTROLLERINFUSIONPUMP-Alaris-Medley 8015 |  | MEDLEY PCU W/NETWORK *MEMORIAL HERMANN* |  |  | CONTROLLERINFUSIONPUMP-Alaris-Medley 8015 | [6 empty] | Verified as Rental |  |  | MHHS-TMC
NO | YES |  |  |  | FFP521 |  | CAREFUSION | 8015M |  |  | Rental | MHHS-TMC |  |  |  | FFP521 |  | TMC |  | Rental | [7 empty] | CONTROLLERINFUSIONPUMP-Alaris-Medley 8015 |  | MEDLEY PCU W/NETWORK *MEMORIAL HERMANN* |  |  | CONTROLLERINFUSIONPUMP-Alaris-Medley 8015 | [6 empty] | Verified as Rental |  |  | MHHS-TMC
NO | YES |  |  |  | FFP537 |  | CAREFUSION | 8015M |  |  | Rental | MHHS-TMC |  |  |  | FFP537 |  | TMC |  | Rental | [7 empty] | CONTROLLERINFUSIONPUMP-Alaris-Medley 8015 |  | MEDLEY PCU W/NETWORK *MEMORIAL HERMANN* |  |  | CONTROLLERINFUSIONPUMP-Alaris-Medley 8015 | [6 empty] | Verified as Rental |  |  | MHHS-TMC
NO | YES |  |  |  | FFP542 |  | CAREFUSION | 8015M |  |  | Rental | MHHS-TMC |  |  |  | FFP542 |  | TMC |  | Rental | [7 empty] | CONTROLLERINFUSIONPUMP-Alaris-Medley 8015 |  | MEDLEY PCU W/NETWORK *MEMORIAL HERMANN* |  |  | CONTROLLERINFUSIONPUMP-Alaris-Medley 8015 | [6 empty] | Verified as Rental |  |  | MHHS-TMC
NO | YES |  |  |  | FFP545 |  | CAREFUSION | 8015M |  |  | Rental | MHHS-TMC |  |  |  | FFP545 |  | TMC |  | Rental | [7 empty] | CONTROLLERINFUSIONPUMP-Alaris-Medley 8015 |  | MEDLEY PCU W/NETWORK *MEMORIAL HERMANN* |  |  | CONTROLLERINFUSIONPUMP-Alaris-Medley 8015 | [6 empty] | Verified as Rental |  |  | MHHS-TMC
NO | YES |  |  |  | FFP548 |  | CAREFUSION | 8015M |  |  | Rental | MHHS-TMC |  |  |  | FFP548 |  | TMC |  | Rental | [7 empty] | CONTROLLERINFUSIONPUMP-Alaris-Medley 8015 |  | MEDLEY PCU W/NETWORK *MEMORIAL HERMANN* |  |  | CONTROLLERINFUSIONPUMP-Alaris-Medley 8015 | [6 empty] | Verified as Rental |  |  | MHHS-TMC
NO | YES |  |  |  | FFP551 |  | CAREFUSION | 8015M |  |  | Rental | MHHS-TMC |  |  |  | FFP551 |  | TMC |  | Rental | [7 empty] | CONTROLLERINFUSIONPUMP-Alaris-Medley 8015 |  | MEDLEY PCU W/NETWORK *MEMORIAL HERMANN* |  |  | CONTROLLERINFUSIONPUMP-Alaris-Medley 8015 | [6 empty] | Verified as Rental |  |  | MHHS-TMC
NO | YES |  |  |  | FFP558 |  | CAREFUSION | 8015M |  |  | Rental | MHHS-TMC |  |  |  | FFP558 |  | TMC |  | Rental | [7 empty] | CONTROLLERINFUSIONPUMP-Alaris-Medley 8015 |  | MEDLEY PCU W/NETWORK *MEMORIAL HERMANN* |  |  | CONTROLLERINFUSIONPUMP-Alaris-Medley 8015 | [6 empty] | Verified as Rental |  |  | MHHS-TMC
NO | YES |  |  |  | FFP561 |  | CAREFUSION | 8015M |  |  | Rental | MHHS-TMC |  |  |  | FFP561 |  | TMC |  | Rental | [7 empty] | CONTROLLERINFUSIONPUMP-Alaris-Medley 8015 |  | MEDLEY PCU W/NETWORK *MEMORIAL HERMANN* |  |  | CONTROLLERINFUSIONPUMP-Alaris-Medley 8015 | [6 empty] | Verified as Rental |  |  | MHHS-TMC
NO | YES |  |  |  | FFP568 |  | CAREFUSION | 8015M |  |  | Rental | MHHS-TMC |  |  |  | FFP568 |  | TMC |  | Rental | [7 empty] | CONTROLLERINFUSIONPUMP-Alaris-Medley 8015 |  | MEDLEY PCU W/NETWORK *MEMORIAL HERMANN* |  |  | CONTROLLERINFUSIONPUMP-Alaris-Medley 8015 | [6 empty] | Verified as Rental |  |  | MHHS-TMC
NO | YES |  |  |  | FFP569 |  | CAREFUSION | 8015M |  |  | Rental | MHHS-TMC |  |  |  | FFP569 |  | TMC |  | Rental | [7 empty] | CONTROLLERINFUSIONPUMP-Alaris-Medley 8015 |  | MEDLEY PCU W/NETWORK *MEMORIAL HERMANN* |  |  | CONTROLLERINFUSIONPUMP-Alaris-Medley 8015 | [6 empty] | Verified as Rental |  |  | MHHS-TMC
NO | YES |  |  |  | FFP572 |  | CAREFUSION | 8015M |  |  | Rental | MHHS-TMC |  |  |  | FFP572 |  | TMC |  | Rental | [7 empty] | CONTROLLERINFUSIONPUMP-Alaris-Medley 8015 |  | MEDLEY PCU W/NETWORK *MEMORIAL HERMANN* |  |  | CONTROLLERINFUSIONPUMP-Alaris-Medley 8015 | [6 empty] | Verified as Rental |  |  | MHHS-TMC
NO | YES |  |  |  | FFP588 |  | CAREFUSION | 8015M |  |  | Rental | MHHS-TMC |  |  |  | FFP588 |  | TMC |  | Rental | [7 empty] | CONTROLLERINFUSIONPUMP-Alaris-Medley 8015 |  | MEDLEY PCU W/NETWORK *MEMORIAL HERMANN* |  |  | CONTROLLERINFUSIONPUMP-Alaris-Medley 8015 | [6 empty] | Verified as Rental |  |  | MHHS-TMC
NO | YES |  |  |  | FFP590 |  | CAREFUSION | 8015M |  |  | Rental | MHHS-TMC |  |  |  | FFP590 |  | TMC |  | Rental | [7 empty] | CONTROLLERINFUSIONPUMP-Alaris-Medley 8015 |  | MEDLEY PCU W/NETWORK *MEMORIAL HERMANN* |  |  | CONTROLLERINFUSIONPUMP-Alaris-Medley 8015 | [6 empty] | Verified as Rental |  |  | MHHS-TMC
NO | YES |  |  |  | FFP593 |  | CAREFUSION | 8015M |  |  | Rental | MHHS-TMC |  |  |  | FFP593 |  | TMC |  | Rental | [7 empty] | CONTROLLERINFUSIONPUMP-Alaris-Medley 8015 |  | MEDLEY PCU W/NETWORK *MEMORIAL HERMANN* |  |  | CONTROLLERINFUSIONPUMP-Alaris-Medley 8015 | [6 empty] | Verified as Rental |  |  | MHHS-TMC
NO | YES |  |  |  | FFP604 |  | CAREFUSION | 8015M |  |  | Rental | MHHS-TMC |  |  |  | FFP604 |  | TMC |  | Rental | [7 empty] | CONTROLLERINFUSIONPUMP-Alaris-Medley 8015 |  | MEDLEY PCU W/NETWORK *MEMORIAL HERMANN* |  |  | CONTROLLERINFUSIONPUMP-Alaris-Medley 8015 | [6 empty] | Verified as Rental |  |  | MHHS-TMC
NO | YES |  |  |  | FFP608 |  | CAREFUSION | 8015M |  |  | Rental | MHHS-TMC |  |  |  | FFP608 |  | TMC |  | Rental | [7 empty] | CONTROLLERINFUSIONPUMP-Alaris-Medley 8015 |  | MEDLEY PCU W/NETWORK *MEMORIAL HERMANN* |  |  | CONTROLLERINFUSIONPUMP-Alaris-Medley 8015 | [6 empty] | Verified as Rental |  |  | MHHS-TMC
NO | YES |  |  |  | FFP615 |  | CAREFUSION | 8015M |  |  | Rental | MHHS-TMC |  |  |  | FFP615 |  | TMC |  | Rental | [7 empty] | CONTROLLERINFUSIONPUMP-Alaris-Medley 8015 |  | MEDLEY PCU W/NETWORK *MEMORIAL HERMANN* |  |  | CONTROLLERINFUSIONPUMP-Alaris-Medley 8015 | [6 empty] | Verified as Rental |  |  | MHHS-TMC
NO | YES |  |  |  | FFP627 |  | CAREFUSION | 8015M |  |  | Rental | MHHS-TMC |  |  |  | FFP627 |  | TMC |  | Rental | [7 empty] | CONTROLLERINFUSIONPUMP-Alaris-Medley 8015 |  | MEDLEY PCU W/NETWORK *MEMORIAL HERMANN* |  |  | CONTROLLERINFUSIONPUMP-Alaris-Medley 8015 | [6 empty] | Verified as Rental |  |  | MHHS-TMC
NO | YES |  |  |  | FFP630 |  | CAREFUSION | 8015M |  |  | Rental | MHHS-TMC |  |  |  | FFP630 |  | TMC |  | Rental | [7 empty] | CONTROLLERINFUSIONPUMP-Alaris-Medley 8015 |  | MEDLEY PCU W/NETWORK *MEMORIAL HERMANN* |  |  | CONTROLLERINFUSIONPUMP-Alaris-Medley 8015 | [6 empty] | Verified as Rental |  |  | MHHS-TMC
NO | YES |  |  |  | FFP636 |  | CAREFUSION | 8015M |  |  | Rental | MHHS-TMC |  |  |  | FFP636 |  | TMC |  | Rental | [7 empty] | CONTROLLERINFUSIONPUMP-Alaris-Medley 8015 |  | MEDLEY PCU W/NETWORK *MEMORIAL HERMANN* |  |  | CONTROLLERINFUSIONPUMP-Alaris-Medley 8015 | [6 empty] | Verified as Rental |  |  | MHHS-TMC
NO | YES |  |  |  | FFP651 |  | CAREFUSION | 8015M |  |  | Rental | MHHS-TMC |  |  |  | FFP651 |  | TMC |  | Rental | [7 empty] | CONTROLLERINFUSIONPUMP-Alaris-Medley 8015 |  | MEDLEY PCU W/NETWORK *MEMORIAL HERMANN* |  |  | CONTROLLERINFUSIONPUMP-Alaris-Medley 8015 | [6 empty] | Verified as Rental |  |  | MHHS-TMC
NO | YES |  |  |  | FFP652 |  | CAREFUSION | 8015M |  |  | Rental | MHHS-TMC |  |  |  | FFP652 |  | TMC |  | Rental | [7 empty] | CONTROLLERINFUSIONPUMP-Alaris-Medley 8015 |  | MEDLEY PCU W/NETWORK *MEMORIAL HERMANN* |  |  | CONTROLLERINFUSIONPUMP-Alaris-Medley 8015 | [6 empty] | Verified as Rental |  |  | MHHS-TMC
NO | YES |  |  |  | FFP657 |  | CAREFUSION | 8015M |  |  | Rental | MHHS-TMC |  |  |  | FFP657 |  | TMC |  | Rental | [7 empty] | CONTROLLERINFUSIONPUMP-Alaris-Medley 8015 |  | MEDLEY PCU W/NETWORK *MEMORIAL HERMANN* |  |  | CONTROLLERINFUSIONPUMP-Alaris-Medley 8015 | [6 empty] | Verified as Rental |  |  | MHHS-TMC
NO | YES |  |  |  | FFP659 |  | CAREFUSION | 8015M |  |  | Rental | MHHS-TMC |  |  |  | FFP659 |  | TMC |  | Rental | [7 empty] | CONTROLLERINFUSIONPUMP-Alaris-Medley 8015 |  | MEDLEY PCU W/NETWORK *MEMORIAL HERMANN* |  |  | CONTROLLERINFUSIONPUMP-Alaris-Medley 8015 | [6 empty] | Verified as Rental |  |  | MHHS-TMC
NO | YES |  |  |  | FFP665 |  | CAREFUSION | 8015M |  |  | Rental | MHHS-TMC |  |  |  | FFP665 |  | TMC |  | Rental | [7 empty] | CONTROLLERINFUSIONPUMP-Alaris-Medley 8015 |  | MEDLEY PCU W/NETWORK *MEMORIAL HERMANN* |  |  | CONTROLLERINFUSIONPUMP-Alaris-Medley 8015 | [6 empty] | Verified as Rental |  |  | MHHS-TMC
NO | YES |  |  |  | FFP666 |  | CAREFUSION | 8015M |  |  | Rental | MHHS-TMC |  |  |  | FFP666 |  | TMC |  | Rental | [7 empty] | CONTROLLERINFUSIONPUMP-Alaris-Medley 8015 |  | MEDLEY PCU W/NETWORK *MEMORIAL HERMANN* |  |  | CONTROLLERINFUSIONPUMP-Alaris-Medley 8015 | [6 empty] | Verified as Rental |  |  | MHHS-TMC
NO | YES |  |  |  | FFP667 |  | CAREFUSION | 8015M |  |  | Rental | MHHS-TMC |  |  |  | FFP667 |  | TMC |  | Rental | [7 empty] | CONTROLLERINFUSIONPUMP-Alaris-Medley 8015 |  | MEDLEY PCU W/NETWORK *MEMORIAL HERMANN* |  |  | CONTROLLERINFUSIONPUMP-Alaris-Medley 8015 | [6 empty] | Verified as Rental |  |  | MHHS-TMC
NO | YES |  |  |  | FFP672 |  | CAREFUSION | 8015M |  |  | Rental | MHHS-TMC |  |  |  | FFP672 |  | TMC |  | Rental | [7 empty] | CONTROLLERINFUSIONPUMP-Alaris-Medley 8015 |  | MEDLEY PCU W/NETWORK *MEMORIAL HERMANN* |  |  | CONTROLLERINFUSIONPUMP-Alaris-Medley 8015 | [6 empty] | Verified as Rental |  |  | MHHS-TMC
NO | YES |  |  |  | FFP673 |  | CAREFUSION | 8015M |  |  | Rental | MHHS-TMC |  |  |  | FFP673 |  | TMC |  | Rental | [7 empty] | CONTROLLERINFUSIONPUMP-Alaris-Medley 8015 |  | MEDLEY PCU W/NETWORK *MEMORIAL HERMANN* |  |  | CONTROLLERINFUSIONPUMP-Alaris-Medley 8015 | [6 empty] | Verified as Rental |  |  | MHHS-TMC
NO | YES |  |  |  | FFP677 |  | CAREFUSION | 8015M |  |  | Rental | MHHS-TMC |  |  |  | FFP677 |  | TMC |  | Rental | [7 empty] | CONTROLLERINFUSIONPUMP-Alaris-Medley 8015 |  | MEDLEY PCU W/NETWORK *MEMORIAL HERMANN* |  |  | CONTROLLERINFUSIONPUMP-Alaris-Medley 8015 | [6 empty] | Verified as Rental |  |  | MHHS-TMC
NO | YES |  |  |  | FFP684 |  | CAREFUSION | 8015M |  |  | Rental | MHHS-TMC |  |  |  | FFP684 |  | TMC |  | Rental | [7 empty] | CONTROLLERINFUSIONPUMP-Alaris-Medley 8015 |  | MEDLEY PCU W/NETWORK *MEMORIAL HERMANN* |  |  | CONTROLLERINFUSIONPUMP-Alaris-Medley 8015 | [6 empty] | Verified as Rental |  |  | MHHS-TMC
NO | YES |  |  |  | FFP694 |  | CAREFUSION | 8015M |  |  | Rental | MHHS-TMC |  |  |  | FFP694 |  | TMC |  | Rental | [7 empty] | CONTROLLERINFUSIONPUMP-Alaris-Medley 8015 |  | MEDLEY PCU W/NETWORK *MEMORIAL HERMANN* |  |  | CONTROLLERINFUSIONPUMP-Alaris-Medley 8015 | [6 empty] | Verified as Rental |  |  | MHHS-TMC
NO | YES |  |  |  | FFP705 |  | CAREFUSION | 8015M |  |  | Rental | MHHS-TMC |  |  |  | FFP705 |  | TMC |  | Rental | [7 empty] | CONTROLLERINFUSIONPUMP-Alaris-Medley 8015 |  | MEDLEY PCU W/NETWORK *MEMORIAL HERMANN* |  |  | CONTROLLERINFUSIONPUMP-Alaris-Medley 8015 | [6 empty] | Verified as Rental |  |  | MHHS-TMC
NO | YES |  |  |  | FFP706 |  | CAREFUSION | 8015M |  |  | Rental | MHHS-TMC |  |  |  | FFP706 |  | TMC |  | Rental | [7 empty] | CONTROLLERINFUSIONPUMP-Alaris-Medley 8015 |  | MEDLEY PCU W/NETWORK *MEMORIAL HERMANN* |  |  | CONTROLLERINFUSIONPUMP-Alaris-Medley 8015 | [6 empty] | Verified as Rental |  |  | MHHS-TMC
NO | YES |  |  |  | FFP718 |  | CAREFUSION | 8015M |  |  | Rental | MHHS-TMC |  |  |  | FFP718 |  | TMC |  | Rental | [7 empty] | CONTROLLERINFUSIONPUMP-Alaris-Medley 8015 |  | MEDLEY PCU W/NETWORK *MEMORIAL HERMANN* |  |  | CONTROLLERINFUSIONPUMP-Alaris-Medley 8015 | [6 empty] | Verified as Rental |  |  | MHHS-TMC
NO | YES |  |  |  | FFP720 |  | CAREFUSION | 8015M |  |  | Rental | MHHS-TMC |  |  |  | FFP720 |  | TMC |  | Rental | [7 empty] | CONTROLLERINFUSIONPUMP-Alaris-Medley 8015 |  | MEDLEY PCU W/NETWORK *MEMORIAL HERMANN* |  |  | CONTROLLERINFUSIONPUMP-Alaris-Medley 8015 | [6 empty] | Verified as Rental |  |  | MHHS-TMC
NO | YES |  |  |  | FFP723 |  | CAREFUSION | 8015M |  |  | Rental | MHHS-TMC |  |  |  | FFP723 |  | TMC |  | Rental | [7 empty] | CONTROLLERINFUSIONPUMP-Alaris-Medley 8015 |  | MEDLEY PCU W/NETWORK *MEMORIAL HERMANN* |  |  | CONTROLLERINFUSIONPUMP-Alaris-Medley 8015 | [6 empty] | Verified as Rental |  |  | MHHS-TMC
NO | YES |  |  |  | FFP725 |  | CAREFUSION | 8015M |  |  | Rental | MHHS-TMC |  |  |  | FFP725 |  | TMC |  | Rental | [7 empty] | CONTROLLERINFUSIONPUMP-Alaris-Medley 8015 |  | MEDLEY PCU W/NETWORK *MEMORIAL HERMANN* |  |  | CONTROLLERINFUSIONPUMP-Alaris-Medley 8015 | [6 empty] | Verified as Rental |  |  | MHHS-TMC
NO | YES |  |  |  | FFP730 |  | CAREFUSION | 8015M |  |  | Rental | MHHS-TMC |  |  |  | FFP730 |  | TMC |  | Rental | [7 empty] | CONTROLLERINFUSIONPUMP-Alaris-Medley 8015 |  | MEDLEY PCU W/NETWORK *MEMORIAL HERMANN* |  |  | CONTROLLERINFUSIONPUMP-Alaris-Medley 8015 | [6 empty] | Verified as Rental |  |  | MHHS-TMC
NO | YES |  |  |  | FFP731 |  | CAREFUSION | 8015M |  |  | Rental | MHHS-TMC |  |  |  | FFP731 |  | TMC |  | Rental | [7 empty] | CONTROLLERINFUSIONPUMP-Alaris-Medley 8015 |  | MEDLEY PCU W/NETWORK *MEMORIAL HERMANN* |  |  | CONTROLLERINFUSIONPUMP-Alaris-Medley 8015 | [6 empty] | Verified as Rental |  |  | MHHS-TMC
NO | YES |  |  |  | FFP732 |  | CAREFUSION | 8015M |  |  | Rental | MHHS-TMC |  |  |  | FFP732 |  | TMC |  | Rental | [7 empty] | CONTROLLERINFUSIONPUMP-Alaris-Medley 8015 |  | MEDLEY PCU W/NETWORK *MEMORIAL HERMANN* |  |  | CONTROLLERINFUSIONPUMP-Alaris-Medley 8015 | [6 empty] | Verified as Rental |  |  | MHHS-TMC
NO | YES |  |  |  | FFP734 |  | CAREFUSION | 8015M |  |  | Rental | MHHS-TMC |  |  |  | FFP734 |  | TMC |  | Rental | [7 empty] | CONTROLLERINFUSIONPUMP-Alaris-Medley 8015 |  | MEDLEY PCU W/NETWORK *MEMORIAL HERMANN* |  |  | CONTROLLERINFUSIONPUMP-Alaris-Medley 8015 | [6 empty] | Verified as Rental |  |  | MHHS-TMC
NO | YES |  |  |  | FFP735 |  | CAREFUSION | 8015M |  |  | Rental | MHHS-TMC |  |  |  | FFP735 |  | TMC |  | Rental | [7 empty] | CONTROLLERINFUSIONPUMP-Alaris-Medley 8015 |  | MEDLEY PCU W/NETWORK *MEMORIAL HERMANN* |  |  | CONTROLLERINFUSIONPUMP-Alaris-Medley 8015 | [6 empty] | Verified as Rental |  |  | MHHS-TMC
NO | YES |  |  |  | FFP747 |  | CAREFUSION | 8015M |  |  | Rental | MHHS-TMC |  |  |  | FFP747 |  | TMC |  | Rental | [7 empty] | CONTROLLERINFUSIONPUMP-Alaris-Medley 8015 |  | MEDLEY PCU W/NETWORK *MEMORIAL HERMANN* |  |  | CONTROLLERINFUSIONPUMP-Alaris-Medley 8015 | [6 empty] | Verified as Rental |  |  | MHHS-TMC
NO | YES |  |  |  | FFP752 |  | CAREFUSION | 8015M |  |  | Rental | MHHS-TMC |  |  |  | FFP752 |  | TMC |  | Rental | [7 empty] | CONTROLLERINFUSIONPUMP-Alaris-Medley 8015 |  | MEDLEY PCU W/NETWORK *MEMORIAL HERMANN* |  |  | CONTROLLERINFUSIONPUMP-Alaris-Medley 8015 | [6 empty] | Verified as Rental |  |  | MHHS-TMC
NO | YES |  |  |  | FFP756 |  | CAREFUSION | 8015M |  |  | Rental | MHHS-TMC |  |  |  | FFP756 |  | TMC |  | Rental | [7 empty] | CONTROLLERINFUSIONPUMP-Alaris-Medley 8015 |  | MEDLEY PCU W/NETWORK *MEMORIAL HERMANN* |  |  | CONTROLLERINFUSIONPUMP-Alaris-Medley 8015 | [6 empty] | Verified as Rental |  |  | MHHS-TMC
NO | YES |  |  |  | FFP772 |  | CAREFUSION | 8015M |  |  | Rental | MHHS-TMC |  |  |  | FFP772 |  | TMC |  | Rental | [7 empty] | CONTROLLERINFUSIONPUMP-Alaris-Medley 8015 |  | MEDLEY PCU W/NETWORK *MEMORIAL HERMANN* |  |  | CONTROLLERINFUSIONPUMP-Alaris-Medley 8015 | [6 empty] | Verified as Rental |  |  | MHHS-TMC
NO | YES |  |  |  | FFP775 |  | CAREFUSION | 8015M |  |  | Rental | MHHS-TMC |  |  |  | FFP775 |  | TMC |  | Rental | [7 empty] | CONTROLLERINFUSIONPUMP-Alaris-Medley 8015 |  | MEDLEY PCU W/NETWORK *MEMORIAL HERMANN* |  |  | CONTROLLERINFUSIONPUMP-Alaris-Medley 8015 | [6 empty] | Verified as Rental |  |  | MHHS-TMC
NO | YES |  |  |  | FFP778 |  | CAREFUSION | 8015M |  |  | Rental | MHHS-TMC |  |  |  | FFP778 |  | TMC |  | Rental | [7 empty] | CONTROLLERINFUSIONPUMP-Alaris-Medley 8015 |  | MEDLEY PCU W/NETWORK *MEMORIAL HERMANN* |  |  | CONTROLLERINFUSIONPUMP-Alaris-Medley 8015 | [6 empty] | Verified as Rental |  |  | MHHS-TMC
NO | YES |  |  |  | FFP786 |  | CAREFUSION | 8015M |  |  | Rental | MHHS-TMC |  |  |  | FFP786 |  | TMC |  | Rental | [7 empty] | CONTROLLERINFUSIONPUMP-Alaris-Medley 8015 |  | MEDLEY PCU W/NETWORK *MEMORIAL HERMANN* |  |  | CONTROLLERINFUSIONPUMP-Alaris-Medley 8015 | [6 empty] | Verified as Rental |  |  | MHHS-TMC
NO | YES |  |  |  | FFP787 |  | CAREFUSION | 8015M |  |  | Rental | MHHS-TMC |  |  |  | FFP787 |  | TMC |  | Rental | [7 empty] | CONTROLLERINFUSIONPUMP-Alaris-Medley 8015 |  | MEDLEY PCU W/NETWORK *MEMORIAL HERMANN* |  |  | CONTROLLERINFUSIONPUMP-Alaris-Medley 8015 | [6 empty] | Verified as Rental |  |  | MHHS-TMC
NO | YES |  |  |  | FFP791 |  | CAREFUSION | 8015M |  |  | Rental | MHHS-TMC |  |  |  | FFP791 |  | TMC |  | Rental | [7 empty] | CONTROLLERINFUSIONPUMP-Alaris-Medley 8015 |  | MEDLEY PCU W/NETWORK *MEMORIAL HERMANN* |  |  | CONTROLLERINFUSIONPUMP-Alaris-Medley 8015 | [6 empty] | Verified as Rental |  |  | MHHS-TMC
NO | YES |  |  |  | FFP792 |  | CAREFUSION | 8015M |  |  | Rental | MHHS-TMC |  |  |  | FFP792 |  | TMC |  | Rental | [7 empty] | CONTROLLERINFUSIONPUMP-Alaris-Medley 8015 |  | MEDLEY PCU W/NETWORK *MEMORIAL HERMANN* |  |  | CONTROLLERINFUSIONPUMP-Alaris-Medley 8015 | [6 empty] | Verified as Rental |  |  | MHHS-TMC
NO | YES |  |  |  | FFP795 |  | CAREFUSION | 8015M |  |  | Rental | MHHS-TMC |  |  |  | FFP795 |  | TMC |  | Rental | [7 empty] | CONTROLLERINFUSIONPUMP-Alaris-Medley 8015 |  | MEDLEY PCU W/NETWORK *MEMORIAL HERMANN* |  |  | CONTROLLERINFUSIONPUMP-Alaris-Medley 8015 | [6 empty] | Verified as Rental |  |  | MHHS-TMC
NO | YES |  |  |  | FFP801 |  | CAREFUSION | 8015M |  |  | Rental | MHHS-TMC |  |  |  | FFP801 |  | TMC |  | Rental | [7 empty] | CONTROLLERINFUSIONPUMP-Alaris-Medley 8015 |  | MEDLEY PCU W/NETWORK *MEMORIAL HERMANN* |  |  | CONTROLLERINFUSIONPUMP-Alaris-Medley 8015 | [6 empty] | Verified as Rental |  |  | MHHS-TMC
NO | YES |  |  |  | FFP802 |  | CAREFUSION | 8015M |  |  | Rental | MHHS-TMC |  |  |  | FFP802 |  | TMC |  | Rental | [7 empty] | CONTROLLERINFUSIONPUMP-Alaris-Medley 8015 |  | MEDLEY PCU W/NETWORK *MEMORIAL HERMANN* |  |  | CONTROLLERINFUSIONPUMP-Alaris-Medley 8015 | [6 empty] | Verified as Rental |  |  | MHHS-TMC
NO | YES |  |  |  | FFP812 |  | CAREFUSION | 8015M |  |  | Rental | MHHS-TMC |  |  |  | FFP812 |  | TMC |  | Rental | [7 empty] | CONTROLLERINFUSIONPUMP-Alaris-Medley 8015 |  | MEDLEY PCU W/NETWORK *MEMORIAL HERMANN* |  |  | CONTROLLERINFUSIONPUMP-Alaris-Medley 8015 | [6 empty] | Verified as Rental |  |  | MHHS-TMC
NO | YES |  |  |  | FFP813 |  | CAREFUSION | 8015M |  |  | Rental | MHHS-TMC |  |  |  | FFP813 |  | TMC |  | Rental | [7 empty] | CONTROLLERINFUSIONPUMP-Alaris-Medley 8015 |  | MEDLEY PCU W/NETWORK *MEMORIAL HERMANN* |  |  | CONTROLLERINFUSIONPUMP-Alaris-Medley 8015 | [6 empty] | Verified as Rental |  |  | MHHS-TMC
NO | YES |  |  |  | FFP815 |  | CAREFUSION | 8015M |  |  | Rental | MHHS-TMC |  |  |  | FFP815 |  | TMC |  | Rental | [7 empty] | CONTROLLERINFUSIONPUMP-Alaris-Medley 8015 |  | MEDLEY PCU W/NETWORK *MEMORIAL HERMANN* |  |  | CONTROLLERINFUSIONPUMP-Alaris-Medley 8015 | [6 empty] | Verified as Rental |  |  | MHHS-TMC
NO | YES |  |  |  | FFP822 |  | CAREFUSION | 8015M |  |  | Rental | MHHS-TMC |  |  |  | FFP822 |  | TMC |  | Rental | [7 empty] | CONTROLLERINFUSIONPUMP-Alaris-Medley 8015 |  | MEDLEY PCU W/NETWORK *MEMORIAL HERMANN* |  |  | CONTROLLERINFUSIONPUMP-Alaris-Medley 8015 | [6 empty] | Verified as Rental |  |  | MHHS-TMC
NO | YES |  |  |  | FFP829 |  | CAREFUSION | 8015M |  |  | Rental | MHHS-TMC |  |  |  | FFP829 |  | TMC |  | Rental | [7 empty] | CONTROLLERINFUSIONPUMP-Alaris-Medley 8015 |  | MEDLEY PCU W/NETWORK *MEMORIAL HERMANN* |  |  | CONTROLLERINFUSIONPUMP-Alaris-Medley 8015 | [6 empty] | Verified as Rental |  |  | MHHS-TMC
NO | YES |  |  |  | FFP830 |  | CAREFUSION | 8015M |  |  | Rental | MHHS-TMC |  |  |  | FFP830 |  | TMC |  | Rental | [7 empty] | CONTROLLERINFUSIONPUMP-Alaris-Medley 8015 |  | MEDLEY PCU W/NETWORK *MEMORIAL HERMANN* |  |  | CONTROLLERINFUSIONPUMP-Alaris-Medley 8015 | [6 empty] | Verified as Rental |  |  | MHHS-TMC
NO | YES |  |  |  | FFP834 |  | CAREFUSION | 8015M |  |  | Rental | MHHS-TMC |  |  |  | FFP834 |  | TMC |  | Rental | [7 empty] | CONTROLLERINFUSIONPUMP-Alaris-Medley 8015 |  | MEDLEY PCU W/NETWORK *MEMORIAL HERMANN* |  |  | CONTROLLERINFUSIONPUMP-Alaris-Medley 8015 | [6 empty] | Verified as Rental |  |  | MHHS-TMC
NO | YES |  |  |  | FFP836 |  | CAREFUSION | 8015M |  |  | Rental | MHHS-TMC |  |  |  | FFP836 |  | TMC |  | Rental | [7 empty] | CONTROLLERINFUSIONPUMP-Alaris-Medley 8015 |  | MEDLEY PCU W/NETWORK *MEMORIAL HERMANN* |  |  | CONTROLLERINFUSIONPUMP-Alaris-Medley 8015 | [6 empty] | Verified as Rental |  |  | MHHS-TMC
NO | YES |  |  |  | FFP842 |  | CAREFUSION | 8015M |  |  | Rental | MHHS-TMC |  |  |  | FFP842 |  | TMC |  | Rental | [7 empty] | CONTROLLERINFUSIONPUMP-Alaris-Medley 8015 |  | MEDLEY PCU W/NETWORK *MEMORIAL HERMANN* |  |  | CONTROLLERINFUSIONPUMP-Alaris-Medley 8015 | [6 empty] | Verified as Rental |  |  | MHHS-TMC
NO | YES |  |  |  | FFP851 |  | CAREFUSION | 8015M |  |  | Rental | MHHS-TMC |  |  |  | FFP851 |  | TMC |  | Rental | [7 empty] | CONTROLLERINFUSIONPUMP-Alaris-Medley 8015 |  | MEDLEY PCU W/NETWORK *MEMORIAL HERMANN* |  |  | CONTROLLERINFUSIONPUMP-Alaris-Medley 8015 | [6 empty] | Verified as Rental |  |  | MHHS-TMC
NO | YES |  |  |  | FFP854 |  | CAREFUSION | 8015M |  |  | Rental | MHHS-TMC |  |  |  | FFP854 |  | TMC |  | Rental | [7 empty] | CONTROLLERINFUSIONPUMP-Alaris-Medley 8015 |  | MEDLEY PCU W/NETWORK *MEMORIAL HERMANN* |  |  | CONTROLLERINFUSIONPUMP-Alaris-Medley 8015 | [6 empty] | Verified as Rental |  |  | MHHS-TMC
NO | YES |  |  |  | FFP858 |  | CAREFUSION | 8015M |  |  | Rental | MHHS-TMC |  |  |  | FFP858 |  | TMC |  | Rental | [7 empty] | CONTROLLERINFUSIONPUMP-Alaris-Medley 8015 |  | MEDLEY PCU W/NETWORK *MEMORIAL HERMANN* |  |  | CONTROLLERINFUSIONPUMP-Alaris-Medley 8015 | [6 empty] | Verified as Rental |  |  | MHHS-TMC
NO | YES |  |  |  | FFP861 |  | CAREFUSION | 8015M |  |  | Rental | MHHS-TMC |  |  |  | FFP861 |  | TMC |  | Rental | [7 empty] | CONTROLLERINFUSIONPUMP-Alaris-Medley 8015 |  | MEDLEY PCU W/NETWORK *MEMORIAL HERMANN* |  |  | CONTROLLERINFUSIONPUMP-Alaris-Medley 8015 | [6 empty] | Verified as Rental |  |  | MHHS-TMC
NO | YES |  |  |  | FFP868 |  | CAREFUSION | 8015M |  |  | Rental | MHHS-TMC |  |  |  | FFP868 |  | TMC |  | Rental | [7 empty] | CONTROLLERINFUSIONPUMP-Alaris-Medley 8015 |  | MEDLEY PCU W/NETWORK *MEMORIAL HERMANN* |  |  | CONTROLLERINFUSIONPUMP-Alaris-Medley 8015 | [6 empty] | Verified as Rental |  |  | MHHS-TMC
NO | YES |  |  |  | FFP870 |  | CAREFUSION | 8015M |  |  | Rental | MHHS-TMC |  |  |  | FFP870 |  | TMC |  | Rental | [7 empty] | CONTROLLERINFUSIONPUMP-Alaris-Medley 8015 |  | MEDLEY PCU W/NETWORK *MEMORIAL HERMANN* |  |  | CONTROLLERINFUSIONPUMP-Alaris-Medley 8015 | [6 empty] | Verified as Rental |  |  | MHHS-TMC
NO | YES |  |  |  | FFP883 |  | CAREFUSION | 8015M |  |  | Rental | MHHS-TMC |  |  |  | FFP883 |  | TMC |  | Rental | [7 empty] | CONTROLLERINFUSIONPUMP-Alaris-Medley 8015 |  | MEDLEY PCU W/NETWORK *MEMORIAL HERMANN* |  |  | CONTROLLERINFUSIONPUMP-Alaris-Medley 8015 | [6 empty] | Verified as Rental |  |  | MHHS-TMC
NO | YES |  |  |  | FFP886 |  | CAREFUSION | 8015M |  |  | Rental | MHHS-TMC |  |  |  | FFP886 |  | TMC |  | Rental | [7 empty] | CONTROLLERINFUSIONPUMP-Alaris-Medley 8015 |  | MEDLEY PCU W/NETWORK *MEMORIAL HERMANN* |  |  | CONTROLLERINFUSIONPUMP-Alaris-Medley 8015 | [6 empty] | Verified as Rental |  |  | MHHS-TMC
NO | YES |  |  |  | FFP903 |  | CAREFUSION | 8015M |  |  | Rental | MHHS-TMC |  |  |  | FFP903 |  | TMC |  | Rental | [7 empty] | CONTROLLERINFUSIONPUMP-Alaris-Medley 8015 |  | MEDLEY PCU W/NETWORK *MEMORIAL HERMANN* |  |  | CONTROLLERINFUSIONPUMP-Alaris-Medley 8015 | [6 empty] | Verified as Rental |  |  | MHHS-TMC
NO | YES |  |  |  | FFP905 |  | CAREFUSION | 8015M |  |  | Rental | MHHS-TMC |  |  |  | FFP905 |  | TMC |  | Rental | [7 empty] | CONTROLLERINFUSIONPUMP-Alaris-Medley 8015 |  | MEDLEY PCU W/NETWORK *MEMORIAL HERMANN* |  |  | CONTROLLERINFUSIONPUMP-Alaris-Medley 8015 | [6 empty] | Verified as Rental |  |  | MHHS-TMC
NO | YES |  |  |  | FFP912 |  | CAREFUSION | 8015M |  |  | Rental | MHHS-TMC |  |  |  | FFP912 |  | TMC |  | Rental | [7 empty] | CONTROLLERINFUSIONPUMP-Alaris-Medley 8015 |  | MEDLEY PCU W/NETWORK *MEMORIAL HERMANN* |  |  | CONTROLLERINFUSIONPUMP-Alaris-Medley 8015 | [6 empty] | Verified as Rental |  |  | MHHS-TMC
NO | YES |  |  |  | FFP914 |  | CAREFUSION | 8015M |  |  | Rental | MHHS-TMC |  |  |  | FFP914 |  | TMC |  | Rental | [7 empty] | CONTROLLERINFUSIONPUMP-Alaris-Medley 8015 |  | MEDLEY PCU W/NETWORK *MEMORIAL HERMANN* |  |  | CONTROLLERINFUSIONPUMP-Alaris-Medley 8015 | [6 empty] | Verified as Rental |  |  | MHHS-TMC
NO | YES |  |  |  | FFP919 |  | CAREFUSION | 8015M |  |  | Rental | MHHS-TMC |  |  |  | FFP919 |  | TMC |  | Rental | [7 empty] | CONTROLLERINFUSIONPUMP-Alaris-Medley 8015 |  | MEDLEY PCU W/NETWORK *MEMORIAL HERMANN* |  |  | CONTROLLERINFUSIONPUMP-Alaris-Medley 8015 | [6 empty] | Verified as Rental |  |  | MHHS-TMC
NO | YES |  |  |  | FFP929 |  | CAREFUSION | 8015M |  |  | Rental | MHHS-TMC |  |  |  | FFP929 |  | TMC |  | Rental | [7 empty] | CONTROLLERINFUSIONPUMP-Alaris-Medley 8015 |  | MEDLEY PCU W/NETWORK *MEMORIAL HERMANN* |  |  | CONTROLLERINFUSIONPUMP-Alaris-Medley 8015 | [6 empty] | Verified as Rental |  |  | MHHS-TMC
NO | YES |  |  |  | FFP933 |  | CAREFUSION | 8015M |  |  | Rental | MHHS-TMC |  |  |  | FFP933 |  | TMC |  | Rental | [7 empty] | CONTROLLERINFUSIONPUMP-Alaris-Medley 8015 |  | MEDLEY PCU W/NETWORK *MEMORIAL HERMANN* |  |  | CONTROLLERINFUSIONPUMP-Alaris-Medley 8015 | [6 empty] | Verified as Rental |  |  | MHHS-TMC
NO | YES |  |  |  | FFP935 |  | CAREFUSION | 8015M |  |  | Rental | MHHS-TMC |  |  |  | FFP935 |  | TMC |  | Rental | [7 empty] | CONTROLLERINFUSIONPUMP-Alaris-Medley 8015 |  | MEDLEY PCU W/NETWORK *MEMORIAL HERMANN* |  |  | CONTROLLERINFUSIONPUMP-Alaris-Medley 8015 | [6 empty] | Verified as Rental |  |  | MHHS-TMC
NO | YES |  |  |  | FFP939 |  | CAREFUSION | 8015M |  |  | Rental | MHHS-TMC |  |  |  | FFP939 |  | TMC |  | Rental | [7 empty] | CONTROLLERINFUSIONPUMP-Alaris-Medley 8015 |  | MEDLEY PCU W/NETWORK *MEMORIAL HERMANN* |  |  | CONTROLLERINFUSIONPUMP-Alaris-Medley 8015 | [6 empty] | Verified as Rental |  |  | MHHS-TMC
NO | YES |  |  |  | FFP941 |  | CAREFUSION | 8015M |  |  | Rental | MHHS-TMC |  |  |  | FFP941 |  | TMC |  | Rental | [7 empty] | CONTROLLERINFUSIONPUMP-Alaris-Medley 8015 |  | MEDLEY PCU W/NETWORK *MEMORIAL HERMANN* |  |  | CONTROLLERINFUSIONPUMP-Alaris-Medley 8015 | [6 empty] | Verified as Rental |  |  | MHHS-TMC
NO | YES |  |  |  | FFP952 |  | CAREFUSION | 8015M |  |  | Rental | MHHS-TMC |  |  |  | FFP952 |  | TMC |  | Rental | [7 empty] | CONTROLLERINFUSIONPUMP-Alaris-Medley 8015 |  | MEDLEY PCU W/NETWORK *MEMORIAL HERMANN* |  |  | CONTROLLERINFUSIONPUMP-Alaris-Medley 8015 | [6 empty] | Verified as Rental |  |  | MHHS-TMC
NO | YES |  |  |  | FFP957 |  | CAREFUSION | 8015M |  |  | Rental | MHHS-TMC |  |  |  | FFP957 |  | TMC |  | Rental | [7 empty] | CONTROLLERINFUSIONPUMP-Alaris-Medley 8015 |  | MEDLEY PCU W/NETWORK *MEMORIAL HERMANN* |  |  | CONTROLLERINFUSIONPUMP-Alaris-Medley 8015 | [6 empty] | Verified as Rental |  |  | MHHS-TMC
NO | YES |  |  |  | FFP964 |  | CAREFUSION | 8015M |  |  | Rental | MHHS-TMC |  |  |  | FFP964 |  | TMC |  | Rental | [7 empty] | CONTROLLERINFUSIONPUMP-Alaris-Medley 8015 |  | MEDLEY PCU W/NETWORK *MEMORIAL HERMANN* |  |  | CONTROLLERINFUSIONPUMP-Alaris-Medley 8015 | [6 empty] | Verified as Rental |  |  | MHHS-TMC
NO | YES |  |  |  | FFP966 |  | CAREFUSION | 8015M |  |  | Rental | MHHS-TMC |  |  |  | FFP966 |  | TMC |  | Rental | [7 empty] | CONTROLLERINFUSIONPUMP-Alaris-Medley 8015 |  | MEDLEY PCU W/NETWORK *MEMORIAL HERMANN* |  |  | CONTROLLERINFUSIONPUMP-Alaris-Medley 8015 | [6 empty] | Verified as Rental |  |  | MHHS-TMC
NO | YES |  |  |  | FFP971 |  | CAREFUSION | 8015M |  |  | Rental | MHHS-TMC |  |  |  | FFP971 |  | TMC |  | Rental | [7 empty] | CONTROLLERINFUSIONPUMP-Alaris-Medley 8015 |  | MEDLEY PCU W/NETWORK *MEMORIAL HERMANN* |  |  | CONTROLLERINFUSIONPUMP-Alaris-Medley 8015 | [6 empty] | Verified as Rental |  |  | MHHS-TMC
NO | YES |  |  |  | FFP975 |  | CAREFUSION | 8015M |  |  | Rental | MHHS-TMC |  |  |  | FFP975 |  | TMC |  | Rental | [7 empty] | CONTROLLERINFUSIONPUMP-Alaris-Medley 8015 |  | MEDLEY PCU W/NETWORK *MEMORIAL HERMANN* |  |  | CONTROLLERINFUSIONPUMP-Alaris-Medley 8015 | [6 empty] | Verified as Rental |  |  | MHHS-TMC
NO | YES |  |  |  | FFP977 |  | CAREFUSION | 8015M |  |  | Rental | MHHS-TMC |  |  |  | FFP977 |  | TMC |  | Rental | [7 empty] | CONTROLLERINFUSIONPUMP-Alaris-Medley 8015 |  | MEDLEY PCU W/NETWORK *MEMORIAL HERMANN* |  |  | CONTROLLERINFUSIONPUMP-Alaris-Medley 8015 | [6 empty] | Verified as Rental |  |  | MHHS-TMC
NO | YES |  |  |  | FFP985 |  | CAREFUSION | 8015M |  |  | Rental | MHHS-TMC |  |  |  | FFP985 |  | TMC |  | Rental | [7 empty] | CONTROLLERINFUSIONPUMP-Alaris-Medley 8015 |  | MEDLEY PCU W/NETWORK *MEMORIAL HERMANN* |  |  | CONTROLLERINFUSIONPUMP-Alaris-Medley 8015 | [6 empty] | Verified as Rental |  |  | MHHS-TMC
NO | YES |  |  |  | FFP988 |  | CAREFUSION | 8015M |  |  | Rental | MHHS-TMC |  |  |  | FFP988 |  | TMC |  | Rental | [7 empty] | CONTROLLERINFUSIONPUMP-Alaris-Medley 8015 |  | MEDLEY PCU W/NETWORK *MEMORIAL HERMANN* |  |  | CONTROLLERINFUSIONPUMP-Alaris-Medley 8015 | [6 empty] | Verified as Rental |  |  | MHHS-TMC
NO | YES |  |  |  | FFP989 |  | CAREFUSION | 8015M |  |  | Rental | MHHS-TMC |  |  |  | FFP989 |  | TMC |  | Rental | [7 empty] | CONTROLLERINFUSIONPUMP-Alaris-Medley 8015 |  | MEDLEY PCU W/NETWORK *MEMORIAL HERMANN* |  |  | CONTROLLERINFUSIONPUMP-Alaris-Medley 8015 | [6 empty] | Verified as Rental |  |  | MHHS-TMC
NO | YES |  |  |  | FFP994 |  | CAREFUSION | 8015M |  |  | Rental | MHHS-TMC |  |  |  | FFP994 |  | TMC |  | Rental | [7 empty] | CONTROLLERINFUSIONPUMP-Alaris-Medley 8015 |  | MEDLEY PCU W/NETWORK *MEMORIAL HERMANN* |  |  | CONTROLLERINFUSIONPUMP-Alaris-Medley 8015 | [6 empty] | Verified as Rental |  |  | MHHS-TMC
NO | YES |  |  |  | FFP995 |  | CAREFUSION | 8015M |  |  | Rental | MHHS-TMC |  |  |  | FFP995 |  | TMC |  | Rental | [7 empty] | CONTROLLERINFUSIONPUMP-Alaris-Medley 8015 |  | MEDLEY PCU W/NETWORK *MEMORIAL HERMANN* |  |  | CONTROLLERINFUSIONPUMP-Alaris-Medley 8015 | [6 empty] | Verified as Rental |  |  | MHHS-TMC
NO | YES |  |  |  | FFP997 |  | CAREFUSION | 8015M |  |  | Rental | MHHS-TMC |  |  |  | FFP997 |  | TMC |  | Rental | [7 empty] | CONTROLLERINFUSIONPUMP-Alaris-Medley 8015 |  | MEDLEY PCU W/NETWORK *MEMORIAL HERMANN* |  |  | CONTROLLERINFUSIONPUMP-Alaris-Medley 8015 | [6 empty] | Verified as Rental |  |  | MHHS-TMC
NO | YES |  |  |  | FFP1000 |  | CAREFUSION | 8015M |  |  | Rental | MHHS-TMC |  |  |  | FFP1000 |  | TMC |  | Rental | [7 empty] | CONTROLLERINFUSIONPUMP-Alaris-Medley 8015 |  | MEDLEY PCU W/NETWORK *MEMORIAL HERMANN* |  |  | CONTROLLERINFUSIONPUMP-Alaris-Medley 8015 | [6 empty] | Verified as Rental |  |  | MHHS-TMC
NO | YES |  |  |  | FFP1003 |  | CAREFUSION | 8015M |  |  | Rental | MHHS-TMC |  |  |  | FFP1003 |  | TMC |  | Rental | [7 empty] | CONTROLLERINFUSIONPUMP-Alaris-Medley 8015 |  | MEDLEY PCU W/NETWORK *MEMORIAL HERMANN* |  |  | CONTROLLERINFUSIONPUMP-Alaris-Medley 8015 | [6 empty] | Verified as Rental |  |  | MHHS-TMC
NO | YES |  |  |  | FFP1004 |  | CAREFUSION | 8015M |  |  | Rental | MHHS-TMC |  |  |  | FFP1004 |  | TMC |  | Rental | [7 empty] | CONTROLLERINFUSIONPUMP-Alaris-Medley 8015 |  | MEDLEY PCU W/NETWORK *MEMORIAL HERMANN* |  |  | CONTROLLERINFUSIONPUMP-Alaris-Medley 8015 | [6 empty] | Verified as Rental |  |  | MHHS-TMC
NO | YES |  |  |  | FFP1009 |  | CAREFUSION | 8015M |  |  | Rental | MHHS-TMC |  |  |  | FFP1009 |  | TMC |  | Rental | [7 empty] | CONTROLLERINFUSIONPUMP-Alaris-Medley 8015 |  | MEDLEY PCU W/NETWORK *MEMORIAL HERMANN* |  |  | CONTROLLERINFUSIONPUMP-Alaris-Medley 8015 | [6 empty] | Verified as Rental |  |  | MHHS-TMC
NO | YES |  |  |  | FFP1014 |  | CAREFUSION | 8015M |  |  | Rental | MHHS-TMC |  |  |  | FFP1014 |  | TMC |  | Rental | [7 empty] | CONTROLLERINFUSIONPUMP-Alaris-Medley 8015 |  | MEDLEY PCU W/NETWORK *MEMORIAL HERMANN* |  |  | CONTROLLERINFUSIONPUMP-Alaris-Medley 8015 | [6 empty] | Verified as Rental |  |  | MHHS-TMC
NO | YES |  |  |  | FFP1016 |  | CAREFUSION | 8015M |  |  | Rental | MHHS-TMC |  |  |  | FFP1016 |  | TMC |  | Rental | [7 empty] | CONTROLLERINFUSIONPUMP-Alaris-Medley 8015 |  | MEDLEY PCU W/NETWORK *MEMORIAL HERMANN* |  |  | CONTROLLERINFUSIONPUMP-Alaris-Medley 8015 | [6 empty] | Verified as Rental |  |  | MHHS-TMC
NO | YES |  |  |  | FFP1019 |  | CAREFUSION | 8015M |  |  | Rental | MHHS-TMC |  |  |  | FFP1019 |  | TMC |  | Rental | [7 empty] | CONTROLLERINFUSIONPUMP-Alaris-Medley 8015 |  | MEDLEY PCU W/NETWORK *MEMORIAL HERMANN* |  |  | CONTROLLERINFUSIONPUMP-Alaris-Medley 8015 | [6 empty] | Verified as Rental |  |  | MHHS-TMC
NO | YES |  |  |  | FFP1024 |  | CAREFUSION | 8015M |  |  | Rental | MHHS-TMC |  |  |  | FFP1024 |  | TMC |  | Rental | [7 empty] | CONTROLLERINFUSIONPUMP-Alaris-Medley 8015 |  | MEDLEY PCU W/NETWORK *MEMORIAL HERMANN* |  |  | CONTROLLERINFUSIONPUMP-Alaris-Medley 8015 | [6 empty] | Verified as Rental |  |  | MHHS-TMC
NO | YES |  |  |  | FFP1025 |  | CAREFUSION | 8015M |  |  | Rental | MHHS-TMC |  |  |  | FFP1025 |  | TMC |  | Rental | [7 empty] | CONTROLLERINFUSIONPUMP-Alaris-Medley 8015 |  | MEDLEY PCU W/NETWORK *MEMORIAL HERMANN* |  |  | CONTROLLERINFUSIONPUMP-Alaris-Medley 8015 | [6 empty] | Verified as Rental |  |  | MHHS-TMC
NO | YES |  |  |  | FFP1030 |  | CAREFUSION | 8015M |  |  | Rental | MHHS-TMC |  |  |  | FFP1030 |  | TMC |  | Rental | [7 empty] | CONTROLLERINFUSIONPUMP-Alaris-Medley 8015 |  | MEDLEY PCU W/NETWORK *MEMORIAL HERMANN* |  |  | CONTROLLERINFUSIONPUMP-Alaris-Medley 8015 | [6 empty] | Verified as Rental |  |  | MHHS-TMC
NO | YES |  |  |  | FFP1033 |  | CAREFUSION | 8015M |  |  | Rental | MHHS-TMC |  |  |  | FFP1033 |  | TMC |  | Rental | [7 empty] | CONTROLLERINFUSIONPUMP-Alaris-Medley 8015 |  | MEDLEY PCU W/NETWORK *MEMORIAL HERMANN* |  |  | CONTROLLERINFUSIONPUMP-Alaris-Medley 8015 | [6 empty] | Verified as Rental |  |  | MHHS-TMC
NO | YES |  |  |  | FFP1039 |  | CAREFUSION | 8015M |  |  | Rental | MHHS-TMC |  |  |  | FFP1039 |  | TMC |  | Rental | [7 empty] | CONTROLLERINFUSIONPUMP-Alaris-Medley 8015 |  | MEDLEY PCU W/NETWORK *MEMORIAL HERMANN* |  |  | CONTROLLERINFUSIONPUMP-Alaris-Medley 8015 | [6 empty] | Verified as Rental |  |  | MHHS-TMC
NO | YES |  |  |  | FFP1044 |  | CAREFUSION | 8015M |  |  | Rental | MHHS-TMC |  |  |  | FFP1044 |  | TMC |  | Rental | [7 empty] | CONTROLLERINFUSIONPUMP-Alaris-Medley 8015 |  | MEDLEY PCU W/NETWORK *MEMORIAL HERMANN* |  |  | CONTROLLERINFUSIONPUMP-Alaris-Medley 8015 | [6 empty] | Verified as Rental |  |  | MHHS-TMC
NO | YES |  |  |  | FFP1046 |  | CAREFUSION | 8015M |  |  | Rental | MHHS-TMC |  |  |  | FFP1046 |  | TMC |  | Rental | [7 empty] | CONTROLLERINFUSIONPUMP-Alaris-Medley 8015 |  | MEDLEY PCU W/NETWORK *MEMORIAL HERMANN* |  |  | CONTROLLERINFUSIONPUMP-Alaris-Medley 8015 | [6 empty] | Verified as Rental |  |  | MHHS-TMC
NO | YES |  |  |  | FFP1047 |  | CAREFUSION | 8015M |  |  | Rental | MHHS-TMC |  |  |  | FFP1047 |  | TMC |  | Rental | [7 empty] | CONTROLLERINFUSIONPUMP-Alaris-Medley 8015 |  | MEDLEY PCU W/NETWORK *MEMORIAL HERMANN* |  |  | CONTROLLERINFUSIONPUMP-Alaris-Medley 8015 | [6 empty] | Verified as Rental |  |  | MHHS-TMC
NO | YES |  |  |  | FFP1050 |  | CAREFUSION | 8015M |  |  | Rental | MHHS-TMC |  |  |  | FFP1050 |  | TMC |  | Rental | [7 empty] | CONTROLLERINFUSIONPUMP-Alaris-Medley 8015 |  | MEDLEY PCU W/NETWORK *MEMORIAL HERMANN* |  |  | CONTROLLERINFUSIONPUMP-Alaris-Medley 8015 | [6 empty] | Verified as Rental |  |  | MHHS-TMC
NO | YES |  |  |  | FFP1051 |  | CAREFUSION | 8015M |  |  | Rental | MHHS-TMC |  |  |  | FFP1051 |  | TMC |  | Rental | [7 empty] | CONTROLLERINFUSIONPUMP-Alaris-Medley 8015 |  | MEDLEY PCU W/NETWORK *MEMORIAL HERMANN* |  |  | CONTROLLERINFUSIONPUMP-Alaris-Medley 8015 | [6 empty] | Verified as Rental |  |  | MHHS-TMC
NO | YES |  |  |  | FFP1056 |  | CAREFUSION | 8015M |  |  | Rental | MHHS-TMC |  |  |  | FFP1056 |  | TMC |  | Rental | [7 empty] | CONTROLLERINFUSIONPUMP-Alaris-Medley 8015 |  | MEDLEY PCU W/NETWORK *MEMORIAL HERMANN* |  |  | CONTROLLERINFUSIONPUMP-Alaris-Medley 8015 | [6 empty] | Verified as Rental |  |  | MHHS-TMC
NO | YES |  |  |  | FFP1065 |  | CAREFUSION | 8015M |  |  | Rental | MHHS-TMC |  |  |  | FFP1065 |  | TMC |  | Rental | [7 empty] | CONTROLLERINFUSIONPUMP-Alaris-Medley 8015 |  | MEDLEY PCU W/NETWORK *MEMORIAL HERMANN* |  |  | CONTROLLERINFUSIONPUMP-Alaris-Medley 8015 | [6 empty] | Verified as Rental |  |  | MHHS-TMC
NO | YES |  |  |  | FFP1066 |  | CAREFUSION | 8015M |  |  | Rental | MHHS-TMC |  |  |  | FFP1066 |  | TMC |  | Rental | [7 empty] | CONTROLLERINFUSIONPUMP-Alaris-Medley 8015 |  | MEDLEY PCU W/NETWORK *MEMORIAL HERMANN* |  |  | CONTROLLERINFUSIONPUMP-Alaris-Medley 8015 | [6 empty] | Verified as Rental |  |  | MHHS-TMC
NO | YES |  |  |  | FFP1074 |  | CAREFUSION | 8015M |  |  | Rental | MHHS-TMC |  |  |  | FFP1074 |  | TMC |  | Rental | [7 empty] | CONTROLLERINFUSIONPUMP-Alaris-Medley 8015 |  | MEDLEY PCU W/NETWORK *MEMORIAL HERMANN* |  |  | CONTROLLERINFUSIONPUMP-Alaris-Medley 8015 | [6 empty] | Verified as Rental |  |  | MHHS-TMC
NO | YES |  |  |  | FFP1085 |  | CAREFUSION | 8015M |  |  | Rental | MHHS-TMC |  |  |  | FFP1085 |  | TMC |  | Rental | [7 empty] | CONTROLLERINFUSIONPUMP-Alaris-Medley 8015 |  | MEDLEY PCU W/NETWORK *MEMORIAL HERMANN* |  |  | CONTROLLERINFUSIONPUMP-Alaris-Medley 8015 | [6 empty] | Verified as Rental |  |  | MHHS-TMC
NO | YES |  |  |  | FFP1092 |  | CAREFUSION | 8015M |  |  | Rental | MHHS-TMC |  |  |  | FFP1092 |  | TMC |  | Rental | [7 empty] | CONTROLLERINFUSIONPUMP-Alaris-Medley 8015 |  | MEDLEY PCU W/NETWORK *MEMORIAL HERMANN* |  |  | CONTROLLERINFUSIONPUMP-Alaris-Medley 8015 | [6 empty] | Verified as Rental |  |  | MHHS-TMC
NO | YES |  |  |  | FFP1093 |  | CAREFUSION | 8015M |  |  | Rental | MHHS-TMC |  |  |  | FFP1093 |  | TMC |  | Rental | [7 empty] | CONTROLLERINFUSIONPUMP-Alaris-Medley 8015 |  | MEDLEY PCU W/NETWORK *MEMORIAL HERMANN* |  |  | CONTROLLERINFUSIONPUMP-Alaris-Medley 8015 | [6 empty] | Verified as Rental |  |  | MHHS-TMC
NO | YES |  |  |  | FFP1110 |  | CAREFUSION | 8015M |  |  | Rental | MHHS-TMC |  |  |  | FFP1110 |  | TMC |  | Rental | [7 empty] | CONTROLLERINFUSIONPUMP-Alaris-Medley 8015 |  | MEDLEY PCU W/NETWORK *MEMORIAL HERMANN* |  |  | CONTROLLERINFUSIONPUMP-Alaris-Medley 8015 | [6 empty] | Verified as Rental |  |  | MHHS-TMC
NO | YES |  |  |  | FFP1111 |  | CAREFUSION | 8015M |  |  | Rental | MHHS-TMC |  |  |  | FFP1111 |  | TMC |  | Rental | [7 empty] | CONTROLLERINFUSIONPUMP-Alaris-Medley 8015 |  | MEDLEY PCU W/NETWORK *MEMORIAL HERMANN* |  |  | CONTROLLERINFUSIONPUMP-Alaris-Medley 8015 | [6 empty] | Verified as Rental |  |  | MHHS-TMC
NO | YES |  |  |  | FFP1112 |  | CAREFUSION | 8015M |  |  | Rental | MHHS-TMC |  |  |  | FFP1112 |  | TMC |  | Rental | [7 empty] | CONTROLLERINFUSIONPUMP-Alaris-Medley 8015 |  | MEDLEY PCU W/NETWORK *MEMORIAL HERMANN* |  |  | CONTROLLERINFUSIONPUMP-Alaris-Medley 8015 | [6 empty] | Verified as Rental |  |  | MHHS-TMC
NO | YES |  |  |  | FFP1115 |  | CAREFUSION | 8015M |  |  | Rental | MHHS-TMC |  |  |  | FFP1115 |  | TMC |  | Rental | [7 empty] | CONTROLLERINFUSIONPUMP-Alaris-Medley 8015 |  | MEDLEY PCU W/NETWORK *MEMORIAL HERMANN* |  |  | CONTROLLERINFUSIONPUMP-Alaris-Medley 8015 | [6 empty] | Verified as Rental |  |  | MHHS-TMC
NO | YES |  |  |  | FFP1119 |  | CAREFUSION | 8015M |  |  | Rental | MHHS-TMC |  |  |  | FFP1119 |  | TMC |  | Rental | [7 empty] | CONTROLLERINFUSIONPUMP-Alaris-Medley 8015 |  | MEDLEY PCU W/NETWORK *MEMORIAL HERMANN* |  |  | CONTROLLERINFUSIONPUMP-Alaris-Medley 8015 | [6 empty] | Verified as Rental |  |  | MHHS-TMC
NO | YES |  |  |  | FFP1123 |  | CAREFUSION | 8015M |  |  | Rental | MHHS-TMC |  |  |  | FFP1123 |  | TMC |  | Rental | [7 empty] | CONTROLLERINFUSIONPUMP-Alaris-Medley 8015 |  | MEDLEY PCU W/NETWORK *MEMORIAL HERMANN* |  |  | CONTROLLERINFUSIONPUMP-Alaris-Medley 8015 | [6 empty] | Verified as Rental |  |  | MHHS-TMC
NO | YES |  |  |  | FFP1135 |  | CAREFUSION | 8015M |  |  | Rental | MHHS-TMC |  |  |  | FFP1135 |  | TMC |  | Rental | [7 empty] | CONTROLLERINFUSIONPUMP-Alaris-Medley 8015 |  | MEDLEY PCU W/NETWORK *MEMORIAL HERMANN* |  |  | CONTROLLERINFUSIONPUMP-Alaris-Medley 8015 | [6 empty] | Verified as Rental |  |  | MHHS-TMC
NO | YES |  |  |  | FFP1143 |  | CAREFUSION | 8015M |  |  | Rental | MHHS-TMC |  |  |  | FFP1143 |  | TMC |  | Rental | [7 empty] | CONTROLLERINFUSIONPUMP-Alaris-Medley 8015 |  | MEDLEY PCU W/NETWORK *MEMORIAL HERMANN* |  |  | CONTROLLERINFUSIONPUMP-Alaris-Medley 8015 | [6 empty] | Verified as Rental |  |  | MHHS-TMC
NO | YES |  |  |  | FFP1158 |  | CAREFUSION | 8015M |  |  | Rental | MHHS-TMC |  |  |  | FFP1158 |  | TMC |  | Rental | [7 empty] | CONTROLLERINFUSIONPUMP-Alaris-Medley 8015 |  | MEDLEY PCU W/NETWORK *MEMORIAL HERMANN* |  |  | CONTROLLERINFUSIONPUMP-Alaris-Medley 8015 | [6 empty] | Verified as Rental |  |  | MHHS-TMC
NO | YES |  |  |  | FFP1160 |  | CAREFUSION | 8015M |  |  | Rental | MHHS-TMC |  |  |  | FFP1160 |  | TMC |  | Rental | [7 empty] | CONTROLLERINFUSIONPUMP-Alaris-Medley 8015 |  | MEDLEY PCU W/NETWORK *MEMORIAL HERMANN* |  |  | CONTROLLERINFUSIONPUMP-Alaris-Medley 8015 | [6 empty] | Verified as Rental |  |  | MHHS-TMC
NO | YES |  |  |  | FFP1161 |  | CAREFUSION | 8015M |  |  | Rental | MHHS-TMC |  |  |  | FFP1161 |  | TMC |  | Rental | [7 empty] | CONTROLLERINFUSIONPUMP-Alaris-Medley 8015 |  | MEDLEY PCU W/NETWORK *MEMORIAL HERMANN* |  |  | CONTROLLERINFUSIONPUMP-Alaris-Medley 8015 | [6 empty] | Verified as Rental |  |  | MHHS-TMC
NO | YES |  |  |  | FFP1162 |  | CAREFUSION | 8015M |  |  | Rental | MHHS-TMC |  |  |  | FFP1162 |  | TMC |  | Rental | [7 empty] | CONTROLLERINFUSIONPUMP-Alaris-Medley 8015 |  | MEDLEY PCU W/NETWORK *MEMORIAL HERMANN* |  |  | CONTROLLERINFUSIONPUMP-Alaris-Medley 8015 | [6 empty] | Verified as Rental |  |  | MHHS-TMC
NO | YES |  |  |  | FFP1166 |  | CAREFUSION | 8015M |  |  | Rental | MHHS-TMC |  |  |  | FFP1166 |  | TMC |  | Rental | [7 empty] | CONTROLLERINFUSIONPUMP-Alaris-Medley 8015 |  | MEDLEY PCU W/NETWORK *MEMORIAL HERMANN* |  |  | CONTROLLERINFUSIONPUMP-Alaris-Medley 8015 | [6 empty] | Verified as Rental |  |  | MHHS-TMC
NO | YES |  |  |  | FFP1167 |  | CAREFUSION | 8015M |  |  | Rental | MHHS-TMC |  |  |  | FFP1167 |  | TMC |  | Rental | [7 empty] | CONTROLLERINFUSIONPUMP-Alaris-Medley 8015 |  | MEDLEY PCU W/NETWORK *MEMORIAL HERMANN* |  |  | CONTROLLERINFUSIONPUMP-Alaris-Medley 8015 | [6 empty] | Verified as Rental |  |  | MHHS-TMC
NO | YES |  |  |  | FFP1174 |  | CAREFUSION | 8015M |  |  | Rental | MHHS-TMC |  |  |  | FFP1174 |  | TMC |  | Rental | [7 empty] | CONTROLLERINFUSIONPUMP-Alaris-Medley 8015 |  | MEDLEY PCU W/NETWORK *MEMORIAL HERMANN* |  |  | CONTROLLERINFUSIONPUMP-Alaris-Medley 8015 | [6 empty] | Verified as Rental |  |  | MHHS-TMC
NO | YES |  |  |  | FFP1175 |  | CAREFUSION | 8015M |  |  | Rental | MHHS-TMC |  |  |  | FFP1175 |  | TMC |  | Rental | [7 empty] | CONTROLLERINFUSIONPUMP-Alaris-Medley 8015 |  | MEDLEY PCU W/NETWORK *MEMORIAL HERMANN* |  |  | CONTROLLERINFUSIONPUMP-Alaris-Medley 8015 | [6 empty] | Verified as Rental |  |  | MHHS-TMC
NO | YES |  |  |  | FFP1178 |  | CAREFUSION | 8015M |  |  | Rental | MHHS-TMC |  |  |  | FFP1178 |  | TMC |  | Rental | [7 empty] | CONTROLLERINFUSIONPUMP-Alaris-Medley 8015 |  | MEDLEY PCU W/NETWORK *MEMORIAL HERMANN* |  |  | CONTROLLERINFUSIONPUMP-Alaris-Medley 8015 | [6 empty] | Verified as Rental |  |  | MHHS-TMC
NO | YES |  |  |  | FFP1179 |  | CAREFUSION | 8015M |  |  | Rental | MHHS-TMC |  |  |  | FFP1179 |  | TMC |  | Rental | [7 empty] | CONTROLLERINFUSIONPUMP-Alaris-Medley 8015 |  | MEDLEY PCU W/NETWORK *MEMORIAL HERMANN* |  |  | CONTROLLERINFUSIONPUMP-Alaris-Medley 8015 | [6 empty] | Verified as Rental |  |  | MHHS-TMC
NO | YES |  |  |  | FFP1186 |  | CAREFUSION | 8015M |  |  | Rental | MHHS-TMC |  |  |  | FFP1186 |  | TMC |  | Rental | [7 empty] | CONTROLLERINFUSIONPUMP-Alaris-Medley 8015 |  | MEDLEY PCU W/NETWORK *MEMORIAL HERMANN* |  |  | CONTROLLERINFUSIONPUMP-Alaris-Medley 8015 | [6 empty] | Verified as Rental |  |  | MHHS-TMC
NO | YES |  |  |  | FFP1199 |  | CAREFUSION | 8015M |  |  | Rental | MHHS-TMC |  |  |  | FFP1199 |  | TMC |  | Rental | [7 empty] | CONTROLLERINFUSIONPUMP-Alaris-Medley 8015 |  | MEDLEY PCU W/NETWORK *MEMORIAL HERMANN* |  |  | CONTROLLERINFUSIONPUMP-Alaris-Medley 8015 | [6 empty] | Verified as Rental |  |  | MHHS-TMC
NO | YES |  |  |  | FFP1200 |  | CAREFUSION | 8015M |  |  | Rental | MHHS-TMC |  |  |  | FFP1200 |  | TMC |  | Rental | [7 empty] | CONTROLLERINFUSIONPUMP-Alaris-Medley 8015 |  | MEDLEY PCU W/NETWORK *MEMORIAL HERMANN* |  |  | CONTROLLERINFUSIONPUMP-Alaris-Medley 8015 | [6 empty] | Verified as Rental |  |  | MHHS-TMC
NO | YES |  |  |  | FFP1206 |  | CAREFUSION | 8015M |  |  | Rental | MHHS-TMC |  |  |  | FFP1206 |  | TMC |  | Rental | [7 empty] | CONTROLLERINFUSIONPUMP-Alaris-Medley 8015 |  | MEDLEY PCU W/NETWORK *MEMORIAL HERMANN* |  |  | CONTROLLERINFUSIONPUMP-Alaris-Medley 8015 | [6 empty] | Verified as Rental |  |  | MHHS-TMC
NO | YES |  |  |  | FFP1209 |  | CAREFUSION | 8015M |  |  | Rental | MHHS-TMC |  |  |  | FFP1209 |  | TMC |  | Rental | [7 empty] | CONTROLLERINFUSIONPUMP-Alaris-Medley 8015 |  | MEDLEY PCU W/NETWORK *MEMORIAL HERMANN* |  |  | CONTROLLERINFUSIONPUMP-Alaris-Medley 8015 | [6 empty] | Verified as Rental |  |  | MHHS-TMC
NO | YES |  |  |  | FFP1215 |  | CAREFUSION | 8015M |  |  | Rental | MHHS-TMC |  |  |  | FFP1215 |  | TMC |  | Rental | [7 empty] | CONTROLLERINFUSIONPUMP-Alaris-Medley 8015 |  | MEDLEY PCU W/NETWORK *MEMORIAL HERMANN* |  |  | CONTROLLERINFUSIONPUMP-Alaris-Medley 8015 | [6 empty] | Verified as Rental |  |  | MHHS-TMC
NO | YES |  |  |  | FFP1216 |  | CAREFUSION | 8015M |  |  | Rental | MHHS-TMC |  |  |  | FFP1216 |  | TMC |  | Rental | [7 empty] | CONTROLLERINFUSIONPUMP-Alaris-Medley 8015 |  | MEDLEY PCU W/NETWORK *MEMORIAL HERMANN* |  |  | CONTROLLERINFUSIONPUMP-Alaris-Medley 8015 | [6 empty] | Verified as Rental |  |  | MHHS-TMC
NO | YES |  |  |  | FFP1218 |  | CAREFUSION | 8015M |  |  | Rental | MHHS-TMC |  |  |  | FFP1218 |  | TMC |  | Rental | [7 empty] | CONTROLLERINFUSIONPUMP-Alaris-Medley 8015 |  | MEDLEY PCU W/NETWORK *MEMORIAL HERMANN* |  |  | CONTROLLERINFUSIONPUMP-Alaris-Medley 8015 | [6 empty] | Verified as Rental |  |  | MHHS-TMC
NO | YES |  |  |  | FFP1222 |  | CAREFUSION | 8015M |  |  | Rental | MHHS-TMC |  |  |  | FFP1222 |  | TMC |  | Rental | [7 empty] | CONTROLLERINFUSIONPUMP-Alaris-Medley 8015 |  | MEDLEY PCU W/NETWORK *MEMORIAL HERMANN* |  |  | CONTROLLERINFUSIONPUMP-Alaris-Medley 8015 | [6 empty] | Verified as Rental |  |  | MHHS-TMC
NO | YES |  |  |  | FFP1224 |  | CAREFUSION | 8015M |  |  | Rental | MHHS-TMC |  |  |  | FFP1224 |  | TMC |  | Rental | [7 empty] | CONTROLLERINFUSIONPUMP-Alaris-Medley 8015 |  | MEDLEY PCU W/NETWORK *MEMORIAL HERMANN* |  |  | CONTROLLERINFUSIONPUMP-Alaris-Medley 8015 | [6 empty] | Verified as Rental |  |  | MHHS-TMC
NO | YES |  |  |  | FFP1225 |  | CAREFUSION | 8015M |  |  | Rental | MHHS-TMC |  |  |  | FFP1225 |  | TMC |  | Rental | [7 empty] | CONTROLLERINFUSIONPUMP-Alaris-Medley 8015 |  | MEDLEY PCU W/NETWORK *MEMORIAL HERMANN* |  |  | CONTROLLERINFUSIONPUMP-Alaris-Medley 8015 | [6 empty] | Verified as Rental |  |  | MHHS-TMC
NO | YES |  |  |  | FFP1230 |  | CAREFUSION | 8015M |  |  | Rental | MHHS-TMC |  |  |  | FFP1230 |  | TMC |  | Rental | [7 empty] | CONTROLLERINFUSIONPUMP-Alaris-Medley 8015 |  | MEDLEY PCU W/NETWORK *MEMORIAL HERMANN* |  |  | CONTROLLERINFUSIONPUMP-Alaris-Medley 8015 | [6 empty] | Verified as Rental |  |  | MHHS-TMC
NO | YES |  |  |  | FFP1235 |  | CAREFUSION | 8015M |  |  | Rental | MHHS-TMC |  |  |  | FFP1235 |  | TMC |  | Rental | [7 empty] | CONTROLLERINFUSIONPUMP-Alaris-Medley 8015 |  | MEDLEY PCU W/NETWORK *MEMORIAL HERMANN* |  |  | CONTROLLERINFUSIONPUMP-Alaris-Medley 8015 | [6 empty] | Verified as Rental |  |  | MHHS-TMC
NO | YES |  |  |  | FFP1243 |  | CAREFUSION | 8015M |  |  | Rental | MHHS-TMC |  |  |  | FFP1243 |  | TMC |  | Rental | [7 empty] | CONTROLLERINFUSIONPUMP-Alaris-Medley 8015 |  | MEDLEY PCU W/NETWORK *MEMORIAL HERMANN* |  |  | CONTROLLERINFUSIONPUMP-Alaris-Medley 8015 | [6 empty] | Verified as Rental |  |  | MHHS-TMC
NO | YES |  |  |  | FFP1247 |  | CAREFUSION | 8015M |  |  | Rental | MHHS-TMC |  |  |  | FFP1247 |  | TMC |  | Rental | [7 empty] | CONTROLLERINFUSIONPUMP-Alaris-Medley 8015 |  | MEDLEY PCU W/NETWORK *MEMORIAL HERMANN* |  |  | CONTROLLERINFUSIONPUMP-Alaris-Medley 8015 | [6 empty] | Verified as Rental |  |  | MHHS-TMC
NO | YES |  |  |  | FFP1249 |  | CAREFUSION | 8015M |  |  | Rental | MHHS-TMC |  |  |  | FFP1249 |  | TMC |  | Rental | [7 empty] | CONTROLLERINFUSIONPUMP-Alaris-Medley 8015 |  | MEDLEY PCU W/NETWORK *MEMORIAL HERMANN* |  |  | CONTROLLERINFUSIONPUMP-Alaris-Medley 8015 | [6 empty] | Verified as Rental |  |  | MHHS-TMC
NO | YES |  |  |  | FFP1254 |  | CAREFUSION | 8015M |  |  | Rental | MHHS-TMC |  |  |  | FFP1254 |  | TMC |  | Rental | [7 empty] | CONTROLLERINFUSIONPUMP-Alaris-Medley 8015 |  | MEDLEY PCU W/NETWORK *MEMORIAL HERMANN* |  |  | CONTROLLERINFUSIONPUMP-Alaris-Medley 8015 | [6 empty] | Verified as Rental |  |  | MHHS-TMC
NO | YES |  |  |  | FFP1255 |  | CAREFUSION | 8015M |  |  | Rental | MHHS-TMC |  |  |  | FFP1255 |  | TMC |  | Rental | [7 empty] | CONTROLLERINFUSIONPUMP-Alaris-Medley 8015 |  | MEDLEY PCU W/NETWORK *MEMORIAL HERMANN* |  |  | CONTROLLERINFUSIONPUMP-Alaris-Medley 8015 | [6 empty] | Verified as Rental |  |  | MHHS-TMC
NO | YES |  |  |  | FFP1256 |  | CAREFUSION | 8015M |  |  | Rental | MHHS-TMC |  |  |  | FFP1256 |  | TMC |  | Rental | [7 empty] | CONTROLLERINFUSIONPUMP-Alaris-Medley 8015 |  | MEDLEY PCU W/NETWORK *MEMORIAL HERMANN* |  |  | CONTROLLERINFUSIONPUMP-Alaris-Medley 8015 | [6 empty] | Verified as Rental |  |  | MHHS-TMC
NO | YES |  |  |  | FFP1260 |  | CAREFUSION | 8015M |  |  | Rental | MHHS-TMC |  |  |  | FFP1260 |  | TMC |  | Rental | [7 empty] | CONTROLLERINFUSIONPUMP-Alaris-Medley 8015 |  | MEDLEY PCU W/NETWORK *MEMORIAL HERMANN* |  |  | CONTROLLERINFUSIONPUMP-Alaris-Medley 8015 | [6 empty] | Verified as Rental |  |  | MHHS-TMC
NO | YES |  |  |  | FFP1261 |  | CAREFUSION | 8015M |  |  | Rental | MHHS-TMC |  |  |  | FFP1261 |  | TMC |  | Rental | [7 empty] | CONTROLLERINFUSIONPUMP-Alaris-Medley 8015 |  | MEDLEY PCU W/NETWORK *MEMORIAL HERMANN* |  |  | CONTROLLERINFUSIONPUMP-Alaris-Medley 8015 | [6 empty] | Verified as Rental |  |  | MHHS-TMC
NO | YES |  |  |  | FFP1263 |  | CAREFUSION | 8015M |  |  | Rental | MHHS-TMC |  |  |  | FFP1263 |  | TMC |  | Rental | [7 empty] | CONTROLLERINFUSIONPUMP-Alaris-Medley 8015 |  | MEDLEY PCU W/NETWORK *MEMORIAL HERMANN* |  |  | CONTROLLERINFUSIONPUMP-Alaris-Medley 8015 | [6 empty] | Verified as Rental |  |  | MHHS-TMC
NO | YES |  |  |  | FFP1267 |  | CAREFUSION | 8015M |  |  | Rental | MHHS-TMC |  |  |  | FFP1267 |  | TMC |  | Rental | [7 empty] | CONTROLLERINFUSIONPUMP-Alaris-Medley 8015 |  | MEDLEY PCU W/NETWORK *MEMORIAL HERMANN* |  |  | CONTROLLERINFUSIONPUMP-Alaris-Medley 8015 | [6 empty] | Verified as Rental |  |  | MHHS-TMC
NO | YES |  |  |  | FFP1271 |  | CAREFUSION | 8015M |  |  | Rental | MHHS-TMC |  |  |  | FFP1271 |  | TMC |  | Rental | [7 empty] | CONTROLLERINFUSIONPUMP-Alaris-Medley 8015 |  | MEDLEY PCU W/NETWORK *MEMORIAL HERMANN* |  |  | CONTROLLERINFUSIONPUMP-Alaris-Medley 8015 | [6 empty] | Verified as Rental |  |  | MHHS-TMC
NO | YES |  |  |  | FFP1272 |  | CAREFUSION | 8015M |  |  | Rental | MHHS-TMC |  |  |  | FFP1272 |  | TMC |  | Rental | [7 empty] | CONTROLLERINFUSIONPUMP-Alaris-Medley 8015 |  | MEDLEY PCU W/NETWORK *MEMORIAL HERMANN* |  |  | CONTROLLERINFUSIONPUMP-Alaris-Medley 8015 | [6 empty] | Verified as Rental |  |  | MHHS-TMC
NO | YES |  |  |  | FFP1275 |  | CAREFUSION | 8015M |  |  | Rental | MHHS-TMC |  |  |  | FFP1275 |  | TMC |  | Rental | [7 empty] | CONTROLLERINFUSIONPUMP-Alaris-Medley 8015 |  | MEDLEY PCU W/NETWORK *MEMORIAL HERMANN* |  |  | CONTROLLERINFUSIONPUMP-Alaris-Medley 8015 | [6 empty] | Verified as Rental |  |  | MHHS-TMC
NO | YES |  |  |  | FFP1280 |  | CAREFUSION | 8015M |  |  | Rental | MHHS-TMC |  |  |  | FFP1280 |  | TMC |  | Rental | [7 empty] | CONTROLLERINFUSIONPUMP-Alaris-Medley 8015 |  | MEDLEY PCU W/NETWORK *MEMORIAL HERMANN* |  |  | CONTROLLERINFUSIONPUMP-Alaris-Medley 8015 | [6 empty] | Verified as Rental |  |  | MHHS-TMC
NO | YES |  |  |  | FFP1283 |  | CAREFUSION | 8015M |  |  | Rental | MHHS-TMC |  |  |  | FFP1283 |  | TMC |  | Rental | [7 empty] | CONTROLLERINFUSIONPUMP-Alaris-Medley 8015 |  | MEDLEY PCU W/NETWORK *MEMORIAL HERMANN* |  |  | CONTROLLERINFUSIONPUMP-Alaris-Medley 8015 | [6 empty] | Verified as Rental |  |  | MHHS-TMC
NO | YES |  |  |  | FFP1292 |  | CAREFUSION | 8015M |  |  | Rental | MHHS-TMC |  |  |  | FFP1292 |  | TMC |  | Rental | [7 empty] | CONTROLLERINFUSIONPUMP-Alaris-Medley 8015 |  | MEDLEY PCU W/NETWORK *MEMORIAL HERMANN* |  |  | CONTROLLERINFUSIONPUMP-Alaris-Medley 8015 | [6 empty] | Verified as Rental |  |  | MHHS-TMC
NO | YES |  |  |  | FFP1296 |  | CAREFUSION | 8015M |  |  | Rental | MHHS-TMC |  |  |  | FFP1296 |  | TMC |  | Rental | [7 empty] | CONTROLLERINFUSIONPUMP-Alaris-Medley 8015 |  | MEDLEY PCU W/NETWORK *MEMORIAL HERMANN* |  |  | CONTROLLERINFUSIONPUMP-Alaris-Medley 8015 | [6 empty] | Verified as Rental |  |  | MHHS-TMC
NO | YES |  |  |  | FFP1303 |  | CAREFUSION | 8015M |  |  | Rental | MHHS-TMC |  |  |  | FFP1303 |  | TMC |  | Rental | [7 empty] | CONTROLLERINFUSIONPUMP-Alaris-Medley 8015 |  | MEDLEY PCU W/NETWORK *MEMORIAL HERMANN* |  |  | CONTROLLERINFUSIONPUMP-Alaris-Medley 8015 | [6 empty] | Verified as Rental |  |  | MHHS-TMC
NO | YES |  |  |  | FFP1304 |  | CAREFUSION | 8015M |  |  | Rental | MHHS-TMC |  |  |  | FFP1304 |  | TMC |  | Rental | [7 empty] | CONTROLLERINFUSIONPUMP-Alaris-Medley 8015 |  | MEDLEY PCU W/NETWORK *MEMORIAL HERMANN* |  |  | CONTROLLERINFUSIONPUMP-Alaris-Medley 8015 | [6 empty] | Verified as Rental |  |  | MHHS-TMC
NO | YES |  |  |  | FFP1310 |  | CAREFUSION | 8015M |  |  | Rental | MHHS-TMC |  |  |  | FFP1310 |  | TMC |  | Rental | [7 empty] | CONTROLLERINFUSIONPUMP-Alaris-Medley 8015 |  | MEDLEY PCU W/NETWORK *MEMORIAL HERMANN* |  |  | CONTROLLERINFUSIONPUMP-Alaris-Medley 8015 | [6 empty] | Verified as Rental |  |  | MHHS-TMC
NO | YES |  |  |  | FFP1314 |  | CAREFUSION | 8015M |  |  | Rental | MHHS-TMC |  |  |  | FFP1314 |  | TMC |  | Rental | [7 empty] | CONTROLLERINFUSIONPUMP-Alaris-Medley 8015 |  | MEDLEY PCU W/NETWORK *MEMORIAL HERMANN* |  |  | CONTROLLERINFUSIONPUMP-Alaris-Medley 8015 | [6 empty] | Verified as Rental |  |  | MHHS-TMC
NO | YES |  |  |  | FFP1316 |  | CAREFUSION | 8015M |  |  | Rental | MHHS-TMC |  |  |  | FFP1316 |  | TMC |  | Rental | [7 empty] | CONTROLLERINFUSIONPUMP-Alaris-Medley 8015 |  | MEDLEY PCU W/NETWORK *MEMORIAL HERMANN* |  |  | CONTROLLERINFUSIONPUMP-Alaris-Medley 8015 | [6 empty] | Verified as Rental |  |  | MHHS-TMC
NO | YES |  |  |  | FFP1317 |  | CAREFUSION | 8015M |  |  | Rental | MHHS-TMC |  |  |  | FFP1317 |  | TMC |  | Rental | [7 empty] | CONTROLLERINFUSIONPUMP-Alaris-Medley 8015 |  | MEDLEY PCU W/NETWORK *MEMORIAL HERMANN* |  |  | CONTROLLERINFUSIONPUMP-Alaris-Medley 8015 | [6 empty] | Verified as Rental |  |  | MHHS-TMC
NO | YES |  |  |  | FFP1319 |  | CAREFUSION | 8015M |  |  | Rental | MHHS-TMC |  |  |  | FFP1319 |  | TMC |  | Rental | [7 empty] | CONTROLLERINFUSIONPUMP-Alaris-Medley 8015 |  | MEDLEY PCU W/NETWORK *MEMORIAL HERMANN* |  |  | CONTROLLERINFUSIONPUMP-Alaris-Medley 8015 | [6 empty] | Verified as Rental |  |  | MHHS-TMC
NO | YES |  |  |  | FFP1320 |  | CAREFUSION | 8015M |  |  | Rental | MHHS-TMC |  |  |  | FFP1320 |  | TMC |  | Rental | [7 empty] | CONTROLLERINFUSIONPUMP-Alaris-Medley 8015 |  | MEDLEY PCU W/NETWORK *MEMORIAL HERMANN* |  |  | CONTROLLERINFUSIONPUMP-Alaris-Medley 8015 | [6 empty] | Verified as Rental |  |  | MHHS-TMC
NO | YES |  |  |  | FFP1324 |  | CAREFUSION | 8015M |  |  | Rental | MHHS-TMC |  |  |  | FFP1324 |  | TMC |  | Rental | [7 empty] | CONTROLLERINFUSIONPUMP-Alaris-Medley 8015 |  | MEDLEY PCU W/NETWORK *MEMORIAL HERMANN* |  |  | CONTROLLERINFUSIONPUMP-Alaris-Medley 8015 | [6 empty] | Verified as Rental |  |  | MHHS-TMC
NO | YES |  |  |  | FFP1327 |  | CAREFUSION | 8015M |  |  | Rental | MHHS-TMC |  |  |  | FFP1327 |  | TMC |  | Rental | [7 empty] | CONTROLLERINFUSIONPUMP-Alaris-Medley 8015 |  | MEDLEY PCU W/NETWORK *MEMORIAL HERMANN* |  |  | CONTROLLERINFUSIONPUMP-Alaris-Medley 8015 | [6 empty] | Verified as Rental |  |  | MHHS-TMC
NO | YES |  |  |  | FFP1328 |  | CAREFUSION | 8015M |  |  | Rental | MHHS-TMC |  |  |  | FFP1328 |  | TMC |  | Rental | [7 empty] | CONTROLLERINFUSIONPUMP-Alaris-Medley 8015 |  | MEDLEY PCU W/NETWORK *MEMORIAL HERMANN* |  |  | CONTROLLERINFUSIONPUMP-Alaris-Medley 8015 | [6 empty] | Verified as Rental |  |  | MHHS-TMC
NO | YES |  |  |  | FFP1329 |  | CAREFUSION | 8015M |  |  | Rental | MHHS-TMC |  |  |  | FFP1329 |  | TMC |  | Rental | [7 empty] | CONTROLLERINFUSIONPUMP-Alaris-Medley 8015 |  | MEDLEY PCU W/NETWORK *MEMORIAL HERMANN* |  |  | CONTROLLERINFUSIONPUMP-Alaris-Medley 8015 | [6 empty] | Verified as Rental |  |  | MHHS-TMC
NO | YES |  |  |  | FFP1330 |  | CAREFUSION | 8015M |  |  | Rental | MHHS-TMC |  |  |  | FFP1330 |  | TMC |  | Rental | [7 empty] | CONTROLLERINFUSIONPUMP-Alaris-Medley 8015 |  | MEDLEY PCU W/NETWORK *MEMORIAL HERMANN* |  |  | CONTROLLERINFUSIONPUMP-Alaris-Medley 8015 | [6 empty] | Verified as Rental |  |  | MHHS-TMC
NO | YES |  |  |  | FFP1342 |  | CAREFUSION | 8015M |  |  | Rental | MHHS-TMC |  |  |  | FFP1342 |  | TMC |  | Rental | [7 empty] | CONTROLLERINFUSIONPUMP-Alaris-Medley 8015 |  | MEDLEY PCU W/NETWORK *MEMORIAL HERMANN* |  |  | CONTROLLERINFUSIONPUMP-Alaris-Medley 8015 | [6 empty] | Verified as Rental |  |  | MHHS-TMC
NO | YES |  |  |  | FFP1343 |  | CAREFUSION | 8015M |  |  | Rental | MHHS-TMC |  |  |  | FFP1343 |  | TMC |  | Rental | [7 empty] | CONTROLLERINFUSIONPUMP-Alaris-Medley 8015 |  | MEDLEY PCU W/NETWORK *MEMORIAL HERMANN* |  |  | CONTROLLERINFUSIONPUMP-Alaris-Medley 8015 | [6 empty] | Verified as Rental |  |  | MHHS-TMC
NO | YES |  |  |  | FFP1346 |  | CAREFUSION | 8015M |  |  | Rental | MHHS-TMC |  |  |  | FFP1346 |  | TMC |  | Rental | [7 empty] | CONTROLLERINFUSIONPUMP-Alaris-Medley 8015 |  | MEDLEY PCU W/NETWORK *MEMORIAL HERMANN* |  |  | CONTROLLERINFUSIONPUMP-Alaris-Medley 8015 | [6 empty] | Verified as Rental |  |  | MHHS-TMC
NO | YES |  |  |  | FFP1350 |  | CAREFUSION | 8015M |  |  | Rental | MHHS-TMC |  |  |  | FFP1350 |  | TMC |  | Rental | [7 empty] | CONTROLLERINFUSIONPUMP-Alaris-Medley 8015 |  | MEDLEY PCU W/NETWORK *MEMORIAL HERMANN* |  |  | CONTROLLERINFUSIONPUMP-Alaris-Medley 8015 | [6 empty] | Verified as Rental |  |  | MHHS-TMC
NO | YES |  |  |  | FFP1353 |  | CAREFUSION | 8015M |  |  | Rental | MHHS-TMC |  |  |  | FFP1353 |  | TMC |  | Rental | [7 empty] | CONTROLLERINFUSIONPUMP-Alaris-Medley 8015 |  | MEDLEY PCU W/NETWORK *MEMORIAL HERMANN* |  |  | CONTROLLERINFUSIONPUMP-Alaris-Medley 8015 | [6 empty] | Verified as Rental |  |  | MHHS-TMC
NO | YES |  |  |  | FFP1358 |  | CAREFUSION | 8015M |  |  | Rental | MHHS-TMC |  |  |  | FFP1358 |  | TMC |  | Rental | [7 empty] | CONTROLLERINFUSIONPUMP-Alaris-Medley 8015 |  | MEDLEY PCU W/NETWORK *MEMORIAL HERMANN* |  |  | CONTROLLERINFUSIONPUMP-Alaris-Medley 8015 | [6 empty] | Verified as Rental |  |  | MHHS-TMC
NO | YES |  |  |  | FFP1359 |  | CAREFUSION | 8015M |  |  | Rental | MHHS-TMC |  |  |  | FFP1359 |  | TMC |  | Rental | [7 empty] | CONTROLLERINFUSIONPUMP-Alaris-Medley 8015 |  | MEDLEY PCU W/NETWORK *MEMORIAL HERMANN* |  |  | CONTROLLERINFUSIONPUMP-Alaris-Medley 8015 | [6 empty] | Verified as Rental |  |  | MHHS-TMC
NO | YES |  |  |  | FFP1372 |  | CAREFUSION | 8015M |  |  | Rental | MHHS-TMC |  |  |  | FFP1372 |  | TMC |  | Rental | [7 empty] | CONTROLLERINFUSIONPUMP-Alaris-Medley 8015 |  | MEDLEY PCU W/NETWORK *MEMORIAL HERMANN* |  |  | CONTROLLERINFUSIONPUMP-Alaris-Medley 8015 | [6 empty] | Verified as Rental |  |  | MHHS-TMC
NO | YES |  |  |  | FFP1375 |  | CAREFUSION | 8015M |  |  | Rental | MHHS-TMC |  |  |  | FFP1375 |  | TMC |  | Rental | [7 empty] | CONTROLLERINFUSIONPUMP-Alaris-Medley 8015 |  | MEDLEY PCU W/NETWORK *MEMORIAL HERMANN* |  |  | CONTROLLERINFUSIONPUMP-Alaris-Medley 8015 | [6 empty] | Verified as Rental |  |  | MHHS-TMC
NO | YES |  |  |  | FFP1390 |  | CAREFUSION | 8015M |  |  | Rental | MHHS-TMC |  |  |  | FFP1390 |  | TMC |  | Rental | [7 empty] | CONTROLLERINFUSIONPUMP-Alaris-Medley 8015 |  | MEDLEY PCU W/NETWORK *MEMORIAL HERMANN* |  |  | CONTROLLERINFUSIONPUMP-Alaris-Medley 8015 | [6 empty] | Verified as Rental |  |  | MHHS-TMC
NO | YES |  |  |  | FFP1399 |  | CAREFUSION | 8015M |  |  | Rental | MHHS-TMC |  |  |  | FFP1399 |  | TMC |  | Rental | [7 empty] | CONTROLLERINFUSIONPUMP-Alaris-Medley 8015 |  | MEDLEY PCU W/NETWORK *MEMORIAL HERMANN* |  |  | CONTROLLERINFUSIONPUMP-Alaris-Medley 8015 | [6 empty] | Verified as Rental |  |  | MHHS-TMC
NO | YES |  |  |  | FFP1401 |  | CAREFUSION | 8015M |  |  | Rental | MHHS-TMC |  |  |  | FFP1401 |  | TMC |  | Rental | [7 empty] | CONTROLLERINFUSIONPUMP-Alaris-Medley 8015 |  | MEDLEY PCU W/NETWORK *MEMORIAL HERMANN* |  |  | CONTROLLERINFUSIONPUMP-Alaris-Medley 8015 | [6 empty] | Verified as Rental |  |  | MHHS-TMC
NO | YES |  |  |  | FFP1402 |  | CAREFUSION | 8015M |  |  | Rental | MHHS-TMC |  |  |  | FFP1402 |  | TMC |  | Rental | [7 empty] | CONTROLLERINFUSIONPUMP-Alaris-Medley 8015 |  | MEDLEY PCU W/NETWORK *MEMORIAL HERMANN* |  |  | CONTROLLERINFUSIONPUMP-Alaris-Medley 8015 | [6 empty] | Verified as Rental |  |  | MHHS-TMC
NO | YES |  |  |  | FFP1403 |  | CAREFUSION | 8015M |  |  | Rental | MHHS-TMC |  |  |  | FFP1403 |  | TMC |  | Rental | [7 empty] | CONTROLLERINFUSIONPUMP-Alaris-Medley 8015 |  | MEDLEY PCU W/NETWORK *MEMORIAL HERMANN* |  |  | CONTROLLERINFUSIONPUMP-Alaris-Medley 8015 | [6 empty] | Verified as Rental |  |  | MHHS-TMC
NO | YES |  |  |  | FFP1404 |  | CAREFUSION | 8015M |  |  | Rental | MHHS-TMC |  |  |  | FFP1404 |  | TMC |  | Rental | [7 empty] | CONTROLLERINFUSIONPUMP-Alaris-Medley 8015 |  | MEDLEY PCU W/NETWORK *MEMORIAL HERMANN* |  |  | CONTROLLERINFUSIONPUMP-Alaris-Medley 8015 | [6 empty] | Verified as Rental |  |  | MHHS-TMC
NO | YES |  |  |  | FFP1410 |  | CAREFUSION | 8015M |  |  | Rental | MHHS-TMC |  |  |  | FFP1410 |  | TMC |  | Rental | [7 empty] | CONTROLLERINFUSIONPUMP-Alaris-Medley 8015 |  | MEDLEY PCU W/NETWORK *MEMORIAL HERMANN* |  |  | CONTROLLERINFUSIONPUMP-Alaris-Medley 8015 | [6 empty] | Verified as Rental |  |  | MHHS-TMC
NO | YES |  |  |  | FFP1420 |  | CAREFUSION | 8015M |  |  | Rental | MHHS-TMC |  |  |  | FFP1420 |  | TMC |  | Rental | [7 empty] | CONTROLLERINFUSIONPUMP-Alaris-Medley 8015 |  | MEDLEY PCU W/NETWORK *MEMORIAL HERMANN* |  |  | CONTROLLERINFUSIONPUMP-Alaris-Medley 8015 | [6 empty] | Verified as Rental |  |  | MHHS-TMC
NO | YES |  |  |  | FFP1422 |  | CAREFUSION | 8015M |  |  | Rental | MHHS-TMC |  |  |  | FFP1422 |  | TMC |  | Rental | [7 empty] | CONTROLLERINFUSIONPUMP-Alaris-Medley 8015 |  | MEDLEY PCU W/NETWORK *MEMORIAL HERMANN* |  |  | CONTROLLERINFUSIONPUMP-Alaris-Medley 8015 | [6 empty] | Verified as Rental |  |  | MHHS-TMC
NO | YES |  |  |  | FFP1425 |  | CAREFUSION | 8015M |  |  | Rental | MHHS-TMC |  |  |  | FFP1425 |  | TMC |  | Rental | [7 empty] | CONTROLLERINFUSIONPUMP-Alaris-Medley 8015 |  | MEDLEY PCU W/NETWORK *MEMORIAL HERMANN* |  |  | CONTROLLERINFUSIONPUMP-Alaris-Medley 8015 | [6 empty] | Verified as Rental |  |  | MHHS-TMC
NO | YES |  |  |  | FFP1433 |  | CAREFUSION | 8015M |  |  | Rental | MHHS-TMC |  |  |  | FFP1433 |  | TMC |  | Rental | [7 empty] | CONTROLLERINFUSIONPUMP-Alaris-Medley 8015 |  | MEDLEY PCU W/NETWORK *MEMORIAL HERMANN* |  |  | CONTROLLERINFUSIONPUMP-Alaris-Medley 8015 | [6 empty] | Verified as Rental |  |  | MHHS-TMC
NO | YES |  |  |  | FFP1450 |  | CAREFUSION | 8015M |  |  | Rental | MHHS-TMC |  |  |  | FFP1450 |  | TMC |  | Rental | [7 empty] | CONTROLLERINFUSIONPUMP-Alaris-Medley 8015 |  | MEDLEY PCU W/NETWORK *MEMORIAL HERMANN* |  |  | CONTROLLERINFUSIONPUMP-Alaris-Medley 8015 | [6 empty] | Verified as Rental |  |  | MHHS-TMC
NO | YES |  |  |  | FFP1455 |  | CAREFUSION | 8015M |  |  | Rental | MHHS-TMC |  |  |  | FFP1455 |  | TMC |  | Rental | [7 empty] | CONTROLLERINFUSIONPUMP-Alaris-Medley 8015 |  | MEDLEY PCU W/NETWORK *MEMORIAL HERMANN* |  |  | CONTROLLERINFUSIONPUMP-Alaris-Medley 8015 | [6 empty] | Verified as Rental |  |  | MHHS-TMC
NO | YES |  |  |  | FFP1464 |  | CAREFUSION | 8015M |  |  | Rental | MHHS-TMC |  |  |  | FFP1464 |  | TMC |  | Rental | [7 empty] | CONTROLLERINFUSIONPUMP-Alaris-Medley 8015 |  | MEDLEY PCU W/NETWORK *MEMORIAL HERMANN* |  |  | CONTROLLERINFUSIONPUMP-Alaris-Medley 8015 | [6 empty] | Verified as Rental |  |  | MHHS-TMC
NO | YES |  |  |  | FFP1468 |  | CAREFUSION | 8015M |  |  | Rental | MHHS-TMC |  |  |  | FFP1468 |  | TMC |  | Rental | [7 empty] | CONTROLLERINFUSIONPUMP-Alaris-Medley 8015 |  | MEDLEY PCU W/NETWORK *MEMORIAL HERMANN* |  |  | CONTROLLERINFUSIONPUMP-Alaris-Medley 8015 | [6 empty] | Verified as Rental |  |  | MHHS-TMC
NO | YES |  |  |  | FFP1470 |  | CAREFUSION | 8015M |  |  | Rental | MHHS-TMC |  |  |  | FFP1470 |  | TMC |  | Rental | [7 empty] | CONTROLLERINFUSIONPUMP-Alaris-Medley 8015 |  | MEDLEY PCU W/NETWORK *MEMORIAL HERMANN* |  |  | CONTROLLERINFUSIONPUMP-Alaris-Medley 8015 | [6 empty] | Verified as Rental |  |  | MHHS-TMC
NO | YES |  |  |  | FFP1473 |  | CAREFUSION | 8015M |  |  | Rental | MHHS-TMC |  |  |  | FFP1473 |  | TMC |  | Rental | [7 empty] | CONTROLLERINFUSIONPUMP-Alaris-Medley 8015 |  | MEDLEY PCU W/NETWORK *MEMORIAL HERMANN* |  |  | CONTROLLERINFUSIONPUMP-Alaris-Medley 8015 | [6 empty] | Verified as Rental |  |  | MHHS-TMC
NO | YES |  |  |  | FFP1477 |  | CAREFUSION | 8015M |  |  | Rental | MHHS-TMC |  |  |  | FFP1477 |  | TMC |  | Rental | [7 empty] | CONTROLLERINFUSIONPUMP-Alaris-Medley 8015 |  | MEDLEY PCU W/NETWORK *MEMORIAL HERMANN* |  |  | CONTROLLERINFUSIONPUMP-Alaris-Medley 8015 | [6 empty] | Verified as Rental |  |  | MHHS-TMC
NO | YES |  |  |  | FFP1491 |  | CAREFUSION | 8015M |  |  | Rental | MHHS-TMC |  |  |  | FFP1491 |  | TMC |  | Rental | [7 empty] | CONTROLLERINFUSIONPUMP-Alaris-Medley 8015 |  | MEDLEY PCU W/NETWORK *MEMORIAL HERMANN* |  |  | CONTROLLERINFUSIONPUMP-Alaris-Medley 8015 | [6 empty] | Verified as Rental |  |  | MHHS-TMC
NO | YES |  |  |  | FFP1495 |  | CAREFUSION | 8015M |  |  | Rental | MHHS-TMC |  |  |  | FFP1495 |  | TMC |  | Rental | [7 empty] | CONTROLLERINFUSIONPUMP-Alaris-Medley 8015 |  | MEDLEY PCU W/NETWORK *MEMORIAL HERMANN* |  |  | CONTROLLERINFUSIONPUMP-Alaris-Medley 8015 | [6 empty] | Verified as Rental |  |  | MHHS-TMC
NO | YES |  |  |  | FFP1501 |  | CAREFUSION | 8015M |  |  | Rental | MHHS-TMC |  |  |  | FFP1501 |  | TMC |  | Rental | [7 empty] | CONTROLLERINFUSIONPUMP-Alaris-Medley 8015 |  | MEDLEY PCU W/NETWORK *MEMORIAL HERMANN* |  |  | CONTROLLERINFUSIONPUMP-Alaris-Medley 8015 | [6 empty] | Verified as Rental |  |  | MHHS-TMC
NO | YES |  |  |  | FFP1503 |  | CAREFUSION | 8015M |  |  | Rental | MHHS-TMC |  |  |  | FFP1503 |  | TMC |  | Rental | [7 empty] | CONTROLLERINFUSIONPUMP-Alaris-Medley 8015 |  | MEDLEY PCU W/NETWORK *MEMORIAL HERMANN* |  |  | CONTROLLERINFUSIONPUMP-Alaris-Medley 8015 | [6 empty] | Verified as Rental |  |  | MHHS-TMC
NO | YES |  |  |  | FFP1506 |  | CAREFUSION | 8015M |  |  | Rental | MHHS-TMC |  |  |  | FFP1506 |  | TMC |  | Rental | [7 empty] | CONTROLLERINFUSIONPUMP-Alaris-Medley 8015 |  | MEDLEY PCU W/NETWORK *MEMORIAL HERMANN* |  |  | CONTROLLERINFUSIONPUMP-Alaris-Medley 8015 | [6 empty] | Verified as Rental |  |  | MHHS-TMC
NO | YES |  |  |  | FFP1507 |  | CAREFUSION | 8015M |  |  | Rental | MHHS-TMC |  |  |  | FFP1507 |  | TMC |  | Rental | [7 empty] | CONTROLLERINFUSIONPUMP-Alaris-Medley 8015 |  | MEDLEY PCU W/NETWORK *MEMORIAL HERMANN* |  |  | CONTROLLERINFUSIONPUMP-Alaris-Medley 8015 | [6 empty] | Verified as Rental |  |  | MHHS-TMC
NO | YES |  |  |  | FFP1509 |  | CAREFUSION | 8015M |  |  | Rental | MHHS-TMC |  |  |  | FFP1509 |  | TMC |  | Rental | [7 empty] | CONTROLLERINFUSIONPUMP-Alaris-Medley 8015 |  | MEDLEY PCU W/NETWORK *MEMORIAL HERMANN* |  |  | CONTROLLERINFUSIONPUMP-Alaris-Medley 8015 | [6 empty] | Verified as Rental |  |  | MHHS-TMC
NO | YES |  |  |  | FFP1513 |  | CAREFUSION | 8015M |  |  | Rental | MHHS-TMC |  |  |  | FFP1513 |  | TMC |  | Rental | [7 empty] | CONTROLLERINFUSIONPUMP-Alaris-Medley 8015 |  | MEDLEY PCU W/NETWORK *MEMORIAL HERMANN* |  |  | CONTROLLERINFUSIONPUMP-Alaris-Medley 8015 | [6 empty] | Verified as Rental |  |  | MHHS-TMC
NO | YES |  |  |  | FFP1517 |  | CAREFUSION | 8015M |  |  | Rental | MHHS-TMC |  |  |  | FFP1517 |  | TMC |  | Rental | [7 empty] | CONTROLLERINFUSIONPUMP-Alaris-Medley 8015 |  | MEDLEY PCU W/NETWORK *MEMORIAL HERMANN* |  |  | CONTROLLERINFUSIONPUMP-Alaris-Medley 8015 | [6 empty] | Verified as Rental |  |  | MHHS-TMC
NO | YES |  |  |  | FFP1528 |  | CAREFUSION | 8015M |  |  | Rental | MHHS-TMC |  |  |  | FFP1528 |  | TMC |  | Rental | [7 empty] | CONTROLLERINFUSIONPUMP-Alaris-Medley 8015 |  | MEDLEY PCU W/NETWORK *MEMORIAL HERMANN* |  |  | CONTROLLERINFUSIONPUMP-Alaris-Medley 8015 | [6 empty] | Verified as Rental |  |  | MHHS-TMC
NO | YES |  |  |  | FFP1529 |  | CAREFUSION | 8015M |  |  | Rental | MHHS-TMC |  |  |  | FFP1529 |  | TMC |  | Rental | [7 empty] | CONTROLLERINFUSIONPUMP-Alaris-Medley 8015 |  | MEDLEY PCU W/NETWORK *MEMORIAL HERMANN* |  |  | CONTROLLERINFUSIONPUMP-Alaris-Medley 8015 | [6 empty] | Verified as Rental |  |  | MHHS-TMC
NO | YES |  |  |  | FFP1530 |  | CAREFUSION | 8015M |  |  | Rental | MHHS-TMC |  |  |  | FFP1530 |  | TMC |  | Rental | [7 empty] | CONTROLLERINFUSIONPUMP-Alaris-Medley 8015 |  | MEDLEY PCU W/NETWORK *MEMORIAL HERMANN* |  |  | CONTROLLERINFUSIONPUMP-Alaris-Medley 8015 | [6 empty] | Verified as Rental |  |  | MHHS-TMC
NO | YES |  |  |  | FFP1535 |  | CAREFUSION | 8015M |  |  | Rental | MHHS-TMC |  |  |  | FFP1535 |  | TMC |  | Rental | [7 empty] | CONTROLLERINFUSIONPUMP-Alaris-Medley 8015 |  | MEDLEY PCU W/NETWORK *MEMORIAL HERMANN* |  |  | CONTROLLERINFUSIONPUMP-Alaris-Medley 8015 | [6 empty] | Verified as Rental |  |  | MHHS-TMC
NO | YES |  |  |  | FFP1538 |  | CAREFUSION | 8015M |  |  | Rental | MHHS-TMC |  |  |  | FFP1538 |  | TMC |  | Rental | [7 empty] | CONTROLLERINFUSIONPUMP-Alaris-Medley 8015 |  | MEDLEY PCU W/NETWORK *MEMORIAL HERMANN* |  |  | CONTROLLERINFUSIONPUMP-Alaris-Medley 8015 | [6 empty] | Verified as Rental |  |  | MHHS-TMC
NO | YES |  |  |  | FFP1544 |  | CAREFUSION | 8015M |  |  | Rental | MHHS-TMC |  |  |  | FFP1544 |  | TMC |  | Rental | [7 empty] | CONTROLLERINFUSIONPUMP-Alaris-Medley 8015 |  | MEDLEY PCU W/NETWORK *MEMORIAL HERMANN* |  |  | CONTROLLERINFUSIONPUMP-Alaris-Medley 8015 | [6 empty] | Verified as Rental |  |  | MHHS-TMC
NO | YES |  |  |  | FFP1547 |  | CAREFUSION | 8015M |  |  | Rental | MHHS-TMC |  |  |  | FFP1547 |  | TMC |  | Rental | [7 empty] | CONTROLLERINFUSIONPUMP-Alaris-Medley 8015 |  | MEDLEY PCU W/NETWORK *MEMORIAL HERMANN* |  |  | CONTROLLERINFUSIONPUMP-Alaris-Medley 8015 | [6 empty] | Verified as Rental |  |  | MHHS-TMC
NO | YES |  |  |  | FFP1548 |  | CAREFUSION | 8015M |  |  | Rental | MHHS-TMC |  |  |  | FFP1548 |  | TMC |  | Rental | [7 empty] | CONTROLLERINFUSIONPUMP-Alaris-Medley 8015 |  | MEDLEY PCU W/NETWORK *MEMORIAL HERMANN* |  |  | CONTROLLERINFUSIONPUMP-Alaris-Medley 8015 | [6 empty] | Verified as Rental |  |  | MHHS-TMC
NO | YES |  |  |  | FFP1549 |  | CAREFUSION | 8015M |  |  | Rental | MHHS-TMC |  |  |  | FFP1549 |  | TMC |  | Rental | [7 empty] | CONTROLLERINFUSIONPUMP-Alaris-Medley 8015 |  | MEDLEY PCU W/NETWORK *MEMORIAL HERMANN* |  |  | CONTROLLERINFUSIONPUMP-Alaris-Medley 8015 | [6 empty] | Verified as Rental |  |  | MHHS-TMC
NO | YES |  |  |  | FFP1554 |  | CAREFUSION | 8015M |  |  | Rental | MHHS-TMC |  |  |  | FFP1554 |  | TMC |  | Rental | [7 empty] | CONTROLLERINFUSIONPUMP-Alaris-Medley 8015 |  | MEDLEY PCU W/NETWORK *MEMORIAL HERMANN* |  |  | CONTROLLERINFUSIONPUMP-Alaris-Medley 8015 | [6 empty] | Verified as Rental |  |  | MHHS-TMC
NO | YES |  |  |  | FFP1558 |  | CAREFUSION | 8015M |  |  | Rental | MHHS-TMC |  |  |  | FFP1558 |  | TMC |  | Rental | [7 empty] | CONTROLLERINFUSIONPUMP-Alaris-Medley 8015 |  | MEDLEY PCU W/NETWORK *MEMORIAL HERMANN* |  |  | CONTROLLERINFUSIONPUMP-Alaris-Medley 8015 | [6 empty] | Verified as Rental |  |  | MHHS-TMC
NO | YES |  |  |  | FFP1561 |  | CAREFUSION | 8015M |  |  | Rental | MHHS-TMC |  |  |  | FFP1561 |  | TMC |  | Rental | [7 empty] | CONTROLLERINFUSIONPUMP-Alaris-Medley 8015 |  | MEDLEY PCU W/NETWORK *MEMORIAL HERMANN* |  |  | CONTROLLERINFUSIONPUMP-Alaris-Medley 8015 | [6 empty] | Verified as Rental |  |  | MHHS-TMC
NO | YES |  |  |  | FFP1569 |  | CAREFUSION | 8015M |  |  | Rental | MHHS-TMC |  |  |  | FFP1569 |  | TMC |  | Rental | [7 empty] | CONTROLLERINFUSIONPUMP-Alaris-Medley 8015 |  | MEDLEY PCU W/NETWORK *MEMORIAL HERMANN* |  |  | CONTROLLERINFUSIONPUMP-Alaris-Medley 8015 | [6 empty] | Verified as Rental |  |  | MHHS-TMC
NO | YES |  |  |  | FFP1570 |  | CAREFUSION | 8015M |  |  | Rental | MHHS-TMC |  |  |  | FFP1570 |  | TMC |  | Rental | [7 empty] | CONTROLLERINFUSIONPUMP-Alaris-Medley 8015 |  | MEDLEY PCU W/NETWORK *MEMORIAL HERMANN* |  |  | CONTROLLERINFUSIONPUMP-Alaris-Medley 8015 | [6 empty] | Verified as Rental |  |  | MHHS-TMC
NO | YES |  |  |  | FFP1575 |  | CAREFUSION | 8015M |  |  | Rental | MHHS-TMC |  |  |  | FFP1575 |  | TMC |  | Rental | [7 empty] | CONTROLLERINFUSIONPUMP-Alaris-Medley 8015 |  | MEDLEY PCU W/NETWORK *MEMORIAL HERMANN* |  |  | CONTROLLERINFUSIONPUMP-Alaris-Medley 8015 | [6 empty] | Verified as Rental |  |  | MHHS-TMC
NO | YES |  |  |  | FFP1576 |  | CAREFUSION | 8015M |  |  | Rental | MHHS-TMC |  |  |  | FFP1576 |  | TMC |  | Rental | [7 empty] | CONTROLLERINFUSIONPUMP-Alaris-Medley 8015 |  | MEDLEY PCU W/NETWORK *MEMORIAL HERMANN* |  |  | CONTROLLERINFUSIONPUMP-Alaris-Medley 8015 | [6 empty] | Verified as Rental |  |  | MHHS-TMC
NO | YES |  |  |  | FFP1579 |  | CAREFUSION | 8015M |  |  | Rental | MHHS-TMC |  |  |  | FFP1579 |  | TMC |  | Rental | [7 empty] | CONTROLLERINFUSIONPUMP-Alaris-Medley 8015 |  | MEDLEY PCU W/NETWORK *MEMORIAL HERMANN* |  |  | CONTROLLERINFUSIONPUMP-Alaris-Medley 8015 | [6 empty] | Verified as Rental |  |  | MHHS-TMC
NO | YES |  |  |  | FFP1584 |  | CAREFUSION | 8015M |  |  | Rental | MHHS-TMC |  |  |  | FFP1584 |  | TMC |  | Rental | [7 empty] | CONTROLLERINFUSIONPUMP-Alaris-Medley 8015 |  | MEDLEY PCU W/NETWORK *MEMORIAL HERMANN* |  |  | CONTROLLERINFUSIONPUMP-Alaris-Medley 8015 | [6 empty] | Verified as Rental |  |  | MHHS-TMC
NO | YES |  |  |  | FFP1585 |  | CAREFUSION | 8015M |  |  | Rental | MHHS-TMC |  |  |  | FFP1585 |  | TMC |  | Rental | [7 empty] | CONTROLLERINFUSIONPUMP-Alaris-Medley 8015 |  | MEDLEY PCU W/NETWORK *MEMORIAL HERMANN* |  |  | CONTROLLERINFUSIONPUMP-Alaris-Medley 8015 | [6 empty] | Verified as Rental |  |  | MHHS-TMC
NO | YES |  |  |  | FFP1587 |  | CAREFUSION | 8015M |  |  | Rental | MHHS-TMC |  |  |  | FFP1587 |  | TMC |  | Rental | [7 empty] | CONTROLLERINFUSIONPUMP-Alaris-Medley 8015 |  | MEDLEY PCU W/NETWORK *MEMORIAL HERMANN* |  |  | CONTROLLERINFUSIONPUMP-Alaris-Medley 8015 | [6 empty] | Verified as Rental |  |  | MHHS-TMC
NO | YES |  |  |  | FFP1589 |  | CAREFUSION | 8015M |  |  | Rental | MHHS-TMC |  |  |  | FFP1589 |  | TMC |  | Rental | [7 empty] | CONTROLLERINFUSIONPUMP-Alaris-Medley 8015 |  | MEDLEY PCU W/NETWORK *MEMORIAL HERMANN* |  |  | CONTROLLERINFUSIONPUMP-Alaris-Medley 8015 | [6 empty] | Verified as Rental |  |  | MHHS-TMC
NO | YES |  |  |  | FFP1593 |  | CAREFUSION | 8015M |  |  | Rental | MHHS-TMC |  |  |  | FFP1593 |  | TMC |  | Rental | [7 empty] | CONTROLLERINFUSIONPUMP-Alaris-Medley 8015 |  | MEDLEY PCU W/NETWORK *MEMORIAL HERMANN* |  |  | CONTROLLERINFUSIONPUMP-Alaris-Medley 8015 | [6 empty] | Verified as Rental |  |  | MHHS-TMC
NO | YES |  |  |  | FFP1598 |  | CAREFUSION | 8015M |  |  | Rental | MHHS-TMC |  |  |  | FFP1598 |  | TMC |  | Rental | [7 empty] | CONTROLLERINFUSIONPUMP-Alaris-Medley 8015 |  | MEDLEY PCU W/NETWORK *MEMORIAL HERMANN* |  |  | CONTROLLERINFUSIONPUMP-Alaris-Medley 8015 | [6 empty] | Verified as Rental |  |  | MHHS-TMC
NO | YES |  |  |  | FFP1599 |  | CAREFUSION | 8015M |  |  | Rental | MHHS-TMC |  |  |  | FFP1599 |  | TMC |  | Rental | [7 empty] | CONTROLLERINFUSIONPUMP-Alaris-Medley 8015 |  | MEDLEY PCU W/NETWORK *MEMORIAL HERMANN* |  |  | CONTROLLERINFUSIONPUMP-Alaris-Medley 8015 | [6 empty] | Verified as Rental |  |  | MHHS-TMC
NO | YES |  |  |  | FFP1602 |  | CAREFUSION | 8015M |  |  | Rental | MHHS-TMC |  |  |  | FFP1602 |  | TMC |  | Rental | [7 empty] | CONTROLLERINFUSIONPUMP-Alaris-Medley 8015 |  | MEDLEY PCU W/NETWORK *MEMORIAL HERMANN* |  |  | CONTROLLERINFUSIONPUMP-Alaris-Medley 8015 | [6 empty] | Verified as Rental |  |  | MHHS-TMC
NO | YES |  |  |  | FFP1603 |  | CAREFUSION | 8015M |  |  | Rental | MHHS-TMC |  |  |  | FFP1603 |  | TMC |  | Rental | [7 empty] | CONTROLLERINFUSIONPUMP-Alaris-Medley 8015 |  | MEDLEY PCU W/NETWORK *MEMORIAL HERMANN* |  |  | CONTROLLERINFUSIONPUMP-Alaris-Medley 8015 | [6 empty] | Verified as Rental |  |  | MHHS-TMC
NO | YES |  |  |  | FFP1604 |  | CAREFUSION | 8015M |  |  | Rental | MHHS-TMC |  |  |  | FFP1604 |  | TMC |  | Rental | [7 empty] | CONTROLLERINFUSIONPUMP-Alaris-Medley 8015 |  | MEDLEY PCU W/NETWORK *MEMORIAL HERMANN* |  |  | CONTROLLERINFUSIONPUMP-Alaris-Medley 8015 | [6 empty] | Verified as Rental |  |  | MHHS-TMC
NO | YES |  |  |  | FFP1605 |  | CAREFUSION | 8015M |  |  | Rental | MHHS-TMC |  |  |  | FFP1605 |  | TMC |  | Rental | [7 empty] | CONTROLLERINFUSIONPUMP-Alaris-Medley 8015 |  | MEDLEY PCU W/NETWORK *MEMORIAL HERMANN* |  |  | CONTROLLERINFUSIONPUMP-Alaris-Medley 8015 | [6 empty] | Verified as Rental |  |  | MHHS-TMC
NO | YES |  |  |  | FFP1610 |  | CAREFUSION | 8015M |  |  | Rental | MHHS-TMC |  |  |  | FFP1610 |  | TMC |  | Rental | [7 empty] | CONTROLLERINFUSIONPUMP-Alaris-Medley 8015 |  | MEDLEY PCU W/NETWORK *MEMORIAL HERMANN* |  |  | CONTROLLERINFUSIONPUMP-Alaris-Medley 8015 | [6 empty] | Verified as Rental |  |  | MHHS-TMC
NO | YES |  |  |  | FFP1613 |  | CAREFUSION | 8015M |  |  | Rental | MHHS-TMC |  |  |  | FFP1613 |  | TMC |  | Rental | [7 empty] | CONTROLLERINFUSIONPUMP-Alaris-Medley 8015 |  | MEDLEY PCU W/NETWORK *MEMORIAL HERMANN* |  |  | CONTROLLERINFUSIONPUMP-Alaris-Medley 8015 | [6 empty] | Verified as Rental |  |  | MHHS-TMC
NO | YES |  |  |  | FFP1622 |  | CAREFUSION | 8015M |  |  | Rental | MHHS-TMC |  |  |  | FFP1622 |  | TMC |  | Rental | [7 empty] | CONTROLLERINFUSIONPUMP-Alaris-Medley 8015 |  | MEDLEY PCU W/NETWORK *MEMORIAL HERMANN* |  |  | CONTROLLERINFUSIONPUMP-Alaris-Medley 8015 | [6 empty] | Verified as Rental |  |  | MHHS-TMC
NO | YES |  |  |  | FFP1628 |  | CAREFUSION | 8015M |  |  | Rental | MHHS-TMC |  |  |  | FFP1628 |  | TMC |  | Rental | [7 empty] | CONTROLLERINFUSIONPUMP-Alaris-Medley 8015 |  | MEDLEY PCU W/NETWORK *MEMORIAL HERMANN* |  |  | CONTROLLERINFUSIONPUMP-Alaris-Medley 8015 | [6 empty] | Verified as Rental |  |  | MHHS-TMC
NO | YES |  |  |  | FFP1639 |  | CAREFUSION | 8015M |  |  | Rental | MHHS-TMC |  |  |  | FFP1639 |  | TMC |  | Rental | [7 empty] | CONTROLLERINFUSIONPUMP-Alaris-Medley 8015 |  | MEDLEY PCU W/NETWORK *MEMORIAL HERMANN* |  |  | CONTROLLERINFUSIONPUMP-Alaris-Medley 8015 | [6 empty] | Verified as Rental |  |  | MHHS-TMC
NO | YES |  |  |  | FFP1643 |  | CAREFUSION | 8015M |  |  | Rental | MHHS-TMC |  |  |  | FFP1643 |  | TMC |  | Rental | [7 empty] | CONTROLLERINFUSIONPUMP-Alaris-Medley 8015 |  | MEDLEY PCU W/NETWORK *MEMORIAL HERMANN* |  |  | CONTROLLERINFUSIONPUMP-Alaris-Medley 8015 | [6 empty] | Verified as Rental |  |  | MHHS-TMC
NO | YES |  |  |  | FFP1646 |  | CAREFUSION | 8015M |  |  | Rental | MHHS-TMC |  |  |  | FFP1646 |  | TMC |  | Rental | [7 empty] | CONTROLLERINFUSIONPUMP-Alaris-Medley 8015 |  | MEDLEY PCU W/NETWORK *MEMORIAL HERMANN* |  |  | CONTROLLERINFUSIONPUMP-Alaris-Medley 8015 | [6 empty] | Verified as Rental |  |  | MHHS-TMC
NO | YES |  |  |  | FFP1653 |  | CAREFUSION | 8015M |  |  | Rental | MHHS-TMC |  |  |  | FFP1653 |  | TMC |  | Rental | [7 empty] | CONTROLLERINFUSIONPUMP-Alaris-Medley 8015 |  | MEDLEY PCU W/NETWORK *MEMORIAL HERMANN* |  |  | CONTROLLERINFUSIONPUMP-Alaris-Medley 8015 | [6 empty] | Verified as Rental |  |  | MHHS-TMC
NO | YES |  |  |  | FFP1668 |  | CAREFUSION | 8015M |  |  | Rental | MHHS-TMC |  |  |  | FFP1668 |  | TMC |  | Rental | [7 empty] | CONTROLLERINFUSIONPUMP-Alaris-Medley 8015 |  | MEDLEY PCU W/NETWORK *MEMORIAL HERMANN* |  |  | CONTROLLERINFUSIONPUMP-Alaris-Medley 8015 | [6 empty] | Verified as Rental |  |  | MHHS-TMC
NO | YES |  |  |  | FFP1672 |  | CAREFUSION | 8015M |  |  | Rental | MHHS-TMC |  |  |  | FFP1672 |  | TMC |  | Rental | [7 empty] | CONTROLLERINFUSIONPUMP-Alaris-Medley 8015 |  | MEDLEY PCU W/NETWORK *MEMORIAL HERMANN* |  |  | CONTROLLERINFUSIONPUMP-Alaris-Medley 8015 | [6 empty] | Verified as Rental |  |  | MHHS-TMC
NO | YES |  |  |  | FFP1673 |  | CAREFUSION | 8015M |  |  | Rental | MHHS-TMC |  |  |  | FFP1673 |  | TMC |  | Rental | [7 empty] | CONTROLLERINFUSIONPUMP-Alaris-Medley 8015 |  | MEDLEY PCU W/NETWORK *MEMORIAL HERMANN* |  |  | CONTROLLERINFUSIONPUMP-Alaris-Medley 8015 | [6 empty] | Verified as Rental |  |  | MHHS-TMC
NO | YES |  |  |  | FFP1675 |  | CAREFUSION | 8015M |  |  | Rental | MHHS-TMC |  |  |  | FFP1675 |  | TMC |  | Rental | [7 empty] | CONTROLLERINFUSIONPUMP-Alaris-Medley 8015 |  | MEDLEY PCU W/NETWORK *MEMORIAL HERMANN* |  |  | CONTROLLERINFUSIONPUMP-Alaris-Medley 8015 | [6 empty] | Verified as Rental |  |  | MHHS-TMC
NO | YES |  |  |  | FFP1682 |  | CAREFUSION | 8015M |  |  | Rental | MHHS-TMC |  |  |  | FFP1682 |  | TMC |  | Rental | [7 empty] | CONTROLLERINFUSIONPUMP-Alaris-Medley 8015 |  | MEDLEY PCU W/NETWORK *MEMORIAL HERMANN* |  |  | CONTROLLERINFUSIONPUMP-Alaris-Medley 8015 | [6 empty] | Verified as Rental |  |  | MHHS-TMC
NO | YES |  |  |  | FFP1689 |  | CAREFUSION | 8015M |  |  | Rental | MHHS-TMC |  |  |  | FFP1689 |  | TMC |  | Rental | [7 empty] | CONTROLLERINFUSIONPUMP-Alaris-Medley 8015 |  | MEDLEY PCU W/NETWORK *MEMORIAL HERMANN* |  |  | CONTROLLERINFUSIONPUMP-Alaris-Medley 8015 | [6 empty] | Verified as Rental |  |  | MHHS-TMC
NO | YES |  |  |  | FFP1693 |  | CAREFUSION | 8015M |  |  | Rental | MHHS-TMC |  |  |  | FFP1693 |  | TMC |  | Rental | [7 empty] | CONTROLLERINFUSIONPUMP-Alaris-Medley 8015 |  | MEDLEY PCU W/NETWORK *MEMORIAL HERMANN* |  |  | CONTROLLERINFUSIONPUMP-Alaris-Medley 8015 | [6 empty] | Verified as Rental |  |  | MHHS-TMC
NO | YES |  |  |  | FFP1695 |  | CAREFUSION | 8015M |  |  | Rental | MHHS-TMC |  |  |  | FFP1695 |  | TMC |  | Rental | [7 empty] | CONTROLLERINFUSIONPUMP-Alaris-Medley 8015 |  | MEDLEY PCU W/NETWORK *MEMORIAL HERMANN* |  |  | CONTROLLERINFUSIONPUMP-Alaris-Medley 8015 | [6 empty] | Verified as Rental |  |  | MHHS-TMC
NO | YES |  |  |  | FFP1697 |  | CAREFUSION | 8015M |  |  | Rental | MHHS-TMC |  |  |  | FFP1697 |  | TMC |  | Rental | [7 empty] | CONTROLLERINFUSIONPUMP-Alaris-Medley 8015 |  | MEDLEY PCU W/NETWORK *MEMORIAL HERMANN* |  |  | CONTROLLERINFUSIONPUMP-Alaris-Medley 8015 | [6 empty] | Verified as Rental |  |  | MHHS-TMC
NO | YES |  |  |  | FFP1699 |  | CAREFUSION | 8015M |  |  | Rental | MHHS-TMC |  |  |  | FFP1699 |  | TMC |  | Rental | [7 empty] | CONTROLLERINFUSIONPUMP-Alaris-Medley 8015 |  | MEDLEY PCU W/NETWORK *MEMORIAL HERMANN* |  |  | CONTROLLERINFUSIONPUMP-Alaris-Medley 8015 | [6 empty] | Verified as Rental |  |  | MHHS-TMC
NO | YES |  |  |  | FFP1701 |  | CAREFUSION | 8015M |  |  | Rental | MHHS-TMC |  |  |  | FFP1701 |  | TMC |  | Rental | [7 empty] | CONTROLLERINFUSIONPUMP-Alaris-Medley 8015 |  | MEDLEY PCU W/NETWORK *MEMORIAL HERMANN* |  |  | CONTROLLERINFUSIONPUMP-Alaris-Medley 8015 | [6 empty] | Verified as Rental |  |  | MHHS-TMC
NO | YES |  |  |  | FFP1705 |  | CAREFUSION | 8015M |  |  | Rental | MHHS-TMC |  |  |  | FFP1705 |  | TMC |  | Rental | [7 empty] | CONTROLLERINFUSIONPUMP-Alaris-Medley 8015 |  | MEDLEY PCU W/NETWORK *MEMORIAL HERMANN* |  |  | CONTROLLERINFUSIONPUMP-Alaris-Medley 8015 | [6 empty] | Verified as Rental |  |  | MHHS-TMC
NO | YES |  |  |  | FFP1706 |  | CAREFUSION | 8015M |  |  | Rental | MHHS-TMC |  |  |  | FFP1706 |  | TMC |  | Rental | [7 empty] | CONTROLLERINFUSIONPUMP-Alaris-Medley 8015 |  | MEDLEY PCU W/NETWORK *MEMORIAL HERMANN* |  |  | CONTROLLERINFUSIONPUMP-Alaris-Medley 8015 | [6 empty] | Verified as Rental |  |  | MHHS-TMC
NO | YES |  |  |  | FFP1711 |  | CAREFUSION | 8015M |  |  | Rental | MHHS-TMC |  |  |  | FFP1711 |  | TMC |  | Rental | [7 empty] | CONTROLLERINFUSIONPUMP-Alaris-Medley 8015 |  | MEDLEY PCU W/NETWORK *MEMORIAL HERMANN* |  |  | CONTROLLERINFUSIONPUMP-Alaris-Medley 8015 | [6 empty] | Verified as Rental |  |  | MHHS-TMC
NO | YES |  |  |  | FFP1715 |  | CAREFUSION | 8015M |  |  | Rental | MHHS-TMC |  |  |  | FFP1715 |  | TMC |  | Rental | [7 empty] | CONTROLLERINFUSIONPUMP-Alaris-Medley 8015 |  | MEDLEY PCU W/NETWORK *MEMORIAL HERMANN* |  |  | CONTROLLERINFUSIONPUMP-Alaris-Medley 8015 | [6 empty] | Verified as Rental |  |  | MHHS-TMC
NO | YES |  |  |  | FFP1717 |  | CAREFUSION | 8015M |  |  | Rental | MHHS-TMC |  |  |  | FFP1717 |  | TMC |  | Rental | [7 empty] | CONTROLLERINFUSIONPUMP-Alaris-Medley 8015 |  | MEDLEY PCU W/NETWORK *MEMORIAL HERMANN* |  |  | CONTROLLERINFUSIONPUMP-Alaris-Medley 8015 | [6 empty] | Verified as Rental |  |  | MHHS-TMC
NO | YES |  |  |  | FFP1724 |  | CAREFUSION | 8015M |  |  | Rental | MHHS-TMC |  |  |  | FFP1724 |  | TMC |  | Rental | [7 empty] | CONTROLLERINFUSIONPUMP-Alaris-Medley 8015 |  | MEDLEY PCU W/NETWORK *MEMORIAL HERMANN* |  |  | CONTROLLERINFUSIONPUMP-Alaris-Medley 8015 | [6 empty] | Verified as Rental |  |  | MHHS-TMC
NO | YES |  |  |  | FFP1732 |  | CAREFUSION | 8015M |  |  | Rental | MHHS-TMC |  |  |  | FFP1732 |  | TMC |  | Rental | [7 empty] | CONTROLLERINFUSIONPUMP-Alaris-Medley 8015 |  | MEDLEY PCU W/NETWORK *MEMORIAL HERMANN* |  |  | CONTROLLERINFUSIONPUMP-Alaris-Medley 8015 | [6 empty] | Verified as Rental |  |  | MHHS-TMC
NO | YES |  |  |  | FFP1736 |  | CAREFUSION | 8015M |  |  | Rental | MHHS-TMC |  |  |  | FFP1736 |  | TMC |  | Rental | [7 empty] | CONTROLLERINFUSIONPUMP-Alaris-Medley 8015 |  | MEDLEY PCU W/NETWORK *MEMORIAL HERMANN* |  |  | CONTROLLERINFUSIONPUMP-Alaris-Medley 8015 | [6 empty] | Verified as Rental |  |  | MHHS-TMC
NO | YES |  |  |  | FFP1737 |  | CAREFUSION | 8015M |  |  | Rental | MHHS-TMC |  |  |  | FFP1737 |  | TMC |  | Rental | [7 empty] | CONTROLLERINFUSIONPUMP-Alaris-Medley 8015 |  | MEDLEY PCU W/NETWORK *MEMORIAL HERMANN* |  |  | CONTROLLERINFUSIONPUMP-Alaris-Medley 8015 | [6 empty] | Verified as Rental |  |  | MHHS-TMC
NO | YES |  |  |  | FFP1743 |  | CAREFUSION | 8015M |  |  | Rental | MHHS-TMC |  |  |  | FFP1743 |  | TMC |  | Rental | [7 empty] | CONTROLLERINFUSIONPUMP-Alaris-Medley 8015 |  | MEDLEY PCU W/NETWORK *MEMORIAL HERMANN* |  |  | CONTROLLERINFUSIONPUMP-Alaris-Medley 8015 | [6 empty] | Verified as Rental |  |  | MHHS-TMC
NO | YES |  |  |  | FFP1747 |  | CAREFUSION | 8015M |  |  | Rental | MHHS-TMC |  |  |  | FFP1747 |  | TMC |  | Rental | [7 empty] | CONTROLLERINFUSIONPUMP-Alaris-Medley 8015 |  | MEDLEY PCU W/NETWORK *MEMORIAL HERMANN* |  |  | CONTROLLERINFUSIONPUMP-Alaris-Medley 8015 | [6 empty] | Verified as Rental |  |  | MHHS-TMC
NO | YES |  |  |  | FFP1760 |  | CAREFUSION | 8015M |  |  | Rental | MHHS-TMC |  |  |  | FFP1760 |  | TMC |  | Rental | [7 empty] | CONTROLLERINFUSIONPUMP-Alaris-Medley 8015 |  | MEDLEY PCU W/NETWORK *MEMORIAL HERMANN* |  |  | CONTROLLERINFUSIONPUMP-Alaris-Medley 8015 | [6 empty] | Verified as Rental |  |  | MHHS-TMC
NO | YES |  |  |  | FFP1762 |  | CAREFUSION | 8015M |  |  | Rental | MHHS-TMC |  |  |  | FFP1762 |  | TMC |  | Rental | [7 empty] | CONTROLLERINFUSIONPUMP-Alaris-Medley 8015 |  | MEDLEY PCU W/NETWORK *MEMORIAL HERMANN* |  |  | CONTROLLERINFUSIONPUMP-Alaris-Medley 8015 | [6 empty] | Verified as Rental |  |  | MHHS-TMC
NO | YES |  |  |  | FFP1763 |  | CAREFUSION | 8015M |  |  | Rental | MHHS-TMC |  |  |  | FFP1763 |  | TMC |  | Rental | [7 empty] | CONTROLLERINFUSIONPUMP-Alaris-Medley 8015 |  | MEDLEY PCU W/NETWORK *MEMORIAL HERMANN* |  |  | CONTROLLERINFUSIONPUMP-Alaris-Medley 8015 | [6 empty] | Verified as Rental |  |  | MHHS-TMC
NO | YES |  |  |  | FFP1767 |  | CAREFUSION | 8015M |  |  | Rental | MHHS-TMC |  |  |  | FFP1767 |  | TMC |  | Rental | [7 empty] | CONTROLLERINFUSIONPUMP-Alaris-Medley 8015 |  | MEDLEY PCU W/NETWORK *MEMORIAL HERMANN* |  |  | CONTROLLERINFUSIONPUMP-Alaris-Medley 8015 | [6 empty] | Verified as Rental |  |  | MHHS-TMC
NO | YES |  |  |  | FFP1773 |  | CAREFUSION | 8015M |  |  | Rental | MHHS-TMC |  |  |  | FFP1773 |  | TMC |  | Rental | [7 empty] | CONTROLLERINFUSIONPUMP-Alaris-Medley 8015 |  | MEDLEY PCU W/NETWORK *MEMORIAL HERMANN* |  |  | CONTROLLERINFUSIONPUMP-Alaris-Medley 8015 | [6 empty] | Verified as Rental |  |  | MHHS-TMC
NO | YES |  |  |  | FFP1780 |  | CAREFUSION | 8015M |  |  | Rental | MHHS-TMC |  |  |  | FFP1780 |  | TMC |  | Rental | [7 empty] | CONTROLLERINFUSIONPUMP-Alaris-Medley 8015 |  | MEDLEY PCU W/NETWORK *MEMORIAL HERMANN* |  |  | CONTROLLERINFUSIONPUMP-Alaris-Medley 8015 | [6 empty] | Verified as Rental |  |  | MHHS-TMC
NO | YES |  |  |  | FFP1784 |  | CAREFUSION | 8015M |  |  | Rental | MHHS-TMC |  |  |  | FFP1784 |  | TMC |  | Rental | [7 empty] | CONTROLLERINFUSIONPUMP-Alaris-Medley 8015 |  | MEDLEY PCU W/NETWORK *MEMORIAL HERMANN* |  |  | CONTROLLERINFUSIONPUMP-Alaris-Medley 8015 | [6 empty] | Verified as Rental |  |  | MHHS-TMC
NO | YES |  |  |  | FFP1796 |  | CAREFUSION | 8015M |  |  | Rental | MHHS-TMC |  |  |  | FFP1796 |  | TMC |  | Rental | [7 empty] | CONTROLLERINFUSIONPUMP-Alaris-Medley 8015 |  | MEDLEY PCU W/NETWORK *MEMORIAL HERMANN* |  |  | CONTROLLERINFUSIONPUMP-Alaris-Medley 8015 | [6 empty] | Verified as Rental |  |  | MHHS-TMC
NO | YES |  |  |  | FFP1818 |  | CAREFUSION | 8015M |  |  | Rental | MHHS-TMC |  |  |  | FFP1818 |  | TMC |  | Rental | [7 empty] | CONTROLLERINFUSIONPUMP-Alaris-Medley 8015 |  | MEDLEY PCU W/NETWORK *MEMORIAL HERMANN* |  |  | CONTROLLERINFUSIONPUMP-Alaris-Medley 8015 | [6 empty] | Verified as Rental |  |  | MHHS-TMC
NO | YES |  |  |  | FFP1821 |  | CAREFUSION | 8015M |  |  | Rental | MHHS-TMC |  |  |  | FFP1821 |  | TMC |  | Rental | [7 empty] | CONTROLLERINFUSIONPUMP-Alaris-Medley 8015 |  | MEDLEY PCU W/NETWORK *MEMORIAL HERMANN* |  |  | CONTROLLERINFUSIONPUMP-Alaris-Medley 8015 | [6 empty] | Verified as Rental |  |  | MHHS-TMC
NO | YES |  |  |  | FFP1833 |  | CAREFUSION | 8015M |  |  | Rental | MHHS-TMC |  |  |  | FFP1833 |  | TMC |  | Rental | [7 empty] | CONTROLLERINFUSIONPUMP-Alaris-Medley 8015 |  | MEDLEY PCU W/NETWORK *MEMORIAL HERMANN* |  |  | CONTROLLERINFUSIONPUMP-Alaris-Medley 8015 | [6 empty] | Verified as Rental |  |  | MHHS-TMC
NO | YES |  |  |  | FFP1835 |  | CAREFUSION | 8015M |  |  | Rental | MHHS-TMC |  |  |  | FFP1835 |  | TMC |  | Rental | [7 empty] | CONTROLLERINFUSIONPUMP-Alaris-Medley 8015 |  | MEDLEY PCU W/NETWORK *MEMORIAL HERMANN* |  |  | CONTROLLERINFUSIONPUMP-Alaris-Medley 8015 | [6 empty] | Verified as Rental |  |  | MHHS-TMC
NO | YES |  |  |  | FFP1839 |  | CAREFUSION | 8015M |  |  | Rental | MHHS-TMC |  |  |  | FFP1839 |  | TMC |  | Rental | [7 empty] | CONTROLLERINFUSIONPUMP-Alaris-Medley 8015 |  | MEDLEY PCU W/NETWORK *MEMORIAL HERMANN* |  |  | CONTROLLERINFUSIONPUMP-Alaris-Medley 8015 | [6 empty] | Verified as Rental |  |  | MHHS-TMC
NO | YES |  |  |  | FFP1851 |  | CAREFUSION | 8015M |  |  | Rental | MHHS-TMC |  |  |  | FFP1851 |  | TMC |  | Rental | [7 empty] | CONTROLLERINFUSIONPUMP-Alaris-Medley 8015 |  | MEDLEY PCU W/NETWORK *MEMORIAL HERMANN* |  |  | CONTROLLERINFUSIONPUMP-Alaris-Medley 8015 | [6 empty] | Verified as Rental |  |  | MHHS-TMC
NO | YES |  |  |  | FFP1853 |  | CAREFUSION | 8015M |  |  | Rental | MHHS-TMC |  |  |  | FFP1853 |  | TMC |  | Rental | [7 empty] | CONTROLLERINFUSIONPUMP-Alaris-Medley 8015 |  | MEDLEY PCU W/NETWORK *MEMORIAL HERMANN* |  |  | CONTROLLERINFUSIONPUMP-Alaris-Medley 8015 | [6 empty] | Verified as Rental |  |  | MHHS-TMC
NO | YES |  |  |  | FFP1854 |  | CAREFUSION | 8015M |  |  | Rental | MHHS-TMC |  |  |  | FFP1854 |  | TMC |  | Rental | [7 empty] | CONTROLLERINFUSIONPUMP-Alaris-Medley 8015 |  | MEDLEY PCU W/NETWORK *MEMORIAL HERMANN* |  |  | CONTROLLERINFUSIONPUMP-Alaris-Medley 8015 | [6 empty] | Verified as Rental |  |  | MHHS-TMC
NO | YES |  |  |  | FFP1855 |  | CAREFUSION | 8015M |  |  | Rental | MHHS-TMC |  |  |  | FFP1855 |  | TMC |  | Rental | [7 empty] | CONTROLLERINFUSIONPUMP-Alaris-Medley 8015 |  | MEDLEY PCU W/NETWORK *MEMORIAL HERMANN* |  |  | CONTROLLERINFUSIONPUMP-Alaris-Medley 8015 | [6 empty] | Verified as Rental |  |  | MHHS-TMC
NO | YES |  |  |  | FFP1860 |  | CAREFUSION | 8015M |  |  | Rental | MHHS-TMC |  |  |  | FFP1860 |  | TMC |  | Rental | [7 empty] | CONTROLLERINFUSIONPUMP-Alaris-Medley 8015 |  | MEDLEY PCU W/NETWORK *MEMORIAL HERMANN* |  |  | CONTROLLERINFUSIONPUMP-Alaris-Medley 8015 | [6 empty] | Verified as Rental |  |  | MHHS-TMC
NO | YES |  |  |  | FFP1887 |  | CAREFUSION | 8015M |  |  | Rental | MHHS-TMC |  |  |  | FFP1887 |  | TMC |  | Rental | [7 empty] | CONTROLLERINFUSIONPUMP-Alaris-Medley 8015 |  | MEDLEY PCU W/NETWORK *MEMORIAL HERMANN* |  |  | CONTROLLERINFUSIONPUMP-Alaris-Medley 8015 | [6 empty] | Verified as Rental |  |  | MHHS-TMC
NO | YES |  |  |  | FFP1899 |  | CAREFUSION | 8015M |  |  | Rental | MHHS-TMC |  |  |  | FFP1899 |  | TMC |  | Rental | [7 empty] | CONTROLLERINFUSIONPUMP-Alaris-Medley 8015 |  | MEDLEY PCU W/NETWORK *MEMORIAL HERMANN* |  |  | CONTROLLERINFUSIONPUMP-Alaris-Medley 8015 | [6 empty] | Verified as Rental |  |  | MHHS-TMC
NO | YES |  |  |  | FFP1901 |  | CAREFUSION | 8015M |  |  | Rental | MHHS-TMC |  |  |  | FFP1901 |  | TMC |  | Rental | [7 empty] | CONTROLLERINFUSIONPUMP-Alaris-Medley 8015 |  | MEDLEY PCU W/NETWORK *MEMORIAL HERMANN* |  |  | CONTROLLERINFUSIONPUMP-Alaris-Medley 8015 | [6 empty] | Verified as Rental |  |  | MHHS-TMC
NO | YES |  |  |  | FFP1905 |  | CAREFUSION | 8015M |  |  | Rental | MHHS-TMC |  |  |  | FFP1905 |  | TMC |  | Rental | [7 empty] | CONTROLLERINFUSIONPUMP-Alaris-Medley 8015 |  | MEDLEY PCU W/NETWORK *MEMORIAL HERMANN* |  |  | CONTROLLERINFUSIONPUMP-Alaris-Medley 8015 | [6 empty] | Verified as Rental |  |  | MHHS-TMC
NO | YES |  |  |  | FFP1914 |  | CAREFUSION | 8015M |  |  | Rental | MHHS-TMC |  |  |  | FFP1914 |  | TMC |  | Rental | [7 empty] | CONTROLLERINFUSIONPUMP-Alaris-Medley 8015 |  | MEDLEY PCU W/NETWORK *MEMORIAL HERMANN* |  |  | CONTROLLERINFUSIONPUMP-Alaris-Medley 8015 | [6 empty] | Verified as Rental |  |  | MHHS-TMC
NO | YES |  |  |  | FFP1916 |  | CAREFUSION | 8015M |  |  | Rental | MHHS-TMC |  |  |  | FFP1916 |  | TMC |  | Rental | [7 empty] | CONTROLLERINFUSIONPUMP-Alaris-Medley 8015 |  | MEDLEY PCU W/NETWORK *MEMORIAL HERMANN* |  |  | CONTROLLERINFUSIONPUMP-Alaris-Medley 8015 | [6 empty] | Verified as Rental |  |  | MHHS-TMC
NO | YES |  |  |  | FFP1917 |  | CAREFUSION | 8015M |  |  | Rental | MHHS-TMC |  |  |  | FFP1917 |  | TMC |  | Rental | [7 empty] | CONTROLLERINFUSIONPUMP-Alaris-Medley 8015 |  | MEDLEY PCU W/NETWORK *MEMORIAL HERMANN* |  |  | CONTROLLERINFUSIONPUMP-Alaris-Medley 8015 | [6 empty] | Verified as Rental |  |  | MHHS-TMC
NO | YES |  |  |  | FFP1920 |  | CAREFUSION | 8015M |  |  | Rental | MHHS-TMC |  |  |  | FFP1920 |  | TMC |  | Rental | [7 empty] | CONTROLLERINFUSIONPUMP-Alaris-Medley 8015 |  | MEDLEY PCU W/NETWORK *MEMORIAL HERMANN* |  |  | CONTROLLERINFUSIONPUMP-Alaris-Medley 8015 | [6 empty] | Verified as Rental |  |  | MHHS-TMC
NO | YES |  |  |  | FFP1929 |  | CAREFUSION | 8015M |  |  | Rental | MHHS-TMC |  |  |  | FFP1929 |  | TMC |  | Rental | [7 empty] | CONTROLLERINFUSIONPUMP-Alaris-Medley 8015 |  | MEDLEY PCU W/NETWORK *MEMORIAL HERMANN* |  |  | CONTROLLERINFUSIONPUMP-Alaris-Medley 8015 | [6 empty] | Verified as Rental |  |  | MHHS-TMC
NO | YES |  |  |  | FFP1930 |  | CAREFUSION | 8015M |  |  | Rental | MHHS-TMC |  |  |  | FFP1930 |  | TMC |  | Rental | [7 empty] | CONTROLLERINFUSIONPUMP-Alaris-Medley 8015 |  | MEDLEY PCU W/NETWORK *MEMORIAL HERMANN* |  |  | CONTROLLERINFUSIONPUMP-Alaris-Medley 8015 | [6 empty] | Verified as Rental |  |  | MHHS-TMC
NO | YES |  |  |  | FFP1934 |  | CAREFUSION | 8015M |  |  | Rental | MHHS-TMC |  |  |  | FFP1934 |  | TMC |  | Rental | [7 empty] | CONTROLLERINFUSIONPUMP-Alaris-Medley 8015 |  | MEDLEY PCU W/NETWORK *MEMORIAL HERMANN* |  |  | CONTROLLERINFUSIONPUMP-Alaris-Medley 8015 | [6 empty] | Verified as Rental |  |  | MHHS-TMC
NO | YES |  |  |  | FFP1939 |  | CAREFUSION | 8015M |  |  | Rental | MHHS-TMC |  |  |  | FFP1939 |  | TMC |  | Rental | [7 empty] | CONTROLLERINFUSIONPUMP-Alaris-Medley 8015 |  | MEDLEY PCU W/NETWORK *MEMORIAL HERMANN* |  |  | CONTROLLERINFUSIONPUMP-Alaris-Medley 8015 | [6 empty] | Verified as Rental |  |  | MHHS-TMC
NO | YES |  |  |  | FFP1949 |  | CAREFUSION | 8015M |  |  | Rental | MHHS-TMC |  |  |  | FFP1949 |  | TMC |  | Rental | [7 empty] | CONTROLLERINFUSIONPUMP-Alaris-Medley 8015 |  | MEDLEY PCU W/NETWORK *MEMORIAL HERMANN* |  |  | CONTROLLERINFUSIONPUMP-Alaris-Medley 8015 | [6 empty] | Verified as Rental |  |  | MHHS-TMC
NO | YES |  |  |  | FFP1950 |  | CAREFUSION | 8015M |  |  | Rental | MHHS-TMC |  |  |  | FFP1950 |  | TMC |  | Rental | [7 empty] | CONTROLLERINFUSIONPUMP-Alaris-Medley 8015 |  | MEDLEY PCU W/NETWORK *MEMORIAL HERMANN* |  |  | CONTROLLERINFUSIONPUMP-Alaris-Medley 8015 | [6 empty] | Verified as Rental |  |  | MHHS-TMC
NO | YES |  |  |  | FFP1952 |  | CAREFUSION | 8015M |  |  | Rental | MHHS-TMC |  |  |  | FFP1952 |  | TMC |  | Rental | [7 empty] | CONTROLLERINFUSIONPUMP-Alaris-Medley 8015 |  | MEDLEY PCU W/NETWORK *MEMORIAL HERMANN* |  |  | CONTROLLERINFUSIONPUMP-Alaris-Medley 8015 | [6 empty] | Verified as Rental |  |  | MHHS-TMC
NO | YES |  |  |  | FFP1955 |  | CAREFUSION | 8015M |  |  | Rental | MHHS-TMC |  |  |  | FFP1955 |  | TMC |  | Rental | [7 empty] | CONTROLLERINFUSIONPUMP-Alaris-Medley 8015 |  | MEDLEY PCU W/NETWORK *MEMORIAL HERMANN* |  |  | CONTROLLERINFUSIONPUMP-Alaris-Medley 8015 | [6 empty] | Verified as Rental |  |  | MHHS-TMC
NO | YES |  |  |  | FFP1967 |  | CAREFUSION | 8015M |  |  | Rental | MHHS-TMC |  |  |  | FFP1967 |  | TMC |  | Rental | [7 empty] | CONTROLLERINFUSIONPUMP-Alaris-Medley 8015 |  | MEDLEY PCU W/NETWORK *MEMORIAL HERMANN* |  |  | CONTROLLERINFUSIONPUMP-Alaris-Medley 8015 | [6 empty] | Verified as Rental |  |  | MHHS-TMC
NO | YES |  |  |  | FFP1980 |  | CAREFUSION | 8015M |  |  | Rental | MHHS-TMC |  |  |  | FFP1980 |  | TMC |  | Rental | [7 empty] | CONTROLLERINFUSIONPUMP-Alaris-Medley 8015 |  | MEDLEY PCU W/NETWORK *MEMORIAL HERMANN* |  |  | CONTROLLERINFUSIONPUMP-Alaris-Medley 8015 | [6 empty] | Verified as Rental |  |  | MHHS-TMC
NO | YES |  |  |  | FFP1983 |  | CAREFUSION | 8015M |  |  | Rental | MHHS-TMC |  |  |  | FFP1983 |  | TMC |  | Rental | [7 empty] | CONTROLLERINFUSIONPUMP-Alaris-Medley 8015 |  | MEDLEY PCU W/NETWORK *MEMORIAL HERMANN* |  |  | CONTROLLERINFUSIONPUMP-Alaris-Medley 8015 | [6 empty] | Verified as Rental |  |  | MHHS-TMC
NO | YES |  |  |  | FFP1986 |  | CAREFUSION | 8015M |  |  | Rental | MHHS-TMC |  |  |  | FFP1986 |  | TMC |  | Rental | [7 empty] | CONTROLLERINFUSIONPUMP-Alaris-Medley 8015 |  | MEDLEY PCU W/NETWORK *MEMORIAL HERMANN* |  |  | CONTROLLERINFUSIONPUMP-Alaris-Medley 8015 | [6 empty] | Verified as Rental |  |  | MHHS-TMC
NO | YES |  |  |  | FFP1994 |  | CAREFUSION | 8015M |  |  | Rental | MHHS-TMC |  |  |  | FFP1994 |  | TMC |  | Rental | [7 empty] | CONTROLLERINFUSIONPUMP-Alaris-Medley 8015 |  | MEDLEY PCU W/NETWORK *MEMORIAL HERMANN* |  |  | CONTROLLERINFUSIONPUMP-Alaris-Medley 8015 | [6 empty] | Verified as Rental |  |  | MHHS-TMC
NO | YES |  |  |  | FFP2000 |  | CAREFUSION | 8015M |  |  | Rental | MHHS-TMC |  |  |  | FFP2000 |  | TMC |  | Rental | [7 empty] | CONTROLLERINFUSIONPUMP-Alaris-Medley 8015 |  | MEDLEY PCU W/NETWORK *MEMORIAL HERMANN* |  |  | CONTROLLERINFUSIONPUMP-Alaris-Medley 8015 | [6 empty] | Verified as Rental |  |  | MHHS-TMC
NO | YES |  |  |  | FFP2002 |  | CAREFUSION | 8015M |  |  | Rental | MHHS-TMC |  |  |  | FFP2002 |  | TMC |  | Rental | [7 empty] | CONTROLLERINFUSIONPUMP-Alaris-Medley 8015 |  | MEDLEY PCU W/NETWORK *MEMORIAL HERMANN* |  |  | CONTROLLERINFUSIONPUMP-Alaris-Medley 8015 | [6 empty] | Verified as Rental |  |  | MHHS-TMC
NO | YES |  |  |  | FFP2007 |  | CAREFUSION | 8015M |  |  | Rental | MHHS-TMC |  |  |  | FFP2007 |  | TMC |  | Rental | [7 empty] | CONTROLLERINFUSIONPUMP-Alaris-Medley 8015 |  | MEDLEY PCU W/NETWORK *MEMORIAL HERMANN* |  |  | CONTROLLERINFUSIONPUMP-Alaris-Medley 8015 | [6 empty] | Verified as Rental |  |  | MHHS-TMC
NO | YES |  |  |  | FFP2008 |  | CAREFUSION | 8015M |  |  | Rental | MHHS-TMC |  |  |  | FFP2008 |  | TMC |  | Rental | [7 empty] | CONTROLLERINFUSIONPUMP-Alaris-Medley 8015 |  | MEDLEY PCU W/NETWORK *MEMORIAL HERMANN* |  |  | CONTROLLERINFUSIONPUMP-Alaris-Medley 8015 | [6 empty] | Verified as Rental |  |  | MHHS-TMC
NO | YES |  |  |  | FFP2035 |  | CAREFUSION | 8015M |  |  | Rental | MHHS-TMC |  |  |  | FFP2035 |  | TMC |  | Rental | [7 empty] | CONTROLLERINFUSIONPUMP-Alaris-Medley 8015 |  | MEDLEY PCU W/NETWORK *MEMORIAL HERMANN* |  |  | CONTROLLERINFUSIONPUMP-Alaris-Medley 8015 | [6 empty] | Verified as Rental |  |  | MHHS-TMC
NO | YES |  |  |  | FFP2037 |  | CAREFUSION | 8015M |  |  | Rental | MHHS-TMC |  |  |  | FFP2037 |  | TMC |  | Rental | [7 empty] | CONTROLLERINFUSIONPUMP-Alaris-Medley 8015 |  | MEDLEY PCU W/NETWORK *MEMORIAL HERMANN* |  |  | CONTROLLERINFUSIONPUMP-Alaris-Medley 8015 | [6 empty] | Verified as Rental |  |  | MHHS-TMC
NO | YES |  |  |  | FFP2039 |  | CAREFUSION | 8015M |  |  | Rental | MHHS-TMC |  |  |  | FFP2039 |  | TMC |  | Rental | [7 empty] | CONTROLLERINFUSIONPUMP-Alaris-Medley 8015 |  | MEDLEY PCU W/NETWORK *MEMORIAL HERMANN* |  |  | CONTROLLERINFUSIONPUMP-Alaris-Medley 8015 | [6 empty] | Verified as Rental |  |  | MHHS-TMC
NO | YES |  |  |  | FFP2040 |  | CAREFUSION | 8015M |  |  | Rental | MHHS-TMC |  |  |  | FFP2040 |  | TMC |  | Rental | [7 empty] | CONTROLLERINFUSIONPUMP-Alaris-Medley 8015 |  | MEDLEY PCU W/NETWORK *MEMORIAL HERMANN* |  |  | CONTROLLERINFUSIONPUMP-Alaris-Medley 8015 | [6 empty] | Verified as Rental |  |  | MHHS-TMC
NO | YES |  |  |  | FFP2044 |  | CAREFUSION | 8015M |  |  | Rental | MHHS-TMC |  |  |  | FFP2044 |  | TMC |  | Rental | [7 empty] | CONTROLLERINFUSIONPUMP-Alaris-Medley 8015 |  | MEDLEY PCU W/NETWORK *MEMORIAL HERMANN* |  |  | CONTROLLERINFUSIONPUMP-Alaris-Medley 8015 | [6 empty] | Verified as Rental |  |  | MHHS-TMC
NO | YES |  |  |  | FFP2045 |  | CAREFUSION | 8015M |  |  | Rental | MHHS-TMC |  |  |  | FFP2045 |  | TMC |  | Rental | [7 empty] | CONTROLLERINFUSIONPUMP-Alaris-Medley 8015 |  | MEDLEY PCU W/NETWORK *MEMORIAL HERMANN* |  |  | CONTROLLERINFUSIONPUMP-Alaris-Medley 8015 | [6 empty] | Verified as Rental |  |  | MHHS-TMC
NO | YES |  |  |  | FFP2060 |  | CAREFUSION | 8015M |  |  | Rental | MHHS-TMC |  |  |  | FFP2060 |  | TMC |  | Rental | [7 empty] | CONTROLLERINFUSIONPUMP-Alaris-Medley 8015 |  | MEDLEY PCU W/NETWORK *MEMORIAL HERMANN* |  |  | CONTROLLERINFUSIONPUMP-Alaris-Medley 8015 | [6 empty] | Verified as Rental |  |  | MHHS-TMC
NO | YES |  |  |  | FFP2066 |  | CAREFUSION | 8015M |  |  | Rental | MHHS-TMC |  |  |  | FFP2066 |  | TMC |  | Rental | [7 empty] | CONTROLLERINFUSIONPUMP-Alaris-Medley 8015 |  | MEDLEY PCU W/NETWORK *MEMORIAL HERMANN* |  |  | CONTROLLERINFUSIONPUMP-Alaris-Medley 8015 | [6 empty] | Verified as Rental |  |  | MHHS-TMC
NO | YES |  |  |  | FFP2068 |  | CAREFUSION | 8015M |  |  | Rental | MHHS-TMC |  |  |  | FFP2068 |  | TMC |  | Rental | [7 empty] | CONTROLLERINFUSIONPUMP-Alaris-Medley 8015 |  | MEDLEY PCU W/NETWORK *MEMORIAL HERMANN* |  |  | CONTROLLERINFUSIONPUMP-Alaris-Medley 8015 | [6 empty] | Verified as Rental |  |  | MHHS-TMC
NO | YES |  |  |  | FFP2075 |  | CAREFUSION | 8015M |  |  | Rental | MHHS-TMC |  |  |  | FFP2075 |  | TMC |  | Rental | [7 empty] | CONTROLLERINFUSIONPUMP-Alaris-Medley 8015 |  | MEDLEY PCU W/NETWORK *MEMORIAL HERMANN* |  |  | CONTROLLERINFUSIONPUMP-Alaris-Medley 8015 | [6 empty] | Verified as Rental |  |  | MHHS-TMC
NO | YES |  |  |  | FFP2081 |  | CAREFUSION | 8015M |  |  | Rental | MHHS-TMC |  |  |  | FFP2081 |  | TMC |  | Rental | [7 empty] | CONTROLLERINFUSIONPUMP-Alaris-Medley 8015 |  | MEDLEY PCU W/NETWORK *MEMORIAL HERMANN* |  |  | CONTROLLERINFUSIONPUMP-Alaris-Medley 8015 | [6 empty] | Verified as Rental |  |  | MHHS-TMC
NO | YES |  |  |  | FFP2087 |  | CAREFUSION | 8015M |  |  | Rental | MHHS-TMC |  |  |  | FFP2087 |  | TMC |  | Rental | [7 empty] | CONTROLLERINFUSIONPUMP-Alaris-Medley 8015 |  | MEDLEY PCU W/NETWORK *MEMORIAL HERMANN* |  |  | CONTROLLERINFUSIONPUMP-Alaris-Medley 8015 | [6 empty] | Verified as Rental |  |  | MHHS-TMC
NO | YES |  |  |  | FFP2099 |  | CAREFUSION | 8015M |  |  | Rental | MHHS-TMC |  |  |  | FFP2099 |  | TMC |  | Rental | [7 empty] | CONTROLLERINFUSIONPUMP-Alaris-Medley 8015 |  | MEDLEY PCU W/NETWORK *MEMORIAL HERMANN* |  |  | CONTROLLERINFUSIONPUMP-Alaris-Medley 8015 | [6 empty] | Verified as Rental |  |  | MHHS-TMC
NO | YES |  |  |  | FFP2102 |  | CAREFUSION | 8015M |  |  | Rental | MHHS-TMC |  |  |  | FFP2102 |  | TMC |  | Rental | [7 empty] | CONTROLLERINFUSIONPUMP-Alaris-Medley 8015 |  | MEDLEY PCU W/NETWORK *MEMORIAL HERMANN* |  |  | CONTROLLERINFUSIONPUMP-Alaris-Medley 8015 | [6 empty] | Verified as Rental |  |  | MHHS-TMC
NO | YES |  |  |  | FFP2106 |  | CAREFUSION | 8015M |  |  | Rental | MHHS-TMC |  |  |  | FFP2106 |  | TMC |  | Rental | [7 empty] | CONTROLLERINFUSIONPUMP-Alaris-Medley 8015 |  | MEDLEY PCU W/NETWORK *MEMORIAL HERMANN* |  |  | CONTROLLERINFUSIONPUMP-Alaris-Medley 8015 | [6 empty] | Verified as Rental |  |  | MHHS-TMC
NO | YES |  |  |  | FFP2109 |  | CAREFUSION | 8015M |  |  | Rental | MHHS-TMC |  |  |  | FFP2109 |  | TMC |  | Rental | [7 empty] | CONTROLLERINFUSIONPUMP-Alaris-Medley 8015 |  | MEDLEY PCU W/NETWORK *MEMORIAL HERMANN* |  |  | CONTROLLERINFUSIONPUMP-Alaris-Medley 8015 | [6 empty] | Verified as Rental |  |  | MHHS-TMC
NO | YES |  |  |  | FFP2110 |  | CAREFUSION | 8015M |  |  | Rental | MHHS-TMC |  |  |  | FFP2110 |  | TMC |  | Rental | [7 empty] | CONTROLLERINFUSIONPUMP-Alaris-Medley 8015 |  | MEDLEY PCU W/NETWORK *MEMORIAL HERMANN* |  |  | CONTROLLERINFUSIONPUMP-Alaris-Medley 8015 | [6 empty] | Verified as Rental |  |  | MHHS-TMC
NO | YES |  |  |  | FFP2117 |  | CAREFUSION | 8015M |  |  | Rental | MHHS-TMC |  |  |  | FFP2117 |  | TMC |  | Rental | [7 empty] | CONTROLLERINFUSIONPUMP-Alaris-Medley 8015 |  | MEDLEY PCU W/NETWORK *MEMORIAL HERMANN* |  |  | CONTROLLERINFUSIONPUMP-Alaris-Medley 8015 | [6 empty] | Verified as Rental |  |  | MHHS-TMC
NO | YES |  |  |  | FFP2122 |  | CAREFUSION | 8015M |  |  | Rental | MHHS-TMC |  |  |  | FFP2122 |  | TMC |  | Rental | [7 empty] | CONTROLLERINFUSIONPUMP-Alaris-Medley 8015 |  | MEDLEY PCU W/NETWORK *MEMORIAL HERMANN* |  |  | CONTROLLERINFUSIONPUMP-Alaris-Medley 8015 | [6 empty] | Verified as Rental |  |  | MHHS-TMC
NO | YES |  |  |  | FFP2138 |  | CAREFUSION | 8015M |  |  | Rental | MHHS-TMC |  |  |  | FFP2138 |  | TMC |  | Rental | [7 empty] | CONTROLLERINFUSIONPUMP-Alaris-Medley 8015 |  | MEDLEY PCU W/NETWORK *MEMORIAL HERMANN* |  |  | CONTROLLERINFUSIONPUMP-Alaris-Medley 8015 | [6 empty] | Verified as Rental |  |  | MHHS-TMC
NO | YES |  |  |  | FFP2145 |  | CAREFUSION | 8015M |  |  | Rental | MHHS-TMC |  |  |  | FFP2145 |  | TMC |  | Rental | [7 empty] | CONTROLLERINFUSIONPUMP-Alaris-Medley 8015 |  | MEDLEY PCU W/NETWORK *MEMORIAL HERMANN* |  |  | CONTROLLERINFUSIONPUMP-Alaris-Medley 8015 | [6 empty] | Verified as Rental |  |  | MHHS-TMC
NO | YES |  |  |  | FFP2147 |  | CAREFUSION | 8015M |  |  | Rental | MHHS-TMC |  |  |  | FFP2147 |  | TMC |  | Rental | [7 empty] | CONTROLLERINFUSIONPUMP-Alaris-Medley 8015 |  | MEDLEY PCU W/NETWORK *MEMORIAL HERMANN* |  |  | CONTROLLERINFUSIONPUMP-Alaris-Medley 8015 | [6 empty] | Verified as Rental |  |  | MHHS-TMC
NO | YES |  |  |  | FFP2152 |  | CAREFUSION | 8015M |  |  | Rental | MHHS-TMC |  |  |  | FFP2152 |  | TMC |  | Rental | [7 empty] | CONTROLLERINFUSIONPUMP-Alaris-Medley 8015 |  | MEDLEY PCU W/NETWORK *MEMORIAL HERMANN* |  |  | CONTROLLERINFUSIONPUMP-Alaris-Medley 8015 | [6 empty] | Verified as Rental |  |  | MHHS-TMC
NO | YES |  |  |  | FFP2155 |  | CAREFUSION | 8015M |  |  | Rental | MHHS-TMC |  |  |  | FFP2155 |  | TMC |  | Rental | [7 empty] | CONTROLLERINFUSIONPUMP-Alaris-Medley 8015 |  | MEDLEY PCU W/NETWORK *MEMORIAL HERMANN* |  |  | CONTROLLERINFUSIONPUMP-Alaris-Medley 8015 | [6 empty] | Verified as Rental |  |  | MHHS-TMC
NO | YES |  |  |  | FFP2161 |  | CAREFUSION | 8015M |  |  | Rental | MHHS-TMC |  |  |  | FFP2161 |  | TMC |  | Rental | [7 empty] | CONTROLLERINFUSIONPUMP-Alaris-Medley 8015 |  | MEDLEY PCU W/NETWORK *MEMORIAL HERMANN* |  |  | CONTROLLERINFUSIONPUMP-Alaris-Medley 8015 | [6 empty] | Verified as Rental |  |  | MHHS-TMC
NO | YES |  |  |  | FFP2167 |  | CAREFUSION | 8015M |  |  | Rental | MHHS-TMC |  |  |  | FFP2167 |  | TMC |  | Rental | [7 empty] | CONTROLLERINFUSIONPUMP-Alaris-Medley 8015 |  | MEDLEY PCU W/NETWORK *MEMORIAL HERMANN* |  |  | CONTROLLERINFUSIONPUMP-Alaris-Medley 8015 | [6 empty] | Verified as Rental |  |  | MHHS-TMC
NO | YES |  |  |  | FFP2171 |  | CAREFUSION | 8015M |  |  | Rental | MHHS-TMC |  |  |  | FFP2171 |  | TMC |  | Rental | [7 empty] | CONTROLLERINFUSIONPUMP-Alaris-Medley 8015 |  | MEDLEY PCU W/NETWORK *MEMORIAL HERMANN* |  |  | CONTROLLERINFUSIONPUMP-Alaris-Medley 8015 | [6 empty] | Verified as Rental |  |  | MHHS-TMC
NO | YES |  |  |  | FFP2183 |  | CAREFUSION | 8015M |  |  | Rental | MHHS-TMC |  |  |  | FFP2183 |  | TMC |  | Rental | [7 empty] | CONTROLLERINFUSIONPUMP-Alaris-Medley 8015 |  | MEDLEY PCU W/NETWORK *MEMORIAL HERMANN* |  |  | CONTROLLERINFUSIONPUMP-Alaris-Medley 8015 | [6 empty] | Verified as Rental |  |  | MHHS-TMC
NO | YES |  |  |  | FFP2187 |  | CAREFUSION | 8015M |  |  | Rental | MHHS-TMC |  |  |  | FFP2187 |  | TMC |  | Rental | [7 empty] | CONTROLLERINFUSIONPUMP-Alaris-Medley 8015 |  | MEDLEY PCU W/NETWORK *MEMORIAL HERMANN* |  |  | CONTROLLERINFUSIONPUMP-Alaris-Medley 8015 | [6 empty] | Verified as Rental |  |  | MHHS-TMC
NO | YES |  |  |  | FFP2212 |  | CAREFUSION | 8015M |  |  | Rental | MHHS-TMC |  |  |  | FFP2212 |  | TMC |  | Rental | [7 empty] | CONTROLLERINFUSIONPUMP-Alaris-Medley 8015 |  | MEDLEY PCU W/NETWORK *MEMORIAL HERMANN* |  |  | CONTROLLERINFUSIONPUMP-Alaris-Medley 8015 | [6 empty] | Verified as Rental |  |  | MHHS-TMC
NO | YES |  |  |  | FFP2224 |  | CAREFUSION | 8015M |  |  | Rental | MHHS-TMC |  |  |  | FFP2224 |  | TMC |  | Rental | [7 empty] | CONTROLLERINFUSIONPUMP-Alaris-Medley 8015 |  | MEDLEY PCU W/NETWORK *MEMORIAL HERMANN* |  |  | CONTROLLERINFUSIONPUMP-Alaris-Medley 8015 | [6 empty] | Verified as Rental |  |  | MHHS-TMC
NO | YES |  |  |  | FFP2230 |  | CAREFUSION | 8015M |  |  | Rental | MHHS-TMC |  |  |  | FFP2230 |  | TMC |  | Rental | [7 empty] | CONTROLLERINFUSIONPUMP-Alaris-Medley 8015 |  | MEDLEY PCU W/NETWORK *MEMORIAL HERMANN* |  |  | CONTROLLERINFUSIONPUMP-Alaris-Medley 8015 | [6 empty] | Verified as Rental |  |  | MHHS-TMC
NO | YES |  |  |  | FFP2235 |  | CAREFUSION | 8015M |  |  | Rental | MHHS-TMC |  |  |  | FFP2235 |  | TMC |  | Rental | [7 empty] | CONTROLLERINFUSIONPUMP-Alaris-Medley 8015 |  | MEDLEY PCU W/NETWORK *MEMORIAL HERMANN* |  |  | CONTROLLERINFUSIONPUMP-Alaris-Medley 8015 | [6 empty] | Verified as Rental |  |  | MHHS-TMC
NO | YES |  |  |  | FFP2240 |  | CAREFUSION | 8015M |  |  | Rental | MHHS-TMC |  |  |  | FFP2240 |  | TMC |  | Rental | [7 empty] | CONTROLLERINFUSIONPUMP-Alaris-Medley 8015 |  | MEDLEY PCU W/NETWORK *MEMORIAL HERMANN* |  |  | CONTROLLERINFUSIONPUMP-Alaris-Medley 8015 | [6 empty] | Verified as Rental |  |  | MHHS-TMC
NO | YES |  |  |  | FFP2245 |  | CAREFUSION | 8015M |  |  | Rental | MHHS-TMC |  |  |  | FFP2245 |  | TMC |  | Rental | [7 empty] | CONTROLLERINFUSIONPUMP-Alaris-Medley 8015 |  | MEDLEY PCU W/NETWORK *MEMORIAL HERMANN* |  |  | CONTROLLERINFUSIONPUMP-Alaris-Medley 8015 | [6 empty] | Verified as Rental |  |  | MHHS-TMC
NO | YES |  |  |  | FFP2246 |  | CAREFUSION | 8015M |  |  | Rental | MHHS-TMC |  |  |  | FFP2246 |  | TMC |  | Rental | [7 empty] | CONTROLLERINFUSIONPUMP-Alaris-Medley 8015 |  | MEDLEY PCU W/NETWORK *MEMORIAL HERMANN* |  |  | CONTROLLERINFUSIONPUMP-Alaris-Medley 8015 | [6 empty] | Verified as Rental |  |  | MHHS-TMC
NO | YES |  |  |  | FFP2249 |  | CAREFUSION | 8015M |  |  | Rental | MHHS-TMC |  |  |  | FFP2249 |  | TMC |  | Rental | [7 empty] | CONTROLLERINFUSIONPUMP-Alaris-Medley 8015 |  | MEDLEY PCU W/NETWORK *MEMORIAL HERMANN* |  |  | CONTROLLERINFUSIONPUMP-Alaris-Medley 8015 | [6 empty] | Verified as Rental |  |  | MHHS-TMC
NO | YES |  |  |  | FFP2262 |  | CAREFUSION | 8015M |  |  | Rental | MHHS-TMC |  |  |  | FFP2262 |  | TMC |  | Rental | [7 empty] | CONTROLLERINFUSIONPUMP-Alaris-Medley 8015 |  | MEDLEY PCU W/NETWORK *MEMORIAL HERMANN* |  |  | CONTROLLERINFUSIONPUMP-Alaris-Medley 8015 | [6 empty] | Verified as Rental |  |  | MHHS-TMC
NO | YES |  |  |  | FFP2265 |  | CAREFUSION | 8015M |  |  | Rental | MHHS-TMC |  |  |  | FFP2265 |  | TMC |  | Rental | [7 empty] | CONTROLLERINFUSIONPUMP-Alaris-Medley 8015 |  | MEDLEY PCU W/NETWORK *MEMORIAL HERMANN* |  |  | CONTROLLERINFUSIONPUMP-Alaris-Medley 8015 | [6 empty] | Verified as Rental |  |  | MHHS-TMC
NO | YES |  |  |  | FFP2267 |  | CAREFUSION | 8015M |  |  | Rental | MHHS-TMC |  |  |  | FFP2267 |  | TMC |  | Rental | [7 empty] | CONTROLLERINFUSIONPUMP-Alaris-Medley 8015 |  | MEDLEY PCU W/NETWORK *MEMORIAL HERMANN* |  |  | CONTROLLERINFUSIONPUMP-Alaris-Medley 8015 | [6 empty] | Verified as Rental |  |  | MHHS-TMC
NO | YES |  |  |  | FFP2269 |  | CAREFUSION | 8015M |  |  | Rental | MHHS-TMC |  |  |  | FFP2269 |  | TMC |  | Rental | [7 empty] | CONTROLLERINFUSIONPUMP-Alaris-Medley 8015 |  | MEDLEY PCU W/NETWORK *MEMORIAL HERMANN* |  |  | CONTROLLERINFUSIONPUMP-Alaris-Medley 8015 | [6 empty] | Verified as Rental |  |  | MHHS-TMC
NO | YES |  |  |  | FFP2273 |  | CAREFUSION | 8015M |  |  | Rental | MHHS-TMC |  |  |  | FFP2273 |  | TMC |  | Rental | [7 empty] | CONTROLLERINFUSIONPUMP-Alaris-Medley 8015 |  | MEDLEY PCU W/NETWORK *MEMORIAL HERMANN* |  |  | CONTROLLERINFUSIONPUMP-Alaris-Medley 8015 | [6 empty] | Verified as Rental |  |  | MHHS-TMC
NO | YES |  |  |  | FFP2275 |  | CAREFUSION | 8015M |  |  | Rental | MHHS-TMC |  |  |  | FFP2275 |  | TMC |  | Rental | [7 empty] | CONTROLLERINFUSIONPUMP-Alaris-Medley 8015 |  | MEDLEY PCU W/NETWORK *MEMORIAL HERMANN* |  |  | CONTROLLERINFUSIONPUMP-Alaris-Medley 8015 | [6 empty] | Verified as Rental |  |  | MHHS-TMC
NO | YES |  |  |  | FFP2280 |  | CAREFUSION | 8015M |  |  | Rental | MHHS-TMC |  |  |  | FFP2280 |  | TMC |  | Rental | [7 empty] | CONTROLLERINFUSIONPUMP-Alaris-Medley 8015 |  | MEDLEY PCU W/NETWORK *MEMORIAL HERMANN* |  |  | CONTROLLERINFUSIONPUMP-Alaris-Medley 8015 | [6 empty] | Verified as Rental |  |  | MHHS-TMC
NO | YES |  |  |  | FFP2281 |  | CAREFUSION | 8015M |  |  | Rental | MHHS-TMC |  |  |  | FFP2281 |  | TMC |  | Rental | [7 empty] | CONTROLLERINFUSIONPUMP-Alaris-Medley 8015 |  | MEDLEY PCU W/NETWORK *MEMORIAL HERMANN* |  |  | CONTROLLERINFUSIONPUMP-Alaris-Medley 8015 | [6 empty] | Verified as Rental |  |  | MHHS-TMC
NO | YES |  |  |  | FFP2282 |  | CAREFUSION | 8015M |  |  | Rental | MHHS-TMC |  |  |  | FFP2282 |  | TMC |  | Rental | [7 empty] | CONTROLLERINFUSIONPUMP-Alaris-Medley 8015 |  | MEDLEY PCU W/NETWORK *MEMORIAL HERMANN* |  |  | CONTROLLERINFUSIONPUMP-Alaris-Medley 8015 | [6 empty] | Verified as Rental |  |  | MHHS-TMC
NO | YES |  |  |  | FFP2286 |  | CAREFUSION | 8015M |  |  | Rental | MHHS-TMC |  |  |  | FFP2286 |  | TMC |  | Rental | [7 empty] | CONTROLLERINFUSIONPUMP-Alaris-Medley 8015 |  | MEDLEY PCU W/NETWORK *MEMORIAL HERMANN* |  |  | CONTROLLERINFUSIONPUMP-Alaris-Medley 8015 | [6 empty] | Verified as Rental |  |  | MHHS-TMC
NO | YES |  |  |  | FFP2287 |  | CAREFUSION | 8015M |  |  | Rental | MHHS-TMC |  |  |  | FFP2287 |  | TMC |  | Rental | [7 empty] | CONTROLLERINFUSIONPUMP-Alaris-Medley 8015 |  | MEDLEY PCU W/NETWORK *MEMORIAL HERMANN* |  |  | CONTROLLERINFUSIONPUMP-Alaris-Medley 8015 | [6 empty] | Verified as Rental |  |  | MHHS-TMC
NO | YES |  |  |  | FFP2290 |  | CAREFUSION | 8015M |  |  | Rental | MHHS-TMC |  |  |  | FFP2290 |  | TMC |  | Rental | [7 empty] | CONTROLLERINFUSIONPUMP-Alaris-Medley 8015 |  | MEDLEY PCU W/NETWORK *MEMORIAL HERMANN* |  |  | CONTROLLERINFUSIONPUMP-Alaris-Medley 8015 | [6 empty] | Verified as Rental |  |  | MHHS-TMC
NO | YES |  |  |  | FFP2291 |  | CAREFUSION | 8015M |  |  | Rental | MHHS-TMC |  |  |  | FFP2291 |  | TMC |  | Rental | [7 empty] | CONTROLLERINFUSIONPUMP-Alaris-Medley 8015 |  | MEDLEY PCU W/NETWORK *MEMORIAL HERMANN* |  |  | CONTROLLERINFUSIONPUMP-Alaris-Medley 8015 | [6 empty] | Verified as Rental |  |  | MHHS-TMC
NO | YES |  |  |  | FFP2294 |  | CAREFUSION | 8015M |  |  | Rental | MHHS-TMC |  |  |  | FFP2294 |  | TMC |  | Rental | [7 empty] | CONTROLLERINFUSIONPUMP-Alaris-Medley 8015 |  | MEDLEY PCU W/NETWORK *MEMORIAL HERMANN* |  |  | CONTROLLERINFUSIONPUMP-Alaris-Medley 8015 | [6 empty] | Verified as Rental |  |  | MHHS-TMC
NO | YES |  |  |  | FFP2295 |  | CAREFUSION | 8015M |  |  | Rental | MHHS-TMC |  |  |  | FFP2295 |  | TMC |  | Rental | [7 empty] | CONTROLLERINFUSIONPUMP-Alaris-Medley 8015 |  | MEDLEY PCU W/NETWORK *MEMORIAL HERMANN* |  |  | CONTROLLERINFUSIONPUMP-Alaris-Medley 8015 | [6 empty] | Verified as Rental |  |  | MHHS-TMC
NO | YES |  |  |  | FFP2302 |  | CAREFUSION | 8015M |  |  | Rental | MHHS-TMC |  |  |  | FFP2302 |  | TMC |  | Rental | [7 empty] | CONTROLLERINFUSIONPUMP-Alaris-Medley 8015 |  | MEDLEY PCU W/NETWORK *MEMORIAL HERMANN* |  |  | CONTROLLERINFUSIONPUMP-Alaris-Medley 8015 | [6 empty] | Verified as Rental |  |  | MHHS-TMC
NO | YES |  |  |  | FFP2305 |  | CAREFUSION | 8015M |  |  | Rental | MHHS-TMC |  |  |  | FFP2305 |  | TMC |  | Rental | [7 empty] | CONTROLLERINFUSIONPUMP-Alaris-Medley 8015 |  | MEDLEY PCU W/NETWORK *MEMORIAL HERMANN* |  |  | CONTROLLERINFUSIONPUMP-Alaris-Medley 8015 | [6 empty] | Verified as Rental |  |  | MHHS-TMC
NO | YES |  |  |  | FFP2307 |  | CAREFUSION | 8015M |  |  | Rental | MHHS-TMC |  |  |  | FFP2307 |  | TMC |  | Rental | [7 empty] | CONTROLLERINFUSIONPUMP-Alaris-Medley 8015 |  | MEDLEY PCU W/NETWORK *MEMORIAL HERMANN* |  |  | CONTROLLERINFUSIONPUMP-Alaris-Medley 8015 | [6 empty] | Verified as Rental |  |  | MHHS-TMC
NO | YES |  |  |  | FFP2308 |  | CAREFUSION | 8015M |  |  | Rental | MHHS-TMC |  |  |  | FFP2308 |  | TMC |  | Rental | [7 empty] | CONTROLLERINFUSIONPUMP-Alaris-Medley 8015 |  | MEDLEY PCU W/NETWORK *MEMORIAL HERMANN* |  |  | CONTROLLERINFUSIONPUMP-Alaris-Medley 8015 | [6 empty] | Verified as Rental |  |  | MHHS-TMC
NO | YES |  |  |  | FFP2313 |  | CAREFUSION | 8015M |  |  | Rental | MHHS-TMC |  |  |  | FFP2313 |  | TMC |  | Rental | [7 empty] | CONTROLLERINFUSIONPUMP-Alaris-Medley 8015 |  | MEDLEY PCU W/NETWORK *MEMORIAL HERMANN* |  |  | CONTROLLERINFUSIONPUMP-Alaris-Medley 8015 | [6 empty] | Verified as Rental |  |  | MHHS-TMC
NO | YES |  |  |  | FFP2317 |  | CAREFUSION | 8015M |  |  | Rental | MHHS-TMC |  |  |  | FFP2317 |  | TMC |  | Rental | [7 empty] | CONTROLLERINFUSIONPUMP-Alaris-Medley 8015 |  | MEDLEY PCU W/NETWORK *MEMORIAL HERMANN* |  |  | CONTROLLERINFUSIONPUMP-Alaris-Medley 8015 | [6 empty] | Verified as Rental |  |  | MHHS-TMC
NO | YES |  |  |  | FFP2320 |  | CAREFUSION | 8015M |  |  | Rental | MHHS-TMC |  |  |  | FFP2320 |  | TMC |  | Rental | [7 empty] | CONTROLLERINFUSIONPUMP-Alaris-Medley 8015 |  | MEDLEY PCU W/NETWORK *MEMORIAL HERMANN* |  |  | CONTROLLERINFUSIONPUMP-Alaris-Medley 8015 | [6 empty] | Verified as Rental |  |  | MHHS-TMC
NO | YES |  |  |  | FFP2322 |  | CAREFUSION | 8015M |  |  | Rental | MHHS-TMC |  |  |  | FFP2322 |  | TMC |  | Rental | [7 empty] | CONTROLLERINFUSIONPUMP-Alaris-Medley 8015 |  | MEDLEY PCU W/NETWORK *MEMORIAL HERMANN* |  |  | CONTROLLERINFUSIONPUMP-Alaris-Medley 8015 | [6 empty] | Verified as Rental |  |  | MHHS-TMC
NO | YES |  |  |  | FFP2332 |  | CAREFUSION | 8015M |  |  | Rental | MHHS-TMC |  |  |  | FFP2332 |  | TMC |  | Rental | [7 empty] | CONTROLLERINFUSIONPUMP-Alaris-Medley 8015 |  | MEDLEY PCU W/NETWORK *MEMORIAL HERMANN* |  |  | CONTROLLERINFUSIONPUMP-Alaris-Medley 8015 | [6 empty] | Verified as Rental |  |  | MHHS-TMC
NO | YES |  |  |  | FFP2339 |  | CAREFUSION | 8015M |  |  | Rental | MHHS-TMC |  |  |  | FFP2339 |  | TMC |  | Rental | [7 empty] | CONTROLLERINFUSIONPUMP-Alaris-Medley 8015 |  | MEDLEY PCU W/NETWORK *MEMORIAL HERMANN* |  |  | CONTROLLERINFUSIONPUMP-Alaris-Medley 8015 | [6 empty] | Verified as Rental |  |  | MHHS-TMC
NO | YES |  |  |  | FFP2348 |  | CAREFUSION | 8015M |  |  | Rental | MHHS-TMC |  |  |  | FFP2348 |  | TMC |  | Rental | [7 empty] | CONTROLLERINFUSIONPUMP-Alaris-Medley 8015 |  | MEDLEY PCU W/NETWORK *MEMORIAL HERMANN* |  |  | CONTROLLERINFUSIONPUMP-Alaris-Medley 8015 | [6 empty] | Verified as Rental |  |  | MHHS-TMC
NO | YES |  |  |  | FFP2350 |  | CAREFUSION | 8015M |  |  | Rental | MHHS-TMC |  |  |  | FFP2350 |  | TMC |  | Rental | [7 empty] | CONTROLLERINFUSIONPUMP-Alaris-Medley 8015 |  | MEDLEY PCU W/NETWORK *MEMORIAL HERMANN* |  |  | CONTROLLERINFUSIONPUMP-Alaris-Medley 8015 | [6 empty] | Verified as Rental |  |  | MHHS-TMC
NO | YES |  |  |  | FFP2353 |  | CAREFUSION | 8015M |  |  | Rental | MHHS-TMC |  |  |  | FFP2353 |  | TMC |  | Rental | [7 empty] | CONTROLLERINFUSIONPUMP-Alaris-Medley 8015 |  | MEDLEY PCU W/NETWORK *MEMORIAL HERMANN* |  |  | CONTROLLERINFUSIONPUMP-Alaris-Medley 8015 | [6 empty] | Verified as Rental |  |  | MHHS-TMC
NO | YES |  |  |  | FFP2362 |  | CAREFUSION | 8015M |  |  | Rental | MHHS-TMC |  |  |  | FFP2362 |  | TMC |  | Rental | [7 empty] | CONTROLLERINFUSIONPUMP-Alaris-Medley 8015 |  | MEDLEY PCU W/NETWORK *MEMORIAL HERMANN* |  |  | CONTROLLERINFUSIONPUMP-Alaris-Medley 8015 | [6 empty] | Verified as Rental |  |  | MHHS-TMC
NO | YES |  |  |  | FFP2364 |  | CAREFUSION | 8015M |  |  | Rental | MHHS-TMC |  |  |  | FFP2364 |  | TMC |  | Rental | [7 empty] | CONTROLLERINFUSIONPUMP-Alaris-Medley 8015 |  | MEDLEY PCU W/NETWORK *MEMORIAL HERMANN* |  |  | CONTROLLERINFUSIONPUMP-Alaris-Medley 8015 | [6 empty] | Verified as Rental |  |  | MHHS-TMC
NO | YES |  |  |  | FFP2365 |  | CAREFUSION | 8015M |  |  | Rental | MHHS-TMC |  |  |  | FFP2365 |  | TMC |  | Rental | [7 empty] | CONTROLLERINFUSIONPUMP-Alaris-Medley 8015 |  | MEDLEY PCU W/NETWORK *MEMORIAL HERMANN* |  |  | CONTROLLERINFUSIONPUMP-Alaris-Medley 8015 | [6 empty] | Verified as Rental |  |  | MHHS-TMC
NO | YES |  |  |  | FFP2366 |  | CAREFUSION | 8015M |  |  | Rental | MHHS-TMC |  |  |  | FFP2366 |  | TMC |  | Rental | [7 empty] | CONTROLLERINFUSIONPUMP-Alaris-Medley 8015 |  | MEDLEY PCU W/NETWORK *MEMORIAL HERMANN* |  |  | CONTROLLERINFUSIONPUMP-Alaris-Medley 8015 | [6 empty] | Verified as Rental |  |  | MHHS-TMC
NO | YES |  |  |  | FFP2368 |  | CAREFUSION | 8015M |  |  | Rental | MHHS-TMC |  |  |  | FFP2368 |  | TMC |  | Rental | [7 empty] | CONTROLLERINFUSIONPUMP-Alaris-Medley 8015 |  | MEDLEY PCU W/NETWORK *MEMORIAL HERMANN* |  |  | CONTROLLERINFUSIONPUMP-Alaris-Medley 8015 | [6 empty] | Verified as Rental |  |  | MHHS-TMC
NO | YES |  |  |  | FFP2369 |  | CAREFUSION | 8015M |  |  | Rental | MHHS-TMC |  |  |  | FFP2369 |  | TMC |  | Rental | [7 empty] | CONTROLLERINFUSIONPUMP-Alaris-Medley 8015 |  | MEDLEY PCU W/NETWORK *MEMORIAL HERMANN* |  |  | CONTROLLERINFUSIONPUMP-Alaris-Medley 8015 | [6 empty] | Verified as Rental |  |  | MHHS-TMC
NO | YES |  |  |  | FFP2371 |  | CAREFUSION | 8015M |  |  | Rental | MHHS-TMC |  |  |  | FFP2371 |  | TMC |  | Rental | [7 empty] | CONTROLLERINFUSIONPUMP-Alaris-Medley 8015 |  | MEDLEY PCU W/NETWORK *MEMORIAL HERMANN* |  |  | CONTROLLERINFUSIONPUMP-Alaris-Medley 8015 | [6 empty] | Verified as Rental |  |  | MHHS-TMC
NO | YES |  |  |  | FFP2387 |  | CAREFUSION | 8015M |  |  | Rental | MHHS-TMC |  |  |  | FFP2387 |  | TMC |  | Rental | [7 empty] | CONTROLLERINFUSIONPUMP-Alaris-Medley 8015 |  | MEDLEY PCU W/NETWORK *MEMORIAL HERMANN* |  |  | CONTROLLERINFUSIONPUMP-Alaris-Medley 8015 | [6 empty] | Verified as Rental |  |  | MHHS-TMC
NO | YES |  |  |  | FFP2389 |  | CAREFUSION | 8015M |  |  | Rental | MHHS-TMC |  |  |  | FFP2389 |  | TMC |  | Rental | [7 empty] | CONTROLLERINFUSIONPUMP-Alaris-Medley 8015 |  | MEDLEY PCU W/NETWORK *MEMORIAL HERMANN* |  |  | CONTROLLERINFUSIONPUMP-Alaris-Medley 8015 | [6 empty] | Verified as Rental |  |  | MHHS-TMC
NO | YES |  |  |  | FFP2399 |  | CAREFUSION | 8015M |  |  | Rental | MHHS-TMC |  |  |  | FFP2399 |  | TMC |  | Rental | [7 empty] | CONTROLLERINFUSIONPUMP-Alaris-Medley 8015 |  | MEDLEY PCU W/NETWORK *MEMORIAL HERMANN* |  |  | CONTROLLERINFUSIONPUMP-Alaris-Medley 8015 | [6 empty] | Verified as Rental |  |  | MHHS-TMC
NO | YES |  |  |  | FFP2400 |  | CAREFUSION | 8015M |  |  | Rental | MHHS-TMC |  |  |  | FFP2400 |  | TMC |  | Rental | [7 empty] | CONTROLLERINFUSIONPUMP-Alaris-Medley 8015 |  | MEDLEY PCU W/NETWORK *MEMORIAL HERMANN* |  |  | CONTROLLERINFUSIONPUMP-Alaris-Medley 8015 | [6 empty] | Verified as Rental |  |  | MHHS-TMC
NO | YES |  |  |  | FFP2405 |  | CAREFUSION | 8015M |  |  | Rental | MHHS-TMC |  |  |  | FFP2405 |  | TMC |  | Rental | [7 empty] | CONTROLLERINFUSIONPUMP-Alaris-Medley 8015 |  | MEDLEY PCU W/NETWORK *MEMORIAL HERMANN* |  |  | CONTROLLERINFUSIONPUMP-Alaris-Medley 8015 | [6 empty] | Verified as Rental |  |  | MHHS-TMC
NO | YES |  |  |  | FFP2418 |  | CAREFUSION | 8015M |  |  | Rental | MHHS-TMC |  |  |  | FFP2418 |  | TMC |  | Rental | [7 empty] | CONTROLLERINFUSIONPUMP-Alaris-Medley 8015 |  | MEDLEY PCU W/NETWORK *MEMORIAL HERMANN* |  |  | CONTROLLERINFUSIONPUMP-Alaris-Medley 8015 | [6 empty] | Verified as Rental |  |  | MHHS-TMC
NO | YES |  |  |  | FFP2421 |  | CAREFUSION | 8015M |  |  | Rental | MHHS-TMC |  |  |  | FFP2421 |  | TMC |  | Rental | [7 empty] | CONTROLLERINFUSIONPUMP-Alaris-Medley 8015 |  | MEDLEY PCU W/NETWORK *MEMORIAL HERMANN* |  |  | CONTROLLERINFUSIONPUMP-Alaris-Medley 8015 | [6 empty] | Verified as Rental |  |  | MHHS-TMC
NO | YES |  |  |  | FFP2422 |  | CAREFUSION | 8015M |  |  | Rental | MHHS-TMC |  |  |  | FFP2422 |  | TMC |  | Rental | [7 empty] | CONTROLLERINFUSIONPUMP-Alaris-Medley 8015 |  | MEDLEY PCU W/NETWORK *MEMORIAL HERMANN* |  |  | CONTROLLERINFUSIONPUMP-Alaris-Medley 8015 | [6 empty] | Verified as Rental |  |  | MHHS-TMC
NO | YES |  |  |  | FFP2425 |  | CAREFUSION | 8015M |  |  | Rental | MHHS-TMC |  |  |  | FFP2425 |  | TMC |  | Rental | [7 empty] | CONTROLLERINFUSIONPUMP-Alaris-Medley 8015 |  | MEDLEY PCU W/NETWORK *MEMORIAL HERMANN* |  |  | CONTROLLERINFUSIONPUMP-Alaris-Medley 8015 | [6 empty] | Verified as Rental |  |  | MHHS-TMC
NO | YES |  |  |  | FFP2433 |  | CAREFUSION | 8015M |  |  | Rental | MHHS-TMC |  |  |  | FFP2433 |  | TMC |  | Rental | [7 empty] | CONTROLLERINFUSIONPUMP-Alaris-Medley 8015 |  | MEDLEY PCU W/NETWORK *MEMORIAL HERMANN* |  |  | CONTROLLERINFUSIONPUMP-Alaris-Medley 8015 | [6 empty] | Verified as Rental |  |  | MHHS-TMC
NO | YES |  |  |  | FFP2437 |  | CAREFUSION | 8015M |  |  | Rental | MHHS-TMC |  |  |  | FFP2437 |  | TMC |  | Rental | [7 empty] | CONTROLLERINFUSIONPUMP-Alaris-Medley 8015 |  | MEDLEY PCU W/NETWORK *MEMORIAL HERMANN* |  |  | CONTROLLERINFUSIONPUMP-Alaris-Medley 8015 | [6 empty] | Verified as Rental |  |  | MHHS-TMC
NO | YES |  |  |  | FFP2440 |  | CAREFUSION | 8015M |  |  | Rental | MHHS-TMC |  |  |  | FFP2440 |  | TMC |  | Rental | [7 empty] | CONTROLLERINFUSIONPUMP-Alaris-Medley 8015 |  | MEDLEY PCU W/NETWORK *MEMORIAL HERMANN* |  |  | CONTROLLERINFUSIONPUMP-Alaris-Medley 8015 | [6 empty] | Verified as Rental |  |  | MHHS-TMC
NO | YES |  |  |  | FFP2442 |  | CAREFUSION | 8015M |  |  | Rental | MHHS-TMC |  |  |  | FFP2442 |  | TMC |  | Rental | [7 empty] | CONTROLLERINFUSIONPUMP-Alaris-Medley 8015 |  | MEDLEY PCU W/NETWORK *MEMORIAL HERMANN* |  |  | CONTROLLERINFUSIONPUMP-Alaris-Medley 8015 | [6 empty] | Verified as Rental |  |  | MHHS-TMC
NO | YES |  |  |  | FFP2443 |  | CAREFUSION | 8015M |  |  | Rental | MHHS-TMC |  |  |  | FFP2443 |  | TMC |  | Rental | [7 empty] | CONTROLLERINFUSIONPUMP-Alaris-Medley 8015 |  | MEDLEY PCU W/NETWORK *MEMORIAL HERMANN* |  |  | CONTROLLERINFUSIONPUMP-Alaris-Medley 8015 | [6 empty] | Verified as Rental |  |  | MHHS-TMC
NO | YES |  |  |  | FFP2455 |  | CAREFUSION | 8015M |  |  | Rental | MHHS-TMC |  |  |  | FFP2455 |  | TMC |  | Rental | [7 empty] | CONTROLLERINFUSIONPUMP-Alaris-Medley 8015 |  | MEDLEY PCU W/NETWORK *MEMORIAL HERMANN* |  |  | CONTROLLERINFUSIONPUMP-Alaris-Medley 8015 | [6 empty] | Verified as Rental |  |  | MHHS-TMC
NO | YES |  |  |  | FFP2458 |  | CAREFUSION | 8015M |  |  | Rental | MHHS-TMC |  |  |  | FFP2458 |  | TMC |  | Rental | [7 empty] | CONTROLLERINFUSIONPUMP-Alaris-Medley 8015 |  | MEDLEY PCU W/NETWORK *MEMORIAL HERMANN* |  |  | CONTROLLERINFUSIONPUMP-Alaris-Medley 8015 | [6 empty] | Verified as Rental |  |  | MHHS-TMC
NO | YES |  |  |  | FFP2460 |  | CAREFUSION | 8015M |  |  | Rental | MHHS-TMC |  |  |  | FFP2460 |  | TMC |  | Rental | [7 empty] | CONTROLLERINFUSIONPUMP-Alaris-Medley 8015 |  | MEDLEY PCU W/NETWORK *MEMORIAL HERMANN* |  |  | CONTROLLERINFUSIONPUMP-Alaris-Medley 8015 | [6 empty] | Verified as Rental |  |  | MHHS-TMC
NO | YES |  |  |  | FFP2461 |  | CAREFUSION | 8015M |  |  | Rental | MHHS-TMC |  |  |  | FFP2461 |  | TMC |  | Rental | [7 empty] | CONTROLLERINFUSIONPUMP-Alaris-Medley 8015 |  | MEDLEY PCU W/NETWORK *MEMORIAL HERMANN* |  |  | CONTROLLERINFUSIONPUMP-Alaris-Medley 8015 | [6 empty] | Verified as Rental |  |  | MHHS-TMC
NO | YES |  |  |  | FFP2462 |  | CAREFUSION | 8015M |  |  | Rental | MHHS-TMC |  |  |  | FFP2462 |  | TMC |  | Rental | [7 empty] | CONTROLLERINFUSIONPUMP-Alaris-Medley 8015 |  | MEDLEY PCU W/NETWORK *MEMORIAL HERMANN* |  |  | CONTROLLERINFUSIONPUMP-Alaris-Medley 8015 | [6 empty] | Verified as Rental |  |  | MHHS-TMC
NO | YES |  |  |  | FFP2472 |  | CAREFUSION | 8015M |  |  | Rental | MHHS-TMC |  |  |  | FFP2472 |  | TMC |  | Rental | [7 empty] | CONTROLLERINFUSIONPUMP-Alaris-Medley 8015 |  | MEDLEY PCU W/NETWORK *MEMORIAL HERMANN* |  |  | CONTROLLERINFUSIONPUMP-Alaris-Medley 8015 | [6 empty] | Verified as Rental |  |  | MHHS-TMC
NO | YES |  |  |  | FFP2474 |  | CAREFUSION | 8015M |  |  | Rental | MHHS-TMC |  |  |  | FFP2474 |  | TMC |  | Rental | [7 empty] | CONTROLLERINFUSIONPUMP-Alaris-Medley 8015 |  | MEDLEY PCU W/NETWORK *MEMORIAL HERMANN* |  |  | CONTROLLERINFUSIONPUMP-Alaris-Medley 8015 | [6 empty] | Verified as Rental |  |  | MHHS-TMC
NO | YES |  |  |  | FFP2477 |  | CAREFUSION | 8015M |  |  | Rental | MHHS-TMC |  |  |  | FFP2477 |  | TMC |  | Rental | [7 empty] | CONTROLLERINFUSIONPUMP-Alaris-Medley 8015 |  | MEDLEY PCU W/NETWORK *MEMORIAL HERMANN* |  |  | CONTROLLERINFUSIONPUMP-Alaris-Medley 8015 | [6 empty] | Verified as Rental |  |  | MHHS-TMC
NO | YES |  |  |  | FFP2483 |  | CAREFUSION | 8015M |  |  | Rental | MHHS-TMC |  |  |  | FFP2483 |  | TMC |  | Rental | [7 empty] | CONTROLLERINFUSIONPUMP-Alaris-Medley 8015 |  | MEDLEY PCU W/NETWORK *MEMORIAL HERMANN* |  |  | CONTROLLERINFUSIONPUMP-Alaris-Medley 8015 | [6 empty] | Verified as Rental |  |  | MHHS-TMC
NO | YES |  |  |  | FFP2486 |  | CAREFUSION | 8015M |  |  | Rental | MHHS-TMC |  |  |  | FFP2486 |  | TMC |  | Rental | [7 empty] | CONTROLLERINFUSIONPUMP-Alaris-Medley 8015 |  | MEDLEY PCU W/NETWORK *MEMORIAL HERMANN* |  |  | CONTROLLERINFUSIONPUMP-Alaris-Medley 8015 | [6 empty] | Verified as Rental |  |  | MHHS-TMC
NO | YES |  |  |  | FFP2500 |  | CAREFUSION | 8015M |  |  | Rental | MHHS-TMC |  |  |  | FFP2500 |  | TMC |  | Rental | [7 empty] | CONTROLLERINFUSIONPUMP-Alaris-Medley 8015 |  | MEDLEY PCU W/NETWORK *MEMORIAL HERMANN* |  |  | CONTROLLERINFUSIONPUMP-Alaris-Medley 8015 | [6 empty] | Verified as Rental |  |  | MHHS-TMC
NO | YES |  |  |  | FFP2502 |  | CAREFUSION | 8015M |  |  | Rental | MHHS-TMC |  |  |  | FFP2502 |  | TMC |  | Rental | [7 empty] | CONTROLLERINFUSIONPUMP-Alaris-Medley 8015 |  | MEDLEY PCU W/NETWORK *MEMORIAL HERMANN* |  |  | CONTROLLERINFUSIONPUMP-Alaris-Medley 8015 | [6 empty] | Verified as Rental |  |  | MHHS-TMC
NO | YES |  |  |  | FFP2505 |  | CAREFUSION | 8015M |  |  | Rental | MHHS-TMC |  |  |  | FFP2505 |  | TMC |  | Rental | [7 empty] | CONTROLLERINFUSIONPUMP-Alaris-Medley 8015 |  | MEDLEY PCU W/NETWORK *MEMORIAL HERMANN* |  |  | CONTROLLERINFUSIONPUMP-Alaris-Medley 8015 | [6 empty] | Verified as Rental |  |  | MHHS-TMC
NO | YES |  |  |  | FFP2506 |  | CAREFUSION | 8015M |  |  | Rental | MHHS-TMC |  |  |  | FFP2506 |  | TMC |  | Rental | [7 empty] | CONTROLLERINFUSIONPUMP-Alaris-Medley 8015 |  | MEDLEY PCU W/NETWORK *MEMORIAL HERMANN* |  |  | CONTROLLERINFUSIONPUMP-Alaris-Medley 8015 | [6 empty] | Verified as Rental |  |  | MHHS-TMC
NO | YES |  |  |  | FFP2510 |  | CAREFUSION | 8015M |  |  | Rental | MHHS-TMC |  |  |  | FFP2510 |  | TMC |  | Rental | [7 empty] | CONTROLLERINFUSIONPUMP-Alaris-Medley 8015 |  | MEDLEY PCU W/NETWORK *MEMORIAL HERMANN* |  |  | CONTROLLERINFUSIONPUMP-Alaris-Medley 8015 | [6 empty] | Verified as Rental |  |  | MHHS-TMC
NO | YES |  |  |  | FFP2516 |  | CAREFUSION | 8015M |  |  | Rental | MHHS-TMC |  |  |  | FFP2516 |  | TMC |  | Rental | [7 empty] | CONTROLLERINFUSIONPUMP-Alaris-Medley 8015 |  | MEDLEY PCU W/NETWORK *MEMORIAL HERMANN* |  |  | CONTROLLERINFUSIONPUMP-Alaris-Medley 8015 | [6 empty] | Verified as Rental |  |  | MHHS-TMC
NO | YES |  |  |  | FFP2517 |  | CAREFUSION | 8015M |  |  | Rental | MHHS-TMC |  |  |  | FFP2517 |  | TMC |  | Rental | [7 empty] | CONTROLLERINFUSIONPUMP-Alaris-Medley 8015 |  | MEDLEY PCU W/NETWORK *MEMORIAL HERMANN* |  |  | CONTROLLERINFUSIONPUMP-Alaris-Medley 8015 | [6 empty] | Verified as Rental |  |  | MHHS-TMC
NO | YES |  |  |  | FFP2520 |  | CAREFUSION | 8015M |  |  | Rental | MHHS-TMC |  |  |  | FFP2520 |  | TMC |  | Rental | [7 empty] | CONTROLLERINFUSIONPUMP-Alaris-Medley 8015 |  | MEDLEY PCU W/NETWORK *MEMORIAL HERMANN* |  |  | CONTROLLERINFUSIONPUMP-Alaris-Medley 8015 | [6 empty] | Verified as Rental |  |  | MHHS-TMC
NO | YES |  |  |  | FFP2524 |  | CAREFUSION | 8015M |  |  | Rental | MHHS-TMC |  |  |  | FFP2524 |  | TMC |  | Rental | [7 empty] | CONTROLLERINFUSIONPUMP-Alaris-Medley 8015 |  | MEDLEY PCU W/NETWORK *MEMORIAL HERMANN* |  |  | CONTROLLERINFUSIONPUMP-Alaris-Medley 8015 | [6 empty] | Verified as Rental |  |  | MHHS-TMC
NO | YES |  |  |  | FFP2527 |  | CAREFUSION | 8015M |  |  | Rental | MHHS-TMC |  |  |  | FFP2527 |  | TMC |  | Rental | [7 empty] | CONTROLLERINFUSIONPUMP-Alaris-Medley 8015 |  | MEDLEY PCU W/NETWORK *MEMORIAL HERMANN* |  |  | CONTROLLERINFUSIONPUMP-Alaris-Medley 8015 | [6 empty] | Verified as Rental |  |  | MHHS-TMC
NO | YES |  |  |  | FFP2528 |  | CAREFUSION | 8015M |  |  | Rental | MHHS-TMC |  |  |  | FFP2528 |  | TMC |  | Rental | [7 empty] | CONTROLLERINFUSIONPUMP-Alaris-Medley 8015 |  | MEDLEY PCU W/NETWORK *MEMORIAL HERMANN* |  |  | CONTROLLERINFUSIONPUMP-Alaris-Medley 8015 | [6 empty] | Verified as Rental |  |  | MHHS-TMC
NO | YES |  |  |  | FFP2529 |  | CAREFUSION | 8015M |  |  | Rental | MHHS-TMC |  |  |  | FFP2529 |  | TMC |  | Rental | [7 empty] | CONTROLLERINFUSIONPUMP-Alaris-Medley 8015 |  | MEDLEY PCU W/NETWORK *MEMORIAL HERMANN* |  |  | CONTROLLERINFUSIONPUMP-Alaris-Medley 8015 | [6 empty] | Verified as Rental |  |  | MHHS-TMC
NO | YES |  |  |  | FFP2537 |  | CAREFUSION | 8015M |  |  | Rental | MHHS-TMC |  |  |  | FFP2537 |  | TMC |  | Rental | [7 empty] | CONTROLLERINFUSIONPUMP-Alaris-Medley 8015 |  | MEDLEY PCU W/NETWORK *MEMORIAL HERMANN* |  |  | CONTROLLERINFUSIONPUMP-Alaris-Medley 8015 | [6 empty] | Verified as Rental |  |  | MHHS-TMC
NO | YES |  |  |  | FFP2542 |  | CAREFUSION | 8015M |  |  | Rental | MHHS-TMC |  |  |  | FFP2542 |  | TMC |  | Rental | [7 empty] | CONTROLLERINFUSIONPUMP-Alaris-Medley 8015 |  | MEDLEY PCU W/NETWORK *MEMORIAL HERMANN* |  |  | CONTROLLERINFUSIONPUMP-Alaris-Medley 8015 | [6 empty] | Verified as Rental |  |  | MHHS-TMC
NO | YES |  |  |  | FFP2559 |  | CAREFUSION | 8015M |  |  | Rental | MHHS-TMC |  |  |  | FFP2559 |  | TMC |  | Rental | [7 empty] | CONTROLLERINFUSIONPUMP-Alaris-Medley 8015 |  | MEDLEY PCU W/NETWORK *MEMORIAL HERMANN* |  |  | CONTROLLERINFUSIONPUMP-Alaris-Medley 8015 | [6 empty] | Verified as Rental |  |  | MHHS-TMC
NO | YES |  |  |  | FFP2560 |  | CAREFUSION | 8015M |  |  | Rental | MHHS-TMC |  |  |  | FFP2560 |  | TMC |  | Rental | [7 empty] | CONTROLLERINFUSIONPUMP-Alaris-Medley 8015 |  | MEDLEY PCU W/NETWORK *MEMORIAL HERMANN* |  |  | CONTROLLERINFUSIONPUMP-Alaris-Medley 8015 | [6 empty] | Verified as Rental |  |  | MHHS-TMC
NO | YES |  |  |  | FFP2563 |  | CAREFUSION | 8015M |  |  | Rental | MHHS-TMC |  |  |  | FFP2563 |  | TMC |  | Rental | [7 empty] | CONTROLLERINFUSIONPUMP-Alaris-Medley 8015 |  | MEDLEY PCU W/NETWORK *MEMORIAL HERMANN* |  |  | CONTROLLERINFUSIONPUMP-Alaris-Medley 8015 | [6 empty] | Verified as Rental |  |  | MHHS-TMC
NO | YES |  |  |  | FFP2564 |  | CAREFUSION | 8015M |  |  | Rental | MHHS-TMC |  |  |  | FFP2564 |  | TMC |  | Rental | [7 empty] | CONTROLLERINFUSIONPUMP-Alaris-Medley 8015 |  | MEDLEY PCU W/NETWORK *MEMORIAL HERMANN* |  |  | CONTROLLERINFUSIONPUMP-Alaris-Medley 8015 | [6 empty] | Verified as Rental |  |  | MHHS-TMC
NO | YES |  |  |  | FFP2571 |  | CAREFUSION | 8015M |  |  | Rental | MHHS-TMC |  |  |  | FFP2571 |  | TMC |  | Rental | [7 empty] | CONTROLLERINFUSIONPUMP-Alaris-Medley 8015 |  | MEDLEY PCU W/NETWORK *MEMORIAL HERMANN* |  |  | CONTROLLERINFUSIONPUMP-Alaris-Medley 8015 | [6 empty] | Verified as Rental |  |  | MHHS-TMC
NO | YES |  |  |  | FFP2574 |  | CAREFUSION | 8015M |  |  | Rental | MHHS-TMC |  |  |  | FFP2574 |  | TMC |  | Rental | [7 empty] | CONTROLLERINFUSIONPUMP-Alaris-Medley 8015 |  | MEDLEY PCU W/NETWORK *MEMORIAL HERMANN* |  |  | CONTROLLERINFUSIONPUMP-Alaris-Medley 8015 | [6 empty] | Verified as Rental |  |  | MHHS-TMC
NO | YES |  |  |  | FFP2577 |  | CAREFUSION | 8015M |  |  | Rental | MHHS-TMC |  |  |  | FFP2577 |  | TMC |  | Rental | [7 empty] | CONTROLLERINFUSIONPUMP-Alaris-Medley 8015 |  | MEDLEY PCU W/NETWORK *MEMORIAL HERMANN* |  |  | CONTROLLERINFUSIONPUMP-Alaris-Medley 8015 | [6 empty] | Verified as Rental |  |  | MHHS-TMC
NO | YES |  |  |  | FFP2586 |  | CAREFUSION | 8015M |  |  | Rental | MHHS-TMC |  |  |  | FFP2586 |  | TMC |  | Rental | [7 empty] | CONTROLLERINFUSIONPUMP-Alaris-Medley 8015 |  | MEDLEY PCU W/NETWORK *MEMORIAL HERMANN* |  |  | CONTROLLERINFUSIONPUMP-Alaris-Medley 8015 | [6 empty] | Verified as Rental |  |  | MHHS-TMC
NO | YES |  |  |  | FFP2596 |  | CAREFUSION | 8015M |  |  | Rental | MHHS-TMC |  |  |  | FFP2596 |  | TMC |  | Rental | [7 empty] | CONTROLLERINFUSIONPUMP-Alaris-Medley 8015 |  | MEDLEY PCU W/NETWORK *MEMORIAL HERMANN* |  |  | CONTROLLERINFUSIONPUMP-Alaris-Medley 8015 | [6 empty] | Verified as Rental |  |  | MHHS-TMC
NO | YES |  |  |  | FFP2599 |  | CAREFUSION | 8015M |  |  | Rental | MHHS-TMC |  |  |  | FFP2599 |  | TMC |  | Rental | [7 empty] | CONTROLLERINFUSIONPUMP-Alaris-Medley 8015 |  | MEDLEY PCU W/NETWORK *MEMORIAL HERMANN* |  |  | CONTROLLERINFUSIONPUMP-Alaris-Medley 8015 | [6 empty] | Verified as Rental |  |  | MHHS-TMC
NO | YES |  |  |  | FFP2603 |  | CAREFUSION | 8015M |  |  | Rental | MHHS-TMC |  |  |  | FFP2603 |  | TMC |  | Rental | [7 empty] | CONTROLLERINFUSIONPUMP-Alaris-Medley 8015 |  | MEDLEY PCU W/NETWORK *MEMORIAL HERMANN* |  |  | CONTROLLERINFUSIONPUMP-Alaris-Medley 8015 | [6 empty] | Verified as Rental |  |  | MHHS-TMC
NO | YES |  |  |  | FFP2606 |  | CAREFUSION | 8015M |  |  | Rental | MHHS-TMC |  |  |  | FFP2606 |  | TMC |  | Rental | [7 empty] | CONTROLLERINFUSIONPUMP-Alaris-Medley 8015 |  | MEDLEY PCU W/NETWORK *MEMORIAL HERMANN* |  |  | CONTROLLERINFUSIONPUMP-Alaris-Medley 8015 | [6 empty] | Verified as Rental |  |  | MHHS-TMC
NO | YES |  |  |  | FFP2613 |  | CAREFUSION | 8015M |  |  | Rental | MHHS-TMC |  |  |  | FFP2613 |  | TMC |  | Rental | [7 empty] | CONTROLLERINFUSIONPUMP-Alaris-Medley 8015 |  | MEDLEY PCU W/NETWORK *MEMORIAL HERMANN* |  |  | CONTROLLERINFUSIONPUMP-Alaris-Medley 8015 | [6 empty] | Verified as Rental |  |  | MHHS-TMC
NO | YES |  |  |  | FFP2614 |  | CAREFUSION | 8015M |  |  | Rental | MHHS-TMC |  |  |  | FFP2614 |  | TMC |  | Rental | [7 empty] | CONTROLLERINFUSIONPUMP-Alaris-Medley 8015 |  | MEDLEY PCU W/NETWORK *MEMORIAL HERMANN* |  |  | CONTROLLERINFUSIONPUMP-Alaris-Medley 8015 | [6 empty] | Verified as Rental |  |  | MHHS-TMC
NO | YES |  |  |  | FFP2615 |  | CAREFUSION | 8015M |  |  | Rental | MHHS-TMC |  |  |  | FFP2615 |  | TMC |  | Rental | [7 empty] | CONTROLLERINFUSIONPUMP-Alaris-Medley 8015 |  | MEDLEY PCU W/NETWORK *MEMORIAL HERMANN* |  |  | CONTROLLERINFUSIONPUMP-Alaris-Medley 8015 | [6 empty] | Verified as Rental |  |  | MHHS-TMC
NO | YES |  |  |  | FFP2616 |  | CAREFUSION | 8015M |  |  | Rental | MHHS-TMC |  |  |  | FFP2616 |  | TMC |  | Rental | [7 empty] | CONTROLLERINFUSIONPUMP-Alaris-Medley 8015 |  | MEDLEY PCU W/NETWORK *MEMORIAL HERMANN* |  |  | CONTROLLERINFUSIONPUMP-Alaris-Medley 8015 | [6 empty] | Verified as Rental |  |  | MHHS-TMC
NO | YES |  |  |  | FFP2630 |  | CAREFUSION | 8015M |  |  | Rental | MHHS-TMC |  |  |  | FFP2630 |  | TMC |  | Rental | [7 empty] | CONTROLLERINFUSIONPUMP-Alaris-Medley 8015 |  | MEDLEY PCU W/NETWORK *MEMORIAL HERMANN* |  |  | CONTROLLERINFUSIONPUMP-Alaris-Medley 8015 | [6 empty] | Verified as Rental |  |  | MHHS-TMC
NO | YES |  |  |  | FFP2633 |  | CAREFUSION | 8015M |  |  | Rental | MHHS-TMC |  |  |  | FFP2633 |  | TMC |  | Rental | [7 empty] | CONTROLLERINFUSIONPUMP-Alaris-Medley 8015 |  | MEDLEY PCU W/NETWORK *MEMORIAL HERMANN* |  |  | CONTROLLERINFUSIONPUMP-Alaris-Medley 8015 | [6 empty] | Verified as Rental |  |  | MHHS-TMC
NO | YES |  |  |  | FFP2636 |  | CAREFUSION | 8015M |  |  | Rental | MHHS-TMC |  |  |  | FFP2636 |  | TMC |  | Rental | [7 empty] | CONTROLLERINFUSIONPUMP-Alaris-Medley 8015 |  | MEDLEY PCU W/NETWORK *MEMORIAL HERMANN* |  |  | CONTROLLERINFUSIONPUMP-Alaris-Medley 8015 | [6 empty] | Verified as Rental |  |  | MHHS-TMC
NO | YES |  |  |  | FFP2637 |  | CAREFUSION | 8015M |  |  | Rental | MHHS-TMC |  |  |  | FFP2637 |  | TMC |  | Rental | [7 empty] | CONTROLLERINFUSIONPUMP-Alaris-Medley 8015 |  | MEDLEY PCU W/NETWORK *MEMORIAL HERMANN* |  |  | CONTROLLERINFUSIONPUMP-Alaris-Medley 8015 | [6 empty] | Verified as Rental |  |  | MHHS-TMC
NO | YES |  |  |  | FFP2639 |  | CAREFUSION | 8015M |  |  | Rental | MHHS-TMC |  |  |  | FFP2639 |  | TMC |  | Rental | [7 empty] | CONTROLLERINFUSIONPUMP-Alaris-Medley 8015 |  | MEDLEY PCU W/NETWORK *MEMORIAL HERMANN* |  |  | CONTROLLERINFUSIONPUMP-Alaris-Medley 8015 | [6 empty] | Verified as Rental |  |  | MHHS-TMC
NO | YES |  |  |  | FFP2649 |  | CAREFUSION | 8015M |  |  | Rental | MHHS-TMC |  |  |  | FFP2649 |  | TMC |  | Rental | [7 empty] | CONTROLLERINFUSIONPUMP-Alaris-Medley 8015 |  | MEDLEY PCU W/NETWORK *MEMORIAL HERMANN* |  |  | CONTROLLERINFUSIONPUMP-Alaris-Medley 8015 | [6 empty] | Verified as Rental |  |  | MHHS-TMC
NO | YES |  |  |  | FFP2657 |  | CAREFUSION | 8015M |  |  | Rental | MHHS-TMC |  |  |  | FFP2657 |  | TMC |  | Rental | [7 empty] | CONTROLLERINFUSIONPUMP-Alaris-Medley 8015 |  | MEDLEY PCU W/NETWORK *MEMORIAL HERMANN* |  |  | CONTROLLERINFUSIONPUMP-Alaris-Medley 8015 | [6 empty] | Verified as Rental |  |  | MHHS-TMC
NO | YES |  |  |  | FFP2658 |  | CAREFUSION | 8015M |  |  | Rental | MHHS-TMC |  |  |  | FFP2658 |  | TMC |  | Rental | [7 empty] | CONTROLLERINFUSIONPUMP-Alaris-Medley 8015 |  | MEDLEY PCU W/NETWORK *MEMORIAL HERMANN* |  |  | CONTROLLERINFUSIONPUMP-Alaris-Medley 8015 | [6 empty] | Verified as Rental |  |  | MHHS-TMC
NO | YES |  |  |  | FFP2663 |  | CAREFUSION | 8015M |  |  | Rental | MHHS-TMC |  |  |  | FFP2663 |  | TMC |  | Rental | [7 empty] | CONTROLLERINFUSIONPUMP-Alaris-Medley 8015 |  | MEDLEY PCU W/NETWORK *MEMORIAL HERMANN* |  |  | CONTROLLERINFUSIONPUMP-Alaris-Medley 8015 | [6 empty] | Verified as Rental |  |  | MHHS-TMC
NO | YES |  |  |  | FFP2668 |  | CAREFUSION | 8015M |  |  | Rental | MHHS-TMC |  |  |  | FFP2668 |  | TMC |  | Rental | [7 empty] | CONTROLLERINFUSIONPUMP-Alaris-Medley 8015 |  | MEDLEY PCU W/NETWORK *MEMORIAL HERMANN* |  |  | CONTROLLERINFUSIONPUMP-Alaris-Medley 8015 | [6 empty] | Verified as Rental |  |  | MHHS-TMC
NO | YES |  |  |  | FFP2674 |  | CAREFUSION | 8015M |  |  | Rental | MHHS-TMC |  |  |  | FFP2674 |  | TMC |  | Rental | [7 empty] | CONTROLLERINFUSIONPUMP-Alaris-Medley 8015 |  | MEDLEY PCU W/NETWORK *MEMORIAL HERMANN* |  |  | CONTROLLERINFUSIONPUMP-Alaris-Medley 8015 | [6 empty] | Verified as Rental |  |  | MHHS-TMC
NO | YES |  |  |  | FFP2677 |  | CAREFUSION | 8015M |  |  | Rental | MHHS-TMC |  |  |  | FFP2677 |  | TMC |  | Rental | [7 empty] | CONTROLLERINFUSIONPUMP-Alaris-Medley 8015 |  | MEDLEY PCU W/NETWORK *MEMORIAL HERMANN* |  |  | CONTROLLERINFUSIONPUMP-Alaris-Medley 8015 | [6 empty] | Verified as Rental |  |  | MHHS-TMC
NO | YES |  |  |  | FFP2680 |  | CAREFUSION | 8015M |  |  | Rental | MHHS-TMC |  |  |  | FFP2680 |  | TMC |  | Rental | [7 empty] | CONTROLLERINFUSIONPUMP-Alaris-Medley 8015 |  | MEDLEY PCU W/NETWORK *MEMORIAL HERMANN* |  |  | CONTROLLERINFUSIONPUMP-Alaris-Medley 8015 | [6 empty] | Verified as Rental |  |  | MHHS-TMC
NO | YES |  |  |  | FFP2683 |  | CAREFUSION | 8015M |  |  | Rental | MHHS-TMC |  |  |  | FFP2683 |  | TMC |  | Rental | [7 empty] | CONTROLLERINFUSIONPUMP-Alaris-Medley 8015 |  | MEDLEY PCU W/NETWORK *MEMORIAL HERMANN* |  |  | CONTROLLERINFUSIONPUMP-Alaris-Medley 8015 | [6 empty] | Verified as Rental |  |  | MHHS-TMC
NO | YES |  |  |  | FFP2684 |  | CAREFUSION | 8015M |  |  | Rental | MHHS-TMC |  |  |  | FFP2684 |  | TMC |  | Rental | [7 empty] | CONTROLLERINFUSIONPUMP-Alaris-Medley 8015 |  | MEDLEY PCU W/NETWORK *MEMORIAL HERMANN* |  |  | CONTROLLERINFUSIONPUMP-Alaris-Medley 8015 | [6 empty] | Verified as Rental |  |  | MHHS-TMC
NO | YES |  |  |  | FFP2698 |  | CAREFUSION | 8015M |  |  | Rental | MHHS-TMC |  |  |  | FFP2698 |  | TMC |  | Rental | [7 empty] | CONTROLLERINFUSIONPUMP-Alaris-Medley 8015 |  | MEDLEY PCU W/NETWORK *MEMORIAL HERMANN* |  |  | CONTROLLERINFUSIONPUMP-Alaris-Medley 8015 | [6 empty] | Verified as Rental |  |  | MHHS-TMC
NO | YES |  |  |  | FFP2700 |  | CAREFUSION | 8015M |  |  | Rental | MHHS-TMC |  |  |  | FFP2700 |  | TMC |  | Rental | [7 empty] | CONTROLLERINFUSIONPUMP-Alaris-Medley 8015 |  | MEDLEY PCU W/NETWORK *MEMORIAL HERMANN* |  |  | CONTROLLERINFUSIONPUMP-Alaris-Medley 8015 | [6 empty] | Verified as Rental |  |  | MHHS-TMC
NO | YES |  |  |  | FFP2701 |  | CAREFUSION | 8015M |  |  | Rental | MHHS-TMC |  |  |  | FFP2701 |  | TMC |  | Rental | [7 empty] | CONTROLLERINFUSIONPUMP-Alaris-Medley 8015 |  | MEDLEY PCU W/NETWORK *MEMORIAL HERMANN* |  |  | CONTROLLERINFUSIONPUMP-Alaris-Medley 8015 | [6 empty] | Verified as Rental |  |  | MHHS-TMC
NO | YES |  |  |  | FFP2706 |  | CAREFUSION | 8015M |  |  | Rental | MHHS-TMC |  |  |  | FFP2706 |  | TMC |  | Rental | [7 empty] | CONTROLLERINFUSIONPUMP-Alaris-Medley 8015 |  | MEDLEY PCU W/NETWORK *MEMORIAL HERMANN* |  |  | CONTROLLERINFUSIONPUMP-Alaris-Medley 8015 | [6 empty] | Verified as Rental |  |  | MHHS-TMC
NO | YES |  |  |  | FFP2727 |  | CAREFUSION | 8015M |  |  | Rental | MHHS-TMC |  |  |  | FFP2727 |  | TMC |  | Rental | [7 empty] | CONTROLLERINFUSIONPUMP-Alaris-Medley 8015 |  | MEDLEY PCU W/NETWORK *MEMORIAL HERMANN* |  |  | CONTROLLERINFUSIONPUMP-Alaris-Medley 8015 | [6 empty] | Verified as Rental |  |  | MHHS-TMC
NO | YES |  |  |  | FFP2730 |  | CAREFUSION | 8015M |  |  | Rental | MHHS-TMC |  |  |  | FFP2730 |  | TMC |  | Rental | [7 empty] | CONTROLLERINFUSIONPUMP-Alaris-Medley 8015 |  | MEDLEY PCU W/NETWORK *MEMORIAL HERMANN* |  |  | CONTROLLERINFUSIONPUMP-Alaris-Medley 8015 | [6 empty] | Verified as Rental |  |  | MHHS-TMC
NO | YES |  |  |  | FFP2732 |  | CAREFUSION | 8015M |  |  | Rental | MHHS-TMC |  |  |  | FFP2732 |  | TMC |  | Rental | [7 empty] | CONTROLLERINFUSIONPUMP-Alaris-Medley 8015 |  | MEDLEY PCU W/NETWORK *MEMORIAL HERMANN* |  |  | CONTROLLERINFUSIONPUMP-Alaris-Medley 8015 | [6 empty] | Verified as Rental |  |  | MHHS-TMC
NO | YES |  |  |  | FFP2736 |  | CAREFUSION | 8015M |  |  | Rental | MHHS-TMC |  |  |  | FFP2736 |  | TMC |  | Rental | [7 empty] | CONTROLLERINFUSIONPUMP-Alaris-Medley 8015 |  | MEDLEY PCU W/NETWORK *MEMORIAL HERMANN* |  |  | CONTROLLERINFUSIONPUMP-Alaris-Medley 8015 | [6 empty] | Verified as Rental |  |  | MHHS-TMC
NO | YES |  |  |  | FFP2739 |  | CAREFUSION | 8015M |  |  | Rental | MHHS-TMC |  |  |  | FFP2739 |  | TMC |  | Rental | [7 empty] | CONTROLLERINFUSIONPUMP-Alaris-Medley 8015 |  | MEDLEY PCU W/NETWORK *MEMORIAL HERMANN* |  |  | CONTROLLERINFUSIONPUMP-Alaris-Medley 8015 | [6 empty] | Verified as Rental |  |  | MHHS-TMC
NO | YES |  |  |  | FFP2748 |  | CAREFUSION | 8015M |  |  | Rental | MHHS-TMC |  |  |  | FFP2748 |  | TMC |  | Rental | [7 empty] | CONTROLLERINFUSIONPUMP-Alaris-Medley 8015 |  | MEDLEY PCU W/NETWORK *MEMORIAL HERMANN* |  |  | CONTROLLERINFUSIONPUMP-Alaris-Medley 8015 | [6 empty] | Verified as Rental |  |  | MHHS-TMC
NO | YES |  |  |  | FFP2750 |  | CAREFUSION | 8015M |  |  | Rental | MHHS-TMC |  |  |  | FFP2750 |  | TMC |  | Rental | [7 empty] | CONTROLLERINFUSIONPUMP-Alaris-Medley 8015 |  | MEDLEY PCU W/NETWORK *MEMORIAL HERMANN* |  |  | CONTROLLERINFUSIONPUMP-Alaris-Medley 8015 | [6 empty] | Verified as Rental |  |  | MHHS-TMC
NO | YES |  |  |  | FFP2753 |  | CAREFUSION | 8015M |  |  | Rental | MHHS-TMC |  |  |  | FFP2753 |  | TMC |  | Rental | [7 empty] | CONTROLLERINFUSIONPUMP-Alaris-Medley 8015 |  | MEDLEY PCU W/NETWORK *MEMORIAL HERMANN* |  |  | CONTROLLERINFUSIONPUMP-Alaris-Medley 8015 | [6 empty] | Verified as Rental |  |  | MHHS-TMC
NO | YES |  |  |  | FFP2759 |  | CAREFUSION | 8015M |  |  | Rental | MHHS-TMC |  |  |  | FFP2759 |  | TMC |  | Rental | [7 empty] | CONTROLLERINFUSIONPUMP-Alaris-Medley 8015 |  | MEDLEY PCU W/NETWORK *MEMORIAL HERMANN* |  |  | CONTROLLERINFUSIONPUMP-Alaris-Medley 8015 | [6 empty] | Verified as Rental |  |  | MHHS-TMC
NO | YES |  |  |  | FFP2766 |  | CAREFUSION | 8015M |  |  | Rental | MHHS-TMC |  |  |  | FFP2766 |  | TMC |  | Rental | [7 empty] | CONTROLLERINFUSIONPUMP-Alaris-Medley 8015 |  | MEDLEY PCU W/NETWORK *MEMORIAL HERMANN* |  |  | CONTROLLERINFUSIONPUMP-Alaris-Medley 8015 | [6 empty] | Verified as Rental |  |  | MHHS-TMC
NO | YES |  |  |  | FFP2772 |  | CAREFUSION | 8015M |  |  | Rental | MHHS-TMC |  |  |  | FFP2772 |  | TMC |  | Rental | [7 empty] | CONTROLLERINFUSIONPUMP-Alaris-Medley 8015 |  | MEDLEY PCU W/NETWORK *MEMORIAL HERMANN* |  |  | CONTROLLERINFUSIONPUMP-Alaris-Medley 8015 | [6 empty] | Verified as Rental |  |  | MHHS-TMC
NO | YES |  |  |  | FFP2773 |  | CAREFUSION | 8015M |  |  | Rental | MHHS-TMC |  |  |  | FFP2773 |  | TMC |  | Rental | [7 empty] | CONTROLLERINFUSIONPUMP-Alaris-Medley 8015 |  | MEDLEY PCU W/NETWORK *MEMORIAL HERMANN* |  |  | CONTROLLERINFUSIONPUMP-Alaris-Medley 8015 | [6 empty] | Verified as Rental |  |  | MHHS-TMC
NO | YES |  |  |  | FFP2774 |  | CAREFUSION | 8015M |  |  | Rental | MHHS-TMC |  |  |  | FFP2774 |  | TMC |  | Rental | [7 empty] | CONTROLLERINFUSIONPUMP-Alaris-Medley 8015 |  | MEDLEY PCU W/NETWORK *MEMORIAL HERMANN* |  |  | CONTROLLERINFUSIONPUMP-Alaris-Medley 8015 | [6 empty] | Verified as Rental |  |  | MHHS-TMC
NO | YES |  |  |  | FFP2776 |  | CAREFUSION | 8015M |  |  | Rental | MHHS-TMC |  |  |  | FFP2776 |  | TMC |  | Rental | [7 empty] | CONTROLLERINFUSIONPUMP-Alaris-Medley 8015 |  | MEDLEY PCU W/NETWORK *MEMORIAL HERMANN* |  |  | CONTROLLERINFUSIONPUMP-Alaris-Medley 8015 | [6 empty] | Verified as Rental |  |  | MHHS-TMC
NO | YES |  |  |  | FFP2794 |  | CAREFUSION | 8015M |  |  | Rental | MHHS-TMC |  |  |  | FFP2794 |  | TMC |  | Rental | [7 empty] | CONTROLLERINFUSIONPUMP-Alaris-Medley 8015 |  | MEDLEY PCU W/NETWORK *MEMORIAL HERMANN* |  |  | CONTROLLERINFUSIONPUMP-Alaris-Medley 8015 | [6 empty] | Verified as Rental |  |  | MHHS-TMC
NO | YES |  |  |  | FFP2802 |  | CAREFUSION | 8015M |  |  | Rental | MHHS-TMC |  |  |  | FFP2802 |  | TMC |  | Rental | [7 empty] | CONTROLLERINFUSIONPUMP-Alaris-Medley 8015 |  | MEDLEY PCU W/NETWORK *MEMORIAL HERMANN* |  |  | CONTROLLERINFUSIONPUMP-Alaris-Medley 8015 | [6 empty] | Verified as Rental |  |  | MHHS-TMC
NO | YES |  |  |  | FFP2809 |  | CAREFUSION | 8015M |  |  | Rental | MHHS-TMC |  |  |  | FFP2809 |  | TMC |  | Rental | [7 empty] | CONTROLLERINFUSIONPUMP-Alaris-Medley 8015 |  | MEDLEY PCU W/NETWORK *MEMORIAL HERMANN* |  |  | CONTROLLERINFUSIONPUMP-Alaris-Medley 8015 | [6 empty] | Verified as Rental |  |  | MHHS-TMC
NO | YES |  |  |  | FFP2812 |  | CAREFUSION | 8015M |  |  | Rental | MHHS-TMC |  |  |  | FFP2812 |  | TMC |  | Rental | [7 empty] | CONTROLLERINFUSIONPUMP-Alaris-Medley 8015 |  | MEDLEY PCU W/NETWORK *MEMORIAL HERMANN* |  |  | CONTROLLERINFUSIONPUMP-Alaris-Medley 8015 | [6 empty] | Verified as Rental |  |  | MHHS-TMC
NO | YES |  |  |  | FFP2815 |  | CAREFUSION | 8015M |  |  | Rental | MHHS-TMC |  |  |  | FFP2815 |  | TMC |  | Rental | [7 empty] | CONTROLLERINFUSIONPUMP-Alaris-Medley 8015 |  | MEDLEY PCU W/NETWORK *MEMORIAL HERMANN* |  |  | CONTROLLERINFUSIONPUMP-Alaris-Medley 8015 | [6 empty] | Verified as Rental |  |  | MHHS-TMC
NO | YES |  |  |  | FFP2820 |  | CAREFUSION | 8015M |  |  | Rental | MHHS-TMC |  |  |  | FFP2820 |  | TMC |  | Rental | [7 empty] | CONTROLLERINFUSIONPUMP-Alaris-Medley 8015 |  | MEDLEY PCU W/NETWORK *MEMORIAL HERMANN* |  |  | CONTROLLERINFUSIONPUMP-Alaris-Medley 8015 | [6 empty] | Verified as Rental |  |  | MHHS-TMC
NO | YES |  |  |  | FFP2821 |  | CAREFUSION | 8015M |  |  | Rental | MHHS-TMC |  |  |  | FFP2821 |  | TMC |  | Rental | [7 empty] | CONTROLLERINFUSIONPUMP-Alaris-Medley 8015 |  | MEDLEY PCU W/NETWORK *MEMORIAL HERMANN* |  |  | CONTROLLERINFUSIONPUMP-Alaris-Medley 8015 | [6 empty] | Verified as Rental |  |  | MHHS-TMC
NO | YES |  |  |  | FFP2823 |  | CAREFUSION | 8015M |  |  | Rental | MHHS-TMC |  |  |  | FFP2823 |  | TMC |  | Rental | [7 empty] | CONTROLLERINFUSIONPUMP-Alaris-Medley 8015 |  | MEDLEY PCU W/NETWORK *MEMORIAL HERMANN* |  |  | CONTROLLERINFUSIONPUMP-Alaris-Medley 8015 | [6 empty] | Verified as Rental |  |  | MHHS-TMC
NO | YES |  |  |  | FFP2824 |  | CAREFUSION | 8015M |  |  | Rental | MHHS-TMC |  |  |  | FFP2824 |  | TMC |  | Rental | [7 empty] | CONTROLLERINFUSIONPUMP-Alaris-Medley 8015 |  | MEDLEY PCU W/NETWORK *MEMORIAL HERMANN* |  |  | CONTROLLERINFUSIONPUMP-Alaris-Medley 8015 | [6 empty] | Verified as Rental |  |  | MHHS-TMC
NO | YES |  |  |  | FFP2831 |  | CAREFUSION | 8015M |  |  | Rental | MHHS-TMC |  |  |  | FFP2831 |  | TMC |  | Rental | [7 empty] | CONTROLLERINFUSIONPUMP-Alaris-Medley 8015 |  | MEDLEY PCU W/NETWORK *MEMORIAL HERMANN* |  |  | CONTROLLERINFUSIONPUMP-Alaris-Medley 8015 | [6 empty] | Verified as Rental |  |  | MHHS-TMC
NO | YES |  |  |  | FFP2832 |  | CAREFUSION | 8015M |  |  | Rental | MHHS-TMC |  |  |  | FFP2832 |  | TMC |  | Rental | [7 empty] | CONTROLLERINFUSIONPUMP-Alaris-Medley 8015 |  | MEDLEY PCU W/NETWORK *MEMORIAL HERMANN* |  |  | CONTROLLERINFUSIONPUMP-Alaris-Medley 8015 | [6 empty] | Verified as Rental |  |  | MHHS-TMC
NO | YES |  |  |  | FFP2834 |  | CAREFUSION | 8015M |  |  | Rental | MHHS-TMC |  |  |  | FFP2834 |  | TMC |  | Rental | [7 empty] | CONTROLLERINFUSIONPUMP-Alaris-Medley 8015 |  | MEDLEY PCU W/NETWORK *MEMORIAL HERMANN* |  |  | CONTROLLERINFUSIONPUMP-Alaris-Medley 8015 | [6 empty] | Verified as Rental |  |  | MHHS-TMC
NO | YES |  |  |  | FFP2838 |  | CAREFUSION | 8015M |  |  | Rental | MHHS-TMC |  |  |  | FFP2838 |  | TMC |  | Rental | [7 empty] | CONTROLLERINFUSIONPUMP-Alaris-Medley 8015 |  | MEDLEY PCU W/NETWORK *MEMORIAL HERMANN* |  |  | CONTROLLERINFUSIONPUMP-Alaris-Medley 8015 | [6 empty] | Verified as Rental |  |  | MHHS-TMC
NO | YES |  |  |  | FFP2840 |  | CAREFUSION | 8015M |  |  | Rental | MHHS-TMC |  |  |  | FFP2840 |  | TMC |  | Rental | [7 empty] | CONTROLLERINFUSIONPUMP-Alaris-Medley 8015 |  | MEDLEY PCU W/NETWORK *MEMORIAL HERMANN* |  |  | CONTROLLERINFUSIONPUMP-Alaris-Medley 8015 | [6 empty] | Verified as Rental |  |  | MHHS-TMC
NO | YES |  |  |  | FFP2843 |  | CAREFUSION | 8015M |  |  | Rental | MHHS-TMC |  |  |  | FFP2843 |  | TMC |  | Rental | [7 empty] | CONTROLLERINFUSIONPUMP-Alaris-Medley 8015 |  | MEDLEY PCU W/NETWORK *MEMORIAL HERMANN* |  |  | CONTROLLERINFUSIONPUMP-Alaris-Medley 8015 | [6 empty] | Verified as Rental |  |  | MHHS-TMC
NO | YES |  |  |  | FFP2846 |  | CAREFUSION | 8015M |  |  | Rental | MHHS-TMC |  |  |  | FFP2846 |  | TMC |  | Rental | [7 empty] | CONTROLLERINFUSIONPUMP-Alaris-Medley 8015 |  | MEDLEY PCU W/NETWORK *MEMORIAL HERMANN* |  |  | CONTROLLERINFUSIONPUMP-Alaris-Medley 8015 | [6 empty] | Verified as Rental |  |  | MHHS-TMC
NO | YES |  |  |  | FFP2851 |  | CAREFUSION | 8015M |  |  | Rental | MHHS-TMC |  |  |  | FFP2851 |  | TMC |  | Rental | [7 empty] | CONTROLLERINFUSIONPUMP-Alaris-Medley 8015 |  | MEDLEY PCU W/NETWORK *MEMORIAL HERMANN* |  |  | CONTROLLERINFUSIONPUMP-Alaris-Medley 8015 | [6 empty] | Verified as Rental |  |  | MHHS-TMC
NO | YES |  |  |  | FFP2861 |  | CAREFUSION | 8015M |  |  | Rental | MHHS-TMC |  |  |  | FFP2861 |  | TMC |  | Rental | [7 empty] | CONTROLLERINFUSIONPUMP-Alaris-Medley 8015 |  | MEDLEY PCU W/NETWORK *MEMORIAL HERMANN* |  |  | CONTROLLERINFUSIONPUMP-Alaris-Medley 8015 | [6 empty] | Verified as Rental |  |  | MHHS-TMC
NO | YES |  |  |  | FFP2867 |  | CAREFUSION | 8015M |  |  | Rental | MHHS-TMC |  |  |  | FFP2867 |  | TMC |  | Rental | [7 empty] | CONTROLLERINFUSIONPUMP-Alaris-Medley 8015 |  | MEDLEY PCU W/NETWORK *MEMORIAL HERMANN* |  |  | CONTROLLERINFUSIONPUMP-Alaris-Medley 8015 | [6 empty] | Verified as Rental |  |  | MHHS-TMC
NO | YES |  |  |  | FFP2869 |  | CAREFUSION | 8015M |  |  | Rental | MHHS-TMC |  |  |  | FFP2869 |  | TMC |  | Rental | [7 empty] | CONTROLLERINFUSIONPUMP-Alaris-Medley 8015 |  | MEDLEY PCU W/NETWORK *MEMORIAL HERMANN* |  |  | CONTROLLERINFUSIONPUMP-Alaris-Medley 8015 | [6 empty] | Verified as Rental |  |  | MHHS-TMC
NO | YES |  |  |  | FFP2876 |  | CAREFUSION | 8015M |  |  | Rental | MHHS-TMC |  |  |  | FFP2876 |  | TMC |  | Rental | [7 empty] | CONTROLLERINFUSIONPUMP-Alaris-Medley 8015 |  | MEDLEY PCU W/NETWORK *MEMORIAL HERMANN* |  |  | CONTROLLERINFUSIONPUMP-Alaris-Medley 8015 | [6 empty] | Verified as Rental |  |  | MHHS-TMC
NO | YES |  |  |  | FFP2889 |  | CAREFUSION | 8015M |  |  | Rental | MHHS-TMC |  |  |  | FFP2889 |  | TMC |  | Rental | [7 empty] | CONTROLLERINFUSIONPUMP-Alaris-Medley 8015 |  | MEDLEY PCU W/NETWORK *MEMORIAL HERMANN* |  |  | CONTROLLERINFUSIONPUMP-Alaris-Medley 8015 | [6 empty] | Verified as Rental |  |  | MHHS-TMC
NO | YES |  |  |  | FFP2893 |  | CAREFUSION | 8015M |  |  | Rental | MHHS-TMC |  |  |  | FFP2893 |  | TMC |  | Rental | [7 empty] | CONTROLLERINFUSIONPUMP-Alaris-Medley 8015 |  | MEDLEY PCU W/NETWORK *MEMORIAL HERMANN* |  |  | CONTROLLERINFUSIONPUMP-Alaris-Medley 8015 | [6 empty] | Verified as Rental |  |  | MHHS-TMC
NO | YES |  |  |  | FFP2894 |  | CAREFUSION | 8015M |  |  | Rental | MHHS-TMC |  |  |  | FFP2894 |  | TMC |  | Rental | [7 empty] | CONTROLLERINFUSIONPUMP-Alaris-Medley 8015 |  | MEDLEY PCU W/NETWORK *MEMORIAL HERMANN* |  |  | CONTROLLERINFUSIONPUMP-Alaris-Medley 8015 | [6 empty] | Verified as Rental |  |  | MHHS-TMC
NO | YES |  |  |  | FFP2897 |  | CAREFUSION | 8015M |  |  | Rental | MHHS-TMC |  |  |  | FFP2897 |  | TMC |  | Rental | [7 empty] | CONTROLLERINFUSIONPUMP-Alaris-Medley 8015 |  | MEDLEY PCU W/NETWORK *MEMORIAL HERMANN* |  |  | CONTROLLERINFUSIONPUMP-Alaris-Medley 8015 | [6 empty] | Verified as Rental |  |  | MHHS-TMC
NO | YES |  |  |  | FFP2905 |  | CAREFUSION | 8015M |  |  | Rental | MHHS-TMC |  |  |  | FFP2905 |  | TMC |  | Rental | [7 empty] | CONTROLLERINFUSIONPUMP-Alaris-Medley 8015 |  | MEDLEY PCU W/NETWORK *MEMORIAL HERMANN* |  |  | CONTROLLERINFUSIONPUMP-Alaris-Medley 8015 | [6 empty] | Verified as Rental |  |  | MHHS-TMC
NO | YES |  |  |  | FFP2907 |  | CAREFUSION | 8015M |  |  | Rental | MHHS-TMC |  |  |  | FFP2907 |  | TMC |  | Rental | [7 empty] | CONTROLLERINFUSIONPUMP-Alaris-Medley 8015 |  | MEDLEY PCU W/NETWORK *MEMORIAL HERMANN* |  |  | CONTROLLERINFUSIONPUMP-Alaris-Medley 8015 | [6 empty] | Verified as Rental |  |  | MHHS-TMC
NO | YES |  |  |  | FFP2908 |  | CAREFUSION | 8015M |  |  | Rental | MHHS-TMC |  |  |  | FFP2908 |  | TMC |  | Rental | [7 empty] | CONTROLLERINFUSIONPUMP-Alaris-Medley 8015 |  | MEDLEY PCU W/NETWORK *MEMORIAL HERMANN* |  |  | CONTROLLERINFUSIONPUMP-Alaris-Medley 8015 | [6 empty] | Verified as Rental |  |  | MHHS-TMC
NO | YES |  |  |  | FFP2911 |  | CAREFUSION | 8015M |  |  | Rental | MHHS-TMC |  |  |  | FFP2911 |  | TMC |  | Rental | [7 empty] | CONTROLLERINFUSIONPUMP-Alaris-Medley 8015 |  | MEDLEY PCU W/NETWORK *MEMORIAL HERMANN* |  |  | CONTROLLERINFUSIONPUMP-Alaris-Medley 8015 | [6 empty] | Verified as Rental |  |  | MHHS-TMC
NO | YES |  |  |  | FFP2917 |  | CAREFUSION | 8015M |  |  | Rental | MHHS-TMC |  |  |  | FFP2917 |  | TMC |  | Rental | [7 empty] | CONTROLLERINFUSIONPUMP-Alaris-Medley 8015 |  | MEDLEY PCU W/NETWORK *MEMORIAL HERMANN* |  |  | CONTROLLERINFUSIONPUMP-Alaris-Medley 8015 | [6 empty] | Verified as Rental |  |  | MHHS-TMC
NO | YES |  |  |  | FFP2934 |  | CAREFUSION | 8015M |  |  | Rental | MHHS-TMC |  |  |  | FFP2934 |  | TMC |  | Rental | [7 empty] | CONTROLLERINFUSIONPUMP-Alaris-Medley 8015 |  | MEDLEY PCU W/NETWORK *MEMORIAL HERMANN* |  |  | CONTROLLERINFUSIONPUMP-Alaris-Medley 8015 | [6 empty] | Verified as Rental |  |  | MHHS-TMC
NO | YES |  |  |  | FFP2935 |  | CAREFUSION | 8015M |  |  | Rental | MHHS-TMC |  |  |  | FFP2935 |  | TMC |  | Rental | [7 empty] | CONTROLLERINFUSIONPUMP-Alaris-Medley 8015 |  | MEDLEY PCU W/NETWORK *MEMORIAL HERMANN* |  |  | CONTROLLERINFUSIONPUMP-Alaris-Medley 8015 | [6 empty] | Verified as Rental |  |  | MHHS-TMC
NO | YES |  |  |  | FFP2936 |  | CAREFUSION | 8015M |  |  | Rental | MHHS-TMC |  |  |  | FFP2936 |  | TMC |  | Rental | [7 empty] | CONTROLLERINFUSIONPUMP-Alaris-Medley 8015 |  | MEDLEY PCU W/NETWORK *MEMORIAL HERMANN* |  |  | CONTROLLERINFUSIONPUMP-Alaris-Medley 8015 | [6 empty] | Verified as Rental |  |  | MHHS-TMC
NO | YES |  |  |  | FFP2939 |  | CAREFUSION | 8015M |  |  | Rental | MHHS-TMC |  |  |  | FFP2939 |  | TMC |  | Rental | [7 empty] | CONTROLLERINFUSIONPUMP-Alaris-Medley 8015 |  | MEDLEY PCU W/NETWORK *MEMORIAL HERMANN* |  |  | CONTROLLERINFUSIONPUMP-Alaris-Medley 8015 | [6 empty] | Verified as Rental |  |  | MHHS-TMC
NO | YES |  |  |  | FFP2944 |  | CAREFUSION | 8015M |  |  | Rental | MHHS-TMC |  |  |  | FFP2944 |  | TMC |  | Rental | [7 empty] | CONTROLLERINFUSIONPUMP-Alaris-Medley 8015 |  | MEDLEY PCU W/NETWORK *MEMORIAL HERMANN* |  |  | CONTROLLERINFUSIONPUMP-Alaris-Medley 8015 | [6 empty] | Verified as Rental |  |  | MHHS-TMC
NO | YES |  |  |  | FFP2946 |  | CAREFUSION | 8015M |  |  | Rental | MHHS-TMC |  |  |  | FFP2946 |  | TMC |  | Rental | [7 empty] | CONTROLLERINFUSIONPUMP-Alaris-Medley 8015 |  | MEDLEY PCU W/NETWORK *MEMORIAL HERMANN* |  |  | CONTROLLERINFUSIONPUMP-Alaris-Medley 8015 | [6 empty] | Verified as Rental |  |  | MHHS-TMC
NO | YES |  |  |  | FFP2950 |  | CAREFUSION | 8015M |  |  | Rental | MHHS-TMC |  |  |  | FFP2950 |  | TMC |  | Rental | [7 empty] | CONTROLLERINFUSIONPUMP-Alaris-Medley 8015 |  | MEDLEY PCU W/NETWORK *MEMORIAL HERMANN* |  |  | CONTROLLERINFUSIONPUMP-Alaris-Medley 8015 | [6 empty] | Verified as Rental |  |  | MHHS-TMC
NO | YES |  |  |  | FFP2957 |  | CAREFUSION | 8015M |  |  | Rental | MHHS-TMC |  |  |  | FFP2957 |  | TMC |  | Rental | [7 empty] | CONTROLLERINFUSIONPUMP-Alaris-Medley 8015 |  | MEDLEY PCU W/NETWORK *MEMORIAL HERMANN* |  |  | CONTROLLERINFUSIONPUMP-Alaris-Medley 8015 | [6 empty] | Verified as Rental |  |  | MHHS-TMC
NO | YES |  |  |  | FFP2965 |  | CAREFUSION | 8015M |  |  | Rental | MHHS-TMC |  |  |  | FFP2965 |  | TMC |  | Rental | [7 empty] | CONTROLLERINFUSIONPUMP-Alaris-Medley 8015 |  | MEDLEY PCU W/NETWORK *MEMORIAL HERMANN* |  |  | CONTROLLERINFUSIONPUMP-Alaris-Medley 8015 | [6 empty] | Verified as Rental |  |  | MHHS-TMC
NO | YES |  |  |  | FFP2976 |  | CAREFUSION | 8015M |  |  | Rental | MHHS-TMC |  |  |  | FFP2976 |  | TMC |  | Rental | [7 empty] | CONTROLLERINFUSIONPUMP-Alaris-Medley 8015 |  | MEDLEY PCU W/NETWORK *MEMORIAL HERMANN* |  |  | CONTROLLERINFUSIONPUMP-Alaris-Medley 8015 | [6 empty] | Verified as Rental |  |  | MHHS-TMC
NO | YES |  |  |  | FFP2983 |  | CAREFUSION | 8015M |  |  | Rental | MHHS-TMC |  |  |  | FFP2983 |  | TMC |  | Rental | [7 empty] | CONTROLLERINFUSIONPUMP-Alaris-Medley 8015 |  | MEDLEY PCU W/NETWORK *MEMORIAL HERMANN* |  |  | CONTROLLERINFUSIONPUMP-Alaris-Medley 8015 | [6 empty] | Verified as Rental |  |  | MHHS-TMC
NO | YES |  |  |  | FFP2991 |  | CAREFUSION | 8015M |  |  | Rental | MHHS-TMC |  |  |  | FFP2991 |  | TMC |  | Rental | [7 empty] | CONTROLLERINFUSIONPUMP-Alaris-Medley 8015 |  | MEDLEY PCU W/NETWORK *MEMORIAL HERMANN* |  |  | CONTROLLERINFUSIONPUMP-Alaris-Medley 8015 | [6 empty] | Verified as Rental |  |  | MHHS-TMC
NO | YES |  |  |  | FFP3001 |  | CAREFUSION | 8015M |  |  | Rental | MHHS-TMC |  |  |  | FFP3001 |  | TMC |  | Rental | [7 empty] | CONTROLLERINFUSIONPUMP-Alaris-Medley 8015 |  | MEDLEY PCU W/NETWORK *MEMORIAL HERMANN* |  |  | CONTROLLERINFUSIONPUMP-Alaris-Medley 8015 | [6 empty] | Verified as Rental |  |  | MHHS-TMC
NO | YES |  |  |  | FFP3005 |  | CAREFUSION | 8015M |  |  | Rental | MHHS-TMC |  |  |  | FFP3005 |  | TMC |  | Rental | [7 empty] | CONTROLLERINFUSIONPUMP-Alaris-Medley 8015 |  | MEDLEY PCU W/NETWORK *MEMORIAL HERMANN* |  |  | CONTROLLERINFUSIONPUMP-Alaris-Medley 8015 | [6 empty] | Verified as Rental |  |  | MHHS-TMC
NO | YES |  |  |  | FFP3009 |  | CAREFUSION | 8015M |  |  | Rental | MHHS-TMC |  |  |  | FFP3009 |  | TMC |  | Rental | [7 empty] | CONTROLLERINFUSIONPUMP-Alaris-Medley 8015 |  | MEDLEY PCU W/NETWORK *MEMORIAL HERMANN* |  |  | CONTROLLERINFUSIONPUMP-Alaris-Medley 8015 | [6 empty] | Verified as Rental |  |  | MHHS-TMC
NO | YES |  |  |  | FFP3015 |  | CAREFUSION | 8015M |  |  | Rental | MHHS-TMC |  |  |  | FFP3015 |  | TMC |  | Rental | [7 empty] | CONTROLLERINFUSIONPUMP-Alaris-Medley 8015 |  | MEDLEY PCU W/NETWORK *MEMORIAL HERMANN* |  |  | CONTROLLERINFUSIONPUMP-Alaris-Medley 8015 | [6 empty] | Verified as Rental |  |  | MHHS-TMC
NO | YES |  |  |  | FFP3018 |  | CAREFUSION | 8015M |  |  | Rental | MHHS-TMC |  |  |  | FFP3018 |  | TMC |  | Rental | [7 empty] | CONTROLLERINFUSIONPUMP-Alaris-Medley 8015 |  | MEDLEY PCU W/NETWORK *MEMORIAL HERMANN* |  |  | CONTROLLERINFUSIONPUMP-Alaris-Medley 8015 | [6 empty] | Verified as Rental |  |  | MHHS-TMC
NO | YES |  |  |  | FFP3031 |  | CAREFUSION | 8015M |  |  | Rental | MHHS-TMC |  |  |  | FFP3031 |  | TMC |  | Rental | [7 empty] | CONTROLLERINFUSIONPUMP-Alaris-Medley 8015 |  | MEDLEY PCU W/NETWORK *MEMORIAL HERMANN* |  |  | CONTROLLERINFUSIONPUMP-Alaris-Medley 8015 | [6 empty] | Verified as Rental |  |  | MHHS-TMC
NO | YES |  |  |  | FFP3032 |  | CAREFUSION | 8015M |  |  | Rental | MHHS-TMC |  |  |  | FFP3032 |  | TMC |  | Rental | [7 empty] | CONTROLLERINFUSIONPUMP-Alaris-Medley 8015 |  | MEDLEY PCU W/NETWORK *MEMORIAL HERMANN* |  |  | CONTROLLERINFUSIONPUMP-Alaris-Medley 8015 | [6 empty] | Verified as Rental |  |  | MHHS-TMC
NO | YES |  |  |  | FFP3061 |  | CAREFUSION | 8015M |  |  | Rental | MHHS-TMC |  |  |  | FFP3061 |  | TMC |  | Rental | [7 empty] | CONTROLLERINFUSIONPUMP-Alaris-Medley 8015 |  | MEDLEY PCU W/NETWORK *MEMORIAL HERMANN* |  |  | CONTROLLERINFUSIONPUMP-Alaris-Medley 8015 | [6 empty] | Verified as Rental |  |  | MHHS-TMC
NO | YES |  |  |  | FFP3063 |  | CAREFUSION | 8015M |  |  | Rental | MHHS-TMC |  |  |  | FFP3063 |  | TMC |  | Rental | [7 empty] | CONTROLLERINFUSIONPUMP-Alaris-Medley 8015 |  | MEDLEY PCU W/NETWORK *MEMORIAL HERMANN* |  |  | CONTROLLERINFUSIONPUMP-Alaris-Medley 8015 | [6 empty] | Verified as Rental |  |  | MHHS-TMC
NO | YES |  |  |  | FFP3064 |  | CAREFUSION | 8015M |  |  | Rental | MHHS-TMC |  |  |  | FFP3064 |  | TMC |  | Rental | [7 empty] | CONTROLLERINFUSIONPUMP-Alaris-Medley 8015 |  | MEDLEY PCU W/NETWORK *MEMORIAL HERMANN* |  |  | CONTROLLERINFUSIONPUMP-Alaris-Medley 8015 | [6 empty] | Verified as Rental |  |  | MHHS-TMC
NO | YES |  |  |  | FFP3065 |  | CAREFUSION | 8015M |  |  | Rental | MHHS-TMC |  |  |  | FFP3065 |  | TMC |  | Rental | [7 empty] | CONTROLLERINFUSIONPUMP-Alaris-Medley 8015 |  | MEDLEY PCU W/NETWORK *MEMORIAL HERMANN* |  |  | CONTROLLERINFUSIONPUMP-Alaris-Medley 8015 | [6 empty] | Verified as Rental |  |  | MHHS-TMC
NO | YES |  |  |  | FFP3083 |  | CAREFUSION | 8015M |  |  | Rental | MHHS-TMC |  |  |  | FFP3083 |  | TMC |  | Rental | [7 empty] | CONTROLLERINFUSIONPUMP-Alaris-Medley 8015 |  | MEDLEY PCU W/NETWORK *MEMORIAL HERMANN* |  |  | CONTROLLERINFUSIONPUMP-Alaris-Medley 8015 | [6 empty] | Verified as Rental |  |  | MHHS-TMC
NO | YES |  |  |  | FFP3084 |  | CAREFUSION | 8015M |  |  | Rental | MHHS-TMC |  |  |  | FFP3084 |  | TMC |  | Rental | [7 empty] | CONTROLLERINFUSIONPUMP-Alaris-Medley 8015 |  | MEDLEY PCU W/NETWORK *MEMORIAL HERMANN* |  |  | CONTROLLERINFUSIONPUMP-Alaris-Medley 8015 | [6 empty] | Verified as Rental |  |  | MHHS-TMC
NO | YES |  |  |  | FFP3090 |  | CAREFUSION | 8015M |  |  | Rental | MHHS-TMC |  |  |  | FFP3090 |  | TMC |  | Rental | [7 empty] | CONTROLLERINFUSIONPUMP-Alaris-Medley 8015 |  | MEDLEY PCU W/NETWORK *MEMORIAL HERMANN* |  |  | CONTROLLERINFUSIONPUMP-Alaris-Medley 8015 | [6 empty] | Verified as Rental |  |  | MHHS-TMC
NO | YES |  |  |  | FFP3092 |  | CAREFUSION | 8015M |  |  | Rental | MHHS-TMC |  |  |  | FFP3092 |  | TMC |  | Rental | [7 empty] | CONTROLLERINFUSIONPUMP-Alaris-Medley 8015 |  | MEDLEY PCU W/NETWORK *MEMORIAL HERMANN* |  |  | CONTROLLERINFUSIONPUMP-Alaris-Medley 8015 | [6 empty] | Verified as Rental |  |  | MHHS-TMC
NO | YES |  |  |  | FFP3101 |  | CAREFUSION | 8015M |  |  | Rental | MHHS-TMC |  |  |  | FFP3101 |  | TMC |  | Rental | [7 empty] | CONTROLLERINFUSIONPUMP-Alaris-Medley 8015 |  | MEDLEY PCU W/NETWORK *MEMORIAL HERMANN* |  |  | CONTROLLERINFUSIONPUMP-Alaris-Medley 8015 | [6 empty] | Verified as Rental |  |  | MHHS-TMC
NO | YES |  |  |  | FFP3102 |  | CAREFUSION | 8015M |  |  | Rental | MHHS-TMC |  |  |  | FFP3102 |  | TMC |  | Rental | [7 empty] | CONTROLLERINFUSIONPUMP-Alaris-Medley 8015 |  | MEDLEY PCU W/NETWORK *MEMORIAL HERMANN* |  |  | CONTROLLERINFUSIONPUMP-Alaris-Medley 8015 | [6 empty] | Verified as Rental |  |  | MHHS-TMC
NO | YES |  |  |  | FFP3105 |  | CAREFUSION | 8015M |  |  | Rental | MHHS-TMC |  |  |  | FFP3105 |  | TMC |  | Rental | [7 empty] | CONTROLLERINFUSIONPUMP-Alaris-Medley 8015 |  | MEDLEY PCU W/NETWORK *MEMORIAL HERMANN* |  |  | CONTROLLERINFUSIONPUMP-Alaris-Medley 8015 | [6 empty] | Verified as Rental |  |  | MHHS-TMC
NO | YES |  |  |  | FFP3107 |  | CAREFUSION | 8015M |  |  | Rental | MHHS-TMC |  |  |  | FFP3107 |  | TMC |  | Rental | [7 empty] | CONTROLLERINFUSIONPUMP-Alaris-Medley 8015 |  | MEDLEY PCU W/NETWORK *MEMORIAL HERMANN* |  |  | CONTROLLERINFUSIONPUMP-Alaris-Medley 8015 | [6 empty] | Verified as Rental |  |  | MHHS-TMC
NO | YES |  |  |  | FFP3110 |  | CAREFUSION | 8015M |  |  | Rental | MHHS-TMC |  |  |  | FFP3110 |  | TMC |  | Rental | [7 empty] | CONTROLLERINFUSIONPUMP-Alaris-Medley 8015 |  | MEDLEY PCU W/NETWORK *MEMORIAL HERMANN* |  |  | CONTROLLERINFUSIONPUMP-Alaris-Medley 8015 | [6 empty] | Verified as Rental |  |  | MHHS-TMC
NO | YES |  |  |  | FFP3113 |  | CAREFUSION | 8015M |  |  | Rental | MHHS-TMC |  |  |  | FFP3113 |  | TMC |  | Rental | [7 empty] | CONTROLLERINFUSIONPUMP-Alaris-Medley 8015 |  | MEDLEY PCU W/NETWORK *MEMORIAL HERMANN* |  |  | CONTROLLERINFUSIONPUMP-Alaris-Medley 8015 | [6 empty] | Verified as Rental |  |  | MHHS-TMC
NO | YES |  |  |  | FFP3119 |  | CAREFUSION | 8015M |  |  | Rental | MHHS-TMC |  |  |  | FFP3119 |  | TMC |  | Rental | [7 empty] | CONTROLLERINFUSIONPUMP-Alaris-Medley 8015 |  | MEDLEY PCU W/NETWORK *MEMORIAL HERMANN* |  |  | CONTROLLERINFUSIONPUMP-Alaris-Medley 8015 | [6 empty] | Verified as Rental |  |  | MHHS-TMC
NO | YES |  |  |  | FFP3120 |  | CAREFUSION | 8015M |  |  | Rental | MHHS-TMC |  |  |  | FFP3120 |  | TMC |  | Rental | [7 empty] | CONTROLLERINFUSIONPUMP-Alaris-Medley 8015 |  | MEDLEY PCU W/NETWORK *MEMORIAL HERMANN* |  |  | CONTROLLERINFUSIONPUMP-Alaris-Medley 8015 | [6 empty] | Verified as Rental |  |  | MHHS-TMC
NO | YES |  |  |  | FFP3144 |  | CAREFUSION | 8015M |  |  | Rental | MHHS-TMC |  |  |  | FFP3144 |  | TMC |  | Rental | [7 empty] | CONTROLLERINFUSIONPUMP-Alaris-Medley 8015 |  | MEDLEY PCU W/NETWORK *MEMORIAL HERMANN* |  |  | CONTROLLERINFUSIONPUMP-Alaris-Medley 8015 | [6 empty] | Verified as Rental |  |  | MHHS-TMC
NO | YES |  |  |  | FFP3147 |  | CAREFUSION | 8015M |  |  | Rental | MHHS-TMC |  |  |  | FFP3147 |  | TMC |  | Rental | [7 empty] | CONTROLLERINFUSIONPUMP-Alaris-Medley 8015 |  | MEDLEY PCU W/NETWORK *MEMORIAL HERMANN* |  |  | CONTROLLERINFUSIONPUMP-Alaris-Medley 8015 | [6 empty] | Verified as Rental |  |  | MHHS-TMC
NO | YES |  |  |  | FFP3149 |  | CAREFUSION | 8015M |  |  | Rental | MHHS-TMC |  |  |  | FFP3149 |  | TMC |  | Rental | [7 empty] | CONTROLLERINFUSIONPUMP-Alaris-Medley 8015 |  | MEDLEY PCU W/NETWORK *MEMORIAL HERMANN* |  |  | CONTROLLERINFUSIONPUMP-Alaris-Medley 8015 | [6 empty] | Verified as Rental |  |  | MHHS-TMC
NO | YES |  |  |  | FFP3173 |  | CAREFUSION | 8015M |  |  | Rental | MHHS-TMC |  |  |  | FFP3173 |  | TMC |  | Rental | [7 empty] | CONTROLLERINFUSIONPUMP-Alaris-Medley 8015 |  | MEDLEY PCU W/NETWORK *MEMORIAL HERMANN* |  |  | CONTROLLERINFUSIONPUMP-Alaris-Medley 8015 | [6 empty] | Verified as Rental |  |  | MHHS-TMC
NO | YES |  |  |  | FFP3184 |  | CAREFUSION | 8015M |  |  | Rental | MHHS-TMC |  |  |  | FFP3184 |  | TMC |  | Rental | [7 empty] | CONTROLLERINFUSIONPUMP-Alaris-Medley 8015 |  | MEDLEY PCU W/NETWORK *MEMORIAL HERMANN* |  |  | CONTROLLERINFUSIONPUMP-Alaris-Medley 8015 | [6 empty] | Verified as Rental |  |  | MHHS-TMC
NO | YES |  |  |  | FFP3186 |  | CAREFUSION | 8015M |  |  | Rental | MHHS-TMC |  |  |  | FFP3186 |  | TMC |  | Rental | [7 empty] | CONTROLLERINFUSIONPUMP-Alaris-Medley 8015 |  | MEDLEY PCU W/NETWORK *MEMORIAL HERMANN* |  |  | CONTROLLERINFUSIONPUMP-Alaris-Medley 8015 | [6 empty] | Verified as Rental |  |  | MHHS-TMC
NO | YES |  |  |  | FFP3195 |  | CAREFUSION | 8015M |  |  | Rental | MHHS-TMC |  |  |  | FFP3195 |  | TMC |  | Rental | [7 empty] | CONTROLLERINFUSIONPUMP-Alaris-Medley 8015 |  | MEDLEY PCU W/NETWORK *MEMORIAL HERMANN* |  |  | CONTROLLERINFUSIONPUMP-Alaris-Medley 8015 | [6 empty] | Verified as Rental |  |  | MHHS-TMC
NO | YES |  |  |  | FFP3204 |  | CAREFUSION | 8015M |  |  | Rental | MHHS-TMC |  |  |  | FFP3204 |  | TMC |  | Rental | [7 empty] | CONTROLLERINFUSIONPUMP-Alaris-Medley 8015 |  | MEDLEY PCU W/NETWORK *MEMORIAL HERMANN* |  |  | CONTROLLERINFUSIONPUMP-Alaris-Medley 8015 | [6 empty] | Verified as Rental |  |  | MHHS-TMC
NO | YES |  |  |  | FFP3214 |  | CAREFUSION | 8015M |  |  | Rental | MHHS-TMC |  |  |  | FFP3214 |  | TMC |  | Rental | [7 empty] | CONTROLLERINFUSIONPUMP-Alaris-Medley 8015 |  | MEDLEY PCU W/NETWORK *MEMORIAL HERMANN* |  |  | CONTROLLERINFUSIONPUMP-Alaris-Medley 8015 | [6 empty] | Verified as Rental |  |  | MHHS-TMC
NO | YES |  |  |  | FFP3224 |  | CAREFUSION | 8015M |  |  | Rental | MHHS-TMC |  |  |  | FFP3224 |  | TMC |  | Rental | [7 empty] | CONTROLLERINFUSIONPUMP-Alaris-Medley 8015 |  | MEDLEY PCU W/NETWORK *MEMORIAL HERMANN* |  |  | CONTROLLERINFUSIONPUMP-Alaris-Medley 8015 | [6 empty] | Verified as Rental |  |  | MHHS-TMC
NO | YES |  |  |  | FFP3227 |  | CAREFUSION | 8015M |  |  | Rental | MHHS-TMC |  |  |  | FFP3227 |  | TMC |  | Rental | [7 empty] | CONTROLLERINFUSIONPUMP-Alaris-Medley 8015 |  | MEDLEY PCU W/NETWORK *MEMORIAL HERMANN* |  |  | CONTROLLERINFUSIONPUMP-Alaris-Medley 8015 | [6 empty] | Verified as Rental |  |  | MHHS-TMC
NO | YES |  |  |  | FFP3229 |  | CAREFUSION | 8015M |  |  | Rental | MHHS-TMC |  |  |  | FFP3229 |  | TMC |  | Rental | [7 empty] | CONTROLLERINFUSIONPUMP-Alaris-Medley 8015 |  | MEDLEY PCU W/NETWORK *MEMORIAL HERMANN* |  |  | CONTROLLERINFUSIONPUMP-Alaris-Medley 8015 | [6 empty] | Verified as Rental |  |  | MHHS-TMC
NO | YES |  |  |  | FFP3244 |  | CAREFUSION | 8015M |  |  | Rental | MHHS-TMC |  |  |  | FFP3244 |  | TMC |  | Rental | [7 empty] | CONTROLLERINFUSIONPUMP-Alaris-Medley 8015 |  | MEDLEY PCU W/NETWORK *MEMORIAL HERMANN* |  |  | CONTROLLERINFUSIONPUMP-Alaris-Medley 8015 | [6 empty] | Verified as Rental |  |  | MHHS-TMC
NO | YES |  |  |  | FFP3247 |  | CAREFUSION | 8015M |  |  | Rental | MHHS-TMC |  |  |  | FFP3247 |  | TMC |  | Rental | [7 empty] | CONTROLLERINFUSIONPUMP-Alaris-Medley 8015 |  | MEDLEY PCU W/NETWORK *MEMORIAL HERMANN* |  |  | CONTROLLERINFUSIONPUMP-Alaris-Medley 8015 | [6 empty] | Verified as Rental |  |  | MHHS-TMC
NO | YES |  |  |  | FFP3250 |  | CAREFUSION | 8015M |  |  | Rental | MHHS-TMC |  |  |  | FFP3250 |  | TMC |  | Rental | [7 empty] | CONTROLLERINFUSIONPUMP-Alaris-Medley 8015 |  | MEDLEY PCU W/NETWORK *MEMORIAL HERMANN* |  |  | CONTROLLERINFUSIONPUMP-Alaris-Medley 8015 | [6 empty] | Verified as Rental |  |  | MHHS-TMC
NO | YES |  |  |  | FFP3252 |  | CAREFUSION | 8015M |  |  | Rental | MHHS-TMC |  |  |  | FFP3252 |  | TMC |  | Rental | [7 empty] | CONTROLLERINFUSIONPUMP-Alaris-Medley 8015 |  | MEDLEY PCU W/NETWORK *MEMORIAL HERMANN* |  |  | CONTROLLERINFUSIONPUMP-Alaris-Medley 8015 | [6 empty] | Verified as Rental |  |  | MHHS-TMC
NO | YES |  |  |  | FFP3253 |  | CAREFUSION | 8015M |  |  | Rental | MHHS-TMC |  |  |  | FFP3253 |  | TMC |  | Rental | [7 empty] | CONTROLLERINFUSIONPUMP-Alaris-Medley 8015 |  | MEDLEY PCU W/NETWORK *MEMORIAL HERMANN* |  |  | CONTROLLERINFUSIONPUMP-Alaris-Medley 8015 | [6 empty] | Verified as Rental |  |  | MHHS-TMC
NO | YES |  |  |  | FFP3255 |  | CAREFUSION | 8015M |  |  | Rental | MHHS-TMC |  |  |  | FFP3255 |  | TMC |  | Rental | [7 empty] | CONTROLLERINFUSIONPUMP-Alaris-Medley 8015 |  | MEDLEY PCU W/NETWORK *MEMORIAL HERMANN* |  |  | CONTROLLERINFUSIONPUMP-Alaris-Medley 8015 | [6 empty] | Verified as Rental |  |  | MHHS-TMC
NO | YES |  |  |  | FFP3261 |  | CAREFUSION | 8015M |  |  | Rental | MHHS-TMC |  |  |  | FFP3261 |  | TMC |  | Rental | [7 empty] | CONTROLLERINFUSIONPUMP-Alaris-Medley 8015 |  | MEDLEY PCU W/NETWORK *MEMORIAL HERMANN* |  |  | CONTROLLERINFUSIONPUMP-Alaris-Medley 8015 | [6 empty] | Verified as Rental |  |  | MHHS-TMC
NO | YES |  |  |  | FFP3276 |  | CAREFUSION | 8015M |  |  | Rental | MHHS-TMC |  |  |  | FFP3276 |  | TMC |  | Rental | [7 empty] | CONTROLLERINFUSIONPUMP-Alaris-Medley 8015 |  | MEDLEY PCU W/NETWORK *MEMORIAL HERMANN* |  |  | CONTROLLERINFUSIONPUMP-Alaris-Medley 8015 | [6 empty] | Verified as Rental |  |  | MHHS-TMC
NO | YES |  |  |  | FFP3279 |  | CAREFUSION | 8015M |  |  | Rental | MHHS-TMC |  |  |  | FFP3279 |  | TMC |  | Rental | [7 empty] | CONTROLLERINFUSIONPUMP-Alaris-Medley 8015 |  | MEDLEY PCU W/NETWORK *MEMORIAL HERMANN* |  |  | CONTROLLERINFUSIONPUMP-Alaris-Medley 8015 | [6 empty] | Verified as Rental |  |  | MHHS-TMC
NO | YES |  |  |  | FFP3280 |  | CAREFUSION | 8015M |  |  | Rental | MHHS-TMC |  |  |  | FFP3280 |  | TMC |  | Rental | [7 empty] | CONTROLLERINFUSIONPUMP-Alaris-Medley 8015 |  | MEDLEY PCU W/NETWORK *MEMORIAL HERMANN* |  |  | CONTROLLERINFUSIONPUMP-Alaris-Medley 8015 | [6 empty] | Verified as Rental |  |  | MHHS-TMC
NO | YES |  |  |  | FFP3287 |  | CAREFUSION | 8015M |  |  | Rental | MHHS-TMC |  |  |  | FFP3287 |  | TMC |  | Rental | [7 empty] | CONTROLLERINFUSIONPUMP-Alaris-Medley 8015 |  | MEDLEY PCU W/NETWORK *MEMORIAL HERMANN* |  |  | CONTROLLERINFUSIONPUMP-Alaris-Medley 8015 | [6 empty] | Verified as Rental |  |  | MHHS-TMC
NO | YES |  |  |  | FFP3288 |  | CAREFUSION | 8015M |  |  | Rental | MHHS-TMC |  |  |  | FFP3288 |  | TMC |  | Rental | [7 empty] | CONTROLLERINFUSIONPUMP-Alaris-Medley 8015 |  | MEDLEY PCU W/NETWORK *MEMORIAL HERMANN* |  |  | CONTROLLERINFUSIONPUMP-Alaris-Medley 8015 | [6 empty] | Verified as Rental |  |  | MHHS-TMC
NO | YES |  |  |  | FFP3292 |  | CAREFUSION | 8015M |  |  | Rental | MHHS-TMC |  |  |  | FFP3292 |  | TMC |  | Rental | [7 empty] | CONTROLLERINFUSIONPUMP-Alaris-Medley 8015 |  | MEDLEY PCU W/NETWORK *MEMORIAL HERMANN* |  |  | CONTROLLERINFUSIONPUMP-Alaris-Medley 8015 | [6 empty] | Verified as Rental |  |  | MHHS-TMC
NO | YES |  |  |  | FFP3294 |  | CAREFUSION | 8015M |  |  | Rental | MHHS-TMC |  |  |  | FFP3294 |  | TMC |  | Rental | [7 empty] | CONTROLLERINFUSIONPUMP-Alaris-Medley 8015 |  | MEDLEY PCU W/NETWORK *MEMORIAL HERMANN* |  |  | CONTROLLERINFUSIONPUMP-Alaris-Medley 8015 | [6 empty] | Verified as Rental |  |  | MHHS-TMC
NO | YES |  |  |  | FFP3310 |  | CAREFUSION | 8015M |  |  | Rental | MHHS-TMC |  |  |  | FFP3310 |  | TMC |  | Rental | [7 empty] | CONTROLLERINFUSIONPUMP-Alaris-Medley 8015 |  | MEDLEY PCU W/NETWORK *MEMORIAL HERMANN* |  |  | CONTROLLERINFUSIONPUMP-Alaris-Medley 8015 | [6 empty] | Verified as Rental |  |  | MHHS-TMC
NO | YES |  |  |  | FFP3313 |  | CAREFUSION | 8015M |  |  | Rental | MHHS-TMC |  |  |  | FFP3313 |  | TMC |  | Rental | [7 empty] | CONTROLLERINFUSIONPUMP-Alaris-Medley 8015 |  | MEDLEY PCU W/NETWORK *MEMORIAL HERMANN* |  |  | CONTROLLERINFUSIONPUMP-Alaris-Medley 8015 | [6 empty] | Verified as Rental |  |  | MHHS-TMC
NO | YES |  |  |  | FFP3324 |  | CAREFUSION | 8015M |  |  | Rental | MHHS-TMC |  |  |  | FFP3324 |  | TMC |  | Rental | [7 empty] | CONTROLLERINFUSIONPUMP-Alaris-Medley 8015 |  | MEDLEY PCU W/NETWORK *MEMORIAL HERMANN* |  |  | CONTROLLERINFUSIONPUMP-Alaris-Medley 8015 | [6 empty] | Verified as Rental |  |  | MHHS-TMC
NO | YES |  |  |  | FFP3326 |  | CAREFUSION | 8015M |  |  | Rental | MHHS-TMC |  |  |  | FFP3326 |  | TMC |  | Rental | [7 empty] | CONTROLLERINFUSIONPUMP-Alaris-Medley 8015 |  | MEDLEY PCU W/NETWORK *MEMORIAL HERMANN* |  |  | CONTROLLERINFUSIONPUMP-Alaris-Medley 8015 | [6 empty] | Verified as Rental |  |  | MHHS-TMC
NO | YES |  |  |  | FFP3331 |  | CAREFUSION | 8015M |  |  | Rental | MHHS-TMC |  |  |  | FFP3331 |  | TMC |  | Rental | [7 empty] | CONTROLLERINFUSIONPUMP-Alaris-Medley 8015 |  | MEDLEY PCU W/NETWORK *MEMORIAL HERMANN* |  |  | CONTROLLERINFUSIONPUMP-Alaris-Medley 8015 | [6 empty] | Verified as Rental |  |  | MHHS-TMC
NO | YES |  |  |  | FFP3334 |  | CAREFUSION | 8015M |  |  | Rental | MHHS-TMC |  |  |  | FFP3334 |  | TMC |  | Rental | [7 empty] | CONTROLLERINFUSIONPUMP-Alaris-Medley 8015 |  | MEDLEY PCU W/NETWORK *MEMORIAL HERMANN* |  |  | CONTROLLERINFUSIONPUMP-Alaris-Medley 8015 | [6 empty] | Verified as Rental |  |  | MHHS-TMC
NO | YES |  |  |  | FFP3348 |  | CAREFUSION | 8015M |  |  | Rental | MHHS-TMC |  |  |  | FFP3348 |  | TMC |  | Rental | [7 empty] | CONTROLLERINFUSIONPUMP-Alaris-Medley 8015 |  | MEDLEY PCU W/NETWORK *MEMORIAL HERMANN* |  |  | CONTROLLERINFUSIONPUMP-Alaris-Medley 8015 | [6 empty] | Verified as Rental |  |  | MHHS-TMC
NO | YES |  |  |  | FFP3359 |  | CAREFUSION | 8015M |  |  | Rental | MHHS-TMC |  |  |  | FFP3359 |  | TMC |  | Rental | [7 empty] | CONTROLLERINFUSIONPUMP-Alaris-Medley 8015 |  | MEDLEY PCU W/NETWORK *MEMORIAL HERMANN* |  |  | CONTROLLERINFUSIONPUMP-Alaris-Medley 8015 | [6 empty] | Verified as Rental |  |  | MHHS-TMC
NO | YES |  |  |  | FFP3362 |  | CAREFUSION | 8015M |  |  | Rental | MHHS-TMC |  |  |  | FFP3362 |  | TMC |  | Rental | [7 empty] | CONTROLLERINFUSIONPUMP-Alaris-Medley 8015 |  | MEDLEY PCU W/NETWORK *MEMORIAL HERMANN* |  |  | CONTROLLERINFUSIONPUMP-Alaris-Medley 8015 | [6 empty] | Verified as Rental |  |  | MHHS-TMC
NO | YES |  |  |  | FFP3365 |  | CAREFUSION | 8015M |  |  | Rental | MHHS-TMC |  |  |  | FFP3365 |  | TMC |  | Rental | [7 empty] | CONTROLLERINFUSIONPUMP-Alaris-Medley 8015 |  | MEDLEY PCU W/NETWORK *MEMORIAL HERMANN* |  |  | CONTROLLERINFUSIONPUMP-Alaris-Medley 8015 | [6 empty] | Verified as Rental |  |  | MHHS-TMC
NO | YES |  |  |  | FFP3370 |  | CAREFUSION | 8015M |  |  | Rental | MHHS-TMC |  |  |  | FFP3370 |  | TMC |  | Rental | [7 empty] | CONTROLLERINFUSIONPUMP-Alaris-Medley 8015 |  | MEDLEY PCU W/NETWORK *MEMORIAL HERMANN* |  |  | CONTROLLERINFUSIONPUMP-Alaris-Medley 8015 | [6 empty] | Verified as Rental |  |  | MHHS-TMC
NO | YES |  |  |  | FFP3373 |  | CAREFUSION | 8015M |  |  | Rental | MHHS-TMC |  |  |  | FFP3373 |  | TMC |  | Rental | [7 empty] | CONTROLLERINFUSIONPUMP-Alaris-Medley 8015 |  | MEDLEY PCU W/NETWORK *MEMORIAL HERMANN* |  |  | CONTROLLERINFUSIONPUMP-Alaris-Medley 8015 | [6 empty] | Verified as Rental |  |  | MHHS-TMC
NO | YES |  |  |  | FFP3379 |  | CAREFUSION | 8015M |  |  | Rental | MHHS-TMC |  |  |  | FFP3379 |  | TMC |  | Rental | [7 empty] | CONTROLLERINFUSIONPUMP-Alaris-Medley 8015 |  | MEDLEY PCU W/NETWORK *MEMORIAL HERMANN* |  |  | CONTROLLERINFUSIONPUMP-Alaris-Medley 8015 | [6 empty] | Verified as Rental |  |  | MHHS-TMC
NO | YES |  |  |  | FFP3382 |  | CAREFUSION | 8015M |  |  | Rental | MHHS-TMC |  |  |  | FFP3382 |  | TMC |  | Rental | [7 empty] | CONTROLLERINFUSIONPUMP-Alaris-Medley 8015 |  | MEDLEY PCU W/NETWORK *MEMORIAL HERMANN* |  |  | CONTROLLERINFUSIONPUMP-Alaris-Medley 8015 | [6 empty] | Verified as Rental |  |  | MHHS-TMC
NO | YES |  |  |  | FFP3383 |  | CAREFUSION | 8015M |  |  | Rental | MHHS-TMC |  |  |  | FFP3383 |  | TMC |  | Rental | [7 empty] | CONTROLLERINFUSIONPUMP-Alaris-Medley 8015 |  | MEDLEY PCU W/NETWORK *MEMORIAL HERMANN* |  |  | CONTROLLERINFUSIONPUMP-Alaris-Medley 8015 | [6 empty] | Verified as Rental |  |  | MHHS-TMC
NO | YES |  |  |  | FFP3389 |  | CAREFUSION | 8015M |  |  | Rental | MHHS-TMC |  |  |  | FFP3389 |  | TMC |  | Rental | [7 empty] | CONTROLLERINFUSIONPUMP-Alaris-Medley 8015 |  | MEDLEY PCU W/NETWORK *MEMORIAL HERMANN* |  |  | CONTROLLERINFUSIONPUMP-Alaris-Medley 8015 | [6 empty] | Verified as Rental |  |  | MHHS-TMC
NO | YES |  |  |  | FFP3395 |  | CAREFUSION | 8015M |  |  | Rental | MHHS-TMC |  |  |  | FFP3395 |  | TMC |  | Rental | [7 empty] | CONTROLLERINFUSIONPUMP-Alaris-Medley 8015 |  | MEDLEY PCU W/NETWORK *MEMORIAL HERMANN* |  |  | CONTROLLERINFUSIONPUMP-Alaris-Medley 8015 | [6 empty] | Verified as Rental |  |  | MHHS-TMC
NO | YES |  |  |  | FFP3401 |  | CAREFUSION | 8015M |  |  | Rental | MHHS-TMC |  |  |  | FFP3401 |  | TMC |  | Rental | [7 empty] | CONTROLLERINFUSIONPUMP-Alaris-Medley 8015 |  | MEDLEY PCU W/NETWORK *MEMORIAL HERMANN* |  |  | CONTROLLERINFUSIONPUMP-Alaris-Medley 8015 | [6 empty] | Verified as Rental |  |  | MHHS-TMC
NO | YES |  |  |  | FFP3412 |  | CAREFUSION | 8015M |  |  | Rental | MHHS-TMC |  |  |  | FFP3412 |  | TMC |  | Rental | [7 empty] | CONTROLLERINFUSIONPUMP-Alaris-Medley 8015 |  | MEDLEY PCU W/NETWORK *MEMORIAL HERMANN* |  |  | CONTROLLERINFUSIONPUMP-Alaris-Medley 8015 | [6 empty] | Verified as Rental |  |  | MHHS-TMC
NO | YES |  |  |  | FFP3429 |  | CAREFUSION | 8015M |  |  | Rental | MHHS-TMC |  |  |  | FFP3429 |  | TMC |  | Rental | [7 empty] | CONTROLLERINFUSIONPUMP-Alaris-Medley 8015 |  | MEDLEY PCU W/NETWORK *MEMORIAL HERMANN* |  |  | CONTROLLERINFUSIONPUMP-Alaris-Medley 8015 | [6 empty] | Verified as Rental |  |  | MHHS-TMC
NO | YES |  |  |  | FFP3430 |  | CAREFUSION | 8015M |  |  | Rental | MHHS-TMC |  |  |  | FFP3430 |  | TMC |  | Rental | [7 empty] | CONTROLLERINFUSIONPUMP-Alaris-Medley 8015 |  | MEDLEY PCU W/NETWORK *MEMORIAL HERMANN* |  |  | CONTROLLERINFUSIONPUMP-Alaris-Medley 8015 | [6 empty] | Verified as Rental |  |  | MHHS-TMC
NO | YES |  |  |  | FFP3435 |  | CAREFUSION | 8015M |  |  | Rental | MHHS-TMC |  |  |  | FFP3435 |  | TMC |  | Rental | [7 empty] | CONTROLLERINFUSIONPUMP-Alaris-Medley 8015 |  | MEDLEY PCU W/NETWORK *MEMORIAL HERMANN* |  |  | CONTROLLERINFUSIONPUMP-Alaris-Medley 8015 | [6 empty] | Verified as Rental |  |  | MHHS-TMC
NO | YES |  |  |  | FFP3448 |  | CAREFUSION | 8015M |  |  | Rental | MHHS-TMC |  |  |  | FFP3448 |  | TMC |  | Rental | [7 empty] | CONTROLLERINFUSIONPUMP-Alaris-Medley 8015 |  | MEDLEY PCU W/NETWORK *MEMORIAL HERMANN* |  |  | CONTROLLERINFUSIONPUMP-Alaris-Medley 8015 | [6 empty] | Verified as Rental |  |  | MHHS-TMC
NO | YES |  |  |  | FFP3449 |  | CAREFUSION | 8015M |  |  | Rental | MHHS-TMC |  |  |  | FFP3449 |  | TMC |  | Rental | [7 empty] | CONTROLLERINFUSIONPUMP-Alaris-Medley 8015 |  | MEDLEY PCU W/NETWORK *MEMORIAL HERMANN* |  |  | CONTROLLERINFUSIONPUMP-Alaris-Medley 8015 | [6 empty] | Verified as Rental |  |  | MHHS-TMC
NO | YES |  |  |  | FFP3452 |  | CAREFUSION | 8015M |  |  | Rental | MHHS-TMC |  |  |  | FFP3452 |  | TMC |  | Rental | [7 empty] | CONTROLLERINFUSIONPUMP-Alaris-Medley 8015 |  | MEDLEY PCU W/NETWORK *MEMORIAL HERMANN* |  |  | CONTROLLERINFUSIONPUMP-Alaris-Medley 8015 | [6 empty] | Verified as Rental |  |  | MHHS-TMC
NO | YES |  |  |  | FFP3454 |  | CAREFUSION | 8015M |  |  | Rental | MHHS-TMC |  |  |  | FFP3454 |  | TMC |  | Rental | [7 empty] | CONTROLLERINFUSIONPUMP-Alaris-Medley 8015 |  | MEDLEY PCU W/NETWORK *MEMORIAL HERMANN* |  |  | CONTROLLERINFUSIONPUMP-Alaris-Medley 8015 | [6 empty] | Verified as Rental |  |  | MHHS-TMC
NO | YES |  |  |  | FFP3456 |  | CAREFUSION | 8015M |  |  | Rental | MHHS-TMC |  |  |  | FFP3456 |  | TMC |  | Rental | [7 empty] | CONTROLLERINFUSIONPUMP-Alaris-Medley 8015 |  | MEDLEY PCU W/NETWORK *MEMORIAL HERMANN* |  |  | CONTROLLERINFUSIONPUMP-Alaris-Medley 8015 | [6 empty] | Verified as Rental |  |  | MHHS-TMC
NO | YES |  |  |  | FFP3457 |  | CAREFUSION | 8015M |  |  | Rental | MHHS-TMC |  |  |  | FFP3457 |  | TMC |  | Rental | [7 empty] | CONTROLLERINFUSIONPUMP-Alaris-Medley 8015 |  | MEDLEY PCU W/NETWORK *MEMORIAL HERMANN* |  |  | CONTROLLERINFUSIONPUMP-Alaris-Medley 8015 | [6 empty] | Verified as Rental |  |  | MHHS-TMC
NO | YES |  |  |  | FFP3466 |  | CAREFUSION | 8015M |  |  | Rental | MHHS-TMC |  |  |  | FFP3466 |  | TMC |  | Rental | [7 empty] | CONTROLLERINFUSIONPUMP-Alaris-Medley 8015 |  | MEDLEY PCU W/NETWORK *MEMORIAL HERMANN* |  |  | CONTROLLERINFUSIONPUMP-Alaris-Medley 8015 | [6 empty] | Verified as Rental |  |  | MHHS-TMC
NO | YES |  |  |  | FFP3476 |  | CAREFUSION | 8015M |  |  | Rental | MHHS-TMC |  |  |  | FFP3476 |  | TMC |  | Rental | [7 empty] | CONTROLLERINFUSIONPUMP-Alaris-Medley 8015 |  | MEDLEY PCU W/NETWORK *MEMORIAL HERMANN* |  |  | CONTROLLERINFUSIONPUMP-Alaris-Medley 8015 | [6 empty] | Verified as Rental |  |  | MHHS-TMC
NO | YES |  |  |  | FFP3483 |  | CAREFUSION | 8015M |  |  | Rental | MHHS-TMC |  |  |  | FFP3483 |  | TMC |  | Rental | [7 empty] | CONTROLLERINFUSIONPUMP-Alaris-Medley 8015 |  | MEDLEY PCU W/NETWORK *MEMORIAL HERMANN* |  |  | CONTROLLERINFUSIONPUMP-Alaris-Medley 8015 | [6 empty] | Verified as Rental |  |  | MHHS-TMC
NO | YES |  |  |  | FFP3485 |  | CAREFUSION | 8015M |  |  | Rental | MHHS-TMC |  |  |  | FFP3485 |  | TMC |  | Rental | [7 empty] | CONTROLLERINFUSIONPUMP-Alaris-Medley 8015 |  | MEDLEY PCU W/NETWORK *MEMORIAL HERMANN* |  |  | CONTROLLERINFUSIONPUMP-Alaris-Medley 8015 | [6 empty] | Verified as Rental |  |  | MHHS-TMC
NO | YES |  |  |  | FFP3493 |  | CAREFUSION | 8015M |  |  | Rental | MHHS-TMC |  |  |  | FFP3493 |  | TMC |  | Rental | [7 empty] | CONTROLLERINFUSIONPUMP-Alaris-Medley 8015 |  | MEDLEY PCU W/NETWORK *MEMORIAL HERMANN* |  |  | CONTROLLERINFUSIONPUMP-Alaris-Medley 8015 | [6 empty] | Verified as Rental |  |  | MHHS-TMC
NO | YES |  |  |  | FFP3494 |  | CAREFUSION | 8015M |  |  | Rental | MHHS-TMC |  |  |  | FFP3494 |  | TMC |  | Rental | [7 empty] | CONTROLLERINFUSIONPUMP-Alaris-Medley 8015 |  | MEDLEY PCU W/NETWORK *MEMORIAL HERMANN* |  |  | CONTROLLERINFUSIONPUMP-Alaris-Medley 8015 | [6 empty] | Verified as Rental |  |  | MHHS-TMC
NO | YES |  |  |  | FFP3511 |  | CAREFUSION | 8015M |  |  | Rental | MHHS-TMC |  |  |  | FFP3511 |  | TMC |  | Rental | [7 empty] | CONTROLLERINFUSIONPUMP-Alaris-Medley 8015 |  | MEDLEY PCU W/NETWORK *MEMORIAL HERMANN* |  |  | CONTROLLERINFUSIONPUMP-Alaris-Medley 8015 | [6 empty] | Verified as Rental |  |  | MHHS-TMC
NO | YES |  |  |  | FFP3512 |  | CAREFUSION | 8015M |  |  | Rental | MHHS-TMC |  |  |  | FFP3512 |  | TMC |  | Rental | [7 empty] | CONTROLLERINFUSIONPUMP-Alaris-Medley 8015 |  | MEDLEY PCU W/NETWORK *MEMORIAL HERMANN* |  |  | CONTROLLERINFUSIONPUMP-Alaris-Medley 8015 | [6 empty] | Verified as Rental |  |  | MHHS-TMC
NO | YES |  |  |  | FFP3518 |  | CAREFUSION | 8015M |  |  | Rental | MHHS-TMC |  |  |  | FFP3518 |  | TMC |  | Rental | [7 empty] | CONTROLLERINFUSIONPUMP-Alaris-Medley 8015 |  | MEDLEY PCU W/NETWORK *MEMORIAL HERMANN* |  |  | CONTROLLERINFUSIONPUMP-Alaris-Medley 8015 | [6 empty] | Verified as Rental |  |  | MHHS-TMC
NO | YES |  |  |  | FFP3521 |  | CAREFUSION | 8015M |  |  | Rental | MHHS-TMC |  |  |  | FFP3521 |  | TMC |  | Rental | [7 empty] | CONTROLLERINFUSIONPUMP-Alaris-Medley 8015 |  | MEDLEY PCU W/NETWORK *MEMORIAL HERMANN* |  |  | CONTROLLERINFUSIONPUMP-Alaris-Medley 8015 | [6 empty] | Verified as Rental |  |  | MHHS-TMC
NO | YES |  |  |  | FFP3523 |  | CAREFUSION | 8015M |  |  | Rental | MHHS-TMC |  |  |  | FFP3523 |  | TMC |  | Rental | [7 empty] | CONTROLLERINFUSIONPUMP-Alaris-Medley 8015 |  | MEDLEY PCU W/NETWORK *MEMORIAL HERMANN* |  |  | CONTROLLERINFUSIONPUMP-Alaris-Medley 8015 | [6 empty] | Verified as Rental |  |  | MHHS-TMC
NO | YES |  |  |  | FFP3526 |  | CAREFUSION | 8015M |  |  | Rental | MHHS-TMC |  |  |  | FFP3526 |  | TMC |  | Rental | [7 empty] | CONTROLLERINFUSIONPUMP-Alaris-Medley 8015 |  | MEDLEY PCU W/NETWORK *MEMORIAL HERMANN* |  |  | CONTROLLERINFUSIONPUMP-Alaris-Medley 8015 | [6 empty] | Verified as Rental |  |  | MHHS-TMC
NO | YES |  |  |  | FFP3531 |  | CAREFUSION | 8015M |  |  | Rental | MHHS-TMC |  |  |  | FFP3531 |  | TMC |  | Rental | [7 empty] | CONTROLLERINFUSIONPUMP-Alaris-Medley 8015 |  | MEDLEY PCU W/NETWORK *MEMORIAL HERMANN* |  |  | CONTROLLERINFUSIONPUMP-Alaris-Medley 8015 | [6 empty] | Verified as Rental |  |  | MHHS-TMC
NO | YES |  |  |  | FFP3532 |  | CAREFUSION | 8015M |  |  | Rental | MHHS-TMC |  |  |  | FFP3532 |  | TMC |  | Rental | [7 empty] | CONTROLLERINFUSIONPUMP-Alaris-Medley 8015 |  | MEDLEY PCU W/NETWORK *MEMORIAL HERMANN* |  |  | CONTROLLERINFUSIONPUMP-Alaris-Medley 8015 | [6 empty] | Verified as Rental |  |  | MHHS-TMC
NO | YES |  |  |  | FFP3534 |  | CAREFUSION | 8015M |  |  | Rental | MHHS-TMC |  |  |  | FFP3534 |  | TMC |  | Rental | [7 empty] | CONTROLLERINFUSIONPUMP-Alaris-Medley 8015 |  | MEDLEY PCU W/NETWORK *MEMORIAL HERMANN* |  |  | CONTROLLERINFUSIONPUMP-Alaris-Medley 8015 | [6 empty] | Verified as Rental |  |  | MHHS-TMC
NO | YES |  |  |  | FFP3536 |  | CAREFUSION | 8015M |  |  | Rental | MHHS-TMC |  |  |  | FFP3536 |  | TMC |  | Rental | [7 empty] | CONTROLLERINFUSIONPUMP-Alaris-Medley 8015 |  | MEDLEY PCU W/NETWORK *MEMORIAL HERMANN* |  |  | CONTROLLERINFUSIONPUMP-Alaris-Medley 8015 | [6 empty] | Verified as Rental |  |  | MHHS-TMC
NO | YES |  |  |  | FFP3539 |  | CAREFUSION | 8015M |  |  | Rental | MHHS-TMC |  |  |  | FFP3539 |  | TMC |  | Rental | [7 empty] | CONTROLLERINFUSIONPUMP-Alaris-Medley 8015 |  | MEDLEY PCU W/NETWORK *MEMORIAL HERMANN* |  |  | CONTROLLERINFUSIONPUMP-Alaris-Medley 8015 | [6 empty] | Verified as Rental |  |  | MHHS-TMC
NO | YES |  |  |  | FFP3540 |  | CAREFUSION | 8015M |  |  | Rental | MHHS-TMC |  |  |  | FFP3540 |  | TMC |  | Rental | [7 empty] | CONTROLLERINFUSIONPUMP-Alaris-Medley 8015 |  | MEDLEY PCU W/NETWORK *MEMORIAL HERMANN* |  |  | CONTROLLERINFUSIONPUMP-Alaris-Medley 8015 | [6 empty] | Verified as Rental |  |  | MHHS-TMC
NO | YES |  |  |  | FFP3541 |  | CAREFUSION | 8015M |  |  | Rental | MHHS-TMC |  |  |  | FFP3541 |  | TMC |  | Rental | [7 empty] | CONTROLLERINFUSIONPUMP-Alaris-Medley 8015 |  | MEDLEY PCU W/NETWORK *MEMORIAL HERMANN* |  |  | CONTROLLERINFUSIONPUMP-Alaris-Medley 8015 | [6 empty] | Verified as Rental |  |  | MHHS-TMC
NO | YES |  |  |  | FFP3545 |  | CAREFUSION | 8015M |  |  | Rental | MHHS-TMC |  |  |  | FFP3545 |  | TMC |  | Rental | [7 empty] | CONTROLLERINFUSIONPUMP-Alaris-Medley 8015 |  | MEDLEY PCU W/NETWORK *MEMORIAL HERMANN* |  |  | CONTROLLERINFUSIONPUMP-Alaris-Medley 8015 | [6 empty] | Verified as Rental |  |  | MHHS-TMC
NO | YES |  |  |  | FFP3548 |  | CAREFUSION | 8015M |  |  | Rental | MHHS-TMC |  |  |  | FFP3548 |  | TMC |  | Rental | [7 empty] | CONTROLLERINFUSIONPUMP-Alaris-Medley 8015 |  | MEDLEY PCU W/NETWORK *MEMORIAL HERMANN* |  |  | CONTROLLERINFUSIONPUMP-Alaris-Medley 8015 | [6 empty] | Verified as Rental |  |  | MHHS-TMC
NO | YES |  |  |  | FFP3556 |  | CAREFUSION | 8015M |  |  | Rental | MHHS-TMC |  |  |  | FFP3556 |  | TMC |  | Rental | [7 empty] | CONTROLLERINFUSIONPUMP-Alaris-Medley 8015 |  | MEDLEY PCU W/NETWORK *MEMORIAL HERMANN* |  |  | CONTROLLERINFUSIONPUMP-Alaris-Medley 8015 | [6 empty] | Verified as Rental |  |  | MHHS-TMC
NO | YES |  |  |  | FFP3557 |  | CAREFUSION | 8015M |  |  | Rental | MHHS-TMC |  |  |  | FFP3557 |  | TMC |  | Rental | [7 empty] | CONTROLLERINFUSIONPUMP-Alaris-Medley 8015 |  | MEDLEY PCU W/NETWORK *MEMORIAL HERMANN* |  |  | CONTROLLERINFUSIONPUMP-Alaris-Medley 8015 | [6 empty] | Verified as Rental |  |  | MHHS-TMC
NO | YES |  |  |  | FFP3560 |  | CAREFUSION | 8015M |  |  | Rental | MHHS-TMC |  |  |  | FFP3560 |  | TMC |  | Rental | [7 empty] | CONTROLLERINFUSIONPUMP-Alaris-Medley 8015 |  | MEDLEY PCU W/NETWORK *MEMORIAL HERMANN* |  |  | CONTROLLERINFUSIONPUMP-Alaris-Medley 8015 | [6 empty] | Verified as Rental |  |  | MHHS-TMC
NO | YES |  |  |  | FFP3566 |  | CAREFUSION | 8015M |  |  | Rental | MHHS-TMC |  |  |  | FFP3566 |  | TMC |  | Rental | [7 empty] | CONTROLLERINFUSIONPUMP-Alaris-Medley 8015 |  | MEDLEY PCU W/NETWORK *MEMORIAL HERMANN* |  |  | CONTROLLERINFUSIONPUMP-Alaris-Medley 8015 | [6 empty] | Verified as Rental |  |  | MHHS-TMC
NO | YES |  |  |  | FFP3567 |  | CAREFUSION | 8015M |  |  | Rental | MHHS-TMC |  |  |  | FFP3567 |  | TMC |  | Rental | [7 empty] | CONTROLLERINFUSIONPUMP-Alaris-Medley 8015 |  | MEDLEY PCU W/NETWORK *MEMORIAL HERMANN* |  |  | CONTROLLERINFUSIONPUMP-Alaris-Medley 8015 | [6 empty] | Verified as Rental |  |  | MHHS-TMC
NO | YES |  |  |  | FFP3570 |  | CAREFUSION | 8015M |  |  | Rental | MHHS-TMC |  |  |  | FFP3570 |  | TMC |  | Rental | [7 empty] | CONTROLLERINFUSIONPUMP-Alaris-Medley 8015 |  | MEDLEY PCU W/NETWORK *MEMORIAL HERMANN* |  |  | CONTROLLERINFUSIONPUMP-Alaris-Medley 8015 | [6 empty] | Verified as Rental |  |  | MHHS-TMC
NO | YES |  |  |  | FFP3590 |  | CAREFUSION | 8015M |  |  | Rental | MHHS-TMC |  |  |  | FFP3590 |  | TMC |  | Rental | [7 empty] | CONTROLLERINFUSIONPUMP-Alaris-Medley 8015 |  | MEDLEY PCU W/NETWORK *MEMORIAL HERMANN* |  |  | CONTROLLERINFUSIONPUMP-Alaris-Medley 8015 | [6 empty] | Verified as Rental |  |  | MHHS-TMC
NO | YES |  |  |  | FFP3595 |  | CAREFUSION | 8015M |  |  | Rental | MHHS-TMC |  |  |  | FFP3595 |  | TMC |  | Rental | [7 empty] | CONTROLLERINFUSIONPUMP-Alaris-Medley 8015 |  | MEDLEY PCU W/NETWORK *MEMORIAL HERMANN* |  |  | CONTROLLERINFUSIONPUMP-Alaris-Medley 8015 | [6 empty] | Verified as Rental |  |  | MHHS-TMC
NO | YES |  |  |  | FFP3608 |  | CAREFUSION | 8015M |  |  | Rental | MHHS-TMC |  |  |  | FFP3608 |  | TMC |  | Rental | [7 empty] | CONTROLLERINFUSIONPUMP-Alaris-Medley 8015 |  | MEDLEY PCU W/NETWORK *MEMORIAL HERMANN* |  |  | CONTROLLERINFUSIONPUMP-Alaris-Medley 8015 | [6 empty] | Verified as Rental |  |  | MHHS-TMC
NO | YES |  |  |  | FFP3609 |  | CAREFUSION | 8015M |  |  | Rental | MHHS-TMC |  |  |  | FFP3609 |  | TMC |  | Rental | [7 empty] | CONTROLLERINFUSIONPUMP-Alaris-Medley 8015 |  | MEDLEY PCU W/NETWORK *MEMORIAL HERMANN* |  |  | CONTROLLERINFUSIONPUMP-Alaris-Medley 8015 | [6 empty] | Verified as Rental |  |  | MHHS-TMC
NO | YES |  |  |  | FFP3610 |  | CAREFUSION | 8015M |  |  | Rental | MHHS-TMC |  |  |  | FFP3610 |  | TMC |  | Rental | [7 empty] | CONTROLLERINFUSIONPUMP-Alaris-Medley 8015 |  | MEDLEY PCU W/NETWORK *MEMORIAL HERMANN* |  |  | CONTROLLERINFUSIONPUMP-Alaris-Medley 8015 | [6 empty] | Verified as Rental |  |  | MHHS-TMC
NO | YES |  |  |  | FFP3629 |  | CAREFUSION | 8015M |  |  | Rental | MHHS-TMC |  |  |  | FFP3629 |  | TMC |  | Rental | [7 empty] | CONTROLLERINFUSIONPUMP-Alaris-Medley 8015 |  | MEDLEY PCU W/NETWORK *MEMORIAL HERMANN* |  |  | CONTROLLERINFUSIONPUMP-Alaris-Medley 8015 | [6 empty] | Verified as Rental |  |  | MHHS-TMC
NO | YES |  |  |  | FFP3634 |  | CAREFUSION | 8015M |  |  | Rental | MHHS-TMC |  |  |  | FFP3634 |  | TMC |  | Rental | [7 empty] | CONTROLLERINFUSIONPUMP-Alaris-Medley 8015 |  | MEDLEY PCU W/NETWORK *MEMORIAL HERMANN* |  |  | CONTROLLERINFUSIONPUMP-Alaris-Medley 8015 | [6 empty] | Verified as Rental |  |  | MHHS-TMC
NO | YES |  |  |  | FFP3636 |  | CAREFUSION | 8015M |  |  | Rental | MHHS-TMC |  |  |  | FFP3636 |  | TMC |  | Rental | [7 empty] | CONTROLLERINFUSIONPUMP-Alaris-Medley 8015 |  | MEDLEY PCU W/NETWORK *MEMORIAL HERMANN* |  |  | CONTROLLERINFUSIONPUMP-Alaris-Medley 8015 | [6 empty] | Verified as Rental |  |  | MHHS-TMC
NO | YES |  |  |  | FFP3657 |  | CAREFUSION | 8015M |  |  | Rental | MHHS-TMC |  |  |  | FFP3657 |  | TMC |  | Rental | [7 empty] | CONTROLLERINFUSIONPUMP-Alaris-Medley 8015 |  | MEDLEY PCU W/NETWORK *MEMORIAL HERMANN* |  |  | CONTROLLERINFUSIONPUMP-Alaris-Medley 8015 | [6 empty] | Verified as Rental |  |  | MHHS-TMC
NO | YES |  |  |  | FFP3660 |  | CAREFUSION | 8015M |  |  | Rental | MHHS-TMC |  |  |  | FFP3660 |  | TMC |  | Rental | [7 empty] | CONTROLLERINFUSIONPUMP-Alaris-Medley 8015 |  | MEDLEY PCU W/NETWORK *MEMORIAL HERMANN* |  |  | CONTROLLERINFUSIONPUMP-Alaris-Medley 8015 | [6 empty] | Verified as Rental |  |  | MHHS-TMC
NO | YES |  |  |  | FFP3668 |  | CAREFUSION | 8015M |  |  | Rental | MHHS-TMC |  |  |  | FFP3668 |  | TMC |  | Rental | [7 empty] | CONTROLLERINFUSIONPUMP-Alaris-Medley 8015 |  | MEDLEY PCU W/NETWORK *MEMORIAL HERMANN* |  |  | CONTROLLERINFUSIONPUMP-Alaris-Medley 8015 | [6 empty] | Verified as Rental |  |  | MHHS-TMC
NO | YES |  |  |  | FFP3676 |  | CAREFUSION | 8015M |  |  | Rental | MHHS-TMC |  |  |  | FFP3676 |  | TMC |  | Rental | [7 empty] | CONTROLLERINFUSIONPUMP-Alaris-Medley 8015 |  | MEDLEY PCU W/NETWORK *MEMORIAL HERMANN* |  |  | CONTROLLERINFUSIONPUMP-Alaris-Medley 8015 | [6 empty] | Verified as Rental |  |  | MHHS-TMC
NO | YES |  |  |  | FFP3677 |  | CAREFUSION | 8015M |  |  | Rental | MHHS-TMC |  |  |  | FFP3677 |  | TMC |  | Rental | [7 empty] | CONTROLLERINFUSIONPUMP-Alaris-Medley 8015 |  | MEDLEY PCU W/NETWORK *MEMORIAL HERMANN* |  |  | CONTROLLERINFUSIONPUMP-Alaris-Medley 8015 | [6 empty] | Verified as Rental |  |  | MHHS-TMC
NO | YES |  |  |  | FFP3678 |  | CAREFUSION | 8015M |  |  | Rental | MHHS-TMC |  |  |  | FFP3678 |  | TMC |  | Rental | [7 empty] | CONTROLLERINFUSIONPUMP-Alaris-Medley 8015 |  | MEDLEY PCU W/NETWORK *MEMORIAL HERMANN* |  |  | CONTROLLERINFUSIONPUMP-Alaris-Medley 8015 | [6 empty] | Verified as Rental |  |  | MHHS-TMC
NO | YES |  |  |  | FFP3684 |  | CAREFUSION | 8015M |  |  | Rental | MHHS-TMC |  |  |  | FFP3684 |  | TMC |  | Rental | [7 empty] | CONTROLLERINFUSIONPUMP-Alaris-Medley 8015 |  | MEDLEY PCU W/NETWORK *MEMORIAL HERMANN* |  |  | CONTROLLERINFUSIONPUMP-Alaris-Medley 8015 | [6 empty] | Verified as Rental |  |  | MHHS-TMC
NO | YES |  |  |  | FFP3688 |  | CAREFUSION | 8015M |  |  | Rental | MHHS-TMC |  |  |  | FFP3688 |  | TMC |  | Rental | [7 empty] | CONTROLLERINFUSIONPUMP-Alaris-Medley 8015 |  | MEDLEY PCU W/NETWORK *MEMORIAL HERMANN* |  |  | CONTROLLERINFUSIONPUMP-Alaris-Medley 8015 | [6 empty] | Verified as Rental |  |  | MHHS-TMC
NO | YES |  |  |  | FFP3690 |  | CAREFUSION | 8015M |  |  | Rental | MHHS-TMC |  |  |  | FFP3690 |  | TMC |  | Rental | [7 empty] | CONTROLLERINFUSIONPUMP-Alaris-Medley 8015 |  | MEDLEY PCU W/NETWORK *MEMORIAL HERMANN* |  |  | CONTROLLERINFUSIONPUMP-Alaris-Medley 8015 | [6 empty] | Verified as Rental |  |  | MHHS-TMC
NO | YES |  |  |  | FFP3691 |  | CAREFUSION | 8015M |  |  | Rental | MHHS-TMC |  |  |  | FFP3691 |  | TMC |  | Rental | [7 empty] | CONTROLLERINFUSIONPUMP-Alaris-Medley 8015 |  | MEDLEY PCU W/NETWORK *MEMORIAL HERMANN* |  |  | CONTROLLERINFUSIONPUMP-Alaris-Medley 8015 | [6 empty] | Verified as Rental |  |  | MHHS-TMC
NO | YES |  |  |  | FFP3692 |  | CAREFUSION | 8015M |  |  | Rental | MHHS-TMC |  |  |  | FFP3692 |  | TMC |  | Rental | [7 empty] | CONTROLLERINFUSIONPUMP-Alaris-Medley 8015 |  | MEDLEY PCU W/NETWORK *MEMORIAL HERMANN* |  |  | CONTROLLERINFUSIONPUMP-Alaris-Medley 8015 | [6 empty] | Verified as Rental |  |  | MHHS-TMC
NO | YES |  |  |  | FFP3694 |  | CAREFUSION | 8015M |  |  | Rental | MHHS-TMC |  |  |  | FFP3694 |  | TMC |  | Rental | [7 empty] | CONTROLLERINFUSIONPUMP-Alaris-Medley 8015 |  | MEDLEY PCU W/NETWORK *MEMORIAL HERMANN* |  |  | CONTROLLERINFUSIONPUMP-Alaris-Medley 8015 | [6 empty] | Verified as Rental |  |  | MHHS-TMC
NO | YES |  |  |  | FFP3697 |  | CAREFUSION | 8015M |  |  | Rental | MHHS-TMC |  |  |  | FFP3697 |  | TMC |  | Rental | [7 empty] | CONTROLLERINFUSIONPUMP-Alaris-Medley 8015 |  | MEDLEY PCU W/NETWORK *MEMORIAL HERMANN* |  |  | CONTROLLERINFUSIONPUMP-Alaris-Medley 8015 | [6 empty] | Verified as Rental |  |  | MHHS-TMC
NO | YES |  |  |  | FFP3701 |  | CAREFUSION | 8015M |  |  | Rental | MHHS-TMC |  |  |  | FFP3701 |  | TMC |  | Rental | [7 empty] | CONTROLLERINFUSIONPUMP-Alaris-Medley 8015 |  | MEDLEY PCU W/NETWORK *MEMORIAL HERMANN* |  |  | CONTROLLERINFUSIONPUMP-Alaris-Medley 8015 | [6 empty] | Verified as Rental |  |  | MHHS-TMC
NO | YES |  |  |  | FFP3710 |  | CAREFUSION | 8015M |  |  | Rental | MHHS-TMC |  |  |  | FFP3710 |  | TMC |  | Rental | [7 empty] | CONTROLLERINFUSIONPUMP-Alaris-Medley 8015 |  | MEDLEY PCU W/NETWORK *MEMORIAL HERMANN* |  |  | CONTROLLERINFUSIONPUMP-Alaris-Medley 8015 | [6 empty] | Verified as Rental |  |  | MHHS-TMC
NO | YES |  |  |  | FFP3711 |  | CAREFUSION | 8015M |  |  | Rental | MHHS-TMC |  |  |  | FFP3711 |  | TMC |  | Rental | [7 empty] | CONTROLLERINFUSIONPUMP-Alaris-Medley 8015 |  | MEDLEY PCU W/NETWORK *MEMORIAL HERMANN* |  |  | CONTROLLERINFUSIONPUMP-Alaris-Medley 8015 | [6 empty] | Verified as Rental |  |  | MHHS-TMC
NO | YES |  |  |  | FFP3712 |  | CAREFUSION | 8015M |  |  | Rental | MHHS-TMC |  |  |  | FFP3712 |  | TMC |  | Rental | [7 empty] | CONTROLLERINFUSIONPUMP-Alaris-Medley 8015 |  | MEDLEY PCU W/NETWORK *MEMORIAL HERMANN* |  |  | CONTROLLERINFUSIONPUMP-Alaris-Medley 8015 | [6 empty] | Verified as Rental |  |  | MHHS-TMC
NO | YES |  |  |  | FFP3724 |  | CAREFUSION | 8015M |  |  | Rental | MHHS-TMC |  |  |  | FFP3724 |  | TMC |  | Rental | [7 empty] | CONTROLLERINFUSIONPUMP-Alaris-Medley 8015 |  | MEDLEY PCU W/NETWORK *MEMORIAL HERMANN* |  |  | CONTROLLERINFUSIONPUMP-Alaris-Medley 8015 | [6 empty] | Verified as Rental |  |  | MHHS-TMC
NO | YES |  |  |  | FFP3731 |  | CAREFUSION | 8015M |  |  | Rental | MHHS-TMC |  |  |  | FFP3731 |  | TMC |  | Rental | [7 empty] | CONTROLLERINFUSIONPUMP-Alaris-Medley 8015 |  | MEDLEY PCU W/NETWORK *MEMORIAL HERMANN* |  |  | CONTROLLERINFUSIONPUMP-Alaris-Medley 8015 | [6 empty] | Verified as Rental |  |  | MHHS-TMC
NO | YES |  |  |  | FFP3741 |  | CAREFUSION | 8015M |  |  | Rental | MHHS-TMC |  |  |  | FFP3741 |  | TMC |  | Rental | [7 empty] | CONTROLLERINFUSIONPUMP-Alaris-Medley 8015 |  | MEDLEY PCU W/NETWORK *MEMORIAL HERMANN* |  |  | CONTROLLERINFUSIONPUMP-Alaris-Medley 8015 | [6 empty] | Verified as Rental |  |  | MHHS-TMC
NO | YES |  |  |  | FFP3762 |  | CAREFUSION | 8015M |  |  | Rental | MHHS-TMC |  |  |  | FFP3762 |  | TMC |  | Rental | [7 empty] | CONTROLLERINFUSIONPUMP-Alaris-Medley 8015 |  | MEDLEY PCU W/NETWORK *MEMORIAL HERMANN* |  |  | CONTROLLERINFUSIONPUMP-Alaris-Medley 8015 | [6 empty] | Verified as Rental |  |  | MHHS-TMC
NO | YES |  |  |  | FFP3775 |  | CAREFUSION | 8015M |  |  | Rental | MHHS-TMC |  |  |  | FFP3775 |  | TMC |  | Rental | [7 empty] | CONTROLLERINFUSIONPUMP-Alaris-Medley 8015 |  | MEDLEY PCU W/NETWORK *MEMORIAL HERMANN* |  |  | CONTROLLERINFUSIONPUMP-Alaris-Medley 8015 | [6 empty] | Verified as Rental |  |  | MHHS-TMC
NO | YES |  |  |  | FFP3781 |  | CAREFUSION | 8015M |  |  | Rental | MHHS-TMC |  |  |  | FFP3781 |  | TMC |  | Rental | [7 empty] | CONTROLLERINFUSIONPUMP-Alaris-Medley 8015 |  | MEDLEY PCU W/NETWORK *MEMORIAL HERMANN* |  |  | CONTROLLERINFUSIONPUMP-Alaris-Medley 8015 | [6 empty] | Verified as Rental |  |  | MHHS-TMC
NO | YES |  |  |  | FFP3785 |  | CAREFUSION | 8015M |  |  | Rental | MHHS-TMC |  |  |  | FFP3785 |  | TMC |  | Rental | [7 empty] | CONTROLLERINFUSIONPUMP-Alaris-Medley 8015 |  | MEDLEY PCU W/NETWORK *MEMORIAL HERMANN* |  |  | CONTROLLERINFUSIONPUMP-Alaris-Medley 8015 | [6 empty] | Verified as Rental |  |  | MHHS-TMC
NO | YES |  |  |  | FFP3786 |  | CAREFUSION | 8015M |  |  | Rental | MHHS-TMC |  |  |  | FFP3786 |  | TMC |  | Rental | [7 empty] | CONTROLLERINFUSIONPUMP-Alaris-Medley 8015 |  | MEDLEY PCU W/NETWORK *MEMORIAL HERMANN* |  |  | CONTROLLERINFUSIONPUMP-Alaris-Medley 8015 | [6 empty] | Verified as Rental |  |  | MHHS-TMC
NO | YES |  |  |  | FFP3789 |  | CAREFUSION | 8015M |  |  | Rental | MHHS-TMC |  |  |  | FFP3789 |  | TMC |  | Rental | [7 empty] | CONTROLLERINFUSIONPUMP-Alaris-Medley 8015 |  | MEDLEY PCU W/NETWORK *MEMORIAL HERMANN* |  |  | CONTROLLERINFUSIONPUMP-Alaris-Medley 8015 | [6 empty] | Verified as Rental |  |  | MHHS-TMC
NO | YES |  |  |  | FFP3792 |  | CAREFUSION | 8015M |  |  | Rental | MHHS-TMC |  |  |  | FFP3792 |  | TMC |  | Rental | [7 empty] | CONTROLLERINFUSIONPUMP-Alaris-Medley 8015 |  | MEDLEY PCU W/NETWORK *MEMORIAL HERMANN* |  |  | CONTROLLERINFUSIONPUMP-Alaris-Medley 8015 | [6 empty] | Verified as Rental |  |  | MHHS-TMC
NO | YES |  |  |  | FFP3818 |  | CAREFUSION | 8015M |  |  | Rental | MHHS-TMC |  |  |  | FFP3818 |  | TMC |  | Rental | [7 empty] | CONTROLLERINFUSIONPUMP-Alaris-Medley 8015 |  | MEDLEY PCU W/NETWORK *MEMORIAL HERMANN* |  |  | CONTROLLERINFUSIONPUMP-Alaris-Medley 8015 | [6 empty] | Verified as Rental |  |  | MHHS-TMC
NO | YES |  |  |  | FFP3819 |  | CAREFUSION | 8015M |  |  | Rental | MHHS-TMC |  |  |  | FFP3819 |  | TMC |  | Rental | [7 empty] | CONTROLLERINFUSIONPUMP-Alaris-Medley 8015 |  | MEDLEY PCU W/NETWORK *MEMORIAL HERMANN* |  |  | CONTROLLERINFUSIONPUMP-Alaris-Medley 8015 | [6 empty] | Verified as Rental |  |  | MHHS-TMC
NO | YES |  |  |  | FFP3826 |  | CAREFUSION | 8015M |  |  | Rental | MHHS-TMC |  |  |  | FFP3826 |  | TMC |  | Rental | [7 empty] | CONTROLLERINFUSIONPUMP-Alaris-Medley 8015 |  | MEDLEY PCU W/NETWORK *MEMORIAL HERMANN* |  |  | CONTROLLERINFUSIONPUMP-Alaris-Medley 8015 | [6 empty] | Verified as Rental |  |  | MHHS-TMC
NO | YES |  |  |  | FFP3827 |  | CAREFUSION | 8015M |  |  | Rental | MHHS-TMC |  |  |  | FFP3827 |  | TMC |  | Rental | [7 empty] | CONTROLLERINFUSIONPUMP-Alaris-Medley 8015 |  | MEDLEY PCU W/NETWORK *MEMORIAL HERMANN* |  |  | CONTROLLERINFUSIONPUMP-Alaris-Medley 8015 | [6 empty] | Verified as Rental |  |  | MHHS-TMC
NO | YES |  |  |  | FFP3837 |  | CAREFUSION | 8015M |  |  | Rental | MHHS-TMC |  |  |  | FFP3837 |  | TMC |  | Rental | [7 empty] | CONTROLLERINFUSIONPUMP-Alaris-Medley 8015 |  | MEDLEY PCU W/NETWORK *MEMORIAL HERMANN* |  |  | CONTROLLERINFUSIONPUMP-Alaris-Medley 8015 | [6 empty] | Verified as Rental |  |  | MHHS-TMC
NO | YES |  |  |  | FFP3838 |  | CAREFUSION | 8015M |  |  | Rental | MHHS-TMC |  |  |  | FFP3838 |  | TMC |  | Rental | [7 empty] | CONTROLLERINFUSIONPUMP-Alaris-Medley 8015 |  | MEDLEY PCU W/NETWORK *MEMORIAL HERMANN* |  |  | CONTROLLERINFUSIONPUMP-Alaris-Medley 8015 | [6 empty] | Verified as Rental |  |  | MHHS-TMC
NO | YES |  |  |  | FFP3841 |  | CAREFUSION | 8015M |  |  | Rental | MHHS-TMC |  |  |  | FFP3841 |  | TMC |  | Rental | [7 empty] | CONTROLLERINFUSIONPUMP-Alaris-Medley 8015 |  | MEDLEY PCU W/NETWORK *MEMORIAL HERMANN* |  |  | CONTROLLERINFUSIONPUMP-Alaris-Medley 8015 | [6 empty] | Verified as Rental |  |  | MHHS-TMC
NO | YES |  |  |  | FFP3847 |  | CAREFUSION | 8015M |  |  | Rental | MHHS-TMC |  |  |  | FFP3847 |  | TMC |  | Rental | [7 empty] | CONTROLLERINFUSIONPUMP-Alaris-Medley 8015 |  | MEDLEY PCU W/NETWORK *MEMORIAL HERMANN* |  |  | CONTROLLERINFUSIONPUMP-Alaris-Medley 8015 | [6 empty] | Verified as Rental |  |  | MHHS-TMC
NO | YES |  |  |  | FFP3851 |  | CAREFUSION | 8015M |  |  | Rental | MHHS-TMC |  |  |  | FFP3851 |  | TMC |  | Rental | [7 empty] | CONTROLLERINFUSIONPUMP-Alaris-Medley 8015 |  | MEDLEY PCU W/NETWORK *MEMORIAL HERMANN* |  |  | CONTROLLERINFUSIONPUMP-Alaris-Medley 8015 | [6 empty] | Verified as Rental |  |  | MHHS-TMC
NO | YES |  |  |  | FFP3856 |  | CAREFUSION | 8015M |  |  | Rental | MHHS-TMC |  |  |  | FFP3856 |  | TMC |  | Rental | [7 empty] | CONTROLLERINFUSIONPUMP-Alaris-Medley 8015 |  | MEDLEY PCU W/NETWORK *MEMORIAL HERMANN* |  |  | CONTROLLERINFUSIONPUMP-Alaris-Medley 8015 | [6 empty] | Verified as Rental |  |  | MHHS-TMC
NO | YES |  |  |  | FFP3857 |  | CAREFUSION | 8015M |  |  | Rental | MHHS-TMC |  |  |  | FFP3857 |  | TMC |  | Rental | [7 empty] | CONTROLLERINFUSIONPUMP-Alaris-Medley 8015 |  | MEDLEY PCU W/NETWORK *MEMORIAL HERMANN* |  |  | CONTROLLERINFUSIONPUMP-Alaris-Medley 8015 | [6 empty] | Verified as Rental |  |  | MHHS-TMC
NO | YES |  |  |  | FFP3858 |  | CAREFUSION | 8015M |  |  | Rental | MHHS-TMC |  |  |  | FFP3858 |  | TMC |  | Rental | [7 empty] | CONTROLLERINFUSIONPUMP-Alaris-Medley 8015 |  | MEDLEY PCU W/NETWORK *MEMORIAL HERMANN* |  |  | CONTROLLERINFUSIONPUMP-Alaris-Medley 8015 | [6 empty] | Verified as Rental |  |  | MHHS-TMC
NO | YES |  |  |  | FFP3859 |  | CAREFUSION | 8015M |  |  | Rental | MHHS-TMC |  |  |  | FFP3859 |  | TMC |  | Rental | [7 empty] | CONTROLLERINFUSIONPUMP-Alaris-Medley 8015 |  | MEDLEY PCU W/NETWORK *MEMORIAL HERMANN* |  |  | CONTROLLERINFUSIONPUMP-Alaris-Medley 8015 | [6 empty] | Verified as Rental |  |  | MHHS-TMC
NO | YES |  |  |  | FFP3862 |  | CAREFUSION | 8015M |  |  | Rental | MHHS-TMC |  |  |  | FFP3862 |  | TMC |  | Rental | [7 empty] | CONTROLLERINFUSIONPUMP-Alaris-Medley 8015 |  | MEDLEY PCU W/NETWORK *MEMORIAL HERMANN* |  |  | CONTROLLERINFUSIONPUMP-Alaris-Medley 8015 | [6 empty] | Verified as Rental |  |  | MHHS-TMC
NO | YES |  |  |  | FFP3863 |  | CAREFUSION | 8015M |  |  | Rental | MHHS-TMC |  |  |  | FFP3863 |  | TMC |  | Rental | [7 empty] | CONTROLLERINFUSIONPUMP-Alaris-Medley 8015 |  | MEDLEY PCU W/NETWORK *MEMORIAL HERMANN* |  |  | CONTROLLERINFUSIONPUMP-Alaris-Medley 8015 | [6 empty] | Verified as Rental |  |  | MHHS-TMC
NO | YES |  |  |  | FFP3865 |  | CAREFUSION | 8015M |  |  | Rental | MHHS-TMC |  |  |  | FFP3865 |  | TMC |  | Rental | [7 empty] | CONTROLLERINFUSIONPUMP-Alaris-Medley 8015 |  | MEDLEY PCU W/NETWORK *MEMORIAL HERMANN* |  |  | CONTROLLERINFUSIONPUMP-Alaris-Medley 8015 | [6 empty] | Verified as Rental |  |  | MHHS-TMC
NO | YES |  |  |  | FFP3875 |  | CAREFUSION | 8015M |  |  | Rental | MHHS-TMC |  |  |  | FFP3875 |  | TMC |  | Rental | [7 empty] | CONTROLLERINFUSIONPUMP-Alaris-Medley 8015 |  | MEDLEY PCU W/NETWORK *MEMORIAL HERMANN* |  |  | CONTROLLERINFUSIONPUMP-Alaris-Medley 8015 | [6 empty] | Verified as Rental |  |  | MHHS-TMC
NO | YES |  |  |  | FFP3877 |  | CAREFUSION | 8015M |  |  | Rental | MHHS-TMC |  |  |  | FFP3877 |  | TMC |  | Rental | [7 empty] | CONTROLLERINFUSIONPUMP-Alaris-Medley 8015 |  | MEDLEY PCU W/NETWORK *MEMORIAL HERMANN* |  |  | CONTROLLERINFUSIONPUMP-Alaris-Medley 8015 | [6 empty] | Verified as Rental |  |  | MHHS-TMC
NO | YES |  |  |  | FFP3878 |  | CAREFUSION | 8015M |  |  | Rental | MHHS-TMC |  |  |  | FFP3878 |  | TMC |  | Rental | [7 empty] | CONTROLLERINFUSIONPUMP-Alaris-Medley 8015 |  | MEDLEY PCU W/NETWORK *MEMORIAL HERMANN* |  |  | CONTROLLERINFUSIONPUMP-Alaris-Medley 8015 | [6 empty] | Verified as Rental |  |  | MHHS-TMC
NO | YES |  |  |  | FFP3891 |  | CAREFUSION | 8015M |  |  | Rental | MHHS-TMC |  |  |  | FFP3891 |  | TMC |  | Rental | [7 empty] | CONTROLLERINFUSIONPUMP-Alaris-Medley 8015 |  | MEDLEY PCU W/NETWORK *MEMORIAL HERMANN* |  |  | CONTROLLERINFUSIONPUMP-Alaris-Medley 8015 | [6 empty] | Verified as Rental |  |  | MHHS-TMC
NO | YES |  |  |  | FFP3898 |  | CAREFUSION | 8015M |  |  | Rental | MHHS-TMC |  |  |  | FFP3898 |  | TMC |  | Rental | [7 empty] | CONTROLLERINFUSIONPUMP-Alaris-Medley 8015 |  | MEDLEY PCU W/NETWORK *MEMORIAL HERMANN* |  |  | CONTROLLERINFUSIONPUMP-Alaris-Medley 8015 | [6 empty] | Verified as Rental |  |  | MHHS-TMC
NO | YES |  |  |  | FFP3901 |  | CAREFUSION | 8015M |  |  | Rental | MHHS-TMC |  |  |  | FFP3901 |  | TMC |  | Rental | [7 empty] | CONTROLLERINFUSIONPUMP-Alaris-Medley 8015 |  | MEDLEY PCU W/NETWORK *MEMORIAL HERMANN* |  |  | CONTROLLERINFUSIONPUMP-Alaris-Medley 8015 | [6 empty] | Verified as Rental |  |  | MHHS-TMC
NO | YES |  |  |  | FFP3908 |  | CAREFUSION | 8015M |  |  | Rental | MHHS-TMC |  |  |  | FFP3908 |  | TMC |  | Rental | [7 empty] | CONTROLLERINFUSIONPUMP-Alaris-Medley 8015 |  | MEDLEY PCU W/NETWORK *MEMORIAL HERMANN* |  |  | CONTROLLERINFUSIONPUMP-Alaris-Medley 8015 | [6 empty] | Verified as Rental |  |  | MHHS-TMC
NO | YES |  |  |  | FFP3909 |  | CAREFUSION | 8015M |  |  | Rental | MHHS-TMC |  |  |  | FFP3909 |  | TMC |  | Rental | [7 empty] | CONTROLLERINFUSIONPUMP-Alaris-Medley 8015 |  | MEDLEY PCU W/NETWORK *MEMORIAL HERMANN* |  |  | CONTROLLERINFUSIONPUMP-Alaris-Medley 8015 | [6 empty] | Verified as Rental |  |  | MHHS-TMC
NO | YES |  |  |  | FFP3922 |  | CAREFUSION | 8015M |  |  | Rental | MHHS-TMC |  |  |  | FFP3922 |  | TMC |  | Rental | [7 empty] | CONTROLLERINFUSIONPUMP-Alaris-Medley 8015 |  | MEDLEY PCU W/NETWORK *MEMORIAL HERMANN* |  |  | CONTROLLERINFUSIONPUMP-Alaris-Medley 8015 | [6 empty] | Verified as Rental |  |  | MHHS-TMC
NO | YES |  |  |  | FFP3925 |  | CAREFUSION | 8015M |  |  | Rental | MHHS-TMC |  |  |  | FFP3925 |  | TMC |  | Rental | [7 empty] | CONTROLLERINFUSIONPUMP-Alaris-Medley 8015 |  | MEDLEY PCU W/NETWORK *MEMORIAL HERMANN* |  |  | CONTROLLERINFUSIONPUMP-Alaris-Medley 8015 | [6 empty] | Verified as Rental |  |  | MHHS-TMC
NO | YES |  |  |  | FFP3927 |  | CAREFUSION | 8015M |  |  | Rental | MHHS-TMC |  |  |  | FFP3927 |  | TMC |  | Rental | [7 empty] | CONTROLLERINFUSIONPUMP-Alaris-Medley 8015 |  | MEDLEY PCU W/NETWORK *MEMORIAL HERMANN* |  |  | CONTROLLERINFUSIONPUMP-Alaris-Medley 8015 | [6 empty] | Verified as Rental |  |  | MHHS-TMC
NO | YES |  |  |  | FFP3932 |  | CAREFUSION | 8015M |  |  | Rental | MHHS-TMC |  |  |  | FFP3932 |  | TMC |  | Rental | [7 empty] | CONTROLLERINFUSIONPUMP-Alaris-Medley 8015 |  | MEDLEY PCU W/NETWORK *MEMORIAL HERMANN* |  |  | CONTROLLERINFUSIONPUMP-Alaris-Medley 8015 | [6 empty] | Verified as Rental |  |  | MHHS-TMC
NO | YES |  |  |  | FFP3937 |  | CAREFUSION | 8015M |  |  | Rental | MHHS-TMC |  |  |  | FFP3937 |  | TMC |  | Rental | [7 empty] | CONTROLLERINFUSIONPUMP-Alaris-Medley 8015 |  | MEDLEY PCU W/NETWORK *MEMORIAL HERMANN* |  |  | CONTROLLERINFUSIONPUMP-Alaris-Medley 8015 | [6 empty] | Verified as Rental |  |  | MHHS-TMC
NO | YES |  |  |  | FFP3939 |  | CAREFUSION | 8015M |  |  | Rental | MHHS-TMC |  |  |  | FFP3939 |  | TMC |  | Rental | [7 empty] | CONTROLLERINFUSIONPUMP-Alaris-Medley 8015 |  | MEDLEY PCU W/NETWORK *MEMORIAL HERMANN* |  |  | CONTROLLERINFUSIONPUMP-Alaris-Medley 8015 | [6 empty] | Verified as Rental |  |  | MHHS-TMC
NO | YES |  |  |  | FFP3943 |  | CAREFUSION | 8015M |  |  | Rental | MHHS-TMC |  |  |  | FFP3943 |  | TMC |  | Rental | [7 empty] | CONTROLLERINFUSIONPUMP-Alaris-Medley 8015 |  | MEDLEY PCU W/NETWORK *MEMORIAL HERMANN* |  |  | CONTROLLERINFUSIONPUMP-Alaris-Medley 8015 | [6 empty] | Verified as Rental |  |  | MHHS-TMC
NO | YES |  |  |  | FFP3948 |  | CAREFUSION | 8015M |  |  | Rental | MHHS-TMC |  |  |  | FFP3948 |  | TMC |  | Rental | [7 empty] | CONTROLLERINFUSIONPUMP-Alaris-Medley 8015 |  | MEDLEY PCU W/NETWORK *MEMORIAL HERMANN* |  |  | CONTROLLERINFUSIONPUMP-Alaris-Medley 8015 | [6 empty] | Verified as Rental |  |  | MHHS-TMC
NO | YES |  |  |  | FFP3953 |  | CAREFUSION | 8015M |  |  | Rental | MHHS-TMC |  |  |  | FFP3953 |  | TMC |  | Rental | [7 empty] | CONTROLLERINFUSIONPUMP-Alaris-Medley 8015 |  | MEDLEY PCU W/NETWORK *MEMORIAL HERMANN* |  |  | CONTROLLERINFUSIONPUMP-Alaris-Medley 8015 | [6 empty] | Verified as Rental |  |  | MHHS-TMC
NO | YES |  |  |  | FFP3969 |  | CAREFUSION | 8015M |  |  | Rental | MHHS-TMC |  |  |  | FFP3969 |  | TMC |  | Rental | [7 empty] | CONTROLLERINFUSIONPUMP-Alaris-Medley 8015 |  | MEDLEY PCU W/NETWORK *MEMORIAL HERMANN* |  |  | CONTROLLERINFUSIONPUMP-Alaris-Medley 8015 | [6 empty] | Verified as Rental |  |  | MHHS-TMC
NO | YES |  |  |  | FFP6512 |  | CAREFUSION | 8015M |  |  | Rental | MHHS-TMC |  |  |  | FFP6512 |  | TMC |  | Rental | [7 empty] | CONTROLLERINFUSIONPUMP-Alaris-Medley 8015 |  | MEDLEY PCU W/NETWORK *MEMORIAL HERMANN* |  |  | CONTROLLERINFUSIONPUMP-Alaris-Medley 8015 | [6 empty] | Verified as Rental |  |  | MHHS-TMC
NO | YES |  |  |  | FFP6522 |  | CAREFUSION | 8015M |  |  | Rental | MHHS-TMC |  |  |  | FFP6522 |  | TMC |  | Rental | [7 empty] | CONTROLLERINFUSIONPUMP-Alaris-Medley 8015 |  | MEDLEY PCU W/NETWORK *MEMORIAL HERMANN* |  |  | CONTROLLERINFUSIONPUMP-Alaris-Medley 8015 | [6 empty] | Verified as Rental |  |  | MHHS-TMC
NO | YES |  |  |  | FFP6526 |  | CAREFUSION | 8015M |  |  | Rental | MHHS-TMC |  |  |  | FFP6526 |  | TMC |  | Rental | [7 empty] | CONTROLLERINFUSIONPUMP-Alaris-Medley 8015 |  | MEDLEY PCU W/NETWORK *MEMORIAL HERMANN* |  |  | CONTROLLERINFUSIONPUMP-Alaris-Medley 8015 | [6 empty] | Verified as Rental |  |  | MHHS-TMC
NO | YES |  |  |  | FFP6528 |  | CAREFUSION | 8015M |  |  | Rental | MHHS-TMC |  |  |  | FFP6528 |  | TMC |  | Rental | [7 empty] | CONTROLLERINFUSIONPUMP-Alaris-Medley 8015 |  | MEDLEY PCU W/NETWORK *MEMORIAL HERMANN* |  |  | CONTROLLERINFUSIONPUMP-Alaris-Medley 8015 | [6 empty] | Verified as Rental |  |  | MHHS-TMC
NO | YES |  |  |  | FFP6529 |  | CAREFUSION | 8015M |  |  | Rental | MHHS-TMC |  |  |  | FFP6529 |  | TMC |  | Rental | [7 empty] | CONTROLLERINFUSIONPUMP-Alaris-Medley 8015 |  | MEDLEY PCU W/NETWORK *MEMORIAL HERMANN* |  |  | CONTROLLERINFUSIONPUMP-Alaris-Medley 8015 | [6 empty] | Verified as Rental |  |  | MHHS-TMC
NO | YES |  |  |  | FFP6530 |  | CAREFUSION | 8015M |  |  | Rental | MHHS-TMC |  |  |  | FFP6530 |  | TMC |  | Rental | [7 empty] | CONTROLLERINFUSIONPUMP-Alaris-Medley 8015 |  | MEDLEY PCU W/NETWORK *MEMORIAL HERMANN* |  |  | CONTROLLERINFUSIONPUMP-Alaris-Medley 8015 | [6 empty] | Verified as Rental |  |  | MHHS-TMC
NO | YES |  |  |  | FFP6531 |  | CAREFUSION | 8015M |  |  | Rental | MHHS-TMC |  |  |  | FFP6531 |  | TMC |  | Rental | [7 empty] | CONTROLLERINFUSIONPUMP-Alaris-Medley 8015 |  | MEDLEY PCU W/NETWORK *MEMORIAL HERMANN* |  |  | CONTROLLERINFUSIONPUMP-Alaris-Medley 8015 | [6 empty] | Verified as Rental |  |  | MHHS-TMC
NO | YES |  |  |  | FFP6534 |  | CAREFUSION | 8015M |  |  | Rental | MHHS-TMC |  |  |  | FFP6534 |  | TMC |  | Rental | [7 empty] | CONTROLLERINFUSIONPUMP-Alaris-Medley 8015 |  | MEDLEY PCU W/NETWORK *MEMORIAL HERMANN* |  |  | CONTROLLERINFUSIONPUMP-Alaris-Medley 8015 | [6 empty] | Verified as Rental |  |  | MHHS-TMC
NO | YES |  |  |  | FFP6536 |  | CAREFUSION | 8015M |  |  | Rental | MHHS-TMC |  |  |  | FFP6536 |  | TMC |  | Rental | [7 empty] | CONTROLLERINFUSIONPUMP-Alaris-Medley 8015 |  | MEDLEY PCU W/NETWORK *MEMORIAL HERMANN* |  |  | CONTROLLERINFUSIONPUMP-Alaris-Medley 8015 | [6 empty] | Verified as Rental |  |  | MHHS-TMC
NO | YES |  |  |  | FFP6537 |  | CAREFUSION | 8015M |  |  | Rental | MHHS-TMC |  |  |  | FFP6537 |  | TMC |  | Rental | [7 empty] | CONTROLLERINFUSIONPUMP-Alaris-Medley 8015 |  | MEDLEY PCU W/NETWORK *MEMORIAL HERMANN* |  |  | CONTROLLERINFUSIONPUMP-Alaris-Medley 8015 | [6 empty] | Verified as Rental |  |  | MHHS-TMC
NO | YES |  |  |  | FFP6539 |  | CAREFUSION | 8015M |  |  | Rental | MHHS-TMC |  |  |  | FFP6539 |  | TMC |  | Rental | [7 empty] | CONTROLLERINFUSIONPUMP-Alaris-Medley 8015 |  | MEDLEY PCU W/NETWORK *MEMORIAL HERMANN* |  |  | CONTROLLERINFUSIONPUMP-Alaris-Medley 8015 | [6 empty] | Verified as Rental |  |  | MHHS-TMC
NO | YES |  |  |  | FFP6542 |  | CAREFUSION | 8015M |  |  | Rental | MHHS-TMC |  |  |  | FFP6542 |  | TMC |  | Rental | [7 empty] | CONTROLLERINFUSIONPUMP-Alaris-Medley 8015 |  | MEDLEY PCU W/NETWORK *MEMORIAL HERMANN* |  |  | CONTROLLERINFUSIONPUMP-Alaris-Medley 8015 | [6 empty] | Verified as Rental |  |  | MHHS-TMC
NO | YES |  |  |  | FFP6543 |  | CAREFUSION | 8015M |  |  | Rental | MHHS-TMC |  |  |  | FFP6543 |  | TMC |  | Rental | [7 empty] | CONTROLLERINFUSIONPUMP-Alaris-Medley 8015 |  | MEDLEY PCU W/NETWORK *MEMORIAL HERMANN* |  |  | CONTROLLERINFUSIONPUMP-Alaris-Medley 8015 | [6 empty] | Verified as Rental |  |  | MHHS-TMC
NO | YES |  |  |  | FFP6551 |  | CAREFUSION | 8015M |  |  | Rental | MHHS-TMC |  |  |  | FFP6551 |  | TMC |  | Rental | [7 empty] | CONTROLLERINFUSIONPUMP-Alaris-Medley 8015 |  | MEDLEY PCU W/NETWORK *MEMORIAL HERMANN* |  |  | CONTROLLERINFUSIONPUMP-Alaris-Medley 8015 | [6 empty] | Verified as Rental |  |  | MHHS-TMC
NO | YES |  |  |  | FFP6552 |  | CAREFUSION | 8015M |  |  | Rental | MHHS-TMC |  |  |  | FFP6552 |  | TMC |  | Rental | [7 empty] | CONTROLLERINFUSIONPUMP-Alaris-Medley 8015 |  | MEDLEY PCU W/NETWORK *MEMORIAL HERMANN* |  |  | CONTROLLERINFUSIONPUMP-Alaris-Medley 8015 | [6 empty] | Verified as Rental |  |  | MHHS-TMC
NO | YES |  |  |  | FFP6553 |  | CAREFUSION | 8015M |  |  | Rental | MHHS-TMC |  |  |  | FFP6553 |  | TMC |  | Rental | [7 empty] | CONTROLLERINFUSIONPUMP-Alaris-Medley 8015 |  | MEDLEY PCU W/NETWORK *MEMORIAL HERMANN* |  |  | CONTROLLERINFUSIONPUMP-Alaris-Medley 8015 | [6 empty] | Verified as Rental |  |  | MHHS-TMC
NO | YES |  |  |  | FFP6559 |  | CAREFUSION | 8015M |  |  | Rental | MHHS-TMC |  |  |  | FFP6559 |  | TMC |  | Rental | [7 empty] | CONTROLLERINFUSIONPUMP-Alaris-Medley 8015 |  | MEDLEY PCU W/NETWORK *MEMORIAL HERMANN* |  |  | CONTROLLERINFUSIONPUMP-Alaris-Medley 8015 | [6 empty] | Verified as Rental |  |  | MHHS-TMC
NO | YES |  |  |  | FFP6567 |  | CAREFUSION | 8015M |  |  | Rental | MHHS-TMC |  |  |  | FFP6567 |  | TMC |  | Rental | [7 empty] | CONTROLLERINFUSIONPUMP-Alaris-Medley 8015 |  | MEDLEY PCU W/NETWORK *MEMORIAL HERMANN* |  |  | CONTROLLERINFUSIONPUMP-Alaris-Medley 8015 | [6 empty] | Verified as Rental |  |  | MHHS-TMC
NO | YES |  |  |  | FFP6574 |  | CAREFUSION | 8015M |  |  | Rental | MHHS-TMC |  |  |  | FFP6574 |  | TMC |  | Rental | [7 empty] | CONTROLLERINFUSIONPUMP-Alaris-Medley 8015 |  | MEDLEY PCU W/NETWORK *MEMORIAL HERMANN* |  |  | CONTROLLERINFUSIONPUMP-Alaris-Medley 8015 | [6 empty] | Verified as Rental |  |  | MHHS-TMC
NO | YES |  |  |  | FFP6577 |  | CAREFUSION | 8015M |  |  | Rental | MHHS-TMC |  |  |  | FFP6577 |  | TMC |  | Rental | [7 empty] | CONTROLLERINFUSIONPUMP-Alaris-Medley 8015 |  | MEDLEY PCU W/NETWORK *MEMORIAL HERMANN* |  |  | CONTROLLERINFUSIONPUMP-Alaris-Medley 8015 | [6 empty] | Verified as Rental |  |  | MHHS-TMC
NO | YES |  |  |  | FFP6582 |  | CAREFUSION | 8015M |  |  | Rental | MHHS-TMC |  |  |  | FFP6582 |  | TMC |  | Rental | [7 empty] | CONTROLLERINFUSIONPUMP-Alaris-Medley 8015 |  | MEDLEY PCU W/NETWORK *MEMORIAL HERMANN* |  |  | CONTROLLERINFUSIONPUMP-Alaris-Medley 8015 | [6 empty] | Verified as Rental |  |  | MHHS-TMC
NO | YES |  |  |  | FFP6584 |  | CAREFUSION | 8015M |  |  | Rental | MHHS-TMC |  |  |  | FFP6584 |  | TMC |  | Rental | [7 empty] | CONTROLLERINFUSIONPUMP-Alaris-Medley 8015 |  | MEDLEY PCU W/NETWORK *MEMORIAL HERMANN* |  |  | CONTROLLERINFUSIONPUMP-Alaris-Medley 8015 | [6 empty] | Verified as Rental |  |  | MHHS-TMC
NO | YES |  |  |  | FFP6588 |  | CAREFUSION | 8015M |  |  | Rental | MHHS-TMC |  |  |  | FFP6588 |  | TMC |  | Rental | [7 empty] | CONTROLLERINFUSIONPUMP-Alaris-Medley 8015 |  | MEDLEY PCU W/NETWORK *MEMORIAL HERMANN* |  |  | CONTROLLERINFUSIONPUMP-Alaris-Medley 8015 | [6 empty] | Verified as Rental |  |  | MHHS-TMC
NO | YES |  |  |  | FFP6589 |  | CAREFUSION | 8015M |  |  | Rental | MHHS-TMC |  |  |  | FFP6589 |  | TMC |  | Rental | [7 empty] | CONTROLLERINFUSIONPUMP-Alaris-Medley 8015 |  | MEDLEY PCU W/NETWORK *MEMORIAL HERMANN* |  |  | CONTROLLERINFUSIONPUMP-Alaris-Medley 8015 | [6 empty] | Verified as Rental |  |  | MHHS-TMC
NO | YES |  |  |  | FFP6591 |  | CAREFUSION | 8015M |  |  | Rental | MHHS-TMC |  |  |  | FFP6591 |  | TMC |  | Rental | [7 empty] | CONTROLLERINFUSIONPUMP-Alaris-Medley 8015 |  | MEDLEY PCU W/NETWORK *MEMORIAL HERMANN* |  |  | CONTROLLERINFUSIONPUMP-Alaris-Medley 8015 | [6 empty] | Verified as Rental |  |  | MHHS-TMC
NO | YES |  |  |  | FFP6596 |  | CAREFUSION | 8015M |  |  | Rental | MHHS-TMC |  |  |  | FFP6596 |  | TMC |  | Rental | [7 empty] | CONTROLLERINFUSIONPUMP-Alaris-Medley 8015 |  | MEDLEY PCU W/NETWORK *MEMORIAL HERMANN* |  |  | CONTROLLERINFUSIONPUMP-Alaris-Medley 8015 | [6 empty] | Verified as Rental |  |  | MHHS-TMC
NO | YES |  |  |  | FFP6601 |  | CAREFUSION | 8015M |  |  | Rental | MHHS-TMC |  |  |  | FFP6601 |  | TMC |  | Rental | [7 empty] | CONTROLLERINFUSIONPUMP-Alaris-Medley 8015 |  | MEDLEY PCU W/NETWORK *MEMORIAL HERMANN* |  |  | CONTROLLERINFUSIONPUMP-Alaris-Medley 8015 | [6 empty] | Verified as Rental |  |  | MHHS-TMC
NO | YES |  |  |  | FFP6602 |  | CAREFUSION | 8015M |  |  | Rental | MHHS-TMC |  |  |  | FFP6602 |  | TMC |  | Rental | [7 empty] | CONTROLLERINFUSIONPUMP-Alaris-Medley 8015 |  | MEDLEY PCU W/NETWORK *MEMORIAL HERMANN* |  |  | CONTROLLERINFUSIONPUMP-Alaris-Medley 8015 | [6 empty] | Verified as Rental |  |  | MHHS-TMC
NO | YES |  |  |  | FFP6607 |  | CAREFUSION | 8015M |  |  | Rental | MHHS-TMC |  |  |  | FFP6607 |  | TMC |  | Rental | [7 empty] | CONTROLLERINFUSIONPUMP-Alaris-Medley 8015 |  | MEDLEY PCU W/NETWORK *MEMORIAL HERMANN* |  |  | CONTROLLERINFUSIONPUMP-Alaris-Medley 8015 | [6 empty] | Verified as Rental |  |  | MHHS-TMC
NO | YES |  |  |  | FFP6612 |  | CAREFUSION | 8015M |  |  | Rental | MHHS-TMC |  |  |  | FFP6612 |  | TMC |  | Rental | [7 empty] | CONTROLLERINFUSIONPUMP-Alaris-Medley 8015 |  | MEDLEY PCU W/NETWORK *MEMORIAL HERMANN* |  |  | CONTROLLERINFUSIONPUMP-Alaris-Medley 8015 | [6 empty] | Verified as Rental |  |  | MHHS-TMC
NO | YES |  |  |  | FFP6614 |  | CAREFUSION | 8015M |  |  | Rental | MHHS-TMC |  |  |  | FFP6614 |  | TMC |  | Rental | [7 empty] | CONTROLLERINFUSIONPUMP-Alaris-Medley 8015 |  | MEDLEY PCU W/NETWORK *MEMORIAL HERMANN* |  |  | CONTROLLERINFUSIONPUMP-Alaris-Medley 8015 | [6 empty] | Verified as Rental |  |  | MHHS-TMC
NO | YES |  |  |  | FFP6616 |  | CAREFUSION | 8015M |  |  | Rental | MHHS-TMC |  |  |  | FFP6616 |  | TMC |  | Rental | [7 empty] | CONTROLLERINFUSIONPUMP-Alaris-Medley 8015 |  | MEDLEY PCU W/NETWORK *MEMORIAL HERMANN* |  |  | CONTROLLERINFUSIONPUMP-Alaris-Medley 8015 | [6 empty] | Verified as Rental |  |  | MHHS-TMC
NO | YES |  |  |  | FFP6619 |  | CAREFUSION | 8015M |  |  | Rental | MHHS-TMC |  |  |  | FFP6619 |  | TMC |  | Rental | [7 empty] | CONTROLLERINFUSIONPUMP-Alaris-Medley 8015 |  | MEDLEY PCU W/NETWORK *MEMORIAL HERMANN* |  |  | CONTROLLERINFUSIONPUMP-Alaris-Medley 8015 | [6 empty] | Verified as Rental |  |  | MHHS-TMC
NO | YES |  |  |  | FFP6620 |  | CAREFUSION | 8015M |  |  | Rental | MHHS-TMC |  |  |  | FFP6620 |  | TMC |  | Rental | [7 empty] | CONTROLLERINFUSIONPUMP-Alaris-Medley 8015 |  | MEDLEY PCU W/NETWORK *MEMORIAL HERMANN* |  |  | CONTROLLERINFUSIONPUMP-Alaris-Medley 8015 | [6 empty] | Verified as Rental |  |  | MHHS-TMC
NO | YES |  |  |  | FFP6621 |  | CAREFUSION | 8015M |  |  | Rental | MHHS-TMC |  |  |  | FFP6621 |  | TMC |  | Rental | [7 empty] | CONTROLLERINFUSIONPUMP-Alaris-Medley 8015 |  | MEDLEY PCU W/NETWORK *MEMORIAL HERMANN* |  |  | CONTROLLERINFUSIONPUMP-Alaris-Medley 8015 | [6 empty] | Verified as Rental |  |  | MHHS-TMC
NO | YES |  |  |  | FFP6627 |  | CAREFUSION | 8015M |  |  | Rental | MHHS-TMC |  |  |  | FFP6627 |  | TMC |  | Rental | [7 empty] | CONTROLLERINFUSIONPUMP-Alaris-Medley 8015 |  | MEDLEY PCU W/NETWORK *MEMORIAL HERMANN* |  |  | CONTROLLERINFUSIONPUMP-Alaris-Medley 8015 | [6 empty] | Verified as Rental |  |  | MHHS-TMC
NO | YES |  |  |  | FFP6628 |  | CAREFUSION | 8015M |  |  | Rental | MHHS-TMC |  |  |  | FFP6628 |  | TMC |  | Rental | [7 empty] | CONTROLLERINFUSIONPUMP-Alaris-Medley 8015 |  | MEDLEY PCU W/NETWORK *MEMORIAL HERMANN* |  |  | CONTROLLERINFUSIONPUMP-Alaris-Medley 8015 | [6 empty] | Verified as Rental |  |  | MHHS-TMC
NO | YES |  |  |  | FFP6629 |  | CAREFUSION | 8015M |  |  | Rental | MHHS-TMC |  |  |  | FFP6629 |  | TMC |  | Rental | [7 empty] | CONTROLLERINFUSIONPUMP-Alaris-Medley 8015 |  | MEDLEY PCU W/NETWORK *MEMORIAL HERMANN* |  |  | CONTROLLERINFUSIONPUMP-Alaris-Medley 8015 | [6 empty] | Verified as Rental |  |  | MHHS-TMC
NO | YES |  |  |  | FFP6630 |  | CAREFUSION | 8015M |  |  | Rental | MHHS-TMC |  |  |  | FFP6630 |  | TMC |  | Rental | [7 empty] | CONTROLLERINFUSIONPUMP-Alaris-Medley 8015 |  | MEDLEY PCU W/NETWORK *MEMORIAL HERMANN* |  |  | CONTROLLERINFUSIONPUMP-Alaris-Medley 8015 | [6 empty] | Verified as Rental |  |  | MHHS-TMC
NO | YES |  |  |  | FFP6632 |  | CAREFUSION | 8015M |  |  | Rental | MHHS-TMC |  |  |  | FFP6632 |  | TMC |  | Rental | [7 empty] | CONTROLLERINFUSIONPUMP-Alaris-Medley 8015 |  | MEDLEY PCU W/NETWORK *MEMORIAL HERMANN* |  |  | CONTROLLERINFUSIONPUMP-Alaris-Medley 8015 | [6 empty] | Verified as Rental |  |  | MHHS-TMC
NO | YES |  |  |  | FFP6633 |  | CAREFUSION | 8015M |  |  | Rental | MHHS-TMC |  |  |  | FFP6633 |  | TMC |  | Rental | [7 empty] | CONTROLLERINFUSIONPUMP-Alaris-Medley 8015 |  | MEDLEY PCU W/NETWORK *MEMORIAL HERMANN* |  |  | CONTROLLERINFUSIONPUMP-Alaris-Medley 8015 | [6 empty] | Verified as Rental |  |  | MHHS-TMC
NO | YES |  |  |  | FFP6634 |  | CAREFUSION | 8015M |  |  | Rental | MHHS-TMC |  |  |  | FFP6634 |  | TMC |  | Rental | [7 empty] | CONTROLLERINFUSIONPUMP-Alaris-Medley 8015 |  | MEDLEY PCU W/NETWORK *MEMORIAL HERMANN* |  |  | CONTROLLERINFUSIONPUMP-Alaris-Medley 8015 | [6 empty] | Verified as Rental |  |  | MHHS-TMC
NO | YES |  |  |  | FFP6636 |  | CAREFUSION | 8015M |  |  | Rental | MHHS-TMC |  |  |  | FFP6636 |  | TMC |  | Rental | [7 empty] | CONTROLLERINFUSIONPUMP-Alaris-Medley 8015 |  | MEDLEY PCU W/NETWORK *MEMORIAL HERMANN* |  |  | CONTROLLERINFUSIONPUMP-Alaris-Medley 8015 | [6 empty] | Verified as Rental |  |  | MHHS-TMC
NO | YES |  |  |  | FFP6638 |  | CAREFUSION | 8015M |  |  | Rental | MHHS-TMC |  |  |  | FFP6638 |  | TMC |  | Rental | [7 empty] | CONTROLLERINFUSIONPUMP-Alaris-Medley 8015 |  | MEDLEY PCU W/NETWORK *MEMORIAL HERMANN* |  |  | CONTROLLERINFUSIONPUMP-Alaris-Medley 8015 | [6 empty] | Verified as Rental |  |  | MHHS-TMC
NO | YES |  |  |  | FFP6641 |  | CAREFUSION | 8015M |  |  | Rental | MHHS-TMC |  |  |  | FFP6641 |  | TMC |  | Rental | [7 empty] | CONTROLLERINFUSIONPUMP-Alaris-Medley 8015 |  | MEDLEY PCU W/NETWORK *MEMORIAL HERMANN* |  |  | CONTROLLERINFUSIONPUMP-Alaris-Medley 8015 | [6 empty] | Verified as Rental |  |  | MHHS-TMC
NO | YES |  |  |  | FFP6642 |  | CAREFUSION | 8015M |  |  | Rental | MHHS-TMC |  |  |  | FFP6642 |  | TMC |  | Rental | [7 empty] | CONTROLLERINFUSIONPUMP-Alaris-Medley 8015 |  | MEDLEY PCU W/NETWORK *MEMORIAL HERMANN* |  |  | CONTROLLERINFUSIONPUMP-Alaris-Medley 8015 | [6 empty] | Verified as Rental |  |  | MHHS-TMC
NO | YES |  |  |  | FFP6647 |  | CAREFUSION | 8015M |  |  | Rental | MHHS-TMC |  |  |  | FFP6647 |  | TMC |  | Rental | [7 empty] | CONTROLLERINFUSIONPUMP-Alaris-Medley 8015 |  | MEDLEY PCU W/NETWORK *MEMORIAL HERMANN* |  |  | CONTROLLERINFUSIONPUMP-Alaris-Medley 8015 | [6 empty] | Verified as Rental |  |  | MHHS-TMC
NO | YES |  |  |  | FFP6650 |  | CAREFUSION | 8015M |  |  | Rental | MHHS-TMC |  |  |  | FFP6650 |  | TMC |  | Rental | [7 empty] | CONTROLLERINFUSIONPUMP-Alaris-Medley 8015 |  | MEDLEY PCU W/NETWORK *MEMORIAL HERMANN* |  |  | CONTROLLERINFUSIONPUMP-Alaris-Medley 8015 | [6 empty] | Verified as Rental |  |  | MHHS-TMC
NO | YES |  |  |  | FFP6652 |  | CAREFUSION | 8015M |  |  | Rental | MHHS-TMC |  |  |  | FFP6652 |  | TMC |  | Rental | [7 empty] | CONTROLLERINFUSIONPUMP-Alaris-Medley 8015 |  | MEDLEY PCU W/NETWORK *MEMORIAL HERMANN* |  |  | CONTROLLERINFUSIONPUMP-Alaris-Medley 8015 | [6 empty] | Verified as Rental |  |  | MHHS-TMC
NO | YES |  |  |  | FFP6655 |  | CAREFUSION | 8015M |  |  | Rental | MHHS-TMC |  |  |  | FFP6655 |  | TMC |  | Rental | [7 empty] | CONTROLLERINFUSIONPUMP-Alaris-Medley 8015 |  | MEDLEY PCU W/NETWORK *MEMORIAL HERMANN* |  |  | CONTROLLERINFUSIONPUMP-Alaris-Medley 8015 | [6 empty] | Verified as Rental |  |  | MHHS-TMC
NO | YES |  |  |  | FFP6657 |  | CAREFUSION | 8015M |  |  | Rental | MHHS-TMC |  |  |  | FFP6657 |  | TMC |  | Rental | [7 empty] | CONTROLLERINFUSIONPUMP-Alaris-Medley 8015 |  | MEDLEY PCU W/NETWORK *MEMORIAL HERMANN* |  |  | CONTROLLERINFUSIONPUMP-Alaris-Medley 8015 | [6 empty] | Verified as Rental |  |  | MHHS-TMC
NO | YES |  |  |  | FFP6660 |  | CAREFUSION | 8015M |  |  | Rental | MHHS-TMC |  |  |  | FFP6660 |  | TMC |  | Rental | [7 empty] | CONTROLLERINFUSIONPUMP-Alaris-Medley 8015 |  | MEDLEY PCU W/NETWORK *MEMORIAL HERMANN* |  |  | CONTROLLERINFUSIONPUMP-Alaris-Medley 8015 | [6 empty] | Verified as Rental |  |  | MHHS-TMC
NO | YES |  |  |  | FFP6668 |  | CAREFUSION | 8015M |  |  | Rental | MHHS-TMC |  |  |  | FFP6668 |  | TMC |  | Rental | [7 empty] | CONTROLLERINFUSIONPUMP-Alaris-Medley 8015 |  | MEDLEY PCU W/NETWORK *MEMORIAL HERMANN* |  |  | CONTROLLERINFUSIONPUMP-Alaris-Medley 8015 | [6 empty] | Verified as Rental |  |  | MHHS-TMC
NO | YES |  |  |  | FFP6684 |  | CAREFUSION | 8015M |  |  | Rental | MHHS-TMC |  |  |  | FFP6684 |  | TMC |  | Rental | [7 empty] | CONTROLLERINFUSIONPUMP-Alaris-Medley 8015 |  | MEDLEY PCU W/NETWORK *MEMORIAL HERMANN* |  |  | CONTROLLERINFUSIONPUMP-Alaris-Medley 8015 | [6 empty] | Verified as Rental |  |  | MHHS-TMC
NO | YES |  |  |  | FFP6685 |  | CAREFUSION | 8015M |  |  | Rental | MHHS-TMC |  |  |  | FFP6685 |  | TMC |  | Rental | [7 empty] | CONTROLLERINFUSIONPUMP-Alaris-Medley 8015 |  | MEDLEY PCU W/NETWORK *MEMORIAL HERMANN* |  |  | CONTROLLERINFUSIONPUMP-Alaris-Medley 8015 | [6 empty] | Verified as Rental |  |  | MHHS-TMC
NO | YES |  |  |  | FFP6687 |  | CAREFUSION | 8015M |  |  | Rental | MHHS-TMC |  |  |  | FFP6687 |  | TMC |  | Rental | [7 empty] | CONTROLLERINFUSIONPUMP-Alaris-Medley 8015 |  | MEDLEY PCU W/NETWORK *MEMORIAL HERMANN* |  |  | CONTROLLERINFUSIONPUMP-Alaris-Medley 8015 | [6 empty] | Verified as Rental |  |  | MHHS-TMC
NO | YES |  |  |  | FFP6688 |  | CAREFUSION | 8015M |  |  | Rental | MHHS-TMC |  |  |  | FFP6688 |  | TMC |  | Rental | [7 empty] | CONTROLLERINFUSIONPUMP-Alaris-Medley 8015 |  | MEDLEY PCU W/NETWORK *MEMORIAL HERMANN* |  |  | CONTROLLERINFUSIONPUMP-Alaris-Medley 8015 | [6 empty] | Verified as Rental |  |  | MHHS-TMC
NO | YES |  |  |  | FFP6692 |  | CAREFUSION | 8015M |  |  | Rental | MHHS-TMC |  |  |  | FFP6692 |  | TMC |  | Rental | [7 empty] | CONTROLLERINFUSIONPUMP-Alaris-Medley 8015 |  | MEDLEY PCU W/NETWORK *MEMORIAL HERMANN* |  |  | CONTROLLERINFUSIONPUMP-Alaris-Medley 8015 | [6 empty] | Verified as Rental |  |  | MHHS-TMC
NO | YES |  |  |  | FFP6697 |  | CAREFUSION | 8015M |  |  | Rental | MHHS-TMC |  |  |  | FFP6697 |  | TMC |  | Rental | [7 empty] | CONTROLLERINFUSIONPUMP-Alaris-Medley 8015 |  | MEDLEY PCU W/NETWORK *MEMORIAL HERMANN* |  |  | CONTROLLERINFUSIONPUMP-Alaris-Medley 8015 | [6 empty] | Verified as Rental |  |  | MHHS-TMC
NO | YES |  |  |  | FFP6699 |  | CAREFUSION | 8015M |  |  | Rental | MHHS-TMC |  |  |  | FFP6699 |  | TMC |  | Rental | [7 empty] | CONTROLLERINFUSIONPUMP-Alaris-Medley 8015 |  | MEDLEY PCU W/NETWORK *MEMORIAL HERMANN* |  |  | CONTROLLERINFUSIONPUMP-Alaris-Medley 8015 | [6 empty] | Verified as Rental |  |  | MHHS-TMC
NO | YES |  |  |  | FFP6700 |  | CAREFUSION | 8015M |  |  | Rental | MHHS-TMC |  |  |  | FFP6700 |  | TMC |  | Rental | [7 empty] | CONTROLLERINFUSIONPUMP-Alaris-Medley 8015 |  | MEDLEY PCU W/NETWORK *MEMORIAL HERMANN* |  |  | CONTROLLERINFUSIONPUMP-Alaris-Medley 8015 | [6 empty] | Verified as Rental |  |  | MHHS-TMC
NO | YES |  |  |  | FFP6703 |  | CAREFUSION | 8015M |  |  | Rental | MHHS-TMC |  |  |  | FFP6703 |  | TMC |  | Rental | [7 empty] | CONTROLLERINFUSIONPUMP-Alaris-Medley 8015 |  | MEDLEY PCU W/NETWORK *MEMORIAL HERMANN* |  |  | CONTROLLERINFUSIONPUMP-Alaris-Medley 8015 | [6 empty] | Verified as Rental |  |  | MHHS-TMC
NO | YES |  |  |  | FFP6704 |  | CAREFUSION | 8015M |  |  | Rental | MHHS-TMC |  |  |  | FFP6704 |  | TMC |  | Rental | [7 empty] | CONTROLLERINFUSIONPUMP-Alaris-Medley 8015 |  | MEDLEY PCU W/NETWORK *MEMORIAL HERMANN* |  |  | CONTROLLERINFUSIONPUMP-Alaris-Medley 8015 | [6 empty] | Verified as Rental |  |  | MHHS-TMC
NO | YES |  |  |  | FFP6705 |  | CAREFUSION | 8015M |  |  | Rental | MHHS-TMC |  |  |  | FFP6705 |  | TMC |  | Rental | [7 empty] | CONTROLLERINFUSIONPUMP-Alaris-Medley 8015 |  | MEDLEY PCU W/NETWORK *MEMORIAL HERMANN* |  |  | CONTROLLERINFUSIONPUMP-Alaris-Medley 8015 | [6 empty] | Verified as Rental |  |  | MHHS-TMC
NO | YES |  |  |  | FFP6706 |  | CAREFUSION | 8015M |  |  | Rental | MHHS-TMC |  |  |  | FFP6706 |  | TMC |  | Rental | [7 empty] | CONTROLLERINFUSIONPUMP-Alaris-Medley 8015 |  | MEDLEY PCU W/NETWORK *MEMORIAL HERMANN* |  |  | CONTROLLERINFUSIONPUMP-Alaris-Medley 8015 | [6 empty] | Verified as Rental |  |  | MHHS-TMC
NO | YES |  |  |  | FFP6707 |  | CAREFUSION | 8015M |  |  | Rental | MHHS-TMC |  |  |  | FFP6707 |  | TMC |  | Rental | [7 empty] | CONTROLLERINFUSIONPUMP-Alaris-Medley 8015 |  | MEDLEY PCU W/NETWORK *MEMORIAL HERMANN* |  |  | CONTROLLERINFUSIONPUMP-Alaris-Medley 8015 | [6 empty] | Verified as Rental |  |  | MHHS-TMC
NO | YES |  |  |  | FFP6709 |  | CAREFUSION | 8015M |  |  | Rental | MHHS-TMC |  |  |  | FFP6709 |  | TMC |  | Rental | [7 empty] | CONTROLLERINFUSIONPUMP-Alaris-Medley 8015 |  | MEDLEY PCU W/NETWORK *MEMORIAL HERMANN* |  |  | CONTROLLERINFUSIONPUMP-Alaris-Medley 8015 | [6 empty] | Verified as Rental |  |  | MHHS-TMC
NO | YES |  |  |  | FFP6712 |  | CAREFUSION | 8015M |  |  | Rental | MHHS-TMC |  |  |  | FFP6712 |  | TMC |  | Rental | [7 empty] | CONTROLLERINFUSIONPUMP-Alaris-Medley 8015 |  | MEDLEY PCU W/NETWORK *MEMORIAL HERMANN* |  |  | CONTROLLERINFUSIONPUMP-Alaris-Medley 8015 | [6 empty] | Verified as Rental |  |  | MHHS-TMC
NO | YES |  |  |  | FFP6713 |  | CAREFUSION | 8015M |  |  | Rental | MHHS-TMC |  |  |  | FFP6713 |  | TMC |  | Rental | [7 empty] | CONTROLLERINFUSIONPUMP-Alaris-Medley 8015 |  | MEDLEY PCU W/NETWORK *MEMORIAL HERMANN* |  |  | CONTROLLERINFUSIONPUMP-Alaris-Medley 8015 | [6 empty] | Verified as Rental |  |  | MHHS-TMC
NO | YES |  |  |  | FFP6719 |  | CAREFUSION | 8015M |  |  | Rental | MHHS-TMC |  |  |  | FFP6719 |  | TMC |  | Rental | [7 empty] | CONTROLLERINFUSIONPUMP-Alaris-Medley 8015 |  | MEDLEY PCU W/NETWORK *MEMORIAL HERMANN* |  |  | CONTROLLERINFUSIONPUMP-Alaris-Medley 8015 | [6 empty] | Verified as Rental |  |  | MHHS-TMC
NO | YES |  |  |  | FFP6720 |  | CAREFUSION | 8015M |  |  | Rental | MHHS-TMC |  |  |  | FFP6720 |  | TMC |  | Rental | [7 empty] | CONTROLLERINFUSIONPUMP-Alaris-Medley 8015 |  | MEDLEY PCU W/NETWORK *MEMORIAL HERMANN* |  |  | CONTROLLERINFUSIONPUMP-Alaris-Medley 8015 | [6 empty] | Verified as Rental |  |  | MHHS-TMC
NO | YES |  |  |  | FFP6724 |  | CAREFUSION | 8015M |  |  | Rental | MHHS-TMC |  |  |  | FFP6724 |  | TMC |  | Rental | [7 empty] | CONTROLLERINFUSIONPUMP-Alaris-Medley 8015 |  | MEDLEY PCU W/NETWORK *MEMORIAL HERMANN* |  |  | CONTROLLERINFUSIONPUMP-Alaris-Medley 8015 | [6 empty] | Verified as Rental |  |  | MHHS-TMC
NO | YES |  |  |  | FFP6725 |  | CAREFUSION | 8015M |  |  | Rental | MHHS-TMC |  |  |  | FFP6725 |  | TMC |  | Rental | [7 empty] | CONTROLLERINFUSIONPUMP-Alaris-Medley 8015 |  | MEDLEY PCU W/NETWORK *MEMORIAL HERMANN* |  |  | CONTROLLERINFUSIONPUMP-Alaris-Medley 8015 | [6 empty] | Verified as Rental |  |  | MHHS-TMC
NO | YES |  |  |  | FFP6728 |  | CAREFUSION | 8015M |  |  | Rental | MHHS-TMC |  |  |  | FFP6728 |  | TMC |  | Rental | [7 empty] | CONTROLLERINFUSIONPUMP-Alaris-Medley 8015 |  | MEDLEY PCU W/NETWORK *MEMORIAL HERMANN* |  |  | CONTROLLERINFUSIONPUMP-Alaris-Medley 8015 | [6 empty] | Verified as Rental |  |  | MHHS-TMC
NO | YES |  |  |  | FFP6730 |  | CAREFUSION | 8015M |  |  | Rental | MHHS-TMC |  |  |  | FFP6730 |  | TMC |  | Rental | [7 empty] | CONTROLLERINFUSIONPUMP-Alaris-Medley 8015 |  | MEDLEY PCU W/NETWORK *MEMORIAL HERMANN* |  |  | CONTROLLERINFUSIONPUMP-Alaris-Medley 8015 | [6 empty] | Verified as Rental |  |  | MHHS-TMC
NO | YES |  |  |  | FFP6731 |  | CAREFUSION | 8015M |  |  | Rental | MHHS-TMC |  |  |  | FFP6731 |  | TMC |  | Rental | [7 empty] | CONTROLLERINFUSIONPUMP-Alaris-Medley 8015 |  | MEDLEY PCU W/NETWORK *MEMORIAL HERMANN* |  |  | CONTROLLERINFUSIONPUMP-Alaris-Medley 8015 | [6 empty] | Verified as Rental |  |  | MHHS-TMC
NO | YES |  |  |  | FFP6742 |  | CAREFUSION | 8015M |  |  | Rental | MHHS-TMC |  |  |  | FFP6742 |  | TMC |  | Rental | [7 empty] | CONTROLLERINFUSIONPUMP-Alaris-Medley 8015 |  | MEDLEY PCU W/NETWORK *MEMORIAL HERMANN* |  |  | CONTROLLERINFUSIONPUMP-Alaris-Medley 8015 | [6 empty] | Verified as Rental |  |  | MHHS-TMC
NO | YES |  |  |  | FFP6747 |  | CAREFUSION | 8015M |  |  | Rental | MHHS-TMC |  |  |  | FFP6747 |  | TMC |  | Rental | [7 empty] | CONTROLLERINFUSIONPUMP-Alaris-Medley 8015 |  | MEDLEY PCU W/NETWORK *MEMORIAL HERMANN* |  |  | CONTROLLERINFUSIONPUMP-Alaris-Medley 8015 | [6 empty] | Verified as Rental |  |  | MHHS-TMC
NO | YES |  |  |  | FFP6748 |  | CAREFUSION | 8015M |  |  | Rental | MHHS-TMC |  |  |  | FFP6748 |  | TMC |  | Rental | [7 empty] | CONTROLLERINFUSIONPUMP-Alaris-Medley 8015 |  | MEDLEY PCU W/NETWORK *MEMORIAL HERMANN* |  |  | CONTROLLERINFUSIONPUMP-Alaris-Medley 8015 | [6 empty] | Verified as Rental |  |  | MHHS-TMC
NO | YES |  |  |  | FFP6753 |  | CAREFUSION | 8015M |  |  | Rental | MHHS-TMC |  |  |  | FFP6753 |  | TMC |  | Rental | [7 empty] | CONTROLLERINFUSIONPUMP-Alaris-Medley 8015 |  | MEDLEY PCU W/NETWORK *MEMORIAL HERMANN* |  |  | CONTROLLERINFUSIONPUMP-Alaris-Medley 8015 | [6 empty] | Verified as Rental |  |  | MHHS-TMC
NO | YES |  |  |  | FFP6758 |  | CAREFUSION | 8015M |  |  | Rental | MHHS-TMC |  |  |  | FFP6758 |  | TMC |  | Rental | [7 empty] | CONTROLLERINFUSIONPUMP-Alaris-Medley 8015 |  | MEDLEY PCU W/NETWORK *MEMORIAL HERMANN* |  |  | CONTROLLERINFUSIONPUMP-Alaris-Medley 8015 | [6 empty] | Verified as Rental |  |  | MHHS-TMC
NO | YES |  |  |  | FFP6760 |  | CAREFUSION | 8015M |  |  | Rental | MHHS-TMC |  |  |  | FFP6760 |  | TMC |  | Rental | [7 empty] | CONTROLLERINFUSIONPUMP-Alaris-Medley 8015 |  | MEDLEY PCU W/NETWORK *MEMORIAL HERMANN* |  |  | CONTROLLERINFUSIONPUMP-Alaris-Medley 8015 | [6 empty] | Verified as Rental |  |  | MHHS-TMC
NO | YES |  |  |  | FFP6761 |  | CAREFUSION | 8015M |  |  | Rental | MHHS-TMC |  |  |  | FFP6761 |  | TMC |  | Rental | [7 empty] | CONTROLLERINFUSIONPUMP-Alaris-Medley 8015 |  | MEDLEY PCU W/NETWORK *MEMORIAL HERMANN* |  |  | CONTROLLERINFUSIONPUMP-Alaris-Medley 8015 | [6 empty] | Verified as Rental |  |  | MHHS-TMC
NO | YES |  |  |  | FFP6762 |  | CAREFUSION | 8015M |  |  | Rental | MHHS-TMC |  |  |  | FFP6762 |  | TMC |  | Rental | [7 empty] | CONTROLLERINFUSIONPUMP-Alaris-Medley 8015 |  | MEDLEY PCU W/NETWORK *MEMORIAL HERMANN* |  |  | CONTROLLERINFUSIONPUMP-Alaris-Medley 8015 | [6 empty] | Verified as Rental |  |  | MHHS-TMC
NO | YES |  |  |  | FFP6765 |  | CAREFUSION | 8015M |  |  | Rental | MHHS-TMC |  |  |  | FFP6765 |  | TMC |  | Rental | [7 empty] | CONTROLLERINFUSIONPUMP-Alaris-Medley 8015 |  | MEDLEY PCU W/NETWORK *MEMORIAL HERMANN* |  |  | CONTROLLERINFUSIONPUMP-Alaris-Medley 8015 | [6 empty] | Verified as Rental |  |  | MHHS-TMC
NO | YES |  |  |  | FFP6766 |  | CAREFUSION | 8015M |  |  | Rental | MHHS-TMC |  |  |  | FFP6766 |  | TMC |  | Rental | [7 empty] | CONTROLLERINFUSIONPUMP-Alaris-Medley 8015 |  | MEDLEY PCU W/NETWORK *MEMORIAL HERMANN* |  |  | CONTROLLERINFUSIONPUMP-Alaris-Medley 8015 | [6 empty] | Verified as Rental |  |  | MHHS-TMC
NO | YES |  |  |  | FFP6767 |  | CAREFUSION | 8015M |  |  | Rental | MHHS-TMC |  |  |  | FFP6767 |  | TMC |  | Rental | [7 empty] | CONTROLLERINFUSIONPUMP-Alaris-Medley 8015 |  | MEDLEY PCU W/NETWORK *MEMORIAL HERMANN* |  |  | CONTROLLERINFUSIONPUMP-Alaris-Medley 8015 | [6 empty] | Verified as Rental |  |  | MHHS-TMC
NO | YES |  |  |  | FFP6773 |  | CAREFUSION | 8015M |  |  | Rental | MHHS-TMC |  |  |  | FFP6773 |  | TMC |  | Rental | [7 empty] | CONTROLLERINFUSIONPUMP-Alaris-Medley 8015 |  | MEDLEY PCU W/NETWORK *MEMORIAL HERMANN* |  |  | CONTROLLERINFUSIONPUMP-Alaris-Medley 8015 | [6 empty] | Verified as Rental |  |  | MHHS-TMC
NO | YES |  |  |  | FFP6777 |  | CAREFUSION | 8015M |  |  | Rental | MHHS-TMC |  |  |  | FFP6777 |  | TMC |  | Rental | [7 empty] | CONTROLLERINFUSIONPUMP-Alaris-Medley 8015 |  | MEDLEY PCU W/NETWORK *MEMORIAL HERMANN* |  |  | CONTROLLERINFUSIONPUMP-Alaris-Medley 8015 | [6 empty] | Verified as Rental |  |  | MHHS-TMC
NO | YES |  |  |  | FFP6782 |  | CAREFUSION | 8015M |  |  | Rental | MHHS-TMC |  |  |  | FFP6782 |  | TMC |  | Rental | [7 empty] | CONTROLLERINFUSIONPUMP-Alaris-Medley 8015 |  | MEDLEY PCU W/NETWORK *MEMORIAL HERMANN* |  |  | CONTROLLERINFUSIONPUMP-Alaris-Medley 8015 | [6 empty] | Verified as Rental |  |  | MHHS-TMC
NO | YES |  |  |  | FFP6784 |  | CAREFUSION | 8015M |  |  | Rental | MHHS-TMC |  |  |  | FFP6784 |  | TMC |  | Rental | [7 empty] | CONTROLLERINFUSIONPUMP-Alaris-Medley 8015 |  | MEDLEY PCU W/NETWORK *MEMORIAL HERMANN* |  |  | CONTROLLERINFUSIONPUMP-Alaris-Medley 8015 | [6 empty] | Verified as Rental |  |  | MHHS-TMC
NO | YES |  |  |  | FFP6786 |  | CAREFUSION | 8015M |  |  | Rental | MHHS-TMC |  |  |  | FFP6786 |  | TMC |  | Rental | [7 empty] | CONTROLLERINFUSIONPUMP-Alaris-Medley 8015 |  | MEDLEY PCU W/NETWORK *MEMORIAL HERMANN* |  |  | CONTROLLERINFUSIONPUMP-Alaris-Medley 8015 | [6 empty] | Verified as Rental |  |  | MHHS-TMC
NO | YES |  |  |  | FFP6787 |  | CAREFUSION | 8015M |  |  | Rental | MHHS-TMC |  |  |  | FFP6787 |  | TMC |  | Rental | [7 empty] | CONTROLLERINFUSIONPUMP-Alaris-Medley 8015 |  | MEDLEY PCU W/NETWORK *MEMORIAL HERMANN* |  |  | CONTROLLERINFUSIONPUMP-Alaris-Medley 8015 | [6 empty] | Verified as Rental |  |  | MHHS-TMC
NO | YES |  |  |  | FFP6788 |  | CAREFUSION | 8015M |  |  | Rental | MHHS-TMC |  |  |  | FFP6788 |  | TMC |  | Rental | [7 empty] | CONTROLLERINFUSIONPUMP-Alaris-Medley 8015 |  | MEDLEY PCU W/NETWORK *MEMORIAL HERMANN* |  |  | CONTROLLERINFUSIONPUMP-Alaris-Medley 8015 | [6 empty] | Verified as Rental |  |  | MHHS-TMC
NO | YES |  |  |  | FFP6789 |  | CAREFUSION | 8015M |  |  | Rental | MHHS-TMC |  |  |  | FFP6789 |  | TMC |  | Rental | [7 empty] | CONTROLLERINFUSIONPUMP-Alaris-Medley 8015 |  | MEDLEY PCU W/NETWORK *MEMORIAL HERMANN* |  |  | CONTROLLERINFUSIONPUMP-Alaris-Medley 8015 | [6 empty] | Verified as Rental |  |  | MHHS-TMC
NO | YES |  |  |  | FFP6791 |  | CAREFUSION | 8015M |  |  | Rental | MHHS-TMC |  |  |  | FFP6791 |  | TMC |  | Rental | [7 empty] | CONTROLLERINFUSIONPUMP-Alaris-Medley 8015 |  | MEDLEY PCU W/NETWORK *MEMORIAL HERMANN* |  |  | CONTROLLERINFUSIONPUMP-Alaris-Medley 8015 | [6 empty] | Verified as Rental |  |  | MHHS-TMC
NO | YES |  |  |  | FFP6793 |  | CAREFUSION | 8015M |  |  | Rental | MHHS-TMC |  |  |  | FFP6793 |  | TMC |  | Rental | [7 empty] | CONTROLLERINFUSIONPUMP-Alaris-Medley 8015 |  | MEDLEY PCU W/NETWORK *MEMORIAL HERMANN* |  |  | CONTROLLERINFUSIONPUMP-Alaris-Medley 8015 | [6 empty] | Verified as Rental |  |  | MHHS-TMC
NO | YES |  |  |  | FFP6794 |  | CAREFUSION | 8015M |  |  | Rental | MHHS-TMC |  |  |  | FFP6794 |  | TMC |  | Rental | [7 empty] | CONTROLLERINFUSIONPUMP-Alaris-Medley 8015 |  | MEDLEY PCU W/NETWORK *MEMORIAL HERMANN* |  |  | CONTROLLERINFUSIONPUMP-Alaris-Medley 8015 | [6 empty] | Verified as Rental |  |  | MHHS-TMC
NO | YES |  |  |  | FFP6796 |  | CAREFUSION | 8015M |  |  | Rental | MHHS-TMC |  |  |  | FFP6796 |  | TMC |  | Rental | [7 empty] | CONTROLLERINFUSIONPUMP-Alaris-Medley 8015 |  | MEDLEY PCU W/NETWORK *MEMORIAL HERMANN* |  |  | CONTROLLERINFUSIONPUMP-Alaris-Medley 8015 | [6 empty] | Verified as Rental |  |  | MHHS-TMC
NO | YES |  |  |  | FFP6797 |  | CAREFUSION | 8015M |  |  | Rental | MHHS-TMC |  |  |  | FFP6797 |  | TMC |  | Rental | [7 empty] | CONTROLLERINFUSIONPUMP-Alaris-Medley 8015 |  | MEDLEY PCU W/NETWORK *MEMORIAL HERMANN* |  |  | CONTROLLERINFUSIONPUMP-Alaris-Medley 8015 | [6 empty] | Verified as Rental |  |  | MHHS-TMC
NO | YES |  |  |  | FFP6798 |  | CAREFUSION | 8015M |  |  | Rental | MHHS-TMC |  |  |  | FFP6798 |  | TMC |  | Rental | [7 empty] | CONTROLLERINFUSIONPUMP-Alaris-Medley 8015 |  | MEDLEY PCU W/NETWORK *MEMORIAL HERMANN* |  |  | CONTROLLERINFUSIONPUMP-Alaris-Medley 8015 | [6 empty] | Verified as Rental |  |  | MHHS-TMC
NO | YES |  |  |  | FFP6802 |  | CAREFUSION | 8015M |  |  | Rental | MHHS-TMC |  |  |  | FFP6802 |  | TMC |  | Rental | [7 empty] | CONTROLLERINFUSIONPUMP-Alaris-Medley 8015 |  | MEDLEY PCU W/NETWORK *MEMORIAL HERMANN* |  |  | CONTROLLERINFUSIONPUMP-Alaris-Medley 8015 | [6 empty] | Verified as Rental |  |  | MHHS-TMC
NO | YES |  |  |  | FFP6803 |  | CAREFUSION | 8015M |  |  | Rental | MHHS-TMC |  |  |  | FFP6803 |  | TMC |  | Rental | [7 empty] | CONTROLLERINFUSIONPUMP-Alaris-Medley 8015 |  | MEDLEY PCU W/NETWORK *MEMORIAL HERMANN* |  |  | CONTROLLERINFUSIONPUMP-Alaris-Medley 8015 | [6 empty] | Verified as Rental |  |  | MHHS-TMC
NO | YES |  |  |  | FFP6804 |  | CAREFUSION | 8015M |  |  | Rental | MHHS-TMC |  |  |  | FFP6804 |  | TMC |  | Rental | [7 empty] | CONTROLLERINFUSIONPUMP-Alaris-Medley 8015 |  | MEDLEY PCU W/NETWORK *MEMORIAL HERMANN* |  |  | CONTROLLERINFUSIONPUMP-Alaris-Medley 8015 | [6 empty] | Verified as Rental |  |  | MHHS-TMC
NO | YES |  |  |  | FFP6805 |  | CAREFUSION | 8015M |  |  | Rental | MHHS-TMC |  |  |  | FFP6805 |  | TMC |  | Rental | [7 empty] | CONTROLLERINFUSIONPUMP-Alaris-Medley 8015 |  | MEDLEY PCU W/NETWORK *MEMORIAL HERMANN* |  |  | CONTROLLERINFUSIONPUMP-Alaris-Medley 8015 | [6 empty] | Verified as Rental |  |  | MHHS-TMC
NO | YES |  |  |  | FFP6817 |  | CAREFUSION | 8015M |  |  | Rental | MHHS-TMC |  |  |  | FFP6817 |  | TMC |  | Rental | [7 empty] | CONTROLLERINFUSIONPUMP-Alaris-Medley 8015 |  | MEDLEY PCU W/NETWORK *MEMORIAL HERMANN* |  |  | CONTROLLERINFUSIONPUMP-Alaris-Medley 8015 | [6 empty] | Verified as Rental |  |  | MHHS-TMC
NO | YES |  |  |  | FFP6850 |  | CAREFUSION | 8015M |  |  | Rental | MHHS-TMC |  |  |  | FFP6850 |  | TMC |  | Rental | [7 empty] | CONTROLLERINFUSIONPUMP-Alaris-Medley 8015 |  | MEDLEY PCU W/NETWORK *MEMORIAL HERMANN* |  |  | CONTROLLERINFUSIONPUMP-Alaris-Medley 8015 | [6 empty] | Verified as Rental |  |  | MHHS-TMC
NO | YES |  |  |  | FFP6898 |  | CAREFUSION | 8015M |  |  | Rental | MHHS-TMC |  |  |  | FFP6898 |  | TMC |  | Rental | [7 empty] | CONTROLLERINFUSIONPUMP-Alaris-Medley 8015 |  | MEDLEY PCU W/NETWORK *MEMORIAL HERMANN* |  |  | CONTROLLERINFUSIONPUMP-Alaris-Medley 8015 | [6 empty] | Verified as Rental |  |  | MHHS-TMC
NO | YES |  |  |  | FFP6899 |  | CAREFUSION | 8015M |  |  | Rental | MHHS-TMC |  |  |  | FFP6899 |  | TMC |  | Rental | [7 empty] | CONTROLLERINFUSIONPUMP-Alaris-Medley 8015 |  | MEDLEY PCU W/NETWORK *MEMORIAL HERMANN* |  |  | CONTROLLERINFUSIONPUMP-Alaris-Medley 8015 | [6 empty] | Verified as Rental |  |  | MHHS-TMC
NO | YES |  |  |  | FFP6901 |  | CAREFUSION | 8015M |  |  | Rental | MHHS-TMC |  |  |  | FFP6901 |  | TMC |  | Rental | [7 empty] | CONTROLLERINFUSIONPUMP-Alaris-Medley 8015 |  | MEDLEY PCU W/NETWORK *MEMORIAL HERMANN* |  |  | CONTROLLERINFUSIONPUMP-Alaris-Medley 8015 | [6 empty] | Verified as Rental |  |  | MHHS-TMC
NO | YES |  |  |  | FFP6911 |  | CAREFUSION | 8015M |  |  | Rental | MHHS-TMC |  |  |  | FFP6911 |  | TMC |  | Rental | [7 empty] | CONTROLLERINFUSIONPUMP-Alaris-Medley 8015 |  | MEDLEY PCU W/NETWORK *MEMORIAL HERMANN* |  |  | CONTROLLERINFUSIONPUMP-Alaris-Medley 8015 | [6 empty] | Verified as Rental |  |  | MHHS-TMC
NO | YES |  |  |  | FFP6938 |  | CAREFUSION | 8015M |  |  | Rental | MHHS-TMC |  |  |  | FFP6938 |  | TMC |  | Rental | [7 empty] | CONTROLLERINFUSIONPUMP-Alaris-Medley 8015 |  | MEDLEY PCU W/NETWORK *MEMORIAL HERMANN* |  |  | CONTROLLERINFUSIONPUMP-Alaris-Medley 8015 | [6 empty] | Verified as Rental |  |  | MHHS-TMC
NO | YES |  |  |  | FFP6973 |  | CAREFUSION | 8015M |  |  | Rental | MHHS-TMC |  |  |  | FFP6973 |  | TMC |  | Rental | [7 empty] | CONTROLLERINFUSIONPUMP-Alaris-Medley 8015 |  | MEDLEY PCU W/NETWORK *MEMORIAL HERMANN* |  |  | CONTROLLERINFUSIONPUMP-Alaris-Medley 8015 | [6 empty] | Verified as Rental |  |  | MHHS-TMC
NO | YES |  |  |  | FFP6980 |  | CAREFUSION | 8015M |  |  | Rental | MHHS-TMC |  |  |  | FFP6980 |  | TMC |  | Rental | [7 empty] | CONTROLLERINFUSIONPUMP-Alaris-Medley 8015 |  | MEDLEY PCU W/NETWORK *MEMORIAL HERMANN* |  |  | CONTROLLERINFUSIONPUMP-Alaris-Medley 8015 | [6 empty] | Verified as Rental |  |  | MHHS-TMC
NO | YES |  |  |  | FFP6984 |  | CAREFUSION | 8015M |  |  | Rental | MHHS-TMC |  |  |  | FFP6984 |  | TMC |  | Rental | [7 empty] | CONTROLLERINFUSIONPUMP-Alaris-Medley 8015 |  | MEDLEY PCU W/NETWORK *MEMORIAL HERMANN* |  |  | CONTROLLERINFUSIONPUMP-Alaris-Medley 8015 | [6 empty] | Verified as Rental |  |  | MHHS-TMC
NO | YES |  |  |  | FFP6993 |  | CAREFUSION | 8015M |  |  | Rental | MHHS-TMC |  |  |  | FFP6993 |  | TMC |  | Rental | [7 empty] | CONTROLLERINFUSIONPUMP-Alaris-Medley 8015 |  | MEDLEY PCU W/NETWORK *MEMORIAL HERMANN* |  |  | CONTROLLERINFUSIONPUMP-Alaris-Medley 8015 | [6 empty] | Verified as Rental |  |  | MHHS-TMC
NO | YES |  |  |  | FFP7003 |  | CAREFUSION | 8015M |  |  | Rental | MHHS-TMC |  |  |  | FFP7003 |  | TMC |  | Rental | [7 empty] | CONTROLLERINFUSIONPUMP-Alaris-Medley 8015 |  | MEDLEY PCU W/NETWORK *MEMORIAL HERMANN* |  |  | CONTROLLERINFUSIONPUMP-Alaris-Medley 8015 | [6 empty] | Verified as Rental |  |  | MHHS-TMC
NO | YES |  |  |  | FFP7039 |  | CAREFUSION | 8015M |  |  | Rental | MHHS-TMC |  |  |  | FFP7039 |  | TMC |  | Rental | [7 empty] | CONTROLLERINFUSIONPUMP-Alaris-Medley 8015 |  | MEDLEY PCU W/NETWORK *MEMORIAL HERMANN* |  |  | CONTROLLERINFUSIONPUMP-Alaris-Medley 8015 | [6 empty] | Verified as Rental |  |  | MHHS-TMC
NO | YES |  |  |  | FFP7071 |  | CAREFUSION | 8015M |  |  | Rental | MHHS-TMC |  |  |  | FFP7071 |  | TMC |  | Rental | [7 empty] | CONTROLLERINFUSIONPUMP-Alaris-Medley 8015 |  | MEDLEY PCU W/NETWORK *MEMORIAL HERMANN* |  |  | CONTROLLERINFUSIONPUMP-Alaris-Medley 8015 | [6 empty] | Verified as Rental |  |  | MHHS-TMC
NO | YES |  |  |  | FFP7075 |  | CAREFUSION | 8015M |  |  | Rental | MHHS-TMC |  |  |  | FFP7075 |  | TMC |  | Rental | [7 empty] | CONTROLLERINFUSIONPUMP-Alaris-Medley 8015 |  | MEDLEY PCU W/NETWORK *MEMORIAL HERMANN* |  |  | CONTROLLERINFUSIONPUMP-Alaris-Medley 8015 | [6 empty] | Verified as Rental |  |  | MHHS-TMC
NO | YES |  |  |  | FFP7103 |  | CAREFUSION | 8015M |  |  | Rental | MHHS-TMC |  |  |  | FFP7103 |  | TMC |  | Rental | [7 empty] | CONTROLLERINFUSIONPUMP-Alaris-Medley 8015 |  | MEDLEY PCU W/NETWORK *MEMORIAL HERMANN* |  |  | CONTROLLERINFUSIONPUMP-Alaris-Medley 8015 | [6 empty] | Verified as Rental |  |  | MHHS-TMC
NO | YES |  |  |  | FFP7122 |  | CAREFUSION | 8015M |  |  | Rental | MHHS-TMC |  |  |  | FFP7122 |  | TMC |  | Rental | [7 empty] | CONTROLLERINFUSIONPUMP-Alaris-Medley 8015 |  | MEDLEY PCU W/NETWORK *MEMORIAL HERMANN* |  |  | CONTROLLERINFUSIONPUMP-Alaris-Medley 8015 | [6 empty] | Verified as Rental |  |  | MHHS-TMC
NO | YES |  |  |  | FFP7128 |  | CAREFUSION | 8015M |  |  | Rental | MHHS-TMC |  |  |  | FFP7128 |  | TMC |  | Rental | [7 empty] | CONTROLLERINFUSIONPUMP-Alaris-Medley 8015 |  | MEDLEY PCU W/NETWORK *MEMORIAL HERMANN* |  |  | CONTROLLERINFUSIONPUMP-Alaris-Medley 8015 | [6 empty] | Verified as Rental |  |  | MHHS-TMC
NO | YES |  |  |  | FFP7135 |  | CAREFUSION | 8015M |  |  | Rental | MHHS-TMC |  |  |  | FFP7135 |  | TMC |  | Rental | [7 empty] | CONTROLLERINFUSIONPUMP-Alaris-Medley 8015 |  | MEDLEY PCU W/NETWORK *MEMORIAL HERMANN* |  |  | CONTROLLERINFUSIONPUMP-Alaris-Medley 8015 | [6 empty] | Verified as Rental |  |  | MHHS-TMC
NO | YES |  |  |  | FFP7150 |  | CAREFUSION | 8015M |  |  | Rental | MHHS-TMC |  |  |  | FFP7150 |  | TMC |  | Rental | [7 empty] | CONTROLLERINFUSIONPUMP-Alaris-Medley 8015 |  | MEDLEY PCU W/NETWORK *MEMORIAL HERMANN* |  |  | CONTROLLERINFUSIONPUMP-Alaris-Medley 8015 | [6 empty] | Verified as Rental |  |  | MHHS-TMC
NO | YES |  |  |  | FFP7158 |  | CAREFUSION | 8015M |  |  | Rental | MHHS-TMC |  |  |  | FFP7158 |  | TMC |  | Rental | [7 empty] | CONTROLLERINFUSIONPUMP-Alaris-Medley 8015 |  | MEDLEY PCU W/NETWORK *MEMORIAL HERMANN* |  |  | CONTROLLERINFUSIONPUMP-Alaris-Medley 8015 | [6 empty] | Verified as Rental |  |  | MHHS-TMC
NO | YES |  |  |  | FFP7179 |  | CAREFUSION | 8015M |  |  | Rental | MHHS-TMC |  |  |  | FFP7179 |  | TMC |  | Rental | [7 empty] | CONTROLLERINFUSIONPUMP-Alaris-Medley 8015 |  | MEDLEY PCU W/NETWORK *MEMORIAL HERMANN* |  |  | CONTROLLERINFUSIONPUMP-Alaris-Medley 8015 | [6 empty] | Verified as Rental |  |  | MHHS-TMC
NO | YES |  |  |  | FFP138 |  | CAREFUSION | 8015M |  |  | Rental | MHHS-Woodlands |  |  |  | FFP138 |  | Woodlands |  | Rental | [7 empty] | CONTROLLERINFUSIONPUMP-Alaris-Medley 8015 |  | MEDLEY PCU W/NETWORK *MEMORIAL HERMANN* |  |  | CONTROLLERINFUSIONPUMP-Alaris-Medley 8015 | [6 empty] | Verified as Rental |  |  | MHHS-Woodlands
NO | YES |  |  |  | FFP184 |  | CAREFUSION | 8015M |  |  | Rental | MHHS-Woodlands |  |  |  | FFP184 |  | Woodlands |  | Rental | [7 empty] | CONTROLLERINFUSIONPUMP-Alaris-Medley 8015 |  | MEDLEY PCU W/NETWORK *MEMORIAL HERMANN* |  |  | CONTROLLERINFUSIONPUMP-Alaris-Medley 8015 | [6 empty] | Verified as Rental |  |  | MHHS-Woodlands
NO | YES |  |  |  | FFP203 |  | CAREFUSION | 8015M |  |  | Rental | MHHS-Woodlands |  |  |  | FFP203 |  | Woodlands |  | Rental | [7 empty] | CONTROLLERINFUSIONPUMP-Alaris-Medley 8015 |  | MEDLEY PCU W/NETWORK *MEMORIAL HERMANN* |  |  | CONTROLLERINFUSIONPUMP-Alaris-Medley 8015 | [6 empty] | Verified as Rental |  |  | MHHS-Woodlands
NO | YES |  |  |  | FFP208 |  | CAREFUSION | 8015M |  |  | Rental | MHHS-Woodlands |  |  |  | FFP208 |  | Woodlands |  | Rental | [7 empty] | CONTROLLERINFUSIONPUMP-Alaris-Medley 8015 |  | MEDLEY PCU W/NETWORK *MEMORIAL HERMANN* |  |  | CONTROLLERINFUSIONPUMP-Alaris-Medley 8015 | [6 empty] | Verified as Rental |  |  | MHHS-Woodlands
NO | YES |  |  |  | FFP209 |  | CAREFUSION | 8015M |  |  | Rental | MHHS-Woodlands |  |  |  | FFP209 |  | Woodlands |  | Rental | [7 empty] | CONTROLLERINFUSIONPUMP-Alaris-Medley 8015 |  | MEDLEY PCU W/NETWORK *MEMORIAL HERMANN* |  |  | CONTROLLERINFUSIONPUMP-Alaris-Medley 8015 | [6 empty] | Verified as Rental |  |  | MHHS-Woodlands
NO | YES |  |  |  | FFP219 |  | CAREFUSION | 8015M |  |  | Rental | MHHS-Woodlands |  |  |  | FFP219 |  | Woodlands |  | Rental | [7 empty] | CONTROLLERINFUSIONPUMP-Alaris-Medley 8015 |  | MEDLEY PCU W/NETWORK *MEMORIAL HERMANN* |  |  | CONTROLLERINFUSIONPUMP-Alaris-Medley 8015 | [6 empty] | Verified as Rental |  |  | MHHS-Woodlands
NO | YES |  |  |  | FFP220 |  | CAREFUSION | 8015M |  |  | Rental | MHHS-Woodlands |  |  |  | FFP220 |  | Woodlands |  | Rental | [7 empty] | CONTROLLERINFUSIONPUMP-Alaris-Medley 8015 |  | MEDLEY PCU W/NETWORK *MEMORIAL HERMANN* |  |  | CONTROLLERINFUSIONPUMP-Alaris-Medley 8015 | [6 empty] | Verified as Rental |  |  | MHHS-Woodlands
NO | YES |  |  |  | FFP231 |  | CAREFUSION | 8015M |  |  | Rental | MHHS-Woodlands |  |  |  | FFP231 |  | Woodlands |  | Rental | [7 empty] | CONTROLLERINFUSIONPUMP-Alaris-Medley 8015 |  | MEDLEY PCU W/NETWORK *MEMORIAL HERMANN* |  |  | CONTROLLERINFUSIONPUMP-Alaris-Medley 8015 | [6 empty] | Verified as Rental |  |  | MHHS-Woodlands
NO | YES |  |  |  | FFP234 |  | CAREFUSION | 8015M |  |  | Rental | MHHS-Woodlands |  |  |  | FFP234 |  | Woodlands |  | Rental | [7 empty] | CONTROLLERINFUSIONPUMP-Alaris-Medley 8015 |  | MEDLEY PCU W/NETWORK *MEMORIAL HERMANN* |  |  | CONTROLLERINFUSIONPUMP-Alaris-Medley 8015 | [6 empty] | Verified as Rental |  |  | MHHS-Woodlands
NO | YES |  |  |  | FFP263 |  | CAREFUSION | 8015M |  |  | Rental | MHHS-Woodlands |  |  |  | FFP263 |  | Woodlands |  | Rental | [7 empty] | CONTROLLERINFUSIONPUMP-Alaris-Medley 8015 |  | MEDLEY PCU W/NETWORK *MEMORIAL HERMANN* |  |  | CONTROLLERINFUSIONPUMP-Alaris-Medley 8015 | [6 empty] | Verified as Rental |  |  | MHHS-Woodlands
NO | YES |  |  |  | FFP277 |  | CAREFUSION | 8015M |  |  | Rental | MHHS-Woodlands |  |  |  | FFP277 |  | Woodlands |  | Rental | [7 empty] | CONTROLLERINFUSIONPUMP-Alaris-Medley 8015 |  | MEDLEY PCU W/NETWORK *MEMORIAL HERMANN* |  |  | CONTROLLERINFUSIONPUMP-Alaris-Medley 8015 | [6 empty] | Verified as Rental |  |  | MHHS-Woodlands
NO | YES |  |  |  | FFP317 |  | CAREFUSION | 8015M |  |  | Rental | MHHS-Woodlands |  |  |  | FFP317 |  | Woodlands |  | Rental | [7 empty] | CONTROLLERINFUSIONPUMP-Alaris-Medley 8015 |  | MEDLEY PCU W/NETWORK *MEMORIAL HERMANN* |  |  | CONTROLLERINFUSIONPUMP-Alaris-Medley 8015 | [6 empty] | Verified as Rental |  |  | MHHS-Woodlands
NO | YES |  |  |  | FFP326 |  | CAREFUSION | 8015M |  |  | Rental | MHHS-Woodlands |  |  |  | FFP326 |  | Woodlands |  | Rental | [7 empty] | CONTROLLERINFUSIONPUMP-Alaris-Medley 8015 |  | MEDLEY PCU W/NETWORK *MEMORIAL HERMANN* |  |  | CONTROLLERINFUSIONPUMP-Alaris-Medley 8015 | [6 empty] | Verified as Rental |  |  | MHHS-Woodlands
NO | YES |  |  |  | FFP329 |  | CAREFUSION | 8015M |  |  | Rental | MHHS-Woodlands |  |  |  | FFP329 |  | Woodlands |  | Rental | [7 empty] | CONTROLLERINFUSIONPUMP-Alaris-Medley 8015 |  | MEDLEY PCU W/NETWORK *MEMORIAL HERMANN* |  |  | CONTROLLERINFUSIONPUMP-Alaris-Medley 8015 | [6 empty] | Verified as Rental |  |  | MHHS-Woodlands
NO | YES |  |  |  | FFP333 |  | CAREFUSION | 8015M |  |  | Rental | MHHS-Woodlands |  |  |  | FFP333 |  | Woodlands |  | Rental | [7 empty] | CONTROLLERINFUSIONPUMP-Alaris-Medley 8015 |  | MEDLEY PCU W/NETWORK *MEMORIAL HERMANN* |  |  | CONTROLLERINFUSIONPUMP-Alaris-Medley 8015 | [6 empty] | Verified as Rental |  |  | MHHS-Woodlands
NO | YES |  |  |  | FFP344 |  | CAREFUSION | 8015M |  |  | Rental | MHHS-Woodlands |  |  |  | FFP344 |  | Woodlands |  | Rental | [7 empty] | CONTROLLERINFUSIONPUMP-Alaris-Medley 8015 |  | MEDLEY PCU W/NETWORK *MEMORIAL HERMANN* |  |  | CONTROLLERINFUSIONPUMP-Alaris-Medley 8015 | [6 empty] | Verified as Rental |  |  | MHHS-Woodlands
NO | YES |  |  |  | FFP365 |  | CAREFUSION | 8015M |  |  | Rental | MHHS-Woodlands |  |  |  | FFP365 |  | Woodlands |  | Rental | [7 empty] | CONTROLLERINFUSIONPUMP-Alaris-Medley 8015 |  | MEDLEY PCU W/NETWORK *MEMORIAL HERMANN* |  |  | CONTROLLERINFUSIONPUMP-Alaris-Medley 8015 | [6 empty] | Verified as Rental |  |  | MHHS-Woodlands
NO | YES |  |  |  | FFP376 |  | CAREFUSION | 8015M |  |  | Rental | MHHS-Woodlands |  |  |  | FFP376 |  | Woodlands |  | Rental | [7 empty] | CONTROLLERINFUSIONPUMP-Alaris-Medley 8015 |  | MEDLEY PCU W/NETWORK *MEMORIAL HERMANN* |  |  | CONTROLLERINFUSIONPUMP-Alaris-Medley 8015 | [6 empty] | Verified as Rental |  |  | MHHS-Woodlands
NO | YES |  |  |  | FFP392 |  | CAREFUSION | 8015M |  |  | Rental | MHHS-Woodlands |  |  |  | FFP392 |  | Woodlands |  | Rental | [7 empty] | CONTROLLERINFUSIONPUMP-Alaris-Medley 8015 |  | MEDLEY PCU W/NETWORK *MEMORIAL HERMANN* |  |  | CONTROLLERINFUSIONPUMP-Alaris-Medley 8015 | [6 empty] | Verified as Rental |  |  | MHHS-Woodlands
NO | YES |  |  |  | FFP398 |  | CAREFUSION | 8015M |  |  | Rental | MHHS-Woodlands |  |  |  | FFP398 |  | Woodlands |  | Rental | [7 empty] | CONTROLLERINFUSIONPUMP-Alaris-Medley 8015 |  | MEDLEY PCU W/NETWORK *MEMORIAL HERMANN* |  |  | CONTROLLERINFUSIONPUMP-Alaris-Medley 8015 | [6 empty] | Verified as Rental |  |  | MHHS-Woodlands
NO | YES |  |  |  | FFP421 |  | CAREFUSION | 8015M |  |  | Rental | MHHS-Woodlands |  |  |  | FFP421 |  | Woodlands |  | Rental | [7 empty] | CONTROLLERINFUSIONPUMP-Alaris-Medley 8015 |  | MEDLEY PCU W/NETWORK *MEMORIAL HERMANN* |  |  | CONTROLLERINFUSIONPUMP-Alaris-Medley 8015 | [6 empty] | Verified as Rental |  |  | MHHS-Woodlands
NO | YES |  |  |  | FFP438 |  | CAREFUSION | 8015M |  |  | Rental | MHHS-Woodlands |  |  |  | FFP438 |  | Woodlands |  | Rental | [7 empty] | CONTROLLERINFUSIONPUMP-Alaris-Medley 8015 |  | MEDLEY PCU W/NETWORK *MEMORIAL HERMANN* |  |  | CONTROLLERINFUSIONPUMP-Alaris-Medley 8015 | [6 empty] | Verified as Rental |  |  | MHHS-Woodlands
NO | YES |  |  |  | FFP449 |  | CAREFUSION | 8015M |  |  | Rental | MHHS-Woodlands |  |  |  | FFP449 |  | Woodlands |  | Rental | [7 empty] | CONTROLLERINFUSIONPUMP-Alaris-Medley 8015 |  | MEDLEY PCU W/NETWORK *MEMORIAL HERMANN* |  |  | CONTROLLERINFUSIONPUMP-Alaris-Medley 8015 | [6 empty] | Verified as Rental |  |  | MHHS-Woodlands
NO | YES |  |  |  | FFP457 |  | CAREFUSION | 8015M |  |  | Rental | MHHS-Woodlands |  |  |  | FFP457 |  | Woodlands |  | Rental | [7 empty] | CONTROLLERINFUSIONPUMP-Alaris-Medley 8015 |  | MEDLEY PCU W/NETWORK *MEMORIAL HERMANN* |  |  | CONTROLLERINFUSIONPUMP-Alaris-Medley 8015 | [6 empty] | Verified as Rental |  |  | MHHS-Woodlands
NO | YES |  |  |  | FFP476 |  | CAREFUSION | 8015M |  |  | Rental | MHHS-Woodlands |  |  |  | FFP476 |  | Woodlands |  | Rental | [7 empty] | CONTROLLERINFUSIONPUMP-Alaris-Medley 8015 |  | MEDLEY PCU W/NETWORK *MEMORIAL HERMANN* |  |  | CONTROLLERINFUSIONPUMP-Alaris-Medley 8015 | [6 empty] | Verified as Rental |  |  | MHHS-Woodlands
NO | YES |  |  |  | FFP492 |  | CAREFUSION | 8015M |  |  | Rental | MHHS-Woodlands |  |  |  | FFP492 |  | Woodlands |  | Rental | [7 empty] | CONTROLLERINFUSIONPUMP-Alaris-Medley 8015 |  | MEDLEY PCU W/NETWORK *MEMORIAL HERMANN* |  |  | CONTROLLERINFUSIONPUMP-Alaris-Medley 8015 | [6 empty] | Verified as Rental |  |  | MHHS-Woodlands
NO | YES |  |  |  | FFP504 |  | CAREFUSION | 8015M |  |  | Rental | MHHS-Woodlands |  |  |  | FFP504 |  | Woodlands |  | Rental | [7 empty] | CONTROLLERINFUSIONPUMP-Alaris-Medley 8015 |  | MEDLEY PCU W/NETWORK *MEMORIAL HERMANN* |  |  | CONTROLLERINFUSIONPUMP-Alaris-Medley 8015 | [6 empty] | Verified as Rental |  |  | MHHS-Woodlands
NO | YES |  |  |  | FFP508 |  | CAREFUSION | 8015M |  |  | Rental | MHHS-Woodlands |  |  |  | FFP508 |  | Woodlands |  | Rental | [7 empty] | CONTROLLERINFUSIONPUMP-Alaris-Medley 8015 |  | MEDLEY PCU W/NETWORK *MEMORIAL HERMANN* |  |  | CONTROLLERINFUSIONPUMP-Alaris-Medley 8015 | [6 empty] | Verified as Rental |  |  | MHHS-Woodlands
NO | YES |  |  |  | FFP525 |  | CAREFUSION | 8015M |  |  | Rental | MHHS-Woodlands |  |  |  | FFP525 |  | Woodlands |  | Rental | [7 empty] | CONTROLLERINFUSIONPUMP-Alaris-Medley 8015 |  | MEDLEY PCU W/NETWORK *MEMORIAL HERMANN* |  |  | CONTROLLERINFUSIONPUMP-Alaris-Medley 8015 | [6 empty] | Verified as Rental |  |  | MHHS-Woodlands
NO | YES |  |  |  | FFP533 |  | CAREFUSION | 8015M |  |  | Rental | MHHS-Woodlands |  |  |  | FFP533 |  | Woodlands |  | Rental | [7 empty] | CONTROLLERINFUSIONPUMP-Alaris-Medley 8015 |  | MEDLEY PCU W/NETWORK *MEMORIAL HERMANN* |  |  | CONTROLLERINFUSIONPUMP-Alaris-Medley 8015 | [6 empty] | Verified as Rental |  |  | MHHS-Woodlands
NO | YES |  |  |  | FFP554 |  | CAREFUSION | 8015M |  |  | Rental | MHHS-Woodlands |  |  |  | FFP554 |  | Woodlands |  | Rental | [7 empty] | CONTROLLERINFUSIONPUMP-Alaris-Medley 8015 |  | MEDLEY PCU W/NETWORK *MEMORIAL HERMANN* |  |  | CONTROLLERINFUSIONPUMP-Alaris-Medley 8015 | [6 empty] | Verified as Rental |  |  | MHHS-Woodlands
NO | YES |  |  |  | FFP562 |  | CAREFUSION | 8015M |  |  | Rental | MHHS-Woodlands |  |  |  | FFP562 |  | Woodlands |  | Rental | [7 empty] | CONTROLLERINFUSIONPUMP-Alaris-Medley 8015 |  | MEDLEY PCU W/NETWORK *MEMORIAL HERMANN* |  |  | CONTROLLERINFUSIONPUMP-Alaris-Medley 8015 | [6 empty] | Verified as Rental |  |  | MHHS-Woodlands
NO | YES |  |  |  | FFP567 |  | CAREFUSION | 8015M |  |  | Rental | MHHS-Woodlands |  |  |  | FFP567 |  | Woodlands |  | Rental | [7 empty] | CONTROLLERINFUSIONPUMP-Alaris-Medley 8015 |  | MEDLEY PCU W/NETWORK *MEMORIAL HERMANN* |  |  | CONTROLLERINFUSIONPUMP-Alaris-Medley 8015 | [6 empty] | Verified as Rental |  |  | MHHS-Woodlands
NO | YES |  |  |  | FFP573 |  | CAREFUSION | 8015M |  |  | Rental | MHHS-Woodlands |  |  |  | FFP573 |  | Woodlands |  | Rental | [7 empty] | CONTROLLERINFUSIONPUMP-Alaris-Medley 8015 |  | MEDLEY PCU W/NETWORK *MEMORIAL HERMANN* |  |  | CONTROLLERINFUSIONPUMP-Alaris-Medley 8015 | [6 empty] | Verified as Rental |  |  | MHHS-Woodlands
NO | YES |  |  |  | FFP598 |  | CAREFUSION | 8015M |  |  | Rental | MHHS-Woodlands |  |  |  | FFP598 |  | Woodlands |  | Rental | [7 empty] | CONTROLLERINFUSIONPUMP-Alaris-Medley 8015 |  | MEDLEY PCU W/NETWORK *MEMORIAL HERMANN* |  |  | CONTROLLERINFUSIONPUMP-Alaris-Medley 8015 | [6 empty] | Verified as Rental |  |  | MHHS-Woodlands
NO | YES |  |  |  | FFP619 |  | CAREFUSION | 8015M |  |  | Rental | MHHS-Woodlands |  |  |  | FFP619 |  | Woodlands |  | Rental | [7 empty] | CONTROLLERINFUSIONPUMP-Alaris-Medley 8015 |  | MEDLEY PCU W/NETWORK *MEMORIAL HERMANN* |  |  | CONTROLLERINFUSIONPUMP-Alaris-Medley 8015 | [6 empty] | Verified as Rental |  |  | MHHS-Woodlands
NO | YES |  |  |  | FFP635 |  | CAREFUSION | 8015M |  |  | Rental | MHHS-Woodlands |  |  |  | FFP635 |  | Woodlands |  | Rental | [7 empty] | CONTROLLERINFUSIONPUMP-Alaris-Medley 8015 |  | MEDLEY PCU W/NETWORK *MEMORIAL HERMANN* |  |  | CONTROLLERINFUSIONPUMP-Alaris-Medley 8015 | [6 empty] | Verified as Rental |  |  | MHHS-Woodlands
NO | YES |  |  |  | FFP653 |  | CAREFUSION | 8015M |  |  | Rental | MHHS-Woodlands |  |  |  | FFP653 |  | Woodlands |  | Rental | [7 empty] | CONTROLLERINFUSIONPUMP-Alaris-Medley 8015 |  | MEDLEY PCU W/NETWORK *MEMORIAL HERMANN* |  |  | CONTROLLERINFUSIONPUMP-Alaris-Medley 8015 | [6 empty] | Verified as Rental |  |  | MHHS-Woodlands
NO | YES |  |  |  | FFP679 |  | CAREFUSION | 8015M |  |  | Rental | MHHS-Woodlands |  |  |  | FFP679 |  | Woodlands |  | Rental | [7 empty] | CONTROLLERINFUSIONPUMP-Alaris-Medley 8015 |  | MEDLEY PCU W/NETWORK *MEMORIAL HERMANN* |  |  | CONTROLLERINFUSIONPUMP-Alaris-Medley 8015 | [6 empty] | Verified as Rental |  |  | MHHS-Woodlands
NO | YES |  |  |  | FFP686 |  | CAREFUSION | 8015M |  |  | Rental | MHHS-Woodlands |  |  |  | FFP686 |  | Woodlands |  | Rental | [7 empty] | CONTROLLERINFUSIONPUMP-Alaris-Medley 8015 |  | MEDLEY PCU W/NETWORK *MEMORIAL HERMANN* |  |  | CONTROLLERINFUSIONPUMP-Alaris-Medley 8015 | [6 empty] | Verified as Rental |  |  | MHHS-Woodlands
NO | YES |  |  |  | FFP688 |  | CAREFUSION | 8015M |  |  | Rental | MHHS-Woodlands |  |  |  | FFP688 |  | Woodlands |  | Rental | [7 empty] | CONTROLLERINFUSIONPUMP-Alaris-Medley 8015 |  | MEDLEY PCU W/NETWORK *MEMORIAL HERMANN* |  |  | CONTROLLERINFUSIONPUMP-Alaris-Medley 8015 | [6 empty] | Verified as Rental |  |  | MHHS-Woodlands
NO | YES |  |  |  | FFP696 |  | CAREFUSION | 8015M |  |  | Rental | MHHS-Woodlands |  |  |  | FFP696 |  | Woodlands |  | Rental | [7 empty] | CONTROLLERINFUSIONPUMP-Alaris-Medley 8015 |  | MEDLEY PCU W/NETWORK *MEMORIAL HERMANN* |  |  | CONTROLLERINFUSIONPUMP-Alaris-Medley 8015 | [6 empty] | Verified as Rental |  |  | MHHS-Woodlands
NO | YES |  |  |  | FFP715 |  | CAREFUSION | 8015M |  |  | Rental | MHHS-Woodlands |  |  |  | FFP715 |  | Woodlands |  | Rental | [7 empty] | CONTROLLERINFUSIONPUMP-Alaris-Medley 8015 |  | MEDLEY PCU W/NETWORK *MEMORIAL HERMANN* |  |  | CONTROLLERINFUSIONPUMP-Alaris-Medley 8015 | [6 empty] | Verified as Rental |  |  | MHHS-Woodlands
NO | YES |  |  |  | FFP733 |  | CAREFUSION | 8015M |  |  | Rental | MHHS-Woodlands |  |  |  | FFP733 |  | Woodlands |  | Rental | [7 empty] | CONTROLLERINFUSIONPUMP-Alaris-Medley 8015 |  | MEDLEY PCU W/NETWORK *MEMORIAL HERMANN* |  |  | CONTROLLERINFUSIONPUMP-Alaris-Medley 8015 | [6 empty] | Verified as Rental |  |  | MHHS-Woodlands
NO | YES |  |  |  | FFP753 |  | CAREFUSION | 8015M |  |  | Rental | MHHS-Woodlands |  |  |  | FFP753 |  | Woodlands |  | Rental | [7 empty] | CONTROLLERINFUSIONPUMP-Alaris-Medley 8015 |  | MEDLEY PCU W/NETWORK *MEMORIAL HERMANN* |  |  | CONTROLLERINFUSIONPUMP-Alaris-Medley 8015 | [6 empty] | Verified as Rental |  |  | MHHS-Woodlands
NO | YES |  |  |  | FFP761 |  | CAREFUSION | 8015M |  |  | Rental | MHHS-Woodlands |  |  |  | FFP761 |  | Woodlands |  | Rental | [7 empty] | CONTROLLERINFUSIONPUMP-Alaris-Medley 8015 |  | MEDLEY PCU W/NETWORK *MEMORIAL HERMANN* |  |  | CONTROLLERINFUSIONPUMP-Alaris-Medley 8015 | [6 empty] | Verified as Rental |  |  | MHHS-Woodlands
NO | YES |  |  |  | FFP763 |  | CAREFUSION | 8015M |  |  | Rental | MHHS-Woodlands |  |  |  | FFP763 |  | Woodlands |  | Rental | [7 empty] | CONTROLLERINFUSIONPUMP-Alaris-Medley 8015 |  | MEDLEY PCU W/NETWORK *MEMORIAL HERMANN* |  |  | CONTROLLERINFUSIONPUMP-Alaris-Medley 8015 | [6 empty] | Verified as Rental |  |  | MHHS-Woodlands
NO | YES |  |  |  | FFP765 |  | CAREFUSION | 8015M |  |  | Rental | MHHS-Woodlands |  |  |  | FFP765 |  | Woodlands |  | Rental | [7 empty] | CONTROLLERINFUSIONPUMP-Alaris-Medley 8015 |  | MEDLEY PCU W/NETWORK *MEMORIAL HERMANN* |  |  | CONTROLLERINFUSIONPUMP-Alaris-Medley 8015 | [6 empty] | Verified as Rental |  |  | MHHS-Woodlands
NO | YES |  |  |  | FFP766 |  | CAREFUSION | 8015M |  |  | Rental | MHHS-Woodlands |  |  |  | FFP766 |  | Woodlands |  | Rental | [7 empty] | CONTROLLERINFUSIONPUMP-Alaris-Medley 8015 |  | MEDLEY PCU W/NETWORK *MEMORIAL HERMANN* |  |  | CONTROLLERINFUSIONPUMP-Alaris-Medley 8015 | [6 empty] | Verified as Rental |  |  | MHHS-Woodlands
NO | YES |  |  |  | FFP767 |  | CAREFUSION | 8015M |  |  | Rental | MHHS-Woodlands |  |  |  | FFP767 |  | Woodlands |  | Rental | [7 empty] | CONTROLLERINFUSIONPUMP-Alaris-Medley 8015 |  | MEDLEY PCU W/NETWORK *MEMORIAL HERMANN* |  |  | CONTROLLERINFUSIONPUMP-Alaris-Medley 8015 | [6 empty] | Verified as Rental |  |  | MHHS-Woodlands
NO | YES |  |  |  | FFP789 |  | CAREFUSION | 8015M |  |  | Rental | MHHS-Woodlands |  |  |  | FFP789 |  | Woodlands |  | Rental | [7 empty] | CONTROLLERINFUSIONPUMP-Alaris-Medley 8015 |  | MEDLEY PCU W/NETWORK *MEMORIAL HERMANN* |  |  | CONTROLLERINFUSIONPUMP-Alaris-Medley 8015 | [6 empty] | Verified as Rental |  |  | MHHS-Woodlands
NO | YES |  |  |  | FFP839 |  | CAREFUSION | 8015M |  |  | Rental | MHHS-Woodlands |  |  |  | FFP839 |  | Woodlands |  | Rental | [7 empty] | CONTROLLERINFUSIONPUMP-Alaris-Medley 8015 |  | MEDLEY PCU W/NETWORK *MEMORIAL HERMANN* |  |  | CONTROLLERINFUSIONPUMP-Alaris-Medley 8015 | [6 empty] | Verified as Rental |  |  | MHHS-Woodlands
NO | YES |  |  |  | FFP878 |  | CAREFUSION | 8015M |  |  | Rental | MHHS-Woodlands |  |  |  | FFP878 |  | Woodlands |  | Rental | [7 empty] | CONTROLLERINFUSIONPUMP-Alaris-Medley 8015 |  | MEDLEY PCU W/NETWORK *MEMORIAL HERMANN* |  |  | CONTROLLERINFUSIONPUMP-Alaris-Medley 8015 | [6 empty] | Verified as Rental |  |  | MHHS-Woodlands
NO | YES |  |  |  | FFP890 |  | CAREFUSION | 8015M |  |  | Rental | MHHS-Woodlands |  |  |  | FFP890 |  | Woodlands |  | Rental | [7 empty] | CONTROLLERINFUSIONPUMP-Alaris-Medley 8015 |  | MEDLEY PCU W/NETWORK *MEMORIAL HERMANN* |  |  | CONTROLLERINFUSIONPUMP-Alaris-Medley 8015 | [6 empty] | Verified as Rental |  |  | MHHS-Woodlands
NO | YES |  |  |  | FFP934 |  | CAREFUSION | 8015M |  |  | Rental | MHHS-Woodlands |  |  |  | FFP934 |  | Woodlands |  | Rental | [7 empty] | CONTROLLERINFUSIONPUMP-Alaris-Medley 8015 |  | MEDLEY PCU W/NETWORK *MEMORIAL HERMANN* |  |  | CONTROLLERINFUSIONPUMP-Alaris-Medley 8015 | [6 empty] | Verified as Rental |  |  | MHHS-Woodlands
NO | YES |  |  |  | FFP968 |  | CAREFUSION | 8015M |  |  | Rental | MHHS-Woodlands |  |  |  | FFP968 |  | Woodlands |  | Rental | [7 empty] | CONTROLLERINFUSIONPUMP-Alaris-Medley 8015 |  | MEDLEY PCU W/NETWORK *MEMORIAL HERMANN* |  |  | CONTROLLERINFUSIONPUMP-Alaris-Medley 8015 | [6 empty] | Verified as Rental |  |  | MHHS-Woodlands
NO | YES |  |  |  | FFP987 |  | CAREFUSION | 8015M |  |  | Rental | MHHS-Woodlands |  |  |  | FFP987 |  | Woodlands |  | Rental | [7 empty] | CONTROLLERINFUSIONPUMP-Alaris-Medley 8015 |  | MEDLEY PCU W/NETWORK *MEMORIAL HERMANN* |  |  | CONTROLLERINFUSIONPUMP-Alaris-Medley 8015 | [6 empty] | Verified as Rental |  |  | MHHS-Woodlands
NO | YES |  |  |  | FFP996 |  | CAREFUSION | 8015M |  |  | Rental | MHHS-Woodlands |  |  |  | FFP996 |  | Woodlands |  | Rental | [7 empty] | CONTROLLERINFUSIONPUMP-Alaris-Medley 8015 |  | MEDLEY PCU W/NETWORK *MEMORIAL HERMANN* |  |  | CONTROLLERINFUSIONPUMP-Alaris-Medley 8015 | [6 empty] | Verified as Rental |  |  | MHHS-Woodlands
NO | YES |  |  |  | FFP999 |  | CAREFUSION | 8015M |  |  | Rental | MHHS-Woodlands |  |  |  | FFP999 |  | Woodlands |  | Rental | [7 empty] | CONTROLLERINFUSIONPUMP-Alaris-Medley 8015 |  | MEDLEY PCU W/NETWORK *MEMORIAL HERMANN* |  |  | CONTROLLERINFUSIONPUMP-Alaris-Medley 8015 | [6 empty] | Verified as Rental |  |  | MHHS-Woodlands
NO | YES |  |  |  | FFP1041 |  | CAREFUSION | 8015M |  |  | Rental | MHHS-Woodlands |  |  |  | FFP1041 |  | Woodlands |  | Rental | [7 empty] | CONTROLLERINFUSIONPUMP-Alaris-Medley 8015 |  | MEDLEY PCU W/NETWORK *MEMORIAL HERMANN* |  |  | CONTROLLERINFUSIONPUMP-Alaris-Medley 8015 | [6 empty] | Verified as Rental |  |  | MHHS-Woodlands
NO | YES |  |  |  | FFP1061 |  | CAREFUSION | 8015M |  |  | Rental | MHHS-Woodlands |  |  |  | FFP1061 |  | Woodlands |  | Rental | [7 empty] | CONTROLLERINFUSIONPUMP-Alaris-Medley 8015 |  | MEDLEY PCU W/NETWORK *MEMORIAL HERMANN* |  |  | CONTROLLERINFUSIONPUMP-Alaris-Medley 8015 | [6 empty] | Verified as Rental |  |  | MHHS-Woodlands
NO | YES |  |  |  | FFP1064 |  | CAREFUSION | 8015M |  |  | Rental | MHHS-Woodlands |  |  |  | FFP1064 |  | Woodlands |  | Rental | [7 empty] | CONTROLLERINFUSIONPUMP-Alaris-Medley 8015 |  | MEDLEY PCU W/NETWORK *MEMORIAL HERMANN* |  |  | CONTROLLERINFUSIONPUMP-Alaris-Medley 8015 | [6 empty] | Verified as Rental |  |  | MHHS-Woodlands
NO | YES |  |  |  | FFP1070 |  | CAREFUSION | 8015M |  |  | Rental | MHHS-Woodlands |  |  |  | FFP1070 |  | Woodlands |  | Rental | [7 empty] | CONTROLLERINFUSIONPUMP-Alaris-Medley 8015 |  | MEDLEY PCU W/NETWORK *MEMORIAL HERMANN* |  |  | CONTROLLERINFUSIONPUMP-Alaris-Medley 8015 | [6 empty] | Verified as Rental |  |  | MHHS-Woodlands
NO | YES |  |  |  | FFP1073 |  | CAREFUSION | 8015M |  |  | Rental | MHHS-Woodlands |  |  |  | FFP1073 |  | Woodlands |  | Rental | [7 empty] | CONTROLLERINFUSIONPUMP-Alaris-Medley 8015 |  | MEDLEY PCU W/NETWORK *MEMORIAL HERMANN* |  |  | CONTROLLERINFUSIONPUMP-Alaris-Medley 8015 | [6 empty] | Verified as Rental |  |  | MHHS-Woodlands
NO | YES |  |  |  | FFP1087 |  | CAREFUSION | 8015M |  |  | Rental | MHHS-Woodlands |  |  |  | FFP1087 |  | Woodlands |  | Rental | [7 empty] | CONTROLLERINFUSIONPUMP-Alaris-Medley 8015 |  | MEDLEY PCU W/NETWORK *MEMORIAL HERMANN* |  |  | CONTROLLERINFUSIONPUMP-Alaris-Medley 8015 | [6 empty] | Verified as Rental |  |  | MHHS-Woodlands
NO | YES |  |  |  | FFP1088 |  | CAREFUSION | 8015M |  |  | Rental | MHHS-Woodlands |  |  |  | FFP1088 |  | Woodlands |  | Rental | [7 empty] | CONTROLLERINFUSIONPUMP-Alaris-Medley 8015 |  | MEDLEY PCU W/NETWORK *MEMORIAL HERMANN* |  |  | CONTROLLERINFUSIONPUMP-Alaris-Medley 8015 | [6 empty] | Verified as Rental |  |  | MHHS-Woodlands
NO | YES |  |  |  | FFP1095 |  | CAREFUSION | 8015M |  |  | Rental | MHHS-Woodlands |  |  |  | FFP1095 |  | Woodlands |  | Rental | [7 empty] | CONTROLLERINFUSIONPUMP-Alaris-Medley 8015 |  | MEDLEY PCU W/NETWORK *MEMORIAL HERMANN* |  |  | CONTROLLERINFUSIONPUMP-Alaris-Medley 8015 | [6 empty] | Verified as Rental |  |  | MHHS-Woodlands
NO | YES |  |  |  | FFP1098 |  | CAREFUSION | 8015M |  |  | Rental | MHHS-Woodlands |  |  |  | FFP1098 |  | Woodlands |  | Rental | [7 empty] | CONTROLLERINFUSIONPUMP-Alaris-Medley 8015 |  | MEDLEY PCU W/NETWORK *MEMORIAL HERMANN* |  |  | CONTROLLERINFUSIONPUMP-Alaris-Medley 8015 | [6 empty] | Verified as Rental |  |  | MHHS-Woodlands
NO | YES |  |  |  | FFP1106 |  | CAREFUSION | 8015M |  |  | Rental | MHHS-Woodlands |  |  |  | FFP1106 |  | Woodlands |  | Rental | [7 empty] | CONTROLLERINFUSIONPUMP-Alaris-Medley 8015 |  | MEDLEY PCU W/NETWORK *MEMORIAL HERMANN* |  |  | CONTROLLERINFUSIONPUMP-Alaris-Medley 8015 | [6 empty] | Verified as Rental |  |  | MHHS-Woodlands
NO | YES |  |  |  | FFP1149 |  | CAREFUSION | 8015M |  |  | Rental | MHHS-Woodlands |  |  |  | FFP1149 |  | Woodlands |  | Rental | [7 empty] | CONTROLLERINFUSIONPUMP-Alaris-Medley 8015 |  | MEDLEY PCU W/NETWORK *MEMORIAL HERMANN* |  |  | CONTROLLERINFUSIONPUMP-Alaris-Medley 8015 | [6 empty] | Verified as Rental |  |  | MHHS-Woodlands
NO | YES |  |  |  | FFP1163 |  | CAREFUSION | 8015M |  |  | Rental | MHHS-Woodlands |  |  |  | FFP1163 |  | Woodlands |  | Rental | [7 empty] | CONTROLLERINFUSIONPUMP-Alaris-Medley 8015 |  | MEDLEY PCU W/NETWORK *MEMORIAL HERMANN* |  |  | CONTROLLERINFUSIONPUMP-Alaris-Medley 8015 | [6 empty] | Verified as Rental |  |  | MHHS-Woodlands
NO | YES |  |  |  | FFP1183 |  | CAREFUSION | 8015M |  |  | Rental | MHHS-Woodlands |  |  |  | FFP1183 |  | Woodlands |  | Rental | [7 empty] | CONTROLLERINFUSIONPUMP-Alaris-Medley 8015 |  | MEDLEY PCU W/NETWORK *MEMORIAL HERMANN* |  |  | CONTROLLERINFUSIONPUMP-Alaris-Medley 8015 | [6 empty] | Verified as Rental |  |  | MHHS-Woodlands
NO | YES |  |  |  | FFP1188 |  | CAREFUSION | 8015M |  |  | Rental | MHHS-Woodlands |  |  |  | FFP1188 |  | Woodlands |  | Rental | [7 empty] | CONTROLLERINFUSIONPUMP-Alaris-Medley 8015 |  | MEDLEY PCU W/NETWORK *MEMORIAL HERMANN* |  |  | CONTROLLERINFUSIONPUMP-Alaris-Medley 8015 | [6 empty] | Verified as Rental |  |  | MHHS-Woodlands
NO | YES |  |  |  | FFP1239 |  | CAREFUSION | 8015M |  |  | Rental | MHHS-Woodlands |  |  |  | FFP1239 |  | Woodlands |  | Rental | [7 empty] | CONTROLLERINFUSIONPUMP-Alaris-Medley 8015 |  | MEDLEY PCU W/NETWORK *MEMORIAL HERMANN* |  |  | CONTROLLERINFUSIONPUMP-Alaris-Medley 8015 | [6 empty] | Verified as Rental |  |  | MHHS-Woodlands
NO | YES |  |  |  | FFP1262 |  | CAREFUSION | 8015M |  |  | Rental | MHHS-Woodlands |  |  |  | FFP1262 |  | Woodlands |  | Rental | [7 empty] | CONTROLLERINFUSIONPUMP-Alaris-Medley 8015 |  | MEDLEY PCU W/NETWORK *MEMORIAL HERMANN* |  |  | CONTROLLERINFUSIONPUMP-Alaris-Medley 8015 | [6 empty] | Verified as Rental |  |  | MHHS-Woodlands
NO | YES |  |  |  | FFP1266 |  | CAREFUSION | 8015M |  |  | Rental | MHHS-Woodlands |  |  |  | FFP1266 |  | Woodlands |  | Rental | [7 empty] | CONTROLLERINFUSIONPUMP-Alaris-Medley 8015 |  | MEDLEY PCU W/NETWORK *MEMORIAL HERMANN* |  |  | CONTROLLERINFUSIONPUMP-Alaris-Medley 8015 | [6 empty] | Verified as Rental |  |  | MHHS-Woodlands
NO | YES |  |  |  | FFP1273 |  | CAREFUSION | 8015M |  |  | Rental | MHHS-Woodlands |  |  |  | FFP1273 |  | Woodlands |  | Rental | [7 empty] | CONTROLLERINFUSIONPUMP-Alaris-Medley 8015 |  | MEDLEY PCU W/NETWORK *MEMORIAL HERMANN* |  |  | CONTROLLERINFUSIONPUMP-Alaris-Medley 8015 | [6 empty] | Verified as Rental |  |  | MHHS-Woodlands
NO | YES |  |  |  | FFP1297 |  | CAREFUSION | 8015M |  |  | Rental | MHHS-Woodlands |  |  |  | FFP1297 |  | Woodlands |  | Rental | [7 empty] | CONTROLLERINFUSIONPUMP-Alaris-Medley 8015 |  | MEDLEY PCU W/NETWORK *MEMORIAL HERMANN* |  |  | CONTROLLERINFUSIONPUMP-Alaris-Medley 8015 | [6 empty] | Verified as Rental |  |  | MHHS-Woodlands
NO | YES |  |  |  | FFP1305 |  | CAREFUSION | 8015M |  |  | Rental | MHHS-Woodlands |  |  |  | FFP1305 |  | Woodlands |  | Rental | [7 empty] | CONTROLLERINFUSIONPUMP-Alaris-Medley 8015 |  | MEDLEY PCU W/NETWORK *MEMORIAL HERMANN* |  |  | CONTROLLERINFUSIONPUMP-Alaris-Medley 8015 | [6 empty] | Verified as Rental |  |  | MHHS-Woodlands
NO | YES |  |  |  | FFP1315 |  | CAREFUSION | 8015M |  |  | Rental | MHHS-Woodlands |  |  |  | FFP1315 |  | Woodlands |  | Rental | [7 empty] | CONTROLLERINFUSIONPUMP-Alaris-Medley 8015 |  | MEDLEY PCU W/NETWORK *MEMORIAL HERMANN* |  |  | CONTROLLERINFUSIONPUMP-Alaris-Medley 8015 | [6 empty] | Verified as Rental |  |  | MHHS-Woodlands
NO | YES |  |  |  | FFP1318 |  | CAREFUSION | 8015M |  |  | Rental | MHHS-Woodlands |  |  |  | FFP1318 |  | Woodlands |  | Rental | [7 empty] | CONTROLLERINFUSIONPUMP-Alaris-Medley 8015 |  | MEDLEY PCU W/NETWORK *MEMORIAL HERMANN* |  |  | CONTROLLERINFUSIONPUMP-Alaris-Medley 8015 | [6 empty] | Verified as Rental |  |  | MHHS-Woodlands
NO | YES |  |  |  | FFP1325 |  | CAREFUSION | 8015M |  |  | Rental | MHHS-Woodlands |  |  |  | FFP1325 |  | Woodlands |  | Rental | [7 empty] | CONTROLLERINFUSIONPUMP-Alaris-Medley 8015 |  | MEDLEY PCU W/NETWORK *MEMORIAL HERMANN* |  |  | CONTROLLERINFUSIONPUMP-Alaris-Medley 8015 | [6 empty] | Verified as Rental |  |  | MHHS-Woodlands
NO | YES |  |  |  | FFP1371 |  | CAREFUSION | 8015M |  |  | Rental | MHHS-Woodlands |  |  |  | FFP1371 |  | Woodlands |  | Rental | [7 empty] | CONTROLLERINFUSIONPUMP-Alaris-Medley 8015 |  | MEDLEY PCU W/NETWORK *MEMORIAL HERMANN* |  |  | CONTROLLERINFUSIONPUMP-Alaris-Medley 8015 | [6 empty] | Verified as Rental |  |  | MHHS-Woodlands
NO | YES |  |  |  | FFP1381 |  | CAREFUSION | 8015M |  |  | Rental | MHHS-Woodlands |  |  |  | FFP1381 |  | Woodlands |  | Rental | [7 empty] | CONTROLLERINFUSIONPUMP-Alaris-Medley 8015 |  | MEDLEY PCU W/NETWORK *MEMORIAL HERMANN* |  |  | CONTROLLERINFUSIONPUMP-Alaris-Medley 8015 | [6 empty] | Verified as Rental |  |  | MHHS-Woodlands
NO | YES |  |  |  | FFP1387 |  | CAREFUSION | 8015M |  |  | Rental | MHHS-Woodlands |  |  |  | FFP1387 |  | Woodlands |  | Rental | [7 empty] | CONTROLLERINFUSIONPUMP-Alaris-Medley 8015 |  | MEDLEY PCU W/NETWORK *MEMORIAL HERMANN* |  |  | CONTROLLERINFUSIONPUMP-Alaris-Medley 8015 | [6 empty] | Verified as Rental |  |  | MHHS-Woodlands
NO | YES |  |  |  | FFP1416 |  | CAREFUSION | 8015M |  |  | Rental | MHHS-Woodlands |  |  |  | FFP1416 |  | Woodlands |  | Rental | [7 empty] | CONTROLLERINFUSIONPUMP-Alaris-Medley 8015 |  | MEDLEY PCU W/NETWORK *MEMORIAL HERMANN* |  |  | CONTROLLERINFUSIONPUMP-Alaris-Medley 8015 | [6 empty] | Verified as Rental |  |  | MHHS-Woodlands
NO | YES |  |  |  | FFP1424 |  | CAREFUSION | 8015M |  |  | Rental | MHHS-Woodlands |  |  |  | FFP1424 |  | Woodlands |  | Rental | [7 empty] | CONTROLLERINFUSIONPUMP-Alaris-Medley 8015 |  | MEDLEY PCU W/NETWORK *MEMORIAL HERMANN* |  |  | CONTROLLERINFUSIONPUMP-Alaris-Medley 8015 | [6 empty] | Verified as Rental |  |  | MHHS-Woodlands
NO | YES |  |  |  | FFP1449 |  | CAREFUSION | 8015M |  |  | Rental | MHHS-Woodlands |  |  |  | FFP1449 |  | Woodlands |  | Rental | [7 empty] | CONTROLLERINFUSIONPUMP-Alaris-Medley 8015 |  | MEDLEY PCU W/NETWORK *MEMORIAL HERMANN* |  |  | CONTROLLERINFUSIONPUMP-Alaris-Medley 8015 | [6 empty] | Verified as Rental |  |  | MHHS-Woodlands
NO | YES |  |  |  | FFP1458 |  | CAREFUSION | 8015M |  |  | Rental | MHHS-Woodlands |  |  |  | FFP1458 |  | Woodlands |  | Rental | [7 empty] | CONTROLLERINFUSIONPUMP-Alaris-Medley 8015 |  | MEDLEY PCU W/NETWORK *MEMORIAL HERMANN* |  |  | CONTROLLERINFUSIONPUMP-Alaris-Medley 8015 | [6 empty] | Verified as Rental |  |  | MHHS-Woodlands
NO | YES |  |  |  | FFP1459 |  | CAREFUSION | 8015M |  |  | Rental | MHHS-Woodlands |  |  |  | FFP1459 |  | Woodlands |  | Rental | [7 empty] | CONTROLLERINFUSIONPUMP-Alaris-Medley 8015 |  | MEDLEY PCU W/NETWORK *MEMORIAL HERMANN* |  |  | CONTROLLERINFUSIONPUMP-Alaris-Medley 8015 | [6 empty] | Verified as Rental |  |  | MHHS-Woodlands
NO | YES |  |  |  | FFP1482 |  | CAREFUSION | 8015M |  |  | Rental | MHHS-Woodlands |  |  |  | FFP1482 |  | Woodlands |  | Rental | [7 empty] | CONTROLLERINFUSIONPUMP-Alaris-Medley 8015 |  | MEDLEY PCU W/NETWORK *MEMORIAL HERMANN* |  |  | CONTROLLERINFUSIONPUMP-Alaris-Medley 8015 | [6 empty] | Verified as Rental |  |  | MHHS-Woodlands
NO | YES |  |  |  | FFP1500 |  | CAREFUSION | 8015M |  |  | Rental | MHHS-Woodlands |  |  |  | FFP1500 |  | Woodlands |  | Rental | [7 empty] | CONTROLLERINFUSIONPUMP-Alaris-Medley 8015 |  | MEDLEY PCU W/NETWORK *MEMORIAL HERMANN* |  |  | CONTROLLERINFUSIONPUMP-Alaris-Medley 8015 | [6 empty] | Verified as Rental |  |  | MHHS-Woodlands
NO | YES |  |  |  | FFP1514 |  | CAREFUSION | 8015M |  |  | Rental | MHHS-Woodlands |  |  |  | FFP1514 |  | Woodlands |  | Rental | [7 empty] | CONTROLLERINFUSIONPUMP-Alaris-Medley 8015 |  | MEDLEY PCU W/NETWORK *MEMORIAL HERMANN* |  |  | CONTROLLERINFUSIONPUMP-Alaris-Medley 8015 | [6 empty] | Verified as Rental |  |  | MHHS-Woodlands
NO | YES |  |  |  | FFP1521 |  | CAREFUSION | 8015M |  |  | Rental | MHHS-Woodlands |  |  |  | FFP1521 |  | Woodlands |  | Rental | [7 empty] | CONTROLLERINFUSIONPUMP-Alaris-Medley 8015 |  | MEDLEY PCU W/NETWORK *MEMORIAL HERMANN* |  |  | CONTROLLERINFUSIONPUMP-Alaris-Medley 8015 | [6 empty] | Verified as Rental |  |  | MHHS-Woodlands
NO | YES |  |  |  | FFP1562 |  | CAREFUSION | 8015M |  |  | Rental | MHHS-Woodlands |  |  |  | FFP1562 |  | Woodlands |  | Rental | [7 empty] | CONTROLLERINFUSIONPUMP-Alaris-Medley 8015 |  | MEDLEY PCU W/NETWORK *MEMORIAL HERMANN* |  |  | CONTROLLERINFUSIONPUMP-Alaris-Medley 8015 | [6 empty] | Verified as Rental |  |  | MHHS-Woodlands
NO | YES |  |  |  | FFP1591 |  | CAREFUSION | 8015M |  |  | Rental | MHHS-Woodlands |  |  |  | FFP1591 |  | Woodlands |  | Rental | [7 empty] | CONTROLLERINFUSIONPUMP-Alaris-Medley 8015 |  | MEDLEY PCU W/NETWORK *MEMORIAL HERMANN* |  |  | CONTROLLERINFUSIONPUMP-Alaris-Medley 8015 | [6 empty] | Verified as Rental |  |  | MHHS-Woodlands
NO | YES |  |  |  | FFP1594 |  | CAREFUSION | 8015M |  |  | Rental | MHHS-Woodlands |  |  |  | FFP1594 |  | Woodlands |  | Rental | [7 empty] | CONTROLLERINFUSIONPUMP-Alaris-Medley 8015 |  | MEDLEY PCU W/NETWORK *MEMORIAL HERMANN* |  |  | CONTROLLERINFUSIONPUMP-Alaris-Medley 8015 | [6 empty] | Verified as Rental |  |  | MHHS-Woodlands
NO | YES |  |  |  | FFP1600 |  | CAREFUSION | 8015M |  |  | Rental | MHHS-Woodlands |  |  |  | FFP1600 |  | Woodlands |  | Rental | [7 empty] | CONTROLLERINFUSIONPUMP-Alaris-Medley 8015 |  | MEDLEY PCU W/NETWORK *MEMORIAL HERMANN* |  |  | CONTROLLERINFUSIONPUMP-Alaris-Medley 8015 | [6 empty] | Verified as Rental |  |  | MHHS-Woodlands
NO | YES |  |  |  | FFP1612 |  | CAREFUSION | 8015M |  |  | Rental | MHHS-Woodlands |  |  |  | FFP1612 |  | Woodlands |  | Rental | [7 empty] | CONTROLLERINFUSIONPUMP-Alaris-Medley 8015 |  | MEDLEY PCU W/NETWORK *MEMORIAL HERMANN* |  |  | CONTROLLERINFUSIONPUMP-Alaris-Medley 8015 | [6 empty] | Verified as Rental |  |  | MHHS-Woodlands
NO | YES |  |  |  | FFP1614 |  | CAREFUSION | 8015M |  |  | Rental | MHHS-Woodlands |  |  |  | FFP1614 |  | Woodlands |  | Rental | [7 empty] | CONTROLLERINFUSIONPUMP-Alaris-Medley 8015 |  | MEDLEY PCU W/NETWORK *MEMORIAL HERMANN* |  |  | CONTROLLERINFUSIONPUMP-Alaris-Medley 8015 | [6 empty] | Verified as Rental |  |  | MHHS-Woodlands
NO | YES |  |  |  | FFP1619 |  | CAREFUSION | 8015M |  |  | Rental | MHHS-Woodlands |  |  |  | FFP1619 |  | Woodlands |  | Rental | [7 empty] | CONTROLLERINFUSIONPUMP-Alaris-Medley 8015 |  | MEDLEY PCU W/NETWORK *MEMORIAL HERMANN* |  |  | CONTROLLERINFUSIONPUMP-Alaris-Medley 8015 | [6 empty] | Verified as Rental |  |  | MHHS-Woodlands
NO | YES |  |  |  | FFP1637 |  | CAREFUSION | 8015M |  |  | Rental | MHHS-Woodlands |  |  |  | FFP1637 |  | Woodlands |  | Rental | [7 empty] | CONTROLLERINFUSIONPUMP-Alaris-Medley 8015 |  | MEDLEY PCU W/NETWORK *MEMORIAL HERMANN* |  |  | CONTROLLERINFUSIONPUMP-Alaris-Medley 8015 | [6 empty] | Verified as Rental |  |  | MHHS-Woodlands
NO | YES |  |  |  | FFP1641 |  | CAREFUSION | 8015M |  |  | Rental | MHHS-Woodlands |  |  |  | FFP1641 |  | Woodlands |  | Rental | [7 empty] | CONTROLLERINFUSIONPUMP-Alaris-Medley 8015 |  | MEDLEY PCU W/NETWORK *MEMORIAL HERMANN* |  |  | CONTROLLERINFUSIONPUMP-Alaris-Medley 8015 | [6 empty] | Verified as Rental |  |  | MHHS-Woodlands
NO | YES |  |  |  | FFP1654 |  | CAREFUSION | 8015M |  |  | Rental | MHHS-Woodlands |  |  |  | FFP1654 |  | Woodlands |  | Rental | [7 empty] | CONTROLLERINFUSIONPUMP-Alaris-Medley 8015 |  | MEDLEY PCU W/NETWORK *MEMORIAL HERMANN* |  |  | CONTROLLERINFUSIONPUMP-Alaris-Medley 8015 | [6 empty] | Verified as Rental |  |  | MHHS-Woodlands
NO | YES |  |  |  | FFP1674 |  | CAREFUSION | 8015M |  |  | Rental | MHHS-Woodlands |  |  |  | FFP1674 |  | Woodlands |  | Rental | [7 empty] | CONTROLLERINFUSIONPUMP-Alaris-Medley 8015 |  | MEDLEY PCU W/NETWORK *MEMORIAL HERMANN* |  |  | CONTROLLERINFUSIONPUMP-Alaris-Medley 8015 | [6 empty] | Verified as Rental |  |  | MHHS-Woodlands
NO | YES |  |  |  | FFP1676 |  | CAREFUSION | 8015M |  |  | Rental | MHHS-Woodlands |  |  |  | FFP1676 |  | Woodlands |  | Rental | [7 empty] | CONTROLLERINFUSIONPUMP-Alaris-Medley 8015 |  | MEDLEY PCU W/NETWORK *MEMORIAL HERMANN* |  |  | CONTROLLERINFUSIONPUMP-Alaris-Medley 8015 | [6 empty] | Verified as Rental |  |  | MHHS-Woodlands
NO | YES |  |  |  | FFP1678 |  | CAREFUSION | 8015M |  |  | Rental | MHHS-Woodlands |  |  |  | FFP1678 |  | Woodlands |  | Rental | [7 empty] | CONTROLLERINFUSIONPUMP-Alaris-Medley 8015 |  | MEDLEY PCU W/NETWORK *MEMORIAL HERMANN* |  |  | CONTROLLERINFUSIONPUMP-Alaris-Medley 8015 | [6 empty] | Verified as Rental |  |  | MHHS-Woodlands
NO | YES |  |  |  | FFP1685 |  | CAREFUSION | 8015M |  |  | Rental | MHHS-Woodlands |  |  |  | FFP1685 |  | Woodlands |  | Rental | [7 empty] | CONTROLLERINFUSIONPUMP-Alaris-Medley 8015 |  | MEDLEY PCU W/NETWORK *MEMORIAL HERMANN* |  |  | CONTROLLERINFUSIONPUMP-Alaris-Medley 8015 | [6 empty] | Verified as Rental |  |  | MHHS-Woodlands
NO | YES |  |  |  | FFP1707 |  | CAREFUSION | 8015M |  |  | Rental | MHHS-Woodlands |  |  |  | FFP1707 |  | Woodlands |  | Rental | [7 empty] | CONTROLLERINFUSIONPUMP-Alaris-Medley 8015 |  | MEDLEY PCU W/NETWORK *MEMORIAL HERMANN* |  |  | CONTROLLERINFUSIONPUMP-Alaris-Medley 8015 | [6 empty] | Verified as Rental |  |  | MHHS-Woodlands
NO | YES |  |  |  | FFP1713 |  | CAREFUSION | 8015M |  |  | Rental | MHHS-Woodlands |  |  |  | FFP1713 |  | Woodlands |  | Rental | [7 empty] | CONTROLLERINFUSIONPUMP-Alaris-Medley 8015 |  | MEDLEY PCU W/NETWORK *MEMORIAL HERMANN* |  |  | CONTROLLERINFUSIONPUMP-Alaris-Medley 8015 | [6 empty] | Verified as Rental |  |  | MHHS-Woodlands
NO | YES |  |  |  | FFP1723 |  | CAREFUSION | 8015M |  |  | Rental | MHHS-Woodlands |  |  |  | FFP1723 |  | Woodlands |  | Rental | [7 empty] | CONTROLLERINFUSIONPUMP-Alaris-Medley 8015 |  | MEDLEY PCU W/NETWORK *MEMORIAL HERMANN* |  |  | CONTROLLERINFUSIONPUMP-Alaris-Medley 8015 | [6 empty] | Verified as Rental |  |  | MHHS-Woodlands
NO | YES |  |  |  | FFP1735 |  | CAREFUSION | 8015M |  |  | Rental | MHHS-Woodlands |  |  |  | FFP1735 |  | Woodlands |  | Rental | [7 empty] | CONTROLLERINFUSIONPUMP-Alaris-Medley 8015 |  | MEDLEY PCU W/NETWORK *MEMORIAL HERMANN* |  |  | CONTROLLERINFUSIONPUMP-Alaris-Medley 8015 | [6 empty] | Verified as Rental |  |  | MHHS-Woodlands
NO | YES |  |  |  | FFP1742 |  | CAREFUSION | 8015M |  |  | Rental | MHHS-Woodlands |  |  |  | FFP1742 |  | Woodlands |  | Rental | [7 empty] | CONTROLLERINFUSIONPUMP-Alaris-Medley 8015 |  | MEDLEY PCU W/NETWORK *MEMORIAL HERMANN* |  |  | CONTROLLERINFUSIONPUMP-Alaris-Medley 8015 | [6 empty] | Verified as Rental |  |  | MHHS-Woodlands
NO | YES |  |  |  | FFP1746 |  | CAREFUSION | 8015M |  |  | Rental | MHHS-Woodlands |  |  |  | FFP1746 |  | Woodlands |  | Rental | [7 empty] | CONTROLLERINFUSIONPUMP-Alaris-Medley 8015 |  | MEDLEY PCU W/NETWORK *MEMORIAL HERMANN* |  |  | CONTROLLERINFUSIONPUMP-Alaris-Medley 8015 | [6 empty] | Verified as Rental |  |  | MHHS-Woodlands
NO | YES |  |  |  | FFP1750 |  | CAREFUSION | 8015M |  |  | Rental | MHHS-Woodlands |  |  |  | FFP1750 |  | Woodlands |  | Rental | [7 empty] | CONTROLLERINFUSIONPUMP-Alaris-Medley 8015 |  | MEDLEY PCU W/NETWORK *MEMORIAL HERMANN* |  |  | CONTROLLERINFUSIONPUMP-Alaris-Medley 8015 | [6 empty] | Verified as Rental |  |  | MHHS-Woodlands
NO | YES |  |  |  | FFP1758 |  | CAREFUSION | 8015M |  |  | Rental | MHHS-Woodlands |  |  |  | FFP1758 |  | Woodlands |  | Rental | [7 empty] | CONTROLLERINFUSIONPUMP-Alaris-Medley 8015 |  | MEDLEY PCU W/NETWORK *MEMORIAL HERMANN* |  |  | CONTROLLERINFUSIONPUMP-Alaris-Medley 8015 | [6 empty] | Verified as Rental |  |  | MHHS-Woodlands
NO | YES |  |  |  | FFP1768 |  | CAREFUSION | 8015M |  |  | Rental | MHHS-Woodlands |  |  |  | FFP1768 |  | Woodlands |  | Rental | [7 empty] | CONTROLLERINFUSIONPUMP-Alaris-Medley 8015 |  | MEDLEY PCU W/NETWORK *MEMORIAL HERMANN* |  |  | CONTROLLERINFUSIONPUMP-Alaris-Medley 8015 | [6 empty] | Verified as Rental |  |  | MHHS-Woodlands
NO | YES |  |  |  | FFP1781 |  | CAREFUSION | 8015M |  |  | Rental | MHHS-Woodlands |  |  |  | FFP1781 |  | Woodlands |  | Rental | [7 empty] | CONTROLLERINFUSIONPUMP-Alaris-Medley 8015 |  | MEDLEY PCU W/NETWORK *MEMORIAL HERMANN* |  |  | CONTROLLERINFUSIONPUMP-Alaris-Medley 8015 | [6 empty] | Verified as Rental |  |  | MHHS-Woodlands
NO | YES |  |  |  | FFP1789 |  | CAREFUSION | 8015M |  |  | Rental | MHHS-Woodlands |  |  |  | FFP1789 |  | Woodlands |  | Rental | [7 empty] | CONTROLLERINFUSIONPUMP-Alaris-Medley 8015 |  | MEDLEY PCU W/NETWORK *MEMORIAL HERMANN* |  |  | CONTROLLERINFUSIONPUMP-Alaris-Medley 8015 | [6 empty] | Verified as Rental |  |  | MHHS-Woodlands
NO | YES |  |  |  | FFP1798 |  | CAREFUSION | 8015M |  |  | Rental | MHHS-Woodlands |  |  |  | FFP1798 |  | Woodlands |  | Rental | [7 empty] | CONTROLLERINFUSIONPUMP-Alaris-Medley 8015 |  | MEDLEY PCU W/NETWORK *MEMORIAL HERMANN* |  |  | CONTROLLERINFUSIONPUMP-Alaris-Medley 8015 | [6 empty] | Verified as Rental |  |  | MHHS-Woodlands
NO | YES |  |  |  | FFP1801 |  | CAREFUSION | 8015M |  |  | Rental | MHHS-Woodlands |  |  |  | FFP1801 |  | Woodlands |  | Rental | [7 empty] | CONTROLLERINFUSIONPUMP-Alaris-Medley 8015 |  | MEDLEY PCU W/NETWORK *MEMORIAL HERMANN* |  |  | CONTROLLERINFUSIONPUMP-Alaris-Medley 8015 | [6 empty] | Verified as Rental |  |  | MHHS-Woodlands
NO | YES |  |  |  | FFP1806 |  | CAREFUSION | 8015M |  |  | Rental | MHHS-Woodlands |  |  |  | FFP1806 |  | Woodlands |  | Rental | [7 empty] | CONTROLLERINFUSIONPUMP-Alaris-Medley 8015 |  | MEDLEY PCU W/NETWORK *MEMORIAL HERMANN* |  |  | CONTROLLERINFUSIONPUMP-Alaris-Medley 8015 | [6 empty] | Verified as Rental |  |  | MHHS-Woodlands
NO | YES |  |  |  | FFP1812 |  | CAREFUSION | 8015M |  |  | Rental | MHHS-Woodlands |  |  |  | FFP1812 |  | Woodlands |  | Rental | [7 empty] | CONTROLLERINFUSIONPUMP-Alaris-Medley 8015 |  | MEDLEY PCU W/NETWORK *MEMORIAL HERMANN* |  |  | CONTROLLERINFUSIONPUMP-Alaris-Medley 8015 | [6 empty] | Verified as Rental |  |  | MHHS-Woodlands
NO | YES |  |  |  | FFP1819 |  | CAREFUSION | 8015M |  |  | Rental | MHHS-Woodlands |  |  |  | FFP1819 |  | Woodlands |  | Rental | [7 empty] | CONTROLLERINFUSIONPUMP-Alaris-Medley 8015 |  | MEDLEY PCU W/NETWORK *MEMORIAL HERMANN* |  |  | CONTROLLERINFUSIONPUMP-Alaris-Medley 8015 | [6 empty] | Verified as Rental |  |  | MHHS-Woodlands
NO | YES |  |  |  | FFP1832 |  | CAREFUSION | 8015M |  |  | Rental | MHHS-Woodlands |  |  |  | FFP1832 |  | Woodlands |  | Rental | [7 empty] | CONTROLLERINFUSIONPUMP-Alaris-Medley 8015 |  | MEDLEY PCU W/NETWORK *MEMORIAL HERMANN* |  |  | CONTROLLERINFUSIONPUMP-Alaris-Medley 8015 | [6 empty] | Verified as Rental |  |  | MHHS-Woodlands
NO | YES |  |  |  | FFP1840 |  | CAREFUSION | 8015M |  |  | Rental | MHHS-Woodlands |  |  |  | FFP1840 |  | Woodlands |  | Rental | [7 empty] | CONTROLLERINFUSIONPUMP-Alaris-Medley 8015 |  | MEDLEY PCU W/NETWORK *MEMORIAL HERMANN* |  |  | CONTROLLERINFUSIONPUMP-Alaris-Medley 8015 | [6 empty] | Verified as Rental |  |  | MHHS-Woodlands
NO | YES |  |  |  | FFP1857 |  | CAREFUSION | 8015M |  |  | Rental | MHHS-Woodlands |  |  |  | FFP1857 |  | Woodlands |  | Rental | [7 empty] | CONTROLLERINFUSIONPUMP-Alaris-Medley 8015 |  | MEDLEY PCU W/NETWORK *MEMORIAL HERMANN* |  |  | CONTROLLERINFUSIONPUMP-Alaris-Medley 8015 | [6 empty] | Verified as Rental |  |  | MHHS-Woodlands
NO | YES |  |  |  | FFP1878 |  | CAREFUSION | 8015M |  |  | Rental | MHHS-Woodlands |  |  |  | FFP1878 |  | Woodlands |  | Rental | [7 empty] | CONTROLLERINFUSIONPUMP-Alaris-Medley 8015 |  | MEDLEY PCU W/NETWORK *MEMORIAL HERMANN* |  |  | CONTROLLERINFUSIONPUMP-Alaris-Medley 8015 | [6 empty] | Verified as Rental |  |  | MHHS-Woodlands
NO | YES |  |  |  | FFP1880 |  | CAREFUSION | 8015M |  |  | Rental | MHHS-Woodlands |  |  |  | FFP1880 |  | Woodlands |  | Rental | [7 empty] | CONTROLLERINFUSIONPUMP-Alaris-Medley 8015 |  | MEDLEY PCU W/NETWORK *MEMORIAL HERMANN* |  |  | CONTROLLERINFUSIONPUMP-Alaris-Medley 8015 | [6 empty] | Verified as Rental |  |  | MHHS-Woodlands
NO | YES |  |  |  | FFP1889 |  | CAREFUSION | 8015M |  |  | Rental | MHHS-Woodlands |  |  |  | FFP1889 |  | Woodlands |  | Rental | [7 empty] | CONTROLLERINFUSIONPUMP-Alaris-Medley 8015 |  | MEDLEY PCU W/NETWORK *MEMORIAL HERMANN* |  |  | CONTROLLERINFUSIONPUMP-Alaris-Medley 8015 | [6 empty] | Verified as Rental |  |  | MHHS-Woodlands
NO | YES |  |  |  | FFP1900 |  | CAREFUSION | 8015M |  |  | Rental | MHHS-Woodlands |  |  |  | FFP1900 |  | Woodlands |  | Rental | [7 empty] | CONTROLLERINFUSIONPUMP-Alaris-Medley 8015 |  | MEDLEY PCU W/NETWORK *MEMORIAL HERMANN* |  |  | CONTROLLERINFUSIONPUMP-Alaris-Medley 8015 | [6 empty] | Verified as Rental |  |  | MHHS-Woodlands
NO | YES |  |  |  | FFP1902 |  | CAREFUSION | 8015M |  |  | Rental | MHHS-Woodlands |  |  |  | FFP1902 |  | Woodlands |  | Rental | [7 empty] | CONTROLLERINFUSIONPUMP-Alaris-Medley 8015 |  | MEDLEY PCU W/NETWORK *MEMORIAL HERMANN* |  |  | CONTROLLERINFUSIONPUMP-Alaris-Medley 8015 | [6 empty] | Verified as Rental |  |  | MHHS-Woodlands
NO | YES |  |  |  | FFP1906 |  | CAREFUSION | 8015M |  |  | Rental | MHHS-Woodlands |  |  |  | FFP1906 |  | Woodlands |  | Rental | [7 empty] | CONTROLLERINFUSIONPUMP-Alaris-Medley 8015 |  | MEDLEY PCU W/NETWORK *MEMORIAL HERMANN* |  |  | CONTROLLERINFUSIONPUMP-Alaris-Medley 8015 | [6 empty] | Verified as Rental |  |  | MHHS-Woodlands
NO | YES |  |  |  | FFP1919 |  | CAREFUSION | 8015M |  |  | Rental | MHHS-Woodlands |  |  |  | FFP1919 |  | Woodlands |  | Rental | [7 empty] | CONTROLLERINFUSIONPUMP-Alaris-Medley 8015 |  | MEDLEY PCU W/NETWORK *MEMORIAL HERMANN* |  |  | CONTROLLERINFUSIONPUMP-Alaris-Medley 8015 | [6 empty] | Verified as Rental |  |  | MHHS-Woodlands
NO | YES |  |  |  | FFP1946 |  | CAREFUSION | 8015M |  |  | Rental | MHHS-Woodlands |  |  |  | FFP1946 |  | Woodlands |  | Rental | [7 empty] | CONTROLLERINFUSIONPUMP-Alaris-Medley 8015 |  | MEDLEY PCU W/NETWORK *MEMORIAL HERMANN* |  |  | CONTROLLERINFUSIONPUMP-Alaris-Medley 8015 | [6 empty] | Verified as Rental |  |  | MHHS-Woodlands
NO | YES |  |  |  | FFP1964 |  | CAREFUSION | 8015M |  |  | Rental | MHHS-Woodlands |  |  |  | FFP1964 |  | Woodlands |  | Rental | [7 empty] | CONTROLLERINFUSIONPUMP-Alaris-Medley 8015 |  | MEDLEY PCU W/NETWORK *MEMORIAL HERMANN* |  |  | CONTROLLERINFUSIONPUMP-Alaris-Medley 8015 | [6 empty] | Verified as Rental |  |  | MHHS-Woodlands
NO | YES |  |  |  | FFP1965 |  | CAREFUSION | 8015M |  |  | Rental | MHHS-Woodlands |  |  |  | FFP1965 |  | Woodlands |  | Rental | [7 empty] | CONTROLLERINFUSIONPUMP-Alaris-Medley 8015 |  | MEDLEY PCU W/NETWORK *MEMORIAL HERMANN* |  |  | CONTROLLERINFUSIONPUMP-Alaris-Medley 8015 | [6 empty] | Verified as Rental |  |  | MHHS-Woodlands
NO | YES |  |  |  | FFP1989 |  | CAREFUSION | 8015M |  |  | Rental | MHHS-Woodlands |  |  |  | FFP1989 |  | Woodlands |  | Rental | [7 empty] | CONTROLLERINFUSIONPUMP-Alaris-Medley 8015 |  | MEDLEY PCU W/NETWORK *MEMORIAL HERMANN* |  |  | CONTROLLERINFUSIONPUMP-Alaris-Medley 8015 | [6 empty] | Verified as Rental |  |  | MHHS-Woodlands
NO | YES |  |  |  | FFP1999 |  | CAREFUSION | 8015M |  |  | Rental | MHHS-Woodlands |  |  |  | FFP1999 |  | Woodlands |  | Rental | [7 empty] | CONTROLLERINFUSIONPUMP-Alaris-Medley 8015 |  | MEDLEY PCU W/NETWORK *MEMORIAL HERMANN* |  |  | CONTROLLERINFUSIONPUMP-Alaris-Medley 8015 | [6 empty] | Verified as Rental |  |  | MHHS-Woodlands
NO | YES |  |  |  | FFP2017 |  | CAREFUSION | 8015M |  |  | Rental | MHHS-Woodlands |  |  |  | FFP2017 |  | Woodlands |  | Rental | [7 empty] | CONTROLLERINFUSIONPUMP-Alaris-Medley 8015 |  | MEDLEY PCU W/NETWORK *MEMORIAL HERMANN* |  |  | CONTROLLERINFUSIONPUMP-Alaris-Medley 8015 | [6 empty] | Verified as Rental |  |  | MHHS-Woodlands
NO | YES |  |  |  | FFP2019 |  | CAREFUSION | 8015M |  |  | Rental | MHHS-Woodlands |  |  |  | FFP2019 |  | Woodlands |  | Rental | [7 empty] | CONTROLLERINFUSIONPUMP-Alaris-Medley 8015 |  | MEDLEY PCU W/NETWORK *MEMORIAL HERMANN* |  |  | CONTROLLERINFUSIONPUMP-Alaris-Medley 8015 | [6 empty] | Verified as Rental |  |  | MHHS-Woodlands
NO | YES |  |  |  | FFP2020 |  | CAREFUSION | 8015M |  |  | Rental | MHHS-Woodlands |  |  |  | FFP2020 |  | Woodlands |  | Rental | [7 empty] | CONTROLLERINFUSIONPUMP-Alaris-Medley 8015 |  | MEDLEY PCU W/NETWORK *MEMORIAL HERMANN* |  |  | CONTROLLERINFUSIONPUMP-Alaris-Medley 8015 | [6 empty] | Verified as Rental |  |  | MHHS-Woodlands
NO | YES |  |  |  | FFP2026 |  | CAREFUSION | 8015M |  |  | Rental | MHHS-Woodlands |  |  |  | FFP2026 |  | Woodlands |  | Rental | [7 empty] | CONTROLLERINFUSIONPUMP-Alaris-Medley 8015 |  | MEDLEY PCU W/NETWORK *MEMORIAL HERMANN* |  |  | CONTROLLERINFUSIONPUMP-Alaris-Medley 8015 | [6 empty] | Verified as Rental |  |  | MHHS-Woodlands
NO | YES |  |  |  | FFP2033 |  | CAREFUSION | 8015M |  |  | Rental | MHHS-Woodlands |  |  |  | FFP2033 |  | Woodlands |  | Rental | [7 empty] | CONTROLLERINFUSIONPUMP-Alaris-Medley 8015 |  | MEDLEY PCU W/NETWORK *MEMORIAL HERMANN* |  |  | CONTROLLERINFUSIONPUMP-Alaris-Medley 8015 | [6 empty] | Verified as Rental |  |  | MHHS-Woodlands
NO | YES |  |  |  | FFP2038 |  | CAREFUSION | 8015M |  |  | Rental | MHHS-Woodlands |  |  |  | FFP2038 |  | Woodlands |  | Rental | [7 empty] | CONTROLLERINFUSIONPUMP-Alaris-Medley 8015 |  | MEDLEY PCU W/NETWORK *MEMORIAL HERMANN* |  |  | CONTROLLERINFUSIONPUMP-Alaris-Medley 8015 | [6 empty] | Verified as Rental |  |  | MHHS-Woodlands
NO | YES |  |  |  | FFP2049 |  | CAREFUSION | 8015M |  |  | Rental | MHHS-Woodlands |  |  |  | FFP2049 |  | Woodlands |  | Rental | [7 empty] | CONTROLLERINFUSIONPUMP-Alaris-Medley 8015 |  | MEDLEY PCU W/NETWORK *MEMORIAL HERMANN* |  |  | CONTROLLERINFUSIONPUMP-Alaris-Medley 8015 | [6 empty] | Verified as Rental |  |  | MHHS-Woodlands
NO | YES |  |  |  | FFP2052 |  | CAREFUSION | 8015M |  |  | Rental | MHHS-Woodlands |  |  |  | FFP2052 |  | Woodlands |  | Rental | [7 empty] | CONTROLLERINFUSIONPUMP-Alaris-Medley 8015 |  | MEDLEY PCU W/NETWORK *MEMORIAL HERMANN* |  |  | CONTROLLERINFUSIONPUMP-Alaris-Medley 8015 | [6 empty] | Verified as Rental |  |  | MHHS-Woodlands
NO | YES |  |  |  | FFP2059 |  | CAREFUSION | 8015M |  |  | Rental | MHHS-Woodlands |  |  |  | FFP2059 |  | Woodlands |  | Rental | [7 empty] | CONTROLLERINFUSIONPUMP-Alaris-Medley 8015 |  | MEDLEY PCU W/NETWORK *MEMORIAL HERMANN* |  |  | CONTROLLERINFUSIONPUMP-Alaris-Medley 8015 | [6 empty] | Verified as Rental |  |  | MHHS-Woodlands
NO | YES |  |  |  | FFP2062 |  | CAREFUSION | 8015M |  |  | Rental | MHHS-Woodlands |  |  |  | FFP2062 |  | Woodlands |  | Rental | [7 empty] | CONTROLLERINFUSIONPUMP-Alaris-Medley 8015 |  | MEDLEY PCU W/NETWORK *MEMORIAL HERMANN* |  |  | CONTROLLERINFUSIONPUMP-Alaris-Medley 8015 | [6 empty] | Verified as Rental |  |  | MHHS-Woodlands
NO | YES |  |  |  | FFP2067 |  | CAREFUSION | 8015M |  |  | Rental | MHHS-Woodlands |  |  |  | FFP2067 |  | Woodlands |  | Rental | [7 empty] | CONTROLLERINFUSIONPUMP-Alaris-Medley 8015 |  | MEDLEY PCU W/NETWORK *MEMORIAL HERMANN* |  |  | CONTROLLERINFUSIONPUMP-Alaris-Medley 8015 | [6 empty] | Verified as Rental |  |  | MHHS-Woodlands
NO | YES |  |  |  | FFP2070 |  | CAREFUSION | 8015M |  |  | Rental | MHHS-Woodlands |  |  |  | FFP2070 |  | Woodlands |  | Rental | [7 empty] | CONTROLLERINFUSIONPUMP-Alaris-Medley 8015 |  | MEDLEY PCU W/NETWORK *MEMORIAL HERMANN* |  |  | CONTROLLERINFUSIONPUMP-Alaris-Medley 8015 | [6 empty] | Verified as Rental |  |  | MHHS-Woodlands
NO | YES |  |  |  | FFP2103 |  | CAREFUSION | 8015M |  |  | Rental | MHHS-Woodlands |  |  |  | FFP2103 |  | Woodlands |  | Rental | [7 empty] | CONTROLLERINFUSIONPUMP-Alaris-Medley 8015 |  | MEDLEY PCU W/NETWORK *MEMORIAL HERMANN* |  |  | CONTROLLERINFUSIONPUMP-Alaris-Medley 8015 | [6 empty] | Verified as Rental |  |  | MHHS-Woodlands
NO | YES |  |  |  | FFP2105 |  | CAREFUSION | 8015M |  |  | Rental | MHHS-Woodlands |  |  |  | FFP2105 |  | Woodlands |  | Rental | [7 empty] | CONTROLLERINFUSIONPUMP-Alaris-Medley 8015 |  | MEDLEY PCU W/NETWORK *MEMORIAL HERMANN* |  |  | CONTROLLERINFUSIONPUMP-Alaris-Medley 8015 | [6 empty] | Verified as Rental |  |  | MHHS-Woodlands
NO | YES |  |  |  | FFP2107 |  | CAREFUSION | 8015M |  |  | Rental | MHHS-Woodlands |  |  |  | FFP2107 |  | Woodlands |  | Rental | [7 empty] | CONTROLLERINFUSIONPUMP-Alaris-Medley 8015 |  | MEDLEY PCU W/NETWORK *MEMORIAL HERMANN* |  |  | CONTROLLERINFUSIONPUMP-Alaris-Medley 8015 | [6 empty] | Verified as Rental |  |  | MHHS-Woodlands
NO | YES |  |  |  | FFP2108 |  | CAREFUSION | 8015M |  |  | Rental | MHHS-Woodlands |  |  |  | FFP2108 |  | Woodlands |  | Rental | [7 empty] | CONTROLLERINFUSIONPUMP-Alaris-Medley 8015 |  | MEDLEY PCU W/NETWORK *MEMORIAL HERMANN* |  |  | CONTROLLERINFUSIONPUMP-Alaris-Medley 8015 | [6 empty] | Verified as Rental |  |  | MHHS-Woodlands
NO | YES |  |  |  | FFP2113 |  | CAREFUSION | 8015M |  |  | Rental | MHHS-Woodlands |  |  |  | FFP2113 |  | Woodlands |  | Rental | [7 empty] | CONTROLLERINFUSIONPUMP-Alaris-Medley 8015 |  | MEDLEY PCU W/NETWORK *MEMORIAL HERMANN* |  |  | CONTROLLERINFUSIONPUMP-Alaris-Medley 8015 | [6 empty] | Verified as Rental |  |  | MHHS-Woodlands
NO | YES |  |  |  | FFP2124 |  | CAREFUSION | 8015M |  |  | Rental | MHHS-Woodlands |  |  |  | FFP2124 |  | Woodlands |  | Rental | [7 empty] | CONTROLLERINFUSIONPUMP-Alaris-Medley 8015 |  | MEDLEY PCU W/NETWORK *MEMORIAL HERMANN* |  |  | CONTROLLERINFUSIONPUMP-Alaris-Medley 8015 | [6 empty] | Verified as Rental |  |  | MHHS-Woodlands
NO | YES |  |  |  | FFP2139 |  | CAREFUSION | 8015M |  |  | Rental | MHHS-Woodlands |  |  |  | FFP2139 |  | Woodlands |  | Rental | [7 empty] | CONTROLLERINFUSIONPUMP-Alaris-Medley 8015 |  | MEDLEY PCU W/NETWORK *MEMORIAL HERMANN* |  |  | CONTROLLERINFUSIONPUMP-Alaris-Medley 8015 | [6 empty] | Verified as Rental |  |  | MHHS-Woodlands
NO | YES |  |  |  | FFP2146 |  | CAREFUSION | 8015M |  |  | Rental | MHHS-Woodlands |  |  |  | FFP2146 |  | Woodlands |  | Rental | [7 empty] | CONTROLLERINFUSIONPUMP-Alaris-Medley 8015 |  | MEDLEY PCU W/NETWORK *MEMORIAL HERMANN* |  |  | CONTROLLERINFUSIONPUMP-Alaris-Medley 8015 | [6 empty] | Verified as Rental |  |  | MHHS-Woodlands
NO | YES |  |  |  | FFP2153 |  | CAREFUSION | 8015M |  |  | Rental | MHHS-Woodlands |  |  |  | FFP2153 |  | Woodlands |  | Rental | [7 empty] | CONTROLLERINFUSIONPUMP-Alaris-Medley 8015 |  | MEDLEY PCU W/NETWORK *MEMORIAL HERMANN* |  |  | CONTROLLERINFUSIONPUMP-Alaris-Medley 8015 | [6 empty] | Verified as Rental |  |  | MHHS-Woodlands
NO | YES |  |  |  | FFP2202 |  | CAREFUSION | 8015M |  |  | Rental | MHHS-Woodlands |  |  |  | FFP2202 |  | Woodlands |  | Rental | [7 empty] | CONTROLLERINFUSIONPUMP-Alaris-Medley 8015 |  | MEDLEY PCU W/NETWORK *MEMORIAL HERMANN* |  |  | CONTROLLERINFUSIONPUMP-Alaris-Medley 8015 | [6 empty] | Verified as Rental |  |  | MHHS-Woodlands
NO | YES |  |  |  | FFP2206 |  | CAREFUSION | 8015M |  |  | Rental | MHHS-Woodlands |  |  |  | FFP2206 |  | Woodlands |  | Rental | [7 empty] | CONTROLLERINFUSIONPUMP-Alaris-Medley 8015 |  | MEDLEY PCU W/NETWORK *MEMORIAL HERMANN* |  |  | CONTROLLERINFUSIONPUMP-Alaris-Medley 8015 | [6 empty] | Verified as Rental |  |  | MHHS-Woodlands
NO | YES |  |  |  | FFP2226 |  | CAREFUSION | 8015M |  |  | Rental | MHHS-Woodlands |  |  |  | FFP2226 |  | Woodlands |  | Rental | [7 empty] | CONTROLLERINFUSIONPUMP-Alaris-Medley 8015 |  | MEDLEY PCU W/NETWORK *MEMORIAL HERMANN* |  |  | CONTROLLERINFUSIONPUMP-Alaris-Medley 8015 | [6 empty] | Verified as Rental |  |  | MHHS-Woodlands
NO | YES |  |  |  | FFP2228 |  | CAREFUSION | 8015M |  |  | Rental | MHHS-Woodlands |  |  |  | FFP2228 |  | Woodlands |  | Rental | [7 empty] | CONTROLLERINFUSIONPUMP-Alaris-Medley 8015 |  | MEDLEY PCU W/NETWORK *MEMORIAL HERMANN* |  |  | CONTROLLERINFUSIONPUMP-Alaris-Medley 8015 | [6 empty] | Verified as Rental |  |  | MHHS-Woodlands
NO | YES |  |  |  | FFP2236 |  | CAREFUSION | 8015M |  |  | Rental | MHHS-Woodlands |  |  |  | FFP2236 |  | Woodlands |  | Rental | [7 empty] | CONTROLLERINFUSIONPUMP-Alaris-Medley 8015 |  | MEDLEY PCU W/NETWORK *MEMORIAL HERMANN* |  |  | CONTROLLERINFUSIONPUMP-Alaris-Medley 8015 | [6 empty] | Verified as Rental |  |  | MHHS-Woodlands
NO | YES |  |  |  | FFP2247 |  | CAREFUSION | 8015M |  |  | Rental | MHHS-Woodlands |  |  |  | FFP2247 |  | Woodlands |  | Rental | [7 empty] | CONTROLLERINFUSIONPUMP-Alaris-Medley 8015 |  | MEDLEY PCU W/NETWORK *MEMORIAL HERMANN* |  |  | CONTROLLERINFUSIONPUMP-Alaris-Medley 8015 | [6 empty] | Verified as Rental |  |  | MHHS-Woodlands
NO | YES |  |  |  | FFP2259 |  | CAREFUSION | 8015M |  |  | Rental | MHHS-Woodlands |  |  |  | FFP2259 |  | Woodlands |  | Rental | [7 empty] | CONTROLLERINFUSIONPUMP-Alaris-Medley 8015 |  | MEDLEY PCU W/NETWORK *MEMORIAL HERMANN* |  |  | CONTROLLERINFUSIONPUMP-Alaris-Medley 8015 | [6 empty] | Verified as Rental |  |  | MHHS-Woodlands
NO | YES |  |  |  | FFP2285 |  | CAREFUSION | 8015M |  |  | Rental | MHHS-Woodlands |  |  |  | FFP2285 |  | Woodlands |  | Rental | [7 empty] | CONTROLLERINFUSIONPUMP-Alaris-Medley 8015 |  | MEDLEY PCU W/NETWORK *MEMORIAL HERMANN* |  |  | CONTROLLERINFUSIONPUMP-Alaris-Medley 8015 | [6 empty] | Verified as Rental |  |  | MHHS-Woodlands
NO | YES |  |  |  | FFP2298 |  | CAREFUSION | 8015M |  |  | Rental | MHHS-Woodlands |  |  |  | FFP2298 |  | Woodlands |  | Rental | [7 empty] | CONTROLLERINFUSIONPUMP-Alaris-Medley 8015 |  | MEDLEY PCU W/NETWORK *MEMORIAL HERMANN* |  |  | CONTROLLERINFUSIONPUMP-Alaris-Medley 8015 | [6 empty] | Verified as Rental |  |  | MHHS-Woodlands
NO | YES |  |  |  | FFP2323 |  | CAREFUSION | 8015M |  |  | Rental | MHHS-Woodlands |  |  |  | FFP2323 |  | Woodlands |  | Rental | [7 empty] | CONTROLLERINFUSIONPUMP-Alaris-Medley 8015 |  | MEDLEY PCU W/NETWORK *MEMORIAL HERMANN* |  |  | CONTROLLERINFUSIONPUMP-Alaris-Medley 8015 | [6 empty] | Verified as Rental |  |  | MHHS-Woodlands
NO | YES |  |  |  | FFP2337 |  | CAREFUSION | 8015M |  |  | Rental | MHHS-Woodlands |  |  |  | FFP2337 |  | Woodlands |  | Rental | [7 empty] | CONTROLLERINFUSIONPUMP-Alaris-Medley 8015 |  | MEDLEY PCU W/NETWORK *MEMORIAL HERMANN* |  |  | CONTROLLERINFUSIONPUMP-Alaris-Medley 8015 | [6 empty] | Verified as Rental |  |  | MHHS-Woodlands
NO | YES |  |  |  | FFP2338 |  | CAREFUSION | 8015M |  |  | Rental | MHHS-Woodlands |  |  |  | FFP2338 |  | Woodlands |  | Rental | [7 empty] | CONTROLLERINFUSIONPUMP-Alaris-Medley 8015 |  | MEDLEY PCU W/NETWORK *MEMORIAL HERMANN* |  |  | CONTROLLERINFUSIONPUMP-Alaris-Medley 8015 | [6 empty] | Verified as Rental |  |  | MHHS-Woodlands
NO | YES |  |  |  | FFP2363 |  | CAREFUSION | 8015M |  |  | Rental | MHHS-Woodlands |  |  |  | FFP2363 |  | Woodlands |  | Rental | [7 empty] | CONTROLLERINFUSIONPUMP-Alaris-Medley 8015 |  | MEDLEY PCU W/NETWORK *MEMORIAL HERMANN* |  |  | CONTROLLERINFUSIONPUMP-Alaris-Medley 8015 | [6 empty] | Verified as Rental |  |  | MHHS-Woodlands
NO | YES |  |  |  | FFP2398 |  | CAREFUSION | 8015M |  |  | Rental | MHHS-Woodlands |  |  |  | FFP2398 |  | Woodlands |  | Rental | [7 empty] | CONTROLLERINFUSIONPUMP-Alaris-Medley 8015 |  | MEDLEY PCU W/NETWORK *MEMORIAL HERMANN* |  |  | CONTROLLERINFUSIONPUMP-Alaris-Medley 8015 | [6 empty] | Verified as Rental |  |  | MHHS-Woodlands
NO | YES |  |  |  | FFP2401 |  | CAREFUSION | 8015M |  |  | Rental | MHHS-Woodlands |  |  |  | FFP2401 |  | Woodlands |  | Rental | [7 empty] | CONTROLLERINFUSIONPUMP-Alaris-Medley 8015 |  | MEDLEY PCU W/NETWORK *MEMORIAL HERMANN* |  |  | CONTROLLERINFUSIONPUMP-Alaris-Medley 8015 | [6 empty] | Verified as Rental |  |  | MHHS-Woodlands
NO | YES |  |  |  | FFP2413 |  | CAREFUSION | 8015M |  |  | Rental | MHHS-Woodlands |  |  |  | FFP2413 |  | Woodlands |  | Rental | [7 empty] | CONTROLLERINFUSIONPUMP-Alaris-Medley 8015 |  | MEDLEY PCU W/NETWORK *MEMORIAL HERMANN* |  |  | CONTROLLERINFUSIONPUMP-Alaris-Medley 8015 | [6 empty] | Verified as Rental |  |  | MHHS-Woodlands
NO | YES |  |  |  | FFP2415 |  | CAREFUSION | 8015M |  |  | Rental | MHHS-Woodlands |  |  |  | FFP2415 |  | Woodlands |  | Rental | [7 empty] | CONTROLLERINFUSIONPUMP-Alaris-Medley 8015 |  | MEDLEY PCU W/NETWORK *MEMORIAL HERMANN* |  |  | CONTROLLERINFUSIONPUMP-Alaris-Medley 8015 | [6 empty] | Verified as Rental |  |  | MHHS-Woodlands
NO | YES |  |  |  | FFP2438 |  | CAREFUSION | 8015M |  |  | Rental | MHHS-Woodlands |  |  |  | FFP2438 |  | Woodlands |  | Rental | [7 empty] | CONTROLLERINFUSIONPUMP-Alaris-Medley 8015 |  | MEDLEY PCU W/NETWORK *MEMORIAL HERMANN* |  |  | CONTROLLERINFUSIONPUMP-Alaris-Medley 8015 | [6 empty] | Verified as Rental |  |  | MHHS-Woodlands
NO | YES |  |  |  | FFP2471 |  | CAREFUSION | 8015M |  |  | Rental | MHHS-Woodlands |  |  |  | FFP2471 |  | Woodlands |  | Rental | [7 empty] | CONTROLLERINFUSIONPUMP-Alaris-Medley 8015 |  | MEDLEY PCU W/NETWORK *MEMORIAL HERMANN* |  |  | CONTROLLERINFUSIONPUMP-Alaris-Medley 8015 | [6 empty] | Verified as Rental |  |  | MHHS-Woodlands
NO | YES |  |  |  | FFP2480 |  | CAREFUSION | 8015M |  |  | Rental | MHHS-Woodlands |  |  |  | FFP2480 |  | Woodlands |  | Rental | [7 empty] | CONTROLLERINFUSIONPUMP-Alaris-Medley 8015 |  | MEDLEY PCU W/NETWORK *MEMORIAL HERMANN* |  |  | CONTROLLERINFUSIONPUMP-Alaris-Medley 8015 | [6 empty] | Verified as Rental |  |  | MHHS-Woodlands
NO | YES |  |  |  | FFP2501 |  | CAREFUSION | 8015M |  |  | Rental | MHHS-Woodlands |  |  |  | FFP2501 |  | Woodlands |  | Rental | [7 empty] | CONTROLLERINFUSIONPUMP-Alaris-Medley 8015 |  | MEDLEY PCU W/NETWORK *MEMORIAL HERMANN* |  |  | CONTROLLERINFUSIONPUMP-Alaris-Medley 8015 | [6 empty] | Verified as Rental |  |  | MHHS-Woodlands
NO | YES |  |  |  | FFP2552 |  | CAREFUSION | 8015M |  |  | Rental | MHHS-Woodlands |  |  |  | FFP2552 |  | Woodlands |  | Rental | [7 empty] | CONTROLLERINFUSIONPUMP-Alaris-Medley 8015 |  | MEDLEY PCU W/NETWORK *MEMORIAL HERMANN* |  |  | CONTROLLERINFUSIONPUMP-Alaris-Medley 8015 | [6 empty] | Verified as Rental |  |  | MHHS-Woodlands
NO | YES |  |  |  | FFP2554 |  | CAREFUSION | 8015M |  |  | Rental | MHHS-Woodlands |  |  |  | FFP2554 |  | Woodlands |  | Rental | [7 empty] | CONTROLLERINFUSIONPUMP-Alaris-Medley 8015 |  | MEDLEY PCU W/NETWORK *MEMORIAL HERMANN* |  |  | CONTROLLERINFUSIONPUMP-Alaris-Medley 8015 | [6 empty] | Verified as Rental |  |  | MHHS-Woodlands
NO | YES |  |  |  | FFP2557 |  | CAREFUSION | 8015M |  |  | Rental | MHHS-Woodlands |  |  |  | FFP2557 |  | Woodlands |  | Rental | [7 empty] | CONTROLLERINFUSIONPUMP-Alaris-Medley 8015 |  | MEDLEY PCU W/NETWORK *MEMORIAL HERMANN* |  |  | CONTROLLERINFUSIONPUMP-Alaris-Medley 8015 | [6 empty] | Verified as Rental |  |  | MHHS-Woodlands
NO | YES |  |  |  | FFP2578 |  | CAREFUSION | 8015M |  |  | Rental | MHHS-Woodlands |  |  |  | FFP2578 |  | Woodlands |  | Rental | [7 empty] | CONTROLLERINFUSIONPUMP-Alaris-Medley 8015 |  | MEDLEY PCU W/NETWORK *MEMORIAL HERMANN* |  |  | CONTROLLERINFUSIONPUMP-Alaris-Medley 8015 | [6 empty] | Verified as Rental |  |  | MHHS-Woodlands
NO | YES |  |  |  | FFP2585 |  | CAREFUSION | 8015M |  |  | Rental | MHHS-Woodlands |  |  |  | FFP2585 |  | Woodlands |  | Rental | [7 empty] | CONTROLLERINFUSIONPUMP-Alaris-Medley 8015 |  | MEDLEY PCU W/NETWORK *MEMORIAL HERMANN* |  |  | CONTROLLERINFUSIONPUMP-Alaris-Medley 8015 | [6 empty] | Verified as Rental |  |  | MHHS-Woodlands
NO | YES |  |  |  | FFP2610 |  | CAREFUSION | 8015M |  |  | Rental | MHHS-Woodlands |  |  |  | FFP2610 |  | Woodlands |  | Rental | [7 empty] | CONTROLLERINFUSIONPUMP-Alaris-Medley 8015 |  | MEDLEY PCU W/NETWORK *MEMORIAL HERMANN* |  |  | CONTROLLERINFUSIONPUMP-Alaris-Medley 8015 | [6 empty] | Verified as Rental |  |  | MHHS-Woodlands
NO | YES |  |  |  | FFP2626 |  | CAREFUSION | 8015M |  |  | Rental | MHHS-Woodlands |  |  |  | FFP2626 |  | Woodlands |  | Rental | [7 empty] | CONTROLLERINFUSIONPUMP-Alaris-Medley 8015 |  | MEDLEY PCU W/NETWORK *MEMORIAL HERMANN* |  |  | CONTROLLERINFUSIONPUMP-Alaris-Medley 8015 | [6 empty] | Verified as Rental |  |  | MHHS-Woodlands
NO | YES |  |  |  | FFP2628 |  | CAREFUSION | 8015M |  |  | Rental | MHHS-Woodlands |  |  |  | FFP2628 |  | Woodlands |  | Rental | [7 empty] | CONTROLLERINFUSIONPUMP-Alaris-Medley 8015 |  | MEDLEY PCU W/NETWORK *MEMORIAL HERMANN* |  |  | CONTROLLERINFUSIONPUMP-Alaris-Medley 8015 | [6 empty] | Verified as Rental |  |  | MHHS-Woodlands
NO | YES |  |  |  | FFP2635 |  | CAREFUSION | 8015M |  |  | Rental | MHHS-Woodlands |  |  |  | FFP2635 |  | Woodlands |  | Rental | [7 empty] | CONTROLLERINFUSIONPUMP-Alaris-Medley 8015 |  | MEDLEY PCU W/NETWORK *MEMORIAL HERMANN* |  |  | CONTROLLERINFUSIONPUMP-Alaris-Medley 8015 | [6 empty] | Verified as Rental |  |  | MHHS-Woodlands
NO | YES |  |  |  | FFP2675 |  | CAREFUSION | 8015M |  |  | Rental | MHHS-Woodlands |  |  |  | FFP2675 |  | Woodlands |  | Rental | [7 empty] | CONTROLLERINFUSIONPUMP-Alaris-Medley 8015 |  | MEDLEY PCU W/NETWORK *MEMORIAL HERMANN* |  |  | CONTROLLERINFUSIONPUMP-Alaris-Medley 8015 | [6 empty] | Verified as Rental |  |  | MHHS-Woodlands
NO | YES |  |  |  | FFP2679 |  | CAREFUSION | 8015M |  |  | Rental | MHHS-Woodlands |  |  |  | FFP2679 |  | Woodlands |  | Rental | [7 empty] | CONTROLLERINFUSIONPUMP-Alaris-Medley 8015 |  | MEDLEY PCU W/NETWORK *MEMORIAL HERMANN* |  |  | CONTROLLERINFUSIONPUMP-Alaris-Medley 8015 | [6 empty] | Verified as Rental |  |  | MHHS-Woodlands
NO | YES |  |  |  | FFP2685 |  | CAREFUSION | 8015M |  |  | Rental | MHHS-Woodlands |  |  |  | FFP2685 |  | Woodlands |  | Rental | [7 empty] | CONTROLLERINFUSIONPUMP-Alaris-Medley 8015 |  | MEDLEY PCU W/NETWORK *MEMORIAL HERMANN* |  |  | CONTROLLERINFUSIONPUMP-Alaris-Medley 8015 | [6 empty] | Verified as Rental |  |  | MHHS-Woodlands
NO | YES |  |  |  | FFP2693 |  | CAREFUSION | 8015M |  |  | Rental | MHHS-Woodlands |  |  |  | FFP2693 |  | Woodlands |  | Rental | [7 empty] | CONTROLLERINFUSIONPUMP-Alaris-Medley 8015 |  | MEDLEY PCU W/NETWORK *MEMORIAL HERMANN* |  |  | CONTROLLERINFUSIONPUMP-Alaris-Medley 8015 | [6 empty] | Verified as Rental |  |  | MHHS-Woodlands
NO | YES |  |  |  | FFP2704 |  | CAREFUSION | 8015M |  |  | Rental | MHHS-Woodlands |  |  |  | FFP2704 |  | Woodlands |  | Rental | [7 empty] | CONTROLLERINFUSIONPUMP-Alaris-Medley 8015 |  | MEDLEY PCU W/NETWORK *MEMORIAL HERMANN* |  |  | CONTROLLERINFUSIONPUMP-Alaris-Medley 8015 | [6 empty] | Verified as Rental |  |  | MHHS-Woodlands
NO | YES |  |  |  | FFP2707 |  | CAREFUSION | 8015M |  |  | Rental | MHHS-Woodlands |  |  |  | FFP2707 |  | Woodlands |  | Rental | [7 empty] | CONTROLLERINFUSIONPUMP-Alaris-Medley 8015 |  | MEDLEY PCU W/NETWORK *MEMORIAL HERMANN* |  |  | CONTROLLERINFUSIONPUMP-Alaris-Medley 8015 | [6 empty] | Verified as Rental |  |  | MHHS-Woodlands
NO | YES |  |  |  | FFP2711 |  | CAREFUSION | 8015M |  |  | Rental | MHHS-Woodlands |  |  |  | FFP2711 |  | Woodlands |  | Rental | [7 empty] | CONTROLLERINFUSIONPUMP-Alaris-Medley 8015 |  | MEDLEY PCU W/NETWORK *MEMORIAL HERMANN* |  |  | CONTROLLERINFUSIONPUMP-Alaris-Medley 8015 | [6 empty] | Verified as Rental |  |  | MHHS-Woodlands
NO | YES |  |  |  | FFP2733 |  | CAREFUSION | 8015M |  |  | Rental | MHHS-Woodlands |  |  |  | FFP2733 |  | Woodlands |  | Rental | [7 empty] | CONTROLLERINFUSIONPUMP-Alaris-Medley 8015 |  | MEDLEY PCU W/NETWORK *MEMORIAL HERMANN* |  |  | CONTROLLERINFUSIONPUMP-Alaris-Medley 8015 | [6 empty] | Verified as Rental |  |  | MHHS-Woodlands
NO | YES |  |  |  | FFP2762 |  | CAREFUSION | 8015M |  |  | Rental | MHHS-Woodlands |  |  |  | FFP2762 |  | Woodlands |  | Rental | [7 empty] | CONTROLLERINFUSIONPUMP-Alaris-Medley 8015 |  | MEDLEY PCU W/NETWORK *MEMORIAL HERMANN* |  |  | CONTROLLERINFUSIONPUMP-Alaris-Medley 8015 | [6 empty] | Verified as Rental |  |  | MHHS-Woodlands
NO | YES |  |  |  | FFP2765 |  | CAREFUSION | 8015M |  |  | Rental | MHHS-Woodlands |  |  |  | FFP2765 |  | Woodlands |  | Rental | [7 empty] | CONTROLLERINFUSIONPUMP-Alaris-Medley 8015 |  | MEDLEY PCU W/NETWORK *MEMORIAL HERMANN* |  |  | CONTROLLERINFUSIONPUMP-Alaris-Medley 8015 | [6 empty] | Verified as Rental |  |  | MHHS-Woodlands
NO | YES |  |  |  | FFP2786 |  | CAREFUSION | 8015M |  |  | Rental | MHHS-Woodlands |  |  |  | FFP2786 |  | Woodlands |  | Rental | [7 empty] | CONTROLLERINFUSIONPUMP-Alaris-Medley 8015 |  | MEDLEY PCU W/NETWORK *MEMORIAL HERMANN* |  |  | CONTROLLERINFUSIONPUMP-Alaris-Medley 8015 | [6 empty] | Verified as Rental |  |  | MHHS-Woodlands
NO | YES |  |  |  | FFP2796 |  | CAREFUSION | 8015M |  |  | Rental | MHHS-Woodlands |  |  |  | FFP2796 |  | Woodlands |  | Rental | [7 empty] | CONTROLLERINFUSIONPUMP-Alaris-Medley 8015 |  | MEDLEY PCU W/NETWORK *MEMORIAL HERMANN* |  |  | CONTROLLERINFUSIONPUMP-Alaris-Medley 8015 | [6 empty] | Verified as Rental |  |  | MHHS-Woodlands
NO | YES |  |  |  | FFP2811 |  | CAREFUSION | 8015M |  |  | Rental | MHHS-Woodlands |  |  |  | FFP2811 |  | Woodlands |  | Rental | [7 empty] | CONTROLLERINFUSIONPUMP-Alaris-Medley 8015 |  | MEDLEY PCU W/NETWORK *MEMORIAL HERMANN* |  |  | CONTROLLERINFUSIONPUMP-Alaris-Medley 8015 | [6 empty] | Verified as Rental |  |  | MHHS-Woodlands
NO | YES |  |  |  | FFP2814 |  | CAREFUSION | 8015M |  |  | Rental | MHHS-Woodlands |  |  |  | FFP2814 |  | Woodlands |  | Rental | [7 empty] | CONTROLLERINFUSIONPUMP-Alaris-Medley 8015 |  | MEDLEY PCU W/NETWORK *MEMORIAL HERMANN* |  |  | CONTROLLERINFUSIONPUMP-Alaris-Medley 8015 | [6 empty] | Verified as Rental |  |  | MHHS-Woodlands
NO | YES |  |  |  | FFP2819 |  | CAREFUSION | 8015M |  |  | Rental | MHHS-Woodlands |  |  |  | FFP2819 |  | Woodlands |  | Rental | [7 empty] | CONTROLLERINFUSIONPUMP-Alaris-Medley 8015 |  | MEDLEY PCU W/NETWORK *MEMORIAL HERMANN* |  |  | CONTROLLERINFUSIONPUMP-Alaris-Medley 8015 | [6 empty] | Verified as Rental |  |  | MHHS-Woodlands
NO | YES |  |  |  | FFP2845 |  | CAREFUSION | 8015M |  |  | Rental | MHHS-Woodlands |  |  |  | FFP2845 |  | Woodlands |  | Rental | [7 empty] | CONTROLLERINFUSIONPUMP-Alaris-Medley 8015 |  | MEDLEY PCU W/NETWORK *MEMORIAL HERMANN* |  |  | CONTROLLERINFUSIONPUMP-Alaris-Medley 8015 | [6 empty] | Verified as Rental |  |  | MHHS-Woodlands
NO | YES |  |  |  | FFP2848 |  | CAREFUSION | 8015M |  |  | Rental | MHHS-Woodlands |  |  |  | FFP2848 |  | Woodlands |  | Rental | [7 empty] | CONTROLLERINFUSIONPUMP-Alaris-Medley 8015 |  | MEDLEY PCU W/NETWORK *MEMORIAL HERMANN* |  |  | CONTROLLERINFUSIONPUMP-Alaris-Medley 8015 | [6 empty] | Verified as Rental |  |  | MHHS-Woodlands
NO | YES |  |  |  | FFP2854 |  | CAREFUSION | 8015M |  |  | Rental | MHHS-Woodlands |  |  |  | FFP2854 |  | Woodlands |  | Rental | [7 empty] | CONTROLLERINFUSIONPUMP-Alaris-Medley 8015 |  | MEDLEY PCU W/NETWORK *MEMORIAL HERMANN* |  |  | CONTROLLERINFUSIONPUMP-Alaris-Medley 8015 | [6 empty] | Verified as Rental |  |  | MHHS-Woodlands
NO | YES |  |  |  | FFP2856 |  | CAREFUSION | 8015M |  |  | Rental | MHHS-Woodlands |  |  |  | FFP2856 |  | Woodlands |  | Rental | [7 empty] | CONTROLLERINFUSIONPUMP-Alaris-Medley 8015 |  | MEDLEY PCU W/NETWORK *MEMORIAL HERMANN* |  |  | CONTROLLERINFUSIONPUMP-Alaris-Medley 8015 | [6 empty] | Verified as Rental |  |  | MHHS-Woodlands
NO | YES |  |  |  | FFP2860 |  | CAREFUSION | 8015M |  |  | Rental | MHHS-Woodlands |  |  |  | FFP2860 |  | Woodlands |  | Rental | [7 empty] | CONTROLLERINFUSIONPUMP-Alaris-Medley 8015 |  | MEDLEY PCU W/NETWORK *MEMORIAL HERMANN* |  |  | CONTROLLERINFUSIONPUMP-Alaris-Medley 8015 | [6 empty] | Verified as Rental |  |  | MHHS-Woodlands
NO | YES |  |  |  | FFP2875 |  | CAREFUSION | 8015M |  |  | Rental | MHHS-Woodlands |  |  |  | FFP2875 |  | Woodlands |  | Rental | [7 empty] | CONTROLLERINFUSIONPUMP-Alaris-Medley 8015 |  | MEDLEY PCU W/NETWORK *MEMORIAL HERMANN* |  |  | CONTROLLERINFUSIONPUMP-Alaris-Medley 8015 | [6 empty] | Verified as Rental |  |  | MHHS-Woodlands
NO | YES |  |  |  | FFP2886 |  | CAREFUSION | 8015M |  |  | Rental | MHHS-Woodlands |  |  |  | FFP2886 |  | Woodlands |  | Rental | [7 empty] | CONTROLLERINFUSIONPUMP-Alaris-Medley 8015 |  | MEDLEY PCU W/NETWORK *MEMORIAL HERMANN* |  |  | CONTROLLERINFUSIONPUMP-Alaris-Medley 8015 | [6 empty] | Verified as Rental |  |  | MHHS-Woodlands
NO | YES |  |  |  | FFP2890 |  | CAREFUSION | 8015M |  |  | Rental | MHHS-Woodlands |  |  |  | FFP2890 |  | Woodlands |  | Rental | [7 empty] | CONTROLLERINFUSIONPUMP-Alaris-Medley 8015 |  | MEDLEY PCU W/NETWORK *MEMORIAL HERMANN* |  |  | CONTROLLERINFUSIONPUMP-Alaris-Medley 8015 | [6 empty] | Verified as Rental |  |  | MHHS-Woodlands
NO | YES |  |  |  | FFP2892 |  | CAREFUSION | 8015M |  |  | Rental | MHHS-Woodlands |  |  |  | FFP2892 |  | Woodlands |  | Rental | [7 empty] | CONTROLLERINFUSIONPUMP-Alaris-Medley 8015 |  | MEDLEY PCU W/NETWORK *MEMORIAL HERMANN* |  |  | CONTROLLERINFUSIONPUMP-Alaris-Medley 8015 | [6 empty] | Verified as Rental |  |  | MHHS-Woodlands
NO | YES |  |  |  | FFP2914 |  | CAREFUSION | 8015M |  |  | Rental | MHHS-Woodlands |  |  |  | FFP2914 |  | Woodlands |  | Rental | [7 empty] | CONTROLLERINFUSIONPUMP-Alaris-Medley 8015 |  | MEDLEY PCU W/NETWORK *MEMORIAL HERMANN* |  |  | CONTROLLERINFUSIONPUMP-Alaris-Medley 8015 | [6 empty] | Verified as Rental |  |  | MHHS-Woodlands
NO | YES |  |  |  | FFP2923 |  | CAREFUSION | 8015M |  |  | Rental | MHHS-Woodlands |  |  |  | FFP2923 |  | Woodlands |  | Rental | [7 empty] | CONTROLLERINFUSIONPUMP-Alaris-Medley 8015 |  | MEDLEY PCU W/NETWORK *MEMORIAL HERMANN* |  |  | CONTROLLERINFUSIONPUMP-Alaris-Medley 8015 | [6 empty] | Verified as Rental |  |  | MHHS-Woodlands
NO | YES |  |  |  | FFP2924 |  | CAREFUSION | 8015M |  |  | Rental | MHHS-Woodlands |  |  |  | FFP2924 |  | Woodlands |  | Rental | [7 empty] | CONTROLLERINFUSIONPUMP-Alaris-Medley 8015 |  | MEDLEY PCU W/NETWORK *MEMORIAL HERMANN* |  |  | CONTROLLERINFUSIONPUMP-Alaris-Medley 8015 | [6 empty] | Verified as Rental |  |  | MHHS-Woodlands
NO | YES |  |  |  | FFP2938 |  | CAREFUSION | 8015M |  |  | Rental | MHHS-Woodlands |  |  |  | FFP2938 |  | Woodlands |  | Rental | [7 empty] | CONTROLLERINFUSIONPUMP-Alaris-Medley 8015 |  | MEDLEY PCU W/NETWORK *MEMORIAL HERMANN* |  |  | CONTROLLERINFUSIONPUMP-Alaris-Medley 8015 | [6 empty] | Verified as Rental |  |  | MHHS-Woodlands
NO | YES |  |  |  | FFP2949 |  | CAREFUSION | 8015M |  |  | Rental | MHHS-Woodlands |  |  |  | FFP2949 |  | Woodlands |  | Rental | [7 empty] | CONTROLLERINFUSIONPUMP-Alaris-Medley 8015 |  | MEDLEY PCU W/NETWORK *MEMORIAL HERMANN* |  |  | CONTROLLERINFUSIONPUMP-Alaris-Medley 8015 | [6 empty] | Verified as Rental |  |  | MHHS-Woodlands
NO | YES |  |  |  | FFP2963 |  | CAREFUSION | 8015M |  |  | Rental | MHHS-Woodlands |  |  |  | FFP2963 |  | Woodlands |  | Rental | [7 empty] | CONTROLLERINFUSIONPUMP-Alaris-Medley 8015 |  | MEDLEY PCU W/NETWORK *MEMORIAL HERMANN* |  |  | CONTROLLERINFUSIONPUMP-Alaris-Medley 8015 | [6 empty] | Verified as Rental |  |  | MHHS-Woodlands
NO | YES |  |  |  | FFP3022 |  | CAREFUSION | 8015M |  |  | Rental | MHHS-Woodlands |  |  |  | FFP3022 |  | Woodlands |  | Rental | [7 empty] | CONTROLLERINFUSIONPUMP-Alaris-Medley 8015 |  | MEDLEY PCU W/NETWORK *MEMORIAL HERMANN* |  |  | CONTROLLERINFUSIONPUMP-Alaris-Medley 8015 | [6 empty] | Verified as Rental |  |  | MHHS-Woodlands
NO | YES |  |  |  | FFP3037 |  | CAREFUSION | 8015M |  |  | Rental | MHHS-Woodlands |  |  |  | FFP3037 |  | Woodlands |  | Rental | [7 empty] | CONTROLLERINFUSIONPUMP-Alaris-Medley 8015 |  | MEDLEY PCU W/NETWORK *MEMORIAL HERMANN* |  |  | CONTROLLERINFUSIONPUMP-Alaris-Medley 8015 | [6 empty] | Verified as Rental |  |  | MHHS-Woodlands
NO | YES |  |  |  | FFP3038 |  | CAREFUSION | 8015M |  |  | Rental | MHHS-Woodlands |  |  |  | FFP3038 |  | Woodlands |  | Rental | [7 empty] | CONTROLLERINFUSIONPUMP-Alaris-Medley 8015 |  | MEDLEY PCU W/NETWORK *MEMORIAL HERMANN* |  |  | CONTROLLERINFUSIONPUMP-Alaris-Medley 8015 | [6 empty] | Verified as Rental |  |  | MHHS-Woodlands
NO | YES |  |  |  | FFP3039 |  | CAREFUSION | 8015M |  |  | Rental | MHHS-Woodlands |  |  |  | FFP3039 |  | Woodlands |  | Rental | [7 empty] | CONTROLLERINFUSIONPUMP-Alaris-Medley 8015 |  | MEDLEY PCU W/NETWORK *MEMORIAL HERMANN* |  |  | CONTROLLERINFUSIONPUMP-Alaris-Medley 8015 | [6 empty] | Verified as Rental |  |  | MHHS-Woodlands
NO | YES |  |  |  | FFP3040 |  | CAREFUSION | 8015M |  |  | Rental | MHHS-Woodlands |  |  |  | FFP3040 |  | Woodlands |  | Rental | [7 empty] | CONTROLLERINFUSIONPUMP-Alaris-Medley 8015 |  | MEDLEY PCU W/NETWORK *MEMORIAL HERMANN* |  |  | CONTROLLERINFUSIONPUMP-Alaris-Medley 8015 | [6 empty] | Verified as Rental |  |  | MHHS-Woodlands
NO | YES |  |  |  | FFP3048 |  | CAREFUSION | 8015M |  |  | Rental | MHHS-Woodlands |  |  |  | FFP3048 |  | Woodlands |  | Rental | [7 empty] | CONTROLLERINFUSIONPUMP-Alaris-Medley 8015 |  | MEDLEY PCU W/NETWORK *MEMORIAL HERMANN* |  |  | CONTROLLERINFUSIONPUMP-Alaris-Medley 8015 | [6 empty] | Verified as Rental |  |  | MHHS-Woodlands
NO | YES |  |  |  | FFP3049 |  | CAREFUSION | 8015M |  |  | Rental | MHHS-Woodlands |  |  |  | FFP3049 |  | Woodlands |  | Rental | [7 empty] | CONTROLLERINFUSIONPUMP-Alaris-Medley 8015 |  | MEDLEY PCU W/NETWORK *MEMORIAL HERMANN* |  |  | CONTROLLERINFUSIONPUMP-Alaris-Medley 8015 | [6 empty] | Verified as Rental |  |  | MHHS-Woodlands
NO | YES |  |  |  | FFP3069 |  | CAREFUSION | 8015M |  |  | Rental | MHHS-Woodlands |  |  |  | FFP3069 |  | Woodlands |  | Rental | [7 empty] | CONTROLLERINFUSIONPUMP-Alaris-Medley 8015 |  | MEDLEY PCU W/NETWORK *MEMORIAL HERMANN* |  |  | CONTROLLERINFUSIONPUMP-Alaris-Medley 8015 | [6 empty] | Verified as Rental |  |  | MHHS-Woodlands
NO | YES |  |  |  | FFP3071 |  | CAREFUSION | 8015M |  |  | Rental | MHHS-Woodlands |  |  |  | FFP3071 |  | Woodlands |  | Rental | [7 empty] | CONTROLLERINFUSIONPUMP-Alaris-Medley 8015 |  | MEDLEY PCU W/NETWORK *MEMORIAL HERMANN* |  |  | CONTROLLERINFUSIONPUMP-Alaris-Medley 8015 | [6 empty] | Verified as Rental |  |  | MHHS-Woodlands
NO | YES |  |  |  | FFP3077 |  | CAREFUSION | 8015M |  |  | Rental | MHHS-Woodlands |  |  |  | FFP3077 |  | Woodlands |  | Rental | [7 empty] | CONTROLLERINFUSIONPUMP-Alaris-Medley 8015 |  | MEDLEY PCU W/NETWORK *MEMORIAL HERMANN* |  |  | CONTROLLERINFUSIONPUMP-Alaris-Medley 8015 | [6 empty] | Verified as Rental |  |  | MHHS-Woodlands
NO | YES |  |  |  | FFP3089 |  | CAREFUSION | 8015M |  |  | Rental | MHHS-Woodlands |  |  |  | FFP3089 |  | Woodlands |  | Rental | [7 empty] | CONTROLLERINFUSIONPUMP-Alaris-Medley 8015 |  | MEDLEY PCU W/NETWORK *MEMORIAL HERMANN* |  |  | CONTROLLERINFUSIONPUMP-Alaris-Medley 8015 | [6 empty] | Verified as Rental |  |  | MHHS-Woodlands
NO | YES |  |  |  | FFP3104 |  | CAREFUSION | 8015M |  |  | Rental | MHHS-Woodlands |  |  |  | FFP3104 |  | Woodlands |  | Rental | [7 empty] | CONTROLLERINFUSIONPUMP-Alaris-Medley 8015 |  | MEDLEY PCU W/NETWORK *MEMORIAL HERMANN* |  |  | CONTROLLERINFUSIONPUMP-Alaris-Medley 8015 | [6 empty] | Verified as Rental |  |  | MHHS-Woodlands
NO | YES |  |  |  | FFP3116 |  | CAREFUSION | 8015M |  |  | Rental | MHHS-Woodlands |  |  |  | FFP3116 |  | Woodlands |  | Rental | [7 empty] | CONTROLLERINFUSIONPUMP-Alaris-Medley 8015 |  | MEDLEY PCU W/NETWORK *MEMORIAL HERMANN* |  |  | CONTROLLERINFUSIONPUMP-Alaris-Medley 8015 | [6 empty] | Verified as Rental |  |  | MHHS-Woodlands
NO | YES |  |  |  | FFP3121 |  | CAREFUSION | 8015M |  |  | Rental | MHHS-Woodlands |  |  |  | FFP3121 |  | Woodlands |  | Rental | [7 empty] | CONTROLLERINFUSIONPUMP-Alaris-Medley 8015 |  | MEDLEY PCU W/NETWORK *MEMORIAL HERMANN* |  |  | CONTROLLERINFUSIONPUMP-Alaris-Medley 8015 | [6 empty] | Verified as Rental |  |  | MHHS-Woodlands
NO | YES |  |  |  | FFP3126 |  | CAREFUSION | 8015M |  |  | Rental | MHHS-Woodlands |  |  |  | FFP3126 |  | Woodlands |  | Rental | [7 empty] | CONTROLLERINFUSIONPUMP-Alaris-Medley 8015 |  | MEDLEY PCU W/NETWORK *MEMORIAL HERMANN* |  |  | CONTROLLERINFUSIONPUMP-Alaris-Medley 8015 | [6 empty] | Verified as Rental |  |  | MHHS-Woodlands
NO | YES |  |  |  | FFP3134 |  | CAREFUSION | 8015M |  |  | Rental | MHHS-Woodlands |  |  |  | FFP3134 |  | Woodlands |  | Rental | [7 empty] | CONTROLLERINFUSIONPUMP-Alaris-Medley 8015 |  | MEDLEY PCU W/NETWORK *MEMORIAL HERMANN* |  |  | CONTROLLERINFUSIONPUMP-Alaris-Medley 8015 | [6 empty] | Verified as Rental |  |  | MHHS-Woodlands
NO | YES |  |  |  | FFP3160 |  | CAREFUSION | 8015M |  |  | Rental | MHHS-Woodlands |  |  |  | FFP3160 |  | Woodlands |  | Rental | [7 empty] | CONTROLLERINFUSIONPUMP-Alaris-Medley 8015 |  | MEDLEY PCU W/NETWORK *MEMORIAL HERMANN* |  |  | CONTROLLERINFUSIONPUMP-Alaris-Medley 8015 | [6 empty] | Verified as Rental |  |  | MHHS-Woodlands
NO | YES |  |  |  | FFP3164 |  | CAREFUSION | 8015M |  |  | Rental | MHHS-Woodlands |  |  |  | FFP3164 |  | Woodlands |  | Rental | [7 empty] | CONTROLLERINFUSIONPUMP-Alaris-Medley 8015 |  | MEDLEY PCU W/NETWORK *MEMORIAL HERMANN* |  |  | CONTROLLERINFUSIONPUMP-Alaris-Medley 8015 | [6 empty] | Verified as Rental |  |  | MHHS-Woodlands
NO | YES |  |  |  | FFP3166 |  | CAREFUSION | 8015M |  |  | Rental | MHHS-Woodlands |  |  |  | FFP3166 |  | Woodlands |  | Rental | [7 empty] | CONTROLLERINFUSIONPUMP-Alaris-Medley 8015 |  | MEDLEY PCU W/NETWORK *MEMORIAL HERMANN* |  |  | CONTROLLERINFUSIONPUMP-Alaris-Medley 8015 | [6 empty] | Verified as Rental |  |  | MHHS-Woodlands
NO | YES |  |  |  | FFP3167 |  | CAREFUSION | 8015M |  |  | Rental | MHHS-Woodlands |  |  |  | FFP3167 |  | Woodlands |  | Rental | [7 empty] | CONTROLLERINFUSIONPUMP-Alaris-Medley 8015 |  | MEDLEY PCU W/NETWORK *MEMORIAL HERMANN* |  |  | CONTROLLERINFUSIONPUMP-Alaris-Medley 8015 | [6 empty] | Verified as Rental |  |  | MHHS-Woodlands
NO | YES |  |  |  | FFP3199 |  | CAREFUSION | 8015M |  |  | Rental | MHHS-Woodlands |  |  |  | FFP3199 |  | Woodlands |  | Rental | [7 empty] | CONTROLLERINFUSIONPUMP-Alaris-Medley 8015 |  | MEDLEY PCU W/NETWORK *MEMORIAL HERMANN* |  |  | CONTROLLERINFUSIONPUMP-Alaris-Medley 8015 | [6 empty] | Verified as Rental |  |  | MHHS-Woodlands
NO | YES |  |  |  | FFP3221 |  | CAREFUSION | 8015M |  |  | Rental | MHHS-Woodlands |  |  |  | FFP3221 |  | Woodlands |  | Rental | [7 empty] | CONTROLLERINFUSIONPUMP-Alaris-Medley 8015 |  | MEDLEY PCU W/NETWORK *MEMORIAL HERMANN* |  |  | CONTROLLERINFUSIONPUMP-Alaris-Medley 8015 | [6 empty] | Verified as Rental |  |  | MHHS-Woodlands
NO | YES |  |  |  | FFP3271 |  | CAREFUSION | 8015M |  |  | Rental | MHHS-Woodlands |  |  |  | FFP3271 |  | Woodlands |  | Rental | [7 empty] | CONTROLLERINFUSIONPUMP-Alaris-Medley 8015 |  | MEDLEY PCU W/NETWORK *MEMORIAL HERMANN* |  |  | CONTROLLERINFUSIONPUMP-Alaris-Medley 8015 | [6 empty] | Verified as Rental |  |  | MHHS-Woodlands
NO | YES |  |  |  | FFP3281 |  | CAREFUSION | 8015M |  |  | Rental | MHHS-Woodlands |  |  |  | FFP3281 |  | Woodlands |  | Rental | [7 empty] | CONTROLLERINFUSIONPUMP-Alaris-Medley 8015 |  | MEDLEY PCU W/NETWORK *MEMORIAL HERMANN* |  |  | CONTROLLERINFUSIONPUMP-Alaris-Medley 8015 | [6 empty] | Verified as Rental |  |  | MHHS-Woodlands
NO | YES |  |  |  | FFP3315 |  | CAREFUSION | 8015M |  |  | Rental | MHHS-Woodlands |  |  |  | FFP3315 |  | Woodlands |  | Rental | [7 empty] | CONTROLLERINFUSIONPUMP-Alaris-Medley 8015 |  | MEDLEY PCU W/NETWORK *MEMORIAL HERMANN* |  |  | CONTROLLERINFUSIONPUMP-Alaris-Medley 8015 | [6 empty] | Verified as Rental |  |  | MHHS-Woodlands
NO | YES |  |  |  | FFP3319 |  | CAREFUSION | 8015M |  |  | Rental | MHHS-Woodlands |  |  |  | FFP3319 |  | Woodlands |  | Rental | [7 empty] | CONTROLLERINFUSIONPUMP-Alaris-Medley 8015 |  | MEDLEY PCU W/NETWORK *MEMORIAL HERMANN* |  |  | CONTROLLERINFUSIONPUMP-Alaris-Medley 8015 | [6 empty] | Verified as Rental |  |  | MHHS-Woodlands
NO | YES |  |  |  | FFP3327 |  | CAREFUSION | 8015M |  |  | Rental | MHHS-Woodlands |  |  |  | FFP3327 |  | Woodlands |  | Rental | [7 empty] | CONTROLLERINFUSIONPUMP-Alaris-Medley 8015 |  | MEDLEY PCU W/NETWORK *MEMORIAL HERMANN* |  |  | CONTROLLERINFUSIONPUMP-Alaris-Medley 8015 | [6 empty] | Verified as Rental |  |  | MHHS-Woodlands
NO | YES |  |  |  | FFP3352 |  | CAREFUSION | 8015M |  |  | Rental | MHHS-Woodlands |  |  |  | FFP3352 |  | Woodlands |  | Rental | [7 empty] | CONTROLLERINFUSIONPUMP-Alaris-Medley 8015 |  | MEDLEY PCU W/NETWORK *MEMORIAL HERMANN* |  |  | CONTROLLERINFUSIONPUMP-Alaris-Medley 8015 | [6 empty] | Verified as Rental |  |  | MHHS-Woodlands
NO | YES |  |  |  | FFP3381 |  | CAREFUSION | 8015M |  |  | Rental | MHHS-Woodlands |  |  |  | FFP3381 |  | Woodlands |  | Rental | [7 empty] | CONTROLLERINFUSIONPUMP-Alaris-Medley 8015 |  | MEDLEY PCU W/NETWORK *MEMORIAL HERMANN* |  |  | CONTROLLERINFUSIONPUMP-Alaris-Medley 8015 | [6 empty] | Verified as Rental |  |  | MHHS-Woodlands
NO | YES |  |  |  | FFP3385 |  | CAREFUSION | 8015M |  |  | Rental | MHHS-Woodlands |  |  |  | FFP3385 |  | Woodlands |  | Rental | [7 empty] | CONTROLLERINFUSIONPUMP-Alaris-Medley 8015 |  | MEDLEY PCU W/NETWORK *MEMORIAL HERMANN* |  |  | CONTROLLERINFUSIONPUMP-Alaris-Medley 8015 | [6 empty] | Verified as Rental |  |  | MHHS-Woodlands
NO | YES |  |  |  | FFP3387 |  | CAREFUSION | 8015M |  |  | Rental | MHHS-Woodlands |  |  |  | FFP3387 |  | Woodlands |  | Rental | [7 empty] | CONTROLLERINFUSIONPUMP-Alaris-Medley 8015 |  | MEDLEY PCU W/NETWORK *MEMORIAL HERMANN* |  |  | CONTROLLERINFUSIONPUMP-Alaris-Medley 8015 | [6 empty] | Verified as Rental |  |  | MHHS-Woodlands
NO | YES |  |  |  | FFP3394 |  | CAREFUSION | 8015M |  |  | Rental | MHHS-Woodlands |  |  |  | FFP3394 |  | Woodlands |  | Rental | [7 empty] | CONTROLLERINFUSIONPUMP-Alaris-Medley 8015 |  | MEDLEY PCU W/NETWORK *MEMORIAL HERMANN* |  |  | CONTROLLERINFUSIONPUMP-Alaris-Medley 8015 | [6 empty] | Verified as Rental |  |  | MHHS-Woodlands
NO | YES |  |  |  | FFP3413 |  | CAREFUSION | 8015M |  |  | Rental | MHHS-Woodlands |  |  |  | FFP3413 |  | Woodlands |  | Rental | [7 empty] | CONTROLLERINFUSIONPUMP-Alaris-Medley 8015 |  | MEDLEY PCU W/NETWORK *MEMORIAL HERMANN* |  |  | CONTROLLERINFUSIONPUMP-Alaris-Medley 8015 | [6 empty] | Verified as Rental |  |  | MHHS-Woodlands
NO | YES |  |  |  | FFP3422 |  | CAREFUSION | 8015M |  |  | Rental | MHHS-Woodlands |  |  |  | FFP3422 |  | Woodlands |  | Rental | [7 empty] | CONTROLLERINFUSIONPUMP-Alaris-Medley 8015 |  | MEDLEY PCU W/NETWORK *MEMORIAL HERMANN* |  |  | CONTROLLERINFUSIONPUMP-Alaris-Medley 8015 | [6 empty] | Verified as Rental |  |  | MHHS-Woodlands
NO | YES |  |  |  | FFP3424 |  | CAREFUSION | 8015M |  |  | Rental | MHHS-Woodlands |  |  |  | FFP3424 |  | Woodlands |  | Rental | [7 empty] | CONTROLLERINFUSIONPUMP-Alaris-Medley 8015 |  | MEDLEY PCU W/NETWORK *MEMORIAL HERMANN* |  |  | CONTROLLERINFUSIONPUMP-Alaris-Medley 8015 | [6 empty] | Verified as Rental |  |  | MHHS-Woodlands
NO | YES |  |  |  | FFP3426 |  | CAREFUSION | 8015M |  |  | Rental | MHHS-Woodlands |  |  |  | FFP3426 |  | Woodlands |  | Rental | [7 empty] | CONTROLLERINFUSIONPUMP-Alaris-Medley 8015 |  | MEDLEY PCU W/NETWORK *MEMORIAL HERMANN* |  |  | CONTROLLERINFUSIONPUMP-Alaris-Medley 8015 | [6 empty] | Verified as Rental |  |  | MHHS-Woodlands
NO | YES |  |  |  | FFP3428 |  | CAREFUSION | 8015M |  |  | Rental | MHHS-Woodlands |  |  |  | FFP3428 |  | Woodlands |  | Rental | [7 empty] | CONTROLLERINFUSIONPUMP-Alaris-Medley 8015 |  | MEDLEY PCU W/NETWORK *MEMORIAL HERMANN* |  |  | CONTROLLERINFUSIONPUMP-Alaris-Medley 8015 | [6 empty] | Verified as Rental |  |  | MHHS-Woodlands
NO | YES |  |  |  | FFP3437 |  | CAREFUSION | 8015M |  |  | Rental | MHHS-Woodlands |  |  |  | FFP3437 |  | Woodlands |  | Rental | [7 empty] | CONTROLLERINFUSIONPUMP-Alaris-Medley 8015 |  | MEDLEY PCU W/NETWORK *MEMORIAL HERMANN* |  |  | CONTROLLERINFUSIONPUMP-Alaris-Medley 8015 | [6 empty] | Verified as Rental |  |  | MHHS-Woodlands
NO | YES |  |  |  | FFP3440 |  | CAREFUSION | 8015M |  |  | Rental | MHHS-Woodlands |  |  |  | FFP3440 |  | Woodlands |  | Rental | [7 empty] | CONTROLLERINFUSIONPUMP-Alaris-Medley 8015 |  | MEDLEY PCU W/NETWORK *MEMORIAL HERMANN* |  |  | CONTROLLERINFUSIONPUMP-Alaris-Medley 8015 | [6 empty] | Verified as Rental |  |  | MHHS-Woodlands
NO | YES |  |  |  | FFP3475 |  | CAREFUSION | 8015M |  |  | Rental | MHHS-Woodlands |  |  |  | FFP3475 |  | Woodlands |  | Rental | [7 empty] | CONTROLLERINFUSIONPUMP-Alaris-Medley 8015 |  | MEDLEY PCU W/NETWORK *MEMORIAL HERMANN* |  |  | CONTROLLERINFUSIONPUMP-Alaris-Medley 8015 | [6 empty] | Verified as Rental |  |  | MHHS-Woodlands
NO | YES |  |  |  | FFP3481 |  | CAREFUSION | 8015M |  |  | Rental | MHHS-Woodlands |  |  |  | FFP3481 |  | Woodlands |  | Rental | [7 empty] | CONTROLLERINFUSIONPUMP-Alaris-Medley 8015 |  | MEDLEY PCU W/NETWORK *MEMORIAL HERMANN* |  |  | CONTROLLERINFUSIONPUMP-Alaris-Medley 8015 | [6 empty] | Verified as Rental |  |  | MHHS-Woodlands
NO | YES |  |  |  | FFP3506 |  | CAREFUSION | 8015M |  |  | Rental | MHHS-Woodlands |  |  |  | FFP3506 |  | Woodlands |  | Rental | [7 empty] | CONTROLLERINFUSIONPUMP-Alaris-Medley 8015 |  | MEDLEY PCU W/NETWORK *MEMORIAL HERMANN* |  |  | CONTROLLERINFUSIONPUMP-Alaris-Medley 8015 | [6 empty] | Verified as Rental |  |  | MHHS-Woodlands
NO | YES |  |  |  | FFP3508 |  | CAREFUSION | 8015M |  |  | Rental | MHHS-Woodlands |  |  |  | FFP3508 |  | Woodlands |  | Rental | [7 empty] | CONTROLLERINFUSIONPUMP-Alaris-Medley 8015 |  | MEDLEY PCU W/NETWORK *MEMORIAL HERMANN* |  |  | CONTROLLERINFUSIONPUMP-Alaris-Medley 8015 | [6 empty] | Verified as Rental |  |  | MHHS-Woodlands
NO | YES |  |  |  | FFP3510 |  | CAREFUSION | 8015M |  |  | Rental | MHHS-Woodlands |  |  |  | FFP3510 |  | Woodlands |  | Rental | [7 empty] | CONTROLLERINFUSIONPUMP-Alaris-Medley 8015 |  | MEDLEY PCU W/NETWORK *MEMORIAL HERMANN* |  |  | CONTROLLERINFUSIONPUMP-Alaris-Medley 8015 | [6 empty] | Verified as Rental |  |  | MHHS-Woodlands
NO | YES |  |  |  | FFP3516 |  | CAREFUSION | 8015M |  |  | Rental | MHHS-Woodlands |  |  |  | FFP3516 |  | Woodlands |  | Rental | [7 empty] | CONTROLLERINFUSIONPUMP-Alaris-Medley 8015 |  | MEDLEY PCU W/NETWORK *MEMORIAL HERMANN* |  |  | CONTROLLERINFUSIONPUMP-Alaris-Medley 8015 | [6 empty] | Verified as Rental |  |  | MHHS-Woodlands
NO | YES |  |  |  | FFP3533 |  | CAREFUSION | 8015M |  |  | Rental | MHHS-Woodlands |  |  |  | FFP3533 |  | Woodlands |  | Rental | [7 empty] | CONTROLLERINFUSIONPUMP-Alaris-Medley 8015 |  | MEDLEY PCU W/NETWORK *MEMORIAL HERMANN* |  |  | CONTROLLERINFUSIONPUMP-Alaris-Medley 8015 | [6 empty] | Verified as Rental |  |  | MHHS-Woodlands
NO | YES |  |  |  | FFP3543 |  | CAREFUSION | 8015M |  |  | Rental | MHHS-Woodlands |  |  |  | FFP3543 |  | Woodlands |  | Rental | [7 empty] | CONTROLLERINFUSIONPUMP-Alaris-Medley 8015 |  | MEDLEY PCU W/NETWORK *MEMORIAL HERMANN* |  |  | CONTROLLERINFUSIONPUMP-Alaris-Medley 8015 | [6 empty] | Verified as Rental |  |  | MHHS-Woodlands
NO | YES |  |  |  | FFP3564 |  | CAREFUSION | 8015M |  |  | Rental | MHHS-Woodlands |  |  |  | FFP3564 |  | Woodlands |  | Rental | [7 empty] | CONTROLLERINFUSIONPUMP-Alaris-Medley 8015 |  | MEDLEY PCU W/NETWORK *MEMORIAL HERMANN* |  |  | CONTROLLERINFUSIONPUMP-Alaris-Medley 8015 | [6 empty] | Verified as Rental |  |  | MHHS-Woodlands
NO | YES |  |  |  | FFP3600 |  | CAREFUSION | 8015M |  |  | Rental | MHHS-Woodlands |  |  |  | FFP3600 |  | Woodlands |  | Rental | [7 empty] | CONTROLLERINFUSIONPUMP-Alaris-Medley 8015 |  | MEDLEY PCU W/NETWORK *MEMORIAL HERMANN* |  |  | CONTROLLERINFUSIONPUMP-Alaris-Medley 8015 | [6 empty] | Verified as Rental |  |  | MHHS-Woodlands
NO | YES |  |  |  | FFP3607 |  | CAREFUSION | 8015M |  |  | Rental | MHHS-Woodlands |  |  |  | FFP3607 |  | Woodlands |  | Rental | [7 empty] | CONTROLLERINFUSIONPUMP-Alaris-Medley 8015 |  | MEDLEY PCU W/NETWORK *MEMORIAL HERMANN* |  |  | CONTROLLERINFUSIONPUMP-Alaris-Medley 8015 | [6 empty] | Verified as Rental |  |  | MHHS-Woodlands
NO | YES |  |  |  | FFP3612 |  | CAREFUSION | 8015M |  |  | Rental | MHHS-Woodlands |  |  |  | FFP3612 |  | Woodlands |  | Rental | [7 empty] | CONTROLLERINFUSIONPUMP-Alaris-Medley 8015 |  | MEDLEY PCU W/NETWORK *MEMORIAL HERMANN* |  |  | CONTROLLERINFUSIONPUMP-Alaris-Medley 8015 | [6 empty] | Verified as Rental |  |  | MHHS-Woodlands
NO | YES |  |  |  | FFP3616 |  | CAREFUSION | 8015M |  |  | Rental | MHHS-Woodlands |  |  |  | FFP3616 |  | Woodlands |  | Rental | [7 empty] | CONTROLLERINFUSIONPUMP-Alaris-Medley 8015 |  | MEDLEY PCU W/NETWORK *MEMORIAL HERMANN* |  |  | CONTROLLERINFUSIONPUMP-Alaris-Medley 8015 | [6 empty] | Verified as Rental |  |  | MHHS-Woodlands
NO | YES |  |  |  | FFP3619 |  | CAREFUSION | 8015M |  |  | Rental | MHHS-Woodlands |  |  |  | FFP3619 |  | Woodlands |  | Rental | [7 empty] | CONTROLLERINFUSIONPUMP-Alaris-Medley 8015 |  | MEDLEY PCU W/NETWORK *MEMORIAL HERMANN* |  |  | CONTROLLERINFUSIONPUMP-Alaris-Medley 8015 | [6 empty] | Verified as Rental |  |  | MHHS-Woodlands
NO | YES |  |  |  | FFP3624 |  | CAREFUSION | 8015M |  |  | Rental | MHHS-Woodlands |  |  |  | FFP3624 |  | Woodlands |  | Rental | [7 empty] | CONTROLLERINFUSIONPUMP-Alaris-Medley 8015 |  | MEDLEY PCU W/NETWORK *MEMORIAL HERMANN* |  |  | CONTROLLERINFUSIONPUMP-Alaris-Medley 8015 | [6 empty] | Verified as Rental |  |  | MHHS-Woodlands
NO | YES |  |  |  | FFP3630 |  | CAREFUSION | 8015M |  |  | Rental | MHHS-Woodlands |  |  |  | FFP3630 |  | Woodlands |  | Rental | [7 empty] | CONTROLLERINFUSIONPUMP-Alaris-Medley 8015 |  | MEDLEY PCU W/NETWORK *MEMORIAL HERMANN* |  |  | CONTROLLERINFUSIONPUMP-Alaris-Medley 8015 | [6 empty] | Verified as Rental |  |  | MHHS-Woodlands
NO | YES |  |  |  | FFP3653 |  | CAREFUSION | 8015M |  |  | Rental | MHHS-Woodlands |  |  |  | FFP3653 |  | Woodlands |  | Rental | [7 empty] | CONTROLLERINFUSIONPUMP-Alaris-Medley 8015 |  | MEDLEY PCU W/NETWORK *MEMORIAL HERMANN* |  |  | CONTROLLERINFUSIONPUMP-Alaris-Medley 8015 | [6 empty] | Verified as Rental |  |  | MHHS-Woodlands
NO | YES |  |  |  | FFP3675 |  | CAREFUSION | 8015M |  |  | Rental | MHHS-Woodlands |  |  |  | FFP3675 |  | Woodlands |  | Rental | [7 empty] | CONTROLLERINFUSIONPUMP-Alaris-Medley 8015 |  | MEDLEY PCU W/NETWORK *MEMORIAL HERMANN* |  |  | CONTROLLERINFUSIONPUMP-Alaris-Medley 8015 | [6 empty] | Verified as Rental |  |  | MHHS-Woodlands
NO | YES |  |  |  | FFP3687 |  | CAREFUSION | 8015M |  |  | Rental | MHHS-Woodlands |  |  |  | FFP3687 |  | Woodlands |  | Rental | [7 empty] | CONTROLLERINFUSIONPUMP-Alaris-Medley 8015 |  | MEDLEY PCU W/NETWORK *MEMORIAL HERMANN* |  |  | CONTROLLERINFUSIONPUMP-Alaris-Medley 8015 | [6 empty] | Verified as Rental |  |  | MHHS-Woodlands
NO | YES |  |  |  | FFP3699 |  | CAREFUSION | 8015M |  |  | Rental | MHHS-Woodlands |  |  |  | FFP3699 |  | Woodlands |  | Rental | [7 empty] | CONTROLLERINFUSIONPUMP-Alaris-Medley 8015 |  | MEDLEY PCU W/NETWORK *MEMORIAL HERMANN* |  |  | CONTROLLERINFUSIONPUMP-Alaris-Medley 8015 | [6 empty] | Verified as Rental |  |  | MHHS-Woodlands
NO | YES |  |  |  | FFP3704 |  | CAREFUSION | 8015M |  |  | Rental | MHHS-Woodlands |  |  |  | FFP3704 |  | Woodlands |  | Rental | [7 empty] | CONTROLLERINFUSIONPUMP-Alaris-Medley 8015 |  | MEDLEY PCU W/NETWORK *MEMORIAL HERMANN* |  |  | CONTROLLERINFUSIONPUMP-Alaris-Medley 8015 | [6 empty] | Verified as Rental |  |  | MHHS-Woodlands
NO | YES |  |  |  | FFP3705 |  | CAREFUSION | 8015M |  |  | Rental | MHHS-Woodlands |  |  |  | FFP3705 |  | Woodlands |  | Rental | [7 empty] | CONTROLLERINFUSIONPUMP-Alaris-Medley 8015 |  | MEDLEY PCU W/NETWORK *MEMORIAL HERMANN* |  |  | CONTROLLERINFUSIONPUMP-Alaris-Medley 8015 | [6 empty] | Verified as Rental |  |  | MHHS-Woodlands
NO | YES |  |  |  | FFP3719 |  | CAREFUSION | 8015M |  |  | Rental | MHHS-Woodlands |  |  |  | FFP3719 |  | Woodlands |  | Rental | [7 empty] | CONTROLLERINFUSIONPUMP-Alaris-Medley 8015 |  | MEDLEY PCU W/NETWORK *MEMORIAL HERMANN* |  |  | CONTROLLERINFUSIONPUMP-Alaris-Medley 8015 | [6 empty] | Verified as Rental |  |  | MHHS-Woodlands
NO | YES |  |  |  | FFP3722 |  | CAREFUSION | 8015M |  |  | Rental | MHHS-Woodlands |  |  |  | FFP3722 |  | Woodlands |  | Rental | [7 empty] | CONTROLLERINFUSIONPUMP-Alaris-Medley 8015 |  | MEDLEY PCU W/NETWORK *MEMORIAL HERMANN* |  |  | CONTROLLERINFUSIONPUMP-Alaris-Medley 8015 | [6 empty] | Verified as Rental |  |  | MHHS-Woodlands
NO | YES |  |  |  | FFP3774 |  | CAREFUSION | 8015M |  |  | Rental | MHHS-Woodlands |  |  |  | FFP3774 |  | Woodlands |  | Rental | [7 empty] | CONTROLLERINFUSIONPUMP-Alaris-Medley 8015 |  | MEDLEY PCU W/NETWORK *MEMORIAL HERMANN* |  |  | CONTROLLERINFUSIONPUMP-Alaris-Medley 8015 | [6 empty] | Verified as Rental |  |  | MHHS-Woodlands
NO | YES |  |  |  | FFP3790 |  | CAREFUSION | 8015M |  |  | Rental | MHHS-Woodlands |  |  |  | FFP3790 |  | Woodlands |  | Rental | [7 empty] | CONTROLLERINFUSIONPUMP-Alaris-Medley 8015 |  | MEDLEY PCU W/NETWORK *MEMORIAL HERMANN* |  |  | CONTROLLERINFUSIONPUMP-Alaris-Medley 8015 | [6 empty] | Verified as Rental |  |  | MHHS-Woodlands
NO | YES |  |  |  | FFP3807 |  | CAREFUSION | 8015M |  |  | Rental | MHHS-Woodlands |  |  |  | FFP3807 |  | Woodlands |  | Rental | [7 empty] | CONTROLLERINFUSIONPUMP-Alaris-Medley 8015 |  | MEDLEY PCU W/NETWORK *MEMORIAL HERMANN* |  |  | CONTROLLERINFUSIONPUMP-Alaris-Medley 8015 | [6 empty] | Verified as Rental |  |  | MHHS-Woodlands
NO | YES |  |  |  | FFP3809 |  | CAREFUSION | 8015M |  |  | Rental | MHHS-Woodlands |  |  |  | FFP3809 |  | Woodlands |  | Rental | [7 empty] | CONTROLLERINFUSIONPUMP-Alaris-Medley 8015 |  | MEDLEY PCU W/NETWORK *MEMORIAL HERMANN* |  |  | CONTROLLERINFUSIONPUMP-Alaris-Medley 8015 | [6 empty] | Verified as Rental |  |  | MHHS-Woodlands
NO | YES |  |  |  | FFP3820 |  | CAREFUSION | 8015M |  |  | Rental | MHHS-Woodlands |  |  |  | FFP3820 |  | Woodlands |  | Rental | [7 empty] | CONTROLLERINFUSIONPUMP-Alaris-Medley 8015 |  | MEDLEY PCU W/NETWORK *MEMORIAL HERMANN* |  |  | CONTROLLERINFUSIONPUMP-Alaris-Medley 8015 | [6 empty] | Verified as Rental |  |  | MHHS-Woodlands
NO | YES |  |  |  | FFP3833 |  | CAREFUSION | 8015M |  |  | Rental | MHHS-Woodlands |  |  |  | FFP3833 |  | Woodlands |  | Rental | [7 empty] | CONTROLLERINFUSIONPUMP-Alaris-Medley 8015 |  | MEDLEY PCU W/NETWORK *MEMORIAL HERMANN* |  |  | CONTROLLERINFUSIONPUMP-Alaris-Medley 8015 | [6 empty] | Verified as Rental |  |  | MHHS-Woodlands
NO | YES |  |  |  | FFP3866 |  | CAREFUSION | 8015M |  |  | Rental | MHHS-Woodlands |  |  |  | FFP3866 |  | Woodlands |  | Rental | [7 empty] | CONTROLLERINFUSIONPUMP-Alaris-Medley 8015 |  | MEDLEY PCU W/NETWORK *MEMORIAL HERMANN* |  |  | CONTROLLERINFUSIONPUMP-Alaris-Medley 8015 | [6 empty] | Verified as Rental |  |  | MHHS-Woodlands
NO | YES |  |  |  | FFP3881 |  | CAREFUSION | 8015M |  |  | Rental | MHHS-Woodlands |  |  |  | FFP3881 |  | Woodlands |  | Rental | [7 empty] | CONTROLLERINFUSIONPUMP-Alaris-Medley 8015 |  | MEDLEY PCU W/NETWORK *MEMORIAL HERMANN* |  |  | CONTROLLERINFUSIONPUMP-Alaris-Medley 8015 | [6 empty] | Verified as Rental |  |  | MHHS-Woodlands
NO | YES |  |  |  | FFP3887 |  | CAREFUSION | 8015M |  |  | Rental | MHHS-Woodlands |  |  |  | FFP3887 |  | Woodlands |  | Rental | [7 empty] | CONTROLLERINFUSIONPUMP-Alaris-Medley 8015 |  | MEDLEY PCU W/NETWORK *MEMORIAL HERMANN* |  |  | CONTROLLERINFUSIONPUMP-Alaris-Medley 8015 | [6 empty] | Verified as Rental |  |  | MHHS-Woodlands
NO | YES |  |  |  | FFP3916 |  | CAREFUSION | 8015M |  |  | Rental | MHHS-Woodlands |  |  |  | FFP3916 |  | Woodlands |  | Rental | [7 empty] | CONTROLLERINFUSIONPUMP-Alaris-Medley 8015 |  | MEDLEY PCU W/NETWORK *MEMORIAL HERMANN* |  |  | CONTROLLERINFUSIONPUMP-Alaris-Medley 8015 | [6 empty] | Verified as Rental |  |  | MHHS-Woodlands
NO | YES |  |  |  | FFP3942 |  | CAREFUSION | 8015M |  |  | Rental | MHHS-Woodlands |  |  |  | FFP3942 |  | Woodlands |  | Rental | [7 empty] | CONTROLLERINFUSIONPUMP-Alaris-Medley 8015 |  | MEDLEY PCU W/NETWORK *MEMORIAL HERMANN* |  |  | CONTROLLERINFUSIONPUMP-Alaris-Medley 8015 | [6 empty] | Verified as Rental |  |  | MHHS-Woodlands
NO | YES |  |  |  | FFP3951 |  | CAREFUSION | 8015M |  |  | Rental | MHHS-Woodlands |  |  |  | FFP3951 |  | Woodlands |  | Rental | [7 empty] | CONTROLLERINFUSIONPUMP-Alaris-Medley 8015 |  | MEDLEY PCU W/NETWORK *MEMORIAL HERMANN* |  |  | CONTROLLERINFUSIONPUMP-Alaris-Medley 8015 | [6 empty] | Verified as Rental |  |  | MHHS-Woodlands
NO | YES |  |  |  | FFP3952 |  | CAREFUSION | 8015M |  |  | Rental | MHHS-Woodlands |  |  |  | FFP3952 |  | Woodlands |  | Rental | [7 empty] | CONTROLLERINFUSIONPUMP-Alaris-Medley 8015 |  | MEDLEY PCU W/NETWORK *MEMORIAL HERMANN* |  |  | CONTROLLERINFUSIONPUMP-Alaris-Medley 8015 | [6 empty] | Verified as Rental |  |  | MHHS-Woodlands
NO | YES |  |  |  | FFP3955 |  | CAREFUSION | 8015M |  |  | Rental | MHHS-Woodlands |  |  |  | FFP3955 |  | Woodlands |  | Rental | [7 empty] | CONTROLLERINFUSIONPUMP-Alaris-Medley 8015 |  | MEDLEY PCU W/NETWORK *MEMORIAL HERMANN* |  |  | CONTROLLERINFUSIONPUMP-Alaris-Medley 8015 | [6 empty] | Verified as Rental |  |  | MHHS-Woodlands
NO | YES |  |  |  | FFP3973 |  | CAREFUSION | 8015M |  |  | Rental | MHHS-Woodlands |  |  |  | FFP3973 |  | Woodlands |  | Rental | [7 empty] | CONTROLLERINFUSIONPUMP-Alaris-Medley 8015 |  | MEDLEY PCU W/NETWORK *MEMORIAL HERMANN* |  |  | CONTROLLERINFUSIONPUMP-Alaris-Medley 8015 | [6 empty] | Verified as Rental |  |  | MHHS-Woodlands
NO | YES |  |  |  | FFP6516 |  | CAREFUSION | 8015M |  |  | Rental | MHHS-Woodlands |  |  |  | FFP6516 |  | Woodlands |  | Rental | [7 empty] | CONTROLLERINFUSIONPUMP-Alaris-Medley 8015 |  | MEDLEY PCU W/NETWORK *MEMORIAL HERMANN* |  |  | CONTROLLERINFUSIONPUMP-Alaris-Medley 8015 | [6 empty] | Verified as Rental |  |  | MHHS-Woodlands
NO | YES |  |  |  | FFP6550 |  | CAREFUSION | 8015M |  |  | Rental | MHHS-Woodlands |  |  |  | FFP6550 |  | Woodlands |  | Rental | [7 empty] | CONTROLLERINFUSIONPUMP-Alaris-Medley 8015 |  | MEDLEY PCU W/NETWORK *MEMORIAL HERMANN* |  |  | CONTROLLERINFUSIONPUMP-Alaris-Medley 8015 | [6 empty] | Verified as Rental |  |  | MHHS-Woodlands
NO | YES |  |  |  | FFP6572 |  | CAREFUSION | 8015M |  |  | Rental | MHHS-Woodlands |  |  |  | FFP6572 |  | Woodlands |  | Rental | [7 empty] | CONTROLLERINFUSIONPUMP-Alaris-Medley 8015 |  | MEDLEY PCU W/NETWORK *MEMORIAL HERMANN* |  |  | CONTROLLERINFUSIONPUMP-Alaris-Medley 8015 | [6 empty] | Verified as Rental |  |  | MHHS-Woodlands
NO | YES |  |  |  | FFP6581 |  | CAREFUSION | 8015M |  |  | Rental | MHHS-Woodlands |  |  |  | FFP6581 |  | Woodlands |  | Rental | [7 empty] | CONTROLLERINFUSIONPUMP-Alaris-Medley 8015 |  | MEDLEY PCU W/NETWORK *MEMORIAL HERMANN* |  |  | CONTROLLERINFUSIONPUMP-Alaris-Medley 8015 | [6 empty] | Verified as Rental |  |  | MHHS-Woodlands
NO | YES |  |  |  | FFP6618 |  | CAREFUSION | 8015M |  |  | Rental | MHHS-Woodlands |  |  |  | FFP6618 |  | Woodlands |  | Rental | [7 empty] | CONTROLLERINFUSIONPUMP-Alaris-Medley 8015 |  | MEDLEY PCU W/NETWORK *MEMORIAL HERMANN* |  |  | CONTROLLERINFUSIONPUMP-Alaris-Medley 8015 | [6 empty] | Verified as Rental |  |  | MHHS-Woodlands
NO | YES |  |  |  | FFP6631 |  | CAREFUSION | 8015M |  |  | Rental | MHHS-Woodlands |  |  |  | FFP6631 |  | Woodlands |  | Rental | [7 empty] | CONTROLLERINFUSIONPUMP-Alaris-Medley 8015 |  | MEDLEY PCU W/NETWORK *MEMORIAL HERMANN* |  |  | CONTROLLERINFUSIONPUMP-Alaris-Medley 8015 | [6 empty] | Verified as Rental |  |  | MHHS-Woodlands
NO | YES |  |  |  | FFP6644 |  | CAREFUSION | 8015M |  |  | Rental | MHHS-Woodlands |  |  |  | FFP6644 |  | Woodlands |  | Rental | [7 empty] | CONTROLLERINFUSIONPUMP-Alaris-Medley 8015 |  | MEDLEY PCU W/NETWORK *MEMORIAL HERMANN* |  |  | CONTROLLERINFUSIONPUMP-Alaris-Medley 8015 | [6 empty] | Verified as Rental |  |  | MHHS-Woodlands
NO | YES |  |  |  | FFP6656 |  | CAREFUSION | 8015M |  |  | Rental | MHHS-Woodlands |  |  |  | FFP6656 |  | Woodlands |  | Rental | [7 empty] | CONTROLLERINFUSIONPUMP-Alaris-Medley 8015 |  | MEDLEY PCU W/NETWORK *MEMORIAL HERMANN* |  |  | CONTROLLERINFUSIONPUMP-Alaris-Medley 8015 | [6 empty] | Verified as Rental |  |  | MHHS-Woodlands
NO | YES |  |  |  | FFP6664 |  | CAREFUSION | 8015M |  |  | Rental | MHHS-Woodlands |  |  |  | FFP6664 |  | Woodlands |  | Rental | [7 empty] | CONTROLLERINFUSIONPUMP-Alaris-Medley 8015 |  | MEDLEY PCU W/NETWORK *MEMORIAL HERMANN* |  |  | CONTROLLERINFUSIONPUMP-Alaris-Medley 8015 | [6 empty] | Verified as Rental |  |  | MHHS-Woodlands
NO | YES |  |  |  | FFP6676 |  | CAREFUSION | 8015M |  |  | Rental | MHHS-Woodlands |  |  |  | FFP6676 |  | Woodlands |  | Rental | [7 empty] | CONTROLLERINFUSIONPUMP-Alaris-Medley 8015 |  | MEDLEY PCU W/NETWORK *MEMORIAL HERMANN* |  |  | CONTROLLERINFUSIONPUMP-Alaris-Medley 8015 | [6 empty] | Verified as Rental |  |  | MHHS-Woodlands
NO | YES |  |  |  | FFP6694 |  | CAREFUSION | 8015M |  |  | Rental | MHHS-Woodlands |  |  |  | FFP6694 |  | Woodlands |  | Rental | [7 empty] | CONTROLLERINFUSIONPUMP-Alaris-Medley 8015 |  | MEDLEY PCU W/NETWORK *MEMORIAL HERMANN* |  |  | CONTROLLERINFUSIONPUMP-Alaris-Medley 8015 | [6 empty] | Verified as Rental |  |  | MHHS-Woodlands
NO | YES |  |  |  | FFP6701 |  | CAREFUSION | 8015M |  |  | Rental | MHHS-Woodlands |  |  |  | FFP6701 |  | Woodlands |  | Rental | [7 empty] | CONTROLLERINFUSIONPUMP-Alaris-Medley 8015 |  | MEDLEY PCU W/NETWORK *MEMORIAL HERMANN* |  |  | CONTROLLERINFUSIONPUMP-Alaris-Medley 8015 | [6 empty] | Verified as Rental |  |  | MHHS-Woodlands
NO | YES |  |  |  | FFP6714 |  | CAREFUSION | 8015M |  |  | Rental | MHHS-Woodlands |  |  |  | FFP6714 |  | Woodlands |  | Rental | [7 empty] | CONTROLLERINFUSIONPUMP-Alaris-Medley 8015 |  | MEDLEY PCU W/NETWORK *MEMORIAL HERMANN* |  |  | CONTROLLERINFUSIONPUMP-Alaris-Medley 8015 | [6 empty] | Verified as Rental |  |  | MHHS-Woodlands
NO | YES |  |  |  | FFP6718 |  | CAREFUSION | 8015M |  |  | Rental | MHHS-Woodlands |  |  |  | FFP6718 |  | Woodlands |  | Rental | [7 empty] | CONTROLLERINFUSIONPUMP-Alaris-Medley 8015 |  | MEDLEY PCU W/NETWORK *MEMORIAL HERMANN* |  |  | CONTROLLERINFUSIONPUMP-Alaris-Medley 8015 | [6 empty] | Verified as Rental |  |  | MHHS-Woodlands
NO | YES |  |  |  | FFP6740 |  | CAREFUSION | 8015M |  |  | Rental | MHHS-Woodlands |  |  |  | FFP6740 |  | Woodlands |  | Rental | [7 empty] | CONTROLLERINFUSIONPUMP-Alaris-Medley 8015 |  | MEDLEY PCU W/NETWORK *MEMORIAL HERMANN* |  |  | CONTROLLERINFUSIONPUMP-Alaris-Medley 8015 | [6 empty] | Verified as Rental |  |  | MHHS-Woodlands
NO | YES |  |  |  | FFP6775 |  | CAREFUSION | 8015M |  |  | Rental | MHHS-Woodlands |  |  |  | FFP6775 |  | Woodlands |  | Rental | [7 empty] | CONTROLLERINFUSIONPUMP-Alaris-Medley 8015 |  | MEDLEY PCU W/NETWORK *MEMORIAL HERMANN* |  |  | CONTROLLERINFUSIONPUMP-Alaris-Medley 8015 | [6 empty] | Verified as Rental |  |  | MHHS-Woodlands
NO | YES |  |  |  | FFP6801 |  | CAREFUSION | 8015M |  |  | Rental | MHHS-Woodlands |  |  |  | FFP6801 |  | Woodlands |  | Rental | [7 empty] | CONTROLLERINFUSIONPUMP-Alaris-Medley 8015 |  | MEDLEY PCU W/NETWORK *MEMORIAL HERMANN* |  |  | CONTROLLERINFUSIONPUMP-Alaris-Medley 8015 | [6 empty] | Verified as Rental |  |  | MHHS-Woodlands
NO | YES |  |  |  | FFP6813 |  | CAREFUSION | 8015M |  |  | Rental | MHHS-Woodlands |  |  |  | FFP6813 |  | Woodlands |  | Rental | [7 empty] | CONTROLLERINFUSIONPUMP-Alaris-Medley 8015 |  | MEDLEY PCU W/NETWORK *MEMORIAL HERMANN* |  |  | CONTROLLERINFUSIONPUMP-Alaris-Medley 8015 | [6 empty] | Verified as Rental |  |  | MHHS-Woodlands
NO | YES |  |  |  | FFP6822 |  | CAREFUSION | 8015M |  |  | Rental | MHHS-Woodlands |  |  |  | FFP6822 |  | Woodlands |  | Rental | [7 empty] | CONTROLLERINFUSIONPUMP-Alaris-Medley 8015 |  | MEDLEY PCU W/NETWORK *MEMORIAL HERMANN* |  |  | CONTROLLERINFUSIONPUMP-Alaris-Medley 8015 | [6 empty] | Verified as Rental |  |  | MHHS-Woodlands
NO | YES |  |  |  | FFP6840 |  | CAREFUSION | 8015M |  |  | Rental | MHHS-Woodlands |  |  |  | FFP6840 |  | Woodlands |  | Rental | [7 empty] | CONTROLLERINFUSIONPUMP-Alaris-Medley 8015 |  | MEDLEY PCU W/NETWORK *MEMORIAL HERMANN* |  |  | CONTROLLERINFUSIONPUMP-Alaris-Medley 8015 | [6 empty] | Verified as Rental |  |  | MHHS-Woodlands
NO | YES |  |  |  | FFP6848 |  | CAREFUSION | 8015M |  |  | Rental | MHHS-Woodlands |  |  |  | FFP6848 |  | Woodlands |  | Rental | [7 empty] | CONTROLLERINFUSIONPUMP-Alaris-Medley 8015 |  | MEDLEY PCU W/NETWORK *MEMORIAL HERMANN* |  |  | CONTROLLERINFUSIONPUMP-Alaris-Medley 8015 | [6 empty] | Verified as Rental |  |  | MHHS-Woodlands
NO | YES |  |  |  | FFP6861 |  | CAREFUSION | 8015M |  |  | Rental | MHHS-Woodlands |  |  |  | FFP6861 |  | Woodlands |  | Rental | [7 empty] | CONTROLLERINFUSIONPUMP-Alaris-Medley 8015 |  | MEDLEY PCU W/NETWORK *MEMORIAL HERMANN* |  |  | CONTROLLERINFUSIONPUMP-Alaris-Medley 8015 | [6 empty] | Verified as Rental |  |  | MHHS-Woodlands
NO | YES |  |  |  | FFP6862 |  | CAREFUSION | 8015M |  |  | Rental | MHHS-Woodlands |  |  |  | FFP6862 |  | Woodlands |  | Rental | [7 empty] | CONTROLLERINFUSIONPUMP-Alaris-Medley 8015 |  | MEDLEY PCU W/NETWORK *MEMORIAL HERMANN* |  |  | CONTROLLERINFUSIONPUMP-Alaris-Medley 8015 | [6 empty] | Verified as Rental |  |  | MHHS-Woodlands
NO | YES |  |  |  | FFP6874 |  | CAREFUSION | 8015M |  |  | Rental | MHHS-Woodlands |  |  |  | FFP6874 |  | Woodlands |  | Rental | [7 empty] | CONTROLLERINFUSIONPUMP-Alaris-Medley 8015 |  | MEDLEY PCU W/NETWORK *MEMORIAL HERMANN* |  |  | CONTROLLERINFUSIONPUMP-Alaris-Medley 8015 | [6 empty] | Verified as Rental |  |  | MHHS-Woodlands
NO | YES |  |  |  | FFP6875 |  | CAREFUSION | 8015M |  |  | Rental | MHHS-Woodlands |  |  |  | FFP6875 |  | Woodlands |  | Rental | [7 empty] | CONTROLLERINFUSIONPUMP-Alaris-Medley 8015 |  | MEDLEY PCU W/NETWORK *MEMORIAL HERMANN* |  |  | CONTROLLERINFUSIONPUMP-Alaris-Medley 8015 | [6 empty] | Verified as Rental |  |  | MHHS-Woodlands
NO | YES |  |  |  | FFP6880 |  | CAREFUSION | 8015M |  |  | Rental | MHHS-Woodlands |  |  |  | FFP6880 |  | Woodlands |  | Rental | [7 empty] | CONTROLLERINFUSIONPUMP-Alaris-Medley 8015 |  | MEDLEY PCU W/NETWORK *MEMORIAL HERMANN* |  |  | CONTROLLERINFUSIONPUMP-Alaris-Medley 8015 | [6 empty] | Verified as Rental |  |  | MHHS-Woodlands
NO | YES |  |  |  | FFP6896 |  | CAREFUSION | 8015M |  |  | Rental | MHHS-Woodlands |  |  |  | FFP6896 |  | Woodlands |  | Rental | [7 empty] | CONTROLLERINFUSIONPUMP-Alaris-Medley 8015 |  | MEDLEY PCU W/NETWORK *MEMORIAL HERMANN* |  |  | CONTROLLERINFUSIONPUMP-Alaris-Medley 8015 | [6 empty] | Verified as Rental |  |  | MHHS-Woodlands
NO | YES |  |  |  | FFP6903 |  | CAREFUSION | 8015M |  |  | Rental | MHHS-Woodlands |  |  |  | FFP6903 |  | Woodlands |  | Rental | [7 empty] | CONTROLLERINFUSIONPUMP-Alaris-Medley 8015 |  | MEDLEY PCU W/NETWORK *MEMORIAL HERMANN* |  |  | CONTROLLERINFUSIONPUMP-Alaris-Medley 8015 | [6 empty] | Verified as Rental |  |  | MHHS-Woodlands
NO | YES |  |  |  | FFP6906 |  | CAREFUSION | 8015M |  |  | Rental | MHHS-Woodlands |  |  |  | FFP6906 |  | Woodlands |  | Rental | [7 empty] | CONTROLLERINFUSIONPUMP-Alaris-Medley 8015 |  | MEDLEY PCU W/NETWORK *MEMORIAL HERMANN* |  |  | CONTROLLERINFUSIONPUMP-Alaris-Medley 8015 | [6 empty] | Verified as Rental |  |  | MHHS-Woodlands
NO | YES |  |  |  | FFP6907 |  | CAREFUSION | 8015M |  |  | Rental | MHHS-Woodlands |  |  |  | FFP6907 |  | Woodlands |  | Rental | [7 empty] | CONTROLLERINFUSIONPUMP-Alaris-Medley 8015 |  | MEDLEY PCU W/NETWORK *MEMORIAL HERMANN* |  |  | CONTROLLERINFUSIONPUMP-Alaris-Medley 8015 | [6 empty] | Verified as Rental |  |  | MHHS-Woodlands
NO | YES |  |  |  | FFP6916 |  | CAREFUSION | 8015M |  |  | Rental | MHHS-Woodlands |  |  |  | FFP6916 |  | Woodlands |  | Rental | [7 empty] | CONTROLLERINFUSIONPUMP-Alaris-Medley 8015 |  | MEDLEY PCU W/NETWORK *MEMORIAL HERMANN* |  |  | CONTROLLERINFUSIONPUMP-Alaris-Medley 8015 | [6 empty] | Verified as Rental |  |  | MHHS-Woodlands
NO | YES |  |  |  | FFP6927 |  | CAREFUSION | 8015M |  |  | Rental | MHHS-Woodlands |  |  |  | FFP6927 |  | Woodlands |  | Rental | [7 empty] | CONTROLLERINFUSIONPUMP-Alaris-Medley 8015 |  | MEDLEY PCU W/NETWORK *MEMORIAL HERMANN* |  |  | CONTROLLERINFUSIONPUMP-Alaris-Medley 8015 | [6 empty] | Verified as Rental |  |  | MHHS-Woodlands
NO | YES |  |  |  | FFP6929 |  | CAREFUSION | 8015M |  |  | Rental | MHHS-Woodlands |  |  |  | FFP6929 |  | Woodlands |  | Rental | [7 empty] | CONTROLLERINFUSIONPUMP-Alaris-Medley 8015 |  | MEDLEY PCU W/NETWORK *MEMORIAL HERMANN* |  |  | CONTROLLERINFUSIONPUMP-Alaris-Medley 8015 | [6 empty] | Verified as Rental |  |  | MHHS-Woodlands
NO | YES |  |  |  | FFP6942 |  | CAREFUSION | 8015M |  |  | Rental | MHHS-Woodlands |  |  |  | FFP6942 |  | Woodlands |  | Rental | [7 empty] | CONTROLLERINFUSIONPUMP-Alaris-Medley 8015 |  | MEDLEY PCU W/NETWORK *MEMORIAL HERMANN* |  |  | CONTROLLERINFUSIONPUMP-Alaris-Medley 8015 | [6 empty] | Verified as Rental |  |  | MHHS-Woodlands
NO | YES |  |  |  | FFP6963 |  | CAREFUSION | 8015M |  |  | Rental | MHHS-Woodlands |  |  |  | FFP6963 |  | Woodlands |  | Rental | [7 empty] | CONTROLLERINFUSIONPUMP-Alaris-Medley 8015 |  | MEDLEY PCU W/NETWORK *MEMORIAL HERMANN* |  |  | CONTROLLERINFUSIONPUMP-Alaris-Medley 8015 | [6 empty] | Verified as Rental |  |  | MHHS-Woodlands
NO | YES |  |  |  | FFP6967 |  | CAREFUSION | 8015M |  |  | Rental | MHHS-Woodlands |  |  |  | FFP6967 |  | Woodlands |  | Rental | [7 empty] | CONTROLLERINFUSIONPUMP-Alaris-Medley 8015 |  | MEDLEY PCU W/NETWORK *MEMORIAL HERMANN* |  |  | CONTROLLERINFUSIONPUMP-Alaris-Medley 8015 | [6 empty] | Verified as Rental |  |  | MHHS-Woodlands
NO | YES |  |  |  | FFP6975 |  | CAREFUSION | 8015M |  |  | Rental | MHHS-Woodlands |  |  |  | FFP6975 |  | Woodlands |  | Rental | [7 empty] | CONTROLLERINFUSIONPUMP-Alaris-Medley 8015 |  | MEDLEY PCU W/NETWORK *MEMORIAL HERMANN* |  |  | CONTROLLERINFUSIONPUMP-Alaris-Medley 8015 | [6 empty] | Verified as Rental |  |  | MHHS-Woodlands
NO | YES |  |  |  | FFP6978 |  | CAREFUSION | 8015M |  |  | Rental | MHHS-Woodlands |  |  |  | FFP6978 |  | Woodlands |  | Rental | [7 empty] | CONTROLLERINFUSIONPUMP-Alaris-Medley 8015 |  | MEDLEY PCU W/NETWORK *MEMORIAL HERMANN* |  |  | CONTROLLERINFUSIONPUMP-Alaris-Medley 8015 | [6 empty] | Verified as Rental |  |  | MHHS-Woodlands
NO | YES |  |  |  | FFP6989 |  | CAREFUSION | 8015M |  |  | Rental | MHHS-Woodlands |  |  |  | FFP6989 |  | Woodlands |  | Rental | [7 empty] | CONTROLLERINFUSIONPUMP-Alaris-Medley 8015 |  | MEDLEY PCU W/NETWORK *MEMORIAL HERMANN* |  |  | CONTROLLERINFUSIONPUMP-Alaris-Medley 8015 | [6 empty] | Verified as Rental |  |  | MHHS-Woodlands
NO | YES |  |  |  | FFP7004 |  | CAREFUSION | 8015M |  |  | Rental | MHHS-Woodlands |  |  |  | FFP7004 |  | Woodlands |  | Rental | [7 empty] | CONTROLLERINFUSIONPUMP-Alaris-Medley 8015 |  | MEDLEY PCU W/NETWORK *MEMORIAL HERMANN* |  |  | CONTROLLERINFUSIONPUMP-Alaris-Medley 8015 | [6 empty] | Verified as Rental |  |  | MHHS-Woodlands
NO | YES |  |  |  | FFP7009 |  | CAREFUSION | 8015M |  |  | Rental | MHHS-Woodlands |  |  |  | FFP7009 |  | Woodlands |  | Rental | [7 empty] | CONTROLLERINFUSIONPUMP-Alaris-Medley 8015 |  | MEDLEY PCU W/NETWORK *MEMORIAL HERMANN* |  |  | CONTROLLERINFUSIONPUMP-Alaris-Medley 8015 | [6 empty] | Verified as Rental |  |  | MHHS-Woodlands
NO | YES |  |  |  | FFP7010 |  | CAREFUSION | 8015M |  |  | Rental | MHHS-Woodlands |  |  |  | FFP7010 |  | Woodlands |  | Rental | [7 empty] | CONTROLLERINFUSIONPUMP-Alaris-Medley 8015 |  | MEDLEY PCU W/NETWORK *MEMORIAL HERMANN* |  |  | CONTROLLERINFUSIONPUMP-Alaris-Medley 8015 | [6 empty] | Verified as Rental |  |  | MHHS-Woodlands
NO | YES |  |  |  | FFP7012 |  | CAREFUSION | 8015M |  |  | Rental | MHHS-Woodlands |  |  |  | FFP7012 |  | Woodlands |  | Rental | [7 empty] | CONTROLLERINFUSIONPUMP-Alaris-Medley 8015 |  | MEDLEY PCU W/NETWORK *MEMORIAL HERMANN* |  |  | CONTROLLERINFUSIONPUMP-Alaris-Medley 8015 | [6 empty] | Verified as Rental |  |  | MHHS-Woodlands
NO | YES |  |  |  | FFP7015 |  | CAREFUSION | 8015M |  |  | Rental | MHHS-Woodlands |  |  |  | FFP7015 |  | Woodlands |  | Rental | [7 empty] | CONTROLLERINFUSIONPUMP-Alaris-Medley 8015 |  | MEDLEY PCU W/NETWORK *MEMORIAL HERMANN* |  |  | CONTROLLERINFUSIONPUMP-Alaris-Medley 8015 | [6 empty] | Verified as Rental |  |  | MHHS-Woodlands
NO | YES |  |  |  | FFP7016 |  | CAREFUSION | 8015M |  |  | Rental | MHHS-Woodlands |  |  |  | FFP7016 |  | Woodlands |  | Rental | [7 empty] | CONTROLLERINFUSIONPUMP-Alaris-Medley 8015 |  | MEDLEY PCU W/NETWORK *MEMORIAL HERMANN* |  |  | CONTROLLERINFUSIONPUMP-Alaris-Medley 8015 | [6 empty] | Verified as Rental |  |  | MHHS-Woodlands
NO | YES |  |  |  | FFP7023 |  | CAREFUSION | 8015M |  |  | Rental | MHHS-Woodlands |  |  |  | FFP7023 |  | Woodlands |  | Rental | [7 empty] | CONTROLLERINFUSIONPUMP-Alaris-Medley 8015 |  | MEDLEY PCU W/NETWORK *MEMORIAL HERMANN* |  |  | CONTROLLERINFUSIONPUMP-Alaris-Medley 8015 | [6 empty] | Verified as Rental |  |  | MHHS-Woodlands
NO | YES |  |  |  | FFP7029 |  | CAREFUSION | 8015M |  |  | Rental | MHHS-Woodlands |  |  |  | FFP7029 |  | Woodlands |  | Rental | [7 empty] | CONTROLLERINFUSIONPUMP-Alaris-Medley 8015 |  | MEDLEY PCU W/NETWORK *MEMORIAL HERMANN* |  |  | CONTROLLERINFUSIONPUMP-Alaris-Medley 8015 | [6 empty] | Verified as Rental |  |  | MHHS-Woodlands
NO | YES |  |  |  | FFP7031 |  | CAREFUSION | 8015M |  |  | Rental | MHHS-Woodlands |  |  |  | FFP7031 |  | Woodlands |  | Rental | [7 empty] | CONTROLLERINFUSIONPUMP-Alaris-Medley 8015 |  | MEDLEY PCU W/NETWORK *MEMORIAL HERMANN* |  |  | CONTROLLERINFUSIONPUMP-Alaris-Medley 8015 | [6 empty] | Verified as Rental |  |  | MHHS-Woodlands
NO | YES |  |  |  | FFP7033 |  | CAREFUSION | 8015M |  |  | Rental | MHHS-Woodlands |  |  |  | FFP7033 |  | Woodlands |  | Rental | [7 empty] | CONTROLLERINFUSIONPUMP-Alaris-Medley 8015 |  | MEDLEY PCU W/NETWORK *MEMORIAL HERMANN* |  |  | CONTROLLERINFUSIONPUMP-Alaris-Medley 8015 | [6 empty] | Verified as Rental |  |  | MHHS-Woodlands
NO | YES |  |  |  | FFP7038 |  | CAREFUSION | 8015M |  |  | Rental | MHHS-Woodlands |  |  |  | FFP7038 |  | Woodlands |  | Rental | [7 empty] | CONTROLLERINFUSIONPUMP-Alaris-Medley 8015 |  | MEDLEY PCU W/NETWORK *MEMORIAL HERMANN* |  |  | CONTROLLERINFUSIONPUMP-Alaris-Medley 8015 | [6 empty] | Verified as Rental |  |  | MHHS-Woodlands
NO | YES |  |  |  | FFP7040 |  | CAREFUSION | 8015M |  |  | Rental | MHHS-Woodlands |  |  |  | FFP7040 |  | Woodlands |  | Rental | [7 empty] | CONTROLLERINFUSIONPUMP-Alaris-Medley 8015 |  | MEDLEY PCU W/NETWORK *MEMORIAL HERMANN* |  |  | CONTROLLERINFUSIONPUMP-Alaris-Medley 8015 | [6 empty] | Verified as Rental |  |  | MHHS-Woodlands
NO | YES |  |  |  | FFP7045 |  | CAREFUSION | 8015M |  |  | Rental | MHHS-Woodlands |  |  |  | FFP7045 |  | Woodlands |  | Rental | [7 empty] | CONTROLLERINFUSIONPUMP-Alaris-Medley 8015 |  | MEDLEY PCU W/NETWORK *MEMORIAL HERMANN* |  |  | CONTROLLERINFUSIONPUMP-Alaris-Medley 8015 | [6 empty] | Verified as Rental |  |  | MHHS-Woodlands
NO | YES |  |  |  | FFP7054 |  | CAREFUSION | 8015M |  |  | Rental | MHHS-Woodlands |  |  |  | FFP7054 |  | Woodlands |  | Rental | [7 empty] | CONTROLLERINFUSIONPUMP-Alaris-Medley 8015 |  | MEDLEY PCU W/NETWORK *MEMORIAL HERMANN* |  |  | CONTROLLERINFUSIONPUMP-Alaris-Medley 8015 | [6 empty] | Verified as Rental |  |  | MHHS-Woodlands
NO | YES |  |  |  | FFP7062 |  | CAREFUSION | 8015M |  |  | Rental | MHHS-Woodlands |  |  |  | FFP7062 |  | Woodlands |  | Rental | [7 empty] | CONTROLLERINFUSIONPUMP-Alaris-Medley 8015 |  | MEDLEY PCU W/NETWORK *MEMORIAL HERMANN* |  |  | CONTROLLERINFUSIONPUMP-Alaris-Medley 8015 | [6 empty] | Verified as Rental |  |  | MHHS-Woodlands
NO | YES |  |  |  | FFP7065 |  | CAREFUSION | 8015M |  |  | Rental | MHHS-Woodlands |  |  |  | FFP7065 |  | Woodlands |  | Rental | [7 empty] | CONTROLLERINFUSIONPUMP-Alaris-Medley 8015 |  | MEDLEY PCU W/NETWORK *MEMORIAL HERMANN* |  |  | CONTROLLERINFUSIONPUMP-Alaris-Medley 8015 | [6 empty] | Verified as Rental |  |  | MHHS-Woodlands
NO | YES |  |  |  | FFP7067 |  | CAREFUSION | 8015M |  |  | Rental | MHHS-Woodlands |  |  |  | FFP7067 |  | Woodlands |  | Rental | [7 empty] | CONTROLLERINFUSIONPUMP-Alaris-Medley 8015 |  | MEDLEY PCU W/NETWORK *MEMORIAL HERMANN* |  |  | CONTROLLERINFUSIONPUMP-Alaris-Medley 8015 | [6 empty] | Verified as Rental |  |  | MHHS-Woodlands
NO | YES |  |  |  | FFP7074 |  | CAREFUSION | 8015M |  |  | Rental | MHHS-Woodlands |  |  |  | FFP7074 |  | Woodlands |  | Rental | [7 empty] | CONTROLLERINFUSIONPUMP-Alaris-Medley 8015 |  | MEDLEY PCU W/NETWORK *MEMORIAL HERMANN* |  |  | CONTROLLERINFUSIONPUMP-Alaris-Medley 8015 | [6 empty] | Verified as Rental |  |  | MHHS-Woodlands
NO | YES |  |  |  | FFP7091 |  | CAREFUSION | 8015M |  |  | Rental | MHHS-Woodlands |  |  |  | FFP7091 |  | Woodlands |  | Rental | [7 empty] | CONTROLLERINFUSIONPUMP-Alaris-Medley 8015 |  | MEDLEY PCU W/NETWORK *MEMORIAL HERMANN* |  |  | CONTROLLERINFUSIONPUMP-Alaris-Medley 8015 | [6 empty] | Verified as Rental |  |  | MHHS-Woodlands
NO | YES |  |  |  | FFP7105 |  | CAREFUSION | 8015M |  |  | Rental | MHHS-Woodlands |  |  |  | FFP7105 |  | Woodlands |  | Rental | [7 empty] | CONTROLLERINFUSIONPUMP-Alaris-Medley 8015 |  | MEDLEY PCU W/NETWORK *MEMORIAL HERMANN* |  |  | CONTROLLERINFUSIONPUMP-Alaris-Medley 8015 | [6 empty] | Verified as Rental |  |  | MHHS-Woodlands
NO | YES |  |  |  | FFP7116 |  | CAREFUSION | 8015M |  |  | Rental | MHHS-Woodlands |  |  |  | FFP7116 |  | Woodlands |  | Rental | [7 empty] | CONTROLLERINFUSIONPUMP-Alaris-Medley 8015 |  | MEDLEY PCU W/NETWORK *MEMORIAL HERMANN* |  |  | CONTROLLERINFUSIONPUMP-Alaris-Medley 8015 | [6 empty] | Verified as Rental |  |  | MHHS-Woodlands
NO | YES |  |  |  | FFP7131 |  | CAREFUSION | 8015M |  |  | Rental | MHHS-Woodlands |  |  |  | FFP7131 |  | Woodlands |  | Rental | [7 empty] | CONTROLLERINFUSIONPUMP-Alaris-Medley 8015 |  | MEDLEY PCU W/NETWORK *MEMORIAL HERMANN* |  |  | CONTROLLERINFUSIONPUMP-Alaris-Medley 8015 | [6 empty] | Verified as Rental |  |  | MHHS-Woodlands
NO | YES |  |  |  | FFP7149 |  | CAREFUSION | 8015M |  |  | Rental | MHHS-Woodlands |  |  |  | FFP7149 |  | Woodlands |  | Rental | [7 empty] | CONTROLLERINFUSIONPUMP-Alaris-Medley 8015 |  | MEDLEY PCU W/NETWORK *MEMORIAL HERMANN* |  |  | CONTROLLERINFUSIONPUMP-Alaris-Medley 8015 | [6 empty] | Verified as Rental |  |  | MHHS-Woodlands
NO | YES |  |  |  | FFP7154 |  | CAREFUSION | 8015M |  |  | Rental | MHHS-Woodlands |  |  |  | FFP7154 |  | Woodlands |  | Rental | [7 empty] | CONTROLLERINFUSIONPUMP-Alaris-Medley 8015 |  | MEDLEY PCU W/NETWORK *MEMORIAL HERMANN* |  |  | CONTROLLERINFUSIONPUMP-Alaris-Medley 8015 | [6 empty] | Verified as Rental |  |  | MHHS-Woodlands
NO | YES |  |  |  | FFP7155 |  | CAREFUSION | 8015M |  |  | Rental | MHHS-Woodlands |  |  |  | FFP7155 |  | Woodlands |  | Rental | [7 empty] | CONTROLLERINFUSIONPUMP-Alaris-Medley 8015 |  | MEDLEY PCU W/NETWORK *MEMORIAL HERMANN* |  |  | CONTROLLERINFUSIONPUMP-Alaris-Medley 8015 | [6 empty] | Verified as Rental |  |  | MHHS-Woodlands
NO | YES |  |  |  | FFP7159 |  | CAREFUSION | 8015M |  |  | Rental | MHHS-Woodlands |  |  |  | FFP7159 |  | Woodlands |  | Rental | [7 empty] | CONTROLLERINFUSIONPUMP-Alaris-Medley 8015 |  | MEDLEY PCU W/NETWORK *MEMORIAL HERMANN* |  |  | CONTROLLERINFUSIONPUMP-Alaris-Medley 8015 | [6 empty] | Verified as Rental |  |  | MHHS-Woodlands
NO | YES |  |  |  | FFP7160 |  | CAREFUSION | 8015M |  |  | Rental | MHHS-Woodlands |  |  |  | FFP7160 |  | Woodlands |  | Rental | [7 empty] | CONTROLLERINFUSIONPUMP-Alaris-Medley 8015 |  | MEDLEY PCU W/NETWORK *MEMORIAL HERMANN* |  |  | CONTROLLERINFUSIONPUMP-Alaris-Medley 8015 | [6 empty] | Verified as Rental |  |  | MHHS-Woodlands
NO | YES |  |  |  | FFP7165 |  | CAREFUSION | 8015M |  |  | Rental | MHHS-Woodlands |  |  |  | FFP7165 |  | Woodlands |  | Rental | [7 empty] | CONTROLLERINFUSIONPUMP-Alaris-Medley 8015 |  | MEDLEY PCU W/NETWORK *MEMORIAL HERMANN* |  |  | CONTROLLERINFUSIONPUMP-Alaris-Medley 8015 | [6 empty] | Verified as Rental |  |  | MHHS-Woodlands
NO | YES |  |  |  | FFP7178 |  | CAREFUSION | 8015M |  |  | Rental | MHHS-Woodlands |  |  |  | FFP7178 |  | Woodlands |  | Rental | [7 empty] | CONTROLLERINFUSIONPUMP-Alaris-Medley 8015 |  | MEDLEY PCU W/NETWORK *MEMORIAL HERMANN* |  |  | CONTROLLERINFUSIONPUMP-Alaris-Medley 8015 | [6 empty] | Verified as Rental |  |  | MHHS-Woodlands
NO | YES |  |  |  | MOF1109 |  | CAREFUSION | 8100D |  |  | Rental Equipment | MHHS-Cypress |  |  |  | MOF1109 |  | Northwest & Cypress |  | Rental Equipment | [7 empty] | PUMPINFUSION-ALARIS-Medley 8100 |  | MEDLEY PUMP MODULE LVP |  |  | PUMPINFUSION-ALARIS-Medley 8100 | [6 empty] | Verified as Rental |  |  | MHHS-Cypress
NO | YES |  |  |  | MOF3856 |  | CAREFUSION | 8100D |  |  | Rental Equipment | MHHS-Cypress |  |  |  | MOF3856 |  | Northwest & Cypress |  | Rental Equipment | [7 empty] | PUMPINFUSION-ALARIS-Medley 8100 |  | MEDLEY PUMP MODULE LVP |  |  | PUMPINFUSION-ALARIS-Medley 8100 | [6 empty] | Verified as Rental |  |  | MHHS-Cypress
NO | YES |  |  |  | MOF3892 |  | CAREFUSION | 8100D |  |  | Rental Equipment | MHHS-Cypress |  |  |  | MOF3892 |  | Northwest & Cypress |  | Rental Equipment | [7 empty] | PUMPINFUSION-ALARIS-Medley 8100 |  | MEDLEY PUMP MODULE LVP |  |  | PUMPINFUSION-ALARIS-Medley 8100 | [6 empty] | Verified as Rental |  |  | MHHS-Cypress
NO | YES |  |  |  | MOF3923 |  | CAREFUSION | 8100D |  |  | Rental Equipment | MHHS-Cypress |  |  |  | MOF3923 |  | Northwest & Cypress |  | Rental Equipment | [7 empty] | PUMPINFUSION-ALARIS-Medley 8100 |  | MEDLEY PUMP MODULE LVP |  |  | PUMPINFUSION-ALARIS-Medley 8100 | [6 empty] | Verified as Rental |  |  | MHHS-Cypress
NO | YES |  |  |  | MOF4161 |  | CAREFUSION | 8100D |  |  | Rental Equipment | MHHS-Cypress |  |  |  | MOF4161 |  | Northwest & Cypress |  | Rental Equipment | [7 empty] | PUMPINFUSION-ALARIS-Medley 8100 |  | MEDLEY PUMP MODULE LVP |  |  | PUMPINFUSION-ALARIS-Medley 8100 | [6 empty] | Verified as Rental |  |  | MHHS-Cypress
NO | YES |  |  |  | MOF5395 |  | CAREFUSION | 8100D |  |  | Rental Equipment | MHHS-Cypress |  |  |  | MOF5395 |  | Northwest & Cypress |  | Rental Equipment | [7 empty] | PUMPINFUSION-ALARIS-Medley 8100 |  | MEDLEY PUMP MODULE LVP |  |  | PUMPINFUSION-ALARIS-Medley 8100 | [6 empty] | Verified as Rental |  |  | MHHS-Cypress
NO | YES |  |  |  | MOF5627 |  | CAREFUSION | 8100D |  |  | Rental Equipment | MHHS-Cypress |  |  |  | MOF5627 |  | Northwest & Cypress |  | Rental Equipment | [7 empty] | PUMPINFUSION-ALARIS-Medley 8100 |  | MEDLEY PUMP MODULE LVP |  |  | PUMPINFUSION-ALARIS-Medley 8100 | [6 empty] | Verified as Rental |  |  | MHHS-Cypress
NO | YES |  |  |  | MOF5854 |  | CAREFUSION | 8100D |  |  | Rental Equipment | MHHS-Cypress |  |  |  | MOF5854 |  | Northwest & Cypress |  | Rental Equipment | [7 empty] | PUMPINFUSION-ALARIS-Medley 8100 |  | MEDLEY PUMP MODULE LVP |  |  | PUMPINFUSION-ALARIS-Medley 8100 | [6 empty] | Verified as Rental |  |  | MHHS-Cypress
NO | YES |  |  |  | MOF6273 |  | CAREFUSION | 8100D |  |  | Rental Equipment | MHHS-Cypress |  |  |  | MOF6273 |  | Northwest & Cypress |  | Rental Equipment | [7 empty] | PUMPINFUSION-ALARIS-Medley 8100 |  | MEDLEY PUMP MODULE LVP |  |  | PUMPINFUSION-ALARIS-Medley 8100 | [6 empty] | Verified as Rental |  |  | MHHS-Cypress
NO | YES |  |  |  | MOF6274 |  | CAREFUSION | 8100D |  |  | Rental Equipment | MHHS-Cypress |  |  |  | MOF6274 |  | Northwest & Cypress |  | Rental Equipment | [7 empty] | PUMPINFUSION-ALARIS-Medley 8100 |  | MEDLEY PUMP MODULE LVP |  |  | PUMPINFUSION-ALARIS-Medley 8100 | [6 empty] | Verified as Rental |  |  | MHHS-Cypress
NO | YES |  |  |  | MOF6283 |  | CAREFUSION | 8100D |  |  | Rental Equipment | MHHS-Cypress |  |  |  | MOF6283 |  | Northwest & Cypress |  | Rental Equipment | [7 empty] | PUMPINFUSION-ALARIS-Medley 8100 |  | MEDLEY PUMP MODULE LVP |  |  | PUMPINFUSION-ALARIS-Medley 8100 | [6 empty] | Verified as Rental |  |  | MHHS-Cypress
NO | YES |  |  |  | MOF6330 |  | CAREFUSION | 8100D |  |  | Rental Equipment | MHHS-Cypress |  |  |  | MOF6330 |  | Northwest & Cypress |  | Rental Equipment | [7 empty] | PUMPINFUSION-ALARIS-Medley 8100 |  | MEDLEY PUMP MODULE LVP |  |  | PUMPINFUSION-ALARIS-Medley 8100 | [6 empty] | Verified as Rental |  |  | MHHS-Cypress
NO | YES |  |  |  | MOF6335 |  | CAREFUSION | 8100D |  |  | Rental Equipment | MHHS-Cypress |  |  |  | MOF6335 |  | Northwest & Cypress |  | Rental Equipment | [7 empty] | PUMPINFUSION-ALARIS-Medley 8100 |  | MEDLEY PUMP MODULE LVP |  |  | PUMPINFUSION-ALARIS-Medley 8100 | [6 empty] | Verified as Rental |  |  | MHHS-Cypress
NO | YES |  |  |  | MOF6357 |  | CAREFUSION | 8100D |  |  | Rental Equipment | MHHS-Cypress |  |  |  | MOF6357 |  | Northwest & Cypress |  | Rental Equipment | [7 empty] | PUMPINFUSION-ALARIS-Medley 8100 |  | MEDLEY PUMP MODULE LVP |  |  | PUMPINFUSION-ALARIS-Medley 8100 | [6 empty] | Verified as Rental |  |  | MHHS-Cypress
NO | YES |  |  |  | MOF6378 |  | CAREFUSION | 8100D |  |  | Rental Equipment | MHHS-Cypress |  |  |  | MOF6378 |  | Northwest & Cypress |  | Rental Equipment | [7 empty] | PUMPINFUSION-ALARIS-Medley 8100 |  | MEDLEY PUMP MODULE LVP |  |  | PUMPINFUSION-ALARIS-Medley 8100 | [6 empty] | Verified as Rental |  |  | MHHS-Cypress
NO | YES |  |  |  | MOF6405 |  | CAREFUSION | 8100D |  |  | Rental Equipment | MHHS-Cypress |  |  |  | MOF6405 |  | Northwest & Cypress |  | Rental Equipment | [7 empty] | PUMPINFUSION-ALARIS-Medley 8100 |  | MEDLEY PUMP MODULE LVP |  |  | PUMPINFUSION-ALARIS-Medley 8100 | [6 empty] | Verified as Rental |  |  | MHHS-Cypress
NO | YES |  |  |  | MOF6726 |  | CAREFUSION | 8100D |  |  | Rental Equipment | MHHS-Cypress |  |  |  | MOF6726 |  | Northwest & Cypress |  | Rental Equipment | [7 empty] | PUMPINFUSION-ALARIS-Medley 8100 |  | MEDLEY PUMP MODULE LVP |  |  | PUMPINFUSION-ALARIS-Medley 8100 | [6 empty] | Verified as Rental |  |  | MHHS-Cypress
NO | YES |  |  |  | MOF1316 |  | CAREFUSION | 8100D |  |  | Rental Equipment | MHHS-Greater Heights |  |  |  | MOF1316 |  | Central & Greater Heights |  | Rental Equipment | [7 empty] | PUMPINFUSION-ALARIS-Medley 8100 |  | MEDLEY PUMP MODULE LVP |  |  | PUMPINFUSION-ALARIS-Medley 8100 | [6 empty] | Verified as Rental |  |  | MHHS-Greater Heights
NO | YES |  |  |  | MOF1349 |  | CAREFUSION | 8100D |  |  | Rental Equipment | MHHS-Greater Heights |  |  |  | MOF1349 |  | Central & Greater Heights |  | Rental Equipment | [7 empty] | PUMPINFUSION-ALARIS-Medley 8100 |  | MEDLEY PUMP MODULE LVP |  |  | PUMPINFUSION-ALARIS-Medley 8100 | [6 empty] | Verified as Rental |  |  | MHHS-Greater Heights
NO | YES |  |  |  | MOF3295 |  | CAREFUSION | 8100D |  |  | Rental Equipment | MHHS-Greater Heights |  |  |  | MOF3295 |  | Central & Greater Heights |  | Rental Equipment | [7 empty] | PUMPINFUSION-ALARIS-Medley 8100 |  | MEDLEY PUMP MODULE LVP |  |  | PUMPINFUSION-ALARIS-Medley 8100 | [6 empty] | Verified as Rental |  |  | MHHS-Greater Heights
NO | YES |  |  |  | MOF3667 |  | CAREFUSION | 8100D |  |  | Rental Equipment | MHHS-Greater Heights |  |  |  | MOF3667 |  | Central & Greater Heights |  | Rental Equipment | [7 empty] | PUMPINFUSION-ALARIS-Medley 8100 |  | MEDLEY PUMP MODULE LVP |  |  | PUMPINFUSION-ALARIS-Medley 8100 | [6 empty] | Verified as Rental |  |  | MHHS-Greater Heights
NO | YES |  |  |  | MOF3672 |  | CAREFUSION | 8100D |  |  | Rental Equipment | MHHS-Greater Heights |  |  |  | MOF3672 |  | Central & Greater Heights |  | Rental Equipment | [7 empty] | PUMPINFUSION-ALARIS-Medley 8100 |  | MEDLEY PUMP MODULE LVP |  |  | PUMPINFUSION-ALARIS-Medley 8100 | [6 empty] | Verified as Rental |  |  | MHHS-Greater Heights
NO | YES |  |  |  | MOF3678 |  | CAREFUSION | 8100D |  |  | Rental Equipment | MHHS-Greater Heights |  |  |  | MOF3678 |  | Central & Greater Heights |  | Rental Equipment | [7 empty] | PUMPINFUSION-ALARIS-Medley 8100 |  | MEDLEY PUMP MODULE LVP |  |  | PUMPINFUSION-ALARIS-Medley 8100 | [6 empty] | Verified as Rental |  |  | MHHS-Greater Heights
NO | YES |  |  |  | MOF3683 |  | CAREFUSION | 8100D |  |  | Rental Equipment | MHHS-Greater Heights |  |  |  | MOF3683 |  | Central & Greater Heights |  | Rental Equipment | [7 empty] | PUMPINFUSION-ALARIS-Medley 8100 |  | MEDLEY PUMP MODULE LVP |  |  | PUMPINFUSION-ALARIS-Medley 8100 | [6 empty] | Verified as Rental |  |  | MHHS-Greater Heights
NO | YES |  |  |  | MOF3904 |  | CAREFUSION | 8100D |  |  | Rental Equipment | MHHS-Greater Heights |  |  |  | MOF3904 |  | Central & Greater Heights |  | Rental Equipment | [7 empty] | PUMPINFUSION-ALARIS-Medley 8100 |  | MEDLEY PUMP MODULE LVP |  |  | PUMPINFUSION-ALARIS-Medley 8100 | [6 empty] | Verified as Rental |  |  | MHHS-Greater Heights
NO | YES |  |  |  | MOF3930 |  | CAREFUSION | 8100D |  |  | Rental Equipment | MHHS-Greater Heights |  |  |  | MOF3930 |  | Central & Greater Heights |  | Rental Equipment | [7 empty] | PUMPINFUSION-ALARIS-Medley 8100 |  | MEDLEY PUMP MODULE LVP |  |  | PUMPINFUSION-ALARIS-Medley 8100 | [6 empty] | Verified as Rental |  |  | MHHS-Greater Heights
NO | YES |  |  |  | MOF4002 |  | CAREFUSION | 8100D |  |  | Rental Equipment | MHHS-Greater Heights |  |  |  | MOF4002 |  | Central & Greater Heights |  | Rental Equipment | [7 empty] | PUMPINFUSION-ALARIS-Medley 8100 |  | MEDLEY PUMP MODULE LVP |  |  | PUMPINFUSION-ALARIS-Medley 8100 | [6 empty] | Verified as Rental |  |  | MHHS-Greater Heights
NO | YES |  |  |  | MOF4148 |  | CAREFUSION | 8100D |  |  | Rental Equipment | MHHS-Greater Heights |  |  |  | MOF4148 |  | Central & Greater Heights |  | Rental Equipment | [7 empty] | PUMPINFUSION-ALARIS-Medley 8100 |  | MEDLEY PUMP MODULE LVP |  |  | PUMPINFUSION-ALARIS-Medley 8100 | [6 empty] | Verified as Rental |  |  | MHHS-Greater Heights
NO | YES |  |  |  | MOF4150 |  | CAREFUSION | 8100D |  |  | Rental Equipment | MHHS-Greater Heights |  |  |  | MOF4150 |  | Central & Greater Heights |  | Rental Equipment | [7 empty] | PUMPINFUSION-ALARIS-Medley 8100 |  | MEDLEY PUMP MODULE LVP |  |  | PUMPINFUSION-ALARIS-Medley 8100 | [6 empty] | Verified as Rental |  |  | MHHS-Greater Heights
NO | YES |  |  |  | MOF4194 |  | CAREFUSION | 8100D |  |  | Rental Equipment | MHHS-Greater Heights |  |  |  | MOF4194 |  | Central & Greater Heights |  | Rental Equipment | [7 empty] | PUMPINFUSION-ALARIS-Medley 8100 |  | MEDLEY PUMP MODULE LVP |  |  | PUMPINFUSION-ALARIS-Medley 8100 | [6 empty] | Verified as Rental |  |  | MHHS-Greater Heights
NO | YES |  |  |  | MOF4208 |  | CAREFUSION | 8100D |  |  | Rental Equipment | MHHS-Greater Heights |  |  |  | MOF4208 |  | Central & Greater Heights |  | Rental Equipment | [7 empty] | PUMPINFUSION-ALARIS-Medley 8100 |  | MEDLEY PUMP MODULE LVP |  |  | PUMPINFUSION-ALARIS-Medley 8100 | [6 empty] | Verified as Rental |  |  | MHHS-Greater Heights
NO | YES |  |  |  | MOF4233 |  | CAREFUSION | 8100D |  |  | Rental Equipment | MHHS-Greater Heights |  |  |  | MOF4233 |  | Central & Greater Heights |  | Rental Equipment | [7 empty] | PUMPINFUSION-ALARIS-Medley 8100 |  | MEDLEY PUMP MODULE LVP |  |  | PUMPINFUSION-ALARIS-Medley 8100 | [6 empty] | Verified as Rental |  |  | MHHS-Greater Heights
NO | YES |  |  |  | MOF4542 |  | CAREFUSION | 8100D |  |  | Rental Equipment | MHHS-Greater Heights |  |  |  | MOF4542 |  | Central & Greater Heights |  | Rental Equipment | [7 empty] | PUMPINFUSION-ALARIS-Medley 8100 |  | MEDLEY PUMP MODULE LVP |  |  | PUMPINFUSION-ALARIS-Medley 8100 | [6 empty] | Verified as Rental |  |  | MHHS-Greater Heights
NO | YES |  |  |  | MOF4557 |  | CAREFUSION | 8100D |  |  | Rental Equipment | MHHS-Greater Heights |  |  |  | MOF4557 |  | Central & Greater Heights |  | Rental Equipment | [7 empty] | PUMPINFUSION-ALARIS-Medley 8100 |  | MEDLEY PUMP MODULE LVP |  |  | PUMPINFUSION-ALARIS-Medley 8100 | [6 empty] | Verified as Rental |  |  | MHHS-Greater Heights
NO | YES |  |  |  | MOF4563 |  | CAREFUSION | 8100D |  |  | Rental Equipment | MHHS-Greater Heights |  |  |  | MOF4563 |  | Central & Greater Heights |  | Rental Equipment | [7 empty] | PUMPINFUSION-ALARIS-Medley 8100 |  | MEDLEY PUMP MODULE LVP |  |  | PUMPINFUSION-ALARIS-Medley 8100 | [6 empty] | Verified as Rental |  |  | MHHS-Greater Heights
NO | YES |  |  |  | MOF5620 |  | CAREFUSION | 8100D |  |  | Rental Equipment | MHHS-Greater Heights |  |  |  | MOF5620 |  | Central & Greater Heights |  | Rental Equipment | [7 empty] | PUMPINFUSION-ALARIS-Medley 8100 |  | MEDLEY PUMP MODULE LVP |  |  | PUMPINFUSION-ALARIS-Medley 8100 | [6 empty] | Verified as Rental |  |  | MHHS-Greater Heights
NO | YES |  |  |  | MOF5715 |  | CAREFUSION | 8100D |  |  | Rental Equipment | MHHS-Greater Heights |  |  |  | MOF5715 |  | Central & Greater Heights |  | Rental Equipment | [7 empty] | PUMPINFUSION-ALARIS-Medley 8100 |  | MEDLEY PUMP MODULE LVP |  |  | PUMPINFUSION-ALARIS-Medley 8100 | [6 empty] | Verified as Rental |  |  | MHHS-Greater Heights
NO | YES |  |  |  | MOF5718 |  | CAREFUSION | 8100D |  |  | Rental Equipment | MHHS-Greater Heights |  |  |  | MOF5718 |  | Central & Greater Heights |  | Rental Equipment | [7 empty] | PUMPINFUSION-ALARIS-Medley 8100 |  | MEDLEY PUMP MODULE LVP |  |  | PUMPINFUSION-ALARIS-Medley 8100 | [6 empty] | Verified as Rental |  |  | MHHS-Greater Heights
NO | YES |  |  |  | MOF5721 |  | CAREFUSION | 8100D |  |  | Rental Equipment | MHHS-Greater Heights |  |  |  | MOF5721 |  | Central & Greater Heights |  | Rental Equipment | [7 empty] | PUMPINFUSION-ALARIS-Medley 8100 |  | MEDLEY PUMP MODULE LVP |  |  | PUMPINFUSION-ALARIS-Medley 8100 | [6 empty] | Verified as Rental |  |  | MHHS-Greater Heights
NO | YES |  |  |  | MOF5735 |  | CAREFUSION | 8100D |  |  | Rental Equipment | MHHS-Greater Heights |  |  |  | MOF5735 |  | Central & Greater Heights |  | Rental Equipment | [7 empty] | PUMPINFUSION-ALARIS-Medley 8100 |  | MEDLEY PUMP MODULE LVP |  |  | PUMPINFUSION-ALARIS-Medley 8100 | [6 empty] | Verified as Rental |  |  | MHHS-Greater Heights
NO | YES |  |  |  | MOF5788 |  | CAREFUSION | 8100D |  |  | Rental Equipment | MHHS-Greater Heights |  |  |  | MOF5788 |  | Central & Greater Heights |  | Rental Equipment | [7 empty] | PUMPINFUSION-ALARIS-Medley 8100 |  | MEDLEY PUMP MODULE LVP |  |  | PUMPINFUSION-ALARIS-Medley 8100 | [6 empty] | Verified as Rental |  |  | MHHS-Greater Heights
NO | YES |  |  |  | MOF5789 |  | CAREFUSION | 8100D |  |  | Rental Equipment | MHHS-Greater Heights |  |  |  | MOF5789 |  | Central & Greater Heights |  | Rental Equipment | [7 empty] | PUMPINFUSION-ALARIS-Medley 8100 |  | MEDLEY PUMP MODULE LVP |  |  | PUMPINFUSION-ALARIS-Medley 8100 | [6 empty] | Verified as Rental |  |  | MHHS-Greater Heights
NO | YES |  |  |  | MOF5826 |  | CAREFUSION | 8100D |  |  | Rental Equipment | MHHS-Greater Heights |  |  |  | MOF5826 |  | Central & Greater Heights |  | Rental Equipment | [7 empty] | PUMPINFUSION-ALARIS-Medley 8100 |  | MEDLEY PUMP MODULE LVP |  |  | PUMPINFUSION-ALARIS-Medley 8100 | [6 empty] | Verified as Rental |  |  | MHHS-Greater Heights
NO | YES |  |  |  | MOF5829 |  | CAREFUSION | 8100D |  |  | Rental Equipment | MHHS-Greater Heights |  |  |  | MOF5829 |  | Central & Greater Heights |  | Rental Equipment | [7 empty] | PUMPINFUSION-ALARIS-Medley 8100 |  | MEDLEY PUMP MODULE LVP |  |  | PUMPINFUSION-ALARIS-Medley 8100 | [6 empty] | Verified as Rental |  |  | MHHS-Greater Heights
NO | YES |  |  |  | MOF5856 |  | CAREFUSION | 8100D |  |  | Rental Equipment | MHHS-Greater Heights |  |  |  | MOF5856 |  | Central & Greater Heights |  | Rental Equipment | [7 empty] | PUMPINFUSION-ALARIS-Medley 8100 |  | MEDLEY PUMP MODULE LVP |  |  | PUMPINFUSION-ALARIS-Medley 8100 | [6 empty] | Verified as Rental |  |  | MHHS-Greater Heights
NO | YES |  |  |  | MOF6210 |  | CAREFUSION | 8100D |  |  | Rental Equipment | MHHS-Greater Heights |  |  |  | MOF6210 |  | Central & Greater Heights |  | Rental Equipment | [7 empty] | PUMPINFUSION-ALARIS-Medley 8100 |  | MEDLEY PUMP MODULE LVP |  |  | PUMPINFUSION-ALARIS-Medley 8100 | [6 empty] | Verified as Rental |  |  | MHHS-Greater Heights
NO | YES |  |  |  | MOF6275 |  | CAREFUSION | 8100D |  |  | Rental Equipment | MHHS-Greater Heights |  |  |  | MOF6275 |  | Central & Greater Heights |  | Rental Equipment | [7 empty] | PUMPINFUSION-ALARIS-Medley 8100 |  | MEDLEY PUMP MODULE LVP |  |  | PUMPINFUSION-ALARIS-Medley 8100 | [6 empty] | Verified as Rental |  |  | MHHS-Greater Heights
NO | YES |  |  |  | MOF6276 |  | CAREFUSION | 8100D |  |  | Rental Equipment | MHHS-Greater Heights |  |  |  | MOF6276 |  | Central & Greater Heights |  | Rental Equipment | [7 empty] | PUMPINFUSION-ALARIS-Medley 8100 |  | MEDLEY PUMP MODULE LVP |  |  | PUMPINFUSION-ALARIS-Medley 8100 | [6 empty] | Verified as Rental |  |  | MHHS-Greater Heights
NO | YES |  |  |  | MOF6301 |  | CAREFUSION | 8100D |  |  | Rental Equipment | MHHS-Greater Heights |  |  |  | MOF6301 |  | Central & Greater Heights |  | Rental Equipment | [7 empty] | PUMPINFUSION-ALARIS-Medley 8100 |  | MEDLEY PUMP MODULE LVP |  |  | PUMPINFUSION-ALARIS-Medley 8100 | [6 empty] | Verified as Rental |  |  | MHHS-Greater Heights
NO | YES |  |  |  | MOF6313 |  | CAREFUSION | 8100D |  |  | Rental Equipment | MHHS-Greater Heights |  |  |  | MOF6313 |  | Central & Greater Heights |  | Rental Equipment | [7 empty] | PUMPINFUSION-ALARIS-Medley 8100 |  | MEDLEY PUMP MODULE LVP |  |  | PUMPINFUSION-ALARIS-Medley 8100 | [6 empty] | Verified as Rental |  |  | MHHS-Greater Heights
NO | YES |  |  |  | MOF6321 |  | CAREFUSION | 8100D |  |  | Rental Equipment | MHHS-Greater Heights |  |  |  | MOF6321 |  | Central & Greater Heights |  | Rental Equipment | [7 empty] | PUMPINFUSION-ALARIS-Medley 8100 |  | MEDLEY PUMP MODULE LVP |  |  | PUMPINFUSION-ALARIS-Medley 8100 | [6 empty] | Verified as Rental |  |  | MHHS-Greater Heights
NO | YES |  |  |  | MOF6327 |  | CAREFUSION | 8100D |  |  | Rental Equipment | MHHS-Greater Heights |  |  |  | MOF6327 |  | Central & Greater Heights |  | Rental Equipment | [7 empty] | PUMPINFUSION-ALARIS-Medley 8100 |  | MEDLEY PUMP MODULE LVP |  |  | PUMPINFUSION-ALARIS-Medley 8100 | [6 empty] | Verified as Rental |  |  | MHHS-Greater Heights
NO | YES |  |  |  | MOF6329 |  | CAREFUSION | 8100D |  |  | Rental Equipment | MHHS-Greater Heights |  |  |  | MOF6329 |  | Central & Greater Heights |  | Rental Equipment | [7 empty] | PUMPINFUSION-ALARIS-Medley 8100 |  | MEDLEY PUMP MODULE LVP |  |  | PUMPINFUSION-ALARIS-Medley 8100 | [6 empty] | Verified as Rental |  |  | MHHS-Greater Heights
NO | YES |  |  |  | MOF6347 |  | CAREFUSION | 8100D |  |  | Rental Equipment | MHHS-Greater Heights |  |  |  | MOF6347 |  | Central & Greater Heights |  | Rental Equipment | [7 empty] | PUMPINFUSION-ALARIS-Medley 8100 |  | MEDLEY PUMP MODULE LVP |  |  | PUMPINFUSION-ALARIS-Medley 8100 | [6 empty] | Verified as Rental |  |  | MHHS-Greater Heights
NO | YES |  |  |  | MOF6348 |  | CAREFUSION | 8100D |  |  | Rental Equipment | MHHS-Greater Heights |  |  |  | MOF6348 |  | Central & Greater Heights |  | Rental Equipment | [7 empty] | PUMPINFUSION-ALARIS-Medley 8100 |  | MEDLEY PUMP MODULE LVP |  |  | PUMPINFUSION-ALARIS-Medley 8100 | [6 empty] | Verified as Rental |  |  | MHHS-Greater Heights
NO | YES |  |  |  | MOF6359 |  | CAREFUSION | 8100D |  |  | Rental Equipment | MHHS-Greater Heights |  |  |  | MOF6359 |  | Central & Greater Heights |  | Rental Equipment | [7 empty] | PUMPINFUSION-ALARIS-Medley 8100 |  | MEDLEY PUMP MODULE LVP |  |  | PUMPINFUSION-ALARIS-Medley 8100 | [6 empty] | Verified as Rental |  |  | MHHS-Greater Heights
NO | YES |  |  |  | MOF6373 |  | CAREFUSION | 8100D |  |  | Rental Equipment | MHHS-Greater Heights |  |  |  | MOF6373 |  | Central & Greater Heights |  | Rental Equipment | [7 empty] | PUMPINFUSION-ALARIS-Medley 8100 |  | MEDLEY PUMP MODULE LVP |  |  | PUMPINFUSION-ALARIS-Medley 8100 | [6 empty] | Verified as Rental |  |  | MHHS-Greater Heights
NO | YES |  |  |  | MOF6389 |  | CAREFUSION | 8100D |  |  | Rental Equipment | MHHS-Greater Heights |  |  |  | MOF6389 |  | Central & Greater Heights |  | Rental Equipment | [7 empty] | PUMPINFUSION-ALARIS-Medley 8100 |  | MEDLEY PUMP MODULE LVP |  |  | PUMPINFUSION-ALARIS-Medley 8100 | [6 empty] | Verified as Rental |  |  | MHHS-Greater Heights
NO | YES |  |  |  | MOF6403 |  | CAREFUSION | 8100D |  |  | Rental Equipment | MHHS-Greater Heights |  |  |  | MOF6403 |  | Central & Greater Heights |  | Rental Equipment | [7 empty] | PUMPINFUSION-ALARIS-Medley 8100 |  | MEDLEY PUMP MODULE LVP |  |  | PUMPINFUSION-ALARIS-Medley 8100 | [6 empty] | Verified as Rental |  |  | MHHS-Greater Heights
NO | YES |  |  |  | MOF6697 |  | CAREFUSION | 8100D |  |  | Rental Equipment | MHHS-Greater Heights |  |  |  | MOF6697 |  | Central & Greater Heights |  | Rental Equipment | [7 empty] | PUMPINFUSION-ALARIS-Medley 8100 |  | MEDLEY PUMP MODULE LVP |  |  | PUMPINFUSION-ALARIS-Medley 8100 | [6 empty] | Verified as Rental |  |  | MHHS-Greater Heights
NO | YES |  |  |  | MOF6735 |  | CAREFUSION | 8100D |  |  | Rental Equipment | MHHS-Greater Heights |  |  |  | MOF6735 |  | Central & Greater Heights |  | Rental Equipment | [7 empty] | PUMPINFUSION-ALARIS-Medley 8100 |  | MEDLEY PUMP MODULE LVP |  |  | PUMPINFUSION-ALARIS-Medley 8100 | [6 empty] | Verified as Rental |  |  | MHHS-Greater Heights
NO | YES |  |  |  | MOF6736 |  | CAREFUSION | 8100D |  |  | Rental Equipment | MHHS-Greater Heights |  |  |  | MOF6736 |  | Central & Greater Heights |  | Rental Equipment | [7 empty] | PUMPINFUSION-ALARIS-Medley 8100 |  | MEDLEY PUMP MODULE LVP |  |  | PUMPINFUSION-ALARIS-Medley 8100 | [6 empty] | Verified as Rental |  |  | MHHS-Greater Heights
NO | YES |  |  |  | MOF6914 |  | CAREFUSION | 8100D |  |  | Rental Equipment | MHHS-Greater Heights |  |  |  | MOF6914 |  | Central & Greater Heights |  | Rental Equipment | [7 empty] | PUMPINFUSION-ALARIS-Medley 8100 |  | MEDLEY PUMP MODULE LVP |  |  | PUMPINFUSION-ALARIS-Medley 8100 | [6 empty] | Verified as Rental |  |  | MHHS-Greater Heights
NO | YES |  |  |  | MOF6954 |  | CAREFUSION | 8100D |  |  | Rental Equipment | MHHS-Greater Heights |  |  |  | MOF6954 |  | Central & Greater Heights |  | Rental Equipment | [7 empty] | PUMPINFUSION-ALARIS-Medley 8100 |  | MEDLEY PUMP MODULE LVP |  |  | PUMPINFUSION-ALARIS-Medley 8100 | [6 empty] | Verified as Rental |  |  | MHHS-Greater Heights
NO | YES |  |  |  | MOF6956 |  | CAREFUSION | 8100D |  |  | Rental Equipment | MHHS-Greater Heights |  |  |  | MOF6956 |  | Central & Greater Heights |  | Rental Equipment | [7 empty] | PUMPINFUSION-ALARIS-Medley 8100 |  | MEDLEY PUMP MODULE LVP |  |  | PUMPINFUSION-ALARIS-Medley 8100 | [6 empty] | Verified as Rental |  |  | MHHS-Greater Heights
NO | YES |  |  |  | MOF6957 |  | CAREFUSION | 8100D |  |  | Rental Equipment | MHHS-Greater Heights |  |  |  | MOF6957 |  | Central & Greater Heights |  | Rental Equipment | [7 empty] | PUMPINFUSION-ALARIS-Medley 8100 |  | MEDLEY PUMP MODULE LVP |  |  | PUMPINFUSION-ALARIS-Medley 8100 | [6 empty] | Verified as Rental |  |  | MHHS-Greater Heights
NO | YES |  |  |  | MOF7379 |  | CAREFUSION | 8100D |  |  | Rental Equipment | MHHS-Greater Heights |  |  |  | MOF7379 |  | Central & Greater Heights |  | Rental Equipment | [7 empty] | PUMPINFUSION-ALARIS-Medley 8100 |  | MEDLEY PUMP MODULE LVP |  |  | PUMPINFUSION-ALARIS-Medley 8100 | [6 empty] | Verified as Rental |  |  | MHHS-Greater Heights
NO | YES |  |  |  | MOF7396 |  | CAREFUSION | 8100D |  |  | Rental Equipment | MHHS-Greater Heights |  |  |  | MOF7396 |  | Central & Greater Heights |  | Rental Equipment | [7 empty] | PUMPINFUSION-ALARIS-Medley 8100 |  | MEDLEY PUMP MODULE LVP |  |  | PUMPINFUSION-ALARIS-Medley 8100 | [6 empty] | Verified as Rental |  |  | MHHS-Greater Heights
NO | YES |  |  |  | MOF352 |  | CAREFUSION | 8100D |  |  | Rental | MHHS-Katy |  |  |  | MOF352 |  | Katy |  | Rental | [7 empty] | PUMPINFUSION-ALARIS-Medley 8100 |  | MEDLEY PUMP MODULE LVP |  |  | PUMPINFUSION-ALARIS-Medley 8100 | [6 empty] | Verified as Rental |  |  | MHHS-Katy
NO | YES |  |  |  | MOF739 |  | CAREFUSION | 8100D |  |  | Rental | MHHS-Katy |  |  |  | MOF739 |  | Katy |  | Rental | [7 empty] | PUMPINFUSION-ALARIS-Medley 8100 |  | MEDLEY PUMP MODULE LVP |  |  | PUMPINFUSION-ALARIS-Medley 8100 | [6 empty] | Verified as Rental |  |  | MHHS-Katy
NO | YES |  |  |  | MOF3646 |  | CAREFUSION | 8100D |  |  | Rental | MHHS-Katy |  |  |  | MOF3646 |  | Katy |  | Rental | [7 empty] | PUMPINFUSION-ALARIS-Medley 8100 |  | MEDLEY PUMP MODULE LVP |  |  | PUMPINFUSION-ALARIS-Medley 8100 | [6 empty] | Verified as Rental |  |  | MHHS-Katy
NO | YES |  |  |  | MOF3770 |  | CAREFUSION | 8100D |  |  | Rental | MHHS-Katy |  |  |  | MOF3770 |  | Katy |  | Rental | [7 empty] | PUMPINFUSION-ALARIS-Medley 8100 |  | MEDLEY PUMP MODULE LVP |  |  | PUMPINFUSION-ALARIS-Medley 8100 | [6 empty] | Verified as Rental |  |  | MHHS-Katy
NO | YES |  |  |  | MOF3865 |  | CAREFUSION | 8100D |  |  | Rental | MHHS-Katy |  |  |  | MOF3865 |  | Katy |  | Rental | [7 empty] | PUMPINFUSION-ALARIS-Medley 8100 |  | MEDLEY PUMP MODULE LVP |  |  | PUMPINFUSION-ALARIS-Medley 8100 | [6 empty] | Verified as Rental |  |  | MHHS-Katy
NO | YES |  |  |  | MOF3979 |  | CAREFUSION | 8100D |  |  | Rental | MHHS-Katy |  |  |  | MOF3979 |  | Katy |  | Rental | [7 empty] | PUMPINFUSION-ALARIS-Medley 8100 |  | MEDLEY PUMP MODULE LVP |  |  | PUMPINFUSION-ALARIS-Medley 8100 | [6 empty] | Verified as Rental |  |  | MHHS-Katy
NO | YES |  |  |  | MOF4133 |  | CAREFUSION | 8100D |  |  | Rental | MHHS-Katy |  |  |  | MOF4133 |  | Katy |  | Rental | [7 empty] | PUMPINFUSION-ALARIS-Medley 8100 |  | MEDLEY PUMP MODULE LVP |  |  | PUMPINFUSION-ALARIS-Medley 8100 | [6 empty] | Verified as Rental |  |  | MHHS-Katy
NO | YES |  |  |  | MOF4143 |  | CAREFUSION | 8100D |  |  | Rental | MHHS-Katy |  |  |  | MOF4143 |  | Katy |  | Rental | [7 empty] | PUMPINFUSION-ALARIS-Medley 8100 |  | MEDLEY PUMP MODULE LVP |  |  | PUMPINFUSION-ALARIS-Medley 8100 | [6 empty] | Verified as Rental |  |  | MHHS-Katy
NO | YES |  |  |  | MOF4158 |  | CAREFUSION | 8100D |  |  | Rental | MHHS-Katy |  |  |  | MOF4158 |  | Katy |  | Rental | [7 empty] | PUMPINFUSION-ALARIS-Medley 8100 |  | MEDLEY PUMP MODULE LVP |  |  | PUMPINFUSION-ALARIS-Medley 8100 | [6 empty] | Verified as Rental |  |  | MHHS-Katy
NO | YES |  |  |  | MOF4189 |  | CAREFUSION | 8100D |  |  | Rental | MHHS-Katy |  |  |  | MOF4189 |  | Katy |  | Rental | [7 empty] | PUMPINFUSION-ALARIS-Medley 8100 |  | MEDLEY PUMP MODULE LVP |  |  | PUMPINFUSION-ALARIS-Medley 8100 | [6 empty] | Verified as Rental |  |  | MHHS-Katy
NO | YES |  |  |  | MOF4191 |  | CAREFUSION | 8100D |  |  | Rental | MHHS-Katy |  |  |  | MOF4191 |  | Katy |  | Rental | [7 empty] | PUMPINFUSION-ALARIS-Medley 8100 |  | MEDLEY PUMP MODULE LVP |  |  | PUMPINFUSION-ALARIS-Medley 8100 | [6 empty] | Verified as Rental |  |  | MHHS-Katy
NO | YES |  |  |  | MOF4224 |  | CAREFUSION | 8100D |  |  | Rental | MHHS-Katy |  |  |  | MOF4224 |  | Katy |  | Rental | [7 empty] | PUMPINFUSION-ALARIS-Medley 8100 |  | MEDLEY PUMP MODULE LVP |  |  | PUMPINFUSION-ALARIS-Medley 8100 | [6 empty] | Verified as Rental |  |  | MHHS-Katy
NO | YES |  |  |  | MOF4235 |  | CAREFUSION | 8100D |  |  | Rental | MHHS-Katy |  |  |  | MOF4235 |  | Katy |  | Rental | [7 empty] | PUMPINFUSION-ALARIS-Medley 8100 |  | MEDLEY PUMP MODULE LVP |  |  | PUMPINFUSION-ALARIS-Medley 8100 | [6 empty] | Verified as Rental |  |  | MHHS-Katy
NO | YES |  |  |  | MOF4522 |  | CAREFUSION | 8100D |  |  | Rental | MHHS-Katy |  |  |  | MOF4522 |  | Katy |  | Rental | [7 empty] | PUMPINFUSION-ALARIS-Medley 8100 |  | MEDLEY PUMP MODULE LVP |  |  | PUMPINFUSION-ALARIS-Medley 8100 | [6 empty] | Verified as Rental |  |  | MHHS-Katy
NO | YES |  |  |  | MOF5501 |  | CAREFUSION | 8100D |  |  | Rental | MHHS-Katy |  |  |  | MOF5501 |  | Katy |  | Rental | [7 empty] | PUMPINFUSION-ALARIS-Medley 8100 |  | MEDLEY PUMP MODULE LVP |  |  | PUMPINFUSION-ALARIS-Medley 8100 | [6 empty] | Verified as Rental |  |  | MHHS-Katy
NO | YES |  |  |  | MOF5504 |  | CAREFUSION | 8100D |  |  | Rental | MHHS-Katy |  |  |  | MOF5504 |  | Katy |  | Rental | [7 empty] | PUMPINFUSION-ALARIS-Medley 8100 |  | MEDLEY PUMP MODULE LVP |  |  | PUMPINFUSION-ALARIS-Medley 8100 | [6 empty] | Verified as Rental |  |  | MHHS-Katy
NO | YES |  |  |  | MOF5505 |  | CAREFUSION | 8100D |  |  | Rental | MHHS-Katy |  |  |  | MOF5505 |  | Katy |  | Rental | [7 empty] | PUMPINFUSION-ALARIS-Medley 8100 |  | MEDLEY PUMP MODULE LVP |  |  | PUMPINFUSION-ALARIS-Medley 8100 | [6 empty] | Verified as Rental |  |  | MHHS-Katy
NO | YES |  |  |  | MOF5777 |  | CAREFUSION | 8100D |  |  | Rental | MHHS-Katy |  |  |  | MOF5777 |  | Katy |  | Rental | [7 empty] | PUMPINFUSION-ALARIS-Medley 8100 |  | MEDLEY PUMP MODULE LVP |  |  | PUMPINFUSION-ALARIS-Medley 8100 | [6 empty] | Verified as Rental |  |  | MHHS-Katy
NO | YES |  |  |  | MOF5853 |  | CAREFUSION | 8100D |  |  | Rental | MHHS-Katy |  |  |  | MOF5853 |  | Katy |  | Rental | [7 empty] | PUMPINFUSION-ALARIS-Medley 8100 |  | MEDLEY PUMP MODULE LVP |  |  | PUMPINFUSION-ALARIS-Medley 8100 | [6 empty] | Verified as Rental |  |  | MHHS-Katy
NO | YES |  |  |  | MOF5915 |  | CAREFUSION | 8100D |  |  | Rental | MHHS-Katy |  |  |  | MOF5915 |  | Katy |  | Rental | [7 empty] | PUMPINFUSION-ALARIS-Medley 8100 |  | MEDLEY PUMP MODULE LVP |  |  | PUMPINFUSION-ALARIS-Medley 8100 | [6 empty] | Verified as Rental |  |  | MHHS-Katy
NO | YES |  |  |  | MOF6262 |  | CAREFUSION | 8100D |  |  | Rental | MHHS-Katy |  |  |  | MOF6262 |  | Katy |  | Rental | [7 empty] | PUMPINFUSION-ALARIS-Medley 8100 |  | MEDLEY PUMP MODULE LVP |  |  | PUMPINFUSION-ALARIS-Medley 8100 | [6 empty] | Verified as Rental |  |  | MHHS-Katy
NO | YES |  |  |  | MOF6277 |  | CAREFUSION | 8100D |  |  | Rental | MHHS-Katy |  |  |  | MOF6277 |  | Katy |  | Rental | [7 empty] | PUMPINFUSION-ALARIS-Medley 8100 |  | MEDLEY PUMP MODULE LVP |  |  | PUMPINFUSION-ALARIS-Medley 8100 | [6 empty] | Verified as Rental |  |  | MHHS-Katy
NO | YES |  |  |  | MOF6288 |  | CAREFUSION | 8100D |  |  | Rental | MHHS-Katy |  |  |  | MOF6288 |  | Katy |  | Rental | [7 empty] | PUMPINFUSION-ALARIS-Medley 8100 |  | MEDLEY PUMP MODULE LVP |  |  | PUMPINFUSION-ALARIS-Medley 8100 | [6 empty] | Verified as Rental |  |  | MHHS-Katy
NO | YES |  |  |  | MOF6366 |  | CAREFUSION | 8100D |  |  | Rental | MHHS-Katy |  |  |  | MOF6366 |  | Katy |  | Rental | [7 empty] | PUMPINFUSION-ALARIS-Medley 8100 |  | MEDLEY PUMP MODULE LVP |  |  | PUMPINFUSION-ALARIS-Medley 8100 | [6 empty] | Verified as Rental |  |  | MHHS-Katy
NO | YES |  |  |  | MOF6386 |  | CAREFUSION | 8100D |  |  | Rental | MHHS-Katy |  |  |  | MOF6386 |  | Katy |  | Rental | [7 empty] | PUMPINFUSION-ALARIS-Medley 8100 |  | MEDLEY PUMP MODULE LVP |  |  | PUMPINFUSION-ALARIS-Medley 8100 | [6 empty] | Verified as Rental |  |  | MHHS-Katy
NO | YES |  |  |  | MOF6696 |  | CAREFUSION | 8100D |  |  | Rental | MHHS-Katy |  |  |  | MOF6696 |  | Katy |  | Rental | [7 empty] | PUMPINFUSION-ALARIS-Medley 8100 |  | MEDLEY PUMP MODULE LVP |  |  | PUMPINFUSION-ALARIS-Medley 8100 | [6 empty] | Verified as Rental |  |  | MHHS-Katy
NO | YES |  |  |  | MOF6699 |  | CAREFUSION | 8100D |  |  | Rental | MHHS-Katy |  |  |  | MOF6699 |  | Katy |  | Rental | [7 empty] | PUMPINFUSION-ALARIS-Medley 8100 |  | MEDLEY PUMP MODULE LVP |  |  | PUMPINFUSION-ALARIS-Medley 8100 | [6 empty] | Verified as Rental |  |  | MHHS-Katy
NO | YES |  |  |  | MOF6783 |  | CAREFUSION | 8100D |  |  | Rental | MHHS-Katy |  |  |  | MOF6783 |  | Katy |  | Rental | [7 empty] | PUMPINFUSION-ALARIS-Medley 8100 |  | MEDLEY PUMP MODULE LVP |  |  | PUMPINFUSION-ALARIS-Medley 8100 | [6 empty] | Verified as Rental |  |  | MHHS-Katy
NO | YES |  |  |  | MOF6919 |  | CAREFUSION | 8100D |  |  | Rental | MHHS-Katy |  |  |  | MOF6919 |  | Katy |  | Rental | [7 empty] | PUMPINFUSION-ALARIS-Medley 8100 |  | MEDLEY PUMP MODULE LVP |  |  | PUMPINFUSION-ALARIS-Medley 8100 | [6 empty] | Verified as Rental |  |  | MHHS-Katy
NO | YES |  |  |  | MOF6944 |  | CAREFUSION | 8100D |  |  | Rental | MHHS-Katy |  |  |  | MOF6944 |  | Katy |  | Rental | [7 empty] | PUMPINFUSION-ALARIS-Medley 8100 |  | MEDLEY PUMP MODULE LVP |  |  | PUMPINFUSION-ALARIS-Medley 8100 | [6 empty] | Verified as Rental |  |  | MHHS-Katy
NO | YES |  |  |  | MOF6968 |  | CAREFUSION | 8100D |  |  | Rental | MHHS-Katy |  |  |  | MOF6968 |  | Katy |  | Rental | [7 empty] | PUMPINFUSION-ALARIS-Medley 8100 |  | MEDLEY PUMP MODULE LVP |  |  | PUMPINFUSION-ALARIS-Medley 8100 | [6 empty] | Verified as Rental |  |  | MHHS-Katy
NO | YES |  |  |  | MOF7033 |  | CAREFUSION | 8100D |  |  | Rental | MHHS-Katy |  |  |  | MOF7033 |  | Katy |  | Rental | [7 empty] | PUMPINFUSION-ALARIS-Medley 8100 |  | MEDLEY PUMP MODULE LVP |  |  | PUMPINFUSION-ALARIS-Medley 8100 | [6 empty] | Verified as Rental |  |  | MHHS-Katy
NO | YES |  |  |  | MOF7055 |  | CAREFUSION | 8100D |  |  | Rental | MHHS-Katy |  |  |  | MOF7055 |  | Katy |  | Rental | [7 empty] | PUMPINFUSION-ALARIS-Medley 8100 |  | MEDLEY PUMP MODULE LVP |  |  | PUMPINFUSION-ALARIS-Medley 8100 | [6 empty] | Verified as Rental |  |  | MHHS-Katy
NO | YES |  |  |  | MOF7271 |  | CAREFUSION | 8100D |  |  | Rental | MHHS-Katy |  |  |  | MOF7271 |  | Katy |  | Rental | [7 empty] | PUMPINFUSION-ALARIS-Medley 8100 |  | MEDLEY PUMP MODULE LVP |  |  | PUMPINFUSION-ALARIS-Medley 8100 | [6 empty] | Verified as Rental |  |  | MHHS-Katy
NO | YES |  |  |  | MOF7286 |  | CAREFUSION | 8100D |  |  | Rental | MHHS-Katy |  |  |  | MOF7286 |  | Katy |  | Rental | [7 empty] | PUMPINFUSION-ALARIS-Medley 8100 |  | MEDLEY PUMP MODULE LVP |  |  | PUMPINFUSION-ALARIS-Medley 8100 | [6 empty] | Verified as Rental |  |  | MHHS-Katy
NO | YES |  |  |  | MOF7323 |  | CAREFUSION | 8100D |  |  | Rental | MHHS-Katy |  |  |  | MOF7323 |  | Katy |  | Rental | [7 empty] | PUMPINFUSION-ALARIS-Medley 8100 |  | MEDLEY PUMP MODULE LVP |  |  | PUMPINFUSION-ALARIS-Medley 8100 | [6 empty] | Verified as Rental |  |  | MHHS-Katy
NO | YES |  |  |  | MOF6292 |  | CAREFUSION | 8100D |  |  | Rental | MHHS-Katy Rehab |  |  |  | MOF6292 |  | Katy |  | Rental | [7 empty] | PUMPINFUSION-ALARIS-Medley 8100 |  | MEDLEY PUMP MODULE LVP |  |  | PUMPINFUSION-ALARIS-Medley 8100 | [6 empty] | Verified as Rental |  |  | MHHS-Katy Rehab
NO | YES |  |  |  | MOF7273 |  | CAREFUSION | 8100D |  |  | Rental | MHHS-Katy Rehab |  |  |  | MOF7273 |  | Katy |  | Rental | [7 empty] | PUMPINFUSION-ALARIS-Medley 8100 |  | MEDLEY PUMP MODULE LVP |  |  | PUMPINFUSION-ALARIS-Medley 8100 | [6 empty] | Verified as Rental |  |  | MHHS-Katy Rehab
NO | YES |  |  |  | MOF5848 |  | CAREFUSION | 8100D |  |  | Rental | MHHS-Kingwood CCC |  |  |  | MOF5848 |  | Katy |  | Rental | [7 empty] | PUMPINFUSION-ALARIS-Medley 8100 |  | MEDLEY PUMP MODULE LVP |  |  | PUMPINFUSION-ALARIS-Medley 8100 | [6 empty] | Verified as Rental |  |  | MHHS-Kingwood CCC
NO | YES |  |  |  | MOF6395 |  | CAREFUSION | 8100D |  |  | Rental | MHHS-League City CCC |  |  |  | MOF6395 |  | Southeast & Bay Area |  | Rental | [7 empty] | PUMPINFUSION-ALARIS-Medley 8100 |  | MEDLEY PUMP MODULE LVP |  |  | PUMPINFUSION-ALARIS-Medley 8100 | [6 empty] | Verified as Rental |  |  | MHHS-League City CCC
NO | YES |  |  |  | MOF338 |  | CAREFUSION | 8100D |  |  | Rental | MHHS-Mem City |  |  |  | MOF338 |  | West & Memorial City |  | Rental | [7 empty] | PUMPINFUSION-ALARIS-Medley 8100 |  | MEDLEY PUMP MODULE LVP |  |  | PUMPINFUSION-ALARIS-Medley 8100 | [6 empty] | Verified as Rental |  |  | MHHS-Mem City
NO | YES |  |  |  | MOF1205 |  | CAREFUSION | 8100D |  |  | Rental | MHHS-Mem City |  |  |  | MOF1205 |  | West & Memorial City |  | Rental | [7 empty] | PUMPINFUSION-ALARIS-Medley 8100 |  | MEDLEY PUMP MODULE LVP |  |  | PUMPINFUSION-ALARIS-Medley 8100 | [6 empty] | Verified as Rental |  |  | MHHS-Mem City
NO | YES |  |  |  | MOF1356 |  | CAREFUSION | 8100D |  |  | Rental | MHHS-Mem City |  |  |  | MOF1356 |  | West & Memorial City |  | Rental | [7 empty] | PUMPINFUSION-ALARIS-Medley 8100 |  | MEDLEY PUMP MODULE LVP |  |  | PUMPINFUSION-ALARIS-Medley 8100 | [6 empty] | Verified as Rental |  |  | MHHS-Mem City
NO | YES |  |  |  | MOF3232 |  | CAREFUSION | 8100D |  |  | Rental | MHHS-Mem City |  |  |  | MOF3232 |  | West & Memorial City |  | Rental | [7 empty] | PUMPINFUSION-ALARIS-Medley 8100 |  | MEDLEY PUMP MODULE LVP |  |  | PUMPINFUSION-ALARIS-Medley 8100 | [6 empty] | Verified as Rental |  |  | MHHS-Mem City
NO | YES |  |  |  | MOF3384 |  | CAREFUSION | 8100D |  |  | Rental | MHHS-Mem City |  |  |  | MOF3384 |  | West & Memorial City |  | Rental | [7 empty] | PUMPINFUSION-ALARIS-Medley 8100 |  | MEDLEY PUMP MODULE LVP |  |  | PUMPINFUSION-ALARIS-Medley 8100 | [6 empty] | Verified as Rental |  |  | MHHS-Mem City
NO | YES |  |  |  | MOF3866 |  | CAREFUSION | 8100D |  |  | Rental | MHHS-Mem City |  |  |  | MOF3866 |  | West & Memorial City |  | Rental | [7 empty] | PUMPINFUSION-ALARIS-Medley 8100 |  | MEDLEY PUMP MODULE LVP |  |  | PUMPINFUSION-ALARIS-Medley 8100 | [6 empty] | Verified as Rental |  |  | MHHS-Mem City
NO | YES |  |  |  | MOF3871 |  | CAREFUSION | 8100D |  |  | Rental | MHHS-Mem City |  |  |  | MOF3871 |  | West & Memorial City |  | Rental | [7 empty] | PUMPINFUSION-ALARIS-Medley 8100 |  | MEDLEY PUMP MODULE LVP |  |  | PUMPINFUSION-ALARIS-Medley 8100 | [6 empty] | Verified as Rental |  |  | MHHS-Mem City
NO | YES |  |  |  | MOF3874 |  | CAREFUSION | 8100D |  |  | Rental | MHHS-Mem City |  |  |  | MOF3874 |  | West & Memorial City |  | Rental | [7 empty] | PUMPINFUSION-ALARIS-Medley 8100 |  | MEDLEY PUMP MODULE LVP |  |  | PUMPINFUSION-ALARIS-Medley 8100 | [6 empty] | Verified as Rental |  |  | MHHS-Mem City
NO | YES |  |  |  | MOF3903 |  | CAREFUSION | 8100D |  |  | Rental | MHHS-Mem City |  |  |  | MOF3903 |  | West & Memorial City |  | Rental | [7 empty] | PUMPINFUSION-ALARIS-Medley 8100 |  | MEDLEY PUMP MODULE LVP |  |  | PUMPINFUSION-ALARIS-Medley 8100 | [6 empty] | Verified as Rental |  |  | MHHS-Mem City
NO | YES |  |  |  | MOF4022 |  | CAREFUSION | 8100D |  |  | Rental | MHHS-Mem City |  |  |  | MOF4022 |  | West & Memorial City |  | Rental | [7 empty] | PUMPINFUSION-ALARIS-Medley 8100 |  | MEDLEY PUMP MODULE LVP |  |  | PUMPINFUSION-ALARIS-Medley 8100 | [6 empty] | Verified as Rental |  |  | MHHS-Mem City
NO | YES |  |  |  | MOF4113 |  | CAREFUSION | 8100D |  |  | Rental | MHHS-Mem City |  |  |  | MOF4113 |  | West & Memorial City |  | Rental | [7 empty] | PUMPINFUSION-ALARIS-Medley 8100 |  | MEDLEY PUMP MODULE LVP |  |  | PUMPINFUSION-ALARIS-Medley 8100 | [6 empty] | Verified as Rental |  |  | MHHS-Mem City
NO | YES |  |  |  | MOF4147 |  | CAREFUSION | 8100D |  |  | Rental | MHHS-Mem City |  |  |  | MOF4147 |  | West & Memorial City |  | Rental | [7 empty] | PUMPINFUSION-ALARIS-Medley 8100 |  | MEDLEY PUMP MODULE LVP |  |  | PUMPINFUSION-ALARIS-Medley 8100 | [6 empty] | Verified as Rental |  |  | MHHS-Mem City
NO | YES |  |  |  | MOF4151 |  | CAREFUSION | 8100D |  |  | Rental | MHHS-Mem City |  |  |  | MOF4151 |  | West & Memorial City |  | Rental | [7 empty] | PUMPINFUSION-ALARIS-Medley 8100 |  | MEDLEY PUMP MODULE LVP |  |  | PUMPINFUSION-ALARIS-Medley 8100 | [6 empty] | Verified as Rental |  |  | MHHS-Mem City
NO | YES |  |  |  | MOF4173 |  | CAREFUSION | 8100D |  |  | Rental | MHHS-Mem City |  |  |  | MOF4173 |  | West & Memorial City |  | Rental | [7 empty] | PUMPINFUSION-ALARIS-Medley 8100 |  | MEDLEY PUMP MODULE LVP |  |  | PUMPINFUSION-ALARIS-Medley 8100 | [6 empty] | Verified as Rental |  |  | MHHS-Mem City
NO | YES |  |  |  | MOF4219 |  | CAREFUSION | 8100D |  |  | Rental | MHHS-Mem City |  |  |  | MOF4219 |  | West & Memorial City |  | Rental | [7 empty] | PUMPINFUSION-ALARIS-Medley 8100 |  | MEDLEY PUMP MODULE LVP |  |  | PUMPINFUSION-ALARIS-Medley 8100 | [6 empty] | Verified as Rental |  |  | MHHS-Mem City
NO | YES |  |  |  | MOF4226 |  | CAREFUSION | 8100D |  |  | Rental | MHHS-Mem City |  |  |  | MOF4226 |  | West & Memorial City |  | Rental | [7 empty] | PUMPINFUSION-ALARIS-Medley 8100 |  | MEDLEY PUMP MODULE LVP |  |  | PUMPINFUSION-ALARIS-Medley 8100 | [6 empty] | Verified as Rental |  |  | MHHS-Mem City
NO | YES |  |  |  | MOF4230 |  | CAREFUSION | 8100D |  |  | Rental | MHHS-Mem City |  |  |  | MOF4230 |  | West & Memorial City |  | Rental | [7 empty] | PUMPINFUSION-ALARIS-Medley 8100 |  | MEDLEY PUMP MODULE LVP |  |  | PUMPINFUSION-ALARIS-Medley 8100 | [6 empty] | Verified as Rental |  |  | MHHS-Mem City
NO | YES |  |  |  | MOF4232 |  | CAREFUSION | 8100D |  |  | Rental | MHHS-Mem City |  |  |  | MOF4232 |  | West & Memorial City |  | Rental | [7 empty] | PUMPINFUSION-ALARIS-Medley 8100 |  | MEDLEY PUMP MODULE LVP |  |  | PUMPINFUSION-ALARIS-Medley 8100 | [6 empty] | Verified as Rental |  |  | MHHS-Mem City
NO | YES |  |  |  | MOF4429 |  | CAREFUSION | 8100D |  |  | Rental | MHHS-Mem City |  |  |  | MOF4429 |  | West & Memorial City |  | Rental | [7 empty] | PUMPINFUSION-ALARIS-Medley 8100 |  | MEDLEY PUMP MODULE LVP |  |  | PUMPINFUSION-ALARIS-Medley 8100 | [6 empty] | Verified as Rental |  |  | MHHS-Mem City
NO | YES |  |  |  | MOF4433 |  | CAREFUSION | 8100D |  |  | Rental | MHHS-Mem City |  |  |  | MOF4433 |  | West & Memorial City |  | Rental | [7 empty] | PUMPINFUSION-ALARIS-Medley 8100 |  | MEDLEY PUMP MODULE LVP |  |  | PUMPINFUSION-ALARIS-Medley 8100 | [6 empty] | Verified as Rental |  |  | MHHS-Mem City
NO | YES |  |  |  | MOF4521 |  | CAREFUSION | 8100D |  |  | Rental | MHHS-Mem City |  |  |  | MOF4521 |  | West & Memorial City |  | Rental | [7 empty] | PUMPINFUSION-ALARIS-Medley 8100 |  | MEDLEY PUMP MODULE LVP |  |  | PUMPINFUSION-ALARIS-Medley 8100 | [6 empty] | Verified as Rental |  |  | MHHS-Mem City
NO | YES |  |  |  | MOF4527 |  | CAREFUSION | 8100D |  |  | Rental | MHHS-Mem City |  |  |  | MOF4527 |  | West & Memorial City |  | Rental | [7 empty] | PUMPINFUSION-ALARIS-Medley 8100 |  | MEDLEY PUMP MODULE LVP |  |  | PUMPINFUSION-ALARIS-Medley 8100 | [6 empty] | Verified as Rental |  |  | MHHS-Mem City
NO | YES |  |  |  | MOF4533 |  | CAREFUSION | 8100D |  |  | Rental | MHHS-Mem City |  |  |  | MOF4533 |  | West & Memorial City |  | Rental | [7 empty] | PUMPINFUSION-ALARIS-Medley 8100 |  | MEDLEY PUMP MODULE LVP |  |  | PUMPINFUSION-ALARIS-Medley 8100 | [6 empty] | Verified as Rental |  |  | MHHS-Mem City
NO | YES |  |  |  | MOF4555 |  | CAREFUSION | 8100D |  |  | Rental | MHHS-Mem City |  |  |  | MOF4555 |  | West & Memorial City |  | Rental | [7 empty] | PUMPINFUSION-ALARIS-Medley 8100 |  | MEDLEY PUMP MODULE LVP |  |  | PUMPINFUSION-ALARIS-Medley 8100 | [6 empty] | Verified as Rental |  |  | MHHS-Mem City
NO | YES |  |  |  | MOF4560 |  | CAREFUSION | 8100D |  |  | Rental | MHHS-Mem City |  |  |  | MOF4560 |  | West & Memorial City |  | Rental | [7 empty] | PUMPINFUSION-ALARIS-Medley 8100 |  | MEDLEY PUMP MODULE LVP |  |  | PUMPINFUSION-ALARIS-Medley 8100 | [6 empty] | Verified as Rental |  |  | MHHS-Mem City
NO | YES |  |  |  | MOF4568 |  | CAREFUSION | 8100D |  |  | Rental | MHHS-Mem City |  |  |  | MOF4568 |  | West & Memorial City |  | Rental | [7 empty] | PUMPINFUSION-ALARIS-Medley 8100 |  | MEDLEY PUMP MODULE LVP |  |  | PUMPINFUSION-ALARIS-Medley 8100 | [6 empty] | Verified as Rental |  |  | MHHS-Mem City
NO | YES |  |  |  | MOF5018 |  | CAREFUSION | 8100D |  |  | Rental | MHHS-Mem City |  |  |  | MOF5018 |  | West & Memorial City |  | Rental | [7 empty] | PUMPINFUSION-ALARIS-Medley 8100 |  | MEDLEY PUMP MODULE LVP |  |  | PUMPINFUSION-ALARIS-Medley 8100 | [6 empty] | Verified as Rental |  |  | MHHS-Mem City
NO | YES |  |  |  | MOF5393 |  | CAREFUSION | 8100D |  |  | Rental | MHHS-Mem City |  |  |  | MOF5393 |  | West & Memorial City |  | Rental | [7 empty] | PUMPINFUSION-ALARIS-Medley 8100 |  | MEDLEY PUMP MODULE LVP |  |  | PUMPINFUSION-ALARIS-Medley 8100 | [6 empty] | Verified as Rental |  |  | MHHS-Mem City
NO | YES |  |  |  | MOF5736 |  | CAREFUSION | 8100D |  |  | Rental | MHHS-Mem City |  |  |  | MOF5736 |  | West & Memorial City |  | Rental | [7 empty] | PUMPINFUSION-ALARIS-Medley 8100 |  | MEDLEY PUMP MODULE LVP |  |  | PUMPINFUSION-ALARIS-Medley 8100 | [6 empty] | Verified as Rental |  |  | MHHS-Mem City
NO | YES |  |  |  | MOF5746 |  | CAREFUSION | 8100D |  |  | Rental | MHHS-Mem City |  |  |  | MOF5746 |  | West & Memorial City |  | Rental | [7 empty] | PUMPINFUSION-ALARIS-Medley 8100 |  | MEDLEY PUMP MODULE LVP |  |  | PUMPINFUSION-ALARIS-Medley 8100 | [6 empty] | Verified as Rental |  |  | MHHS-Mem City
NO | YES |  |  |  | MOF5755 |  | CAREFUSION | 8100D |  |  | Rental | MHHS-Mem City |  |  |  | MOF5755 |  | West & Memorial City |  | Rental | [7 empty] | PUMPINFUSION-ALARIS-Medley 8100 |  | MEDLEY PUMP MODULE LVP |  |  | PUMPINFUSION-ALARIS-Medley 8100 | [6 empty] | Verified as Rental |  |  | MHHS-Mem City
NO | YES |  |  |  | MOF5798 |  | CAREFUSION | 8100D |  |  | Rental | MHHS-Mem City |  |  |  | MOF5798 |  | West & Memorial City |  | Rental | [7 empty] | PUMPINFUSION-ALARIS-Medley 8100 |  | MEDLEY PUMP MODULE LVP |  |  | PUMPINFUSION-ALARIS-Medley 8100 | [6 empty] | Verified as Rental |  |  | MHHS-Mem City
NO | YES |  |  |  | MOF5806 |  | CAREFUSION | 8100D |  |  | Rental | MHHS-Mem City |  |  |  | MOF5806 |  | West & Memorial City |  | Rental | [7 empty] | PUMPINFUSION-ALARIS-Medley 8100 |  | MEDLEY PUMP MODULE LVP |  |  | PUMPINFUSION-ALARIS-Medley 8100 | [6 empty] | Verified as Rental |  |  | MHHS-Mem City
NO | YES |  |  |  | MOF5809 |  | CAREFUSION | 8100D |  |  | Rental | MHHS-Mem City |  |  |  | MOF5809 |  | West & Memorial City |  | Rental | [7 empty] | PUMPINFUSION-ALARIS-Medley 8100 |  | MEDLEY PUMP MODULE LVP |  |  | PUMPINFUSION-ALARIS-Medley 8100 | [6 empty] | Verified as Rental |  |  | MHHS-Mem City
NO | YES |  |  |  | MOF5813 |  | CAREFUSION | 8100D |  |  | Rental | MHHS-Mem City |  |  |  | MOF5813 |  | West & Memorial City |  | Rental | [7 empty] | PUMPINFUSION-ALARIS-Medley 8100 |  | MEDLEY PUMP MODULE LVP |  |  | PUMPINFUSION-ALARIS-Medley 8100 | [6 empty] | Verified as Rental |  |  | MHHS-Mem City
NO | YES |  |  |  | MOF5818 |  | CAREFUSION | 8100D |  |  | Rental | MHHS-Mem City |  |  |  | MOF5818 |  | West & Memorial City |  | Rental | [7 empty] | PUMPINFUSION-ALARIS-Medley 8100 |  | MEDLEY PUMP MODULE LVP |  |  | PUMPINFUSION-ALARIS-Medley 8100 | [6 empty] | Verified as Rental |  |  | MHHS-Mem City
NO | YES |  |  |  | MOF5871 |  | CAREFUSION | 8100D |  |  | Rental | MHHS-Mem City |  |  |  | MOF5871 |  | West & Memorial City |  | Rental | [7 empty] | PUMPINFUSION-ALARIS-Medley 8100 |  | MEDLEY PUMP MODULE LVP |  |  | PUMPINFUSION-ALARIS-Medley 8100 | [6 empty] | Verified as Rental |  |  | MHHS-Mem City
NO | YES |  |  |  | MOF5898 |  | CAREFUSION | 8100D |  |  | Rental | MHHS-Mem City |  |  |  | MOF5898 |  | West & Memorial City |  | Rental | [7 empty] | PUMPINFUSION-ALARIS-Medley 8100 |  | MEDLEY PUMP MODULE LVP |  |  | PUMPINFUSION-ALARIS-Medley 8100 | [6 empty] | Verified as Rental |  |  | MHHS-Mem City
NO | YES |  |  |  | MOF5904 |  | CAREFUSION | 8100D |  |  | Rental | MHHS-Mem City |  |  |  | MOF5904 |  | West & Memorial City |  | Rental | [7 empty] | PUMPINFUSION-ALARIS-Medley 8100 |  | MEDLEY PUMP MODULE LVP |  |  | PUMPINFUSION-ALARIS-Medley 8100 | [6 empty] | Verified as Rental |  |  | MHHS-Mem City
NO | YES |  |  |  | MOF6263 |  | CAREFUSION | 8100D |  |  | Rental | MHHS-Mem City |  |  |  | MOF6263 |  | West & Memorial City |  | Rental | [7 empty] | PUMPINFUSION-ALARIS-Medley 8100 |  | MEDLEY PUMP MODULE LVP |  |  | PUMPINFUSION-ALARIS-Medley 8100 | [6 empty] | Verified as Rental |  |  | MHHS-Mem City
NO | YES |  |  |  | MOF6267 |  | CAREFUSION | 8100D |  |  | Rental | MHHS-Mem City |  |  |  | MOF6267 |  | West & Memorial City |  | Rental | [7 empty] | PUMPINFUSION-ALARIS-Medley 8100 |  | MEDLEY PUMP MODULE LVP |  |  | PUMPINFUSION-ALARIS-Medley 8100 | [6 empty] | Verified as Rental |  |  | MHHS-Mem City
NO | YES |  |  |  | MOF6269 |  | CAREFUSION | 8100D |  |  | Rental | MHHS-Mem City |  |  |  | MOF6269 |  | West & Memorial City |  | Rental | [7 empty] | PUMPINFUSION-ALARIS-Medley 8100 |  | MEDLEY PUMP MODULE LVP |  |  | PUMPINFUSION-ALARIS-Medley 8100 | [6 empty] | Verified as Rental |  |  | MHHS-Mem City
NO | YES |  |  |  | MOF6270 |  | CAREFUSION | 8100D |  |  | Rental | MHHS-Mem City |  |  |  | MOF6270 |  | West & Memorial City |  | Rental | [7 empty] | PUMPINFUSION-ALARIS-Medley 8100 |  | MEDLEY PUMP MODULE LVP |  |  | PUMPINFUSION-ALARIS-Medley 8100 | [6 empty] | Verified as Rental |  |  | MHHS-Mem City
NO | YES |  |  |  | MOF6271 |  | CAREFUSION | 8100D |  |  | Rental | MHHS-Mem City |  |  |  | MOF6271 |  | West & Memorial City |  | Rental | [7 empty] | PUMPINFUSION-ALARIS-Medley 8100 |  | MEDLEY PUMP MODULE LVP |  |  | PUMPINFUSION-ALARIS-Medley 8100 | [6 empty] | Verified as Rental |  |  | MHHS-Mem City
NO | YES |  |  |  | MOF6294 |  | CAREFUSION | 8100D |  |  | Rental | MHHS-Mem City |  |  |  | MOF6294 |  | West & Memorial City |  | Rental | [7 empty] | PUMPINFUSION-ALARIS-Medley 8100 |  | MEDLEY PUMP MODULE LVP |  |  | PUMPINFUSION-ALARIS-Medley 8100 | [6 empty] | Verified as Rental |  |  | MHHS-Mem City
NO | YES |  |  |  | MOF6333 |  | CAREFUSION | 8100D |  |  | Rental | MHHS-Mem City |  |  |  | MOF6333 |  | West & Memorial City |  | Rental | [7 empty] | PUMPINFUSION-ALARIS-Medley 8100 |  | MEDLEY PUMP MODULE LVP |  |  | PUMPINFUSION-ALARIS-Medley 8100 | [6 empty] | Verified as Rental |  |  | MHHS-Mem City
NO | YES |  |  |  | MOF6387 |  | CAREFUSION | 8100D |  |  | Rental | MHHS-Mem City |  |  |  | MOF6387 |  | West & Memorial City |  | Rental | [7 empty] | PUMPINFUSION-ALARIS-Medley 8100 |  | MEDLEY PUMP MODULE LVP |  |  | PUMPINFUSION-ALARIS-Medley 8100 | [6 empty] | Verified as Rental |  |  | MHHS-Mem City
NO | YES |  |  |  | MOF6757 |  | CAREFUSION | 8100D |  |  | Rental | MHHS-Mem City |  |  |  | MOF6757 |  | West & Memorial City |  | Rental | [7 empty] | PUMPINFUSION-ALARIS-Medley 8100 |  | MEDLEY PUMP MODULE LVP |  |  | PUMPINFUSION-ALARIS-Medley 8100 | [6 empty] | Verified as Rental |  |  | MHHS-Mem City
NO | YES |  |  |  | MOF6851 |  | CAREFUSION | 8100D |  |  | Rental | MHHS-Mem City |  |  |  | MOF6851 |  | West & Memorial City |  | Rental | [7 empty] | PUMPINFUSION-ALARIS-Medley 8100 |  | MEDLEY PUMP MODULE LVP |  |  | PUMPINFUSION-ALARIS-Medley 8100 | [6 empty] | Verified as Rental |  |  | MHHS-Mem City
NO | YES |  |  |  | MOF6923 |  | CAREFUSION | 8100D |  |  | Rental | MHHS-Mem City |  |  |  | MOF6923 |  | West & Memorial City |  | Rental | [7 empty] | PUMPINFUSION-ALARIS-Medley 8100 |  | MEDLEY PUMP MODULE LVP |  |  | PUMPINFUSION-ALARIS-Medley 8100 | [6 empty] | Verified as Rental |  |  | MHHS-Mem City
NO | YES |  |  |  | MOF6931 |  | CAREFUSION | 8100D |  |  | Rental | MHHS-Mem City |  |  |  | MOF6931 |  | West & Memorial City |  | Rental | [7 empty] | PUMPINFUSION-ALARIS-Medley 8100 |  | MEDLEY PUMP MODULE LVP |  |  | PUMPINFUSION-ALARIS-Medley 8100 | [6 empty] | Verified as Rental |  |  | MHHS-Mem City
NO | YES |  |  |  | MOF6934 |  | CAREFUSION | 8100D |  |  | Rental | MHHS-Mem City |  |  |  | MOF6934 |  | West & Memorial City |  | Rental | [7 empty] | PUMPINFUSION-ALARIS-Medley 8100 |  | MEDLEY PUMP MODULE LVP |  |  | PUMPINFUSION-ALARIS-Medley 8100 | [6 empty] | Verified as Rental |  |  | MHHS-Mem City
NO | YES |  |  |  | MOF6945 |  | CAREFUSION | 8100D |  |  | Rental | MHHS-Mem City |  |  |  | MOF6945 |  | West & Memorial City |  | Rental | [7 empty] | PUMPINFUSION-ALARIS-Medley 8100 |  | MEDLEY PUMP MODULE LVP |  |  | PUMPINFUSION-ALARIS-Medley 8100 | [6 empty] | Verified as Rental |  |  | MHHS-Mem City
NO | YES |  |  |  | MOF7034 |  | CAREFUSION | 8100D |  |  | Rental | MHHS-Mem City |  |  |  | MOF7034 |  | West & Memorial City |  | Rental | [7 empty] | PUMPINFUSION-ALARIS-Medley 8100 |  | MEDLEY PUMP MODULE LVP |  |  | PUMPINFUSION-ALARIS-Medley 8100 | [6 empty] | Verified as Rental |  |  | MHHS-Mem City
NO | YES |  |  |  | MOF7042 |  | CAREFUSION | 8100D |  |  | Rental | MHHS-Mem City |  |  |  | MOF7042 |  | West & Memorial City |  | Rental | [7 empty] | PUMPINFUSION-ALARIS-Medley 8100 |  | MEDLEY PUMP MODULE LVP |  |  | PUMPINFUSION-ALARIS-Medley 8100 | [6 empty] | Verified as Rental |  |  | MHHS-Mem City
NO | YES |  |  |  | MOF7278 |  | CAREFUSION | 8100D |  |  | Rental | MHHS-Mem City |  |  |  | MOF7278 |  | West & Memorial City |  | Rental | [7 empty] | PUMPINFUSION-ALARIS-Medley 8100 |  | MEDLEY PUMP MODULE LVP |  |  | PUMPINFUSION-ALARIS-Medley 8100 | [6 empty] | Verified as Rental |  |  | MHHS-Mem City
NO | YES |  |  |  | MOF7317 |  | CAREFUSION | 8100D |  |  | Rental | MHHS-Mem City |  |  |  | MOF7317 |  | West & Memorial City |  | Rental | [7 empty] | PUMPINFUSION-ALARIS-Medley 8100 |  | MEDLEY PUMP MODULE LVP |  |  | PUMPINFUSION-ALARIS-Medley 8100 | [6 empty] | Verified as Rental |  |  | MHHS-Mem City
NO | YES |  |  |  | MOF7327 |  | CAREFUSION | 8100D |  |  | Rental | MHHS-Mem City |  |  |  | MOF7327 |  | West & Memorial City |  | Rental | [7 empty] | PUMPINFUSION-ALARIS-Medley 8100 |  | MEDLEY PUMP MODULE LVP |  |  | PUMPINFUSION-ALARIS-Medley 8100 | [6 empty] | Verified as Rental |  |  | MHHS-Mem City
NO | YES |  |  |  | MOF659 |  | CAREFUSION | 8100D |  |  | Rental | MHHS-Northeast |  |  |  | MOF659 |  | Katy |  | Rental | [7 empty] | PUMPINFUSION-ALARIS-Medley 8100 |  | MEDLEY PUMP MODULE LVP |  |  | PUMPINFUSION-ALARIS-Medley 8100 | [6 empty] | Verified as Rental |  |  | MHHS-Northeast
NO | YES |  |  |  | MOF742 |  | CAREFUSION | 8100D |  |  | Rental | MHHS-Northeast |  |  |  | MOF742 |  | Katy |  | Rental | [7 empty] | PUMPINFUSION-ALARIS-Medley 8100 |  | MEDLEY PUMP MODULE LVP |  |  | PUMPINFUSION-ALARIS-Medley 8100 | [6 empty] | Verified as Rental |  |  | MHHS-Northeast
NO | YES |  |  |  | MOF746 |  | CAREFUSION | 8100D |  |  | Rental | MHHS-Northeast |  |  |  | MOF746 |  | Katy |  | Rental | [7 empty] | PUMPINFUSION-ALARIS-Medley 8100 |  | MEDLEY PUMP MODULE LVP |  |  | PUMPINFUSION-ALARIS-Medley 8100 | [6 empty] | Verified as Rental |  |  | MHHS-Northeast
NO | YES |  |  |  | MOF1115 |  | CAREFUSION | 8100D |  |  | Rental | MHHS-Northeast |  |  |  | MOF1115 |  | Katy |  | Rental | [7 empty] | PUMPINFUSION-ALARIS-Medley 8100 |  | MEDLEY PUMP MODULE LVP |  |  | PUMPINFUSION-ALARIS-Medley 8100 | [6 empty] | Verified as Rental |  |  | MHHS-Northeast
NO | YES |  |  |  | MOF3320 |  | CAREFUSION | 8100D |  |  | Rental | MHHS-Northeast |  |  |  | MOF3320 |  | Katy |  | Rental | [7 empty] | PUMPINFUSION-ALARIS-Medley 8100 |  | MEDLEY PUMP MODULE LVP |  |  | PUMPINFUSION-ALARIS-Medley 8100 | [6 empty] | Verified as Rental |  |  | MHHS-Northeast
NO | YES |  |  |  | MOF3351 |  | CAREFUSION | 8100D |  |  | Rental | MHHS-Northeast |  |  |  | MOF3351 |  | Katy |  | Rental | [7 empty] | PUMPINFUSION-ALARIS-Medley 8100 |  | MEDLEY PUMP MODULE LVP |  |  | PUMPINFUSION-ALARIS-Medley 8100 | [6 empty] | Verified as Rental |  |  | MHHS-Northeast
NO | YES |  |  |  | MOF3707 |  | CAREFUSION | 8100D |  |  | Rental | MHHS-Northeast |  |  |  | MOF3707 |  | Katy |  | Rental | [7 empty] | PUMPINFUSION-ALARIS-Medley 8100 |  | MEDLEY PUMP MODULE LVP |  |  | PUMPINFUSION-ALARIS-Medley 8100 | [6 empty] | Verified as Rental |  |  | MHHS-Northeast
NO | YES |  |  |  | MOF3890 |  | CAREFUSION | 8100D |  |  | Rental | MHHS-Northeast |  |  |  | MOF3890 |  | Katy |  | Rental | [7 empty] | PUMPINFUSION-ALARIS-Medley 8100 |  | MEDLEY PUMP MODULE LVP |  |  | PUMPINFUSION-ALARIS-Medley 8100 | [6 empty] | Verified as Rental |  |  | MHHS-Northeast
NO | YES |  |  |  | MOF3891 |  | CAREFUSION | 8100D |  |  | Rental | MHHS-Northeast |  |  |  | MOF3891 |  | Katy |  | Rental | [7 empty] | PUMPINFUSION-ALARIS-Medley 8100 |  | MEDLEY PUMP MODULE LVP |  |  | PUMPINFUSION-ALARIS-Medley 8100 | [6 empty] | Verified as Rental |  |  | MHHS-Northeast
NO | YES |  |  |  | MOF3894 |  | CAREFUSION | 8100D |  |  | Rental | MHHS-Northeast |  |  |  | MOF3894 |  | Katy |  | Rental | [7 empty] | PUMPINFUSION-ALARIS-Medley 8100 |  | MEDLEY PUMP MODULE LVP |  |  | PUMPINFUSION-ALARIS-Medley 8100 | [6 empty] | Verified as Rental |  |  | MHHS-Northeast
NO | YES |  |  |  | MOF3898 |  | CAREFUSION | 8100D |  |  | Rental | MHHS-Northeast |  |  |  | MOF3898 |  | Katy |  | Rental | [7 empty] | PUMPINFUSION-ALARIS-Medley 8100 |  | MEDLEY PUMP MODULE LVP |  |  | PUMPINFUSION-ALARIS-Medley 8100 | [6 empty] | Verified as Rental |  |  | MHHS-Northeast
NO | YES |  |  |  | MOF3901 |  | CAREFUSION | 8100D |  |  | Rental | MHHS-Northeast |  |  |  | MOF3901 |  | Katy |  | Rental | [7 empty] | PUMPINFUSION-ALARIS-Medley 8100 |  | MEDLEY PUMP MODULE LVP |  |  | PUMPINFUSION-ALARIS-Medley 8100 | [6 empty] | Verified as Rental |  |  | MHHS-Northeast
NO | YES |  |  |  | MOF3902 |  | CAREFUSION | 8100D |  |  | Rental | MHHS-Northeast |  |  |  | MOF3902 |  | Katy |  | Rental | [7 empty] | PUMPINFUSION-ALARIS-Medley 8100 |  | MEDLEY PUMP MODULE LVP |  |  | PUMPINFUSION-ALARIS-Medley 8100 | [6 empty] | Verified as Rental |  |  | MHHS-Northeast
NO | YES |  |  |  | MOF4142 |  | CAREFUSION | 8100D |  |  | Rental | MHHS-Northeast |  |  |  | MOF4142 |  | Katy |  | Rental | [7 empty] | PUMPINFUSION-ALARIS-Medley 8100 |  | MEDLEY PUMP MODULE LVP |  |  | PUMPINFUSION-ALARIS-Medley 8100 | [6 empty] | Verified as Rental |  |  | MHHS-Northeast
NO | YES |  |  |  | MOF4156 |  | CAREFUSION | 8100D |  |  | Rental | MHHS-Northeast |  |  |  | MOF4156 |  | Katy |  | Rental | [7 empty] | PUMPINFUSION-ALARIS-Medley 8100 |  | MEDLEY PUMP MODULE LVP |  |  | PUMPINFUSION-ALARIS-Medley 8100 | [6 empty] | Verified as Rental |  |  | MHHS-Northeast
NO | YES |  |  |  | MOF4181 |  | CAREFUSION | 8100D |  |  | Rental | MHHS-Northeast |  |  |  | MOF4181 |  | Katy |  | Rental | [7 empty] | PUMPINFUSION-ALARIS-Medley 8100 |  | MEDLEY PUMP MODULE LVP |  |  | PUMPINFUSION-ALARIS-Medley 8100 | [6 empty] | Verified as Rental |  |  | MHHS-Northeast
NO | YES |  |  |  | MOF4186 |  | CAREFUSION | 8100D |  |  | Rental | MHHS-Northeast |  |  |  | MOF4186 |  | Katy |  | Rental | [7 empty] | PUMPINFUSION-ALARIS-Medley 8100 |  | MEDLEY PUMP MODULE LVP |  |  | PUMPINFUSION-ALARIS-Medley 8100 | [6 empty] | Verified as Rental |  |  | MHHS-Northeast
NO | YES |  |  |  | MOF4214 |  | CAREFUSION | 8100D |  |  | Rental | MHHS-Northeast |  |  |  | MOF4214 |  | Katy |  | Rental | [7 empty] | PUMPINFUSION-ALARIS-Medley 8100 |  | MEDLEY PUMP MODULE LVP |  |  | PUMPINFUSION-ALARIS-Medley 8100 | [6 empty] | Verified as Rental |  |  | MHHS-Northeast
NO | YES |  |  |  | MOF4518 |  | CAREFUSION | 8100D |  |  | Rental | MHHS-Northeast |  |  |  | MOF4518 |  | Katy |  | Rental | [7 empty] | PUMPINFUSION-ALARIS-Medley 8100 |  | MEDLEY PUMP MODULE LVP |  |  | PUMPINFUSION-ALARIS-Medley 8100 | [6 empty] | Verified as Rental |  |  | MHHS-Northeast
NO | YES |  |  |  | MOF4525 |  | CAREFUSION | 8100D |  |  | Rental | MHHS-Northeast |  |  |  | MOF4525 |  | Katy |  | Rental | [7 empty] | PUMPINFUSION-ALARIS-Medley 8100 |  | MEDLEY PUMP MODULE LVP |  |  | PUMPINFUSION-ALARIS-Medley 8100 | [6 empty] | Verified as Rental |  |  | MHHS-Northeast
NO | YES |  |  |  | MOF4534 |  | CAREFUSION | 8100D |  |  | Rental | MHHS-Northeast |  |  |  | MOF4534 |  | Katy |  | Rental | [7 empty] | PUMPINFUSION-ALARIS-Medley 8100 |  | MEDLEY PUMP MODULE LVP |  |  | PUMPINFUSION-ALARIS-Medley 8100 | [6 empty] | Verified as Rental |  |  | MHHS-Northeast
NO | YES |  |  |  | MOF4537 |  | CAREFUSION | 8100D |  |  | Rental | MHHS-Northeast |  |  |  | MOF4537 |  | Katy |  | Rental | [7 empty] | PUMPINFUSION-ALARIS-Medley 8100 |  | MEDLEY PUMP MODULE LVP |  |  | PUMPINFUSION-ALARIS-Medley 8100 | [6 empty] | Verified as Rental |  |  | MHHS-Northeast
NO | YES |  |  |  | MOF5458 |  | CAREFUSION | 8100D |  |  | Rental | MHHS-Northeast |  |  |  | MOF5458 |  | Katy |  | Rental | [7 empty] | PUMPINFUSION-ALARIS-Medley 8100 |  | MEDLEY PUMP MODULE LVP |  |  | PUMPINFUSION-ALARIS-Medley 8100 | [6 empty] | Verified as Rental |  |  | MHHS-Northeast
NO | YES |  |  |  | MOF5637 |  | CAREFUSION | 8100D |  |  | Rental | MHHS-Northeast |  |  |  | MOF5637 |  | Katy |  | Rental | [7 empty] | PUMPINFUSION-ALARIS-Medley 8100 |  | MEDLEY PUMP MODULE LVP |  |  | PUMPINFUSION-ALARIS-Medley 8100 | [6 empty] | Verified as Rental |  |  | MHHS-Northeast
NO | YES |  |  |  | MOF5724 |  | CAREFUSION | 8100D |  |  | Rental | MHHS-Northeast |  |  |  | MOF5724 |  | Katy |  | Rental | [7 empty] | PUMPINFUSION-ALARIS-Medley 8100 |  | MEDLEY PUMP MODULE LVP |  |  | PUMPINFUSION-ALARIS-Medley 8100 | [6 empty] | Verified as Rental |  |  | MHHS-Northeast
NO | YES |  |  |  | MOF5725 |  | CAREFUSION | 8100D |  |  | Rental | MHHS-Northeast |  |  |  | MOF5725 |  | Katy |  | Rental | [7 empty] | PUMPINFUSION-ALARIS-Medley 8100 |  | MEDLEY PUMP MODULE LVP |  |  | PUMPINFUSION-ALARIS-Medley 8100 | [6 empty] | Verified as Rental |  |  | MHHS-Northeast
NO | YES |  |  |  | MOF5770 |  | CAREFUSION | 8100D |  |  | Rental | MHHS-Northeast |  |  |  | MOF5770 |  | Katy |  | Rental | [7 empty] | PUMPINFUSION-ALARIS-Medley 8100 |  | MEDLEY PUMP MODULE LVP |  |  | PUMPINFUSION-ALARIS-Medley 8100 | [6 empty] | Verified as Rental |  |  | MHHS-Northeast
NO | YES |  |  |  | MOF5802 |  | CAREFUSION | 8100D |  |  | Rental | MHHS-Northeast |  |  |  | MOF5802 |  | Katy |  | Rental | [7 empty] | PUMPINFUSION-ALARIS-Medley 8100 |  | MEDLEY PUMP MODULE LVP |  |  | PUMPINFUSION-ALARIS-Medley 8100 | [6 empty] | Verified as Rental |  |  | MHHS-Northeast
NO | YES |  |  |  | MOF5912 |  | CAREFUSION | 8100D |  |  | Rental | MHHS-Northeast |  |  |  | MOF5912 |  | Katy |  | Rental | [7 empty] | PUMPINFUSION-ALARIS-Medley 8100 |  | MEDLEY PUMP MODULE LVP |  |  | PUMPINFUSION-ALARIS-Medley 8100 | [6 empty] | Verified as Rental |  |  | MHHS-Northeast
NO | YES |  |  |  | MOF6006 |  | CAREFUSION | 8100D |  |  | Rental | MHHS-Northeast |  |  |  | MOF6006 |  | Katy |  | Rental | [7 empty] | PUMPINFUSION-ALARIS-Medley 8100 |  | MEDLEY PUMP MODULE LVP |  |  | PUMPINFUSION-ALARIS-Medley 8100 | [6 empty] | Verified as Rental |  |  | MHHS-Northeast
NO | YES |  |  |  | MOF6284 |  | CAREFUSION | 8100D |  |  | Rental | MHHS-Northeast |  |  |  | MOF6284 |  | Katy |  | Rental | [7 empty] | PUMPINFUSION-ALARIS-Medley 8100 |  | MEDLEY PUMP MODULE LVP |  |  | PUMPINFUSION-ALARIS-Medley 8100 | [6 empty] | Verified as Rental |  |  | MHHS-Northeast
NO | YES |  |  |  | MOF6325 |  | CAREFUSION | 8100D |  |  | Rental | MHHS-Northeast |  |  |  | MOF6325 |  | Katy |  | Rental | [7 empty] | PUMPINFUSION-ALARIS-Medley 8100 |  | MEDLEY PUMP MODULE LVP |  |  | PUMPINFUSION-ALARIS-Medley 8100 | [6 empty] | Verified as Rental |  |  | MHHS-Northeast
NO | YES |  |  |  | MOF6356 |  | CAREFUSION | 8100D |  |  | Rental | MHHS-Northeast |  |  |  | MOF6356 |  | Katy |  | Rental | [7 empty] | PUMPINFUSION-ALARIS-Medley 8100 |  | MEDLEY PUMP MODULE LVP |  |  | PUMPINFUSION-ALARIS-Medley 8100 | [6 empty] | Verified as Rental |  |  | MHHS-Northeast
NO | YES |  |  |  | MOF6358 |  | CAREFUSION | 8100D |  |  | Rental | MHHS-Northeast |  |  |  | MOF6358 |  | Katy |  | Rental | [7 empty] | PUMPINFUSION-ALARIS-Medley 8100 |  | MEDLEY PUMP MODULE LVP |  |  | PUMPINFUSION-ALARIS-Medley 8100 | [6 empty] | Verified as Rental |  |  | MHHS-Northeast
NO | YES |  |  |  | MOF6367 |  | CAREFUSION | 8100D |  |  | Rental | MHHS-Northeast |  |  |  | MOF6367 |  | Katy |  | Rental | [7 empty] | PUMPINFUSION-ALARIS-Medley 8100 |  | MEDLEY PUMP MODULE LVP |  |  | PUMPINFUSION-ALARIS-Medley 8100 | [6 empty] | Verified as Rental |  |  | MHHS-Northeast
NO | YES |  |  |  | MOF6375 |  | CAREFUSION | 8100D |  |  | Rental | MHHS-Northeast |  |  |  | MOF6375 |  | Katy |  | Rental | [7 empty] | PUMPINFUSION-ALARIS-Medley 8100 |  | MEDLEY PUMP MODULE LVP |  |  | PUMPINFUSION-ALARIS-Medley 8100 | [6 empty] | Verified as Rental |  |  | MHHS-Northeast
NO | YES |  |  |  | MOF6376 |  | CAREFUSION | 8100D |  |  | Rental | MHHS-Northeast |  |  |  | MOF6376 |  | Katy |  | Rental | [7 empty] | PUMPINFUSION-ALARIS-Medley 8100 |  | MEDLEY PUMP MODULE LVP |  |  | PUMPINFUSION-ALARIS-Medley 8100 | [6 empty] | Verified as Rental |  |  | MHHS-Northeast
NO | YES |  |  |  | MOF6379 |  | CAREFUSION | 8100D |  |  | Rental | MHHS-Northeast |  |  |  | MOF6379 |  | Katy |  | Rental | [7 empty] | PUMPINFUSION-ALARIS-Medley 8100 |  | MEDLEY PUMP MODULE LVP |  |  | PUMPINFUSION-ALARIS-Medley 8100 | [6 empty] | Verified as Rental |  |  | MHHS-Northeast
NO | YES |  |  |  | MOF6380 |  | CAREFUSION | 8100D |  |  | Rental | MHHS-Northeast |  |  |  | MOF6380 |  | Katy |  | Rental | [7 empty] | PUMPINFUSION-ALARIS-Medley 8100 |  | MEDLEY PUMP MODULE LVP |  |  | PUMPINFUSION-ALARIS-Medley 8100 | [6 empty] | Verified as Rental |  |  | MHHS-Northeast
NO | YES |  |  |  | MOF6385 |  | CAREFUSION | 8100D |  |  | Rental | MHHS-Northeast |  |  |  | MOF6385 |  | Katy |  | Rental | [7 empty] | PUMPINFUSION-ALARIS-Medley 8100 |  | MEDLEY PUMP MODULE LVP |  |  | PUMPINFUSION-ALARIS-Medley 8100 | [6 empty] | Verified as Rental |  |  | MHHS-Northeast
NO | YES |  |  |  | MOF6394 |  | CAREFUSION | 8100D |  |  | Rental | MHHS-Northeast |  |  |  | MOF6394 |  | Katy |  | Rental | [7 empty] | PUMPINFUSION-ALARIS-Medley 8100 |  | MEDLEY PUMP MODULE LVP |  |  | PUMPINFUSION-ALARIS-Medley 8100 | [6 empty] | Verified as Rental |  |  | MHHS-Northeast
NO | YES |  |  |  | MOF6402 |  | CAREFUSION | 8100D |  |  | Rental | MHHS-Northeast |  |  |  | MOF6402 |  | Katy |  | Rental | [7 empty] | PUMPINFUSION-ALARIS-Medley 8100 |  | MEDLEY PUMP MODULE LVP |  |  | PUMPINFUSION-ALARIS-Medley 8100 | [6 empty] | Verified as Rental |  |  | MHHS-Northeast
NO | YES |  |  |  | MOF6698 |  | CAREFUSION | 8100D |  |  | Rental | MHHS-Northeast |  |  |  | MOF6698 |  | Katy |  | Rental | [7 empty] | PUMPINFUSION-ALARIS-Medley 8100 |  | MEDLEY PUMP MODULE LVP |  |  | PUMPINFUSION-ALARIS-Medley 8100 | [6 empty] | Verified as Rental |  |  | MHHS-Northeast
NO | YES |  |  |  | MOF6916 |  | CAREFUSION | 8100D |  |  | Rental | MHHS-Northeast |  |  |  | MOF6916 |  | Katy |  | Rental | [7 empty] | PUMPINFUSION-ALARIS-Medley 8100 |  | MEDLEY PUMP MODULE LVP |  |  | PUMPINFUSION-ALARIS-Medley 8100 | [6 empty] | Verified as Rental |  |  | MHHS-Northeast
NO | YES |  |  |  | MOF6929 |  | CAREFUSION | 8100D |  |  | Rental | MHHS-Northeast |  |  |  | MOF6929 |  | Katy |  | Rental | [7 empty] | PUMPINFUSION-ALARIS-Medley 8100 |  | MEDLEY PUMP MODULE LVP |  |  | PUMPINFUSION-ALARIS-Medley 8100 | [6 empty] | Verified as Rental |  |  | MHHS-Northeast
NO | YES |  |  |  | MOF6932 |  | CAREFUSION | 8100D |  |  | Rental | MHHS-Northeast |  |  |  | MOF6932 |  | Katy |  | Rental | [7 empty] | PUMPINFUSION-ALARIS-Medley 8100 |  | MEDLEY PUMP MODULE LVP |  |  | PUMPINFUSION-ALARIS-Medley 8100 | [6 empty] | Verified as Rental |  |  | MHHS-Northeast
NO | YES |  |  |  | MOF6933 |  | CAREFUSION | 8100D |  |  | Rental | MHHS-Northeast |  |  |  | MOF6933 |  | Katy |  | Rental | [7 empty] | PUMPINFUSION-ALARIS-Medley 8100 |  | MEDLEY PUMP MODULE LVP |  |  | PUMPINFUSION-ALARIS-Medley 8100 | [6 empty] | Verified as Rental |  |  | MHHS-Northeast
NO | YES |  |  |  | MOF6938 |  | CAREFUSION | 8100D |  |  | Rental | MHHS-Northeast |  |  |  | MOF6938 |  | Katy |  | Rental | [7 empty] | PUMPINFUSION-ALARIS-Medley 8100 |  | MEDLEY PUMP MODULE LVP |  |  | PUMPINFUSION-ALARIS-Medley 8100 | [6 empty] | Verified as Rental |  |  | MHHS-Northeast
NO | YES |  |  |  | MOF6948 |  | CAREFUSION | 8100D |  |  | Rental | MHHS-Northeast |  |  |  | MOF6948 |  | Katy |  | Rental | [7 empty] | PUMPINFUSION-ALARIS-Medley 8100 |  | MEDLEY PUMP MODULE LVP |  |  | PUMPINFUSION-ALARIS-Medley 8100 | [6 empty] | Verified as Rental |  |  | MHHS-Northeast
NO | YES |  |  |  | MOF6960 |  | CAREFUSION | 8100D |  |  | Rental | MHHS-Northeast |  |  |  | MOF6960 |  | Katy |  | Rental | [7 empty] | PUMPINFUSION-ALARIS-Medley 8100 |  | MEDLEY PUMP MODULE LVP |  |  | PUMPINFUSION-ALARIS-Medley 8100 | [6 empty] | Verified as Rental |  |  | MHHS-Northeast
NO | YES |  |  |  | MOF7021 |  | CAREFUSION | 8100D |  |  | Rental | MHHS-Northeast |  |  |  | MOF7021 |  | Katy |  | Rental | [7 empty] | PUMPINFUSION-ALARIS-Medley 8100 |  | MEDLEY PUMP MODULE LVP |  |  | PUMPINFUSION-ALARIS-Medley 8100 | [6 empty] | Verified as Rental |  |  | MHHS-Northeast
NO | YES |  |  |  | MOF7032 |  | CAREFUSION | 8100D |  |  | Rental | MHHS-Northeast |  |  |  | MOF7032 |  | Katy |  | Rental | [7 empty] | PUMPINFUSION-ALARIS-Medley 8100 |  | MEDLEY PUMP MODULE LVP |  |  | PUMPINFUSION-ALARIS-Medley 8100 | [6 empty] | Verified as Rental |  |  | MHHS-Northeast
NO | YES |  |  |  | MOF7037 |  | CAREFUSION | 8100D |  |  | Rental | MHHS-Northeast |  |  |  | MOF7037 |  | Katy |  | Rental | [7 empty] | PUMPINFUSION-ALARIS-Medley 8100 |  | MEDLEY PUMP MODULE LVP |  |  | PUMPINFUSION-ALARIS-Medley 8100 | [6 empty] | Verified as Rental |  |  | MHHS-Northeast
NO | YES |  |  |  | MOF7056 |  | CAREFUSION | 8100D |  |  | Rental | MHHS-Northeast |  |  |  | MOF7056 |  | Katy |  | Rental | [7 empty] | PUMPINFUSION-ALARIS-Medley 8100 |  | MEDLEY PUMP MODULE LVP |  |  | PUMPINFUSION-ALARIS-Medley 8100 | [6 empty] | Verified as Rental |  |  | MHHS-Northeast
NO | YES |  |  |  | MOF7058 |  | CAREFUSION | 8100D |  |  | Rental | MHHS-Northeast |  |  |  | MOF7058 |  | Katy |  | Rental | [7 empty] | PUMPINFUSION-ALARIS-Medley 8100 |  | MEDLEY PUMP MODULE LVP |  |  | PUMPINFUSION-ALARIS-Medley 8100 | [6 empty] | Verified as Rental |  |  | MHHS-Northeast
NO | YES |  |  |  | MOF7319 |  | CAREFUSION | 8100D |  |  | Rental | MHHS-Northeast |  |  |  | MOF7319 |  | Katy |  | Rental | [7 empty] | PUMPINFUSION-ALARIS-Medley 8100 |  | MEDLEY PUMP MODULE LVP |  |  | PUMPINFUSION-ALARIS-Medley 8100 | [6 empty] | Verified as Rental |  |  | MHHS-Northeast
NO | YES |  |  |  | MOF7320 |  | CAREFUSION | 8100D |  |  | Rental | MHHS-Northeast |  |  |  | MOF7320 |  | Katy |  | Rental | [7 empty] | PUMPINFUSION-ALARIS-Medley 8100 |  | MEDLEY PUMP MODULE LVP |  |  | PUMPINFUSION-ALARIS-Medley 8100 | [6 empty] | Verified as Rental |  |  | MHHS-Northeast
NO | YES |  |  |  | MOF7375 |  | CAREFUSION | 8100D |  |  | Rental | MHHS-Northeast |  |  |  | MOF7375 |  | Katy |  | Rental | [7 empty] | PUMPINFUSION-ALARIS-Medley 8100 |  | MEDLEY PUMP MODULE LVP |  |  | PUMPINFUSION-ALARIS-Medley 8100 | [6 empty] | Verified as Rental |  |  | MHHS-Northeast
NO | YES |  |  |  | MOF3996 |  | CAREFUSION | 8100D |  |  | Rental | MHHS-Orthopedic & Spine |  |  |  | MOF3996 |  | Central & Greater Heights |  | Rental | [7 empty] | PUMPINFUSION-ALARIS-Medley 8100 |  | MEDLEY PUMP MODULE LVP |  |  | PUMPINFUSION-ALARIS-Medley 8100 | [6 empty] | Verified as Rental |  |  | MHHS-Orthopedic & Spine
NO | YES |  |  |  | MOF4010 |  | CAREFUSION | 8100D |  |  | Rental | MHHS-Orthopedic & Spine |  |  |  | MOF4010 |  | Central & Greater Heights |  | Rental | [7 empty] | PUMPINFUSION-ALARIS-Medley 8100 |  | MEDLEY PUMP MODULE LVP |  |  | PUMPINFUSION-ALARIS-Medley 8100 | [6 empty] | Verified as Rental |  |  | MHHS-Orthopedic & Spine
NO | YES |  |  |  | MOF4015 |  | CAREFUSION | 8100D |  |  | Rental | MHHS-Orthopedic & Spine |  |  |  | MOF4015 |  | Central & Greater Heights |  | Rental | [7 empty] | PUMPINFUSION-ALARIS-Medley 8100 |  | MEDLEY PUMP MODULE LVP |  |  | PUMPINFUSION-ALARIS-Medley 8100 | [6 empty] | Verified as Rental |  |  | MHHS-Orthopedic & Spine
NO | YES |  |  |  | MOF4136 |  | CAREFUSION | 8100D |  |  | Rental | MHHS-Orthopedic & Spine |  |  |  | MOF4136 |  | Central & Greater Heights |  | Rental | [7 empty] | PUMPINFUSION-ALARIS-Medley 8100 |  | MEDLEY PUMP MODULE LVP |  |  | PUMPINFUSION-ALARIS-Medley 8100 | [6 empty] | Verified as Rental |  |  | MHHS-Orthopedic & Spine
NO | YES |  |  |  | MOF4176 |  | CAREFUSION | 8100D |  |  | Rental | MHHS-Orthopedic & Spine |  |  |  | MOF4176 |  | Central & Greater Heights |  | Rental | [7 empty] | PUMPINFUSION-ALARIS-Medley 8100 |  | MEDLEY PUMP MODULE LVP |  |  | PUMPINFUSION-ALARIS-Medley 8100 | [6 empty] | Verified as Rental |  |  | MHHS-Orthopedic & Spine
NO | YES |  |  |  | MOF4547 |  | CAREFUSION | 8100D |  |  | Rental | MHHS-Orthopedic & Spine |  |  |  | MOF4547 |  | Central & Greater Heights |  | Rental | [7 empty] | PUMPINFUSION-ALARIS-Medley 8100 |  | MEDLEY PUMP MODULE LVP |  |  | PUMPINFUSION-ALARIS-Medley 8100 | [6 empty] | Verified as Rental |  |  | MHHS-Orthopedic & Spine
NO | YES |  |  |  | MOF4564 |  | CAREFUSION | 8100D |  |  | Rental | MHHS-Orthopedic & Spine |  |  |  | MOF4564 |  | Central & Greater Heights |  | Rental | [7 empty] | PUMPINFUSION-ALARIS-Medley 8100 |  | MEDLEY PUMP MODULE LVP |  |  | PUMPINFUSION-ALARIS-Medley 8100 | [6 empty] | Verified as Rental |  |  | MHHS-Orthopedic & Spine
NO | YES |  |  |  | MOF5444 |  | CAREFUSION | 8100D |  |  | Rental | MHHS-Orthopedic & Spine |  |  |  | MOF5444 |  | Central & Greater Heights |  | Rental | [7 empty] | PUMPINFUSION-ALARIS-Medley 8100 |  | MEDLEY PUMP MODULE LVP |  |  | PUMPINFUSION-ALARIS-Medley 8100 | [6 empty] | Verified as Rental |  |  | MHHS-Orthopedic & Spine
NO | YES |  |  |  | MOF5502 |  | CAREFUSION | 8100D |  |  | Rental | MHHS-Orthopedic & Spine |  |  |  | MOF5502 |  | Central & Greater Heights |  | Rental | [7 empty] | PUMPINFUSION-ALARIS-Medley 8100 |  | MEDLEY PUMP MODULE LVP |  |  | PUMPINFUSION-ALARIS-Medley 8100 | [6 empty] | Verified as Rental |  |  | MHHS-Orthopedic & Spine
NO | YES |  |  |  | MOF5723 |  | CAREFUSION | 8100D |  |  | Rental | MHHS-Orthopedic & Spine |  |  |  | MOF5723 |  | Central & Greater Heights |  | Rental | [7 empty] | PUMPINFUSION-ALARIS-Medley 8100 |  | MEDLEY PUMP MODULE LVP |  |  | PUMPINFUSION-ALARIS-Medley 8100 | [6 empty] | Verified as Rental |  |  | MHHS-Orthopedic & Spine
NO | YES |  |  |  | MOF5751 |  | CAREFUSION | 8100D |  |  | Rental | MHHS-Orthopedic & Spine |  |  |  | MOF5751 |  | Central & Greater Heights |  | Rental | [7 empty] | PUMPINFUSION-ALARIS-Medley 8100 |  | MEDLEY PUMP MODULE LVP |  |  | PUMPINFUSION-ALARIS-Medley 8100 | [6 empty] | Verified as Rental |  |  | MHHS-Orthopedic & Spine
NO | YES |  |  |  | MOF5819 |  | CAREFUSION | 8100D |  |  | Rental | MHHS-Orthopedic & Spine |  |  |  | MOF5819 |  | Central & Greater Heights |  | Rental | [7 empty] | PUMPINFUSION-ALARIS-Medley 8100 |  | MEDLEY PUMP MODULE LVP |  |  | PUMPINFUSION-ALARIS-Medley 8100 | [6 empty] | Verified as Rental |  |  | MHHS-Orthopedic & Spine
NO | YES |  |  |  | MOF5834 |  | CAREFUSION | 8100D |  |  | Rental | MHHS-Orthopedic & Spine |  |  |  | MOF5834 |  | Central & Greater Heights |  | Rental | [7 empty] | PUMPINFUSION-ALARIS-Medley 8100 |  | MEDLEY PUMP MODULE LVP |  |  | PUMPINFUSION-ALARIS-Medley 8100 | [6 empty] | Verified as Rental |  |  | MHHS-Orthopedic & Spine
NO | YES |  |  |  | MOF6290 |  | CAREFUSION | 8100D |  |  | Rental | MHHS-Orthopedic & Spine |  |  |  | MOF6290 |  | Central & Greater Heights |  | Rental | [7 empty] | PUMPINFUSION-ALARIS-Medley 8100 |  | MEDLEY PUMP MODULE LVP |  |  | PUMPINFUSION-ALARIS-Medley 8100 | [6 empty] | Verified as Rental |  |  | MHHS-Orthopedic & Spine
NO | YES |  |  |  | MOF6318 |  | CAREFUSION | 8100D |  |  | Rental | MHHS-Orthopedic & Spine |  |  |  | MOF6318 |  | Central & Greater Heights |  | Rental | [7 empty] | PUMPINFUSION-ALARIS-Medley 8100 |  | MEDLEY PUMP MODULE LVP |  |  | PUMPINFUSION-ALARIS-Medley 8100 | [6 empty] | Verified as Rental |  |  | MHHS-Orthopedic & Spine
NO | YES |  |  |  | MOF6705 |  | CAREFUSION | 8100D |  |  | Rental | MHHS-Orthopedic & Spine |  |  |  | MOF6705 |  | Central & Greater Heights |  | Rental | [7 empty] | PUMPINFUSION-ALARIS-Medley 8100 |  | MEDLEY PUMP MODULE LVP |  |  | PUMPINFUSION-ALARIS-Medley 8100 | [6 empty] | Verified as Rental |  |  | MHHS-Orthopedic & Spine
NO | YES |  |  |  | MOF6942 |  | CAREFUSION | 8100D |  |  | Rental | MHHS-Orthopedic & Spine |  |  |  | MOF6942 |  | Central & Greater Heights |  | Rental | [7 empty] | PUMPINFUSION-ALARIS-Medley 8100 |  | MEDLEY PUMP MODULE LVP |  |  | PUMPINFUSION-ALARIS-Medley 8100 | [6 empty] | Verified as Rental |  |  | MHHS-Orthopedic & Spine
NO | YES |  |  |  | MOF7040 |  | CAREFUSION | 8100D |  |  | Rental | MHHS-Orthopedic & Spine |  |  |  | MOF7040 |  | Central & Greater Heights |  | Rental | [7 empty] | PUMPINFUSION-ALARIS-Medley 8100 |  | MEDLEY PUMP MODULE LVP |  |  | PUMPINFUSION-ALARIS-Medley 8100 | [6 empty] | Verified as Rental |  |  | MHHS-Orthopedic & Spine
NO | YES |  |  |  | MOF7303 |  | CAREFUSION | 8100D |  |  | Rental | MHHS-Orthopedic & Spine |  |  |  | MOF7303 |  | Central & Greater Heights |  | Rental | [7 empty] | PUMPINFUSION-ALARIS-Medley 8100 |  | MEDLEY PUMP MODULE LVP |  |  | PUMPINFUSION-ALARIS-Medley 8100 | [6 empty] | Verified as Rental |  |  | MHHS-Orthopedic & Spine
NO | YES |  |  |  | MOF3873 |  | CAREFUSION | 8100D |  |  | Rental | MHHS-Pearland Hospital |  |  |  | MOF3873 |  | Pearland |  | Rental | [7 empty] | PUMPINFUSION-ALARIS-Medley 8100 |  | MEDLEY PUMP MODULE LVP |  |  | PUMPINFUSION-ALARIS-Medley 8100 | [6 empty] | Verified as Rental |  |  | MHHS-Pearland Hospital
NO | YES |  |  |  | MOF4543 |  | CAREFUSION | 8100D |  |  | Rental | MHHS-Pearland Hospital |  |  |  | MOF4543 |  | Pearland |  | Rental | [7 empty] | PUMPINFUSION-ALARIS-Medley 8100 |  | MEDLEY PUMP MODULE LVP |  |  | PUMPINFUSION-ALARIS-Medley 8100 | [6 empty] | Verified as Rental |  |  | MHHS-Pearland Hospital
NO | YES |  |  |  | MOF5021 |  | CAREFUSION | 8100D |  |  | Rental | MHHS-Pearland Hospital |  |  |  | MOF5021 |  | Pearland |  | Rental | [7 empty] | PUMPINFUSION-ALARIS-Medley 8100 |  | MEDLEY PUMP MODULE LVP |  |  | PUMPINFUSION-ALARIS-Medley 8100 | [6 empty] | Verified as Rental |  |  | MHHS-Pearland Hospital
NO | YES |  |  |  | MOF5396 |  | CAREFUSION | 8100D |  |  | Rental | MHHS-Pearland Hospital |  |  |  | MOF5396 |  | Pearland |  | Rental | [7 empty] | PUMPINFUSION-ALARIS-Medley 8100 |  | MEDLEY PUMP MODULE LVP |  |  | PUMPINFUSION-ALARIS-Medley 8100 | [6 empty] | Verified as Rental |  |  | MHHS-Pearland Hospital
NO | YES |  |  |  | MOF4157 |  | CAREFUSION | 8100D |  |  | Rental | MHHS-Sienna PlantationCCC |  |  |  | MOF4157 |  | Sugar Land |  | Rental | [7 empty] | PUMPINFUSION-ALARIS-Medley 8100 |  | MEDLEY PUMP MODULE LVP |  |  | PUMPINFUSION-ALARIS-Medley 8100 | [6 empty] | Verified as Rental |  |  | MHHS-Sienna PlantationCCC
NO | YES |  |  |  | MOF7275 |  | CAREFUSION | 8100D |  |  | Rental | MHHS-Sienna PlantationCCC |  |  |  | MOF7275 |  | Sugar Land |  | Rental | [7 empty] | PUMPINFUSION-ALARIS-Medley 8100 |  | MEDLEY PUMP MODULE LVP |  |  | PUMPINFUSION-ALARIS-Medley 8100 | [6 empty] | Verified as Rental |  |  | MHHS-Sienna PlantationCCC
NO | YES |  |  |  | MOF1160 |  | CAREFUSION | 8100D |  |  | Rental | MHHS-Spring CCC |  |  |  | MOF1160 |  | Woodlands |  | Rental | [7 empty] | PUMPINFUSION-ALARIS-Medley 8100 |  | MEDLEY PUMP MODULE LVP |  |  | PUMPINFUSION-ALARIS-Medley 8100 | [6 empty] | Verified as Rental |  |  | MHHS-Spring CCC
NO | YES |  |  |  | MOF4177 |  | CAREFUSION | 8100D |  |  | Rental | MHHS-Summer Creek CCC |  |  |  | MOF4177 |  | Katy |  | Rental | [7 empty] | PUMPINFUSION-ALARIS-Medley 8100 |  | MEDLEY PUMP MODULE LVP |  |  | PUMPINFUSION-ALARIS-Medley 8100 | [6 empty] | Verified as Rental |  |  | MHHS-Summer Creek CCC
NO | YES |  |  |  | MOF6308 |  | CAREFUSION | 8100D |  |  | Rental | MHHS-Summer Creek CCC |  |  |  | MOF6308 |  | Katy |  | Rental | [7 empty] | PUMPINFUSION-ALARIS-Medley 8100 |  | MEDLEY PUMP MODULE LVP |  |  | PUMPINFUSION-ALARIS-Medley 8100 | [6 empty] | Verified as Rental |  |  | MHHS-Summer Creek CCC
NO | YES |  |  |  | MOF6943 |  | CAREFUSION | 8100D |  |  | Rental | MHHS-Summer Creek CCC |  |  |  | MOF6943 |  | Katy |  | Rental | [7 empty] | PUMPINFUSION-ALARIS-Medley 8100 |  | MEDLEY PUMP MODULE LVP |  |  | PUMPINFUSION-ALARIS-Medley 8100 | [6 empty] | Verified as Rental |  |  | MHHS-Summer Creek CCC
NO | YES |  |  |  | MOF4458 |  | CAREFUSION | 8100D |  |  | Rental | MHHS-TIRR |  |  |  | MOF4458 |  | TMC |  | Rental | [7 empty] | PUMPINFUSION-ALARIS-Medley 8100 |  | MEDLEY PUMP MODULE LVP |  |  | PUMPINFUSION-ALARIS-Medley 8100 | [6 empty] | Verified as Rental |  |  | MHHS-TIRR
NO | YES |  |  |  | MOF4574 |  | CAREFUSION | 8100D |  |  | Rental | MHHS-TIRR |  |  |  | MOF4574 |  | TMC |  | Rental | [7 empty] | PUMPINFUSION-ALARIS-Medley 8100 |  | MEDLEY PUMP MODULE LVP |  |  | PUMPINFUSION-ALARIS-Medley 8100 | [6 empty] | Verified as Rental |  |  | MHHS-TIRR
NO | YES |  |  |  | MOF5731 |  | CAREFUSION | 8100D |  |  | Rental | MHHS-TIRR |  |  |  | MOF5731 |  | TMC |  | Rental | [7 empty] | PUMPINFUSION-ALARIS-Medley 8100 |  | MEDLEY PUMP MODULE LVP |  |  | PUMPINFUSION-ALARIS-Medley 8100 | [6 empty] | Verified as Rental |  |  | MHHS-TIRR
NO | YES |  |  |  | MOF697 |  | CAREFUSION | 8100D |  |  | Rental | MHHS-Southeast |  |  |  | MOF697 |  | Southeast & Bay Area |  | Rental | [7 empty] | PUMPINFUSION-ALARIS-Medley 8100 |  | MEDLEY PUMP MODULE LVP |  |  | PUMPINFUSION-ALARIS-Medley 8100 | [6 empty] | Verified as Rental |  |  | MHHS-Southeast
NO | YES |  |  |  | MOF3988 |  | CAREFUSION | 8100D |  |  | Rental | MHHS-Southeast |  |  |  | MOF3988 |  | Southeast & Bay Area |  | Rental | [7 empty] | PUMPINFUSION-ALARIS-Medley 8100 |  | MEDLEY PUMP MODULE LVP |  |  | PUMPINFUSION-ALARIS-Medley 8100 | [6 empty] | Verified as Rental |  |  | MHHS-Southeast
NO | YES |  |  |  | MOF4167 |  | CAREFUSION | 8100D |  |  | Rental | MHHS-Southeast |  |  |  | MOF4167 |  | Southeast & Bay Area |  | Rental | [7 empty] | PUMPINFUSION-ALARIS-Medley 8100 |  | MEDLEY PUMP MODULE LVP |  |  | PUMPINFUSION-ALARIS-Medley 8100 | [6 empty] | Verified as Rental |  |  | MHHS-Southeast
NO | YES |  |  |  | MOF4169 |  | CAREFUSION | 8100D |  |  | Rental | MHHS-Southeast |  |  |  | MOF4169 |  | Southeast & Bay Area |  | Rental | [7 empty] | PUMPINFUSION-ALARIS-Medley 8100 |  | MEDLEY PUMP MODULE LVP |  |  | PUMPINFUSION-ALARIS-Medley 8100 | [6 empty] | Verified as Rental |  |  | MHHS-Southeast
NO | YES |  |  |  | MOF4209 |  | CAREFUSION | 8100D |  |  | Rental | MHHS-Southeast |  |  |  | MOF4209 |  | Southeast & Bay Area |  | Rental | [7 empty] | PUMPINFUSION-ALARIS-Medley 8100 |  | MEDLEY PUMP MODULE LVP |  |  | PUMPINFUSION-ALARIS-Medley 8100 | [6 empty] | Verified as Rental |  |  | MHHS-Southeast
NO | YES |  |  |  | MOF4216 |  | CAREFUSION | 8100D |  |  | Rental | MHHS-Southeast |  |  |  | MOF4216 |  | Southeast & Bay Area |  | Rental | [7 empty] | PUMPINFUSION-ALARIS-Medley 8100 |  | MEDLEY PUMP MODULE LVP |  |  | PUMPINFUSION-ALARIS-Medley 8100 | [6 empty] | Verified as Rental |  |  | MHHS-Southeast
NO | YES |  |  |  | MOF4550 |  | CAREFUSION | 8100D |  |  | Rental | MHHS-Southeast |  |  |  | MOF4550 |  | Southeast & Bay Area |  | Rental | [7 empty] | PUMPINFUSION-ALARIS-Medley 8100 |  | MEDLEY PUMP MODULE LVP |  |  | PUMPINFUSION-ALARIS-Medley 8100 | [6 empty] | Verified as Rental |  |  | MHHS-Southeast
NO | YES |  |  |  | MOF4552 |  | CAREFUSION | 8100D |  |  | Rental | MHHS-Southeast |  |  |  | MOF4552 |  | Southeast & Bay Area |  | Rental | [7 empty] | PUMPINFUSION-ALARIS-Medley 8100 |  | MEDLEY PUMP MODULE LVP |  |  | PUMPINFUSION-ALARIS-Medley 8100 | [6 empty] | Verified as Rental |  |  | MHHS-Southeast
NO | YES |  |  |  | MOF4570 |  | CAREFUSION | 8100D |  |  | Rental | MHHS-Southeast |  |  |  | MOF4570 |  | Southeast & Bay Area |  | Rental | [7 empty] | PUMPINFUSION-ALARIS-Medley 8100 |  | MEDLEY PUMP MODULE LVP |  |  | PUMPINFUSION-ALARIS-Medley 8100 | [6 empty] | Verified as Rental |  |  | MHHS-Southeast
NO | YES |  |  |  | MOF4573 |  | CAREFUSION | 8100D |  |  | Rental | MHHS-Southeast |  |  |  | MOF4573 |  | Southeast & Bay Area |  | Rental | [7 empty] | PUMPINFUSION-ALARIS-Medley 8100 |  | MEDLEY PUMP MODULE LVP |  |  | PUMPINFUSION-ALARIS-Medley 8100 | [6 empty] | Verified as Rental |  |  | MHHS-Southeast
NO | YES |  |  |  | MOF4991 |  | CAREFUSION | 8100D |  |  | Rental | MHHS-Southeast |  |  |  | MOF4991 |  | Southeast & Bay Area |  | Rental | [7 empty] | PUMPINFUSION-ALARIS-Medley 8100 |  | MEDLEY PUMP MODULE LVP |  |  | PUMPINFUSION-ALARIS-Medley 8100 | [6 empty] | Verified as Rental |  |  | MHHS-Southeast
NO | YES |  |  |  | MOF5016 |  | CAREFUSION | 8100D |  |  | Rental | MHHS-Southeast |  |  |  | MOF5016 |  | Southeast & Bay Area |  | Rental | [7 empty] | PUMPINFUSION-ALARIS-Medley 8100 |  | MEDLEY PUMP MODULE LVP |  |  | PUMPINFUSION-ALARIS-Medley 8100 | [6 empty] | Verified as Rental |  |  | MHHS-Southeast
NO | YES |  |  |  | MOF5025 |  | CAREFUSION | 8100D |  |  | Rental | MHHS-Southeast |  |  |  | MOF5025 |  | Southeast & Bay Area |  | Rental | [7 empty] | PUMPINFUSION-ALARIS-Medley 8100 |  | MEDLEY PUMP MODULE LVP |  |  | PUMPINFUSION-ALARIS-Medley 8100 | [6 empty] | Verified as Rental |  |  | MHHS-Southeast
NO | YES |  |  |  | MOF5392 |  | CAREFUSION | 8100D |  |  | Rental | MHHS-Southeast |  |  |  | MOF5392 |  | Southeast & Bay Area |  | Rental | [7 empty] | PUMPINFUSION-ALARIS-Medley 8100 |  | MEDLEY PUMP MODULE LVP |  |  | PUMPINFUSION-ALARIS-Medley 8100 | [6 empty] | Verified as Rental |  |  | MHHS-Southeast
NO | YES |  |  |  | MOF5621 |  | CAREFUSION | 8100D |  |  | Rental | MHHS-Southeast |  |  |  | MOF5621 |  | Southeast & Bay Area |  | Rental | [7 empty] | PUMPINFUSION-ALARIS-Medley 8100 |  | MEDLEY PUMP MODULE LVP |  |  | PUMPINFUSION-ALARIS-Medley 8100 | [6 empty] | Verified as Rental |  |  | MHHS-Southeast
NO | YES |  |  |  | MOF5623 |  | CAREFUSION | 8100D |  |  | Rental | MHHS-Southeast |  |  |  | MOF5623 |  | Southeast & Bay Area |  | Rental | [7 empty] | PUMPINFUSION-ALARIS-Medley 8100 |  | MEDLEY PUMP MODULE LVP |  |  | PUMPINFUSION-ALARIS-Medley 8100 | [6 empty] | Verified as Rental |  |  | MHHS-Southeast
NO | YES |  |  |  | MOF5792 |  | CAREFUSION | 8100D |  |  | Rental | MHHS-Southeast |  |  |  | MOF5792 |  | Southeast & Bay Area |  | Rental | [7 empty] | PUMPINFUSION-ALARIS-Medley 8100 |  | MEDLEY PUMP MODULE LVP |  |  | PUMPINFUSION-ALARIS-Medley 8100 | [6 empty] | Verified as Rental |  |  | MHHS-Southeast
NO | YES |  |  |  | MOF5795 |  | CAREFUSION | 8100D |  |  | Rental | MHHS-Southeast |  |  |  | MOF5795 |  | Southeast & Bay Area |  | Rental | [7 empty] | PUMPINFUSION-ALARIS-Medley 8100 |  | MEDLEY PUMP MODULE LVP |  |  | PUMPINFUSION-ALARIS-Medley 8100 | [6 empty] | Verified as Rental |  |  | MHHS-Southeast
NO | YES |  |  |  | MOF5796 |  | CAREFUSION | 8100D |  |  | Rental | MHHS-Southeast |  |  |  | MOF5796 |  | Southeast & Bay Area |  | Rental | [7 empty] | PUMPINFUSION-ALARIS-Medley 8100 |  | MEDLEY PUMP MODULE LVP |  |  | PUMPINFUSION-ALARIS-Medley 8100 | [6 empty] | Verified as Rental |  |  | MHHS-Southeast
NO | YES |  |  |  | MOF6287 |  | CAREFUSION | 8100D |  |  | Rental | MHHS-Southeast |  |  |  | MOF6287 |  | Southeast & Bay Area |  | Rental | [7 empty] | PUMPINFUSION-ALARIS-Medley 8100 |  | MEDLEY PUMP MODULE LVP |  |  | PUMPINFUSION-ALARIS-Medley 8100 | [6 empty] | Verified as Rental |  |  | MHHS-Southeast
NO | YES |  |  |  | MOF6302 |  | CAREFUSION | 8100D |  |  | Rental | MHHS-Southeast |  |  |  | MOF6302 |  | Southeast & Bay Area |  | Rental | [7 empty] | PUMPINFUSION-ALARIS-Medley 8100 |  | MEDLEY PUMP MODULE LVP |  |  | PUMPINFUSION-ALARIS-Medley 8100 | [6 empty] | Verified as Rental |  |  | MHHS-Southeast
NO | YES |  |  |  | MOF6336 |  | CAREFUSION | 8100D |  |  | Rental | MHHS-Southeast |  |  |  | MOF6336 |  | Southeast & Bay Area |  | Rental | [7 empty] | PUMPINFUSION-ALARIS-Medley 8100 |  | MEDLEY PUMP MODULE LVP |  |  | PUMPINFUSION-ALARIS-Medley 8100 | [6 empty] | Verified as Rental |  |  | MHHS-Southeast
NO | YES |  |  |  | MOF6365 |  | CAREFUSION | 8100D |  |  | Rental | MHHS-Southeast |  |  |  | MOF6365 |  | Southeast & Bay Area |  | Rental | [7 empty] | PUMPINFUSION-ALARIS-Medley 8100 |  | MEDLEY PUMP MODULE LVP |  |  | PUMPINFUSION-ALARIS-Medley 8100 | [6 empty] | Verified as Rental |  |  | MHHS-Southeast
NO | YES |  |  |  | MOF6716 |  | CAREFUSION | 8100D |  |  | Rental | MHHS-Southeast |  |  |  | MOF6716 |  | Southeast & Bay Area |  | Rental | [7 empty] | PUMPINFUSION-ALARIS-Medley 8100 |  | MEDLEY PUMP MODULE LVP |  |  | PUMPINFUSION-ALARIS-Medley 8100 | [6 empty] | Verified as Rental |  |  | MHHS-Southeast
NO | YES |  |  |  | MOF7014 |  | CAREFUSION | 8100D |  |  | Rental | MHHS-Southeast |  |  |  | MOF7014 |  | Southeast & Bay Area |  | Rental | [7 empty] | PUMPINFUSION-ALARIS-Medley 8100 |  | MEDLEY PUMP MODULE LVP |  |  | PUMPINFUSION-ALARIS-Medley 8100 | [6 empty] | Verified as Rental |  |  | MHHS-Southeast
NO | YES |  |  |  | MOF7063 |  | CAREFUSION | 8100D |  |  | Rental | MHHS-Southeast |  |  |  | MOF7063 |  | Southeast & Bay Area |  | Rental | [7 empty] | PUMPINFUSION-ALARIS-Medley 8100 |  | MEDLEY PUMP MODULE LVP |  |  | PUMPINFUSION-ALARIS-Medley 8100 | [6 empty] | Verified as Rental |  |  | MHHS-Southeast
NO | YES |  |  |  | MOF7280 |  | CAREFUSION | 8100D |  |  | Rental | MHHS-Southeast |  |  |  | MOF7280 |  | Southeast & Bay Area |  | Rental | [7 empty] | PUMPINFUSION-ALARIS-Medley 8100 |  | MEDLEY PUMP MODULE LVP |  |  | PUMPINFUSION-ALARIS-Medley 8100 | [6 empty] | Verified as Rental |  |  | MHHS-Southeast
NO | YES |  |  |  | MOF7283 |  | CAREFUSION | 8100D |  |  | Rental | MHHS-Southeast |  |  |  | MOF7283 |  | Southeast & Bay Area |  | Rental | [7 empty] | PUMPINFUSION-ALARIS-Medley 8100 |  | MEDLEY PUMP MODULE LVP |  |  | PUMPINFUSION-ALARIS-Medley 8100 | [6 empty] | Verified as Rental |  |  | MHHS-Southeast
NO | YES |  |  |  | MOF7316 |  | CAREFUSION | 8100D |  |  | Rental | MHHS-Southeast |  |  |  | MOF7316 |  | Southeast & Bay Area |  | Rental | [7 empty] | PUMPINFUSION-ALARIS-Medley 8100 |  | MEDLEY PUMP MODULE LVP |  |  | PUMPINFUSION-ALARIS-Medley 8100 | [6 empty] | Verified as Rental |  |  | MHHS-Southeast
NO | YES |  |  |  | MOF7392 |  | CAREFUSION | 8100D |  |  | Rental | MHHS-Southeast |  |  |  | MOF7392 |  | Southeast & Bay Area |  | Rental | [7 empty] | PUMPINFUSION-ALARIS-Medley 8100 |  | MEDLEY PUMP MODULE LVP |  |  | PUMPINFUSION-ALARIS-Medley 8100 | [6 empty] | Verified as Rental |  |  | MHHS-Southeast
NO | YES |  |  |  | MOF1272 |  | CAREFUSION | 8100D |  |  | Rental | MHHS-Southwest |  |  |  | MOF1272 |  | Southwest |  | Rental | [7 empty] | PUMPINFUSION-ALARIS-Medley 8100 |  | MEDLEY PUMP MODULE LVP |  |  | PUMPINFUSION-ALARIS-Medley 8100 | [6 empty] | Verified as Rental |  |  | MHHS-Southwest
NO | YES |  |  |  | MOF1283 |  | CAREFUSION | 8100D |  |  | Rental | MHHS-Southwest |  |  |  | MOF1283 |  | Southwest |  | Rental | [7 empty] | PUMPINFUSION-ALARIS-Medley 8100 |  | MEDLEY PUMP MODULE LVP |  |  | PUMPINFUSION-ALARIS-Medley 8100 | [6 empty] | Verified as Rental |  |  | MHHS-Southwest
NO | YES |  |  |  | MOF3855 |  | CAREFUSION | 8100D |  |  | Rental | MHHS-Southwest |  |  |  | MOF3855 |  | Southwest |  | Rental | [7 empty] | PUMPINFUSION-ALARIS-Medley 8100 |  | MEDLEY PUMP MODULE LVP |  |  | PUMPINFUSION-ALARIS-Medley 8100 | [6 empty] | Verified as Rental |  |  | MHHS-Southwest
NO | YES |  |  |  | MOF4135 |  | CAREFUSION | 8100D |  |  | Rental | MHHS-Southwest |  |  |  | MOF4135 |  | Southwest |  | Rental | [7 empty] | PUMPINFUSION-ALARIS-Medley 8100 |  | MEDLEY PUMP MODULE LVP |  |  | PUMPINFUSION-ALARIS-Medley 8100 | [6 empty] | Verified as Rental |  |  | MHHS-Southwest
NO | YES |  |  |  | MOF4145 |  | CAREFUSION | 8100D |  |  | Rental | MHHS-Southwest |  |  |  | MOF4145 |  | Southwest |  | Rental | [7 empty] | PUMPINFUSION-ALARIS-Medley 8100 |  | MEDLEY PUMP MODULE LVP |  |  | PUMPINFUSION-ALARIS-Medley 8100 | [6 empty] | Verified as Rental |  |  | MHHS-Southwest
NO | YES |  |  |  | MOF4455 |  | CAREFUSION | 8100D |  |  | Rental | MHHS-Southwest |  |  |  | MOF4455 |  | Southwest |  | Rental | [7 empty] | PUMPINFUSION-ALARIS-Medley 8100 |  | MEDLEY PUMP MODULE LVP |  |  | PUMPINFUSION-ALARIS-Medley 8100 | [6 empty] | Verified as Rental |  |  | MHHS-Southwest
NO | YES |  |  |  | MOF4526 |  | CAREFUSION | 8100D |  |  | Rental | MHHS-Southwest |  |  |  | MOF4526 |  | Southwest |  | Rental | [7 empty] | PUMPINFUSION-ALARIS-Medley 8100 |  | MEDLEY PUMP MODULE LVP |  |  | PUMPINFUSION-ALARIS-Medley 8100 | [6 empty] | Verified as Rental |  |  | MHHS-Southwest
NO | YES |  |  |  | MOF4541 |  | CAREFUSION | 8100D |  |  | Rental | MHHS-Southwest |  |  |  | MOF4541 |  | Southwest |  | Rental | [7 empty] | PUMPINFUSION-ALARIS-Medley 8100 |  | MEDLEY PUMP MODULE LVP |  |  | PUMPINFUSION-ALARIS-Medley 8100 | [6 empty] | Verified as Rental |  |  | MHHS-Southwest
NO | YES |  |  |  | MOF4562 |  | CAREFUSION | 8100D |  |  | Rental | MHHS-Southwest |  |  |  | MOF4562 |  | Southwest |  | Rental | [7 empty] | PUMPINFUSION-ALARIS-Medley 8100 |  | MEDLEY PUMP MODULE LVP |  |  | PUMPINFUSION-ALARIS-Medley 8100 | [6 empty] | Verified as Rental |  |  | MHHS-Southwest
NO | YES |  |  |  | MOF4566 |  | CAREFUSION | 8100D |  |  | Rental | MHHS-Southwest |  |  |  | MOF4566 |  | Southwest |  | Rental | [7 empty] | PUMPINFUSION-ALARIS-Medley 8100 |  | MEDLEY PUMP MODULE LVP |  |  | PUMPINFUSION-ALARIS-Medley 8100 | [6 empty] | Verified as Rental |  |  | MHHS-Southwest
NO | YES |  |  |  | MOF5722 |  | CAREFUSION | 8100D |  |  | Rental | MHHS-Southwest |  |  |  | MOF5722 |  | Southwest |  | Rental | [7 empty] | PUMPINFUSION-ALARIS-Medley 8100 |  | MEDLEY PUMP MODULE LVP |  |  | PUMPINFUSION-ALARIS-Medley 8100 | [6 empty] | Verified as Rental |  |  | MHHS-Southwest
NO | YES |  |  |  | MOF5831 |  | CAREFUSION | 8100D |  |  | Rental | MHHS-Southwest |  |  |  | MOF5831 |  | Southwest |  | Rental | [7 empty] | PUMPINFUSION-ALARIS-Medley 8100 |  | MEDLEY PUMP MODULE LVP |  |  | PUMPINFUSION-ALARIS-Medley 8100 | [6 empty] | Verified as Rental |  |  | MHHS-Southwest
NO | YES |  |  |  | MOF5836 |  | CAREFUSION | 8100D |  |  | Rental | MHHS-Southwest |  |  |  | MOF5836 |  | Southwest |  | Rental | [7 empty] | PUMPINFUSION-ALARIS-Medley 8100 |  | MEDLEY PUMP MODULE LVP |  |  | PUMPINFUSION-ALARIS-Medley 8100 | [6 empty] | Verified as Rental |  |  | MHHS-Southwest
NO | YES |  |  |  | MOF5841 |  | CAREFUSION | 8100D |  |  | Rental | MHHS-Southwest |  |  |  | MOF5841 |  | Southwest |  | Rental | [7 empty] | PUMPINFUSION-ALARIS-Medley 8100 |  | MEDLEY PUMP MODULE LVP |  |  | PUMPINFUSION-ALARIS-Medley 8100 | [6 empty] | Verified as Rental |  |  | MHHS-Southwest
NO | YES |  |  |  | MOF5850 |  | CAREFUSION | 8100D |  |  | Rental | MHHS-Southwest |  |  |  | MOF5850 |  | Southwest |  | Rental | [7 empty] | PUMPINFUSION-ALARIS-Medley 8100 |  | MEDLEY PUMP MODULE LVP |  |  | PUMPINFUSION-ALARIS-Medley 8100 | [6 empty] | Verified as Rental |  |  | MHHS-Southwest
NO | YES |  |  |  | MOF5872 |  | CAREFUSION | 8100D |  |  | Rental | MHHS-Southwest |  |  |  | MOF5872 |  | Southwest |  | Rental | [7 empty] | PUMPINFUSION-ALARIS-Medley 8100 |  | MEDLEY PUMP MODULE LVP |  |  | PUMPINFUSION-ALARIS-Medley 8100 | [6 empty] | Verified as Rental |  |  | MHHS-Southwest
NO | YES |  |  |  | MOF5896 |  | CAREFUSION | 8100D |  |  | Rental | MHHS-Southwest |  |  |  | MOF5896 |  | Southwest |  | Rental | [7 empty] | PUMPINFUSION-ALARIS-Medley 8100 |  | MEDLEY PUMP MODULE LVP |  |  | PUMPINFUSION-ALARIS-Medley 8100 | [6 empty] | Verified as Rental |  |  | MHHS-Southwest
NO | YES |  |  |  | MOF6272 |  | CAREFUSION | 8100D |  |  | Rental | MHHS-Southwest |  |  |  | MOF6272 |  | Southwest |  | Rental | [7 empty] | PUMPINFUSION-ALARIS-Medley 8100 |  | MEDLEY PUMP MODULE LVP |  |  | PUMPINFUSION-ALARIS-Medley 8100 | [6 empty] | Verified as Rental |  |  | MHHS-Southwest
NO | YES |  |  |  | MOF6280 |  | CAREFUSION | 8100D |  |  | Rental | MHHS-Southwest |  |  |  | MOF6280 |  | Southwest |  | Rental | [7 empty] | PUMPINFUSION-ALARIS-Medley 8100 |  | MEDLEY PUMP MODULE LVP |  |  | PUMPINFUSION-ALARIS-Medley 8100 | [6 empty] | Verified as Rental |  |  | MHHS-Southwest
NO | YES |  |  |  | MOF6281 |  | CAREFUSION | 8100D |  |  | Rental | MHHS-Southwest |  |  |  | MOF6281 |  | Southwest |  | Rental | [7 empty] | PUMPINFUSION-ALARIS-Medley 8100 |  | MEDLEY PUMP MODULE LVP |  |  | PUMPINFUSION-ALARIS-Medley 8100 | [6 empty] | Verified as Rental |  |  | MHHS-Southwest
NO | YES |  |  |  | MOF6312 |  | CAREFUSION | 8100D |  |  | Rental | MHHS-Southwest |  |  |  | MOF6312 |  | Southwest |  | Rental | [7 empty] | PUMPINFUSION-ALARIS-Medley 8100 |  | MEDLEY PUMP MODULE LVP |  |  | PUMPINFUSION-ALARIS-Medley 8100 | [6 empty] | Verified as Rental |  |  | MHHS-Southwest
NO | YES |  |  |  | MOF6353 |  | CAREFUSION | 8100D |  |  | Rental | MHHS-Southwest |  |  |  | MOF6353 |  | Southwest |  | Rental | [7 empty] | PUMPINFUSION-ALARIS-Medley 8100 |  | MEDLEY PUMP MODULE LVP |  |  | PUMPINFUSION-ALARIS-Medley 8100 | [6 empty] | Verified as Rental |  |  | MHHS-Southwest
NO | YES |  |  |  | MOF6362 |  | CAREFUSION | 8100D |  |  | Rental | MHHS-Southwest |  |  |  | MOF6362 |  | Southwest |  | Rental | [7 empty] | PUMPINFUSION-ALARIS-Medley 8100 |  | MEDLEY PUMP MODULE LVP |  |  | PUMPINFUSION-ALARIS-Medley 8100 | [6 empty] | Verified as Rental |  |  | MHHS-Southwest
NO | YES |  |  |  | MOF6369 |  | CAREFUSION | 8100D |  |  | Rental | MHHS-Southwest |  |  |  | MOF6369 |  | Southwest |  | Rental | [7 empty] | PUMPINFUSION-ALARIS-Medley 8100 |  | MEDLEY PUMP MODULE LVP |  |  | PUMPINFUSION-ALARIS-Medley 8100 | [6 empty] | Verified as Rental |  |  | MHHS-Southwest
NO | YES |  |  |  | MOF6371 |  | CAREFUSION | 8100D |  |  | Rental | MHHS-Southwest |  |  |  | MOF6371 |  | Southwest |  | Rental | [7 empty] | PUMPINFUSION-ALARIS-Medley 8100 |  | MEDLEY PUMP MODULE LVP |  |  | PUMPINFUSION-ALARIS-Medley 8100 | [6 empty] | Verified as Rental |  |  | MHHS-Southwest
NO | YES |  |  |  | MOF6377 |  | CAREFUSION | 8100D |  |  | Rental | MHHS-Southwest |  |  |  | MOF6377 |  | Southwest |  | Rental | [7 empty] | PUMPINFUSION-ALARIS-Medley 8100 |  | MEDLEY PUMP MODULE LVP |  |  | PUMPINFUSION-ALARIS-Medley 8100 | [6 empty] | Verified as Rental |  |  | MHHS-Southwest
NO | YES |  |  |  | MOF6702 |  | CAREFUSION | 8100D |  |  | Rental | MHHS-Southwest |  |  |  | MOF6702 |  | Southwest |  | Rental | [7 empty] | PUMPINFUSION-ALARIS-Medley 8100 |  | MEDLEY PUMP MODULE LVP |  |  | PUMPINFUSION-ALARIS-Medley 8100 | [6 empty] | Verified as Rental |  |  | MHHS-Southwest
NO | YES |  |  |  | MOF6741 |  | CAREFUSION | 8100D |  |  | Rental | MHHS-Southwest |  |  |  | MOF6741 |  | Southwest |  | Rental | [7 empty] | PUMPINFUSION-ALARIS-Medley 8100 |  | MEDLEY PUMP MODULE LVP |  |  | PUMPINFUSION-ALARIS-Medley 8100 | [6 empty] | Verified as Rental |  |  | MHHS-Southwest
NO | YES |  |  |  | MOF6744 |  | CAREFUSION | 8100D |  |  | Rental | MHHS-Southwest |  |  |  | MOF6744 |  | Southwest |  | Rental | [7 empty] | PUMPINFUSION-ALARIS-Medley 8100 |  | MEDLEY PUMP MODULE LVP |  |  | PUMPINFUSION-ALARIS-Medley 8100 | [6 empty] | Verified as Rental |  |  | MHHS-Southwest
NO | YES |  |  |  | MOF6921 |  | CAREFUSION | 8100D |  |  | Rental | MHHS-Southwest |  |  |  | MOF6921 |  | Southwest |  | Rental | [7 empty] | PUMPINFUSION-ALARIS-Medley 8100 |  | MEDLEY PUMP MODULE LVP |  |  | PUMPINFUSION-ALARIS-Medley 8100 | [6 empty] | Verified as Rental |  |  | MHHS-Southwest
NO | YES |  |  |  | MOF6922 |  | CAREFUSION | 8100D |  |  | Rental | MHHS-Southwest |  |  |  | MOF6922 |  | Southwest |  | Rental | [7 empty] | PUMPINFUSION-ALARIS-Medley 8100 |  | MEDLEY PUMP MODULE LVP |  |  | PUMPINFUSION-ALARIS-Medley 8100 | [6 empty] | Verified as Rental |  |  | MHHS-Southwest
NO | YES |  |  |  | MOF6949 |  | CAREFUSION | 8100D |  |  | Rental | MHHS-Southwest |  |  |  | MOF6949 |  | Southwest |  | Rental | [7 empty] | PUMPINFUSION-ALARIS-Medley 8100 |  | MEDLEY PUMP MODULE LVP |  |  | PUMPINFUSION-ALARIS-Medley 8100 | [6 empty] | Verified as Rental |  |  | MHHS-Southwest
NO | YES |  |  |  | MOF6955 |  | CAREFUSION | 8100D |  |  | Rental | MHHS-Southwest |  |  |  | MOF6955 |  | Southwest |  | Rental | [7 empty] | PUMPINFUSION-ALARIS-Medley 8100 |  | MEDLEY PUMP MODULE LVP |  |  | PUMPINFUSION-ALARIS-Medley 8100 | [6 empty] | Verified as Rental |  |  | MHHS-Southwest
NO | YES |  |  |  | MOF6962 |  | CAREFUSION | 8100D |  |  | Rental | MHHS-Southwest |  |  |  | MOF6962 |  | Southwest |  | Rental | [7 empty] | PUMPINFUSION-ALARIS-Medley 8100 |  | MEDLEY PUMP MODULE LVP |  |  | PUMPINFUSION-ALARIS-Medley 8100 | [6 empty] | Verified as Rental |  |  | MHHS-Southwest
NO | YES |  |  |  | MOF7048 |  | CAREFUSION | 8100D |  |  | Rental | MHHS-Southwest |  |  |  | MOF7048 |  | Southwest |  | Rental | [7 empty] | PUMPINFUSION-ALARIS-Medley 8100 |  | MEDLEY PUMP MODULE LVP |  |  | PUMPINFUSION-ALARIS-Medley 8100 | [6 empty] | Verified as Rental |  |  | MHHS-Southwest
NO | YES |  |  |  | MOF7049 |  | CAREFUSION | 8100D |  |  | Rental | MHHS-Southwest |  |  |  | MOF7049 |  | Southwest |  | Rental | [7 empty] | PUMPINFUSION-ALARIS-Medley 8100 |  | MEDLEY PUMP MODULE LVP |  |  | PUMPINFUSION-ALARIS-Medley 8100 | [6 empty] | Verified as Rental |  |  | MHHS-Southwest
NO | YES |  |  |  | MOF7053 |  | CAREFUSION | 8100D |  |  | Rental | MHHS-Southwest |  |  |  | MOF7053 |  | Southwest |  | Rental | [7 empty] | PUMPINFUSION-ALARIS-Medley 8100 |  | MEDLEY PUMP MODULE LVP |  |  | PUMPINFUSION-ALARIS-Medley 8100 | [6 empty] | Verified as Rental |  |  | MHHS-Southwest
NO | YES |  |  |  | MOF7269 |  | CAREFUSION | 8100D |  |  | Rental | MHHS-Southwest |  |  |  | MOF7269 |  | Southwest |  | Rental | [7 empty] | PUMPINFUSION-ALARIS-Medley 8100 |  | MEDLEY PUMP MODULE LVP |  |  | PUMPINFUSION-ALARIS-Medley 8100 | [6 empty] | Verified as Rental |  |  | MHHS-Southwest
NO | YES |  |  |  | MOF7274 |  | CAREFUSION | 8100D |  |  | Rental | MHHS-Southwest |  |  |  | MOF7274 |  | Southwest |  | Rental | [7 empty] | PUMPINFUSION-ALARIS-Medley 8100 |  | MEDLEY PUMP MODULE LVP |  |  | PUMPINFUSION-ALARIS-Medley 8100 | [6 empty] | Verified as Rental |  |  | MHHS-Southwest
NO | YES |  |  |  | MOF7297 |  | CAREFUSION | 8100D |  |  | Rental | MHHS-Southwest |  |  |  | MOF7297 |  | Southwest |  | Rental | [7 empty] | PUMPINFUSION-ALARIS-Medley 8100 |  | MEDLEY PUMP MODULE LVP |  |  | PUMPINFUSION-ALARIS-Medley 8100 | [6 empty] | Verified as Rental |  |  | MHHS-Southwest
NO | YES |  |  |  | MOF7321 |  | CAREFUSION | 8100D |  |  | Rental | MHHS-Southwest |  |  |  | MOF7321 |  | Southwest |  | Rental | [7 empty] | PUMPINFUSION-ALARIS-Medley 8100 |  | MEDLEY PUMP MODULE LVP |  |  | PUMPINFUSION-ALARIS-Medley 8100 | [6 empty] | Verified as Rental |  |  | MHHS-Southwest
NO | YES |  |  |  | MOF7322 |  | CAREFUSION | 8100D |  |  | Rental | MHHS-Southwest |  |  |  | MOF7322 |  | Southwest |  | Rental | [7 empty] | PUMPINFUSION-ALARIS-Medley 8100 |  | MEDLEY PUMP MODULE LVP |  |  | PUMPINFUSION-ALARIS-Medley 8100 | [6 empty] | Verified as Rental |  |  | MHHS-Southwest
NO | YES |  |  |  | MOF7328 |  | CAREFUSION | 8100D |  |  | Rental | MHHS-Southwest |  |  |  | MOF7328 |  | Southwest |  | Rental | [7 empty] | PUMPINFUSION-ALARIS-Medley 8100 |  | MEDLEY PUMP MODULE LVP |  |  | PUMPINFUSION-ALARIS-Medley 8100 | [6 empty] | Verified as Rental |  |  | MHHS-Southwest
NO | YES |  |  |  | MOF7370 |  | CAREFUSION | 8100D |  |  | Rental | MHHS-Southwest |  |  |  | MOF7370 |  | Southwest |  | Rental | [7 empty] | PUMPINFUSION-ALARIS-Medley 8100 |  | MEDLEY PUMP MODULE LVP |  |  | PUMPINFUSION-ALARIS-Medley 8100 | [6 empty] | Verified as Rental |  |  | MHHS-Southwest
NO | YES |  |  |  | MOF7397 |  | CAREFUSION | 8100D |  |  | Rental | MHHS-Southwest |  |  |  | MOF7397 |  | Southwest |  | Rental | [7 empty] | PUMPINFUSION-ALARIS-Medley 8100 |  | MEDLEY PUMP MODULE LVP |  |  | PUMPINFUSION-ALARIS-Medley 8100 | [6 empty] | Verified as Rental |  |  | MHHS-Southwest
NO | YES |  |  |  | MOF750 |  | CAREFUSION | 8100D |  |  | Rental | MHHS-Sugarland |  |  |  | MOF750 |  | Sugar Land |  | Rental | [7 empty] | PUMPINFUSION-ALARIS-Medley 8100 |  | MEDLEY PUMP MODULE LVP |  |  | PUMPINFUSION-ALARIS-Medley 8100 | [6 empty] | Verified as Rental |  |  | MHHS-Sugarland
NO | YES |  |  |  | MOF3868 |  | CAREFUSION | 8100D |  |  | Rental | MHHS-Sugarland |  |  |  | MOF3868 |  | Sugar Land |  | Rental | [7 empty] | PUMPINFUSION-ALARIS-Medley 8100 |  | MEDLEY PUMP MODULE LVP |  |  | PUMPINFUSION-ALARIS-Medley 8100 | [6 empty] | Verified as Rental |  |  | MHHS-Sugarland
NO | YES |  |  |  | MOF3895 |  | CAREFUSION | 8100D |  |  | Rental | MHHS-Sugarland |  |  |  | MOF3895 |  | Sugar Land |  | Rental | [7 empty] | PUMPINFUSION-ALARIS-Medley 8100 |  | MEDLEY PUMP MODULE LVP |  |  | PUMPINFUSION-ALARIS-Medley 8100 | [6 empty] | Verified as Rental |  |  | MHHS-Sugarland
NO | YES |  |  |  | MOF4107 |  | CAREFUSION | 8100D |  |  | Rental | MHHS-Sugarland |  |  |  | MOF4107 |  | Sugar Land |  | Rental | [7 empty] | PUMPINFUSION-ALARIS-Medley 8100 |  | MEDLEY PUMP MODULE LVP |  |  | PUMPINFUSION-ALARIS-Medley 8100 | [6 empty] | Verified as Rental |  |  | MHHS-Sugarland
NO | YES |  |  |  | MOF4532 |  | CAREFUSION | 8100D |  |  | Rental | MHHS-Sugarland |  |  |  | MOF4532 |  | Sugar Land |  | Rental | [7 empty] | PUMPINFUSION-ALARIS-Medley 8100 |  | MEDLEY PUMP MODULE LVP |  |  | PUMPINFUSION-ALARIS-Medley 8100 | [6 empty] | Verified as Rental |  |  | MHHS-Sugarland
NO | YES |  |  |  | MOF4544 |  | CAREFUSION | 8100D |  |  | Rental | MHHS-Sugarland |  |  |  | MOF4544 |  | Sugar Land |  | Rental | [7 empty] | PUMPINFUSION-ALARIS-Medley 8100 |  | MEDLEY PUMP MODULE LVP |  |  | PUMPINFUSION-ALARIS-Medley 8100 | [6 empty] | Verified as Rental |  |  | MHHS-Sugarland
NO | YES |  |  |  | MOF4548 |  | CAREFUSION | 8100D |  |  | Rental | MHHS-Sugarland |  |  |  | MOF4548 |  | Sugar Land |  | Rental | [7 empty] | PUMPINFUSION-ALARIS-Medley 8100 |  | MEDLEY PUMP MODULE LVP |  |  | PUMPINFUSION-ALARIS-Medley 8100 | [6 empty] | Verified as Rental |  |  | MHHS-Sugarland
NO | YES |  |  |  | MOF4561 |  | CAREFUSION | 8100D |  |  | Rental | MHHS-Sugarland |  |  |  | MOF4561 |  | Sugar Land |  | Rental | [7 empty] | PUMPINFUSION-ALARIS-Medley 8100 |  | MEDLEY PUMP MODULE LVP |  |  | PUMPINFUSION-ALARIS-Medley 8100 | [6 empty] | Verified as Rental |  |  | MHHS-Sugarland
NO | YES |  |  |  | MOF4565 |  | CAREFUSION | 8100D |  |  | Rental | MHHS-Sugarland |  |  |  | MOF4565 |  | Sugar Land |  | Rental | [7 empty] | PUMPINFUSION-ALARIS-Medley 8100 |  | MEDLEY PUMP MODULE LVP |  |  | PUMPINFUSION-ALARIS-Medley 8100 | [6 empty] | Verified as Rental |  |  | MHHS-Sugarland
NO | YES |  |  |  | MOF5616 |  | CAREFUSION | 8100D |  |  | Rental | MHHS-Sugarland |  |  |  | MOF5616 |  | Sugar Land |  | Rental | [7 empty] | PUMPINFUSION-ALARIS-Medley 8100 |  | MEDLEY PUMP MODULE LVP |  |  | PUMPINFUSION-ALARIS-Medley 8100 | [6 empty] | Verified as Rental |  |  | MHHS-Sugarland
NO | YES |  |  |  | MOF5769 |  | CAREFUSION | 8100D |  |  | Rental | MHHS-Sugarland |  |  |  | MOF5769 |  | Sugar Land |  | Rental | [7 empty] | PUMPINFUSION-ALARIS-Medley 8100 |  | MEDLEY PUMP MODULE LVP |  |  | PUMPINFUSION-ALARIS-Medley 8100 | [6 empty] | Verified as Rental |  |  | MHHS-Sugarland
NO | YES |  |  |  | MOF5812 |  | CAREFUSION | 8100D |  |  | Rental | MHHS-Sugarland |  |  |  | MOF5812 |  | Sugar Land |  | Rental | [7 empty] | PUMPINFUSION-ALARIS-Medley 8100 |  | MEDLEY PUMP MODULE LVP |  |  | PUMPINFUSION-ALARIS-Medley 8100 | [6 empty] | Verified as Rental |  |  | MHHS-Sugarland
NO | YES |  |  |  | MOF5844 |  | CAREFUSION | 8100D |  |  | Rental | MHHS-Sugarland |  |  |  | MOF5844 |  | Sugar Land |  | Rental | [7 empty] | PUMPINFUSION-ALARIS-Medley 8100 |  | MEDLEY PUMP MODULE LVP |  |  | PUMPINFUSION-ALARIS-Medley 8100 | [6 empty] | Verified as Rental |  |  | MHHS-Sugarland
NO | YES |  |  |  | MOF5862 |  | CAREFUSION | 8100D |  |  | Rental | MHHS-Sugarland |  |  |  | MOF5862 |  | Sugar Land |  | Rental | [7 empty] | PUMPINFUSION-ALARIS-Medley 8100 |  | MEDLEY PUMP MODULE LVP |  |  | PUMPINFUSION-ALARIS-Medley 8100 | [6 empty] | Verified as Rental |  |  | MHHS-Sugarland
NO | YES |  |  |  | MOF6260 |  | CAREFUSION | 8100D |  |  | Rental | MHHS-Sugarland |  |  |  | MOF6260 |  | Sugar Land |  | Rental | [7 empty] | PUMPINFUSION-ALARIS-Medley 8100 |  | MEDLEY PUMP MODULE LVP |  |  | PUMPINFUSION-ALARIS-Medley 8100 | [6 empty] | Verified as Rental |  |  | MHHS-Sugarland
NO | YES |  |  |  | MOF6289 |  | CAREFUSION | 8100D |  |  | Rental | MHHS-Sugarland |  |  |  | MOF6289 |  | Sugar Land |  | Rental | [7 empty] | PUMPINFUSION-ALARIS-Medley 8100 |  | MEDLEY PUMP MODULE LVP |  |  | PUMPINFUSION-ALARIS-Medley 8100 | [6 empty] | Verified as Rental |  |  | MHHS-Sugarland
NO | YES |  |  |  | MOF6298 |  | CAREFUSION | 8100D |  |  | Rental | MHHS-Sugarland |  |  |  | MOF6298 |  | Sugar Land |  | Rental | [7 empty] | PUMPINFUSION-ALARIS-Medley 8100 |  | MEDLEY PUMP MODULE LVP |  |  | PUMPINFUSION-ALARIS-Medley 8100 | [6 empty] | Verified as Rental |  |  | MHHS-Sugarland
NO | YES |  |  |  | MOF6322 |  | CAREFUSION | 8100D |  |  | Rental | MHHS-Sugarland |  |  |  | MOF6322 |  | Sugar Land |  | Rental | [7 empty] | PUMPINFUSION-ALARIS-Medley 8100 |  | MEDLEY PUMP MODULE LVP |  |  | PUMPINFUSION-ALARIS-Medley 8100 | [6 empty] | Verified as Rental |  |  | MHHS-Sugarland
NO | YES |  |  |  | MOF6326 |  | CAREFUSION | 8100D |  |  | Rental | MHHS-Sugarland |  |  |  | MOF6326 |  | Sugar Land |  | Rental | [7 empty] | PUMPINFUSION-ALARIS-Medley 8100 |  | MEDLEY PUMP MODULE LVP |  |  | PUMPINFUSION-ALARIS-Medley 8100 | [6 empty] | Verified as Rental |  |  | MHHS-Sugarland
NO | YES |  |  |  | MOF6334 |  | CAREFUSION | 8100D |  |  | Rental | MHHS-Sugarland |  |  |  | MOF6334 |  | Sugar Land |  | Rental | [7 empty] | PUMPINFUSION-ALARIS-Medley 8100 |  | MEDLEY PUMP MODULE LVP |  |  | PUMPINFUSION-ALARIS-Medley 8100 | [6 empty] | Verified as Rental |  |  | MHHS-Sugarland
NO | YES |  |  |  | MOF6361 |  | CAREFUSION | 8100D |  |  | Rental | MHHS-Sugarland |  |  |  | MOF6361 |  | Sugar Land |  | Rental | [7 empty] | PUMPINFUSION-ALARIS-Medley 8100 |  | MEDLEY PUMP MODULE LVP |  |  | PUMPINFUSION-ALARIS-Medley 8100 | [6 empty] | Verified as Rental |  |  | MHHS-Sugarland
NO | YES |  |  |  | MOF6404 |  | CAREFUSION | 8100D |  |  | Rental | MHHS-Sugarland |  |  |  | MOF6404 |  | Sugar Land |  | Rental | [7 empty] | PUMPINFUSION-ALARIS-Medley 8100 |  | MEDLEY PUMP MODULE LVP |  |  | PUMPINFUSION-ALARIS-Medley 8100 | [6 empty] | Verified as Rental |  |  | MHHS-Sugarland
NO | YES |  |  |  | MOF6734 |  | CAREFUSION | 8100D |  |  | Rental | MHHS-Sugarland |  |  |  | MOF6734 |  | Sugar Land |  | Rental | [7 empty] | PUMPINFUSION-ALARIS-Medley 8100 |  | MEDLEY PUMP MODULE LVP |  |  | PUMPINFUSION-ALARIS-Medley 8100 | [6 empty] | Verified as Rental |  |  | MHHS-Sugarland
NO | YES |  |  |  | MOF6935 |  | CAREFUSION | 8100D |  |  | Rental | MHHS-Sugarland |  |  |  | MOF6935 |  | Sugar Land |  | Rental | [7 empty] | PUMPINFUSION-ALARIS-Medley 8100 |  | MEDLEY PUMP MODULE LVP |  |  | PUMPINFUSION-ALARIS-Medley 8100 | [6 empty] | Verified as Rental |  |  | MHHS-Sugarland
NO | YES |  |  |  | MOF7301 |  | CAREFUSION | 8100D |  |  | Rental | MHHS-Sugarland |  |  |  | MOF7301 |  | Sugar Land |  | Rental | [7 empty] | PUMPINFUSION-ALARIS-Medley 8100 |  | MEDLEY PUMP MODULE LVP |  |  | PUMPINFUSION-ALARIS-Medley 8100 | [6 empty] | Verified as Rental |  |  | MHHS-Sugarland
NO | YES |  |  |  | MOF7369 |  | CAREFUSION | 8100D |  |  | Rental | MHHS-Sugarland |  |  |  | MOF7369 |  | Sugar Land |  | Rental | [7 empty] | PUMPINFUSION-ALARIS-Medley 8100 |  | MEDLEY PUMP MODULE LVP |  |  | PUMPINFUSION-ALARIS-Medley 8100 | [6 empty] | Verified as Rental |  |  | MHHS-Sugarland
NO | YES |  |  |  | MOF753 |  | CAREFUSION | 8100D |  |  | Rental | MHHS-TMC |  |  |  | MOF753 |  | TMC |  | Rental | [7 empty] | PUMPINFUSION-ALARIS-Medley 8100 |  | MEDLEY PUMP MODULE LVP |  |  | PUMPINFUSION-ALARIS-Medley 8100 | [6 empty] | Verified as Rental |  |  | MHHS-TMC
NO | YES |  |  |  | MOF1329 |  | CAREFUSION | 8100D |  |  | Rental | MHHS-TMC |  |  |  | MOF1329 |  | TMC |  | Rental | [7 empty] | PUMPINFUSION-ALARIS-Medley 8100 |  | MEDLEY PUMP MODULE LVP |  |  | PUMPINFUSION-ALARIS-Medley 8100 | [6 empty] | Verified as Rental |  |  | MHHS-TMC
NO | YES |  |  |  | MOF3853 |  | CAREFUSION | 8100D |  |  | Rental | MHHS-TMC |  |  |  | MOF3853 |  | TMC |  | Rental | [7 empty] | PUMPINFUSION-ALARIS-Medley 8100 |  | MEDLEY PUMP MODULE LVP |  |  | PUMPINFUSION-ALARIS-Medley 8100 | [6 empty] | Verified as Rental |  |  | MHHS-TMC
NO | YES |  |  |  | MOF3858 |  | CAREFUSION | 8100D |  |  | Rental | MHHS-TMC |  |  |  | MOF3858 |  | TMC |  | Rental | [7 empty] | PUMPINFUSION-ALARIS-Medley 8100 |  | MEDLEY PUMP MODULE LVP |  |  | PUMPINFUSION-ALARIS-Medley 8100 | [6 empty] | Verified as Rental |  |  | MHHS-TMC
NO | YES |  |  |  | MOF3864 |  | CAREFUSION | 8100D |  |  | Rental | MHHS-TMC |  |  |  | MOF3864 |  | TMC |  | Rental | [7 empty] | PUMPINFUSION-ALARIS-Medley 8100 |  | MEDLEY PUMP MODULE LVP |  |  | PUMPINFUSION-ALARIS-Medley 8100 | [6 empty] | Verified as Rental |  |  | MHHS-TMC
NO | YES |  |  |  | MOF3869 |  | CAREFUSION | 8100D |  |  | Rental | MHHS-TMC |  |  |  | MOF3869 |  | TMC |  | Rental | [7 empty] | PUMPINFUSION-ALARIS-Medley 8100 |  | MEDLEY PUMP MODULE LVP |  |  | PUMPINFUSION-ALARIS-Medley 8100 | [6 empty] | Verified as Rental |  |  | MHHS-TMC
NO | YES |  |  |  | MOF3880 |  | CAREFUSION | 8100D |  |  | Rental | MHHS-TMC |  |  |  | MOF3880 |  | TMC |  | Rental | [7 empty] | PUMPINFUSION-ALARIS-Medley 8100 |  | MEDLEY PUMP MODULE LVP |  |  | PUMPINFUSION-ALARIS-Medley 8100 | [6 empty] | Verified as Rental |  |  | MHHS-TMC
NO | YES |  |  |  | MOF3887 |  | CAREFUSION | 8100D |  |  | Rental | MHHS-TMC |  |  |  | MOF3887 |  | TMC |  | Rental | [7 empty] | PUMPINFUSION-ALARIS-Medley 8100 |  | MEDLEY PUMP MODULE LVP |  |  | PUMPINFUSION-ALARIS-Medley 8100 | [6 empty] | Verified as Rental |  |  | MHHS-TMC
NO | YES |  |  |  | MOF3889 |  | CAREFUSION | 8100D |  |  | Rental | MHHS-TMC |  |  |  | MOF3889 |  | TMC |  | Rental | [7 empty] | PUMPINFUSION-ALARIS-Medley 8100 |  | MEDLEY PUMP MODULE LVP |  |  | PUMPINFUSION-ALARIS-Medley 8100 | [6 empty] | Verified as Rental |  |  | MHHS-TMC
NO | YES |  |  |  | MOF3905 |  | CAREFUSION | 8100D |  |  | Rental | MHHS-TMC |  |  |  | MOF3905 |  | TMC |  | Rental | [7 empty] | PUMPINFUSION-ALARIS-Medley 8100 |  | MEDLEY PUMP MODULE LVP |  |  | PUMPINFUSION-ALARIS-Medley 8100 | [6 empty] | Verified as Rental |  |  | MHHS-TMC
NO | YES |  |  |  | MOF3925 |  | CAREFUSION | 8100D |  |  | Rental | MHHS-TMC |  |  |  | MOF3925 |  | TMC |  | Rental | [7 empty] | PUMPINFUSION-ALARIS-Medley 8100 |  | MEDLEY PUMP MODULE LVP |  |  | PUMPINFUSION-ALARIS-Medley 8100 | [6 empty] | Verified as Rental |  |  | MHHS-TMC
NO | YES |  |  |  | MOF3927 |  | CAREFUSION | 8100D |  |  | Rental | MHHS-TMC |  |  |  | MOF3927 |  | TMC |  | Rental | [7 empty] | PUMPINFUSION-ALARIS-Medley 8100 |  | MEDLEY PUMP MODULE LVP |  |  | PUMPINFUSION-ALARIS-Medley 8100 | [6 empty] | Verified as Rental |  |  | MHHS-TMC
NO | YES |  |  |  | MOF3995 |  | CAREFUSION | 8100D |  |  | Rental | MHHS-TMC |  |  |  | MOF3995 |  | TMC |  | Rental | [7 empty] | PUMPINFUSION-ALARIS-Medley 8100 |  | MEDLEY PUMP MODULE LVP |  |  | PUMPINFUSION-ALARIS-Medley 8100 | [6 empty] | Verified as Rental |  |  | MHHS-TMC
NO | YES |  |  |  | MOF3999 |  | CAREFUSION | 8100D |  |  | Rental | MHHS-TMC |  |  |  | MOF3999 |  | TMC |  | Rental | [7 empty] | PUMPINFUSION-ALARIS-Medley 8100 |  | MEDLEY PUMP MODULE LVP |  |  | PUMPINFUSION-ALARIS-Medley 8100 | [6 empty] | Verified as Rental |  |  | MHHS-TMC
NO | YES |  |  |  | MOF4144 |  | CAREFUSION | 8100D |  |  | Rental | MHHS-TMC |  |  |  | MOF4144 |  | TMC |  | Rental | [7 empty] | PUMPINFUSION-ALARIS-Medley 8100 |  | MEDLEY PUMP MODULE LVP |  |  | PUMPINFUSION-ALARIS-Medley 8100 | [6 empty] | Verified as Rental |  |  | MHHS-TMC
NO | YES |  |  |  | MOF4159 |  | CAREFUSION | 8100D |  |  | Rental | MHHS-TMC |  |  |  | MOF4159 |  | TMC |  | Rental | [7 empty] | PUMPINFUSION-ALARIS-Medley 8100 |  | MEDLEY PUMP MODULE LVP |  |  | PUMPINFUSION-ALARIS-Medley 8100 | [6 empty] | Verified as Rental |  |  | MHHS-TMC
NO | YES |  |  |  | MOF4160 |  | CAREFUSION | 8100D |  |  | Rental | MHHS-TMC |  |  |  | MOF4160 |  | TMC |  | Rental | [7 empty] | PUMPINFUSION-ALARIS-Medley 8100 |  | MEDLEY PUMP MODULE LVP |  |  | PUMPINFUSION-ALARIS-Medley 8100 | [6 empty] | Verified as Rental |  |  | MHHS-TMC
NO | YES |  |  |  | MOF4168 |  | CAREFUSION | 8100D |  |  | Rental | MHHS-TMC |  |  |  | MOF4168 |  | TMC |  | Rental | [7 empty] | PUMPINFUSION-ALARIS-Medley 8100 |  | MEDLEY PUMP MODULE LVP |  |  | PUMPINFUSION-ALARIS-Medley 8100 | [6 empty] | Verified as Rental |  |  | MHHS-TMC
NO | YES |  |  |  | MOF4200 |  | CAREFUSION | 8100D |  |  | Rental | MHHS-TMC |  |  |  | MOF4200 |  | TMC |  | Rental | [7 empty] | PUMPINFUSION-ALARIS-Medley 8100 |  | MEDLEY PUMP MODULE LVP |  |  | PUMPINFUSION-ALARIS-Medley 8100 | [6 empty] | Verified as Rental |  |  | MHHS-TMC
NO | YES |  |  |  | MOF4213 |  | CAREFUSION | 8100D |  |  | Rental | MHHS-TMC |  |  |  | MOF4213 |  | TMC |  | Rental | [7 empty] | PUMPINFUSION-ALARIS-Medley 8100 |  | MEDLEY PUMP MODULE LVP |  |  | PUMPINFUSION-ALARIS-Medley 8100 | [6 empty] | Verified as Rental |  |  | MHHS-TMC
NO | YES |  |  |  | MOF4528 |  | CAREFUSION | 8100D |  |  | Rental | MHHS-TMC |  |  |  | MOF4528 |  | TMC |  | Rental | [7 empty] | PUMPINFUSION-ALARIS-Medley 8100 |  | MEDLEY PUMP MODULE LVP |  |  | PUMPINFUSION-ALARIS-Medley 8100 | [6 empty] | Verified as Rental |  |  | MHHS-TMC
NO | YES |  |  |  | MOF4536 |  | CAREFUSION | 8100D |  |  | Rental | MHHS-TMC |  |  |  | MOF4536 |  | TMC |  | Rental | [7 empty] | PUMPINFUSION-ALARIS-Medley 8100 |  | MEDLEY PUMP MODULE LVP |  |  | PUMPINFUSION-ALARIS-Medley 8100 | [6 empty] | Verified as Rental |  |  | MHHS-TMC
NO | YES |  |  |  | MOF4549 |  | CAREFUSION | 8100D |  |  | Rental | MHHS-TMC |  |  |  | MOF4549 |  | TMC |  | Rental | [7 empty] | PUMPINFUSION-ALARIS-Medley 8100 |  | MEDLEY PUMP MODULE LVP |  |  | PUMPINFUSION-ALARIS-Medley 8100 | [6 empty] | Verified as Rental |  |  | MHHS-TMC
NO | YES |  |  |  | MOF4553 |  | CAREFUSION | 8100D |  |  | Rental | MHHS-TMC |  |  |  | MOF4553 |  | TMC |  | Rental | [7 empty] | PUMPINFUSION-ALARIS-Medley 8100 |  | MEDLEY PUMP MODULE LVP |  |  | PUMPINFUSION-ALARIS-Medley 8100 | [6 empty] | Verified as Rental |  |  | MHHS-TMC
NO | YES |  |  |  | MOF4554 |  | CAREFUSION | 8100D |  |  | Rental | MHHS-TMC |  |  |  | MOF4554 |  | TMC |  | Rental | [7 empty] | PUMPINFUSION-ALARIS-Medley 8100 |  | MEDLEY PUMP MODULE LVP |  |  | PUMPINFUSION-ALARIS-Medley 8100 | [6 empty] | Verified as Rental |  |  | MHHS-TMC
NO | YES |  |  |  | MOF4559 |  | CAREFUSION | 8100D |  |  | Rental | MHHS-TMC |  |  |  | MOF4559 |  | TMC |  | Rental | [7 empty] | PUMPINFUSION-ALARIS-Medley 8100 |  | MEDLEY PUMP MODULE LVP |  |  | PUMPINFUSION-ALARIS-Medley 8100 | [6 empty] | Verified as Rental |  |  | MHHS-TMC
NO | YES |  |  |  | MOF4967 |  | CAREFUSION | 8100D |  |  | Rental | MHHS-TMC |  |  |  | MOF4967 |  | TMC |  | Rental | [7 empty] | PUMPINFUSION-ALARIS-Medley 8100 |  | MEDLEY PUMP MODULE LVP |  |  | PUMPINFUSION-ALARIS-Medley 8100 | [6 empty] | Verified as Rental |  |  | MHHS-TMC
NO | YES |  |  |  | MOF4994 |  | CAREFUSION | 8100D |  |  | Rental | MHHS-TMC |  |  |  | MOF4994 |  | TMC |  | Rental | [7 empty] | PUMPINFUSION-ALARIS-Medley 8100 |  | MEDLEY PUMP MODULE LVP |  |  | PUMPINFUSION-ALARIS-Medley 8100 | [6 empty] | Verified as Rental |  |  | MHHS-TMC
NO | YES |  |  |  | MOF5000 |  | CAREFUSION | 8100D |  |  | Rental | MHHS-TMC |  |  |  | MOF5000 |  | TMC |  | Rental | [7 empty] | PUMPINFUSION-ALARIS-Medley 8100 |  | MEDLEY PUMP MODULE LVP |  |  | PUMPINFUSION-ALARIS-Medley 8100 | [6 empty] | Verified as Rental |  |  | MHHS-TMC
NO | YES |  |  |  | MOF5019 |  | CAREFUSION | 8100D |  |  | Rental | MHHS-TMC |  |  |  | MOF5019 |  | TMC |  | Rental | [7 empty] | PUMPINFUSION-ALARIS-Medley 8100 |  | MEDLEY PUMP MODULE LVP |  |  | PUMPINFUSION-ALARIS-Medley 8100 | [6 empty] | Verified as Rental |  |  | MHHS-TMC
NO | YES |  |  |  | MOF5090 |  | CAREFUSION | 8100D |  |  | Rental | MHHS-TMC |  |  |  | MOF5090 |  | TMC |  | Rental | [7 empty] | PUMPINFUSION-ALARIS-Medley 8100 |  | MEDLEY PUMP MODULE LVP |  |  | PUMPINFUSION-ALARIS-Medley 8100 | [6 empty] | Verified as Rental |  |  | MHHS-TMC
NO | YES |  |  |  | MOF5414 |  | CAREFUSION | 8100D |  |  | Rental | MHHS-TMC |  |  |  | MOF5414 |  | TMC |  | Rental | [7 empty] | PUMPINFUSION-ALARIS-Medley 8100 |  | MEDLEY PUMP MODULE LVP |  |  | PUMPINFUSION-ALARIS-Medley 8100 | [6 empty] | Verified as Rental |  |  | MHHS-TMC
NO | YES |  |  |  | MOF5624 |  | CAREFUSION | 8100D |  |  | Rental | MHHS-TMC |  |  |  | MOF5624 |  | TMC |  | Rental | [7 empty] | PUMPINFUSION-ALARIS-Medley 8100 |  | MEDLEY PUMP MODULE LVP |  |  | PUMPINFUSION-ALARIS-Medley 8100 | [6 empty] | Verified as Rental |  |  | MHHS-TMC
NO | YES |  |  |  | MOF5629 |  | CAREFUSION | 8100D |  |  | Rental | MHHS-TMC |  |  |  | MOF5629 |  | TMC |  | Rental | [7 empty] | PUMPINFUSION-ALARIS-Medley 8100 |  | MEDLEY PUMP MODULE LVP |  |  | PUMPINFUSION-ALARIS-Medley 8100 | [6 empty] | Verified as Rental |  |  | MHHS-TMC
NO | YES |  |  |  | MOF5719 |  | CAREFUSION | 8100D |  |  | Rental | MHHS-TMC |  |  |  | MOF5719 |  | TMC |  | Rental | [7 empty] | PUMPINFUSION-ALARIS-Medley 8100 |  | MEDLEY PUMP MODULE LVP |  |  | PUMPINFUSION-ALARIS-Medley 8100 | [6 empty] | Verified as Rental |  |  | MHHS-TMC
NO | YES |  |  |  | MOF5753 |  | CAREFUSION | 8100D |  |  | Rental | MHHS-TMC |  |  |  | MOF5753 |  | TMC |  | Rental | [7 empty] | PUMPINFUSION-ALARIS-Medley 8100 |  | MEDLEY PUMP MODULE LVP |  |  | PUMPINFUSION-ALARIS-Medley 8100 | [6 empty] | Verified as Rental |  |  | MHHS-TMC
NO | YES |  |  |  | MOF5768 |  | CAREFUSION | 8100D |  |  | Rental | MHHS-TMC |  |  |  | MOF5768 |  | TMC |  | Rental | [7 empty] | PUMPINFUSION-ALARIS-Medley 8100 |  | MEDLEY PUMP MODULE LVP |  |  | PUMPINFUSION-ALARIS-Medley 8100 | [6 empty] | Verified as Rental |  |  | MHHS-TMC
NO | YES |  |  |  | MOF5778 |  | CAREFUSION | 8100D |  |  | Rental | MHHS-TMC |  |  |  | MOF5778 |  | TMC |  | Rental | [7 empty] | PUMPINFUSION-ALARIS-Medley 8100 |  | MEDLEY PUMP MODULE LVP |  |  | PUMPINFUSION-ALARIS-Medley 8100 | [6 empty] | Verified as Rental |  |  | MHHS-TMC
NO | YES |  |  |  | MOF5785 |  | CAREFUSION | 8100D |  |  | Rental | MHHS-TMC |  |  |  | MOF5785 |  | TMC |  | Rental | [7 empty] | PUMPINFUSION-ALARIS-Medley 8100 |  | MEDLEY PUMP MODULE LVP |  |  | PUMPINFUSION-ALARIS-Medley 8100 | [6 empty] | Verified as Rental |  |  | MHHS-TMC
NO | YES |  |  |  | MOF5786 |  | CAREFUSION | 8100D |  |  | Rental | MHHS-TMC |  |  |  | MOF5786 |  | TMC |  | Rental | [7 empty] | PUMPINFUSION-ALARIS-Medley 8100 |  | MEDLEY PUMP MODULE LVP |  |  | PUMPINFUSION-ALARIS-Medley 8100 | [6 empty] | Verified as Rental |  |  | MHHS-TMC
NO | YES |  |  |  | MOF5828 |  | CAREFUSION | 8100D |  |  | Rental | MHHS-TMC |  |  |  | MOF5828 |  | TMC |  | Rental | [7 empty] | PUMPINFUSION-ALARIS-Medley 8100 |  | MEDLEY PUMP MODULE LVP |  |  | PUMPINFUSION-ALARIS-Medley 8100 | [6 empty] | Verified as Rental |  |  | MHHS-TMC
NO | YES |  |  |  | MOF5830 |  | CAREFUSION | 8100D |  |  | Rental | MHHS-TMC |  |  |  | MOF5830 |  | TMC |  | Rental | [7 empty] | PUMPINFUSION-ALARIS-Medley 8100 |  | MEDLEY PUMP MODULE LVP |  |  | PUMPINFUSION-ALARIS-Medley 8100 | [6 empty] | Verified as Rental |  |  | MHHS-TMC
NO | YES |  |  |  | MOF5832 |  | CAREFUSION | 8100D |  |  | Rental | MHHS-TMC |  |  |  | MOF5832 |  | TMC |  | Rental | [7 empty] | PUMPINFUSION-ALARIS-Medley 8100 |  | MEDLEY PUMP MODULE LVP |  |  | PUMPINFUSION-ALARIS-Medley 8100 | [6 empty] | Verified as Rental |  |  | MHHS-TMC
NO | YES |  |  |  | MOF5843 |  | CAREFUSION | 8100D |  |  | Rental | MHHS-TMC |  |  |  | MOF5843 |  | TMC |  | Rental | [7 empty] | PUMPINFUSION-ALARIS-Medley 8100 |  | MEDLEY PUMP MODULE LVP |  |  | PUMPINFUSION-ALARIS-Medley 8100 | [6 empty] | Verified as Rental |  |  | MHHS-TMC
NO | YES |  |  |  | MOF5845 |  | CAREFUSION | 8100D |  |  | Rental | MHHS-TMC |  |  |  | MOF5845 |  | TMC |  | Rental | [7 empty] | PUMPINFUSION-ALARIS-Medley 8100 |  | MEDLEY PUMP MODULE LVP |  |  | PUMPINFUSION-ALARIS-Medley 8100 | [6 empty] | Verified as Rental |  |  | MHHS-TMC
NO | YES |  |  |  | MOF5847 |  | CAREFUSION | 8100D |  |  | Rental | MHHS-TMC |  |  |  | MOF5847 |  | TMC |  | Rental | [7 empty] | PUMPINFUSION-ALARIS-Medley 8100 |  | MEDLEY PUMP MODULE LVP |  |  | PUMPINFUSION-ALARIS-Medley 8100 | [6 empty] | Verified as Rental |  |  | MHHS-TMC
NO | YES |  |  |  | MOF5857 |  | CAREFUSION | 8100D |  |  | Rental | MHHS-TMC |  |  |  | MOF5857 |  | TMC |  | Rental | [7 empty] | PUMPINFUSION-ALARIS-Medley 8100 |  | MEDLEY PUMP MODULE LVP |  |  | PUMPINFUSION-ALARIS-Medley 8100 | [6 empty] | Verified as Rental |  |  | MHHS-TMC
NO | YES |  |  |  | MOF5977 |  | CAREFUSION | 8100D |  |  | Rental | MHHS-TMC |  |  |  | MOF5977 |  | TMC |  | Rental | [7 empty] | PUMPINFUSION-ALARIS-Medley 8100 |  | MEDLEY PUMP MODULE LVP |  |  | PUMPINFUSION-ALARIS-Medley 8100 | [6 empty] | Verified as Rental |  |  | MHHS-TMC
NO | YES |  |  |  | MOF6035 |  | CAREFUSION | 8100D |  |  | Rental | MHHS-TMC |  |  |  | MOF6035 |  | TMC |  | Rental | [7 empty] | PUMPINFUSION-ALARIS-Medley 8100 |  | MEDLEY PUMP MODULE LVP |  |  | PUMPINFUSION-ALARIS-Medley 8100 | [6 empty] | Verified as Rental |  |  | MHHS-TMC
NO | YES |  |  |  | MOF6228 |  | CAREFUSION | 8100D |  |  | Rental | MHHS-TMC |  |  |  | MOF6228 |  | TMC |  | Rental | [7 empty] | PUMPINFUSION-ALARIS-Medley 8100 |  | MEDLEY PUMP MODULE LVP |  |  | PUMPINFUSION-ALARIS-Medley 8100 | [6 empty] | Verified as Rental |  |  | MHHS-TMC
NO | YES |  |  |  | MOF6266 |  | CAREFUSION | 8100D |  |  | Rental | MHHS-TMC |  |  |  | MOF6266 |  | TMC |  | Rental | [7 empty] | PUMPINFUSION-ALARIS-Medley 8100 |  | MEDLEY PUMP MODULE LVP |  |  | PUMPINFUSION-ALARIS-Medley 8100 | [6 empty] | Verified as Rental |  |  | MHHS-TMC
NO | YES |  |  |  | MOF6278 |  | CAREFUSION | 8100D |  |  | Rental | MHHS-TMC |  |  |  | MOF6278 |  | TMC |  | Rental | [7 empty] | PUMPINFUSION-ALARIS-Medley 8100 |  | MEDLEY PUMP MODULE LVP |  |  | PUMPINFUSION-ALARIS-Medley 8100 | [6 empty] | Verified as Rental |  |  | MHHS-TMC
NO | YES |  |  |  | MOF6310 |  | CAREFUSION | 8100D |  |  | Rental | MHHS-TMC |  |  |  | MOF6310 |  | TMC |  | Rental | [7 empty] | PUMPINFUSION-ALARIS-Medley 8100 |  | MEDLEY PUMP MODULE LVP |  |  | PUMPINFUSION-ALARIS-Medley 8100 | [6 empty] | Verified as Rental |  |  | MHHS-TMC
NO | YES |  |  |  | MOF6315 |  | CAREFUSION | 8100D |  |  | Rental | MHHS-TMC |  |  |  | MOF6315 |  | TMC |  | Rental | [7 empty] | PUMPINFUSION-ALARIS-Medley 8100 |  | MEDLEY PUMP MODULE LVP |  |  | PUMPINFUSION-ALARIS-Medley 8100 | [6 empty] | Verified as Rental |  |  | MHHS-TMC
NO | YES |  |  |  | MOF6323 |  | CAREFUSION | 8100D |  |  | Rental | MHHS-TMC |  |  |  | MOF6323 |  | TMC |  | Rental | [7 empty] | PUMPINFUSION-ALARIS-Medley 8100 |  | MEDLEY PUMP MODULE LVP |  |  | PUMPINFUSION-ALARIS-Medley 8100 | [6 empty] | Verified as Rental |  |  | MHHS-TMC
NO | YES |  |  |  | MOF6324 |  | CAREFUSION | 8100D |  |  | Rental | MHHS-TMC |  |  |  | MOF6324 |  | TMC |  | Rental | [7 empty] | PUMPINFUSION-ALARIS-Medley 8100 |  | MEDLEY PUMP MODULE LVP |  |  | PUMPINFUSION-ALARIS-Medley 8100 | [6 empty] | Verified as Rental |  |  | MHHS-TMC
NO | YES |  |  |  | MOF6331 |  | CAREFUSION | 8100D |  |  | Rental | MHHS-TMC |  |  |  | MOF6331 |  | TMC |  | Rental | [7 empty] | PUMPINFUSION-ALARIS-Medley 8100 |  | MEDLEY PUMP MODULE LVP |  |  | PUMPINFUSION-ALARIS-Medley 8100 | [6 empty] | Verified as Rental |  |  | MHHS-TMC
NO | YES |  |  |  | MOF6338 |  | CAREFUSION | 8100D |  |  | Rental | MHHS-TMC |  |  |  | MOF6338 |  | TMC |  | Rental | [7 empty] | PUMPINFUSION-ALARIS-Medley 8100 |  | MEDLEY PUMP MODULE LVP |  |  | PUMPINFUSION-ALARIS-Medley 8100 | [6 empty] | Verified as Rental |  |  | MHHS-TMC
NO | YES |  |  |  | MOF6363 |  | CAREFUSION | 8100D |  |  | Rental | MHHS-TMC |  |  |  | MOF6363 |  | TMC |  | Rental | [7 empty] | PUMPINFUSION-ALARIS-Medley 8100 |  | MEDLEY PUMP MODULE LVP |  |  | PUMPINFUSION-ALARIS-Medley 8100 | [6 empty] | Verified as Rental |  |  | MHHS-TMC
NO | YES |  |  |  | MOF6364 |  | CAREFUSION | 8100D |  |  | Rental | MHHS-TMC |  |  |  | MOF6364 |  | TMC |  | Rental | [7 empty] | PUMPINFUSION-ALARIS-Medley 8100 |  | MEDLEY PUMP MODULE LVP |  |  | PUMPINFUSION-ALARIS-Medley 8100 | [6 empty] | Verified as Rental |  |  | MHHS-TMC
NO | YES |  |  |  | MOF6370 |  | CAREFUSION | 8100D |  |  | Rental | MHHS-TMC |  |  |  | MOF6370 |  | TMC |  | Rental | [7 empty] | PUMPINFUSION-ALARIS-Medley 8100 |  | MEDLEY PUMP MODULE LVP |  |  | PUMPINFUSION-ALARIS-Medley 8100 | [6 empty] | Verified as Rental |  |  | MHHS-TMC
NO | YES |  |  |  | MOF6392 |  | CAREFUSION | 8100D |  |  | Rental | MHHS-TMC |  |  |  | MOF6392 |  | TMC |  | Rental | [7 empty] | PUMPINFUSION-ALARIS-Medley 8100 |  | MEDLEY PUMP MODULE LVP |  |  | PUMPINFUSION-ALARIS-Medley 8100 | [6 empty] | Verified as Rental |  |  | MHHS-TMC
NO | YES |  |  |  | MOF6750 |  | CAREFUSION | 8100D |  |  | Rental | MHHS-TMC |  |  |  | MOF6750 |  | TMC |  | Rental | [7 empty] | PUMPINFUSION-ALARIS-Medley 8100 |  | MEDLEY PUMP MODULE LVP |  |  | PUMPINFUSION-ALARIS-Medley 8100 | [6 empty] | Verified as Rental |  |  | MHHS-TMC
NO | YES |  |  |  | MOF6920 |  | CAREFUSION | 8100D |  |  | Rental | MHHS-TMC |  |  |  | MOF6920 |  | TMC |  | Rental | [7 empty] | PUMPINFUSION-ALARIS-Medley 8100 |  | MEDLEY PUMP MODULE LVP |  |  | PUMPINFUSION-ALARIS-Medley 8100 | [6 empty] | Verified as Rental |  |  | MHHS-TMC
NO | YES |  |  |  | MOF6927 |  | CAREFUSION | 8100D |  |  | Rental | MHHS-TMC |  |  |  | MOF6927 |  | TMC |  | Rental | [7 empty] | PUMPINFUSION-ALARIS-Medley 8100 |  | MEDLEY PUMP MODULE LVP |  |  | PUMPINFUSION-ALARIS-Medley 8100 | [6 empty] | Verified as Rental |  |  | MHHS-TMC
NO | YES |  |  |  | MOF6937 |  | CAREFUSION | 8100D |  |  | Rental | MHHS-TMC |  |  |  | MOF6937 |  | TMC |  | Rental | [7 empty] | PUMPINFUSION-ALARIS-Medley 8100 |  | MEDLEY PUMP MODULE LVP |  |  | PUMPINFUSION-ALARIS-Medley 8100 | [6 empty] | Verified as Rental |  |  | MHHS-TMC
NO | YES |  |  |  | MOF6946 |  | CAREFUSION | 8100D |  |  | Rental | MHHS-TMC |  |  |  | MOF6946 |  | TMC |  | Rental | [7 empty] | PUMPINFUSION-ALARIS-Medley 8100 |  | MEDLEY PUMP MODULE LVP |  |  | PUMPINFUSION-ALARIS-Medley 8100 | [6 empty] | Verified as Rental |  |  | MHHS-TMC
NO | YES |  |  |  | MOF6950 |  | CAREFUSION | 8100D |  |  | Rental | MHHS-TMC |  |  |  | MOF6950 |  | TMC |  | Rental | [7 empty] | PUMPINFUSION-ALARIS-Medley 8100 |  | MEDLEY PUMP MODULE LVP |  |  | PUMPINFUSION-ALARIS-Medley 8100 | [6 empty] | Verified as Rental |  |  | MHHS-TMC
NO | YES |  |  |  | MOF6959 |  | CAREFUSION | 8100D |  |  | Rental | MHHS-TMC |  |  |  | MOF6959 |  | TMC |  | Rental | [7 empty] | PUMPINFUSION-ALARIS-Medley 8100 |  | MEDLEY PUMP MODULE LVP |  |  | PUMPINFUSION-ALARIS-Medley 8100 | [6 empty] | Verified as Rental |  |  | MHHS-TMC
NO | YES |  |  |  | MOF6963 |  | CAREFUSION | 8100D |  |  | Rental | MHHS-TMC |  |  |  | MOF6963 |  | TMC |  | Rental | [7 empty] | PUMPINFUSION-ALARIS-Medley 8100 |  | MEDLEY PUMP MODULE LVP |  |  | PUMPINFUSION-ALARIS-Medley 8100 | [6 empty] | Verified as Rental |  |  | MHHS-TMC
NO | YES |  |  |  | MOF7018 |  | CAREFUSION | 8100D |  |  | Rental | MHHS-TMC |  |  |  | MOF7018 |  | TMC |  | Rental | [7 empty] | PUMPINFUSION-ALARIS-Medley 8100 |  | MEDLEY PUMP MODULE LVP |  |  | PUMPINFUSION-ALARIS-Medley 8100 | [6 empty] | Verified as Rental |  |  | MHHS-TMC
NO | YES |  |  |  | MOF7019 |  | CAREFUSION | 8100D |  |  | Rental | MHHS-TMC |  |  |  | MOF7019 |  | TMC |  | Rental | [7 empty] | PUMPINFUSION-ALARIS-Medley 8100 |  | MEDLEY PUMP MODULE LVP |  |  | PUMPINFUSION-ALARIS-Medley 8100 | [6 empty] | Verified as Rental |  |  | MHHS-TMC
NO | YES |  |  |  | MOF7020 |  | CAREFUSION | 8100D |  |  | Rental | MHHS-TMC |  |  |  | MOF7020 |  | TMC |  | Rental | [7 empty] | PUMPINFUSION-ALARIS-Medley 8100 |  | MEDLEY PUMP MODULE LVP |  |  | PUMPINFUSION-ALARIS-Medley 8100 | [6 empty] | Verified as Rental |  |  | MHHS-TMC
NO | YES |  |  |  | MOF7022 |  | CAREFUSION | 8100D |  |  | Rental | MHHS-TMC |  |  |  | MOF7022 |  | TMC |  | Rental | [7 empty] | PUMPINFUSION-ALARIS-Medley 8100 |  | MEDLEY PUMP MODULE LVP |  |  | PUMPINFUSION-ALARIS-Medley 8100 | [6 empty] | Verified as Rental |  |  | MHHS-TMC
NO | YES |  |  |  | MOF7050 |  | CAREFUSION | 8100D |  |  | Rental | MHHS-TMC |  |  |  | MOF7050 |  | TMC |  | Rental | [7 empty] | PUMPINFUSION-ALARIS-Medley 8100 |  | MEDLEY PUMP MODULE LVP |  |  | PUMPINFUSION-ALARIS-Medley 8100 | [6 empty] | Verified as Rental |  |  | MHHS-TMC
NO | YES |  |  |  | MOF7265 |  | CAREFUSION | 8100D |  |  | Rental | MHHS-TMC |  |  |  | MOF7265 |  | TMC |  | Rental | [7 empty] | PUMPINFUSION-ALARIS-Medley 8100 |  | MEDLEY PUMP MODULE LVP |  |  | PUMPINFUSION-ALARIS-Medley 8100 | [6 empty] | Verified as Rental |  |  | MHHS-TMC
NO | YES |  |  |  | MOF7285 |  | CAREFUSION | 8100D |  |  | Rental | MHHS-TMC |  |  |  | MOF7285 |  | TMC |  | Rental | [7 empty] | PUMPINFUSION-ALARIS-Medley 8100 |  | MEDLEY PUMP MODULE LVP |  |  | PUMPINFUSION-ALARIS-Medley 8100 | [6 empty] | Verified as Rental |  |  | MHHS-TMC
NO | YES |  |  |  | MOF7387 |  | CAREFUSION | 8100D |  |  | Rental | MHHS-TMC |  |  |  | MOF7387 |  | TMC |  | Rental | [7 empty] | PUMPINFUSION-ALARIS-Medley 8100 |  | MEDLEY PUMP MODULE LVP |  |  | PUMPINFUSION-ALARIS-Medley 8100 | [6 empty] | Verified as Rental |  |  | MHHS-TMC
NO | YES |  |  |  | MOF353 |  | CAREFUSION | 8100D |  |  | Rental | MHHS-Woodlands |  |  |  | MOF353 |  | Woodlands |  | Rental | [7 empty] | PUMPINFUSION-ALARIS-Medley 8100 |  | MEDLEY PUMP MODULE LVP |  |  | PUMPINFUSION-ALARIS-Medley 8100 | [6 empty] | Verified as Rental |  |  | MHHS-Woodlands
NO | YES |  |  |  | MOF1187 |  | CAREFUSION | 8100D |  |  | Rental | MHHS-Woodlands |  |  |  | MOF1187 |  | Woodlands |  | Rental | [7 empty] | PUMPINFUSION-ALARIS-Medley 8100 |  | MEDLEY PUMP MODULE LVP |  |  | PUMPINFUSION-ALARIS-Medley 8100 | [6 empty] | Verified as Rental |  |  | MHHS-Woodlands
NO | YES |  |  |  | MOF3424 |  | CAREFUSION | 8100D |  |  | Rental | MHHS-Woodlands |  |  |  | MOF3424 |  | Woodlands |  | Rental | [7 empty] | PUMPINFUSION-ALARIS-Medley 8100 |  | MEDLEY PUMP MODULE LVP |  |  | PUMPINFUSION-ALARIS-Medley 8100 | [6 empty] | Verified as Rental |  |  | MHHS-Woodlands
NO | YES |  |  |  | MOF3512 |  | CAREFUSION | 8100D |  |  | Rental | MHHS-Woodlands |  |  |  | MOF3512 |  | Woodlands |  | Rental | [7 empty] | PUMPINFUSION-ALARIS-Medley 8100 |  | MEDLEY PUMP MODULE LVP |  |  | PUMPINFUSION-ALARIS-Medley 8100 | [6 empty] | Verified as Rental |  |  | MHHS-Woodlands
NO | YES |  |  |  | MOF3691 |  | CAREFUSION | 8100D |  |  | Rental | MHHS-Woodlands |  |  |  | MOF3691 |  | Woodlands |  | Rental | [7 empty] | PUMPINFUSION-ALARIS-Medley 8100 |  | MEDLEY PUMP MODULE LVP |  |  | PUMPINFUSION-ALARIS-Medley 8100 | [6 empty] | Verified as Rental |  |  | MHHS-Woodlands
NO | YES |  |  |  | MOF3705 |  | CAREFUSION | 8100D |  |  | Rental | MHHS-Woodlands |  |  |  | MOF3705 |  | Woodlands |  | Rental | [7 empty] | PUMPINFUSION-ALARIS-Medley 8100 |  | MEDLEY PUMP MODULE LVP |  |  | PUMPINFUSION-ALARIS-Medley 8100 | [6 empty] | Verified as Rental |  |  | MHHS-Woodlands
NO | YES |  |  |  | MOF3875 |  | CAREFUSION | 8100D |  |  | Rental | MHHS-Woodlands |  |  |  | MOF3875 |  | Woodlands |  | Rental | [7 empty] | PUMPINFUSION-ALARIS-Medley 8100 |  | MEDLEY PUMP MODULE LVP |  |  | PUMPINFUSION-ALARIS-Medley 8100 | [6 empty] | Verified as Rental |  |  | MHHS-Woodlands
NO | YES |  |  |  | MOF3910 |  | CAREFUSION | 8100D |  |  | Rental | MHHS-Woodlands |  |  |  | MOF3910 |  | Woodlands |  | Rental | [7 empty] | PUMPINFUSION-ALARIS-Medley 8100 |  | MEDLEY PUMP MODULE LVP |  |  | PUMPINFUSION-ALARIS-Medley 8100 | [6 empty] | Verified as Rental |  |  | MHHS-Woodlands
NO | YES |  |  |  | MOF3987 |  | CAREFUSION | 8100D |  |  | Rental | MHHS-Woodlands |  |  |  | MOF3987 |  | Woodlands |  | Rental | [7 empty] | PUMPINFUSION-ALARIS-Medley 8100 |  | MEDLEY PUMP MODULE LVP |  |  | PUMPINFUSION-ALARIS-Medley 8100 | [6 empty] | Verified as Rental |  |  | MHHS-Woodlands
NO | YES |  |  |  | MOF3994 |  | CAREFUSION | 8100D |  |  | Rental | MHHS-Woodlands |  |  |  | MOF3994 |  | Woodlands |  | Rental | [7 empty] | PUMPINFUSION-ALARIS-Medley 8100 |  | MEDLEY PUMP MODULE LVP |  |  | PUMPINFUSION-ALARIS-Medley 8100 | [6 empty] | Verified as Rental |  |  | MHHS-Woodlands
NO | YES |  |  |  | MOF4026 |  | CAREFUSION | 8100D |  |  | Rental | MHHS-Woodlands |  |  |  | MOF4026 |  | Woodlands |  | Rental | [7 empty] | PUMPINFUSION-ALARIS-Medley 8100 |  | MEDLEY PUMP MODULE LVP |  |  | PUMPINFUSION-ALARIS-Medley 8100 | [6 empty] | Verified as Rental |  |  | MHHS-Woodlands
NO | YES |  |  |  | MOF4031 |  | CAREFUSION | 8100D |  |  | Rental | MHHS-Woodlands |  |  |  | MOF4031 |  | Woodlands |  | Rental | [7 empty] | PUMPINFUSION-ALARIS-Medley 8100 |  | MEDLEY PUMP MODULE LVP |  |  | PUMPINFUSION-ALARIS-Medley 8100 | [6 empty] | Verified as Rental |  |  | MHHS-Woodlands
NO | YES |  |  |  | MOF4032 |  | CAREFUSION | 8100D |  |  | Rental | MHHS-Woodlands |  |  |  | MOF4032 |  | Woodlands |  | Rental | [7 empty] | PUMPINFUSION-ALARIS-Medley 8100 |  | MEDLEY PUMP MODULE LVP |  |  | PUMPINFUSION-ALARIS-Medley 8100 | [6 empty] | Verified as Rental |  |  | MHHS-Woodlands
NO | YES |  |  |  | MOF4036 |  | CAREFUSION | 8100D |  |  | Rental | MHHS-Woodlands |  |  |  | MOF4036 |  | Woodlands |  | Rental | [7 empty] | PUMPINFUSION-ALARIS-Medley 8100 |  | MEDLEY PUMP MODULE LVP |  |  | PUMPINFUSION-ALARIS-Medley 8100 | [6 empty] | Verified as Rental |  |  | MHHS-Woodlands
NO | YES |  |  |  | MOF4057 |  | CAREFUSION | 8100D |  |  | Rental | MHHS-Woodlands |  |  |  | MOF4057 |  | Woodlands |  | Rental | [7 empty] | PUMPINFUSION-ALARIS-Medley 8100 |  | MEDLEY PUMP MODULE LVP |  |  | PUMPINFUSION-ALARIS-Medley 8100 | [6 empty] | Verified as Rental |  |  | MHHS-Woodlands
NO | YES |  |  |  | MOF4062 |  | CAREFUSION | 8100D |  |  | Rental | MHHS-Woodlands |  |  |  | MOF4062 |  | Woodlands |  | Rental | [7 empty] | PUMPINFUSION-ALARIS-Medley 8100 |  | MEDLEY PUMP MODULE LVP |  |  | PUMPINFUSION-ALARIS-Medley 8100 | [6 empty] | Verified as Rental |  |  | MHHS-Woodlands
NO | YES |  |  |  | MOF4066 |  | CAREFUSION | 8100D |  |  | Rental | MHHS-Woodlands |  |  |  | MOF4066 |  | Woodlands |  | Rental | [7 empty] | PUMPINFUSION-ALARIS-Medley 8100 |  | MEDLEY PUMP MODULE LVP |  |  | PUMPINFUSION-ALARIS-Medley 8100 | [6 empty] | Verified as Rental |  |  | MHHS-Woodlands
NO | YES |  |  |  | MOF4134 |  | CAREFUSION | 8100D |  |  | Rental | MHHS-Woodlands |  |  |  | MOF4134 |  | Woodlands |  | Rental | [7 empty] | PUMPINFUSION-ALARIS-Medley 8100 |  | MEDLEY PUMP MODULE LVP |  |  | PUMPINFUSION-ALARIS-Medley 8100 | [6 empty] | Verified as Rental |  |  | MHHS-Woodlands
NO | YES |  |  |  | MOF4137 |  | CAREFUSION | 8100D |  |  | Rental | MHHS-Woodlands |  |  |  | MOF4137 |  | Woodlands |  | Rental | [7 empty] | PUMPINFUSION-ALARIS-Medley 8100 |  | MEDLEY PUMP MODULE LVP |  |  | PUMPINFUSION-ALARIS-Medley 8100 | [6 empty] | Verified as Rental |  |  | MHHS-Woodlands
NO | YES |  |  |  | MOF4146 |  | CAREFUSION | 8100D |  |  | Rental | MHHS-Woodlands |  |  |  | MOF4146 |  | Woodlands |  | Rental | [7 empty] | PUMPINFUSION-ALARIS-Medley 8100 |  | MEDLEY PUMP MODULE LVP |  |  | PUMPINFUSION-ALARIS-Medley 8100 | [6 empty] | Verified as Rental |  |  | MHHS-Woodlands
NO | YES |  |  |  | MOF4154 |  | CAREFUSION | 8100D |  |  | Rental | MHHS-Woodlands |  |  |  | MOF4154 |  | Woodlands |  | Rental | [7 empty] | PUMPINFUSION-ALARIS-Medley 8100 |  | MEDLEY PUMP MODULE LVP |  |  | PUMPINFUSION-ALARIS-Medley 8100 | [6 empty] | Verified as Rental |  |  | MHHS-Woodlands
NO | YES |  |  |  | MOF4166 |  | CAREFUSION | 8100D |  |  | Rental | MHHS-Woodlands |  |  |  | MOF4166 |  | Woodlands |  | Rental | [7 empty] | PUMPINFUSION-ALARIS-Medley 8100 |  | MEDLEY PUMP MODULE LVP |  |  | PUMPINFUSION-ALARIS-Medley 8100 | [6 empty] | Verified as Rental |  |  | MHHS-Woodlands
NO | YES |  |  |  | MOF4211 |  | CAREFUSION | 8100D |  |  | Rental | MHHS-Woodlands |  |  |  | MOF4211 |  | Woodlands |  | Rental | [7 empty] | PUMPINFUSION-ALARIS-Medley 8100 |  | MEDLEY PUMP MODULE LVP |  |  | PUMPINFUSION-ALARIS-Medley 8100 | [6 empty] | Verified as Rental |  |  | MHHS-Woodlands
NO | YES |  |  |  | MOF4229 |  | CAREFUSION | 8100D |  |  | Rental | MHHS-Woodlands |  |  |  | MOF4229 |  | Woodlands |  | Rental | [7 empty] | PUMPINFUSION-ALARIS-Medley 8100 |  | MEDLEY PUMP MODULE LVP |  |  | PUMPINFUSION-ALARIS-Medley 8100 | [6 empty] | Verified as Rental |  |  | MHHS-Woodlands
NO | YES |  |  |  | MOF4242 |  | CAREFUSION | 8100D |  |  | Rental | MHHS-Woodlands |  |  |  | MOF4242 |  | Woodlands |  | Rental | [7 empty] | PUMPINFUSION-ALARIS-Medley 8100 |  | MEDLEY PUMP MODULE LVP |  |  | PUMPINFUSION-ALARIS-Medley 8100 | [6 empty] | Verified as Rental |  |  | MHHS-Woodlands
NO | YES |  |  |  | MOF4247 |  | CAREFUSION | 8100D |  |  | Rental | MHHS-Woodlands |  |  |  | MOF4247 |  | Woodlands |  | Rental | [7 empty] | PUMPINFUSION-ALARIS-Medley 8100 |  | MEDLEY PUMP MODULE LVP |  |  | PUMPINFUSION-ALARIS-Medley 8100 | [6 empty] | Verified as Rental |  |  | MHHS-Woodlands
NO | YES |  |  |  | MOF4402 |  | CAREFUSION | 8100D |  |  | Rental | MHHS-Woodlands |  |  |  | MOF4402 |  | Woodlands |  | Rental | [7 empty] | PUMPINFUSION-ALARIS-Medley 8100 |  | MEDLEY PUMP MODULE LVP |  |  | PUMPINFUSION-ALARIS-Medley 8100 | [6 empty] | Verified as Rental |  |  | MHHS-Woodlands
NO | YES |  |  |  | MOF4415 |  | CAREFUSION | 8100D |  |  | Rental | MHHS-Woodlands |  |  |  | MOF4415 |  | Woodlands |  | Rental | [7 empty] | PUMPINFUSION-ALARIS-Medley 8100 |  | MEDLEY PUMP MODULE LVP |  |  | PUMPINFUSION-ALARIS-Medley 8100 | [6 empty] | Verified as Rental |  |  | MHHS-Woodlands
NO | YES |  |  |  | MOF4423 |  | CAREFUSION | 8100D |  |  | Rental | MHHS-Woodlands |  |  |  | MOF4423 |  | Woodlands |  | Rental | [7 empty] | PUMPINFUSION-ALARIS-Medley 8100 |  | MEDLEY PUMP MODULE LVP |  |  | PUMPINFUSION-ALARIS-Medley 8100 | [6 empty] | Verified as Rental |  |  | MHHS-Woodlands
NO | YES |  |  |  | MOF4432 |  | CAREFUSION | 8100D |  |  | Rental | MHHS-Woodlands |  |  |  | MOF4432 |  | Woodlands |  | Rental | [7 empty] | PUMPINFUSION-ALARIS-Medley 8100 |  | MEDLEY PUMP MODULE LVP |  |  | PUMPINFUSION-ALARIS-Medley 8100 | [6 empty] | Verified as Rental |  |  | MHHS-Woodlands
NO | YES |  |  |  | MOF4454 |  | CAREFUSION | 8100D |  |  | Rental | MHHS-Woodlands |  |  |  | MOF4454 |  | Woodlands |  | Rental | [7 empty] | PUMPINFUSION-ALARIS-Medley 8100 |  | MEDLEY PUMP MODULE LVP |  |  | PUMPINFUSION-ALARIS-Medley 8100 | [6 empty] | Verified as Rental |  |  | MHHS-Woodlands
NO | YES |  |  |  | MOF4520 |  | CAREFUSION | 8100D |  |  | Rental | MHHS-Woodlands |  |  |  | MOF4520 |  | Woodlands |  | Rental | [7 empty] | PUMPINFUSION-ALARIS-Medley 8100 |  | MEDLEY PUMP MODULE LVP |  |  | PUMPINFUSION-ALARIS-Medley 8100 | [6 empty] | Verified as Rental |  |  | MHHS-Woodlands
NO | YES |  |  |  | MOF4524 |  | CAREFUSION | 8100D |  |  | Rental | MHHS-Woodlands |  |  |  | MOF4524 |  | Woodlands |  | Rental | [7 empty] | PUMPINFUSION-ALARIS-Medley 8100 |  | MEDLEY PUMP MODULE LVP |  |  | PUMPINFUSION-ALARIS-Medley 8100 | [6 empty] | Verified as Rental |  |  | MHHS-Woodlands
NO | YES |  |  |  | MOF4540 |  | CAREFUSION | 8100D |  |  | Rental | MHHS-Woodlands |  |  |  | MOF4540 |  | Woodlands |  | Rental | [7 empty] | PUMPINFUSION-ALARIS-Medley 8100 |  | MEDLEY PUMP MODULE LVP |  |  | PUMPINFUSION-ALARIS-Medley 8100 | [6 empty] | Verified as Rental |  |  | MHHS-Woodlands
NO | YES |  |  |  | MOF4558 |  | CAREFUSION | 8100D |  |  | Rental | MHHS-Woodlands |  |  |  | MOF4558 |  | Woodlands |  | Rental | [7 empty] | PUMPINFUSION-ALARIS-Medley 8100 |  | MEDLEY PUMP MODULE LVP |  |  | PUMPINFUSION-ALARIS-Medley 8100 | [6 empty] | Verified as Rental |  |  | MHHS-Woodlands
NO | YES |  |  |  | MOF4569 |  | CAREFUSION | 8100D |  |  | Rental | MHHS-Woodlands |  |  |  | MOF4569 |  | Woodlands |  | Rental | [7 empty] | PUMPINFUSION-ALARIS-Medley 8100 |  | MEDLEY PUMP MODULE LVP |  |  | PUMPINFUSION-ALARIS-Medley 8100 | [6 empty] | Verified as Rental |  |  | MHHS-Woodlands
NO | YES |  |  |  | MOF4571 |  | CAREFUSION | 8100D |  |  | Rental | MHHS-Woodlands |  |  |  | MOF4571 |  | Woodlands |  | Rental | [7 empty] | PUMPINFUSION-ALARIS-Medley 8100 |  | MEDLEY PUMP MODULE LVP |  |  | PUMPINFUSION-ALARIS-Medley 8100 | [6 empty] | Verified as Rental |  |  | MHHS-Woodlands
NO | YES |  |  |  | MOF4845 |  | CAREFUSION | 8100D |  |  | Rental | MHHS-Woodlands |  |  |  | MOF4845 |  | Woodlands |  | Rental | [7 empty] | PUMPINFUSION-ALARIS-Medley 8100 |  | MEDLEY PUMP MODULE LVP |  |  | PUMPINFUSION-ALARIS-Medley 8100 | [6 empty] | Verified as Rental |  |  | MHHS-Woodlands
NO | YES |  |  |  | MOF4982 |  | CAREFUSION | 8100D |  |  | Rental | MHHS-Woodlands |  |  |  | MOF4982 |  | Woodlands |  | Rental | [7 empty] | PUMPINFUSION-ALARIS-Medley 8100 |  | MEDLEY PUMP MODULE LVP |  |  | PUMPINFUSION-ALARIS-Medley 8100 | [6 empty] | Verified as Rental |  |  | MHHS-Woodlands
NO | YES |  |  |  | MOF5017 |  | CAREFUSION | 8100D |  |  | Rental | MHHS-Woodlands |  |  |  | MOF5017 |  | Woodlands |  | Rental | [7 empty] | PUMPINFUSION-ALARIS-Medley 8100 |  | MEDLEY PUMP MODULE LVP |  |  | PUMPINFUSION-ALARIS-Medley 8100 | [6 empty] | Verified as Rental |  |  | MHHS-Woodlands
NO | YES |  |  |  | MOF5454 |  | CAREFUSION | 8100D |  |  | Rental | MHHS-Woodlands |  |  |  | MOF5454 |  | Woodlands |  | Rental | [7 empty] | PUMPINFUSION-ALARIS-Medley 8100 |  | MEDLEY PUMP MODULE LVP |  |  | PUMPINFUSION-ALARIS-Medley 8100 | [6 empty] | Verified as Rental |  |  | MHHS-Woodlands
NO | YES |  |  |  | MOF5461 |  | CAREFUSION | 8100D |  |  | Rental | MHHS-Woodlands |  |  |  | MOF5461 |  | Woodlands |  | Rental | [7 empty] | PUMPINFUSION-ALARIS-Medley 8100 |  | MEDLEY PUMP MODULE LVP |  |  | PUMPINFUSION-ALARIS-Medley 8100 | [6 empty] | Verified as Rental |  |  | MHHS-Woodlands
NO | YES |  |  |  | MOF5466 |  | CAREFUSION | 8100D |  |  | Rental | MHHS-Woodlands |  |  |  | MOF5466 |  | Woodlands |  | Rental | [7 empty] | PUMPINFUSION-ALARIS-Medley 8100 |  | MEDLEY PUMP MODULE LVP |  |  | PUMPINFUSION-ALARIS-Medley 8100 | [6 empty] | Verified as Rental |  |  | MHHS-Woodlands
NO | YES |  |  |  | MOF5490 |  | CAREFUSION | 8100D |  |  | Rental | MHHS-Woodlands |  |  |  | MOF5490 |  | Woodlands |  | Rental | [7 empty] | PUMPINFUSION-ALARIS-Medley 8100 |  | MEDLEY PUMP MODULE LVP |  |  | PUMPINFUSION-ALARIS-Medley 8100 | [6 empty] | Verified as Rental |  |  | MHHS-Woodlands
NO | YES |  |  |  | MOF5503 |  | CAREFUSION | 8100D |  |  | Rental | MHHS-Woodlands |  |  |  | MOF5503 |  | Woodlands |  | Rental | [7 empty] | PUMPINFUSION-ALARIS-Medley 8100 |  | MEDLEY PUMP MODULE LVP |  |  | PUMPINFUSION-ALARIS-Medley 8100 | [6 empty] | Verified as Rental |  |  | MHHS-Woodlands
NO | YES |  |  |  | MOF5636 |  | CAREFUSION | 8100D |  |  | Rental | MHHS-Woodlands |  |  |  | MOF5636 |  | Woodlands |  | Rental | [7 empty] | PUMPINFUSION-ALARIS-Medley 8100 |  | MEDLEY PUMP MODULE LVP |  |  | PUMPINFUSION-ALARIS-Medley 8100 | [6 empty] | Verified as Rental |  |  | MHHS-Woodlands
NO | YES |  |  |  | MOF5730 |  | CAREFUSION | 8100D |  |  | Rental | MHHS-Woodlands |  |  |  | MOF5730 |  | Woodlands |  | Rental | [7 empty] | PUMPINFUSION-ALARIS-Medley 8100 |  | MEDLEY PUMP MODULE LVP |  |  | PUMPINFUSION-ALARIS-Medley 8100 | [6 empty] | Verified as Rental |  |  | MHHS-Woodlands
NO | YES |  |  |  | MOF5772 |  | CAREFUSION | 8100D |  |  | Rental | MHHS-Woodlands |  |  |  | MOF5772 |  | Woodlands |  | Rental | [7 empty] | PUMPINFUSION-ALARIS-Medley 8100 |  | MEDLEY PUMP MODULE LVP |  |  | PUMPINFUSION-ALARIS-Medley 8100 | [6 empty] | Verified as Rental |  |  | MHHS-Woodlands
NO | YES |  |  |  | MOF5780 |  | CAREFUSION | 8100D |  |  | Rental | MHHS-Woodlands |  |  |  | MOF5780 |  | Woodlands |  | Rental | [7 empty] | PUMPINFUSION-ALARIS-Medley 8100 |  | MEDLEY PUMP MODULE LVP |  |  | PUMPINFUSION-ALARIS-Medley 8100 | [6 empty] | Verified as Rental |  |  | MHHS-Woodlands
NO | YES |  |  |  | MOF5781 |  | CAREFUSION | 8100D |  |  | Rental | MHHS-Woodlands |  |  |  | MOF5781 |  | Woodlands |  | Rental | [7 empty] | PUMPINFUSION-ALARIS-Medley 8100 |  | MEDLEY PUMP MODULE LVP |  |  | PUMPINFUSION-ALARIS-Medley 8100 | [6 empty] | Verified as Rental |  |  | MHHS-Woodlands
NO | YES |  |  |  | MOF5860 |  | CAREFUSION | 8100D |  |  | Rental | MHHS-Woodlands |  |  |  | MOF5860 |  | Woodlands |  | Rental | [7 empty] | PUMPINFUSION-ALARIS-Medley 8100 |  | MEDLEY PUMP MODULE LVP |  |  | PUMPINFUSION-ALARIS-Medley 8100 | [6 empty] | Verified as Rental |  |  | MHHS-Woodlands
NO | YES |  |  |  | MOF5867 |  | CAREFUSION | 8100D |  |  | Rental | MHHS-Woodlands |  |  |  | MOF5867 |  | Woodlands |  | Rental | [7 empty] | PUMPINFUSION-ALARIS-Medley 8100 |  | MEDLEY PUMP MODULE LVP |  |  | PUMPINFUSION-ALARIS-Medley 8100 | [6 empty] | Verified as Rental |  |  | MHHS-Woodlands
NO | YES |  |  |  | MOF5897 |  | CAREFUSION | 8100D |  |  | Rental | MHHS-Woodlands |  |  |  | MOF5897 |  | Woodlands |  | Rental | [7 empty] | PUMPINFUSION-ALARIS-Medley 8100 |  | MEDLEY PUMP MODULE LVP |  |  | PUMPINFUSION-ALARIS-Medley 8100 | [6 empty] | Verified as Rental |  |  | MHHS-Woodlands
NO | YES |  |  |  | MOF6041 |  | CAREFUSION | 8100D |  |  | Rental | MHHS-Woodlands |  |  |  | MOF6041 |  | Woodlands |  | Rental | [7 empty] | PUMPINFUSION-ALARIS-Medley 8100 |  | MEDLEY PUMP MODULE LVP |  |  | PUMPINFUSION-ALARIS-Medley 8100 | [6 empty] | Verified as Rental |  |  | MHHS-Woodlands
NO | YES |  |  |  | MOF6116 |  | CAREFUSION | 8100D |  |  | Rental | MHHS-Woodlands |  |  |  | MOF6116 |  | Woodlands |  | Rental | [7 empty] | PUMPINFUSION-ALARIS-Medley 8100 |  | MEDLEY PUMP MODULE LVP |  |  | PUMPINFUSION-ALARIS-Medley 8100 | [6 empty] | Verified as Rental |  |  | MHHS-Woodlands
NO | YES |  |  |  | MOF6279 |  | CAREFUSION | 8100D |  |  | Rental | MHHS-Woodlands |  |  |  | MOF6279 |  | Woodlands |  | Rental | [7 empty] | PUMPINFUSION-ALARIS-Medley 8100 |  | MEDLEY PUMP MODULE LVP |  |  | PUMPINFUSION-ALARIS-Medley 8100 | [6 empty] | Verified as Rental |  |  | MHHS-Woodlands
NO | YES |  |  |  | MOF6297 |  | CAREFUSION | 8100D |  |  | Rental | MHHS-Woodlands |  |  |  | MOF6297 |  | Woodlands |  | Rental | [7 empty] | PUMPINFUSION-ALARIS-Medley 8100 |  | MEDLEY PUMP MODULE LVP |  |  | PUMPINFUSION-ALARIS-Medley 8100 | [6 empty] | Verified as Rental |  |  | MHHS-Woodlands
NO | YES |  |  |  | MOF6300 |  | CAREFUSION | 8100D |  |  | Rental | MHHS-Woodlands |  |  |  | MOF6300 |  | Woodlands |  | Rental | [7 empty] | PUMPINFUSION-ALARIS-Medley 8100 |  | MEDLEY PUMP MODULE LVP |  |  | PUMPINFUSION-ALARIS-Medley 8100 | [6 empty] | Verified as Rental |  |  | MHHS-Woodlands
NO | YES |  |  |  | MOF6304 |  | CAREFUSION | 8100D |  |  | Rental | MHHS-Woodlands |  |  |  | MOF6304 |  | Woodlands |  | Rental | [7 empty] | PUMPINFUSION-ALARIS-Medley 8100 |  | MEDLEY PUMP MODULE LVP |  |  | PUMPINFUSION-ALARIS-Medley 8100 | [6 empty] | Verified as Rental |  |  | MHHS-Woodlands
NO | YES |  |  |  | MOF6306 |  | CAREFUSION | 8100D |  |  | Rental | MHHS-Woodlands |  |  |  | MOF6306 |  | Woodlands |  | Rental | [7 empty] | PUMPINFUSION-ALARIS-Medley 8100 |  | MEDLEY PUMP MODULE LVP |  |  | PUMPINFUSION-ALARIS-Medley 8100 | [6 empty] | Verified as Rental |  |  | MHHS-Woodlands
NO | YES |  |  |  | MOF6374 |  | CAREFUSION | 8100D |  |  | Rental | MHHS-Woodlands |  |  |  | MOF6374 |  | Woodlands |  | Rental | [7 empty] | PUMPINFUSION-ALARIS-Medley 8100 |  | MEDLEY PUMP MODULE LVP |  |  | PUMPINFUSION-ALARIS-Medley 8100 | [6 empty] | Verified as Rental |  |  | MHHS-Woodlands
NO | YES |  |  |  | MOF6381 |  | CAREFUSION | 8100D |  |  | Rental | MHHS-Woodlands |  |  |  | MOF6381 |  | Woodlands |  | Rental | [7 empty] | PUMPINFUSION-ALARIS-Medley 8100 |  | MEDLEY PUMP MODULE LVP |  |  | PUMPINFUSION-ALARIS-Medley 8100 | [6 empty] | Verified as Rental |  |  | MHHS-Woodlands
NO | YES |  |  |  | MOF6382 |  | CAREFUSION | 8100D |  |  | Rental | MHHS-Woodlands |  |  |  | MOF6382 |  | Woodlands |  | Rental | [7 empty] | PUMPINFUSION-ALARIS-Medley 8100 |  | MEDLEY PUMP MODULE LVP |  |  | PUMPINFUSION-ALARIS-Medley 8100 | [6 empty] | Verified as Rental |  |  | MHHS-Woodlands
NO | YES |  |  |  | MOF6384 |  | CAREFUSION | 8100D |  |  | Rental | MHHS-Woodlands |  |  |  | MOF6384 |  | Woodlands |  | Rental | [7 empty] | PUMPINFUSION-ALARIS-Medley 8100 |  | MEDLEY PUMP MODULE LVP |  |  | PUMPINFUSION-ALARIS-Medley 8100 | [6 empty] | Verified as Rental |  |  | MHHS-Woodlands
NO | YES |  |  |  | MOF6399 |  | CAREFUSION | 8100D |  |  | Rental | MHHS-Woodlands |  |  |  | MOF6399 |  | Woodlands |  | Rental | [7 empty] | PUMPINFUSION-ALARIS-Medley 8100 |  | MEDLEY PUMP MODULE LVP |  |  | PUMPINFUSION-ALARIS-Medley 8100 | [6 empty] | Verified as Rental |  |  | MHHS-Woodlands
NO | YES |  |  |  | MOF6722 |  | CAREFUSION | 8100D |  |  | Rental | MHHS-Woodlands |  |  |  | MOF6722 |  | Woodlands |  | Rental | [7 empty] | PUMPINFUSION-ALARIS-Medley 8100 |  | MEDLEY PUMP MODULE LVP |  |  | PUMPINFUSION-ALARIS-Medley 8100 | [6 empty] | Verified as Rental |  |  | MHHS-Woodlands
NO | YES |  |  |  | MOF6740 |  | CAREFUSION | 8100D |  |  | Rental | MHHS-Woodlands |  |  |  | MOF6740 |  | Woodlands |  | Rental | [7 empty] | PUMPINFUSION-ALARIS-Medley 8100 |  | MEDLEY PUMP MODULE LVP |  |  | PUMPINFUSION-ALARIS-Medley 8100 | [6 empty] | Verified as Rental |  |  | MHHS-Woodlands
NO | YES |  |  |  | MOF6756 |  | CAREFUSION | 8100D |  |  | Rental | MHHS-Woodlands |  |  |  | MOF6756 |  | Woodlands |  | Rental | [7 empty] | PUMPINFUSION-ALARIS-Medley 8100 |  | MEDLEY PUMP MODULE LVP |  |  | PUMPINFUSION-ALARIS-Medley 8100 | [6 empty] | Verified as Rental |  |  | MHHS-Woodlands
NO | YES |  |  |  | MOF6928 |  | CAREFUSION | 8100D |  |  | Rental | MHHS-Woodlands |  |  |  | MOF6928 |  | Woodlands |  | Rental | [7 empty] | PUMPINFUSION-ALARIS-Medley 8100 |  | MEDLEY PUMP MODULE LVP |  |  | PUMPINFUSION-ALARIS-Medley 8100 | [6 empty] | Verified as Rental |  |  | MHHS-Woodlands
NO | YES |  |  |  | MOF6940 |  | CAREFUSION | 8100D |  |  | Rental | MHHS-Woodlands |  |  |  | MOF6940 |  | Woodlands |  | Rental | [7 empty] | PUMPINFUSION-ALARIS-Medley 8100 |  | MEDLEY PUMP MODULE LVP |  |  | PUMPINFUSION-ALARIS-Medley 8100 | [6 empty] | Verified as Rental |  |  | MHHS-Woodlands
NO | YES |  |  |  | MOF6952 |  | CAREFUSION | 8100D |  |  | Rental | MHHS-Woodlands |  |  |  | MOF6952 |  | Woodlands |  | Rental | [7 empty] | PUMPINFUSION-ALARIS-Medley 8100 |  | MEDLEY PUMP MODULE LVP |  |  | PUMPINFUSION-ALARIS-Medley 8100 | [6 empty] | Verified as Rental |  |  | MHHS-Woodlands
NO | YES |  |  |  | MOF6967 |  | CAREFUSION | 8100D |  |  | Rental | MHHS-Woodlands |  |  |  | MOF6967 |  | Woodlands |  | Rental | [7 empty] | PUMPINFUSION-ALARIS-Medley 8100 |  | MEDLEY PUMP MODULE LVP |  |  | PUMPINFUSION-ALARIS-Medley 8100 | [6 empty] | Verified as Rental |  |  | MHHS-Woodlands
NO | YES |  |  |  | MOF6994 |  | CAREFUSION | 8100D |  |  | Rental | MHHS-Woodlands |  |  |  | MOF6994 |  | Woodlands |  | Rental | [7 empty] | PUMPINFUSION-ALARIS-Medley 8100 |  | MEDLEY PUMP MODULE LVP |  |  | PUMPINFUSION-ALARIS-Medley 8100 | [6 empty] | Verified as Rental |  |  | MHHS-Woodlands
NO | YES |  |  |  | MOF7017 |  | CAREFUSION | 8100D |  |  | Rental | MHHS-Woodlands |  |  |  | MOF7017 |  | Woodlands |  | Rental | [7 empty] | PUMPINFUSION-ALARIS-Medley 8100 |  | MEDLEY PUMP MODULE LVP |  |  | PUMPINFUSION-ALARIS-Medley 8100 | [6 empty] | Verified as Rental |  |  | MHHS-Woodlands
NO | YES |  |  |  | MOF7051 |  | CAREFUSION | 8100D |  |  | Rental | MHHS-Woodlands |  |  |  | MOF7051 |  | Woodlands |  | Rental | [7 empty] | PUMPINFUSION-ALARIS-Medley 8100 |  | MEDLEY PUMP MODULE LVP |  |  | PUMPINFUSION-ALARIS-Medley 8100 | [6 empty] | Verified as Rental |  |  | MHHS-Woodlands
NO | YES |  |  |  | MOF7270 |  | CAREFUSION | 8100D |  |  | Rental | MHHS-Woodlands |  |  |  | MOF7270 |  | Woodlands |  | Rental | [7 empty] | PUMPINFUSION-ALARIS-Medley 8100 |  | MEDLEY PUMP MODULE LVP |  |  | PUMPINFUSION-ALARIS-Medley 8100 | [6 empty] | Verified as Rental |  |  | MHHS-Woodlands
NO | YES |  |  |  | MOF7380 |  | CAREFUSION | 8100D |  |  | Rental | MHHS-Woodlands |  |  |  | MOF7380 |  | Woodlands |  | Rental | [7 empty] | PUMPINFUSION-ALARIS-Medley 8100 |  | MEDLEY PUMP MODULE LVP |  |  | PUMPINFUSION-ALARIS-Medley 8100 | [6 empty] | Verified as Rental |  |  | MHHS-Woodlands
NO | YES |  |  |  | FFL104 |  | CAREFUSION | 8100M |  |  | Rental Equipment | MHHS-Cypress |  |  |  | FFL104 |  | Northwest & Cypress |  | Rental Equipment | [7 empty] | PUMPINFUSION-ALARIS-Medley 8100 |  | MEDLEY PUMP MODULE LVP *MEMORIAL HERMANN |  |  | PUMPINFUSION-ALARIS-Medley 8100 | [6 empty] | Verified as Rental |  |  | MHHS-Cypress
NO | YES |  |  |  | FFL120 |  | CAREFUSION | 8100M |  |  | Rental Equipment | MHHS-Cypress |  |  |  | FFL120 |  | Northwest & Cypress |  | Rental Equipment | [7 empty] | PUMPINFUSION-ALARIS-Medley 8100 |  | MEDLEY PUMP MODULE LVP *MEMORIAL HERMANN |  |  | PUMPINFUSION-ALARIS-Medley 8100 | [6 empty] | Verified as Rental |  |  | MHHS-Cypress
NO | YES |  |  |  | FFL213 |  | CAREFUSION | 8100M |  |  | Rental Equipment | MHHS-Cypress |  |  |  | FFL213 |  | Northwest & Cypress |  | Rental Equipment | [7 empty] | PUMPINFUSION-ALARIS-Medley 8100 |  | MEDLEY PUMP MODULE LVP *MEMORIAL HERMANN |  |  | PUMPINFUSION-ALARIS-Medley 8100 | [6 empty] | Verified as Rental |  |  | MHHS-Cypress
NO | YES |  |  |  | FFL254 |  | CAREFUSION | 8100M |  |  | Rental Equipment | MHHS-Cypress |  |  |  | FFL254 |  | Northwest & Cypress |  | Rental Equipment | [7 empty] | PUMPINFUSION-ALARIS-Medley 8100 |  | MEDLEY PUMP MODULE LVP *MEMORIAL HERMANN |  |  | PUMPINFUSION-ALARIS-Medley 8100 | [6 empty] | Verified as Rental |  |  | MHHS-Cypress
NO | YES |  |  |  | FFL364 |  | CAREFUSION | 8100M |  |  | Rental Equipment | MHHS-Cypress |  |  |  | FFL364 |  | Northwest & Cypress |  | Rental Equipment | [7 empty] | PUMPINFUSION-ALARIS-Medley 8100 |  | MEDLEY PUMP MODULE LVP *MEMORIAL HERMANN |  |  | PUMPINFUSION-ALARIS-Medley 8100 | [6 empty] | Verified as Rental |  |  | MHHS-Cypress
NO | YES |  |  |  | FFL504 |  | CAREFUSION | 8100M |  |  | Rental Equipment | MHHS-Cypress |  |  |  | FFL504 |  | Northwest & Cypress |  | Rental Equipment | [7 empty] | PUMPINFUSION-ALARIS-Medley 8100 |  | MEDLEY PUMP MODULE LVP *MEMORIAL HERMANN |  |  | PUMPINFUSION-ALARIS-Medley 8100 | [6 empty] | Verified as Rental |  |  | MHHS-Cypress
NO | YES |  |  |  | FFL588 |  | CAREFUSION | 8100M |  |  | Rental Equipment | MHHS-Cypress |  |  |  | FFL588 |  | Northwest & Cypress |  | Rental Equipment | [7 empty] | PUMPINFUSION-ALARIS-Medley 8100 |  | MEDLEY PUMP MODULE LVP *MEMORIAL HERMANN |  |  | PUMPINFUSION-ALARIS-Medley 8100 | [6 empty] | Verified as Rental |  |  | MHHS-Cypress
NO | YES |  |  |  | FFL848 |  | CAREFUSION | 8100M |  |  | Rental Equipment | MHHS-Cypress |  |  |  | FFL848 |  | Northwest & Cypress |  | Rental Equipment | [7 empty] | PUMPINFUSION-ALARIS-Medley 8100 |  | MEDLEY PUMP MODULE LVP *MEMORIAL HERMANN |  |  | PUMPINFUSION-ALARIS-Medley 8100 | [6 empty] | Verified as Rental |  |  | MHHS-Cypress
NO | YES |  |  |  | FFL918 |  | CAREFUSION | 8100M |  |  | Rental Equipment | MHHS-Cypress |  |  |  | FFL918 |  | Northwest & Cypress |  | Rental Equipment | [7 empty] | PUMPINFUSION-ALARIS-Medley 8100 |  | MEDLEY PUMP MODULE LVP *MEMORIAL HERMANN |  |  | PUMPINFUSION-ALARIS-Medley 8100 | [6 empty] | Verified as Rental |  |  | MHHS-Cypress
NO | YES |  |  |  | FFL978 |  | CAREFUSION | 8100M |  |  | Rental Equipment | MHHS-Cypress |  |  |  | FFL978 |  | Northwest & Cypress |  | Rental Equipment | [7 empty] | PUMPINFUSION-ALARIS-Medley 8100 |  | MEDLEY PUMP MODULE LVP *MEMORIAL HERMANN |  |  | PUMPINFUSION-ALARIS-Medley 8100 | [6 empty] | Verified as Rental |  |  | MHHS-Cypress
NO | YES |  |  |  | FFL1081 |  | CAREFUSION | 8100M |  |  | Rental Equipment | MHHS-Cypress |  |  |  | FFL1081 |  | Northwest & Cypress |  | Rental Equipment | [7 empty] | PUMPINFUSION-ALARIS-Medley 8100 |  | MEDLEY PUMP MODULE LVP *MEMORIAL HERMANN |  |  | PUMPINFUSION-ALARIS-Medley 8100 | [6 empty] | Verified as Rental |  |  | MHHS-Cypress
NO | YES |  |  |  | FFL1091 |  | CAREFUSION | 8100M |  |  | Rental Equipment | MHHS-Cypress |  |  |  | FFL1091 |  | Northwest & Cypress |  | Rental Equipment | [7 empty] | PUMPINFUSION-ALARIS-Medley 8100 |  | MEDLEY PUMP MODULE LVP *MEMORIAL HERMANN |  |  | PUMPINFUSION-ALARIS-Medley 8100 | [6 empty] | Verified as Rental |  |  | MHHS-Cypress
NO | YES |  |  |  | FFL1122 |  | CAREFUSION | 8100M |  |  | Rental Equipment | MHHS-Cypress |  |  |  | FFL1122 |  | Northwest & Cypress |  | Rental Equipment | [7 empty] | PUMPINFUSION-ALARIS-Medley 8100 |  | MEDLEY PUMP MODULE LVP *MEMORIAL HERMANN |  |  | PUMPINFUSION-ALARIS-Medley 8100 | [6 empty] | Verified as Rental |  |  | MHHS-Cypress
NO | YES |  |  |  | FFL1167 |  | CAREFUSION | 8100M |  |  | Rental Equipment | MHHS-Cypress |  |  |  | FFL1167 |  | Northwest & Cypress |  | Rental Equipment | [7 empty] | PUMPINFUSION-ALARIS-Medley 8100 |  | MEDLEY PUMP MODULE LVP *MEMORIAL HERMANN |  |  | PUMPINFUSION-ALARIS-Medley 8100 | [6 empty] | Verified as Rental |  |  | MHHS-Cypress
NO | YES |  |  |  | FFL1168 |  | CAREFUSION | 8100M |  |  | Rental Equipment | MHHS-Cypress |  |  |  | FFL1168 |  | Northwest & Cypress |  | Rental Equipment | [7 empty] | PUMPINFUSION-ALARIS-Medley 8100 |  | MEDLEY PUMP MODULE LVP *MEMORIAL HERMANN |  |  | PUMPINFUSION-ALARIS-Medley 8100 | [6 empty] | Verified as Rental |  |  | MHHS-Cypress
NO | YES |  |  |  | FFL1175 |  | CAREFUSION | 8100M |  |  | Rental Equipment | MHHS-Cypress |  |  |  | FFL1175 |  | Northwest & Cypress |  | Rental Equipment | [7 empty] | PUMPINFUSION-ALARIS-Medley 8100 |  | MEDLEY PUMP MODULE LVP *MEMORIAL HERMANN |  |  | PUMPINFUSION-ALARIS-Medley 8100 | [6 empty] | Verified as Rental |  |  | MHHS-Cypress
NO | YES |  |  |  | FFL1270 |  | CAREFUSION | 8100M |  |  | Rental Equipment | MHHS-Cypress |  |  |  | FFL1270 |  | Northwest & Cypress |  | Rental Equipment | [7 empty] | PUMPINFUSION-ALARIS-Medley 8100 |  | MEDLEY PUMP MODULE LVP *MEMORIAL HERMANN |  |  | PUMPINFUSION-ALARIS-Medley 8100 | [6 empty] | Verified as Rental |  |  | MHHS-Cypress
NO | YES |  |  |  | FFL1409 |  | CAREFUSION | 8100M |  |  | Rental Equipment | MHHS-Cypress |  |  |  | FFL1409 |  | Northwest & Cypress |  | Rental Equipment | [7 empty] | PUMPINFUSION-ALARIS-Medley 8100 |  | MEDLEY PUMP MODULE LVP *MEMORIAL HERMANN |  |  | PUMPINFUSION-ALARIS-Medley 8100 | [6 empty] | Verified as Rental |  |  | MHHS-Cypress
NO | YES |  |  |  | FFL1411 |  | CAREFUSION | 8100M |  |  | Rental Equipment | MHHS-Cypress |  |  |  | FFL1411 |  | Northwest & Cypress |  | Rental Equipment | [7 empty] | PUMPINFUSION-ALARIS-Medley 8100 |  | MEDLEY PUMP MODULE LVP *MEMORIAL HERMANN |  |  | PUMPINFUSION-ALARIS-Medley 8100 | [6 empty] | Verified as Rental |  |  | MHHS-Cypress
NO | YES |  |  |  | FFL1547 |  | CAREFUSION | 8100M |  |  | Rental Equipment | MHHS-Cypress |  |  |  | FFL1547 |  | Northwest & Cypress |  | Rental Equipment | [7 empty] | PUMPINFUSION-ALARIS-Medley 8100 |  | MEDLEY PUMP MODULE LVP *MEMORIAL HERMANN |  |  | PUMPINFUSION-ALARIS-Medley 8100 | [6 empty] | Verified as Rental |  |  | MHHS-Cypress
NO | YES |  |  |  | FFL1579 |  | CAREFUSION | 8100M |  |  | Rental Equipment | MHHS-Cypress |  |  |  | FFL1579 |  | Northwest & Cypress |  | Rental Equipment | [7 empty] | PUMPINFUSION-ALARIS-Medley 8100 |  | MEDLEY PUMP MODULE LVP *MEMORIAL HERMANN |  |  | PUMPINFUSION-ALARIS-Medley 8100 | [6 empty] | Verified as Rental |  |  | MHHS-Cypress
NO | YES |  |  |  | FFL1723 |  | CAREFUSION | 8100M |  |  | Rental Equipment | MHHS-Cypress |  |  |  | FFL1723 |  | Northwest & Cypress |  | Rental Equipment | [7 empty] | PUMPINFUSION-ALARIS-Medley 8100 |  | MEDLEY PUMP MODULE LVP *MEMORIAL HERMANN |  |  | PUMPINFUSION-ALARIS-Medley 8100 | [6 empty] | Verified as Rental |  |  | MHHS-Cypress
NO | YES |  |  |  | FFL1782 |  | CAREFUSION | 8100M |  |  | Rental Equipment | MHHS-Cypress |  |  |  | FFL1782 |  | Northwest & Cypress |  | Rental Equipment | [7 empty] | PUMPINFUSION-ALARIS-Medley 8100 |  | MEDLEY PUMP MODULE LVP *MEMORIAL HERMANN |  |  | PUMPINFUSION-ALARIS-Medley 8100 | [6 empty] | Verified as Rental |  |  | MHHS-Cypress
NO | YES |  |  |  | FFL1855 |  | CAREFUSION | 8100M |  |  | Rental Equipment | MHHS-Cypress |  |  |  | FFL1855 |  | Northwest & Cypress |  | Rental Equipment | [7 empty] | PUMPINFUSION-ALARIS-Medley 8100 |  | MEDLEY PUMP MODULE LVP *MEMORIAL HERMANN |  |  | PUMPINFUSION-ALARIS-Medley 8100 | [6 empty] | Verified as Rental |  |  | MHHS-Cypress
NO | YES |  |  |  | FFL1858 |  | CAREFUSION | 8100M |  |  | Rental Equipment | MHHS-Cypress |  |  |  | FFL1858 |  | Northwest & Cypress |  | Rental Equipment | [7 empty] | PUMPINFUSION-ALARIS-Medley 8100 |  | MEDLEY PUMP MODULE LVP *MEMORIAL HERMANN |  |  | PUMPINFUSION-ALARIS-Medley 8100 | [6 empty] | Verified as Rental |  |  | MHHS-Cypress
NO | YES |  |  |  | FFL1937 |  | CAREFUSION | 8100M |  |  | Rental Equipment | MHHS-Cypress |  |  |  | FFL1937 |  | Northwest & Cypress |  | Rental Equipment | [7 empty] | PUMPINFUSION-ALARIS-Medley 8100 |  | MEDLEY PUMP MODULE LVP *MEMORIAL HERMANN |  |  | PUMPINFUSION-ALARIS-Medley 8100 | [6 empty] | Verified as Rental |  |  | MHHS-Cypress
NO | YES |  |  |  | FFL1948 |  | CAREFUSION | 8100M |  |  | Rental Equipment | MHHS-Cypress |  |  |  | FFL1948 |  | Northwest & Cypress |  | Rental Equipment | [7 empty] | PUMPINFUSION-ALARIS-Medley 8100 |  | MEDLEY PUMP MODULE LVP *MEMORIAL HERMANN |  |  | PUMPINFUSION-ALARIS-Medley 8100 | [6 empty] | Verified as Rental |  |  | MHHS-Cypress
NO | YES |  |  |  | FFL2016 |  | CAREFUSION | 8100M |  |  | Rental Equipment | MHHS-Cypress |  |  |  | FFL2016 |  | Northwest & Cypress |  | Rental Equipment | [7 empty] | PUMPINFUSION-ALARIS-Medley 8100 |  | MEDLEY PUMP MODULE LVP *MEMORIAL HERMANN |  |  | PUMPINFUSION-ALARIS-Medley 8100 | [6 empty] | Verified as Rental |  |  | MHHS-Cypress
NO | YES |  |  |  | FFL2024 |  | CAREFUSION | 8100M |  |  | Rental Equipment | MHHS-Cypress |  |  |  | FFL2024 |  | Northwest & Cypress |  | Rental Equipment | [7 empty] | PUMPINFUSION-ALARIS-Medley 8100 |  | MEDLEY PUMP MODULE LVP *MEMORIAL HERMANN |  |  | PUMPINFUSION-ALARIS-Medley 8100 | [6 empty] | Verified as Rental |  |  | MHHS-Cypress
NO | YES |  |  |  | FFL2065 |  | CAREFUSION | 8100M |  |  | Rental Equipment | MHHS-Cypress |  |  |  | FFL2065 |  | Northwest & Cypress |  | Rental Equipment | [7 empty] | PUMPINFUSION-ALARIS-Medley 8100 |  | MEDLEY PUMP MODULE LVP *MEMORIAL HERMANN |  |  | PUMPINFUSION-ALARIS-Medley 8100 | [6 empty] | Verified as Rental |  |  | MHHS-Cypress
NO | YES |  |  |  | FFL2077 |  | CAREFUSION | 8100M |  |  | Rental Equipment | MHHS-Cypress |  |  |  | FFL2077 |  | Northwest & Cypress |  | Rental Equipment | [7 empty] | PUMPINFUSION-ALARIS-Medley 8100 |  | MEDLEY PUMP MODULE LVP *MEMORIAL HERMANN |  |  | PUMPINFUSION-ALARIS-Medley 8100 | [6 empty] | Verified as Rental |  |  | MHHS-Cypress
NO | YES |  |  |  | FFL2124 |  | CAREFUSION | 8100M |  |  | Rental Equipment | MHHS-Cypress |  |  |  | FFL2124 |  | Northwest & Cypress |  | Rental Equipment | [7 empty] | PUMPINFUSION-ALARIS-Medley 8100 |  | MEDLEY PUMP MODULE LVP *MEMORIAL HERMANN |  |  | PUMPINFUSION-ALARIS-Medley 8100 | [6 empty] | Verified as Rental |  |  | MHHS-Cypress
NO | YES |  |  |  | FFL2138 |  | CAREFUSION | 8100M |  |  | Rental Equipment | MHHS-Cypress |  |  |  | FFL2138 |  | Northwest & Cypress |  | Rental Equipment | [7 empty] | PUMPINFUSION-ALARIS-Medley 8100 |  | MEDLEY PUMP MODULE LVP *MEMORIAL HERMANN |  |  | PUMPINFUSION-ALARIS-Medley 8100 | [6 empty] | Verified as Rental |  |  | MHHS-Cypress
NO | YES |  |  |  | FFL2258 |  | CAREFUSION | 8100M |  |  | Rental Equipment | MHHS-Cypress |  |  |  | FFL2258 |  | Northwest & Cypress |  | Rental Equipment | [7 empty] | PUMPINFUSION-ALARIS-Medley 8100 |  | MEDLEY PUMP MODULE LVP *MEMORIAL HERMANN |  |  | PUMPINFUSION-ALARIS-Medley 8100 | [6 empty] | Verified as Rental |  |  | MHHS-Cypress
NO | YES |  |  |  | FFL2274 |  | CAREFUSION | 8100M |  |  | Rental Equipment | MHHS-Cypress |  |  |  | FFL2274 |  | Northwest & Cypress |  | Rental Equipment | [7 empty] | PUMPINFUSION-ALARIS-Medley 8100 |  | MEDLEY PUMP MODULE LVP *MEMORIAL HERMANN |  |  | PUMPINFUSION-ALARIS-Medley 8100 | [6 empty] | Verified as Rental |  |  | MHHS-Cypress
NO | YES |  |  |  | FFL2295 |  | CAREFUSION | 8100M |  |  | Rental Equipment | MHHS-Cypress |  |  |  | FFL2295 |  | Northwest & Cypress |  | Rental Equipment | [7 empty] | PUMPINFUSION-ALARIS-Medley 8100 |  | MEDLEY PUMP MODULE LVP *MEMORIAL HERMANN |  |  | PUMPINFUSION-ALARIS-Medley 8100 | [6 empty] | Verified as Rental |  |  | MHHS-Cypress
NO | YES |  |  |  | FFL2353 |  | CAREFUSION | 8100M |  |  | Rental Equipment | MHHS-Cypress |  |  |  | FFL2353 |  | Northwest & Cypress |  | Rental Equipment | [7 empty] | PUMPINFUSION-ALARIS-Medley 8100 |  | MEDLEY PUMP MODULE LVP *MEMORIAL HERMANN |  |  | PUMPINFUSION-ALARIS-Medley 8100 | [6 empty] | Verified as Rental |  |  | MHHS-Cypress
NO | YES |  |  |  | FFL2462 |  | CAREFUSION | 8100M |  |  | Rental Equipment | MHHS-Cypress |  |  |  | FFL2462 |  | Northwest & Cypress |  | Rental Equipment | [7 empty] | PUMPINFUSION-ALARIS-Medley 8100 |  | MEDLEY PUMP MODULE LVP *MEMORIAL HERMANN |  |  | PUMPINFUSION-ALARIS-Medley 8100 | [6 empty] | Verified as Rental |  |  | MHHS-Cypress
NO | YES |  |  |  | FFL2471 |  | CAREFUSION | 8100M |  |  | Rental Equipment | MHHS-Cypress |  |  |  | FFL2471 |  | Northwest & Cypress |  | Rental Equipment | [7 empty] | PUMPINFUSION-ALARIS-Medley 8100 |  | MEDLEY PUMP MODULE LVP *MEMORIAL HERMANN |  |  | PUMPINFUSION-ALARIS-Medley 8100 | [6 empty] | Verified as Rental |  |  | MHHS-Cypress
NO | YES |  |  |  | FFL2482 |  | CAREFUSION | 8100M |  |  | Rental Equipment | MHHS-Cypress |  |  |  | FFL2482 |  | Northwest & Cypress |  | Rental Equipment | [7 empty] | PUMPINFUSION-ALARIS-Medley 8100 |  | MEDLEY PUMP MODULE LVP *MEMORIAL HERMANN |  |  | PUMPINFUSION-ALARIS-Medley 8100 | [6 empty] | Verified as Rental |  |  | MHHS-Cypress
NO | YES |  |  |  | FFL2510 |  | CAREFUSION | 8100M |  |  | Rental Equipment | MHHS-Cypress |  |  |  | FFL2510 |  | Northwest & Cypress |  | Rental Equipment | [7 empty] | PUMPINFUSION-ALARIS-Medley 8100 |  | MEDLEY PUMP MODULE LVP *MEMORIAL HERMANN |  |  | PUMPINFUSION-ALARIS-Medley 8100 | [6 empty] | Verified as Rental |  |  | MHHS-Cypress
NO | YES |  |  |  | FFL2521 |  | CAREFUSION | 8100M |  |  | Rental Equipment | MHHS-Cypress |  |  |  | FFL2521 |  | Northwest & Cypress |  | Rental Equipment | [7 empty] | PUMPINFUSION-ALARIS-Medley 8100 |  | MEDLEY PUMP MODULE LVP *MEMORIAL HERMANN |  |  | PUMPINFUSION-ALARIS-Medley 8100 | [6 empty] | Verified as Rental |  |  | MHHS-Cypress
NO | YES |  |  |  | FFL2572 |  | CAREFUSION | 8100M |  |  | Rental Equipment | MHHS-Cypress |  |  |  | FFL2572 |  | Northwest & Cypress |  | Rental Equipment | [7 empty] | PUMPINFUSION-ALARIS-Medley 8100 |  | MEDLEY PUMP MODULE LVP *MEMORIAL HERMANN |  |  | PUMPINFUSION-ALARIS-Medley 8100 | [6 empty] | Verified as Rental |  |  | MHHS-Cypress
NO | YES |  |  |  | FFL2580 |  | CAREFUSION | 8100M |  |  | Rental Equipment | MHHS-Cypress |  |  |  | FFL2580 |  | Northwest & Cypress |  | Rental Equipment | [7 empty] | PUMPINFUSION-ALARIS-Medley 8100 |  | MEDLEY PUMP MODULE LVP *MEMORIAL HERMANN |  |  | PUMPINFUSION-ALARIS-Medley 8100 | [6 empty] | Verified as Rental |  |  | MHHS-Cypress
NO | YES |  |  |  | FFL2613 |  | CAREFUSION | 8100M |  |  | Rental Equipment | MHHS-Cypress |  |  |  | FFL2613 |  | Northwest & Cypress |  | Rental Equipment | [7 empty] | PUMPINFUSION-ALARIS-Medley 8100 |  | MEDLEY PUMP MODULE LVP *MEMORIAL HERMANN |  |  | PUMPINFUSION-ALARIS-Medley 8100 | [6 empty] | Verified as Rental |  |  | MHHS-Cypress
NO | YES |  |  |  | FFL2847 |  | CAREFUSION | 8100M |  |  | Rental Equipment | MHHS-Cypress |  |  |  | FFL2847 |  | Northwest & Cypress |  | Rental Equipment | [7 empty] | PUMPINFUSION-ALARIS-Medley 8100 |  | MEDLEY PUMP MODULE LVP *MEMORIAL HERMANN |  |  | PUMPINFUSION-ALARIS-Medley 8100 | [6 empty] | Verified as Rental |  |  | MHHS-Cypress
NO | YES |  |  |  | FFL2859 |  | CAREFUSION | 8100M |  |  | Rental Equipment | MHHS-Cypress |  |  |  | FFL2859 |  | Northwest & Cypress |  | Rental Equipment | [7 empty] | PUMPINFUSION-ALARIS-Medley 8100 |  | MEDLEY PUMP MODULE LVP *MEMORIAL HERMANN |  |  | PUMPINFUSION-ALARIS-Medley 8100 | [6 empty] | Verified as Rental |  |  | MHHS-Cypress
NO | YES |  |  |  | FFL2878 |  | CAREFUSION | 8100M |  |  | Rental Equipment | MHHS-Cypress |  |  |  | FFL2878 |  | Northwest & Cypress |  | Rental Equipment | [7 empty] | PUMPINFUSION-ALARIS-Medley 8100 |  | MEDLEY PUMP MODULE LVP *MEMORIAL HERMANN |  |  | PUMPINFUSION-ALARIS-Medley 8100 | [6 empty] | Verified as Rental |  |  | MHHS-Cypress
NO | YES |  |  |  | FFL2905 |  | CAREFUSION | 8100M |  |  | Rental Equipment | MHHS-Cypress |  |  |  | FFL2905 |  | Northwest & Cypress |  | Rental Equipment | [7 empty] | PUMPINFUSION-ALARIS-Medley 8100 |  | MEDLEY PUMP MODULE LVP *MEMORIAL HERMANN |  |  | PUMPINFUSION-ALARIS-Medley 8100 | [6 empty] | Verified as Rental |  |  | MHHS-Cypress
NO | YES |  |  |  | FFL2936 |  | CAREFUSION | 8100M |  |  | Rental Equipment | MHHS-Cypress |  |  |  | FFL2936 |  | Northwest & Cypress |  | Rental Equipment | [7 empty] | PUMPINFUSION-ALARIS-Medley 8100 |  | MEDLEY PUMP MODULE LVP *MEMORIAL HERMANN |  |  | PUMPINFUSION-ALARIS-Medley 8100 | [6 empty] | Verified as Rental |  |  | MHHS-Cypress
NO | YES |  |  |  | FFL2954 |  | CAREFUSION | 8100M |  |  | Rental Equipment | MHHS-Cypress |  |  |  | FFL2954 |  | Northwest & Cypress |  | Rental Equipment | [7 empty] | PUMPINFUSION-ALARIS-Medley 8100 |  | MEDLEY PUMP MODULE LVP *MEMORIAL HERMANN |  |  | PUMPINFUSION-ALARIS-Medley 8100 | [6 empty] | Verified as Rental |  |  | MHHS-Cypress
NO | YES |  |  |  | FFL2958 |  | CAREFUSION | 8100M |  |  | Rental Equipment | MHHS-Cypress |  |  |  | FFL2958 |  | Northwest & Cypress |  | Rental Equipment | [7 empty] | PUMPINFUSION-ALARIS-Medley 8100 |  | MEDLEY PUMP MODULE LVP *MEMORIAL HERMANN |  |  | PUMPINFUSION-ALARIS-Medley 8100 | [6 empty] | Verified as Rental |  |  | MHHS-Cypress
NO | YES |  |  |  | FFL3008 |  | CAREFUSION | 8100M |  |  | Rental Equipment | MHHS-Cypress |  |  |  | FFL3008 |  | Northwest & Cypress |  | Rental Equipment | [7 empty] | PUMPINFUSION-ALARIS-Medley 8100 |  | MEDLEY PUMP MODULE LVP *MEMORIAL HERMANN |  |  | PUMPINFUSION-ALARIS-Medley 8100 | [6 empty] | Verified as Rental |  |  | MHHS-Cypress
NO | YES |  |  |  | FFL3044 |  | CAREFUSION | 8100M |  |  | Rental Equipment | MHHS-Cypress |  |  |  | FFL3044 |  | Northwest & Cypress |  | Rental Equipment | [7 empty] | PUMPINFUSION-ALARIS-Medley 8100 |  | MEDLEY PUMP MODULE LVP *MEMORIAL HERMANN |  |  | PUMPINFUSION-ALARIS-Medley 8100 | [6 empty] | Verified as Rental |  |  | MHHS-Cypress
NO | YES |  |  |  | FFL3045 |  | CAREFUSION | 8100M |  |  | Rental Equipment | MHHS-Cypress |  |  |  | FFL3045 |  | Northwest & Cypress |  | Rental Equipment | [7 empty] | PUMPINFUSION-ALARIS-Medley 8100 |  | MEDLEY PUMP MODULE LVP *MEMORIAL HERMANN |  |  | PUMPINFUSION-ALARIS-Medley 8100 | [6 empty] | Verified as Rental |  |  | MHHS-Cypress
NO | YES |  |  |  | FFL3059 |  | CAREFUSION | 8100M |  |  | Rental Equipment | MHHS-Cypress |  |  |  | FFL3059 |  | Northwest & Cypress |  | Rental Equipment | [7 empty] | PUMPINFUSION-ALARIS-Medley 8100 |  | MEDLEY PUMP MODULE LVP *MEMORIAL HERMANN |  |  | PUMPINFUSION-ALARIS-Medley 8100 | [6 empty] | Verified as Rental |  |  | MHHS-Cypress
NO | YES |  |  |  | FFL3162 |  | CAREFUSION | 8100M |  |  | Rental Equipment | MHHS-Cypress |  |  |  | FFL3162 |  | Northwest & Cypress |  | Rental Equipment | [7 empty] | PUMPINFUSION-ALARIS-Medley 8100 |  | MEDLEY PUMP MODULE LVP *MEMORIAL HERMANN |  |  | PUMPINFUSION-ALARIS-Medley 8100 | [6 empty] | Verified as Rental |  |  | MHHS-Cypress
NO | YES |  |  |  | FFL3222 |  | CAREFUSION | 8100M |  |  | Rental Equipment | MHHS-Cypress |  |  |  | FFL3222 |  | Northwest & Cypress |  | Rental Equipment | [7 empty] | PUMPINFUSION-ALARIS-Medley 8100 |  | MEDLEY PUMP MODULE LVP *MEMORIAL HERMANN |  |  | PUMPINFUSION-ALARIS-Medley 8100 | [6 empty] | Verified as Rental |  |  | MHHS-Cypress
NO | YES |  |  |  | FFL3266 |  | CAREFUSION | 8100M |  |  | Rental Equipment | MHHS-Cypress |  |  |  | FFL3266 |  | Northwest & Cypress |  | Rental Equipment | [7 empty] | PUMPINFUSION-ALARIS-Medley 8100 |  | MEDLEY PUMP MODULE LVP *MEMORIAL HERMANN |  |  | PUMPINFUSION-ALARIS-Medley 8100 | [6 empty] | Verified as Rental |  |  | MHHS-Cypress
NO | YES |  |  |  | FFL3446 |  | CAREFUSION | 8100M |  |  | Rental Equipment | MHHS-Cypress |  |  |  | FFL3446 |  | Northwest & Cypress |  | Rental Equipment | [7 empty] | PUMPINFUSION-ALARIS-Medley 8100 |  | MEDLEY PUMP MODULE LVP *MEMORIAL HERMANN |  |  | PUMPINFUSION-ALARIS-Medley 8100 | [6 empty] | Verified as Rental |  |  | MHHS-Cypress
NO | YES |  |  |  | FFL3480 |  | CAREFUSION | 8100M |  |  | Rental Equipment | MHHS-Cypress |  |  |  | FFL3480 |  | Northwest & Cypress |  | Rental Equipment | [7 empty] | PUMPINFUSION-ALARIS-Medley 8100 |  | MEDLEY PUMP MODULE LVP *MEMORIAL HERMANN |  |  | PUMPINFUSION-ALARIS-Medley 8100 | [6 empty] | Verified as Rental |  |  | MHHS-Cypress
NO | YES |  |  |  | FFL3512 |  | CAREFUSION | 8100M |  |  | Rental Equipment | MHHS-Cypress |  |  |  | FFL3512 |  | Northwest & Cypress |  | Rental Equipment | [7 empty] | PUMPINFUSION-ALARIS-Medley 8100 |  | MEDLEY PUMP MODULE LVP *MEMORIAL HERMANN |  |  | PUMPINFUSION-ALARIS-Medley 8100 | [6 empty] | Verified as Rental |  |  | MHHS-Cypress
NO | YES |  |  |  | FFL3556 |  | CAREFUSION | 8100M |  |  | Rental Equipment | MHHS-Cypress |  |  |  | FFL3556 |  | Northwest & Cypress |  | Rental Equipment | [7 empty] | PUMPINFUSION-ALARIS-Medley 8100 |  | MEDLEY PUMP MODULE LVP *MEMORIAL HERMANN |  |  | PUMPINFUSION-ALARIS-Medley 8100 | [6 empty] | Verified as Rental |  |  | MHHS-Cypress
NO | YES |  |  |  | FFL3578 |  | CAREFUSION | 8100M |  |  | Rental Equipment | MHHS-Cypress |  |  |  | FFL3578 |  | Northwest & Cypress |  | Rental Equipment | [7 empty] | PUMPINFUSION-ALARIS-Medley 8100 |  | MEDLEY PUMP MODULE LVP *MEMORIAL HERMANN |  |  | PUMPINFUSION-ALARIS-Medley 8100 | [6 empty] | Verified as Rental |  |  | MHHS-Cypress
NO | YES |  |  |  | FFL3644 |  | CAREFUSION | 8100M |  |  | Rental Equipment | MHHS-Cypress |  |  |  | FFL3644 |  | Northwest & Cypress |  | Rental Equipment | [7 empty] | PUMPINFUSION-ALARIS-Medley 8100 |  | MEDLEY PUMP MODULE LVP *MEMORIAL HERMANN |  |  | PUMPINFUSION-ALARIS-Medley 8100 | [6 empty] | Verified as Rental |  |  | MHHS-Cypress
NO | YES |  |  |  | FFL3711 |  | CAREFUSION | 8100M |  |  | Rental Equipment | MHHS-Cypress |  |  |  | FFL3711 |  | Northwest & Cypress |  | Rental Equipment | [7 empty] | PUMPINFUSION-ALARIS-Medley 8100 |  | MEDLEY PUMP MODULE LVP *MEMORIAL HERMANN |  |  | PUMPINFUSION-ALARIS-Medley 8100 | [6 empty] | Verified as Rental |  |  | MHHS-Cypress
NO | YES |  |  |  | FFL3745 |  | CAREFUSION | 8100M |  |  | Rental Equipment | MHHS-Cypress |  |  |  | FFL3745 |  | Northwest & Cypress |  | Rental Equipment | [7 empty] | PUMPINFUSION-ALARIS-Medley 8100 |  | MEDLEY PUMP MODULE LVP *MEMORIAL HERMANN |  |  | PUMPINFUSION-ALARIS-Medley 8100 | [6 empty] | Verified as Rental |  |  | MHHS-Cypress
NO | YES |  |  |  | FFL3766 |  | CAREFUSION | 8100M |  |  | Rental Equipment | MHHS-Cypress |  |  |  | FFL3766 |  | Northwest & Cypress |  | Rental Equipment | [7 empty] | PUMPINFUSION-ALARIS-Medley 8100 |  | MEDLEY PUMP MODULE LVP *MEMORIAL HERMANN |  |  | PUMPINFUSION-ALARIS-Medley 8100 | [6 empty] | Verified as Rental |  |  | MHHS-Cypress
NO | YES |  |  |  | FFL3791 |  | CAREFUSION | 8100M |  |  | Rental Equipment | MHHS-Cypress |  |  |  | FFL3791 |  | Northwest & Cypress |  | Rental Equipment | [7 empty] | PUMPINFUSION-ALARIS-Medley 8100 |  | MEDLEY PUMP MODULE LVP *MEMORIAL HERMANN |  |  | PUMPINFUSION-ALARIS-Medley 8100 | [6 empty] | Verified as Rental |  |  | MHHS-Cypress
NO | YES |  |  |  | FFL3923 |  | CAREFUSION | 8100M |  |  | Rental Equipment | MHHS-Cypress |  |  |  | FFL3923 |  | Northwest & Cypress |  | Rental Equipment | [7 empty] | PUMPINFUSION-ALARIS-Medley 8100 |  | MEDLEY PUMP MODULE LVP *MEMORIAL HERMANN |  |  | PUMPINFUSION-ALARIS-Medley 8100 | [6 empty] | Verified as Rental |  |  | MHHS-Cypress
NO | YES |  |  |  | FFL3935 |  | CAREFUSION | 8100M |  |  | Rental Equipment | MHHS-Cypress |  |  |  | FFL3935 |  | Northwest & Cypress |  | Rental Equipment | [7 empty] | PUMPINFUSION-ALARIS-Medley 8100 |  | MEDLEY PUMP MODULE LVP *MEMORIAL HERMANN |  |  | PUMPINFUSION-ALARIS-Medley 8100 | [6 empty] | Verified as Rental |  |  | MHHS-Cypress
NO | YES |  |  |  | FFL3990 |  | CAREFUSION | 8100M |  |  | Rental Equipment | MHHS-Cypress |  |  |  | FFL3990 |  | Northwest & Cypress |  | Rental Equipment | [7 empty] | PUMPINFUSION-ALARIS-Medley 8100 |  | MEDLEY PUMP MODULE LVP *MEMORIAL HERMANN |  |  | PUMPINFUSION-ALARIS-Medley 8100 | [6 empty] | Verified as Rental |  |  | MHHS-Cypress
NO | YES |  |  |  | FFL4019 |  | CAREFUSION | 8100M |  |  | Rental Equipment | MHHS-Cypress |  |  |  | FFL4019 |  | Northwest & Cypress |  | Rental Equipment | [7 empty] | PUMPINFUSION-ALARIS-Medley 8100 |  | MEDLEY PUMP MODULE LVP *MEMORIAL HERMANN |  |  | PUMPINFUSION-ALARIS-Medley 8100 | [6 empty] | Verified as Rental |  |  | MHHS-Cypress
NO | YES |  |  |  | FFL4020 |  | CAREFUSION | 8100M |  |  | Rental Equipment | MHHS-Cypress |  |  |  | FFL4020 |  | Northwest & Cypress |  | Rental Equipment | [7 empty] | PUMPINFUSION-ALARIS-Medley 8100 |  | MEDLEY PUMP MODULE LVP *MEMORIAL HERMANN |  |  | PUMPINFUSION-ALARIS-Medley 8100 | [6 empty] | Verified as Rental |  |  | MHHS-Cypress
NO | YES |  |  |  | FFL4059 |  | CAREFUSION | 8100M |  |  | Rental Equipment | MHHS-Cypress |  |  |  | FFL4059 |  | Northwest & Cypress |  | Rental Equipment | [7 empty] | PUMPINFUSION-ALARIS-Medley 8100 |  | MEDLEY PUMP MODULE LVP *MEMORIAL HERMANN |  |  | PUMPINFUSION-ALARIS-Medley 8100 | [6 empty] | Verified as Rental |  |  | MHHS-Cypress
NO | YES |  |  |  | FFL4068 |  | CAREFUSION | 8100M |  |  | Rental Equipment | MHHS-Cypress |  |  |  | FFL4068 |  | Northwest & Cypress |  | Rental Equipment | [7 empty] | PUMPINFUSION-ALARIS-Medley 8100 |  | MEDLEY PUMP MODULE LVP *MEMORIAL HERMANN |  |  | PUMPINFUSION-ALARIS-Medley 8100 | [6 empty] | Verified as Rental |  |  | MHHS-Cypress
NO | YES |  |  |  | FFL4093 |  | CAREFUSION | 8100M |  |  | Rental Equipment | MHHS-Cypress |  |  |  | FFL4093 |  | Northwest & Cypress |  | Rental Equipment | [7 empty] | PUMPINFUSION-ALARIS-Medley 8100 |  | MEDLEY PUMP MODULE LVP *MEMORIAL HERMANN |  |  | PUMPINFUSION-ALARIS-Medley 8100 | [6 empty] | Verified as Rental |  |  | MHHS-Cypress
NO | YES |  |  |  | FFL4096 |  | CAREFUSION | 8100M |  |  | Rental Equipment | MHHS-Cypress |  |  |  | FFL4096 |  | Northwest & Cypress |  | Rental Equipment | [7 empty] | PUMPINFUSION-ALARIS-Medley 8100 |  | MEDLEY PUMP MODULE LVP *MEMORIAL HERMANN |  |  | PUMPINFUSION-ALARIS-Medley 8100 | [6 empty] | Verified as Rental |  |  | MHHS-Cypress
NO | YES |  |  |  | FFL4109 |  | CAREFUSION | 8100M |  |  | Rental Equipment | MHHS-Cypress |  |  |  | FFL4109 |  | Northwest & Cypress |  | Rental Equipment | [7 empty] | PUMPINFUSION-ALARIS-Medley 8100 |  | MEDLEY PUMP MODULE LVP *MEMORIAL HERMANN |  |  | PUMPINFUSION-ALARIS-Medley 8100 | [6 empty] | Verified as Rental |  |  | MHHS-Cypress
NO | YES |  |  |  | FFL4161 |  | CAREFUSION | 8100M |  |  | Rental Equipment | MHHS-Cypress |  |  |  | FFL4161 |  | Northwest & Cypress |  | Rental Equipment | [7 empty] | PUMPINFUSION-ALARIS-Medley 8100 |  | MEDLEY PUMP MODULE LVP *MEMORIAL HERMANN |  |  | PUMPINFUSION-ALARIS-Medley 8100 | [6 empty] | Verified as Rental |  |  | MHHS-Cypress
NO | YES |  |  |  | FFL4165 |  | CAREFUSION | 8100M |  |  | Rental Equipment | MHHS-Cypress |  |  |  | FFL4165 |  | Northwest & Cypress |  | Rental Equipment | [7 empty] | PUMPINFUSION-ALARIS-Medley 8100 |  | MEDLEY PUMP MODULE LVP *MEMORIAL HERMANN |  |  | PUMPINFUSION-ALARIS-Medley 8100 | [6 empty] | Verified as Rental |  |  | MHHS-Cypress
NO | YES |  |  |  | FFL4327 |  | CAREFUSION | 8100M |  |  | Rental Equipment | MHHS-Cypress |  |  |  | FFL4327 |  | Northwest & Cypress |  | Rental Equipment | [7 empty] | PUMPINFUSION-ALARIS-Medley 8100 |  | MEDLEY PUMP MODULE LVP *MEMORIAL HERMANN |  |  | PUMPINFUSION-ALARIS-Medley 8100 | [6 empty] | Verified as Rental |  |  | MHHS-Cypress
NO | YES |  |  |  | FFL4352 |  | CAREFUSION | 8100M |  |  | Rental Equipment | MHHS-Cypress |  |  |  | FFL4352 |  | Northwest & Cypress |  | Rental Equipment | [7 empty] | PUMPINFUSION-ALARIS-Medley 8100 |  | MEDLEY PUMP MODULE LVP *MEMORIAL HERMANN |  |  | PUMPINFUSION-ALARIS-Medley 8100 | [6 empty] | Verified as Rental |  |  | MHHS-Cypress
NO | YES |  |  |  | FFL4411 |  | CAREFUSION | 8100M |  |  | Rental Equipment | MHHS-Cypress |  |  |  | FFL4411 |  | Northwest & Cypress |  | Rental Equipment | [7 empty] | PUMPINFUSION-ALARIS-Medley 8100 |  | MEDLEY PUMP MODULE LVP *MEMORIAL HERMANN |  |  | PUMPINFUSION-ALARIS-Medley 8100 | [6 empty] | Verified as Rental |  |  | MHHS-Cypress
NO | YES |  |  |  | FFL4459 |  | CAREFUSION | 8100M |  |  | Rental Equipment | MHHS-Cypress |  |  |  | FFL4459 |  | Northwest & Cypress |  | Rental Equipment | [7 empty] | PUMPINFUSION-ALARIS-Medley 8100 |  | MEDLEY PUMP MODULE LVP *MEMORIAL HERMANN |  |  | PUMPINFUSION-ALARIS-Medley 8100 | [6 empty] | Verified as Rental |  |  | MHHS-Cypress
NO | YES |  |  |  | FFL4472 |  | CAREFUSION | 8100M |  |  | Rental Equipment | MHHS-Cypress |  |  |  | FFL4472 |  | Northwest & Cypress |  | Rental Equipment | [7 empty] | PUMPINFUSION-ALARIS-Medley 8100 |  | MEDLEY PUMP MODULE LVP *MEMORIAL HERMANN |  |  | PUMPINFUSION-ALARIS-Medley 8100 | [6 empty] | Verified as Rental |  |  | MHHS-Cypress
NO | YES |  |  |  | FFL4534 |  | CAREFUSION | 8100M |  |  | Rental Equipment | MHHS-Cypress |  |  |  | FFL4534 |  | Northwest & Cypress |  | Rental Equipment | [7 empty] | PUMPINFUSION-ALARIS-Medley 8100 |  | MEDLEY PUMP MODULE LVP *MEMORIAL HERMANN |  |  | PUMPINFUSION-ALARIS-Medley 8100 | [6 empty] | Verified as Rental |  |  | MHHS-Cypress
NO | YES |  |  |  | FFL4539 |  | CAREFUSION | 8100M |  |  | Rental Equipment | MHHS-Cypress |  |  |  | FFL4539 |  | Northwest & Cypress |  | Rental Equipment | [7 empty] | PUMPINFUSION-ALARIS-Medley 8100 |  | MEDLEY PUMP MODULE LVP *MEMORIAL HERMANN |  |  | PUMPINFUSION-ALARIS-Medley 8100 | [6 empty] | Verified as Rental |  |  | MHHS-Cypress
NO | YES |  |  |  | FFL4579 |  | CAREFUSION | 8100M |  |  | Rental Equipment | MHHS-Cypress |  |  |  | FFL4579 |  | Northwest & Cypress |  | Rental Equipment | [7 empty] | PUMPINFUSION-ALARIS-Medley 8100 |  | MEDLEY PUMP MODULE LVP *MEMORIAL HERMANN |  |  | PUMPINFUSION-ALARIS-Medley 8100 | [6 empty] | Verified as Rental |  |  | MHHS-Cypress
NO | YES |  |  |  | FFL4611 |  | CAREFUSION | 8100M |  |  | Rental Equipment | MHHS-Cypress |  |  |  | FFL4611 |  | Northwest & Cypress |  | Rental Equipment | [7 empty] | PUMPINFUSION-ALARIS-Medley 8100 |  | MEDLEY PUMP MODULE LVP *MEMORIAL HERMANN |  |  | PUMPINFUSION-ALARIS-Medley 8100 | [6 empty] | Verified as Rental |  |  | MHHS-Cypress
NO | YES |  |  |  | FFL4617 |  | CAREFUSION | 8100M |  |  | Rental Equipment | MHHS-Cypress |  |  |  | FFL4617 |  | Northwest & Cypress |  | Rental Equipment | [7 empty] | PUMPINFUSION-ALARIS-Medley 8100 |  | MEDLEY PUMP MODULE LVP *MEMORIAL HERMANN |  |  | PUMPINFUSION-ALARIS-Medley 8100 | [6 empty] | Verified as Rental |  |  | MHHS-Cypress
NO | YES |  |  |  | FFL4624 |  | CAREFUSION | 8100M |  |  | Rental Equipment | MHHS-Cypress |  |  |  | FFL4624 |  | Northwest & Cypress |  | Rental Equipment | [7 empty] | PUMPINFUSION-ALARIS-Medley 8100 |  | MEDLEY PUMP MODULE LVP *MEMORIAL HERMANN |  |  | PUMPINFUSION-ALARIS-Medley 8100 | [6 empty] | Verified as Rental |  |  | MHHS-Cypress
NO | YES |  |  |  | FFL4632 |  | CAREFUSION | 8100M |  |  | Rental Equipment | MHHS-Cypress |  |  |  | FFL4632 |  | Northwest & Cypress |  | Rental Equipment | [7 empty] | PUMPINFUSION-ALARIS-Medley 8100 |  | MEDLEY PUMP MODULE LVP *MEMORIAL HERMANN |  |  | PUMPINFUSION-ALARIS-Medley 8100 | [6 empty] | Verified as Rental |  |  | MHHS-Cypress
NO | YES |  |  |  | FFL4694 |  | CAREFUSION | 8100M |  |  | Rental Equipment | MHHS-Cypress |  |  |  | FFL4694 |  | Northwest & Cypress |  | Rental Equipment | [7 empty] | PUMPINFUSION-ALARIS-Medley 8100 |  | MEDLEY PUMP MODULE LVP *MEMORIAL HERMANN |  |  | PUMPINFUSION-ALARIS-Medley 8100 | [6 empty] | Verified as Rental |  |  | MHHS-Cypress
NO | YES |  |  |  | FFL4760 |  | CAREFUSION | 8100M |  |  | Rental Equipment | MHHS-Cypress |  |  |  | FFL4760 |  | Northwest & Cypress |  | Rental Equipment | [7 empty] | PUMPINFUSION-ALARIS-Medley 8100 |  | MEDLEY PUMP MODULE LVP *MEMORIAL HERMANN |  |  | PUMPINFUSION-ALARIS-Medley 8100 | [6 empty] | Verified as Rental |  |  | MHHS-Cypress
NO | YES |  |  |  | FFL4782 |  | CAREFUSION | 8100M |  |  | Rental Equipment | MHHS-Cypress |  |  |  | FFL4782 |  | Northwest & Cypress |  | Rental Equipment | [7 empty] | PUMPINFUSION-ALARIS-Medley 8100 |  | MEDLEY PUMP MODULE LVP *MEMORIAL HERMANN |  |  | PUMPINFUSION-ALARIS-Medley 8100 | [6 empty] | Verified as Rental |  |  | MHHS-Cypress
NO | YES |  |  |  | FFL4824 |  | CAREFUSION | 8100M |  |  | Rental Equipment | MHHS-Cypress |  |  |  | FFL4824 |  | Northwest & Cypress |  | Rental Equipment | [7 empty] | PUMPINFUSION-ALARIS-Medley 8100 |  | MEDLEY PUMP MODULE LVP *MEMORIAL HERMANN |  |  | PUMPINFUSION-ALARIS-Medley 8100 | [6 empty] | Verified as Rental |  |  | MHHS-Cypress
NO | YES |  |  |  | FFL4865 |  | CAREFUSION | 8100M |  |  | Rental Equipment | MHHS-Cypress |  |  |  | FFL4865 |  | Northwest & Cypress |  | Rental Equipment | [7 empty] | PUMPINFUSION-ALARIS-Medley 8100 |  | MEDLEY PUMP MODULE LVP *MEMORIAL HERMANN |  |  | PUMPINFUSION-ALARIS-Medley 8100 | [6 empty] | Verified as Rental |  |  | MHHS-Cypress
NO | YES |  |  |  | FFL4879 |  | CAREFUSION | 8100M |  |  | Rental Equipment | MHHS-Cypress |  |  |  | FFL4879 |  | Northwest & Cypress |  | Rental Equipment | [7 empty] | PUMPINFUSION-ALARIS-Medley 8100 |  | MEDLEY PUMP MODULE LVP *MEMORIAL HERMANN |  |  | PUMPINFUSION-ALARIS-Medley 8100 | [6 empty] | Verified as Rental |  |  | MHHS-Cypress
NO | YES |  |  |  | FFL4935 |  | CAREFUSION | 8100M |  |  | Rental Equipment | MHHS-Cypress |  |  |  | FFL4935 |  | Northwest & Cypress |  | Rental Equipment | [7 empty] | PUMPINFUSION-ALARIS-Medley 8100 |  | MEDLEY PUMP MODULE LVP *MEMORIAL HERMANN |  |  | PUMPINFUSION-ALARIS-Medley 8100 | [6 empty] | Verified as Rental |  |  | MHHS-Cypress
NO | YES |  |  |  | FFL4938 |  | CAREFUSION | 8100M |  |  | Rental Equipment | MHHS-Cypress |  |  |  | FFL4938 |  | Northwest & Cypress |  | Rental Equipment | [7 empty] | PUMPINFUSION-ALARIS-Medley 8100 |  | MEDLEY PUMP MODULE LVP *MEMORIAL HERMANN |  |  | PUMPINFUSION-ALARIS-Medley 8100 | [6 empty] | Verified as Rental |  |  | MHHS-Cypress
NO | YES |  |  |  | FFL5008 |  | CAREFUSION | 8100M |  |  | Rental Equipment | MHHS-Cypress |  |  |  | FFL5008 |  | Northwest & Cypress |  | Rental Equipment | [7 empty] | PUMPINFUSION-ALARIS-Medley 8100 |  | MEDLEY PUMP MODULE LVP *MEMORIAL HERMANN |  |  | PUMPINFUSION-ALARIS-Medley 8100 | [6 empty] | Verified as Rental |  |  | MHHS-Cypress
NO | YES |  |  |  | FFL5229 |  | CAREFUSION | 8100M |  |  | Rental Equipment | MHHS-Cypress |  |  |  | FFL5229 |  | Northwest & Cypress |  | Rental Equipment | [7 empty] | PUMPINFUSION-ALARIS-Medley 8100 |  | MEDLEY PUMP MODULE LVP *MEMORIAL HERMANN |  |  | PUMPINFUSION-ALARIS-Medley 8100 | [6 empty] | Verified as Rental |  |  | MHHS-Cypress
NO | YES |  |  |  | FFL5269 |  | CAREFUSION | 8100M |  |  | Rental Equipment | MHHS-Cypress |  |  |  | FFL5269 |  | Northwest & Cypress |  | Rental Equipment | [7 empty] | PUMPINFUSION-ALARIS-Medley 8100 |  | MEDLEY PUMP MODULE LVP *MEMORIAL HERMANN |  |  | PUMPINFUSION-ALARIS-Medley 8100 | [6 empty] | Verified as Rental |  |  | MHHS-Cypress
NO | YES |  |  |  | FFL5328 |  | CAREFUSION | 8100M |  |  | Rental Equipment | MHHS-Cypress |  |  |  | FFL5328 |  | Northwest & Cypress |  | Rental Equipment | [7 empty] | PUMPINFUSION-ALARIS-Medley 8100 |  | MEDLEY PUMP MODULE LVP *MEMORIAL HERMANN |  |  | PUMPINFUSION-ALARIS-Medley 8100 | [6 empty] | Verified as Rental |  |  | MHHS-Cypress
NO | YES |  |  |  | FFL5337 |  | CAREFUSION | 8100M |  |  | Rental Equipment | MHHS-Cypress |  |  |  | FFL5337 |  | Northwest & Cypress |  | Rental Equipment | [7 empty] | PUMPINFUSION-ALARIS-Medley 8100 |  | MEDLEY PUMP MODULE LVP *MEMORIAL HERMANN |  |  | PUMPINFUSION-ALARIS-Medley 8100 | [6 empty] | Verified as Rental |  |  | MHHS-Cypress
NO | YES |  |  |  | FFL5465 |  | CAREFUSION | 8100M |  |  | Rental Equipment | MHHS-Cypress |  |  |  | FFL5465 |  | Northwest & Cypress |  | Rental Equipment | [7 empty] | PUMPINFUSION-ALARIS-Medley 8100 |  | MEDLEY PUMP MODULE LVP *MEMORIAL HERMANN |  |  | PUMPINFUSION-ALARIS-Medley 8100 | [6 empty] | Verified as Rental |  |  | MHHS-Cypress
NO | YES |  |  |  | FFL5531 |  | CAREFUSION | 8100M |  |  | Rental Equipment | MHHS-Cypress |  |  |  | FFL5531 |  | Northwest & Cypress |  | Rental Equipment | [7 empty] | PUMPINFUSION-ALARIS-Medley 8100 |  | MEDLEY PUMP MODULE LVP *MEMORIAL HERMANN |  |  | PUMPINFUSION-ALARIS-Medley 8100 | [6 empty] | Verified as Rental |  |  | MHHS-Cypress
NO | YES |  |  |  | FFL5547 |  | CAREFUSION | 8100M |  |  | Rental Equipment | MHHS-Cypress |  |  |  | FFL5547 |  | Northwest & Cypress |  | Rental Equipment | [7 empty] | PUMPINFUSION-ALARIS-Medley 8100 |  | MEDLEY PUMP MODULE LVP *MEMORIAL HERMANN |  |  | PUMPINFUSION-ALARIS-Medley 8100 | [6 empty] | Verified as Rental |  |  | MHHS-Cypress
NO | YES |  |  |  | FFL5589 |  | CAREFUSION | 8100M |  |  | Rental Equipment | MHHS-Cypress |  |  |  | FFL5589 |  | Northwest & Cypress |  | Rental Equipment | [7 empty] | PUMPINFUSION-ALARIS-Medley 8100 |  | MEDLEY PUMP MODULE LVP *MEMORIAL HERMANN |  |  | PUMPINFUSION-ALARIS-Medley 8100 | [6 empty] | Verified as Rental |  |  | MHHS-Cypress
NO | YES |  |  |  | FFL5627 |  | CAREFUSION | 8100M |  |  | Rental Equipment | MHHS-Cypress |  |  |  | FFL5627 |  | Northwest & Cypress |  | Rental Equipment | [7 empty] | PUMPINFUSION-ALARIS-Medley 8100 |  | MEDLEY PUMP MODULE LVP *MEMORIAL HERMANN |  |  | PUMPINFUSION-ALARIS-Medley 8100 | [6 empty] | Verified as Rental |  |  | MHHS-Cypress
NO | YES |  |  |  | FFL5831 |  | CAREFUSION | 8100M |  |  | Rental Equipment | MHHS-Cypress |  |  |  | FFL5831 |  | Northwest & Cypress |  | Rental Equipment | [7 empty] | PUMPINFUSION-ALARIS-Medley 8100 |  | MEDLEY PUMP MODULE LVP *MEMORIAL HERMANN |  |  | PUMPINFUSION-ALARIS-Medley 8100 | [6 empty] | Verified as Rental |  |  | MHHS-Cypress
NO | YES |  |  |  | FFL5868 |  | CAREFUSION | 8100M |  |  | Rental Equipment | MHHS-Cypress |  |  |  | FFL5868 |  | Northwest & Cypress |  | Rental Equipment | [7 empty] | PUMPINFUSION-ALARIS-Medley 8100 |  | MEDLEY PUMP MODULE LVP *MEMORIAL HERMANN |  |  | PUMPINFUSION-ALARIS-Medley 8100 | [6 empty] | Verified as Rental |  |  | MHHS-Cypress
NO | YES |  |  |  | FFL5894 |  | CAREFUSION | 8100M |  |  | Rental Equipment | MHHS-Cypress |  |  |  | FFL5894 |  | Northwest & Cypress |  | Rental Equipment | [7 empty] | PUMPINFUSION-ALARIS-Medley 8100 |  | MEDLEY PUMP MODULE LVP *MEMORIAL HERMANN |  |  | PUMPINFUSION-ALARIS-Medley 8100 | [6 empty] | Verified as Rental |  |  | MHHS-Cypress
NO | YES |  |  |  | FFL5914 |  | CAREFUSION | 8100M |  |  | Rental Equipment | MHHS-Cypress |  |  |  | FFL5914 |  | Northwest & Cypress |  | Rental Equipment | [7 empty] | PUMPINFUSION-ALARIS-Medley 8100 |  | MEDLEY PUMP MODULE LVP *MEMORIAL HERMANN |  |  | PUMPINFUSION-ALARIS-Medley 8100 | [6 empty] | Verified as Rental |  |  | MHHS-Cypress
NO | YES |  |  |  | FFL5983 |  | CAREFUSION | 8100M |  |  | Rental Equipment | MHHS-Cypress |  |  |  | FFL5983 |  | Northwest & Cypress |  | Rental Equipment | [7 empty] | PUMPINFUSION-ALARIS-Medley 8100 |  | MEDLEY PUMP MODULE LVP *MEMORIAL HERMANN |  |  | PUMPINFUSION-ALARIS-Medley 8100 | [6 empty] | Verified as Rental |  |  | MHHS-Cypress
NO | YES |  |  |  | FFL6030 |  | CAREFUSION | 8100M |  |  | Rental Equipment | MHHS-Cypress |  |  |  | FFL6030 |  | Northwest & Cypress |  | Rental Equipment | [7 empty] | PUMPINFUSION-ALARIS-Medley 8100 |  | MEDLEY PUMP MODULE LVP *MEMORIAL HERMANN |  |  | PUMPINFUSION-ALARIS-Medley 8100 | [6 empty] | Verified as Rental |  |  | MHHS-Cypress
NO | YES |  |  |  | FFL6062 |  | CAREFUSION | 8100M |  |  | Rental Equipment | MHHS-Cypress |  |  |  | FFL6062 |  | Northwest & Cypress |  | Rental Equipment | [7 empty] | PUMPINFUSION-ALARIS-Medley 8100 |  | MEDLEY PUMP MODULE LVP *MEMORIAL HERMANN |  |  | PUMPINFUSION-ALARIS-Medley 8100 | [6 empty] | Verified as Rental |  |  | MHHS-Cypress
NO | YES |  |  |  | FFL6132 |  | CAREFUSION | 8100M |  |  | Rental Equipment | MHHS-Cypress |  |  |  | FFL6132 |  | Northwest & Cypress |  | Rental Equipment | [7 empty] | PUMPINFUSION-ALARIS-Medley 8100 |  | MEDLEY PUMP MODULE LVP *MEMORIAL HERMANN |  |  | PUMPINFUSION-ALARIS-Medley 8100 | [6 empty] | Verified as Rental |  |  | MHHS-Cypress
NO | YES |  |  |  | FFL6140 |  | CAREFUSION | 8100M |  |  | Rental Equipment | MHHS-Cypress |  |  |  | FFL6140 |  | Northwest & Cypress |  | Rental Equipment | [7 empty] | PUMPINFUSION-ALARIS-Medley 8100 |  | MEDLEY PUMP MODULE LVP *MEMORIAL HERMANN |  |  | PUMPINFUSION-ALARIS-Medley 8100 | [6 empty] | Verified as Rental |  |  | MHHS-Cypress
NO | YES |  |  |  | FFL6141 |  | CAREFUSION | 8100M |  |  | Rental Equipment | MHHS-Cypress |  |  |  | FFL6141 |  | Northwest & Cypress |  | Rental Equipment | [7 empty] | PUMPINFUSION-ALARIS-Medley 8100 |  | MEDLEY PUMP MODULE LVP *MEMORIAL HERMANN |  |  | PUMPINFUSION-ALARIS-Medley 8100 | [6 empty] | Verified as Rental |  |  | MHHS-Cypress
NO | YES |  |  |  | FFL6182 |  | CAREFUSION | 8100M |  |  | Rental Equipment | MHHS-Cypress |  |  |  | FFL6182 |  | Northwest & Cypress |  | Rental Equipment | [7 empty] | PUMPINFUSION-ALARIS-Medley 8100 |  | MEDLEY PUMP MODULE LVP *MEMORIAL HERMANN |  |  | PUMPINFUSION-ALARIS-Medley 8100 | [6 empty] | Verified as Rental |  |  | MHHS-Cypress
NO | YES |  |  |  | FFL6224 |  | CAREFUSION | 8100M |  |  | Rental Equipment | MHHS-Cypress |  |  |  | FFL6224 |  | Northwest & Cypress |  | Rental Equipment | [7 empty] | PUMPINFUSION-ALARIS-Medley 8100 |  | MEDLEY PUMP MODULE LVP *MEMORIAL HERMANN |  |  | PUMPINFUSION-ALARIS-Medley 8100 | [6 empty] | Verified as Rental |  |  | MHHS-Cypress
NO | YES |  |  |  | FFL6261 |  | CAREFUSION | 8100M |  |  | Rental Equipment | MHHS-Cypress |  |  |  | FFL6261 |  | Northwest & Cypress |  | Rental Equipment | [7 empty] | PUMPINFUSION-ALARIS-Medley 8100 |  | MEDLEY PUMP MODULE LVP *MEMORIAL HERMANN |  |  | PUMPINFUSION-ALARIS-Medley 8100 | [6 empty] | Verified as Rental |  |  | MHHS-Cypress
NO | YES |  |  |  | FFL6298 |  | CAREFUSION | 8100M |  |  | Rental Equipment | MHHS-Cypress |  |  |  | FFL6298 |  | Northwest & Cypress |  | Rental Equipment | [7 empty] | PUMPINFUSION-ALARIS-Medley 8100 |  | MEDLEY PUMP MODULE LVP *MEMORIAL HERMANN |  |  | PUMPINFUSION-ALARIS-Medley 8100 | [6 empty] | Verified as Rental |  |  | MHHS-Cypress
NO | YES |  |  |  | FFL6443 |  | CAREFUSION | 8100M |  |  | Rental Equipment | MHHS-Cypress |  |  |  | FFL6443 |  | Northwest & Cypress |  | Rental Equipment | [7 empty] | PUMPINFUSION-ALARIS-Medley 8100 |  | MEDLEY PUMP MODULE LVP *MEMORIAL HERMANN |  |  | PUMPINFUSION-ALARIS-Medley 8100 | [6 empty] | Verified as Rental |  |  | MHHS-Cypress
NO | YES |  |  |  | FFL6608 |  | CAREFUSION | 8100M |  |  | Rental Equipment | MHHS-Cypress |  |  |  | FFL6608 |  | Northwest & Cypress |  | Rental Equipment | [7 empty] | PUMPINFUSION-ALARIS-Medley 8100 |  | MEDLEY PUMP MODULE LVP *MEMORIAL HERMANN |  |  | PUMPINFUSION-ALARIS-Medley 8100 | [6 empty] | Verified as Rental |  |  | MHHS-Cypress
NO | YES |  |  |  | FFL6628 |  | CAREFUSION | 8100M |  |  | Rental Equipment | MHHS-Cypress |  |  |  | FFL6628 |  | Northwest & Cypress |  | Rental Equipment | [7 empty] | PUMPINFUSION-ALARIS-Medley 8100 |  | MEDLEY PUMP MODULE LVP *MEMORIAL HERMANN |  |  | PUMPINFUSION-ALARIS-Medley 8100 | [6 empty] | Verified as Rental |  |  | MHHS-Cypress
NO | YES |  |  |  | FFL6640 |  | CAREFUSION | 8100M |  |  | Rental Equipment | MHHS-Cypress |  |  |  | FFL6640 |  | Northwest & Cypress |  | Rental Equipment | [7 empty] | PUMPINFUSION-ALARIS-Medley 8100 |  | MEDLEY PUMP MODULE LVP *MEMORIAL HERMANN |  |  | PUMPINFUSION-ALARIS-Medley 8100 | [6 empty] | Verified as Rental |  |  | MHHS-Cypress
NO | YES |  |  |  | FFL6666 |  | CAREFUSION | 8100M |  |  | Rental Equipment | MHHS-Cypress |  |  |  | FFL6666 |  | Northwest & Cypress |  | Rental Equipment | [7 empty] | PUMPINFUSION-ALARIS-Medley 8100 |  | MEDLEY PUMP MODULE LVP *MEMORIAL HERMANN |  |  | PUMPINFUSION-ALARIS-Medley 8100 | [6 empty] | Verified as Rental |  |  | MHHS-Cypress
NO | YES |  |  |  | FFL6745 |  | CAREFUSION | 8100M |  |  | Rental Equipment | MHHS-Cypress |  |  |  | FFL6745 |  | Northwest & Cypress |  | Rental Equipment | [7 empty] | PUMPINFUSION-ALARIS-Medley 8100 |  | MEDLEY PUMP MODULE LVP *MEMORIAL HERMANN |  |  | PUMPINFUSION-ALARIS-Medley 8100 | [6 empty] | Verified as Rental |  |  | MHHS-Cypress
NO | YES |  |  |  | FFL6845 |  | CAREFUSION | 8100M |  |  | Rental Equipment | MHHS-Cypress |  |  |  | FFL6845 |  | Northwest & Cypress |  | Rental Equipment | [7 empty] | PUMPINFUSION-ALARIS-Medley 8100 |  | MEDLEY PUMP MODULE LVP *MEMORIAL HERMANN |  |  | PUMPINFUSION-ALARIS-Medley 8100 | [6 empty] | Verified as Rental |  |  | MHHS-Cypress
NO | YES |  |  |  | FFL6859 |  | CAREFUSION | 8100M |  |  | Rental Equipment | MHHS-Cypress |  |  |  | FFL6859 |  | Northwest & Cypress |  | Rental Equipment | [7 empty] | PUMPINFUSION-ALARIS-Medley 8100 |  | MEDLEY PUMP MODULE LVP *MEMORIAL HERMANN |  |  | PUMPINFUSION-ALARIS-Medley 8100 | [6 empty] | Verified as Rental |  |  | MHHS-Cypress
NO | YES |  |  |  | FFL6938 |  | CAREFUSION | 8100M |  |  | Rental Equipment | MHHS-Cypress |  |  |  | FFL6938 |  | Northwest & Cypress |  | Rental Equipment | [7 empty] | PUMPINFUSION-ALARIS-Medley 8100 |  | MEDLEY PUMP MODULE LVP *MEMORIAL HERMANN |  |  | PUMPINFUSION-ALARIS-Medley 8100 | [6 empty] | Verified as Rental |  |  | MHHS-Cypress
NO | YES |  |  |  | FFL6942 |  | CAREFUSION | 8100M |  |  | Rental Equipment | MHHS-Cypress |  |  |  | FFL6942 |  | Northwest & Cypress |  | Rental Equipment | [7 empty] | PUMPINFUSION-ALARIS-Medley 8100 |  | MEDLEY PUMP MODULE LVP *MEMORIAL HERMANN |  |  | PUMPINFUSION-ALARIS-Medley 8100 | [6 empty] | Verified as Rental |  |  | MHHS-Cypress
NO | YES |  |  |  | FFL6946 |  | CAREFUSION | 8100M |  |  | Rental Equipment | MHHS-Cypress |  |  |  | FFL6946 |  | Northwest & Cypress |  | Rental Equipment | [7 empty] | PUMPINFUSION-ALARIS-Medley 8100 |  | MEDLEY PUMP MODULE LVP *MEMORIAL HERMANN |  |  | PUMPINFUSION-ALARIS-Medley 8100 | [6 empty] | Verified as Rental |  |  | MHHS-Cypress
NO | YES |  |  |  | FFL6973 |  | CAREFUSION | 8100M |  |  | Rental Equipment | MHHS-Cypress |  |  |  | FFL6973 |  | Northwest & Cypress |  | Rental Equipment | [7 empty] | PUMPINFUSION-ALARIS-Medley 8100 |  | MEDLEY PUMP MODULE LVP *MEMORIAL HERMANN |  |  | PUMPINFUSION-ALARIS-Medley 8100 | [6 empty] | Verified as Rental |  |  | MHHS-Cypress
NO | YES |  |  |  | FFL7090 |  | CAREFUSION | 8100M |  |  | Rental Equipment | MHHS-Cypress |  |  |  | FFL7090 |  | Northwest & Cypress |  | Rental Equipment | [7 empty] | PUMPINFUSION-ALARIS-Medley 8100 |  | MEDLEY PUMP MODULE LVP *MEMORIAL HERMANN |  |  | PUMPINFUSION-ALARIS-Medley 8100 | [6 empty] | Verified as Rental |  |  | MHHS-Cypress
NO | YES |  |  |  | FFL7126 |  | CAREFUSION | 8100M |  |  | Rental Equipment | MHHS-Cypress |  |  |  | FFL7126 |  | Northwest & Cypress |  | Rental Equipment | [7 empty] | PUMPINFUSION-ALARIS-Medley 8100 |  | MEDLEY PUMP MODULE LVP *MEMORIAL HERMANN |  |  | PUMPINFUSION-ALARIS-Medley 8100 | [6 empty] | Verified as Rental |  |  | MHHS-Cypress
NO | YES |  |  |  | FFL7151 |  | CAREFUSION | 8100M |  |  | Rental Equipment | MHHS-Cypress |  |  |  | FFL7151 |  | Northwest & Cypress |  | Rental Equipment | [7 empty] | PUMPINFUSION-ALARIS-Medley 8100 |  | MEDLEY PUMP MODULE LVP *MEMORIAL HERMANN |  |  | PUMPINFUSION-ALARIS-Medley 8100 | [6 empty] | Verified as Rental |  |  | MHHS-Cypress
NO | YES |  |  |  | FFL7154 |  | CAREFUSION | 8100M |  |  | Rental Equipment | MHHS-Cypress |  |  |  | FFL7154 |  | Northwest & Cypress |  | Rental Equipment | [7 empty] | PUMPINFUSION-ALARIS-Medley 8100 |  | MEDLEY PUMP MODULE LVP *MEMORIAL HERMANN |  |  | PUMPINFUSION-ALARIS-Medley 8100 | [6 empty] | Verified as Rental |  |  | MHHS-Cypress
NO | YES |  |  |  | FFL7173 |  | CAREFUSION | 8100M |  |  | Rental Equipment | MHHS-Cypress |  |  |  | FFL7173 |  | Northwest & Cypress |  | Rental Equipment | [7 empty] | PUMPINFUSION-ALARIS-Medley 8100 |  | MEDLEY PUMP MODULE LVP *MEMORIAL HERMANN |  |  | PUMPINFUSION-ALARIS-Medley 8100 | [6 empty] | Verified as Rental |  |  | MHHS-Cypress
NO | YES |  |  |  | FFL7243 |  | CAREFUSION | 8100M |  |  | Rental Equipment | MHHS-Cypress |  |  |  | FFL7243 |  | Northwest & Cypress |  | Rental Equipment | [7 empty] | PUMPINFUSION-ALARIS-Medley 8100 |  | MEDLEY PUMP MODULE LVP *MEMORIAL HERMANN |  |  | PUMPINFUSION-ALARIS-Medley 8100 | [6 empty] | Verified as Rental |  |  | MHHS-Cypress
NO | YES |  |  |  | FFL7249 |  | CAREFUSION | 8100M |  |  | Rental Equipment | MHHS-Cypress |  |  |  | FFL7249 |  | Northwest & Cypress |  | Rental Equipment | [7 empty] | PUMPINFUSION-ALARIS-Medley 8100 |  | MEDLEY PUMP MODULE LVP *MEMORIAL HERMANN |  |  | PUMPINFUSION-ALARIS-Medley 8100 | [6 empty] | Verified as Rental |  |  | MHHS-Cypress
NO | YES |  |  |  | FFL7265 |  | CAREFUSION | 8100M |  |  | Rental Equipment | MHHS-Cypress |  |  |  | FFL7265 |  | Northwest & Cypress |  | Rental Equipment | [7 empty] | PUMPINFUSION-ALARIS-Medley 8100 |  | MEDLEY PUMP MODULE LVP *MEMORIAL HERMANN |  |  | PUMPINFUSION-ALARIS-Medley 8100 | [6 empty] | Verified as Rental |  |  | MHHS-Cypress
NO | YES |  |  |  | FFL7293 |  | CAREFUSION | 8100M |  |  | Rental Equipment | MHHS-Cypress |  |  |  | FFL7293 |  | Northwest & Cypress |  | Rental Equipment | [7 empty] | PUMPINFUSION-ALARIS-Medley 8100 |  | MEDLEY PUMP MODULE LVP *MEMORIAL HERMANN |  |  | PUMPINFUSION-ALARIS-Medley 8100 | [6 empty] | Verified as Rental |  |  | MHHS-Cypress
NO | YES |  |  |  | FFL7302 |  | CAREFUSION | 8100M |  |  | Rental Equipment | MHHS-Cypress |  |  |  | FFL7302 |  | Northwest & Cypress |  | Rental Equipment | [7 empty] | PUMPINFUSION-ALARIS-Medley 8100 |  | MEDLEY PUMP MODULE LVP *MEMORIAL HERMANN |  |  | PUMPINFUSION-ALARIS-Medley 8100 | [6 empty] | Verified as Rental |  |  | MHHS-Cypress
NO | YES |  |  |  | FFL7342 |  | CAREFUSION | 8100M |  |  | Rental Equipment | MHHS-Cypress |  |  |  | FFL7342 |  | Northwest & Cypress |  | Rental Equipment | [7 empty] | PUMPINFUSION-ALARIS-Medley 8100 |  | MEDLEY PUMP MODULE LVP *MEMORIAL HERMANN |  |  | PUMPINFUSION-ALARIS-Medley 8100 | [6 empty] | Verified as Rental |  |  | MHHS-Cypress
NO | YES |  |  |  | FFL7644 |  | CAREFUSION | 8100M |  |  | Rental Equipment | MHHS-Cypress |  |  |  | FFL7644 |  | Northwest & Cypress |  | Rental Equipment | [7 empty] | PUMPINFUSION-ALARIS-Medley 8100 |  | MEDLEY PUMP MODULE LVP *MEMORIAL HERMANN |  |  | PUMPINFUSION-ALARIS-Medley 8100 | [6 empty] | Verified as Rental |  |  | MHHS-Cypress
NO | YES |  |  |  | FFL7668 |  | CAREFUSION | 8100M |  |  | Rental Equipment | MHHS-Cypress |  |  |  | FFL7668 |  | Northwest & Cypress |  | Rental Equipment | [7 empty] | PUMPINFUSION-ALARIS-Medley 8100 |  | MEDLEY PUMP MODULE LVP *MEMORIAL HERMANN |  |  | PUMPINFUSION-ALARIS-Medley 8100 | [6 empty] | Verified as Rental |  |  | MHHS-Cypress
NO | YES |  |  |  | FFL7682 |  | CAREFUSION | 8100M |  |  | Rental Equipment | MHHS-Cypress |  |  |  | FFL7682 |  | Northwest & Cypress |  | Rental Equipment | [7 empty] | PUMPINFUSION-ALARIS-Medley 8100 |  | MEDLEY PUMP MODULE LVP *MEMORIAL HERMANN |  |  | PUMPINFUSION-ALARIS-Medley 8100 | [6 empty] | Verified as Rental |  |  | MHHS-Cypress
NO | YES |  |  |  | FFL7752 |  | CAREFUSION | 8100M |  |  | Rental Equipment | MHHS-Cypress |  |  |  | FFL7752 |  | Northwest & Cypress |  | Rental Equipment | [7 empty] | PUMPINFUSION-ALARIS-Medley 8100 |  | MEDLEY PUMP MODULE LVP *MEMORIAL HERMANN |  |  | PUMPINFUSION-ALARIS-Medley 8100 | [6 empty] | Verified as Rental |  |  | MHHS-Cypress
NO | YES |  |  |  | FFL7756 |  | CAREFUSION | 8100M |  |  | Rental Equipment | MHHS-Cypress |  |  |  | FFL7756 |  | Northwest & Cypress |  | Rental Equipment | [7 empty] | PUMPINFUSION-ALARIS-Medley 8100 |  | MEDLEY PUMP MODULE LVP *MEMORIAL HERMANN |  |  | PUMPINFUSION-ALARIS-Medley 8100 | [6 empty] | Verified as Rental |  |  | MHHS-Cypress
NO | YES |  |  |  | FFL7840 |  | CAREFUSION | 8100M |  |  | Rental Equipment | MHHS-Cypress |  |  |  | FFL7840 |  | Northwest & Cypress |  | Rental Equipment | [7 empty] | PUMPINFUSION-ALARIS-Medley 8100 |  | MEDLEY PUMP MODULE LVP *MEMORIAL HERMANN |  |  | PUMPINFUSION-ALARIS-Medley 8100 | [6 empty] | Verified as Rental |  |  | MHHS-Cypress
NO | YES |  |  |  | FFL7905 |  | CAREFUSION | 8100M |  |  | Rental Equipment | MHHS-Cypress |  |  |  | FFL7905 |  | Northwest & Cypress |  | Rental Equipment | [7 empty] | PUMPINFUSION-ALARIS-Medley 8100 |  | MEDLEY PUMP MODULE LVP *MEMORIAL HERMANN |  |  | PUMPINFUSION-ALARIS-Medley 8100 | [6 empty] | Verified as Rental |  |  | MHHS-Cypress
NO | YES |  |  |  | FFL8079 |  | CAREFUSION | 8100M |  |  | Rental Equipment | MHHS-Cypress |  |  |  | FFL8079 |  | Northwest & Cypress |  | Rental Equipment | [7 empty] | PUMPINFUSION-ALARIS-Medley 8100 |  | MEDLEY PUMP MODULE LVP *MEMORIAL HERMANN |  |  | PUMPINFUSION-ALARIS-Medley 8100 | [6 empty] | Verified as Rental |  |  | MHHS-Cypress
NO | YES |  |  |  | FFL8092 |  | CAREFUSION | 8100M |  |  | Rental Equipment | MHHS-Cypress |  |  |  | FFL8092 |  | Northwest & Cypress |  | Rental Equipment | [7 empty] | PUMPINFUSION-ALARIS-Medley 8100 |  | MEDLEY PUMP MODULE LVP *MEMORIAL HERMANN |  |  | PUMPINFUSION-ALARIS-Medley 8100 | [6 empty] | Verified as Rental |  |  | MHHS-Cypress
NO | YES |  |  |  | FFL8115 |  | CAREFUSION | 8100M |  |  | Rental Equipment | MHHS-Cypress |  |  |  | FFL8115 |  | Northwest & Cypress |  | Rental Equipment | [7 empty] | PUMPINFUSION-ALARIS-Medley 8100 |  | MEDLEY PUMP MODULE LVP *MEMORIAL HERMANN |  |  | PUMPINFUSION-ALARIS-Medley 8100 | [6 empty] | Verified as Rental |  |  | MHHS-Cypress
NO | YES |  |  |  | FFL8153 |  | CAREFUSION | 8100M |  |  | Rental Equipment | MHHS-Cypress |  |  |  | FFL8153 |  | Northwest & Cypress |  | Rental Equipment | [7 empty] | PUMPINFUSION-ALARIS-Medley 8100 |  | MEDLEY PUMP MODULE LVP *MEMORIAL HERMANN |  |  | PUMPINFUSION-ALARIS-Medley 8100 | [6 empty] | Verified as Rental |  |  | MHHS-Cypress
NO | YES |  |  |  | FFL8229 |  | CAREFUSION | 8100M |  |  | Rental Equipment | MHHS-Cypress |  |  |  | FFL8229 |  | Northwest & Cypress |  | Rental Equipment | [7 empty] | PUMPINFUSION-ALARIS-Medley 8100 |  | MEDLEY PUMP MODULE LVP *MEMORIAL HERMANN |  |  | PUMPINFUSION-ALARIS-Medley 8100 | [6 empty] | Verified as Rental |  |  | MHHS-Cypress
NO | YES |  |  |  | FFL8313 |  | CAREFUSION | 8100M |  |  | Rental Equipment | MHHS-Cypress |  |  |  | FFL8313 |  | Northwest & Cypress |  | Rental Equipment | [7 empty] | PUMPINFUSION-ALARIS-Medley 8100 |  | MEDLEY PUMP MODULE LVP *MEMORIAL HERMANN |  |  | PUMPINFUSION-ALARIS-Medley 8100 | [6 empty] | Verified as Rental |  |  | MHHS-Cypress
NO | YES |  |  |  | FFL8314 |  | CAREFUSION | 8100M |  |  | Rental Equipment | MHHS-Cypress |  |  |  | FFL8314 |  | Northwest & Cypress |  | Rental Equipment | [7 empty] | PUMPINFUSION-ALARIS-Medley 8100 |  | MEDLEY PUMP MODULE LVP *MEMORIAL HERMANN |  |  | PUMPINFUSION-ALARIS-Medley 8100 | [6 empty] | Verified as Rental |  |  | MHHS-Cypress
NO | YES |  |  |  | FFL8445 |  | CAREFUSION | 8100M |  |  | Rental Equipment | MHHS-Cypress |  |  |  | FFL8445 |  | Northwest & Cypress |  | Rental Equipment | [7 empty] | PUMPINFUSION-ALARIS-Medley 8100 |  | MEDLEY PUMP MODULE LVP *MEMORIAL HERMANN |  |  | PUMPINFUSION-ALARIS-Medley 8100 | [6 empty] | Verified as Rental |  |  | MHHS-Cypress
NO | YES |  |  |  | FFL8474 |  | CAREFUSION | 8100M |  |  | Rental Equipment | MHHS-Cypress |  |  |  | FFL8474 |  | Northwest & Cypress |  | Rental Equipment | [7 empty] | PUMPINFUSION-ALARIS-Medley 8100 |  | MEDLEY PUMP MODULE LVP *MEMORIAL HERMANN |  |  | PUMPINFUSION-ALARIS-Medley 8100 | [6 empty] | Verified as Rental |  |  | MHHS-Cypress
NO | YES |  |  |  | FFL8494 |  | CAREFUSION | 8100M |  |  | Rental Equipment | MHHS-Cypress |  |  |  | FFL8494 |  | Northwest & Cypress |  | Rental Equipment | [7 empty] | PUMPINFUSION-ALARIS-Medley 8100 |  | MEDLEY PUMP MODULE LVP *MEMORIAL HERMANN |  |  | PUMPINFUSION-ALARIS-Medley 8100 | [6 empty] | Verified as Rental |  |  | MHHS-Cypress
NO | YES |  |  |  | FFL8501 |  | CAREFUSION | 8100M |  |  | Rental Equipment | MHHS-Cypress |  |  |  | FFL8501 |  | Northwest & Cypress |  | Rental Equipment | [7 empty] | PUMPINFUSION-ALARIS-Medley 8100 |  | MEDLEY PUMP MODULE LVP *MEMORIAL HERMANN |  |  | PUMPINFUSION-ALARIS-Medley 8100 | [6 empty] | Verified as Rental |  |  | MHHS-Cypress
NO | YES |  |  |  | FFL8711 |  | CAREFUSION | 8100M |  |  | Rental Equipment | MHHS-Cypress |  |  |  | FFL8711 |  | Northwest & Cypress |  | Rental Equipment | [7 empty] | PUMPINFUSION-ALARIS-Medley 8100 |  | MEDLEY PUMP MODULE LVP *MEMORIAL HERMANN |  |  | PUMPINFUSION-ALARIS-Medley 8100 | [6 empty] | Verified as Rental |  |  | MHHS-Cypress
NO | YES |  |  |  | FFL8724 |  | CAREFUSION | 8100M |  |  | Rental Equipment | MHHS-Cypress |  |  |  | FFL8724 |  | Northwest & Cypress |  | Rental Equipment | [7 empty] | PUMPINFUSION-ALARIS-Medley 8100 |  | MEDLEY PUMP MODULE LVP *MEMORIAL HERMANN |  |  | PUMPINFUSION-ALARIS-Medley 8100 | [6 empty] | Verified as Rental |  |  | MHHS-Cypress
NO | YES |  |  |  | FFL112 |  | CAREFUSION | 8100M |  |  | Rental Equipment | MHHS-Greater Heights |  |  |  | FFL112 |  | Central & Greater Heights |  | Rental Equipment | [7 empty] | PUMPINFUSION-ALARIS-Medley 8100 |  | MEDLEY PUMP MODULE LVP *MEMORIAL HERMANN |  |  | PUMPINFUSION-ALARIS-Medley 8100 | [6 empty] | Verified as Rental |  |  | MHHS-Greater Heights
NO | YES |  |  |  | FFL136 |  | CAREFUSION | 8100M |  |  | Rental Equipment | MHHS-Greater Heights |  |  |  | FFL136 |  | Central & Greater Heights |  | Rental Equipment | [7 empty] | PUMPINFUSION-ALARIS-Medley 8100 |  | MEDLEY PUMP MODULE LVP *MEMORIAL HERMANN |  |  | PUMPINFUSION-ALARIS-Medley 8100 | [6 empty] | Verified as Rental |  |  | MHHS-Greater Heights
NO | YES |  |  |  | FFL171 |  | CAREFUSION | 8100M |  |  | Rental Equipment | MHHS-Greater Heights |  |  |  | FFL171 |  | Central & Greater Heights |  | Rental Equipment | [7 empty] | PUMPINFUSION-ALARIS-Medley 8100 |  | MEDLEY PUMP MODULE LVP *MEMORIAL HERMANN |  |  | PUMPINFUSION-ALARIS-Medley 8100 | [6 empty] | Verified as Rental |  |  | MHHS-Greater Heights
NO | YES |  |  |  | FFL222 |  | CAREFUSION | 8100M |  |  | Rental Equipment | MHHS-Greater Heights |  |  |  | FFL222 |  | Central & Greater Heights |  | Rental Equipment | [7 empty] | PUMPINFUSION-ALARIS-Medley 8100 |  | MEDLEY PUMP MODULE LVP *MEMORIAL HERMANN |  |  | PUMPINFUSION-ALARIS-Medley 8100 | [6 empty] | Verified as Rental |  |  | MHHS-Greater Heights
NO | YES |  |  |  | FFL225 |  | CAREFUSION | 8100M |  |  | Rental Equipment | MHHS-Greater Heights |  |  |  | FFL225 |  | Central & Greater Heights |  | Rental Equipment | [7 empty] | PUMPINFUSION-ALARIS-Medley 8100 |  | MEDLEY PUMP MODULE LVP *MEMORIAL HERMANN |  |  | PUMPINFUSION-ALARIS-Medley 8100 | [6 empty] | Verified as Rental |  |  | MHHS-Greater Heights
NO | YES |  |  |  | FFL344 |  | CAREFUSION | 8100M |  |  | Rental Equipment | MHHS-Greater Heights |  |  |  | FFL344 |  | Central & Greater Heights |  | Rental Equipment | [7 empty] | PUMPINFUSION-ALARIS-Medley 8100 |  | MEDLEY PUMP MODULE LVP *MEMORIAL HERMANN |  |  | PUMPINFUSION-ALARIS-Medley 8100 | [6 empty] | Verified as Rental |  |  | MHHS-Greater Heights
NO | YES |  |  |  | FFL356 |  | CAREFUSION | 8100M |  |  | Rental Equipment | MHHS-Greater Heights |  |  |  | FFL356 |  | Central & Greater Heights |  | Rental Equipment | [7 empty] | PUMPINFUSION-ALARIS-Medley 8100 |  | MEDLEY PUMP MODULE LVP *MEMORIAL HERMANN |  |  | PUMPINFUSION-ALARIS-Medley 8100 | [6 empty] | Verified as Rental |  |  | MHHS-Greater Heights
NO | YES |  |  |  | FFL378 |  | CAREFUSION | 8100M |  |  | Rental Equipment | MHHS-Greater Heights |  |  |  | FFL378 |  | Central & Greater Heights |  | Rental Equipment | [7 empty] | PUMPINFUSION-ALARIS-Medley 8100 |  | MEDLEY PUMP MODULE LVP *MEMORIAL HERMANN |  |  | PUMPINFUSION-ALARIS-Medley 8100 | [6 empty] | Verified as Rental |  |  | MHHS-Greater Heights
NO | YES |  |  |  | FFL382 |  | CAREFUSION | 8100M |  |  | Rental Equipment | MHHS-Greater Heights |  |  |  | FFL382 |  | Central & Greater Heights |  | Rental Equipment | [7 empty] | PUMPINFUSION-ALARIS-Medley 8100 |  | MEDLEY PUMP MODULE LVP *MEMORIAL HERMANN |  |  | PUMPINFUSION-ALARIS-Medley 8100 | [6 empty] | Verified as Rental |  |  | MHHS-Greater Heights
NO | YES |  |  |  | FFL390 |  | CAREFUSION | 8100M |  |  | Rental Equipment | MHHS-Greater Heights |  |  |  | FFL390 |  | Central & Greater Heights |  | Rental Equipment | [7 empty] | PUMPINFUSION-ALARIS-Medley 8100 |  | MEDLEY PUMP MODULE LVP *MEMORIAL HERMANN |  |  | PUMPINFUSION-ALARIS-Medley 8100 | [6 empty] | Verified as Rental |  |  | MHHS-Greater Heights
NO | YES |  |  |  | FFL441 |  | CAREFUSION | 8100M |  |  | Rental Equipment | MHHS-Greater Heights |  |  |  | FFL441 |  | Central & Greater Heights |  | Rental Equipment | [7 empty] | PUMPINFUSION-ALARIS-Medley 8100 |  | MEDLEY PUMP MODULE LVP *MEMORIAL HERMANN |  |  | PUMPINFUSION-ALARIS-Medley 8100 | [6 empty] | Verified as Rental |  |  | MHHS-Greater Heights
NO | YES |  |  |  | FFL462 |  | CAREFUSION | 8100M |  |  | Rental Equipment | MHHS-Greater Heights |  |  |  | FFL462 |  | Central & Greater Heights |  | Rental Equipment | [7 empty] | PUMPINFUSION-ALARIS-Medley 8100 |  | MEDLEY PUMP MODULE LVP *MEMORIAL HERMANN |  |  | PUMPINFUSION-ALARIS-Medley 8100 | [6 empty] | Verified as Rental |  |  | MHHS-Greater Heights
NO | YES |  |  |  | FFL531 |  | CAREFUSION | 8100M |  |  | Rental Equipment | MHHS-Greater Heights |  |  |  | FFL531 |  | Central & Greater Heights |  | Rental Equipment | [7 empty] | PUMPINFUSION-ALARIS-Medley 8100 |  | MEDLEY PUMP MODULE LVP *MEMORIAL HERMANN |  |  | PUMPINFUSION-ALARIS-Medley 8100 | [6 empty] | Verified as Rental |  |  | MHHS-Greater Heights
NO | YES |  |  |  | FFL575 |  | CAREFUSION | 8100M |  |  | Rental Equipment | MHHS-Greater Heights |  |  |  | FFL575 |  | Central & Greater Heights |  | Rental Equipment | [7 empty] | PUMPINFUSION-ALARIS-Medley 8100 |  | MEDLEY PUMP MODULE LVP *MEMORIAL HERMANN |  |  | PUMPINFUSION-ALARIS-Medley 8100 | [6 empty] | Verified as Rental |  |  | MHHS-Greater Heights
NO | YES |  |  |  | FFL598 |  | CAREFUSION | 8100M |  |  | Rental Equipment | MHHS-Greater Heights |  |  |  | FFL598 |  | Central & Greater Heights |  | Rental Equipment | [7 empty] | PUMPINFUSION-ALARIS-Medley 8100 |  | MEDLEY PUMP MODULE LVP *MEMORIAL HERMANN |  |  | PUMPINFUSION-ALARIS-Medley 8100 | [6 empty] | Verified as Rental |  |  | MHHS-Greater Heights
NO | YES |  |  |  | FFL605 |  | CAREFUSION | 8100M |  |  | Rental Equipment | MHHS-Greater Heights |  |  |  | FFL605 |  | Central & Greater Heights |  | Rental Equipment | [7 empty] | PUMPINFUSION-ALARIS-Medley 8100 |  | MEDLEY PUMP MODULE LVP *MEMORIAL HERMANN |  |  | PUMPINFUSION-ALARIS-Medley 8100 | [6 empty] | Verified as Rental |  |  | MHHS-Greater Heights
NO | YES |  |  |  | FFL636 |  | CAREFUSION | 8100M |  |  | Rental Equipment | MHHS-Greater Heights |  |  |  | FFL636 |  | Central & Greater Heights |  | Rental Equipment | [7 empty] | PUMPINFUSION-ALARIS-Medley 8100 |  | MEDLEY PUMP MODULE LVP *MEMORIAL HERMANN |  |  | PUMPINFUSION-ALARIS-Medley 8100 | [6 empty] | Verified as Rental |  |  | MHHS-Greater Heights
NO | YES |  |  |  | FFL641 |  | CAREFUSION | 8100M |  |  | Rental Equipment | MHHS-Greater Heights |  |  |  | FFL641 |  | Central & Greater Heights |  | Rental Equipment | [7 empty] | PUMPINFUSION-ALARIS-Medley 8100 |  | MEDLEY PUMP MODULE LVP *MEMORIAL HERMANN |  |  | PUMPINFUSION-ALARIS-Medley 8100 | [6 empty] | Verified as Rental |  |  | MHHS-Greater Heights
NO | YES |  |  |  | FFL666 |  | CAREFUSION | 8100M |  |  | Rental Equipment | MHHS-Greater Heights |  |  |  | FFL666 |  | Central & Greater Heights |  | Rental Equipment | [7 empty] | PUMPINFUSION-ALARIS-Medley 8100 |  | MEDLEY PUMP MODULE LVP *MEMORIAL HERMANN |  |  | PUMPINFUSION-ALARIS-Medley 8100 | [6 empty] | Verified as Rental |  |  | MHHS-Greater Heights
NO | YES |  |  |  | FFL680 |  | CAREFUSION | 8100M |  |  | Rental Equipment | MHHS-Greater Heights |  |  |  | FFL680 |  | Central & Greater Heights |  | Rental Equipment | [7 empty] | PUMPINFUSION-ALARIS-Medley 8100 |  | MEDLEY PUMP MODULE LVP *MEMORIAL HERMANN |  |  | PUMPINFUSION-ALARIS-Medley 8100 | [6 empty] | Verified as Rental |  |  | MHHS-Greater Heights
NO | YES |  |  |  | FFL730 |  | CAREFUSION | 8100M |  |  | Rental Equipment | MHHS-Greater Heights |  |  |  | FFL730 |  | Central & Greater Heights |  | Rental Equipment | [7 empty] | PUMPINFUSION-ALARIS-Medley 8100 |  | MEDLEY PUMP MODULE LVP *MEMORIAL HERMANN |  |  | PUMPINFUSION-ALARIS-Medley 8100 | [6 empty] | Verified as Rental |  |  | MHHS-Greater Heights
NO | YES |  |  |  | FFL739 |  | CAREFUSION | 8100M |  |  | Rental Equipment | MHHS-Greater Heights |  |  |  | FFL739 |  | Central & Greater Heights |  | Rental Equipment | [7 empty] | PUMPINFUSION-ALARIS-Medley 8100 |  | MEDLEY PUMP MODULE LVP *MEMORIAL HERMANN |  |  | PUMPINFUSION-ALARIS-Medley 8100 | [6 empty] | Verified as Rental |  |  | MHHS-Greater Heights
NO | YES |  |  |  | FFL754 |  | CAREFUSION | 8100M |  |  | Rental Equipment | MHHS-Greater Heights |  |  |  | FFL754 |  | Central & Greater Heights |  | Rental Equipment | [7 empty] | PUMPINFUSION-ALARIS-Medley 8100 |  | MEDLEY PUMP MODULE LVP *MEMORIAL HERMANN |  |  | PUMPINFUSION-ALARIS-Medley 8100 | [6 empty] | Verified as Rental |  |  | MHHS-Greater Heights
NO | YES |  |  |  | FFL765 |  | CAREFUSION | 8100M |  |  | Rental Equipment | MHHS-Greater Heights |  |  |  | FFL765 |  | Central & Greater Heights |  | Rental Equipment | [7 empty] | PUMPINFUSION-ALARIS-Medley 8100 |  | MEDLEY PUMP MODULE LVP *MEMORIAL HERMANN |  |  | PUMPINFUSION-ALARIS-Medley 8100 | [6 empty] | Verified as Rental |  |  | MHHS-Greater Heights
NO | YES |  |  |  | FFL767 |  | CAREFUSION | 8100M |  |  | Rental Equipment | MHHS-Greater Heights |  |  |  | FFL767 |  | Central & Greater Heights |  | Rental Equipment | [7 empty] | PUMPINFUSION-ALARIS-Medley 8100 |  | MEDLEY PUMP MODULE LVP *MEMORIAL HERMANN |  |  | PUMPINFUSION-ALARIS-Medley 8100 | [6 empty] | Verified as Rental |  |  | MHHS-Greater Heights
NO | YES |  |  |  | FFL834 |  | CAREFUSION | 8100M |  |  | Rental Equipment | MHHS-Greater Heights |  |  |  | FFL834 |  | Central & Greater Heights |  | Rental Equipment | [7 empty] | PUMPINFUSION-ALARIS-Medley 8100 |  | MEDLEY PUMP MODULE LVP *MEMORIAL HERMANN |  |  | PUMPINFUSION-ALARIS-Medley 8100 | [6 empty] | Verified as Rental |  |  | MHHS-Greater Heights
NO | YES |  |  |  | FFL854 |  | CAREFUSION | 8100M |  |  | Rental Equipment | MHHS-Greater Heights |  |  |  | FFL854 |  | Central & Greater Heights |  | Rental Equipment | [7 empty] | PUMPINFUSION-ALARIS-Medley 8100 |  | MEDLEY PUMP MODULE LVP *MEMORIAL HERMANN |  |  | PUMPINFUSION-ALARIS-Medley 8100 | [6 empty] | Verified as Rental |  |  | MHHS-Greater Heights
NO | YES |  |  |  | FFL873 |  | CAREFUSION | 8100M |  |  | Rental Equipment | MHHS-Greater Heights |  |  |  | FFL873 |  | Central & Greater Heights |  | Rental Equipment | [7 empty] | PUMPINFUSION-ALARIS-Medley 8100 |  | MEDLEY PUMP MODULE LVP *MEMORIAL HERMANN |  |  | PUMPINFUSION-ALARIS-Medley 8100 | [6 empty] | Verified as Rental |  |  | MHHS-Greater Heights
NO | YES |  |  |  | FFL877 |  | CAREFUSION | 8100M |  |  | Rental Equipment | MHHS-Greater Heights |  |  |  | FFL877 |  | Central & Greater Heights |  | Rental Equipment | [7 empty] | PUMPINFUSION-ALARIS-Medley 8100 |  | MEDLEY PUMP MODULE LVP *MEMORIAL HERMANN |  |  | PUMPINFUSION-ALARIS-Medley 8100 | [6 empty] | Verified as Rental |  |  | MHHS-Greater Heights
NO | YES |  |  |  | FFL882 |  | CAREFUSION | 8100M |  |  | Rental Equipment | MHHS-Greater Heights |  |  |  | FFL882 |  | Central & Greater Heights |  | Rental Equipment | [7 empty] | PUMPINFUSION-ALARIS-Medley 8100 |  | MEDLEY PUMP MODULE LVP *MEMORIAL HERMANN |  |  | PUMPINFUSION-ALARIS-Medley 8100 | [6 empty] | Verified as Rental |  |  | MHHS-Greater Heights
NO | YES |  |  |  | FFL887 |  | CAREFUSION | 8100M |  |  | Rental Equipment | MHHS-Greater Heights |  |  |  | FFL887 |  | Central & Greater Heights |  | Rental Equipment | [7 empty] | PUMPINFUSION-ALARIS-Medley 8100 |  | MEDLEY PUMP MODULE LVP *MEMORIAL HERMANN |  |  | PUMPINFUSION-ALARIS-Medley 8100 | [6 empty] | Verified as Rental |  |  | MHHS-Greater Heights
NO | YES |  |  |  | FFL898 |  | CAREFUSION | 8100M |  |  | Rental Equipment | MHHS-Greater Heights |  |  |  | FFL898 |  | Central & Greater Heights |  | Rental Equipment | [7 empty] | PUMPINFUSION-ALARIS-Medley 8100 |  | MEDLEY PUMP MODULE LVP *MEMORIAL HERMANN |  |  | PUMPINFUSION-ALARIS-Medley 8100 | [6 empty] | Verified as Rental |  |  | MHHS-Greater Heights
NO | YES |  |  |  | FFL915 |  | CAREFUSION | 8100M |  |  | Rental Equipment | MHHS-Greater Heights |  |  |  | FFL915 |  | Central & Greater Heights |  | Rental Equipment | [7 empty] | PUMPINFUSION-ALARIS-Medley 8100 |  | MEDLEY PUMP MODULE LVP *MEMORIAL HERMANN |  |  | PUMPINFUSION-ALARIS-Medley 8100 | [6 empty] | Verified as Rental |  |  | MHHS-Greater Heights
NO | YES |  |  |  | FFL960 |  | CAREFUSION | 8100M |  |  | Rental Equipment | MHHS-Greater Heights |  |  |  | FFL960 |  | Central & Greater Heights |  | Rental Equipment | [7 empty] | PUMPINFUSION-ALARIS-Medley 8100 |  | MEDLEY PUMP MODULE LVP *MEMORIAL HERMANN |  |  | PUMPINFUSION-ALARIS-Medley 8100 | [6 empty] | Verified as Rental |  |  | MHHS-Greater Heights
NO | YES |  |  |  | FFL981 |  | CAREFUSION | 8100M |  |  | Rental Equipment | MHHS-Greater Heights |  |  |  | FFL981 |  | Central & Greater Heights |  | Rental Equipment | [7 empty] | PUMPINFUSION-ALARIS-Medley 8100 |  | MEDLEY PUMP MODULE LVP *MEMORIAL HERMANN |  |  | PUMPINFUSION-ALARIS-Medley 8100 | [6 empty] | Verified as Rental |  |  | MHHS-Greater Heights
NO | YES |  |  |  | FFL1023 |  | CAREFUSION | 8100M |  |  | Rental Equipment | MHHS-Greater Heights |  |  |  | FFL1023 |  | Central & Greater Heights |  | Rental Equipment | [7 empty] | PUMPINFUSION-ALARIS-Medley 8100 |  | MEDLEY PUMP MODULE LVP *MEMORIAL HERMANN |  |  | PUMPINFUSION-ALARIS-Medley 8100 | [6 empty] | Verified as Rental |  |  | MHHS-Greater Heights
NO | YES |  |  |  | FFL1039 |  | CAREFUSION | 8100M |  |  | Rental Equipment | MHHS-Greater Heights |  |  |  | FFL1039 |  | Central & Greater Heights |  | Rental Equipment | [7 empty] | PUMPINFUSION-ALARIS-Medley 8100 |  | MEDLEY PUMP MODULE LVP *MEMORIAL HERMANN |  |  | PUMPINFUSION-ALARIS-Medley 8100 | [6 empty] | Verified as Rental |  |  | MHHS-Greater Heights
NO | YES |  |  |  | FFL1041 |  | CAREFUSION | 8100M |  |  | Rental Equipment | MHHS-Greater Heights |  |  |  | FFL1041 |  | Central & Greater Heights |  | Rental Equipment | [7 empty] | PUMPINFUSION-ALARIS-Medley 8100 |  | MEDLEY PUMP MODULE LVP *MEMORIAL HERMANN |  |  | PUMPINFUSION-ALARIS-Medley 8100 | [6 empty] | Verified as Rental |  |  | MHHS-Greater Heights
NO | YES |  |  |  | FFL1082 |  | CAREFUSION | 8100M |  |  | Rental Equipment | MHHS-Greater Heights |  |  |  | FFL1082 |  | Central & Greater Heights |  | Rental Equipment | [7 empty] | PUMPINFUSION-ALARIS-Medley 8100 |  | MEDLEY PUMP MODULE LVP *MEMORIAL HERMANN |  |  | PUMPINFUSION-ALARIS-Medley 8100 | [6 empty] | Verified as Rental |  |  | MHHS-Greater Heights
NO | YES |  |  |  | FFL1102 |  | CAREFUSION | 8100M |  |  | Rental Equipment | MHHS-Greater Heights |  |  |  | FFL1102 |  | Central & Greater Heights |  | Rental Equipment | [7 empty] | PUMPINFUSION-ALARIS-Medley 8100 |  | MEDLEY PUMP MODULE LVP *MEMORIAL HERMANN |  |  | PUMPINFUSION-ALARIS-Medley 8100 | [6 empty] | Verified as Rental |  |  | MHHS-Greater Heights
NO | YES |  |  |  | FFL1117 |  | CAREFUSION | 8100M |  |  | Rental Equipment | MHHS-Greater Heights |  |  |  | FFL1117 |  | Central & Greater Heights |  | Rental Equipment | [7 empty] | PUMPINFUSION-ALARIS-Medley 8100 |  | MEDLEY PUMP MODULE LVP *MEMORIAL HERMANN |  |  | PUMPINFUSION-ALARIS-Medley 8100 | [6 empty] | Verified as Rental |  |  | MHHS-Greater Heights
NO | YES |  |  |  | FFL1123 |  | CAREFUSION | 8100M |  |  | Rental Equipment | MHHS-Greater Heights |  |  |  | FFL1123 |  | Central & Greater Heights |  | Rental Equipment | [7 empty] | PUMPINFUSION-ALARIS-Medley 8100 |  | MEDLEY PUMP MODULE LVP *MEMORIAL HERMANN |  |  | PUMPINFUSION-ALARIS-Medley 8100 | [6 empty] | Verified as Rental |  |  | MHHS-Greater Heights
NO | YES |  |  |  | FFL1125 |  | CAREFUSION | 8100M |  |  | Rental Equipment | MHHS-Greater Heights |  |  |  | FFL1125 |  | Central & Greater Heights |  | Rental Equipment | [7 empty] | PUMPINFUSION-ALARIS-Medley 8100 |  | MEDLEY PUMP MODULE LVP *MEMORIAL HERMANN |  |  | PUMPINFUSION-ALARIS-Medley 8100 | [6 empty] | Verified as Rental |  |  | MHHS-Greater Heights
NO | YES |  |  |  | FFL1126 |  | CAREFUSION | 8100M |  |  | Rental Equipment | MHHS-Greater Heights |  |  |  | FFL1126 |  | Central & Greater Heights |  | Rental Equipment | [7 empty] | PUMPINFUSION-ALARIS-Medley 8100 |  | MEDLEY PUMP MODULE LVP *MEMORIAL HERMANN |  |  | PUMPINFUSION-ALARIS-Medley 8100 | [6 empty] | Verified as Rental |  |  | MHHS-Greater Heights
NO | YES |  |  |  | FFL1130 |  | CAREFUSION | 8100M |  |  | Rental Equipment | MHHS-Greater Heights |  |  |  | FFL1130 |  | Central & Greater Heights |  | Rental Equipment | [7 empty] | PUMPINFUSION-ALARIS-Medley 8100 |  | MEDLEY PUMP MODULE LVP *MEMORIAL HERMANN |  |  | PUMPINFUSION-ALARIS-Medley 8100 | [6 empty] | Verified as Rental |  |  | MHHS-Greater Heights
NO | YES |  |  |  | FFL1160 |  | CAREFUSION | 8100M |  |  | Rental Equipment | MHHS-Greater Heights |  |  |  | FFL1160 |  | Central & Greater Heights |  | Rental Equipment | [7 empty] | PUMPINFUSION-ALARIS-Medley 8100 |  | MEDLEY PUMP MODULE LVP *MEMORIAL HERMANN |  |  | PUMPINFUSION-ALARIS-Medley 8100 | [6 empty] | Verified as Rental |  |  | MHHS-Greater Heights
NO | YES |  |  |  | FFL1174 |  | CAREFUSION | 8100M |  |  | Rental Equipment | MHHS-Greater Heights |  |  |  | FFL1174 |  | Central & Greater Heights |  | Rental Equipment | [7 empty] | PUMPINFUSION-ALARIS-Medley 8100 |  | MEDLEY PUMP MODULE LVP *MEMORIAL HERMANN |  |  | PUMPINFUSION-ALARIS-Medley 8100 | [6 empty] | Verified as Rental |  |  | MHHS-Greater Heights
NO | YES |  |  |  | FFL1192 |  | CAREFUSION | 8100M |  |  | Rental Equipment | MHHS-Greater Heights |  |  |  | FFL1192 |  | Central & Greater Heights |  | Rental Equipment | [7 empty] | PUMPINFUSION-ALARIS-Medley 8100 |  | MEDLEY PUMP MODULE LVP *MEMORIAL HERMANN |  |  | PUMPINFUSION-ALARIS-Medley 8100 | [6 empty] | Verified as Rental |  |  | MHHS-Greater Heights
NO | YES |  |  |  | FFL1193 |  | CAREFUSION | 8100M |  |  | Rental Equipment | MHHS-Greater Heights |  |  |  | FFL1193 |  | Central & Greater Heights |  | Rental Equipment | [7 empty] | PUMPINFUSION-ALARIS-Medley 8100 |  | MEDLEY PUMP MODULE LVP *MEMORIAL HERMANN |  |  | PUMPINFUSION-ALARIS-Medley 8100 | [6 empty] | Verified as Rental |  |  | MHHS-Greater Heights
NO | YES |  |  |  | FFL1208 |  | CAREFUSION | 8100M |  |  | Rental Equipment | MHHS-Greater Heights |  |  |  | FFL1208 |  | Central & Greater Heights |  | Rental Equipment | [7 empty] | PUMPINFUSION-ALARIS-Medley 8100 |  | MEDLEY PUMP MODULE LVP *MEMORIAL HERMANN |  |  | PUMPINFUSION-ALARIS-Medley 8100 | [6 empty] | Verified as Rental |  |  | MHHS-Greater Heights
NO | YES |  |  |  | FFL1230 |  | CAREFUSION | 8100M |  |  | Rental Equipment | MHHS-Greater Heights |  |  |  | FFL1230 |  | Central & Greater Heights |  | Rental Equipment | [7 empty] | PUMPINFUSION-ALARIS-Medley 8100 |  | MEDLEY PUMP MODULE LVP *MEMORIAL HERMANN |  |  | PUMPINFUSION-ALARIS-Medley 8100 | [6 empty] | Verified as Rental |  |  | MHHS-Greater Heights
NO | YES |  |  |  | FFL1243 |  | CAREFUSION | 8100M |  |  | Rental Equipment | MHHS-Greater Heights |  |  |  | FFL1243 |  | Central & Greater Heights |  | Rental Equipment | [7 empty] | PUMPINFUSION-ALARIS-Medley 8100 |  | MEDLEY PUMP MODULE LVP *MEMORIAL HERMANN |  |  | PUMPINFUSION-ALARIS-Medley 8100 | [6 empty] | Verified as Rental |  |  | MHHS-Greater Heights
NO | YES |  |  |  | FFL1307 |  | CAREFUSION | 8100M |  |  | Rental Equipment | MHHS-Greater Heights |  |  |  | FFL1307 |  | Central & Greater Heights |  | Rental Equipment | [7 empty] | PUMPINFUSION-ALARIS-Medley 8100 |  | MEDLEY PUMP MODULE LVP *MEMORIAL HERMANN |  |  | PUMPINFUSION-ALARIS-Medley 8100 | [6 empty] | Verified as Rental |  |  | MHHS-Greater Heights
NO | YES |  |  |  | FFL1309 |  | CAREFUSION | 8100M |  |  | Rental Equipment | MHHS-Greater Heights |  |  |  | FFL1309 |  | Central & Greater Heights |  | Rental Equipment | [7 empty] | PUMPINFUSION-ALARIS-Medley 8100 |  | MEDLEY PUMP MODULE LVP *MEMORIAL HERMANN |  |  | PUMPINFUSION-ALARIS-Medley 8100 | [6 empty] | Verified as Rental |  |  | MHHS-Greater Heights
NO | YES |  |  |  | FFL1310 |  | CAREFUSION | 8100M |  |  | Rental Equipment | MHHS-Greater Heights |  |  |  | FFL1310 |  | Central & Greater Heights |  | Rental Equipment | [7 empty] | PUMPINFUSION-ALARIS-Medley 8100 |  | MEDLEY PUMP MODULE LVP *MEMORIAL HERMANN |  |  | PUMPINFUSION-ALARIS-Medley 8100 | [6 empty] | Verified as Rental |  |  | MHHS-Greater Heights
NO | YES |  |  |  | FFL1317 |  | CAREFUSION | 8100M |  |  | Rental Equipment | MHHS-Greater Heights |  |  |  | FFL1317 |  | Central & Greater Heights |  | Rental Equipment | [7 empty] | PUMPINFUSION-ALARIS-Medley 8100 |  | MEDLEY PUMP MODULE LVP *MEMORIAL HERMANN |  |  | PUMPINFUSION-ALARIS-Medley 8100 | [6 empty] | Verified as Rental |  |  | MHHS-Greater Heights
NO | YES |  |  |  | FFL1352 |  | CAREFUSION | 8100M |  |  | Rental Equipment | MHHS-Greater Heights |  |  |  | FFL1352 |  | Central & Greater Heights |  | Rental Equipment | [7 empty] | PUMPINFUSION-ALARIS-Medley 8100 |  | MEDLEY PUMP MODULE LVP *MEMORIAL HERMANN |  |  | PUMPINFUSION-ALARIS-Medley 8100 | [6 empty] | Verified as Rental |  |  | MHHS-Greater Heights
NO | YES |  |  |  | FFL1374 |  | CAREFUSION | 8100M |  |  | Rental Equipment | MHHS-Greater Heights |  |  |  | FFL1374 |  | Central & Greater Heights |  | Rental Equipment | [7 empty] | PUMPINFUSION-ALARIS-Medley 8100 |  | MEDLEY PUMP MODULE LVP *MEMORIAL HERMANN |  |  | PUMPINFUSION-ALARIS-Medley 8100 | [6 empty] | Verified as Rental |  |  | MHHS-Greater Heights
NO | YES |  |  |  | FFL1379 |  | CAREFUSION | 8100M |  |  | Rental Equipment | MHHS-Greater Heights |  |  |  | FFL1379 |  | Central & Greater Heights |  | Rental Equipment | [7 empty] | PUMPINFUSION-ALARIS-Medley 8100 |  | MEDLEY PUMP MODULE LVP *MEMORIAL HERMANN |  |  | PUMPINFUSION-ALARIS-Medley 8100 | [6 empty] | Verified as Rental |  |  | MHHS-Greater Heights
NO | YES |  |  |  | FFL1392 |  | CAREFUSION | 8100M |  |  | Rental Equipment | MHHS-Greater Heights |  |  |  | FFL1392 |  | Central & Greater Heights |  | Rental Equipment | [7 empty] | PUMPINFUSION-ALARIS-Medley 8100 |  | MEDLEY PUMP MODULE LVP *MEMORIAL HERMANN |  |  | PUMPINFUSION-ALARIS-Medley 8100 | [6 empty] | Verified as Rental |  |  | MHHS-Greater Heights
NO | YES |  |  |  | FFL1454 |  | CAREFUSION | 8100M |  |  | Rental Equipment | MHHS-Greater Heights |  |  |  | FFL1454 |  | Central & Greater Heights |  | Rental Equipment | [7 empty] | PUMPINFUSION-ALARIS-Medley 8100 |  | MEDLEY PUMP MODULE LVP *MEMORIAL HERMANN |  |  | PUMPINFUSION-ALARIS-Medley 8100 | [6 empty] | Verified as Rental |  |  | MHHS-Greater Heights
NO | YES |  |  |  | FFL1465 |  | CAREFUSION | 8100M |  |  | Rental Equipment | MHHS-Greater Heights |  |  |  | FFL1465 |  | Central & Greater Heights |  | Rental Equipment | [7 empty] | PUMPINFUSION-ALARIS-Medley 8100 |  | MEDLEY PUMP MODULE LVP *MEMORIAL HERMANN |  |  | PUMPINFUSION-ALARIS-Medley 8100 | [6 empty] | Verified as Rental |  |  | MHHS-Greater Heights
NO | YES |  |  |  | FFL1470 |  | CAREFUSION | 8100M |  |  | Rental Equipment | MHHS-Greater Heights |  |  |  | FFL1470 |  | Central & Greater Heights |  | Rental Equipment | [7 empty] | PUMPINFUSION-ALARIS-Medley 8100 |  | MEDLEY PUMP MODULE LVP *MEMORIAL HERMANN |  |  | PUMPINFUSION-ALARIS-Medley 8100 | [6 empty] | Verified as Rental |  |  | MHHS-Greater Heights
NO | YES |  |  |  | FFL1486 |  | CAREFUSION | 8100M |  |  | Rental Equipment | MHHS-Greater Heights |  |  |  | FFL1486 |  | Central & Greater Heights |  | Rental Equipment | [7 empty] | PUMPINFUSION-ALARIS-Medley 8100 |  | MEDLEY PUMP MODULE LVP *MEMORIAL HERMANN |  |  | PUMPINFUSION-ALARIS-Medley 8100 | [6 empty] | Verified as Rental |  |  | MHHS-Greater Heights
NO | YES |  |  |  | FFL1493 |  | CAREFUSION | 8100M |  |  | Rental Equipment | MHHS-Greater Heights |  |  |  | FFL1493 |  | Central & Greater Heights |  | Rental Equipment | [7 empty] | PUMPINFUSION-ALARIS-Medley 8100 |  | MEDLEY PUMP MODULE LVP *MEMORIAL HERMANN |  |  | PUMPINFUSION-ALARIS-Medley 8100 | [6 empty] | Verified as Rental |  |  | MHHS-Greater Heights
NO | YES |  |  |  | FFL1501 |  | CAREFUSION | 8100M |  |  | Rental Equipment | MHHS-Greater Heights |  |  |  | FFL1501 |  | Central & Greater Heights |  | Rental Equipment | [7 empty] | PUMPINFUSION-ALARIS-Medley 8100 |  | MEDLEY PUMP MODULE LVP *MEMORIAL HERMANN |  |  | PUMPINFUSION-ALARIS-Medley 8100 | [6 empty] | Verified as Rental |  |  | MHHS-Greater Heights
NO | YES |  |  |  | FFL1532 |  | CAREFUSION | 8100M |  |  | Rental Equipment | MHHS-Greater Heights |  |  |  | FFL1532 |  | Central & Greater Heights |  | Rental Equipment | [7 empty] | PUMPINFUSION-ALARIS-Medley 8100 |  | MEDLEY PUMP MODULE LVP *MEMORIAL HERMANN |  |  | PUMPINFUSION-ALARIS-Medley 8100 | [6 empty] | Verified as Rental |  |  | MHHS-Greater Heights
NO | YES |  |  |  | FFL1552 |  | CAREFUSION | 8100M |  |  | Rental Equipment | MHHS-Greater Heights |  |  |  | FFL1552 |  | Central & Greater Heights |  | Rental Equipment | [7 empty] | PUMPINFUSION-ALARIS-Medley 8100 |  | MEDLEY PUMP MODULE LVP *MEMORIAL HERMANN |  |  | PUMPINFUSION-ALARIS-Medley 8100 | [6 empty] | Verified as Rental |  |  | MHHS-Greater Heights
NO | YES |  |  |  | FFL1563 |  | CAREFUSION | 8100M |  |  | Rental Equipment | MHHS-Greater Heights |  |  |  | FFL1563 |  | Central & Greater Heights |  | Rental Equipment | [7 empty] | PUMPINFUSION-ALARIS-Medley 8100 |  | MEDLEY PUMP MODULE LVP *MEMORIAL HERMANN |  |  | PUMPINFUSION-ALARIS-Medley 8100 | [6 empty] | Verified as Rental |  |  | MHHS-Greater Heights
NO | YES |  |  |  | FFL1604 |  | CAREFUSION | 8100M |  |  | Rental Equipment | MHHS-Greater Heights |  |  |  | FFL1604 |  | Central & Greater Heights |  | Rental Equipment | [7 empty] | PUMPINFUSION-ALARIS-Medley 8100 |  | MEDLEY PUMP MODULE LVP *MEMORIAL HERMANN |  |  | PUMPINFUSION-ALARIS-Medley 8100 | [6 empty] | Verified as Rental |  |  | MHHS-Greater Heights
NO | YES |  |  |  | FFL1616 |  | CAREFUSION | 8100M |  |  | Rental Equipment | MHHS-Greater Heights |  |  |  | FFL1616 |  | Central & Greater Heights |  | Rental Equipment | [7 empty] | PUMPINFUSION-ALARIS-Medley 8100 |  | MEDLEY PUMP MODULE LVP *MEMORIAL HERMANN |  |  | PUMPINFUSION-ALARIS-Medley 8100 | [6 empty] | Verified as Rental |  |  | MHHS-Greater Heights
NO | YES |  |  |  | FFL1619 |  | CAREFUSION | 8100M |  |  | Rental Equipment | MHHS-Greater Heights |  |  |  | FFL1619 |  | Central & Greater Heights |  | Rental Equipment | [7 empty] | PUMPINFUSION-ALARIS-Medley 8100 |  | MEDLEY PUMP MODULE LVP *MEMORIAL HERMANN |  |  | PUMPINFUSION-ALARIS-Medley 8100 | [6 empty] | Verified as Rental |  |  | MHHS-Greater Heights
NO | YES |  |  |  | FFL1620 |  | CAREFUSION | 8100M |  |  | Rental Equipment | MHHS-Greater Heights |  |  |  | FFL1620 |  | Central & Greater Heights |  | Rental Equipment | [7 empty] | PUMPINFUSION-ALARIS-Medley 8100 |  | MEDLEY PUMP MODULE LVP *MEMORIAL HERMANN |  |  | PUMPINFUSION-ALARIS-Medley 8100 | [6 empty] | Verified as Rental |  |  | MHHS-Greater Heights
NO | YES |  |  |  | FFL1705 |  | CAREFUSION | 8100M |  |  | Rental Equipment | MHHS-Greater Heights |  |  |  | FFL1705 |  | Central & Greater Heights |  | Rental Equipment | [7 empty] | PUMPINFUSION-ALARIS-Medley 8100 |  | MEDLEY PUMP MODULE LVP *MEMORIAL HERMANN |  |  | PUMPINFUSION-ALARIS-Medley 8100 | [6 empty] | Verified as Rental |  |  | MHHS-Greater Heights
NO | YES |  |  |  | FFL1715 |  | CAREFUSION | 8100M |  |  | Rental Equipment | MHHS-Greater Heights |  |  |  | FFL1715 |  | Central & Greater Heights |  | Rental Equipment | [7 empty] | PUMPINFUSION-ALARIS-Medley 8100 |  | MEDLEY PUMP MODULE LVP *MEMORIAL HERMANN |  |  | PUMPINFUSION-ALARIS-Medley 8100 | [6 empty] | Verified as Rental |  |  | MHHS-Greater Heights
NO | YES |  |  |  | FFL1716 |  | CAREFUSION | 8100M |  |  | Rental Equipment | MHHS-Greater Heights |  |  |  | FFL1716 |  | Central & Greater Heights |  | Rental Equipment | [7 empty] | PUMPINFUSION-ALARIS-Medley 8100 |  | MEDLEY PUMP MODULE LVP *MEMORIAL HERMANN |  |  | PUMPINFUSION-ALARIS-Medley 8100 | [6 empty] | Verified as Rental |  |  | MHHS-Greater Heights
NO | YES |  |  |  | FFL1774 |  | CAREFUSION | 8100M |  |  | Rental Equipment | MHHS-Greater Heights |  |  |  | FFL1774 |  | Central & Greater Heights |  | Rental Equipment | [7 empty] | PUMPINFUSION-ALARIS-Medley 8100 |  | MEDLEY PUMP MODULE LVP *MEMORIAL HERMANN |  |  | PUMPINFUSION-ALARIS-Medley 8100 | [6 empty] | Verified as Rental |  |  | MHHS-Greater Heights
NO | YES |  |  |  | FFL1786 |  | CAREFUSION | 8100M |  |  | Rental Equipment | MHHS-Greater Heights |  |  |  | FFL1786 |  | Central & Greater Heights |  | Rental Equipment | [7 empty] | PUMPINFUSION-ALARIS-Medley 8100 |  | MEDLEY PUMP MODULE LVP *MEMORIAL HERMANN |  |  | PUMPINFUSION-ALARIS-Medley 8100 | [6 empty] | Verified as Rental |  |  | MHHS-Greater Heights
NO | YES |  |  |  | FFL1788 |  | CAREFUSION | 8100M |  |  | Rental Equipment | MHHS-Greater Heights |  |  |  | FFL1788 |  | Central & Greater Heights |  | Rental Equipment | [7 empty] | PUMPINFUSION-ALARIS-Medley 8100 |  | MEDLEY PUMP MODULE LVP *MEMORIAL HERMANN |  |  | PUMPINFUSION-ALARIS-Medley 8100 | [6 empty] | Verified as Rental |  |  | MHHS-Greater Heights
NO | YES |  |  |  | FFL1800 |  | CAREFUSION | 8100M |  |  | Rental Equipment | MHHS-Greater Heights |  |  |  | FFL1800 |  | Central & Greater Heights |  | Rental Equipment | [7 empty] | PUMPINFUSION-ALARIS-Medley 8100 |  | MEDLEY PUMP MODULE LVP *MEMORIAL HERMANN |  |  | PUMPINFUSION-ALARIS-Medley 8100 | [6 empty] | Verified as Rental |  |  | MHHS-Greater Heights
NO | YES |  |  |  | FFL1807 |  | CAREFUSION | 8100M |  |  | Rental Equipment | MHHS-Greater Heights |  |  |  | FFL1807 |  | Central & Greater Heights |  | Rental Equipment | [7 empty] | PUMPINFUSION-ALARIS-Medley 8100 |  | MEDLEY PUMP MODULE LVP *MEMORIAL HERMANN |  |  | PUMPINFUSION-ALARIS-Medley 8100 | [6 empty] | Verified as Rental |  |  | MHHS-Greater Heights
NO | YES |  |  |  | FFL1809 |  | CAREFUSION | 8100M |  |  | Rental Equipment | MHHS-Greater Heights |  |  |  | FFL1809 |  | Central & Greater Heights |  | Rental Equipment | [7 empty] | PUMPINFUSION-ALARIS-Medley 8100 |  | MEDLEY PUMP MODULE LVP *MEMORIAL HERMANN |  |  | PUMPINFUSION-ALARIS-Medley 8100 | [6 empty] | Verified as Rental |  |  | MHHS-Greater Heights
NO | YES |  |  |  | FFL1887 |  | CAREFUSION | 8100M |  |  | Rental Equipment | MHHS-Greater Heights |  |  |  | FFL1887 |  | Central & Greater Heights |  | Rental Equipment | [7 empty] | PUMPINFUSION-ALARIS-Medley 8100 |  | MEDLEY PUMP MODULE LVP *MEMORIAL HERMANN |  |  | PUMPINFUSION-ALARIS-Medley 8100 | [6 empty] | Verified as Rental |  |  | MHHS-Greater Heights
NO | YES |  |  |  | FFL1918 |  | CAREFUSION | 8100M |  |  | Rental Equipment | MHHS-Greater Heights |  |  |  | FFL1918 |  | Central & Greater Heights |  | Rental Equipment | [7 empty] | PUMPINFUSION-ALARIS-Medley 8100 |  | MEDLEY PUMP MODULE LVP *MEMORIAL HERMANN |  |  | PUMPINFUSION-ALARIS-Medley 8100 | [6 empty] | Verified as Rental |  |  | MHHS-Greater Heights
NO | YES |  |  |  | FFL1921 |  | CAREFUSION | 8100M |  |  | Rental Equipment | MHHS-Greater Heights |  |  |  | FFL1921 |  | Central & Greater Heights |  | Rental Equipment | [7 empty] | PUMPINFUSION-ALARIS-Medley 8100 |  | MEDLEY PUMP MODULE LVP *MEMORIAL HERMANN |  |  | PUMPINFUSION-ALARIS-Medley 8100 | [6 empty] | Verified as Rental |  |  | MHHS-Greater Heights
NO | YES |  |  |  | FFL1935 |  | CAREFUSION | 8100M |  |  | Rental Equipment | MHHS-Greater Heights |  |  |  | FFL1935 |  | Central & Greater Heights |  | Rental Equipment | [7 empty] | PUMPINFUSION-ALARIS-Medley 8100 |  | MEDLEY PUMP MODULE LVP *MEMORIAL HERMANN |  |  | PUMPINFUSION-ALARIS-Medley 8100 | [6 empty] | Verified as Rental |  |  | MHHS-Greater Heights
NO | YES |  |  |  | FFL1936 |  | CAREFUSION | 8100M |  |  | Rental Equipment | MHHS-Greater Heights |  |  |  | FFL1936 |  | Central & Greater Heights |  | Rental Equipment | [7 empty] | PUMPINFUSION-ALARIS-Medley 8100 |  | MEDLEY PUMP MODULE LVP *MEMORIAL HERMANN |  |  | PUMPINFUSION-ALARIS-Medley 8100 | [6 empty] | Verified as Rental |  |  | MHHS-Greater Heights
NO | YES |  |  |  | FFL1957 |  | CAREFUSION | 8100M |  |  | Rental Equipment | MHHS-Greater Heights |  |  |  | FFL1957 |  | Central & Greater Heights |  | Rental Equipment | [7 empty] | PUMPINFUSION-ALARIS-Medley 8100 |  | MEDLEY PUMP MODULE LVP *MEMORIAL HERMANN |  |  | PUMPINFUSION-ALARIS-Medley 8100 | [6 empty] | Verified as Rental |  |  | MHHS-Greater Heights
NO | YES |  |  |  | FFL1967 |  | CAREFUSION | 8100M |  |  | Rental Equipment | MHHS-Greater Heights |  |  |  | FFL1967 |  | Central & Greater Heights |  | Rental Equipment | [7 empty] | PUMPINFUSION-ALARIS-Medley 8100 |  | MEDLEY PUMP MODULE LVP *MEMORIAL HERMANN |  |  | PUMPINFUSION-ALARIS-Medley 8100 | [6 empty] | Verified as Rental |  |  | MHHS-Greater Heights
NO | YES |  |  |  | FFL1983 |  | CAREFUSION | 8100M |  |  | Rental Equipment | MHHS-Greater Heights |  |  |  | FFL1983 |  | Central & Greater Heights |  | Rental Equipment | [7 empty] | PUMPINFUSION-ALARIS-Medley 8100 |  | MEDLEY PUMP MODULE LVP *MEMORIAL HERMANN |  |  | PUMPINFUSION-ALARIS-Medley 8100 | [6 empty] | Verified as Rental |  |  | MHHS-Greater Heights
NO | YES |  |  |  | FFL2002 |  | CAREFUSION | 8100M |  |  | Rental Equipment | MHHS-Greater Heights |  |  |  | FFL2002 |  | Central & Greater Heights |  | Rental Equipment | [7 empty] | PUMPINFUSION-ALARIS-Medley 8100 |  | MEDLEY PUMP MODULE LVP *MEMORIAL HERMANN |  |  | PUMPINFUSION-ALARIS-Medley 8100 | [6 empty] | Verified as Rental |  |  | MHHS-Greater Heights
NO | YES |  |  |  | FFL2045 |  | CAREFUSION | 8100M |  |  | Rental Equipment | MHHS-Greater Heights |  |  |  | FFL2045 |  | Central & Greater Heights |  | Rental Equipment | [7 empty] | PUMPINFUSION-ALARIS-Medley 8100 |  | MEDLEY PUMP MODULE LVP *MEMORIAL HERMANN |  |  | PUMPINFUSION-ALARIS-Medley 8100 | [6 empty] | Verified as Rental |  |  | MHHS-Greater Heights
NO | YES |  |  |  | FFL2067 |  | CAREFUSION | 8100M |  |  | Rental Equipment | MHHS-Greater Heights |  |  |  | FFL2067 |  | Central & Greater Heights |  | Rental Equipment | [7 empty] | PUMPINFUSION-ALARIS-Medley 8100 |  | MEDLEY PUMP MODULE LVP *MEMORIAL HERMANN |  |  | PUMPINFUSION-ALARIS-Medley 8100 | [6 empty] | Verified as Rental |  |  | MHHS-Greater Heights
NO | YES |  |  |  | FFL2080 |  | CAREFUSION | 8100M |  |  | Rental Equipment | MHHS-Greater Heights |  |  |  | FFL2080 |  | Central & Greater Heights |  | Rental Equipment | [7 empty] | PUMPINFUSION-ALARIS-Medley 8100 |  | MEDLEY PUMP MODULE LVP *MEMORIAL HERMANN |  |  | PUMPINFUSION-ALARIS-Medley 8100 | [6 empty] | Verified as Rental |  |  | MHHS-Greater Heights
NO | YES |  |  |  | FFL2089 |  | CAREFUSION | 8100M |  |  | Rental Equipment | MHHS-Greater Heights |  |  |  | FFL2089 |  | Central & Greater Heights |  | Rental Equipment | [7 empty] | PUMPINFUSION-ALARIS-Medley 8100 |  | MEDLEY PUMP MODULE LVP *MEMORIAL HERMANN |  |  | PUMPINFUSION-ALARIS-Medley 8100 | [6 empty] | Verified as Rental |  |  | MHHS-Greater Heights
NO | YES |  |  |  | FFL2097 |  | CAREFUSION | 8100M |  |  | Rental Equipment | MHHS-Greater Heights |  |  |  | FFL2097 |  | Central & Greater Heights |  | Rental Equipment | [7 empty] | PUMPINFUSION-ALARIS-Medley 8100 |  | MEDLEY PUMP MODULE LVP *MEMORIAL HERMANN |  |  | PUMPINFUSION-ALARIS-Medley 8100 | [6 empty] | Verified as Rental |  |  | MHHS-Greater Heights
NO | YES |  |  |  | FFL2146 |  | CAREFUSION | 8100M |  |  | Rental Equipment | MHHS-Greater Heights |  |  |  | FFL2146 |  | Central & Greater Heights |  | Rental Equipment | [7 empty] | PUMPINFUSION-ALARIS-Medley 8100 |  | MEDLEY PUMP MODULE LVP *MEMORIAL HERMANN |  |  | PUMPINFUSION-ALARIS-Medley 8100 | [6 empty] | Verified as Rental |  |  | MHHS-Greater Heights
NO | YES |  |  |  | FFL2175 |  | CAREFUSION | 8100M |  |  | Rental Equipment | MHHS-Greater Heights |  |  |  | FFL2175 |  | Central & Greater Heights |  | Rental Equipment | [7 empty] | PUMPINFUSION-ALARIS-Medley 8100 |  | MEDLEY PUMP MODULE LVP *MEMORIAL HERMANN |  |  | PUMPINFUSION-ALARIS-Medley 8100 | [6 empty] | Verified as Rental |  |  | MHHS-Greater Heights
NO | YES |  |  |  | FFL2186 |  | CAREFUSION | 8100M |  |  | Rental Equipment | MHHS-Greater Heights |  |  |  | FFL2186 |  | Central & Greater Heights |  | Rental Equipment | [7 empty] | PUMPINFUSION-ALARIS-Medley 8100 |  | MEDLEY PUMP MODULE LVP *MEMORIAL HERMANN |  |  | PUMPINFUSION-ALARIS-Medley 8100 | [6 empty] | Verified as Rental |  |  | MHHS-Greater Heights
NO | YES |  |  |  | FFL2209 |  | CAREFUSION | 8100M |  |  | Rental Equipment | MHHS-Greater Heights |  |  |  | FFL2209 |  | Central & Greater Heights |  | Rental Equipment | [7 empty] | PUMPINFUSION-ALARIS-Medley 8100 |  | MEDLEY PUMP MODULE LVP *MEMORIAL HERMANN |  |  | PUMPINFUSION-ALARIS-Medley 8100 | [6 empty] | Verified as Rental |  |  | MHHS-Greater Heights
NO | YES |  |  |  | FFL2211 |  | CAREFUSION | 8100M |  |  | Rental Equipment | MHHS-Greater Heights |  |  |  | FFL2211 |  | Central & Greater Heights |  | Rental Equipment | [7 empty] | PUMPINFUSION-ALARIS-Medley 8100 |  | MEDLEY PUMP MODULE LVP *MEMORIAL HERMANN |  |  | PUMPINFUSION-ALARIS-Medley 8100 | [6 empty] | Verified as Rental |  |  | MHHS-Greater Heights
NO | YES |  |  |  | FFL2219 |  | CAREFUSION | 8100M |  |  | Rental Equipment | MHHS-Greater Heights |  |  |  | FFL2219 |  | Central & Greater Heights |  | Rental Equipment | [7 empty] | PUMPINFUSION-ALARIS-Medley 8100 |  | MEDLEY PUMP MODULE LVP *MEMORIAL HERMANN |  |  | PUMPINFUSION-ALARIS-Medley 8100 | [6 empty] | Verified as Rental |  |  | MHHS-Greater Heights
NO | YES |  |  |  | FFL2224 |  | CAREFUSION | 8100M |  |  | Rental Equipment | MHHS-Greater Heights |  |  |  | FFL2224 |  | Central & Greater Heights |  | Rental Equipment | [7 empty] | PUMPINFUSION-ALARIS-Medley 8100 |  | MEDLEY PUMP MODULE LVP *MEMORIAL HERMANN |  |  | PUMPINFUSION-ALARIS-Medley 8100 | [6 empty] | Verified as Rental |  |  | MHHS-Greater Heights
NO | YES |  |  |  | FFL2254 |  | CAREFUSION | 8100M |  |  | Rental Equipment | MHHS-Greater Heights |  |  |  | FFL2254 |  | Central & Greater Heights |  | Rental Equipment | [7 empty] | PUMPINFUSION-ALARIS-Medley 8100 |  | MEDLEY PUMP MODULE LVP *MEMORIAL HERMANN |  |  | PUMPINFUSION-ALARIS-Medley 8100 | [6 empty] | Verified as Rental |  |  | MHHS-Greater Heights
NO | YES |  |  |  | FFL2286 |  | CAREFUSION | 8100M |  |  | Rental Equipment | MHHS-Greater Heights |  |  |  | FFL2286 |  | Central & Greater Heights |  | Rental Equipment | [7 empty] | PUMPINFUSION-ALARIS-Medley 8100 |  | MEDLEY PUMP MODULE LVP *MEMORIAL HERMANN |  |  | PUMPINFUSION-ALARIS-Medley 8100 | [6 empty] | Verified as Rental |  |  | MHHS-Greater Heights
NO | YES |  |  |  | FFL2324 |  | CAREFUSION | 8100M |  |  | Rental Equipment | MHHS-Greater Heights |  |  |  | FFL2324 |  | Central & Greater Heights |  | Rental Equipment | [7 empty] | PUMPINFUSION-ALARIS-Medley 8100 |  | MEDLEY PUMP MODULE LVP *MEMORIAL HERMANN |  |  | PUMPINFUSION-ALARIS-Medley 8100 | [6 empty] | Verified as Rental |  |  | MHHS-Greater Heights
NO | YES |  |  |  | FFL2378 |  | CAREFUSION | 8100M |  |  | Rental Equipment | MHHS-Greater Heights |  |  |  | FFL2378 |  | Central & Greater Heights |  | Rental Equipment | [7 empty] | PUMPINFUSION-ALARIS-Medley 8100 |  | MEDLEY PUMP MODULE LVP *MEMORIAL HERMANN |  |  | PUMPINFUSION-ALARIS-Medley 8100 | [6 empty] | Verified as Rental |  |  | MHHS-Greater Heights
NO | YES |  |  |  | FFL2409 |  | CAREFUSION | 8100M |  |  | Rental Equipment | MHHS-Greater Heights |  |  |  | FFL2409 |  | Central & Greater Heights |  | Rental Equipment | [7 empty] | PUMPINFUSION-ALARIS-Medley 8100 |  | MEDLEY PUMP MODULE LVP *MEMORIAL HERMANN |  |  | PUMPINFUSION-ALARIS-Medley 8100 | [6 empty] | Verified as Rental |  |  | MHHS-Greater Heights
NO | YES |  |  |  | FFL2414 |  | CAREFUSION | 8100M |  |  | Rental Equipment | MHHS-Greater Heights |  |  |  | FFL2414 |  | Central & Greater Heights |  | Rental Equipment | [7 empty] | PUMPINFUSION-ALARIS-Medley 8100 |  | MEDLEY PUMP MODULE LVP *MEMORIAL HERMANN |  |  | PUMPINFUSION-ALARIS-Medley 8100 | [6 empty] | Verified as Rental |  |  | MHHS-Greater Heights
NO | YES |  |  |  | FFL2415 |  | CAREFUSION | 8100M |  |  | Rental Equipment | MHHS-Greater Heights |  |  |  | FFL2415 |  | Central & Greater Heights |  | Rental Equipment | [7 empty] | PUMPINFUSION-ALARIS-Medley 8100 |  | MEDLEY PUMP MODULE LVP *MEMORIAL HERMANN |  |  | PUMPINFUSION-ALARIS-Medley 8100 | [6 empty] | Verified as Rental |  |  | MHHS-Greater Heights
NO | YES |  |  |  | FFL2419 |  | CAREFUSION | 8100M |  |  | Rental Equipment | MHHS-Greater Heights |  |  |  | FFL2419 |  | Central & Greater Heights |  | Rental Equipment | [7 empty] | PUMPINFUSION-ALARIS-Medley 8100 |  | MEDLEY PUMP MODULE LVP *MEMORIAL HERMANN |  |  | PUMPINFUSION-ALARIS-Medley 8100 | [6 empty] | Verified as Rental |  |  | MHHS-Greater Heights
NO | YES |  |  |  | FFL2430 |  | CAREFUSION | 8100M |  |  | Rental Equipment | MHHS-Greater Heights |  |  |  | FFL2430 |  | Central & Greater Heights |  | Rental Equipment | [7 empty] | PUMPINFUSION-ALARIS-Medley 8100 |  | MEDLEY PUMP MODULE LVP *MEMORIAL HERMANN |  |  | PUMPINFUSION-ALARIS-Medley 8100 | [6 empty] | Verified as Rental |  |  | MHHS-Greater Heights
NO | YES |  |  |  | FFL2438 |  | CAREFUSION | 8100M |  |  | Rental Equipment | MHHS-Greater Heights |  |  |  | FFL2438 |  | Central & Greater Heights |  | Rental Equipment | [7 empty] | PUMPINFUSION-ALARIS-Medley 8100 |  | MEDLEY PUMP MODULE LVP *MEMORIAL HERMANN |  |  | PUMPINFUSION-ALARIS-Medley 8100 | [6 empty] | Verified as Rental |  |  | MHHS-Greater Heights
NO | YES |  |  |  | FFL2472 |  | CAREFUSION | 8100M |  |  | Rental Equipment | MHHS-Greater Heights |  |  |  | FFL2472 |  | Central & Greater Heights |  | Rental Equipment | [7 empty] | PUMPINFUSION-ALARIS-Medley 8100 |  | MEDLEY PUMP MODULE LVP *MEMORIAL HERMANN |  |  | PUMPINFUSION-ALARIS-Medley 8100 | [6 empty] | Verified as Rental |  |  | MHHS-Greater Heights
NO | YES |  |  |  | FFL2489 |  | CAREFUSION | 8100M |  |  | Rental Equipment | MHHS-Greater Heights |  |  |  | FFL2489 |  | Central & Greater Heights |  | Rental Equipment | [7 empty] | PUMPINFUSION-ALARIS-Medley 8100 |  | MEDLEY PUMP MODULE LVP *MEMORIAL HERMANN |  |  | PUMPINFUSION-ALARIS-Medley 8100 | [6 empty] | Verified as Rental |  |  | MHHS-Greater Heights
NO | YES |  |  |  | FFL2490 |  | CAREFUSION | 8100M |  |  | Rental Equipment | MHHS-Greater Heights |  |  |  | FFL2490 |  | Central & Greater Heights |  | Rental Equipment | [7 empty] | PUMPINFUSION-ALARIS-Medley 8100 |  | MEDLEY PUMP MODULE LVP *MEMORIAL HERMANN |  |  | PUMPINFUSION-ALARIS-Medley 8100 | [6 empty] | Verified as Rental |  |  | MHHS-Greater Heights
NO | YES |  |  |  | FFL2498 |  | CAREFUSION | 8100M |  |  | Rental Equipment | MHHS-Greater Heights |  |  |  | FFL2498 |  | Central & Greater Heights |  | Rental Equipment | [7 empty] | PUMPINFUSION-ALARIS-Medley 8100 |  | MEDLEY PUMP MODULE LVP *MEMORIAL HERMANN |  |  | PUMPINFUSION-ALARIS-Medley 8100 | [6 empty] | Verified as Rental |  |  | MHHS-Greater Heights
NO | YES |  |  |  | FFL2500 |  | CAREFUSION | 8100M |  |  | Rental Equipment | MHHS-Greater Heights |  |  |  | FFL2500 |  | Central & Greater Heights |  | Rental Equipment | [7 empty] | PUMPINFUSION-ALARIS-Medley 8100 |  | MEDLEY PUMP MODULE LVP *MEMORIAL HERMANN |  |  | PUMPINFUSION-ALARIS-Medley 8100 | [6 empty] | Verified as Rental |  |  | MHHS-Greater Heights
NO | YES |  |  |  | FFL2508 |  | CAREFUSION | 8100M |  |  | Rental Equipment | MHHS-Greater Heights |  |  |  | FFL2508 |  | Central & Greater Heights |  | Rental Equipment | [7 empty] | PUMPINFUSION-ALARIS-Medley 8100 |  | MEDLEY PUMP MODULE LVP *MEMORIAL HERMANN |  |  | PUMPINFUSION-ALARIS-Medley 8100 | [6 empty] | Verified as Rental |  |  | MHHS-Greater Heights
NO | YES |  |  |  | FFL2539 |  | CAREFUSION | 8100M |  |  | Rental Equipment | MHHS-Greater Heights |  |  |  | FFL2539 |  | Central & Greater Heights |  | Rental Equipment | [7 empty] | PUMPINFUSION-ALARIS-Medley 8100 |  | MEDLEY PUMP MODULE LVP *MEMORIAL HERMANN |  |  | PUMPINFUSION-ALARIS-Medley 8100 | [6 empty] | Verified as Rental |  |  | MHHS-Greater Heights
NO | YES |  |  |  | FFL2541 |  | CAREFUSION | 8100M |  |  | Rental Equipment | MHHS-Greater Heights |  |  |  | FFL2541 |  | Central & Greater Heights |  | Rental Equipment | [7 empty] | PUMPINFUSION-ALARIS-Medley 8100 |  | MEDLEY PUMP MODULE LVP *MEMORIAL HERMANN |  |  | PUMPINFUSION-ALARIS-Medley 8100 | [6 empty] | Verified as Rental |  |  | MHHS-Greater Heights
NO | YES |  |  |  | FFL2544 |  | CAREFUSION | 8100M |  |  | Rental Equipment | MHHS-Greater Heights |  |  |  | FFL2544 |  | Central & Greater Heights |  | Rental Equipment | [7 empty] | PUMPINFUSION-ALARIS-Medley 8100 |  | MEDLEY PUMP MODULE LVP *MEMORIAL HERMANN |  |  | PUMPINFUSION-ALARIS-Medley 8100 | [6 empty] | Verified as Rental |  |  | MHHS-Greater Heights
NO | YES |  |  |  | FFL2550 |  | CAREFUSION | 8100M |  |  | Rental Equipment | MHHS-Greater Heights |  |  |  | FFL2550 |  | Central & Greater Heights |  | Rental Equipment | [7 empty] | PUMPINFUSION-ALARIS-Medley 8100 |  | MEDLEY PUMP MODULE LVP *MEMORIAL HERMANN |  |  | PUMPINFUSION-ALARIS-Medley 8100 | [6 empty] | Verified as Rental |  |  | MHHS-Greater Heights
NO | YES |  |  |  | FFL2596 |  | CAREFUSION | 8100M |  |  | Rental Equipment | MHHS-Greater Heights |  |  |  | FFL2596 |  | Central & Greater Heights |  | Rental Equipment | [7 empty] | PUMPINFUSION-ALARIS-Medley 8100 |  | MEDLEY PUMP MODULE LVP *MEMORIAL HERMANN |  |  | PUMPINFUSION-ALARIS-Medley 8100 | [6 empty] | Verified as Rental |  |  | MHHS-Greater Heights
NO | YES |  |  |  | FFL2599 |  | CAREFUSION | 8100M |  |  | Rental Equipment | MHHS-Greater Heights |  |  |  | FFL2599 |  | Central & Greater Heights |  | Rental Equipment | [7 empty] | PUMPINFUSION-ALARIS-Medley 8100 |  | MEDLEY PUMP MODULE LVP *MEMORIAL HERMANN |  |  | PUMPINFUSION-ALARIS-Medley 8100 | [6 empty] | Verified as Rental |  |  | MHHS-Greater Heights
NO | YES |  |  |  | FFL2611 |  | CAREFUSION | 8100M |  |  | Rental Equipment | MHHS-Greater Heights |  |  |  | FFL2611 |  | Central & Greater Heights |  | Rental Equipment | [7 empty] | PUMPINFUSION-ALARIS-Medley 8100 |  | MEDLEY PUMP MODULE LVP *MEMORIAL HERMANN |  |  | PUMPINFUSION-ALARIS-Medley 8100 | [6 empty] | Verified as Rental |  |  | MHHS-Greater Heights
NO | YES |  |  |  | FFL2621 |  | CAREFUSION | 8100M |  |  | Rental Equipment | MHHS-Greater Heights |  |  |  | FFL2621 |  | Central & Greater Heights |  | Rental Equipment | [7 empty] | PUMPINFUSION-ALARIS-Medley 8100 |  | MEDLEY PUMP MODULE LVP *MEMORIAL HERMANN |  |  | PUMPINFUSION-ALARIS-Medley 8100 | [6 empty] | Verified as Rental |  |  | MHHS-Greater Heights
NO | YES |  |  |  | FFL2632 |  | CAREFUSION | 8100M |  |  | Rental Equipment | MHHS-Greater Heights |  |  |  | FFL2632 |  | Central & Greater Heights |  | Rental Equipment | [7 empty] | PUMPINFUSION-ALARIS-Medley 8100 |  | MEDLEY PUMP MODULE LVP *MEMORIAL HERMANN |  |  | PUMPINFUSION-ALARIS-Medley 8100 | [6 empty] | Verified as Rental |  |  | MHHS-Greater Heights
NO | YES |  |  |  | FFL2654 |  | CAREFUSION | 8100M |  |  | Rental Equipment | MHHS-Greater Heights |  |  |  | FFL2654 |  | Central & Greater Heights |  | Rental Equipment | [7 empty] | PUMPINFUSION-ALARIS-Medley 8100 |  | MEDLEY PUMP MODULE LVP *MEMORIAL HERMANN |  |  | PUMPINFUSION-ALARIS-Medley 8100 | [6 empty] | Verified as Rental |  |  | MHHS-Greater Heights
NO | YES |  |  |  | FFL2669 |  | CAREFUSION | 8100M |  |  | Rental Equipment | MHHS-Greater Heights |  |  |  | FFL2669 |  | Central & Greater Heights |  | Rental Equipment | [7 empty] | PUMPINFUSION-ALARIS-Medley 8100 |  | MEDLEY PUMP MODULE LVP *MEMORIAL HERMANN |  |  | PUMPINFUSION-ALARIS-Medley 8100 | [6 empty] | Verified as Rental |  |  | MHHS-Greater Heights
NO | YES |  |  |  | FFL2684 |  | CAREFUSION | 8100M |  |  | Rental Equipment | MHHS-Greater Heights |  |  |  | FFL2684 |  | Central & Greater Heights |  | Rental Equipment | [7 empty] | PUMPINFUSION-ALARIS-Medley 8100 |  | MEDLEY PUMP MODULE LVP *MEMORIAL HERMANN |  |  | PUMPINFUSION-ALARIS-Medley 8100 | [6 empty] | Verified as Rental |  |  | MHHS-Greater Heights
NO | YES |  |  |  | FFL2693 |  | CAREFUSION | 8100M |  |  | Rental Equipment | MHHS-Greater Heights |  |  |  | FFL2693 |  | Central & Greater Heights |  | Rental Equipment | [7 empty] | PUMPINFUSION-ALARIS-Medley 8100 |  | MEDLEY PUMP MODULE LVP *MEMORIAL HERMANN |  |  | PUMPINFUSION-ALARIS-Medley 8100 | [6 empty] | Verified as Rental |  |  | MHHS-Greater Heights
NO | YES |  |  |  | FFL2701 |  | CAREFUSION | 8100M |  |  | Rental Equipment | MHHS-Greater Heights |  |  |  | FFL2701 |  | Central & Greater Heights |  | Rental Equipment | [7 empty] | PUMPINFUSION-ALARIS-Medley 8100 |  | MEDLEY PUMP MODULE LVP *MEMORIAL HERMANN |  |  | PUMPINFUSION-ALARIS-Medley 8100 | [6 empty] | Verified as Rental |  |  | MHHS-Greater Heights
NO | YES |  |  |  | FFL2706 |  | CAREFUSION | 8100M |  |  | Rental Equipment | MHHS-Greater Heights |  |  |  | FFL2706 |  | Central & Greater Heights |  | Rental Equipment | [7 empty] | PUMPINFUSION-ALARIS-Medley 8100 |  | MEDLEY PUMP MODULE LVP *MEMORIAL HERMANN |  |  | PUMPINFUSION-ALARIS-Medley 8100 | [6 empty] | Verified as Rental |  |  | MHHS-Greater Heights
NO | YES |  |  |  | FFL2707 |  | CAREFUSION | 8100M |  |  | Rental Equipment | MHHS-Greater Heights |  |  |  | FFL2707 |  | Central & Greater Heights |  | Rental Equipment | [7 empty] | PUMPINFUSION-ALARIS-Medley 8100 |  | MEDLEY PUMP MODULE LVP *MEMORIAL HERMANN |  |  | PUMPINFUSION-ALARIS-Medley 8100 | [6 empty] | Verified as Rental |  |  | MHHS-Greater Heights
NO | YES |  |  |  | FFL2761 |  | CAREFUSION | 8100M |  |  | Rental Equipment | MHHS-Greater Heights |  |  |  | FFL2761 |  | Central & Greater Heights |  | Rental Equipment | [7 empty] | PUMPINFUSION-ALARIS-Medley 8100 |  | MEDLEY PUMP MODULE LVP *MEMORIAL HERMANN |  |  | PUMPINFUSION-ALARIS-Medley 8100 | [6 empty] | Verified as Rental |  |  | MHHS-Greater Heights
NO | YES |  |  |  | FFL2774 |  | CAREFUSION | 8100M |  |  | Rental Equipment | MHHS-Greater Heights |  |  |  | FFL2774 |  | Central & Greater Heights |  | Rental Equipment | [7 empty] | PUMPINFUSION-ALARIS-Medley 8100 |  | MEDLEY PUMP MODULE LVP *MEMORIAL HERMANN |  |  | PUMPINFUSION-ALARIS-Medley 8100 | [6 empty] | Verified as Rental |  |  | MHHS-Greater Heights
NO | YES |  |  |  | FFL2777 |  | CAREFUSION | 8100M |  |  | Rental Equipment | MHHS-Greater Heights |  |  |  | FFL2777 |  | Central & Greater Heights |  | Rental Equipment | [7 empty] | PUMPINFUSION-ALARIS-Medley 8100 |  | MEDLEY PUMP MODULE LVP *MEMORIAL HERMANN |  |  | PUMPINFUSION-ALARIS-Medley 8100 | [6 empty] | Verified as Rental |  |  | MHHS-Greater Heights
NO | YES |  |  |  | FFL2778 |  | CAREFUSION | 8100M |  |  | Rental Equipment | MHHS-Greater Heights |  |  |  | FFL2778 |  | Central & Greater Heights |  | Rental Equipment | [7 empty] | PUMPINFUSION-ALARIS-Medley 8100 |  | MEDLEY PUMP MODULE LVP *MEMORIAL HERMANN |  |  | PUMPINFUSION-ALARIS-Medley 8100 | [6 empty] | Verified as Rental |  |  | MHHS-Greater Heights
NO | YES |  |  |  | FFL2795 |  | CAREFUSION | 8100M |  |  | Rental Equipment | MHHS-Greater Heights |  |  |  | FFL2795 |  | Central & Greater Heights |  | Rental Equipment | [7 empty] | PUMPINFUSION-ALARIS-Medley 8100 |  | MEDLEY PUMP MODULE LVP *MEMORIAL HERMANN |  |  | PUMPINFUSION-ALARIS-Medley 8100 | [6 empty] | Verified as Rental |  |  | MHHS-Greater Heights
NO | YES |  |  |  | FFL2799 |  | CAREFUSION | 8100M |  |  | Rental Equipment | MHHS-Greater Heights |  |  |  | FFL2799 |  | Central & Greater Heights |  | Rental Equipment | [7 empty] | PUMPINFUSION-ALARIS-Medley 8100 |  | MEDLEY PUMP MODULE LVP *MEMORIAL HERMANN |  |  | PUMPINFUSION-ALARIS-Medley 8100 | [6 empty] | Verified as Rental |  |  | MHHS-Greater Heights
NO | YES |  |  |  | FFL2821 |  | CAREFUSION | 8100M |  |  | Rental Equipment | MHHS-Greater Heights |  |  |  | FFL2821 |  | Central & Greater Heights |  | Rental Equipment | [7 empty] | PUMPINFUSION-ALARIS-Medley 8100 |  | MEDLEY PUMP MODULE LVP *MEMORIAL HERMANN |  |  | PUMPINFUSION-ALARIS-Medley 8100 | [6 empty] | Verified as Rental |  |  | MHHS-Greater Heights
NO | YES |  |  |  | FFL2840 |  | CAREFUSION | 8100M |  |  | Rental Equipment | MHHS-Greater Heights |  |  |  | FFL2840 |  | Central & Greater Heights |  | Rental Equipment | [7 empty] | PUMPINFUSION-ALARIS-Medley 8100 |  | MEDLEY PUMP MODULE LVP *MEMORIAL HERMANN |  |  | PUMPINFUSION-ALARIS-Medley 8100 | [6 empty] | Verified as Rental |  |  | MHHS-Greater Heights
NO | YES |  |  |  | FFL2857 |  | CAREFUSION | 8100M |  |  | Rental Equipment | MHHS-Greater Heights |  |  |  | FFL2857 |  | Central & Greater Heights |  | Rental Equipment | [7 empty] | PUMPINFUSION-ALARIS-Medley 8100 |  | MEDLEY PUMP MODULE LVP *MEMORIAL HERMANN |  |  | PUMPINFUSION-ALARIS-Medley 8100 | [6 empty] | Verified as Rental |  |  | MHHS-Greater Heights
NO | YES |  |  |  | FFL2864 |  | CAREFUSION | 8100M |  |  | Rental Equipment | MHHS-Greater Heights |  |  |  | FFL2864 |  | Central & Greater Heights |  | Rental Equipment | [7 empty] | PUMPINFUSION-ALARIS-Medley 8100 |  | MEDLEY PUMP MODULE LVP *MEMORIAL HERMANN |  |  | PUMPINFUSION-ALARIS-Medley 8100 | [6 empty] | Verified as Rental |  |  | MHHS-Greater Heights
NO | YES |  |  |  | FFL2882 |  | CAREFUSION | 8100M |  |  | Rental Equipment | MHHS-Greater Heights |  |  |  | FFL2882 |  | Central & Greater Heights |  | Rental Equipment | [7 empty] | PUMPINFUSION-ALARIS-Medley 8100 |  | MEDLEY PUMP MODULE LVP *MEMORIAL HERMANN |  |  | PUMPINFUSION-ALARIS-Medley 8100 | [6 empty] | Verified as Rental |  |  | MHHS-Greater Heights
NO | YES |  |  |  | FFL2899 |  | CAREFUSION | 8100M |  |  | Rental Equipment | MHHS-Greater Heights |  |  |  | FFL2899 |  | Central & Greater Heights |  | Rental Equipment | [7 empty] | PUMPINFUSION-ALARIS-Medley 8100 |  | MEDLEY PUMP MODULE LVP *MEMORIAL HERMANN |  |  | PUMPINFUSION-ALARIS-Medley 8100 | [6 empty] | Verified as Rental |  |  | MHHS-Greater Heights
NO | YES |  |  |  | FFL2907 |  | CAREFUSION | 8100M |  |  | Rental Equipment | MHHS-Greater Heights |  |  |  | FFL2907 |  | Central & Greater Heights |  | Rental Equipment | [7 empty] | PUMPINFUSION-ALARIS-Medley 8100 |  | MEDLEY PUMP MODULE LVP *MEMORIAL HERMANN |  |  | PUMPINFUSION-ALARIS-Medley 8100 | [6 empty] | Verified as Rental |  |  | MHHS-Greater Heights
NO | YES |  |  |  | FFL2920 |  | CAREFUSION | 8100M |  |  | Rental Equipment | MHHS-Greater Heights |  |  |  | FFL2920 |  | Central & Greater Heights |  | Rental Equipment | [7 empty] | PUMPINFUSION-ALARIS-Medley 8100 |  | MEDLEY PUMP MODULE LVP *MEMORIAL HERMANN |  |  | PUMPINFUSION-ALARIS-Medley 8100 | [6 empty] | Verified as Rental |  |  | MHHS-Greater Heights
NO | YES |  |  |  | FFL2938 |  | CAREFUSION | 8100M |  |  | Rental Equipment | MHHS-Greater Heights |  |  |  | FFL2938 |  | Central & Greater Heights |  | Rental Equipment | [7 empty] | PUMPINFUSION-ALARIS-Medley 8100 |  | MEDLEY PUMP MODULE LVP *MEMORIAL HERMANN |  |  | PUMPINFUSION-ALARIS-Medley 8100 | [6 empty] | Verified as Rental |  |  | MHHS-Greater Heights
NO | YES |  |  |  | FFL2948 |  | CAREFUSION | 8100M |  |  | Rental Equipment | MHHS-Greater Heights |  |  |  | FFL2948 |  | Central & Greater Heights |  | Rental Equipment | [7 empty] | PUMPINFUSION-ALARIS-Medley 8100 |  | MEDLEY PUMP MODULE LVP *MEMORIAL HERMANN |  |  | PUMPINFUSION-ALARIS-Medley 8100 | [6 empty] | Verified as Rental |  |  | MHHS-Greater Heights
NO | YES |  |  |  | FFL2960 |  | CAREFUSION | 8100M |  |  | Rental Equipment | MHHS-Greater Heights |  |  |  | FFL2960 |  | Central & Greater Heights |  | Rental Equipment | [7 empty] | PUMPINFUSION-ALARIS-Medley 8100 |  | MEDLEY PUMP MODULE LVP *MEMORIAL HERMANN |  |  | PUMPINFUSION-ALARIS-Medley 8100 | [6 empty] | Verified as Rental |  |  | MHHS-Greater Heights
NO | YES |  |  |  | FFL2975 |  | CAREFUSION | 8100M |  |  | Rental Equipment | MHHS-Greater Heights |  |  |  | FFL2975 |  | Central & Greater Heights |  | Rental Equipment | [7 empty] | PUMPINFUSION-ALARIS-Medley 8100 |  | MEDLEY PUMP MODULE LVP *MEMORIAL HERMANN |  |  | PUMPINFUSION-ALARIS-Medley 8100 | [6 empty] | Verified as Rental |  |  | MHHS-Greater Heights
NO | YES |  |  |  | FFL2993 |  | CAREFUSION | 8100M |  |  | Rental Equipment | MHHS-Greater Heights |  |  |  | FFL2993 |  | Central & Greater Heights |  | Rental Equipment | [7 empty] | PUMPINFUSION-ALARIS-Medley 8100 |  | MEDLEY PUMP MODULE LVP *MEMORIAL HERMANN |  |  | PUMPINFUSION-ALARIS-Medley 8100 | [6 empty] | Verified as Rental |  |  | MHHS-Greater Heights
NO | YES |  |  |  | FFL2998 |  | CAREFUSION | 8100M |  |  | Rental Equipment | MHHS-Greater Heights |  |  |  | FFL2998 |  | Central & Greater Heights |  | Rental Equipment | [7 empty] | PUMPINFUSION-ALARIS-Medley 8100 |  | MEDLEY PUMP MODULE LVP *MEMORIAL HERMANN |  |  | PUMPINFUSION-ALARIS-Medley 8100 | [6 empty] | Verified as Rental |  |  | MHHS-Greater Heights
NO | YES |  |  |  | FFL3002 |  | CAREFUSION | 8100M |  |  | Rental Equipment | MHHS-Greater Heights |  |  |  | FFL3002 |  | Central & Greater Heights |  | Rental Equipment | [7 empty] | PUMPINFUSION-ALARIS-Medley 8100 |  | MEDLEY PUMP MODULE LVP *MEMORIAL HERMANN |  |  | PUMPINFUSION-ALARIS-Medley 8100 | [6 empty] | Verified as Rental |  |  | MHHS-Greater Heights
NO | YES |  |  |  | FFL3041 |  | CAREFUSION | 8100M |  |  | Rental Equipment | MHHS-Greater Heights |  |  |  | FFL3041 |  | Central & Greater Heights |  | Rental Equipment | [7 empty] | PUMPINFUSION-ALARIS-Medley 8100 |  | MEDLEY PUMP MODULE LVP *MEMORIAL HERMANN |  |  | PUMPINFUSION-ALARIS-Medley 8100 | [6 empty] | Verified as Rental |  |  | MHHS-Greater Heights
NO | YES |  |  |  | FFL3067 |  | CAREFUSION | 8100M |  |  | Rental Equipment | MHHS-Greater Heights |  |  |  | FFL3067 |  | Central & Greater Heights |  | Rental Equipment | [7 empty] | PUMPINFUSION-ALARIS-Medley 8100 |  | MEDLEY PUMP MODULE LVP *MEMORIAL HERMANN |  |  | PUMPINFUSION-ALARIS-Medley 8100 | [6 empty] | Verified as Rental |  |  | MHHS-Greater Heights
NO | YES |  |  |  | FFL3072 |  | CAREFUSION | 8100M |  |  | Rental Equipment | MHHS-Greater Heights |  |  |  | FFL3072 |  | Central & Greater Heights |  | Rental Equipment | [7 empty] | PUMPINFUSION-ALARIS-Medley 8100 |  | MEDLEY PUMP MODULE LVP *MEMORIAL HERMANN |  |  | PUMPINFUSION-ALARIS-Medley 8100 | [6 empty] | Verified as Rental |  |  | MHHS-Greater Heights
NO | YES |  |  |  | FFL3115 |  | CAREFUSION | 8100M |  |  | Rental Equipment | MHHS-Greater Heights |  |  |  | FFL3115 |  | Central & Greater Heights |  | Rental Equipment | [7 empty] | PUMPINFUSION-ALARIS-Medley 8100 |  | MEDLEY PUMP MODULE LVP *MEMORIAL HERMANN |  |  | PUMPINFUSION-ALARIS-Medley 8100 | [6 empty] | Verified as Rental |  |  | MHHS-Greater Heights
NO | YES |  |  |  | FFL3137 |  | CAREFUSION | 8100M |  |  | Rental Equipment | MHHS-Greater Heights |  |  |  | FFL3137 |  | Central & Greater Heights |  | Rental Equipment | [7 empty] | PUMPINFUSION-ALARIS-Medley 8100 |  | MEDLEY PUMP MODULE LVP *MEMORIAL HERMANN |  |  | PUMPINFUSION-ALARIS-Medley 8100 | [6 empty] | Verified as Rental |  |  | MHHS-Greater Heights
NO | YES |  |  |  | FFL3164 |  | CAREFUSION | 8100M |  |  | Rental Equipment | MHHS-Greater Heights |  |  |  | FFL3164 |  | Central & Greater Heights |  | Rental Equipment | [7 empty] | PUMPINFUSION-ALARIS-Medley 8100 |  | MEDLEY PUMP MODULE LVP *MEMORIAL HERMANN |  |  | PUMPINFUSION-ALARIS-Medley 8100 | [6 empty] | Verified as Rental |  |  | MHHS-Greater Heights
NO | YES |  |  |  | FFL3175 |  | CAREFUSION | 8100M |  |  | Rental Equipment | MHHS-Greater Heights |  |  |  | FFL3175 |  | Central & Greater Heights |  | Rental Equipment | [7 empty] | PUMPINFUSION-ALARIS-Medley 8100 |  | MEDLEY PUMP MODULE LVP *MEMORIAL HERMANN |  |  | PUMPINFUSION-ALARIS-Medley 8100 | [6 empty] | Verified as Rental |  |  | MHHS-Greater Heights
NO | YES |  |  |  | FFL3178 |  | CAREFUSION | 8100M |  |  | Rental Equipment | MHHS-Greater Heights |  |  |  | FFL3178 |  | Central & Greater Heights |  | Rental Equipment | [7 empty] | PUMPINFUSION-ALARIS-Medley 8100 |  | MEDLEY PUMP MODULE LVP *MEMORIAL HERMANN |  |  | PUMPINFUSION-ALARIS-Medley 8100 | [6 empty] | Verified as Rental |  |  | MHHS-Greater Heights
NO | YES |  |  |  | FFL3197 |  | CAREFUSION | 8100M |  |  | Rental Equipment | MHHS-Greater Heights |  |  |  | FFL3197 |  | Central & Greater Heights |  | Rental Equipment | [7 empty] | PUMPINFUSION-ALARIS-Medley 8100 |  | MEDLEY PUMP MODULE LVP *MEMORIAL HERMANN |  |  | PUMPINFUSION-ALARIS-Medley 8100 | [6 empty] | Verified as Rental |  |  | MHHS-Greater Heights
NO | YES |  |  |  | FFL3251 |  | CAREFUSION | 8100M |  |  | Rental Equipment | MHHS-Greater Heights |  |  |  | FFL3251 |  | Central & Greater Heights |  | Rental Equipment | [7 empty] | PUMPINFUSION-ALARIS-Medley 8100 |  | MEDLEY PUMP MODULE LVP *MEMORIAL HERMANN |  |  | PUMPINFUSION-ALARIS-Medley 8100 | [6 empty] | Verified as Rental |  |  | MHHS-Greater Heights
NO | YES |  |  |  | FFL3275 |  | CAREFUSION | 8100M |  |  | Rental Equipment | MHHS-Greater Heights |  |  |  | FFL3275 |  | Central & Greater Heights |  | Rental Equipment | [7 empty] | PUMPINFUSION-ALARIS-Medley 8100 |  | MEDLEY PUMP MODULE LVP *MEMORIAL HERMANN |  |  | PUMPINFUSION-ALARIS-Medley 8100 | [6 empty] | Verified as Rental |  |  | MHHS-Greater Heights
NO | YES |  |  |  | FFL3282 |  | CAREFUSION | 8100M |  |  | Rental Equipment | MHHS-Greater Heights |  |  |  | FFL3282 |  | Central & Greater Heights |  | Rental Equipment | [7 empty] | PUMPINFUSION-ALARIS-Medley 8100 |  | MEDLEY PUMP MODULE LVP *MEMORIAL HERMANN |  |  | PUMPINFUSION-ALARIS-Medley 8100 | [6 empty] | Verified as Rental |  |  | MHHS-Greater Heights
NO | YES |  |  |  | FFL3294 |  | CAREFUSION | 8100M |  |  | Rental Equipment | MHHS-Greater Heights |  |  |  | FFL3294 |  | Central & Greater Heights |  | Rental Equipment | [7 empty] | PUMPINFUSION-ALARIS-Medley 8100 |  | MEDLEY PUMP MODULE LVP *MEMORIAL HERMANN |  |  | PUMPINFUSION-ALARIS-Medley 8100 | [6 empty] | Verified as Rental |  |  | MHHS-Greater Heights
NO | YES |  |  |  | FFL3318 |  | CAREFUSION | 8100M |  |  | Rental Equipment | MHHS-Greater Heights |  |  |  | FFL3318 |  | Central & Greater Heights |  | Rental Equipment | [7 empty] | PUMPINFUSION-ALARIS-Medley 8100 |  | MEDLEY PUMP MODULE LVP *MEMORIAL HERMANN |  |  | PUMPINFUSION-ALARIS-Medley 8100 | [6 empty] | Verified as Rental |  |  | MHHS-Greater Heights
NO | YES |  |  |  | FFL3323 |  | CAREFUSION | 8100M |  |  | Rental Equipment | MHHS-Greater Heights |  |  |  | FFL3323 |  | Central & Greater Heights |  | Rental Equipment | [7 empty] | PUMPINFUSION-ALARIS-Medley 8100 |  | MEDLEY PUMP MODULE LVP *MEMORIAL HERMANN |  |  | PUMPINFUSION-ALARIS-Medley 8100 | [6 empty] | Verified as Rental |  |  | MHHS-Greater Heights
NO | YES |  |  |  | FFL3324 |  | CAREFUSION | 8100M |  |  | Rental Equipment | MHHS-Greater Heights |  |  |  | FFL3324 |  | Central & Greater Heights |  | Rental Equipment | [7 empty] | PUMPINFUSION-ALARIS-Medley 8100 |  | MEDLEY PUMP MODULE LVP *MEMORIAL HERMANN |  |  | PUMPINFUSION-ALARIS-Medley 8100 | [6 empty] | Verified as Rental |  |  | MHHS-Greater Heights
NO | YES |  |  |  | FFL3336 |  | CAREFUSION | 8100M |  |  | Rental Equipment | MHHS-Greater Heights |  |  |  | FFL3336 |  | Central & Greater Heights |  | Rental Equipment | [7 empty] | PUMPINFUSION-ALARIS-Medley 8100 |  | MEDLEY PUMP MODULE LVP *MEMORIAL HERMANN |  |  | PUMPINFUSION-ALARIS-Medley 8100 | [6 empty] | Verified as Rental |  |  | MHHS-Greater Heights
NO | YES |  |  |  | FFL3340 |  | CAREFUSION | 8100M |  |  | Rental Equipment | MHHS-Greater Heights |  |  |  | FFL3340 |  | Central & Greater Heights |  | Rental Equipment | [7 empty] | PUMPINFUSION-ALARIS-Medley 8100 |  | MEDLEY PUMP MODULE LVP *MEMORIAL HERMANN |  |  | PUMPINFUSION-ALARIS-Medley 8100 | [6 empty] | Verified as Rental |  |  | MHHS-Greater Heights
NO | YES |  |  |  | FFL3343 |  | CAREFUSION | 8100M |  |  | Rental Equipment | MHHS-Greater Heights |  |  |  | FFL3343 |  | Central & Greater Heights |  | Rental Equipment | [7 empty] | PUMPINFUSION-ALARIS-Medley 8100 |  | MEDLEY PUMP MODULE LVP *MEMORIAL HERMANN |  |  | PUMPINFUSION-ALARIS-Medley 8100 | [6 empty] | Verified as Rental |  |  | MHHS-Greater Heights
NO | YES |  |  |  | FFL3366 |  | CAREFUSION | 8100M |  |  | Rental Equipment | MHHS-Greater Heights |  |  |  | FFL3366 |  | Central & Greater Heights |  | Rental Equipment | [7 empty] | PUMPINFUSION-ALARIS-Medley 8100 |  | MEDLEY PUMP MODULE LVP *MEMORIAL HERMANN |  |  | PUMPINFUSION-ALARIS-Medley 8100 | [6 empty] | Verified as Rental |  |  | MHHS-Greater Heights
NO | YES |  |  |  | FFL3368 |  | CAREFUSION | 8100M |  |  | Rental Equipment | MHHS-Greater Heights |  |  |  | FFL3368 |  | Central & Greater Heights |  | Rental Equipment | [7 empty] | PUMPINFUSION-ALARIS-Medley 8100 |  | MEDLEY PUMP MODULE LVP *MEMORIAL HERMANN |  |  | PUMPINFUSION-ALARIS-Medley 8100 | [6 empty] | Verified as Rental |  |  | MHHS-Greater Heights
NO | YES |  |  |  | FFL3370 |  | CAREFUSION | 8100M |  |  | Rental Equipment | MHHS-Greater Heights |  |  |  | FFL3370 |  | Central & Greater Heights |  | Rental Equipment | [7 empty] | PUMPINFUSION-ALARIS-Medley 8100 |  | MEDLEY PUMP MODULE LVP *MEMORIAL HERMANN |  |  | PUMPINFUSION-ALARIS-Medley 8100 | [6 empty] | Verified as Rental |  |  | MHHS-Greater Heights
NO | YES |  |  |  | FFL3392 |  | CAREFUSION | 8100M |  |  | Rental Equipment | MHHS-Greater Heights |  |  |  | FFL3392 |  | Central & Greater Heights |  | Rental Equipment | [7 empty] | PUMPINFUSION-ALARIS-Medley 8100 |  | MEDLEY PUMP MODULE LVP *MEMORIAL HERMANN |  |  | PUMPINFUSION-ALARIS-Medley 8100 | [6 empty] | Verified as Rental |  |  | MHHS-Greater Heights
NO | YES |  |  |  | FFL3416 |  | CAREFUSION | 8100M |  |  | Rental Equipment | MHHS-Greater Heights |  |  |  | FFL3416 |  | Central & Greater Heights |  | Rental Equipment | [7 empty] | PUMPINFUSION-ALARIS-Medley 8100 |  | MEDLEY PUMP MODULE LVP *MEMORIAL HERMANN |  |  | PUMPINFUSION-ALARIS-Medley 8100 | [6 empty] | Verified as Rental |  |  | MHHS-Greater Heights
NO | YES |  |  |  | FFL3429 |  | CAREFUSION | 8100M |  |  | Rental Equipment | MHHS-Greater Heights |  |  |  | FFL3429 |  | Central & Greater Heights |  | Rental Equipment | [7 empty] | PUMPINFUSION-ALARIS-Medley 8100 |  | MEDLEY PUMP MODULE LVP *MEMORIAL HERMANN |  |  | PUMPINFUSION-ALARIS-Medley 8100 | [6 empty] | Verified as Rental |  |  | MHHS-Greater Heights
NO | YES |  |  |  | FFL3448 |  | CAREFUSION | 8100M |  |  | Rental Equipment | MHHS-Greater Heights |  |  |  | FFL3448 |  | Central & Greater Heights |  | Rental Equipment | [7 empty] | PUMPINFUSION-ALARIS-Medley 8100 |  | MEDLEY PUMP MODULE LVP *MEMORIAL HERMANN |  |  | PUMPINFUSION-ALARIS-Medley 8100 | [6 empty] | Verified as Rental |  |  | MHHS-Greater Heights
NO | YES |  |  |  | FFL3471 |  | CAREFUSION | 8100M |  |  | Rental Equipment | MHHS-Greater Heights |  |  |  | FFL3471 |  | Central & Greater Heights |  | Rental Equipment | [7 empty] | PUMPINFUSION-ALARIS-Medley 8100 |  | MEDLEY PUMP MODULE LVP *MEMORIAL HERMANN |  |  | PUMPINFUSION-ALARIS-Medley 8100 | [6 empty] | Verified as Rental |  |  | MHHS-Greater Heights
NO | YES |  |  |  | FFL3485 |  | CAREFUSION | 8100M |  |  | Rental Equipment | MHHS-Greater Heights |  |  |  | FFL3485 |  | Central & Greater Heights |  | Rental Equipment | [7 empty] | PUMPINFUSION-ALARIS-Medley 8100 |  | MEDLEY PUMP MODULE LVP *MEMORIAL HERMANN |  |  | PUMPINFUSION-ALARIS-Medley 8100 | [6 empty] | Verified as Rental |  |  | MHHS-Greater Heights
NO | YES |  |  |  | FFL3490 |  | CAREFUSION | 8100M |  |  | Rental Equipment | MHHS-Greater Heights |  |  |  | FFL3490 |  | Central & Greater Heights |  | Rental Equipment | [7 empty] | PUMPINFUSION-ALARIS-Medley 8100 |  | MEDLEY PUMP MODULE LVP *MEMORIAL HERMANN |  |  | PUMPINFUSION-ALARIS-Medley 8100 | [6 empty] | Verified as Rental |  |  | MHHS-Greater Heights
NO | YES |  |  |  | FFL3492 |  | CAREFUSION | 8100M |  |  | Rental Equipment | MHHS-Greater Heights |  |  |  | FFL3492 |  | Central & Greater Heights |  | Rental Equipment | [7 empty] | PUMPINFUSION-ALARIS-Medley 8100 |  | MEDLEY PUMP MODULE LVP *MEMORIAL HERMANN |  |  | PUMPINFUSION-ALARIS-Medley 8100 | [6 empty] | Verified as Rental |  |  | MHHS-Greater Heights
NO | YES |  |  |  | FFL3496 |  | CAREFUSION | 8100M |  |  | Rental Equipment | MHHS-Greater Heights |  |  |  | FFL3496 |  | Central & Greater Heights |  | Rental Equipment | [7 empty] | PUMPINFUSION-ALARIS-Medley 8100 |  | MEDLEY PUMP MODULE LVP *MEMORIAL HERMANN |  |  | PUMPINFUSION-ALARIS-Medley 8100 | [6 empty] | Verified as Rental |  |  | MHHS-Greater Heights
NO | YES |  |  |  | FFL3500 |  | CAREFUSION | 8100M |  |  | Rental Equipment | MHHS-Greater Heights |  |  |  | FFL3500 |  | Central & Greater Heights |  | Rental Equipment | [7 empty] | PUMPINFUSION-ALARIS-Medley 8100 |  | MEDLEY PUMP MODULE LVP *MEMORIAL HERMANN |  |  | PUMPINFUSION-ALARIS-Medley 8100 | [6 empty] | Verified as Rental |  |  | MHHS-Greater Heights
NO | YES |  |  |  | FFL3520 |  | CAREFUSION | 8100M |  |  | Rental Equipment | MHHS-Greater Heights |  |  |  | FFL3520 |  | Central & Greater Heights |  | Rental Equipment | [7 empty] | PUMPINFUSION-ALARIS-Medley 8100 |  | MEDLEY PUMP MODULE LVP *MEMORIAL HERMANN |  |  | PUMPINFUSION-ALARIS-Medley 8100 | [6 empty] | Verified as Rental |  |  | MHHS-Greater Heights
NO | YES |  |  |  | FFL3531 |  | CAREFUSION | 8100M |  |  | Rental Equipment | MHHS-Greater Heights |  |  |  | FFL3531 |  | Central & Greater Heights |  | Rental Equipment | [7 empty] | PUMPINFUSION-ALARIS-Medley 8100 |  | MEDLEY PUMP MODULE LVP *MEMORIAL HERMANN |  |  | PUMPINFUSION-ALARIS-Medley 8100 | [6 empty] | Verified as Rental |  |  | MHHS-Greater Heights
NO | YES |  |  |  | FFL3551 |  | CAREFUSION | 8100M |  |  | Rental Equipment | MHHS-Greater Heights |  |  |  | FFL3551 |  | Central & Greater Heights |  | Rental Equipment | [7 empty] | PUMPINFUSION-ALARIS-Medley 8100 |  | MEDLEY PUMP MODULE LVP *MEMORIAL HERMANN |  |  | PUMPINFUSION-ALARIS-Medley 8100 | [6 empty] | Verified as Rental |  |  | MHHS-Greater Heights
NO | YES |  |  |  | FFL3561 |  | CAREFUSION | 8100M |  |  | Rental Equipment | MHHS-Greater Heights |  |  |  | FFL3561 |  | Central & Greater Heights |  | Rental Equipment | [7 empty] | PUMPINFUSION-ALARIS-Medley 8100 |  | MEDLEY PUMP MODULE LVP *MEMORIAL HERMANN |  |  | PUMPINFUSION-ALARIS-Medley 8100 | [6 empty] | Verified as Rental |  |  | MHHS-Greater Heights
NO | YES |  |  |  | FFL3564 |  | CAREFUSION | 8100M |  |  | Rental Equipment | MHHS-Greater Heights |  |  |  | FFL3564 |  | Central & Greater Heights |  | Rental Equipment | [7 empty] | PUMPINFUSION-ALARIS-Medley 8100 |  | MEDLEY PUMP MODULE LVP *MEMORIAL HERMANN |  |  | PUMPINFUSION-ALARIS-Medley 8100 | [6 empty] | Verified as Rental |  |  | MHHS-Greater Heights
NO | YES |  |  |  | FFL3565 |  | CAREFUSION | 8100M |  |  | Rental Equipment | MHHS-Greater Heights |  |  |  | FFL3565 |  | Central & Greater Heights |  | Rental Equipment | [7 empty] | PUMPINFUSION-ALARIS-Medley 8100 |  | MEDLEY PUMP MODULE LVP *MEMORIAL HERMANN |  |  | PUMPINFUSION-ALARIS-Medley 8100 | [6 empty] | Verified as Rental |  |  | MHHS-Greater Heights
NO | YES |  |  |  | FFL3566 |  | CAREFUSION | 8100M |  |  | Rental Equipment | MHHS-Greater Heights |  |  |  | FFL3566 |  | Central & Greater Heights |  | Rental Equipment | [7 empty] | PUMPINFUSION-ALARIS-Medley 8100 |  | MEDLEY PUMP MODULE LVP *MEMORIAL HERMANN |  |  | PUMPINFUSION-ALARIS-Medley 8100 | [6 empty] | Verified as Rental |  |  | MHHS-Greater Heights
NO | YES |  |  |  | FFL3568 |  | CAREFUSION | 8100M |  |  | Rental Equipment | MHHS-Greater Heights |  |  |  | FFL3568 |  | Central & Greater Heights |  | Rental Equipment | [7 empty] | PUMPINFUSION-ALARIS-Medley 8100 |  | MEDLEY PUMP MODULE LVP *MEMORIAL HERMANN |  |  | PUMPINFUSION-ALARIS-Medley 8100 | [6 empty] | Verified as Rental |  |  | MHHS-Greater Heights
NO | YES |  |  |  | FFL3571 |  | CAREFUSION | 8100M |  |  | Rental Equipment | MHHS-Greater Heights |  |  |  | FFL3571 |  | Central & Greater Heights |  | Rental Equipment | [7 empty] | PUMPINFUSION-ALARIS-Medley 8100 |  | MEDLEY PUMP MODULE LVP *MEMORIAL HERMANN |  |  | PUMPINFUSION-ALARIS-Medley 8100 | [6 empty] | Verified as Rental |  |  | MHHS-Greater Heights
NO | YES |  |  |  | FFL3575 |  | CAREFUSION | 8100M |  |  | Rental Equipment | MHHS-Greater Heights |  |  |  | FFL3575 |  | Central & Greater Heights |  | Rental Equipment | [7 empty] | PUMPINFUSION-ALARIS-Medley 8100 |  | MEDLEY PUMP MODULE LVP *MEMORIAL HERMANN |  |  | PUMPINFUSION-ALARIS-Medley 8100 | [6 empty] | Verified as Rental |  |  | MHHS-Greater Heights
NO | YES |  |  |  | FFL3577 |  | CAREFUSION | 8100M |  |  | Rental Equipment | MHHS-Greater Heights |  |  |  | FFL3577 |  | Central & Greater Heights |  | Rental Equipment | [7 empty] | PUMPINFUSION-ALARIS-Medley 8100 |  | MEDLEY PUMP MODULE LVP *MEMORIAL HERMANN |  |  | PUMPINFUSION-ALARIS-Medley 8100 | [6 empty] | Verified as Rental |  |  | MHHS-Greater Heights
NO | YES |  |  |  | FFL3588 |  | CAREFUSION | 8100M |  |  | Rental Equipment | MHHS-Greater Heights |  |  |  | FFL3588 |  | Central & Greater Heights |  | Rental Equipment | [7 empty] | PUMPINFUSION-ALARIS-Medley 8100 |  | MEDLEY PUMP MODULE LVP *MEMORIAL HERMANN |  |  | PUMPINFUSION-ALARIS-Medley 8100 | [6 empty] | Verified as Rental |  |  | MHHS-Greater Heights
NO | YES |  |  |  | FFL3602 |  | CAREFUSION | 8100M |  |  | Rental Equipment | MHHS-Greater Heights |  |  |  | FFL3602 |  | Central & Greater Heights |  | Rental Equipment | [7 empty] | PUMPINFUSION-ALARIS-Medley 8100 |  | MEDLEY PUMP MODULE LVP *MEMORIAL HERMANN |  |  | PUMPINFUSION-ALARIS-Medley 8100 | [6 empty] | Verified as Rental |  |  | MHHS-Greater Heights
NO | YES |  |  |  | FFL3652 |  | CAREFUSION | 8100M |  |  | Rental Equipment | MHHS-Greater Heights |  |  |  | FFL3652 |  | Central & Greater Heights |  | Rental Equipment | [7 empty] | PUMPINFUSION-ALARIS-Medley 8100 |  | MEDLEY PUMP MODULE LVP *MEMORIAL HERMANN |  |  | PUMPINFUSION-ALARIS-Medley 8100 | [6 empty] | Verified as Rental |  |  | MHHS-Greater Heights
NO | YES |  |  |  | FFL3669 |  | CAREFUSION | 8100M |  |  | Rental Equipment | MHHS-Greater Heights |  |  |  | FFL3669 |  | Central & Greater Heights |  | Rental Equipment | [7 empty] | PUMPINFUSION-ALARIS-Medley 8100 |  | MEDLEY PUMP MODULE LVP *MEMORIAL HERMANN |  |  | PUMPINFUSION-ALARIS-Medley 8100 | [6 empty] | Verified as Rental |  |  | MHHS-Greater Heights
NO | YES |  |  |  | FFL3683 |  | CAREFUSION | 8100M |  |  | Rental Equipment | MHHS-Greater Heights |  |  |  | FFL3683 |  | Central & Greater Heights |  | Rental Equipment | [7 empty] | PUMPINFUSION-ALARIS-Medley 8100 |  | MEDLEY PUMP MODULE LVP *MEMORIAL HERMANN |  |  | PUMPINFUSION-ALARIS-Medley 8100 | [6 empty] | Verified as Rental |  |  | MHHS-Greater Heights
NO | YES |  |  |  | FFL3721 |  | CAREFUSION | 8100M |  |  | Rental Equipment | MHHS-Greater Heights |  |  |  | FFL3721 |  | Central & Greater Heights |  | Rental Equipment | [7 empty] | PUMPINFUSION-ALARIS-Medley 8100 |  | MEDLEY PUMP MODULE LVP *MEMORIAL HERMANN |  |  | PUMPINFUSION-ALARIS-Medley 8100 | [6 empty] | Verified as Rental |  |  | MHHS-Greater Heights
NO | YES |  |  |  | FFL3755 |  | CAREFUSION | 8100M |  |  | Rental Equipment | MHHS-Greater Heights |  |  |  | FFL3755 |  | Central & Greater Heights |  | Rental Equipment | [7 empty] | PUMPINFUSION-ALARIS-Medley 8100 |  | MEDLEY PUMP MODULE LVP *MEMORIAL HERMANN |  |  | PUMPINFUSION-ALARIS-Medley 8100 | [6 empty] | Verified as Rental |  |  | MHHS-Greater Heights
NO | YES |  |  |  | FFL3758 |  | CAREFUSION | 8100M |  |  | Rental Equipment | MHHS-Greater Heights |  |  |  | FFL3758 |  | Central & Greater Heights |  | Rental Equipment | [7 empty] | PUMPINFUSION-ALARIS-Medley 8100 |  | MEDLEY PUMP MODULE LVP *MEMORIAL HERMANN |  |  | PUMPINFUSION-ALARIS-Medley 8100 | [6 empty] | Verified as Rental |  |  | MHHS-Greater Heights
NO | YES |  |  |  | FFL3771 |  | CAREFUSION | 8100M |  |  | Rental Equipment | MHHS-Greater Heights |  |  |  | FFL3771 |  | Central & Greater Heights |  | Rental Equipment | [7 empty] | PUMPINFUSION-ALARIS-Medley 8100 |  | MEDLEY PUMP MODULE LVP *MEMORIAL HERMANN |  |  | PUMPINFUSION-ALARIS-Medley 8100 | [6 empty] | Verified as Rental |  |  | MHHS-Greater Heights
NO | YES |  |  |  | FFL3788 |  | CAREFUSION | 8100M |  |  | Rental Equipment | MHHS-Greater Heights |  |  |  | FFL3788 |  | Central & Greater Heights |  | Rental Equipment | [7 empty] | PUMPINFUSION-ALARIS-Medley 8100 |  | MEDLEY PUMP MODULE LVP *MEMORIAL HERMANN |  |  | PUMPINFUSION-ALARIS-Medley 8100 | [6 empty] | Verified as Rental |  |  | MHHS-Greater Heights
NO | YES |  |  |  | FFL3806 |  | CAREFUSION | 8100M |  |  | Rental Equipment | MHHS-Greater Heights |  |  |  | FFL3806 |  | Central & Greater Heights |  | Rental Equipment | [7 empty] | PUMPINFUSION-ALARIS-Medley 8100 |  | MEDLEY PUMP MODULE LVP *MEMORIAL HERMANN |  |  | PUMPINFUSION-ALARIS-Medley 8100 | [6 empty] | Verified as Rental |  |  | MHHS-Greater Heights
NO | YES |  |  |  | FFL3816 |  | CAREFUSION | 8100M |  |  | Rental Equipment | MHHS-Greater Heights |  |  |  | FFL3816 |  | Central & Greater Heights |  | Rental Equipment | [7 empty] | PUMPINFUSION-ALARIS-Medley 8100 |  | MEDLEY PUMP MODULE LVP *MEMORIAL HERMANN |  |  | PUMPINFUSION-ALARIS-Medley 8100 | [6 empty] | Verified as Rental |  |  | MHHS-Greater Heights
NO | YES |  |  |  | FFL3823 |  | CAREFUSION | 8100M |  |  | Rental Equipment | MHHS-Greater Heights |  |  |  | FFL3823 |  | Central & Greater Heights |  | Rental Equipment | [7 empty] | PUMPINFUSION-ALARIS-Medley 8100 |  | MEDLEY PUMP MODULE LVP *MEMORIAL HERMANN |  |  | PUMPINFUSION-ALARIS-Medley 8100 | [6 empty] | Verified as Rental |  |  | MHHS-Greater Heights
NO | YES |  |  |  | FFL3826 |  | CAREFUSION | 8100M |  |  | Rental Equipment | MHHS-Greater Heights |  |  |  | FFL3826 |  | Central & Greater Heights |  | Rental Equipment | [7 empty] | PUMPINFUSION-ALARIS-Medley 8100 |  | MEDLEY PUMP MODULE LVP *MEMORIAL HERMANN |  |  | PUMPINFUSION-ALARIS-Medley 8100 | [6 empty] | Verified as Rental |  |  | MHHS-Greater Heights
NO | YES |  |  |  | FFL3839 |  | CAREFUSION | 8100M |  |  | Rental Equipment | MHHS-Greater Heights |  |  |  | FFL3839 |  | Central & Greater Heights |  | Rental Equipment | [7 empty] | PUMPINFUSION-ALARIS-Medley 8100 |  | MEDLEY PUMP MODULE LVP *MEMORIAL HERMANN |  |  | PUMPINFUSION-ALARIS-Medley 8100 | [6 empty] | Verified as Rental |  |  | MHHS-Greater Heights
NO | YES |  |  |  | FFL3853 |  | CAREFUSION | 8100M |  |  | Rental Equipment | MHHS-Greater Heights |  |  |  | FFL3853 |  | Central & Greater Heights |  | Rental Equipment | [7 empty] | PUMPINFUSION-ALARIS-Medley 8100 |  | MEDLEY PUMP MODULE LVP *MEMORIAL HERMANN |  |  | PUMPINFUSION-ALARIS-Medley 8100 | [6 empty] | Verified as Rental |  |  | MHHS-Greater Heights
NO | YES |  |  |  | FFL3881 |  | CAREFUSION | 8100M |  |  | Rental Equipment | MHHS-Greater Heights |  |  |  | FFL3881 |  | Central & Greater Heights |  | Rental Equipment | [7 empty] | PUMPINFUSION-ALARIS-Medley 8100 |  | MEDLEY PUMP MODULE LVP *MEMORIAL HERMANN |  |  | PUMPINFUSION-ALARIS-Medley 8100 | [6 empty] | Verified as Rental |  |  | MHHS-Greater Heights
NO | YES |  |  |  | FFL3895 |  | CAREFUSION | 8100M |  |  | Rental Equipment | MHHS-Greater Heights |  |  |  | FFL3895 |  | Central & Greater Heights |  | Rental Equipment | [7 empty] | PUMPINFUSION-ALARIS-Medley 8100 |  | MEDLEY PUMP MODULE LVP *MEMORIAL HERMANN |  |  | PUMPINFUSION-ALARIS-Medley 8100 | [6 empty] | Verified as Rental |  |  | MHHS-Greater Heights
NO | YES |  |  |  | FFL3917 |  | CAREFUSION | 8100M |  |  | Rental Equipment | MHHS-Greater Heights |  |  |  | FFL3917 |  | Central & Greater Heights |  | Rental Equipment | [7 empty] | PUMPINFUSION-ALARIS-Medley 8100 |  | MEDLEY PUMP MODULE LVP *MEMORIAL HERMANN |  |  | PUMPINFUSION-ALARIS-Medley 8100 | [6 empty] | Verified as Rental |  |  | MHHS-Greater Heights
NO | YES |  |  |  | FFL3932 |  | CAREFUSION | 8100M |  |  | Rental Equipment | MHHS-Greater Heights |  |  |  | FFL3932 |  | Central & Greater Heights |  | Rental Equipment | [7 empty] | PUMPINFUSION-ALARIS-Medley 8100 |  | MEDLEY PUMP MODULE LVP *MEMORIAL HERMANN |  |  | PUMPINFUSION-ALARIS-Medley 8100 | [6 empty] | Verified as Rental |  |  | MHHS-Greater Heights
NO | YES |  |  |  | FFL3951 |  | CAREFUSION | 8100M |  |  | Rental Equipment | MHHS-Greater Heights |  |  |  | FFL3951 |  | Central & Greater Heights |  | Rental Equipment | [7 empty] | PUMPINFUSION-ALARIS-Medley 8100 |  | MEDLEY PUMP MODULE LVP *MEMORIAL HERMANN |  |  | PUMPINFUSION-ALARIS-Medley 8100 | [6 empty] | Verified as Rental |  |  | MHHS-Greater Heights
NO | YES |  |  |  | FFL3962 |  | CAREFUSION | 8100M |  |  | Rental Equipment | MHHS-Greater Heights |  |  |  | FFL3962 |  | Central & Greater Heights |  | Rental Equipment | [7 empty] | PUMPINFUSION-ALARIS-Medley 8100 |  | MEDLEY PUMP MODULE LVP *MEMORIAL HERMANN |  |  | PUMPINFUSION-ALARIS-Medley 8100 | [6 empty] | Verified as Rental |  |  | MHHS-Greater Heights
NO | YES |  |  |  | FFL3977 |  | CAREFUSION | 8100M |  |  | Rental Equipment | MHHS-Greater Heights |  |  |  | FFL3977 |  | Central & Greater Heights |  | Rental Equipment | [7 empty] | PUMPINFUSION-ALARIS-Medley 8100 |  | MEDLEY PUMP MODULE LVP *MEMORIAL HERMANN |  |  | PUMPINFUSION-ALARIS-Medley 8100 | [6 empty] | Verified as Rental |  |  | MHHS-Greater Heights
NO | YES |  |  |  | FFL4025 |  | CAREFUSION | 8100M |  |  | Rental Equipment | MHHS-Greater Heights |  |  |  | FFL4025 |  | Central & Greater Heights |  | Rental Equipment | [7 empty] | PUMPINFUSION-ALARIS-Medley 8100 |  | MEDLEY PUMP MODULE LVP *MEMORIAL HERMANN |  |  | PUMPINFUSION-ALARIS-Medley 8100 | [6 empty] | Verified as Rental |  |  | MHHS-Greater Heights
NO | YES |  |  |  | FFL4067 |  | CAREFUSION | 8100M |  |  | Rental Equipment | MHHS-Greater Heights |  |  |  | FFL4067 |  | Central & Greater Heights |  | Rental Equipment | [7 empty] | PUMPINFUSION-ALARIS-Medley 8100 |  | MEDLEY PUMP MODULE LVP *MEMORIAL HERMANN |  |  | PUMPINFUSION-ALARIS-Medley 8100 | [6 empty] | Verified as Rental |  |  | MHHS-Greater Heights
NO | YES |  |  |  | FFL4084 |  | CAREFUSION | 8100M |  |  | Rental Equipment | MHHS-Greater Heights |  |  |  | FFL4084 |  | Central & Greater Heights |  | Rental Equipment | [7 empty] | PUMPINFUSION-ALARIS-Medley 8100 |  | MEDLEY PUMP MODULE LVP *MEMORIAL HERMANN |  |  | PUMPINFUSION-ALARIS-Medley 8100 | [6 empty] | Verified as Rental |  |  | MHHS-Greater Heights
NO | YES |  |  |  | FFL4087 |  | CAREFUSION | 8100M |  |  | Rental Equipment | MHHS-Greater Heights |  |  |  | FFL4087 |  | Central & Greater Heights |  | Rental Equipment | [7 empty] | PUMPINFUSION-ALARIS-Medley 8100 |  | MEDLEY PUMP MODULE LVP *MEMORIAL HERMANN |  |  | PUMPINFUSION-ALARIS-Medley 8100 | [6 empty] | Verified as Rental |  |  | MHHS-Greater Heights
NO | YES |  |  |  | FFL4113 |  | CAREFUSION | 8100M |  |  | Rental Equipment | MHHS-Greater Heights |  |  |  | FFL4113 |  | Central & Greater Heights |  | Rental Equipment | [7 empty] | PUMPINFUSION-ALARIS-Medley 8100 |  | MEDLEY PUMP MODULE LVP *MEMORIAL HERMANN |  |  | PUMPINFUSION-ALARIS-Medley 8100 | [6 empty] | Verified as Rental |  |  | MHHS-Greater Heights
NO | YES |  |  |  | FFL4121 |  | CAREFUSION | 8100M |  |  | Rental Equipment | MHHS-Greater Heights |  |  |  | FFL4121 |  | Central & Greater Heights |  | Rental Equipment | [7 empty] | PUMPINFUSION-ALARIS-Medley 8100 |  | MEDLEY PUMP MODULE LVP *MEMORIAL HERMANN |  |  | PUMPINFUSION-ALARIS-Medley 8100 | [6 empty] | Verified as Rental |  |  | MHHS-Greater Heights
NO | YES |  |  |  | FFL4138 |  | CAREFUSION | 8100M |  |  | Rental Equipment | MHHS-Greater Heights |  |  |  | FFL4138 |  | Central & Greater Heights |  | Rental Equipment | [7 empty] | PUMPINFUSION-ALARIS-Medley 8100 |  | MEDLEY PUMP MODULE LVP *MEMORIAL HERMANN |  |  | PUMPINFUSION-ALARIS-Medley 8100 | [6 empty] | Verified as Rental |  |  | MHHS-Greater Heights
NO | YES |  |  |  | FFL4151 |  | CAREFUSION | 8100M |  |  | Rental Equipment | MHHS-Greater Heights |  |  |  | FFL4151 |  | Central & Greater Heights |  | Rental Equipment | [7 empty] | PUMPINFUSION-ALARIS-Medley 8100 |  | MEDLEY PUMP MODULE LVP *MEMORIAL HERMANN |  |  | PUMPINFUSION-ALARIS-Medley 8100 | [6 empty] | Verified as Rental |  |  | MHHS-Greater Heights
NO | YES |  |  |  | FFL4158 |  | CAREFUSION | 8100M |  |  | Rental Equipment | MHHS-Greater Heights |  |  |  | FFL4158 |  | Central & Greater Heights |  | Rental Equipment | [7 empty] | PUMPINFUSION-ALARIS-Medley 8100 |  | MEDLEY PUMP MODULE LVP *MEMORIAL HERMANN |  |  | PUMPINFUSION-ALARIS-Medley 8100 | [6 empty] | Verified as Rental |  |  | MHHS-Greater Heights
NO | YES |  |  |  | FFL4174 |  | CAREFUSION | 8100M |  |  | Rental Equipment | MHHS-Greater Heights |  |  |  | FFL4174 |  | Central & Greater Heights |  | Rental Equipment | [7 empty] | PUMPINFUSION-ALARIS-Medley 8100 |  | MEDLEY PUMP MODULE LVP *MEMORIAL HERMANN |  |  | PUMPINFUSION-ALARIS-Medley 8100 | [6 empty] | Verified as Rental |  |  | MHHS-Greater Heights
NO | YES |  |  |  | FFL4189 |  | CAREFUSION | 8100M |  |  | Rental Equipment | MHHS-Greater Heights |  |  |  | FFL4189 |  | Central & Greater Heights |  | Rental Equipment | [7 empty] | PUMPINFUSION-ALARIS-Medley 8100 |  | MEDLEY PUMP MODULE LVP *MEMORIAL HERMANN |  |  | PUMPINFUSION-ALARIS-Medley 8100 | [6 empty] | Verified as Rental |  |  | MHHS-Greater Heights
NO | YES |  |  |  | FFL4207 |  | CAREFUSION | 8100M |  |  | Rental Equipment | MHHS-Greater Heights |  |  |  | FFL4207 |  | Central & Greater Heights |  | Rental Equipment | [7 empty] | PUMPINFUSION-ALARIS-Medley 8100 |  | MEDLEY PUMP MODULE LVP *MEMORIAL HERMANN |  |  | PUMPINFUSION-ALARIS-Medley 8100 | [6 empty] | Verified as Rental |  |  | MHHS-Greater Heights
NO | YES |  |  |  | FFL4218 |  | CAREFUSION | 8100M |  |  | Rental Equipment | MHHS-Greater Heights |  |  |  | FFL4218 |  | Central & Greater Heights |  | Rental Equipment | [7 empty] | PUMPINFUSION-ALARIS-Medley 8100 |  | MEDLEY PUMP MODULE LVP *MEMORIAL HERMANN |  |  | PUMPINFUSION-ALARIS-Medley 8100 | [6 empty] | Verified as Rental |  |  | MHHS-Greater Heights
NO | YES |  |  |  | FFL4250 |  | CAREFUSION | 8100M |  |  | Rental Equipment | MHHS-Greater Heights |  |  |  | FFL4250 |  | Central & Greater Heights |  | Rental Equipment | [7 empty] | PUMPINFUSION-ALARIS-Medley 8100 |  | MEDLEY PUMP MODULE LVP *MEMORIAL HERMANN |  |  | PUMPINFUSION-ALARIS-Medley 8100 | [6 empty] | Verified as Rental |  |  | MHHS-Greater Heights
NO | YES |  |  |  | FFL4256 |  | CAREFUSION | 8100M |  |  | Rental Equipment | MHHS-Greater Heights |  |  |  | FFL4256 |  | Central & Greater Heights |  | Rental Equipment | [7 empty] | PUMPINFUSION-ALARIS-Medley 8100 |  | MEDLEY PUMP MODULE LVP *MEMORIAL HERMANN |  |  | PUMPINFUSION-ALARIS-Medley 8100 | [6 empty] | Verified as Rental |  |  | MHHS-Greater Heights
NO | YES |  |  |  | FFL4275 |  | CAREFUSION | 8100M |  |  | Rental Equipment | MHHS-Greater Heights |  |  |  | FFL4275 |  | Central & Greater Heights |  | Rental Equipment | [7 empty] | PUMPINFUSION-ALARIS-Medley 8100 |  | MEDLEY PUMP MODULE LVP *MEMORIAL HERMANN |  |  | PUMPINFUSION-ALARIS-Medley 8100 | [6 empty] | Verified as Rental |  |  | MHHS-Greater Heights
NO | YES |  |  |  | FFL4286 |  | CAREFUSION | 8100M |  |  | Rental Equipment | MHHS-Greater Heights |  |  |  | FFL4286 |  | Central & Greater Heights |  | Rental Equipment | [7 empty] | PUMPINFUSION-ALARIS-Medley 8100 |  | MEDLEY PUMP MODULE LVP *MEMORIAL HERMANN |  |  | PUMPINFUSION-ALARIS-Medley 8100 | [6 empty] | Verified as Rental |  |  | MHHS-Greater Heights
NO | YES |  |  |  | FFL4324 |  | CAREFUSION | 8100M |  |  | Rental Equipment | MHHS-Greater Heights |  |  |  | FFL4324 |  | Central & Greater Heights |  | Rental Equipment | [7 empty] | PUMPINFUSION-ALARIS-Medley 8100 |  | MEDLEY PUMP MODULE LVP *MEMORIAL HERMANN |  |  | PUMPINFUSION-ALARIS-Medley 8100 | [6 empty] | Verified as Rental |  |  | MHHS-Greater Heights
NO | YES |  |  |  | FFL4341 |  | CAREFUSION | 8100M |  |  | Rental Equipment | MHHS-Greater Heights |  |  |  | FFL4341 |  | Central & Greater Heights |  | Rental Equipment | [7 empty] | PUMPINFUSION-ALARIS-Medley 8100 |  | MEDLEY PUMP MODULE LVP *MEMORIAL HERMANN |  |  | PUMPINFUSION-ALARIS-Medley 8100 | [6 empty] | Verified as Rental |  |  | MHHS-Greater Heights
NO | YES |  |  |  | FFL4364 |  | CAREFUSION | 8100M |  |  | Rental Equipment | MHHS-Greater Heights |  |  |  | FFL4364 |  | Central & Greater Heights |  | Rental Equipment | [7 empty] | PUMPINFUSION-ALARIS-Medley 8100 |  | MEDLEY PUMP MODULE LVP *MEMORIAL HERMANN |  |  | PUMPINFUSION-ALARIS-Medley 8100 | [6 empty] | Verified as Rental |  |  | MHHS-Greater Heights
NO | YES |  |  |  | FFL4390 |  | CAREFUSION | 8100M |  |  | Rental Equipment | MHHS-Greater Heights |  |  |  | FFL4390 |  | Central & Greater Heights |  | Rental Equipment | [7 empty] | PUMPINFUSION-ALARIS-Medley 8100 |  | MEDLEY PUMP MODULE LVP *MEMORIAL HERMANN |  |  | PUMPINFUSION-ALARIS-Medley 8100 | [6 empty] | Verified as Rental |  |  | MHHS-Greater Heights
NO | YES |  |  |  | FFL4418 |  | CAREFUSION | 8100M |  |  | Rental Equipment | MHHS-Greater Heights |  |  |  | FFL4418 |  | Central & Greater Heights |  | Rental Equipment | [7 empty] | PUMPINFUSION-ALARIS-Medley 8100 |  | MEDLEY PUMP MODULE LVP *MEMORIAL HERMANN |  |  | PUMPINFUSION-ALARIS-Medley 8100 | [6 empty] | Verified as Rental |  |  | MHHS-Greater Heights
NO | YES |  |  |  | FFL4436 |  | CAREFUSION | 8100M |  |  | Rental Equipment | MHHS-Greater Heights |  |  |  | FFL4436 |  | Central & Greater Heights |  | Rental Equipment | [7 empty] | PUMPINFUSION-ALARIS-Medley 8100 |  | MEDLEY PUMP MODULE LVP *MEMORIAL HERMANN |  |  | PUMPINFUSION-ALARIS-Medley 8100 | [6 empty] | Verified as Rental |  |  | MHHS-Greater Heights
NO | YES |  |  |  | FFL4441 |  | CAREFUSION | 8100M |  |  | Rental Equipment | MHHS-Greater Heights |  |  |  | FFL4441 |  | Central & Greater Heights |  | Rental Equipment | [7 empty] | PUMPINFUSION-ALARIS-Medley 8100 |  | MEDLEY PUMP MODULE LVP *MEMORIAL HERMANN |  |  | PUMPINFUSION-ALARIS-Medley 8100 | [6 empty] | Verified as Rental |  |  | MHHS-Greater Heights
NO | YES |  |  |  | FFL4442 |  | CAREFUSION | 8100M |  |  | Rental Equipment | MHHS-Greater Heights |  |  |  | FFL4442 |  | Central & Greater Heights |  | Rental Equipment | [7 empty] | PUMPINFUSION-ALARIS-Medley 8100 |  | MEDLEY PUMP MODULE LVP *MEMORIAL HERMANN |  |  | PUMPINFUSION-ALARIS-Medley 8100 | [6 empty] | Verified as Rental |  |  | MHHS-Greater Heights
NO | YES |  |  |  | FFL4445 |  | CAREFUSION | 8100M |  |  | Rental Equipment | MHHS-Greater Heights |  |  |  | FFL4445 |  | Central & Greater Heights |  | Rental Equipment | [7 empty] | PUMPINFUSION-ALARIS-Medley 8100 |  | MEDLEY PUMP MODULE LVP *MEMORIAL HERMANN |  |  | PUMPINFUSION-ALARIS-Medley 8100 | [6 empty] | Verified as Rental |  |  | MHHS-Greater Heights
NO | YES |  |  |  | FFL4464 |  | CAREFUSION | 8100M |  |  | Rental Equipment | MHHS-Greater Heights |  |  |  | FFL4464 |  | Central & Greater Heights |  | Rental Equipment | [7 empty] | PUMPINFUSION-ALARIS-Medley 8100 |  | MEDLEY PUMP MODULE LVP *MEMORIAL HERMANN |  |  | PUMPINFUSION-ALARIS-Medley 8100 | [6 empty] | Verified as Rental |  |  | MHHS-Greater Heights
NO | YES |  |  |  | FFL4476 |  | CAREFUSION | 8100M |  |  | Rental Equipment | MHHS-Greater Heights |  |  |  | FFL4476 |  | Central & Greater Heights |  | Rental Equipment | [7 empty] | PUMPINFUSION-ALARIS-Medley 8100 |  | MEDLEY PUMP MODULE LVP *MEMORIAL HERMANN |  |  | PUMPINFUSION-ALARIS-Medley 8100 | [6 empty] | Verified as Rental |  |  | MHHS-Greater Heights
NO | YES |  |  |  | FFL4493 |  | CAREFUSION | 8100M |  |  | Rental Equipment | MHHS-Greater Heights |  |  |  | FFL4493 |  | Central & Greater Heights |  | Rental Equipment | [7 empty] | PUMPINFUSION-ALARIS-Medley 8100 |  | MEDLEY PUMP MODULE LVP *MEMORIAL HERMANN |  |  | PUMPINFUSION-ALARIS-Medley 8100 | [6 empty] | Verified as Rental |  |  | MHHS-Greater Heights
NO | YES |  |  |  | FFL4500 |  | CAREFUSION | 8100M |  |  | Rental Equipment | MHHS-Greater Heights |  |  |  | FFL4500 |  | Central & Greater Heights |  | Rental Equipment | [7 empty] | PUMPINFUSION-ALARIS-Medley 8100 |  | MEDLEY PUMP MODULE LVP *MEMORIAL HERMANN |  |  | PUMPINFUSION-ALARIS-Medley 8100 | [6 empty] | Verified as Rental |  |  | MHHS-Greater Heights
NO | YES |  |  |  | FFL4515 |  | CAREFUSION | 8100M |  |  | Rental Equipment | MHHS-Greater Heights |  |  |  | FFL4515 |  | Central & Greater Heights |  | Rental Equipment | [7 empty] | PUMPINFUSION-ALARIS-Medley 8100 |  | MEDLEY PUMP MODULE LVP *MEMORIAL HERMANN |  |  | PUMPINFUSION-ALARIS-Medley 8100 | [6 empty] | Verified as Rental |  |  | MHHS-Greater Heights
NO | YES |  |  |  | FFL4526 |  | CAREFUSION | 8100M |  |  | Rental Equipment | MHHS-Greater Heights |  |  |  | FFL4526 |  | Central & Greater Heights |  | Rental Equipment | [7 empty] | PUMPINFUSION-ALARIS-Medley 8100 |  | MEDLEY PUMP MODULE LVP *MEMORIAL HERMANN |  |  | PUMPINFUSION-ALARIS-Medley 8100 | [6 empty] | Verified as Rental |  |  | MHHS-Greater Heights
NO | YES |  |  |  | FFL4550 |  | CAREFUSION | 8100M |  |  | Rental Equipment | MHHS-Greater Heights |  |  |  | FFL4550 |  | Central & Greater Heights |  | Rental Equipment | [7 empty] | PUMPINFUSION-ALARIS-Medley 8100 |  | MEDLEY PUMP MODULE LVP *MEMORIAL HERMANN |  |  | PUMPINFUSION-ALARIS-Medley 8100 | [6 empty] | Verified as Rental |  |  | MHHS-Greater Heights
NO | YES |  |  |  | FFL4564 |  | CAREFUSION | 8100M |  |  | Rental Equipment | MHHS-Greater Heights |  |  |  | FFL4564 |  | Central & Greater Heights |  | Rental Equipment | [7 empty] | PUMPINFUSION-ALARIS-Medley 8100 |  | MEDLEY PUMP MODULE LVP *MEMORIAL HERMANN |  |  | PUMPINFUSION-ALARIS-Medley 8100 | [6 empty] | Verified as Rental |  |  | MHHS-Greater Heights
NO | YES |  |  |  | FFL4569 |  | CAREFUSION | 8100M |  |  | Rental Equipment | MHHS-Greater Heights |  |  |  | FFL4569 |  | Central & Greater Heights |  | Rental Equipment | [7 empty] | PUMPINFUSION-ALARIS-Medley 8100 |  | MEDLEY PUMP MODULE LVP *MEMORIAL HERMANN |  |  | PUMPINFUSION-ALARIS-Medley 8100 | [6 empty] | Verified as Rental |  |  | MHHS-Greater Heights
NO | YES |  |  |  | FFL4623 |  | CAREFUSION | 8100M |  |  | Rental Equipment | MHHS-Greater Heights |  |  |  | FFL4623 |  | Central & Greater Heights |  | Rental Equipment | [7 empty] | PUMPINFUSION-ALARIS-Medley 8100 |  | MEDLEY PUMP MODULE LVP *MEMORIAL HERMANN |  |  | PUMPINFUSION-ALARIS-Medley 8100 | [6 empty] | Verified as Rental |  |  | MHHS-Greater Heights
NO | YES |  |  |  | FFL4626 |  | CAREFUSION | 8100M |  |  | Rental Equipment | MHHS-Greater Heights |  |  |  | FFL4626 |  | Central & Greater Heights |  | Rental Equipment | [7 empty] | PUMPINFUSION-ALARIS-Medley 8100 |  | MEDLEY PUMP MODULE LVP *MEMORIAL HERMANN |  |  | PUMPINFUSION-ALARIS-Medley 8100 | [6 empty] | Verified as Rental |  |  | MHHS-Greater Heights
NO | YES |  |  |  | FFL4635 |  | CAREFUSION | 8100M |  |  | Rental Equipment | MHHS-Greater Heights |  |  |  | FFL4635 |  | Central & Greater Heights |  | Rental Equipment | [7 empty] | PUMPINFUSION-ALARIS-Medley 8100 |  | MEDLEY PUMP MODULE LVP *MEMORIAL HERMANN |  |  | PUMPINFUSION-ALARIS-Medley 8100 | [6 empty] | Verified as Rental |  |  | MHHS-Greater Heights
NO | YES |  |  |  | FFL4639 |  | CAREFUSION | 8100M |  |  | Rental Equipment | MHHS-Greater Heights |  |  |  | FFL4639 |  | Central & Greater Heights |  | Rental Equipment | [7 empty] | PUMPINFUSION-ALARIS-Medley 8100 |  | MEDLEY PUMP MODULE LVP *MEMORIAL HERMANN |  |  | PUMPINFUSION-ALARIS-Medley 8100 | [6 empty] | Verified as Rental |  |  | MHHS-Greater Heights
NO | YES |  |  |  | FFL4655 |  | CAREFUSION | 8100M |  |  | Rental Equipment | MHHS-Greater Heights |  |  |  | FFL4655 |  | Central & Greater Heights |  | Rental Equipment | [7 empty] | PUMPINFUSION-ALARIS-Medley 8100 |  | MEDLEY PUMP MODULE LVP *MEMORIAL HERMANN |  |  | PUMPINFUSION-ALARIS-Medley 8100 | [6 empty] | Verified as Rental |  |  | MHHS-Greater Heights
NO | YES |  |  |  | FFL4661 |  | CAREFUSION | 8100M |  |  | Rental Equipment | MHHS-Greater Heights |  |  |  | FFL4661 |  | Central & Greater Heights |  | Rental Equipment | [7 empty] | PUMPINFUSION-ALARIS-Medley 8100 |  | MEDLEY PUMP MODULE LVP *MEMORIAL HERMANN |  |  | PUMPINFUSION-ALARIS-Medley 8100 | [6 empty] | Verified as Rental |  |  | MHHS-Greater Heights
NO | YES |  |  |  | FFL4666 |  | CAREFUSION | 8100M |  |  | Rental Equipment | MHHS-Greater Heights |  |  |  | FFL4666 |  | Central & Greater Heights |  | Rental Equipment | [7 empty] | PUMPINFUSION-ALARIS-Medley 8100 |  | MEDLEY PUMP MODULE LVP *MEMORIAL HERMANN |  |  | PUMPINFUSION-ALARIS-Medley 8100 | [6 empty] | Verified as Rental |  |  | MHHS-Greater Heights
NO | YES |  |  |  | FFL4678 |  | CAREFUSION | 8100M |  |  | Rental Equipment | MHHS-Greater Heights |  |  |  | FFL4678 |  | Central & Greater Heights |  | Rental Equipment | [7 empty] | PUMPINFUSION-ALARIS-Medley 8100 |  | MEDLEY PUMP MODULE LVP *MEMORIAL HERMANN |  |  | PUMPINFUSION-ALARIS-Medley 8100 | [6 empty] | Verified as Rental |  |  | MHHS-Greater Heights
NO | YES |  |  |  | FFL4680 |  | CAREFUSION | 8100M |  |  | Rental Equipment | MHHS-Greater Heights |  |  |  | FFL4680 |  | Central & Greater Heights |  | Rental Equipment | [7 empty] | PUMPINFUSION-ALARIS-Medley 8100 |  | MEDLEY PUMP MODULE LVP *MEMORIAL HERMANN |  |  | PUMPINFUSION-ALARIS-Medley 8100 | [6 empty] | Verified as Rental |  |  | MHHS-Greater Heights
NO | YES |  |  |  | FFL4686 |  | CAREFUSION | 8100M |  |  | Rental Equipment | MHHS-Greater Heights |  |  |  | FFL4686 |  | Central & Greater Heights |  | Rental Equipment | [7 empty] | PUMPINFUSION-ALARIS-Medley 8100 |  | MEDLEY PUMP MODULE LVP *MEMORIAL HERMANN |  |  | PUMPINFUSION-ALARIS-Medley 8100 | [6 empty] | Verified as Rental |  |  | MHHS-Greater Heights
NO | YES |  |  |  | FFL4730 |  | CAREFUSION | 8100M |  |  | Rental Equipment | MHHS-Greater Heights |  |  |  | FFL4730 |  | Central & Greater Heights |  | Rental Equipment | [7 empty] | PUMPINFUSION-ALARIS-Medley 8100 |  | MEDLEY PUMP MODULE LVP *MEMORIAL HERMANN |  |  | PUMPINFUSION-ALARIS-Medley 8100 | [6 empty] | Verified as Rental |  |  | MHHS-Greater Heights
NO | YES |  |  |  | FFL4750 |  | CAREFUSION | 8100M |  |  | Rental Equipment | MHHS-Greater Heights |  |  |  | FFL4750 |  | Central & Greater Heights |  | Rental Equipment | [7 empty] | PUMPINFUSION-ALARIS-Medley 8100 |  | MEDLEY PUMP MODULE LVP *MEMORIAL HERMANN |  |  | PUMPINFUSION-ALARIS-Medley 8100 | [6 empty] | Verified as Rental |  |  | MHHS-Greater Heights
NO | YES |  |  |  | FFL4768 |  | CAREFUSION | 8100M |  |  | Rental Equipment | MHHS-Greater Heights |  |  |  | FFL4768 |  | Central & Greater Heights |  | Rental Equipment | [7 empty] | PUMPINFUSION-ALARIS-Medley 8100 |  | MEDLEY PUMP MODULE LVP *MEMORIAL HERMANN |  |  | PUMPINFUSION-ALARIS-Medley 8100 | [6 empty] | Verified as Rental |  |  | MHHS-Greater Heights
NO | YES |  |  |  | FFL4773 |  | CAREFUSION | 8100M |  |  | Rental Equipment | MHHS-Greater Heights |  |  |  | FFL4773 |  | Central & Greater Heights |  | Rental Equipment | [7 empty] | PUMPINFUSION-ALARIS-Medley 8100 |  | MEDLEY PUMP MODULE LVP *MEMORIAL HERMANN |  |  | PUMPINFUSION-ALARIS-Medley 8100 | [6 empty] | Verified as Rental |  |  | MHHS-Greater Heights
NO | YES |  |  |  | FFL4780 |  | CAREFUSION | 8100M |  |  | Rental Equipment | MHHS-Greater Heights |  |  |  | FFL4780 |  | Central & Greater Heights |  | Rental Equipment | [7 empty] | PUMPINFUSION-ALARIS-Medley 8100 |  | MEDLEY PUMP MODULE LVP *MEMORIAL HERMANN |  |  | PUMPINFUSION-ALARIS-Medley 8100 | [6 empty] | Verified as Rental |  |  | MHHS-Greater Heights
NO | YES |  |  |  | FFL4785 |  | CAREFUSION | 8100M |  |  | Rental Equipment | MHHS-Greater Heights |  |  |  | FFL4785 |  | Central & Greater Heights |  | Rental Equipment | [7 empty] | PUMPINFUSION-ALARIS-Medley 8100 |  | MEDLEY PUMP MODULE LVP *MEMORIAL HERMANN |  |  | PUMPINFUSION-ALARIS-Medley 8100 | [6 empty] | Verified as Rental |  |  | MHHS-Greater Heights
NO | YES |  |  |  | FFL4786 |  | CAREFUSION | 8100M |  |  | Rental Equipment | MHHS-Greater Heights |  |  |  | FFL4786 |  | Central & Greater Heights |  | Rental Equipment | [7 empty] | PUMPINFUSION-ALARIS-Medley 8100 |  | MEDLEY PUMP MODULE LVP *MEMORIAL HERMANN |  |  | PUMPINFUSION-ALARIS-Medley 8100 | [6 empty] | Verified as Rental |  |  | MHHS-Greater Heights
NO | YES |  |  |  | FFL4794 |  | CAREFUSION | 8100M |  |  | Rental Equipment | MHHS-Greater Heights |  |  |  | FFL4794 |  | Central & Greater Heights |  | Rental Equipment | [7 empty] | PUMPINFUSION-ALARIS-Medley 8100 |  | MEDLEY PUMP MODULE LVP *MEMORIAL HERMANN |  |  | PUMPINFUSION-ALARIS-Medley 8100 | [6 empty] | Verified as Rental |  |  | MHHS-Greater Heights
NO | YES |  |  |  | FFL4804 |  | CAREFUSION | 8100M |  |  | Rental Equipment | MHHS-Greater Heights |  |  |  | FFL4804 |  | Central & Greater Heights |  | Rental Equipment | [7 empty] | PUMPINFUSION-ALARIS-Medley 8100 |  | MEDLEY PUMP MODULE LVP *MEMORIAL HERMANN |  |  | PUMPINFUSION-ALARIS-Medley 8100 | [6 empty] | Verified as Rental |  |  | MHHS-Greater Heights
NO | YES |  |  |  | FFL4869 |  | CAREFUSION | 8100M |  |  | Rental Equipment | MHHS-Greater Heights |  |  |  | FFL4869 |  | Central & Greater Heights |  | Rental Equipment | [7 empty] | PUMPINFUSION-ALARIS-Medley 8100 |  | MEDLEY PUMP MODULE LVP *MEMORIAL HERMANN |  |  | PUMPINFUSION-ALARIS-Medley 8100 | [6 empty] | Verified as Rental |  |  | MHHS-Greater Heights
NO | YES |  |  |  | FFL4884 |  | CAREFUSION | 8100M |  |  | Rental Equipment | MHHS-Greater Heights |  |  |  | FFL4884 |  | Central & Greater Heights |  | Rental Equipment | [7 empty] | PUMPINFUSION-ALARIS-Medley 8100 |  | MEDLEY PUMP MODULE LVP *MEMORIAL HERMANN |  |  | PUMPINFUSION-ALARIS-Medley 8100 | [6 empty] | Verified as Rental |  |  | MHHS-Greater Heights
NO | YES |  |  |  | FFL4930 |  | CAREFUSION | 8100M |  |  | Rental Equipment | MHHS-Greater Heights |  |  |  | FFL4930 |  | Central & Greater Heights |  | Rental Equipment | [7 empty] | PUMPINFUSION-ALARIS-Medley 8100 |  | MEDLEY PUMP MODULE LVP *MEMORIAL HERMANN |  |  | PUMPINFUSION-ALARIS-Medley 8100 | [6 empty] | Verified as Rental |  |  | MHHS-Greater Heights
NO | YES |  |  |  | FFL4950 |  | CAREFUSION | 8100M |  |  | Rental Equipment | MHHS-Greater Heights |  |  |  | FFL4950 |  | Central & Greater Heights |  | Rental Equipment | [7 empty] | PUMPINFUSION-ALARIS-Medley 8100 |  | MEDLEY PUMP MODULE LVP *MEMORIAL HERMANN |  |  | PUMPINFUSION-ALARIS-Medley 8100 | [6 empty] | Verified as Rental |  |  | MHHS-Greater Heights
NO | YES |  |  |  | FFL4968 |  | CAREFUSION | 8100M |  |  | Rental Equipment | MHHS-Greater Heights |  |  |  | FFL4968 |  | Central & Greater Heights |  | Rental Equipment | [7 empty] | PUMPINFUSION-ALARIS-Medley 8100 |  | MEDLEY PUMP MODULE LVP *MEMORIAL HERMANN |  |  | PUMPINFUSION-ALARIS-Medley 8100 | [6 empty] | Verified as Rental |  |  | MHHS-Greater Heights
NO | YES |  |  |  | FFL4976 |  | CAREFUSION | 8100M |  |  | Rental Equipment | MHHS-Greater Heights |  |  |  | FFL4976 |  | Central & Greater Heights |  | Rental Equipment | [7 empty] | PUMPINFUSION-ALARIS-Medley 8100 |  | MEDLEY PUMP MODULE LVP *MEMORIAL HERMANN |  |  | PUMPINFUSION-ALARIS-Medley 8100 | [6 empty] | Verified as Rental |  |  | MHHS-Greater Heights
NO | YES |  |  |  | FFL4978 |  | CAREFUSION | 8100M |  |  | Rental Equipment | MHHS-Greater Heights |  |  |  | FFL4978 |  | Central & Greater Heights |  | Rental Equipment | [7 empty] | PUMPINFUSION-ALARIS-Medley 8100 |  | MEDLEY PUMP MODULE LVP *MEMORIAL HERMANN |  |  | PUMPINFUSION-ALARIS-Medley 8100 | [6 empty] | Verified as Rental |  |  | MHHS-Greater Heights
NO | YES |  |  |  | FFL4992 |  | CAREFUSION | 8100M |  |  | Rental Equipment | MHHS-Greater Heights |  |  |  | FFL4992 |  | Central & Greater Heights |  | Rental Equipment | [7 empty] | PUMPINFUSION-ALARIS-Medley 8100 |  | MEDLEY PUMP MODULE LVP *MEMORIAL HERMANN |  |  | PUMPINFUSION-ALARIS-Medley 8100 | [6 empty] | Verified as Rental |  |  | MHHS-Greater Heights
NO | YES |  |  |  | FFL4997 |  | CAREFUSION | 8100M |  |  | Rental Equipment | MHHS-Greater Heights |  |  |  | FFL4997 |  | Central & Greater Heights |  | Rental Equipment | [7 empty] | PUMPINFUSION-ALARIS-Medley 8100 |  | MEDLEY PUMP MODULE LVP *MEMORIAL HERMANN |  |  | PUMPINFUSION-ALARIS-Medley 8100 | [6 empty] | Verified as Rental |  |  | MHHS-Greater Heights
NO | YES |  |  |  | FFL5014 |  | CAREFUSION | 8100M |  |  | Rental Equipment | MHHS-Greater Heights |  |  |  | FFL5014 |  | Central & Greater Heights |  | Rental Equipment | [7 empty] | PUMPINFUSION-ALARIS-Medley 8100 |  | MEDLEY PUMP MODULE LVP *MEMORIAL HERMANN |  |  | PUMPINFUSION-ALARIS-Medley 8100 | [6 empty] | Verified as Rental |  |  | MHHS-Greater Heights
NO | YES |  |  |  | FFL5030 |  | CAREFUSION | 8100M |  |  | Rental Equipment | MHHS-Greater Heights |  |  |  | FFL5030 |  | Central & Greater Heights |  | Rental Equipment | [7 empty] | PUMPINFUSION-ALARIS-Medley 8100 |  | MEDLEY PUMP MODULE LVP *MEMORIAL HERMANN |  |  | PUMPINFUSION-ALARIS-Medley 8100 | [6 empty] | Verified as Rental |  |  | MHHS-Greater Heights
NO | YES |  |  |  | FFL5051 |  | CAREFUSION | 8100M |  |  | Rental Equipment | MHHS-Greater Heights |  |  |  | FFL5051 |  | Central & Greater Heights |  | Rental Equipment | [7 empty] | PUMPINFUSION-ALARIS-Medley 8100 |  | MEDLEY PUMP MODULE LVP *MEMORIAL HERMANN |  |  | PUMPINFUSION-ALARIS-Medley 8100 | [6 empty] | Verified as Rental |  |  | MHHS-Greater Heights
NO | YES |  |  |  | FFL5076 |  | CAREFUSION | 8100M |  |  | Rental Equipment | MHHS-Greater Heights |  |  |  | FFL5076 |  | Central & Greater Heights |  | Rental Equipment | [7 empty] | PUMPINFUSION-ALARIS-Medley 8100 |  | MEDLEY PUMP MODULE LVP *MEMORIAL HERMANN |  |  | PUMPINFUSION-ALARIS-Medley 8100 | [6 empty] | Verified as Rental |  |  | MHHS-Greater Heights
NO | YES |  |  |  | FFL5083 |  | CAREFUSION | 8100M |  |  | Rental Equipment | MHHS-Greater Heights |  |  |  | FFL5083 |  | Central & Greater Heights |  | Rental Equipment | [7 empty] | PUMPINFUSION-ALARIS-Medley 8100 |  | MEDLEY PUMP MODULE LVP *MEMORIAL HERMANN |  |  | PUMPINFUSION-ALARIS-Medley 8100 | [6 empty] | Verified as Rental |  |  | MHHS-Greater Heights
NO | YES |  |  |  | FFL5084 |  | CAREFUSION | 8100M |  |  | Rental Equipment | MHHS-Greater Heights |  |  |  | FFL5084 |  | Central & Greater Heights |  | Rental Equipment | [7 empty] | PUMPINFUSION-ALARIS-Medley 8100 |  | MEDLEY PUMP MODULE LVP *MEMORIAL HERMANN |  |  | PUMPINFUSION-ALARIS-Medley 8100 | [6 empty] | Verified as Rental |  |  | MHHS-Greater Heights
NO | YES |  |  |  | FFL5111 |  | CAREFUSION | 8100M |  |  | Rental Equipment | MHHS-Greater Heights |  |  |  | FFL5111 |  | Central & Greater Heights |  | Rental Equipment | [7 empty] | PUMPINFUSION-ALARIS-Medley 8100 |  | MEDLEY PUMP MODULE LVP *MEMORIAL HERMANN |  |  | PUMPINFUSION-ALARIS-Medley 8100 | [6 empty] | Verified as Rental |  |  | MHHS-Greater Heights
NO | YES |  |  |  | FFL5140 |  | CAREFUSION | 8100M |  |  | Rental Equipment | MHHS-Greater Heights |  |  |  | FFL5140 |  | Central & Greater Heights |  | Rental Equipment | [7 empty] | PUMPINFUSION-ALARIS-Medley 8100 |  | MEDLEY PUMP MODULE LVP *MEMORIAL HERMANN |  |  | PUMPINFUSION-ALARIS-Medley 8100 | [6 empty] | Verified as Rental |  |  | MHHS-Greater Heights
NO | YES |  |  |  | FFL5144 |  | CAREFUSION | 8100M |  |  | Rental Equipment | MHHS-Greater Heights |  |  |  | FFL5144 |  | Central & Greater Heights |  | Rental Equipment | [7 empty] | PUMPINFUSION-ALARIS-Medley 8100 |  | MEDLEY PUMP MODULE LVP *MEMORIAL HERMANN |  |  | PUMPINFUSION-ALARIS-Medley 8100 | [6 empty] | Verified as Rental |  |  | MHHS-Greater Heights
NO | YES |  |  |  | FFL5150 |  | CAREFUSION | 8100M |  |  | Rental Equipment | MHHS-Greater Heights |  |  |  | FFL5150 |  | Central & Greater Heights |  | Rental Equipment | [7 empty] | PUMPINFUSION-ALARIS-Medley 8100 |  | MEDLEY PUMP MODULE LVP *MEMORIAL HERMANN |  |  | PUMPINFUSION-ALARIS-Medley 8100 | [6 empty] | Verified as Rental |  |  | MHHS-Greater Heights
NO | YES |  |  |  | FFL5159 |  | CAREFUSION | 8100M |  |  | Rental Equipment | MHHS-Greater Heights |  |  |  | FFL5159 |  | Central & Greater Heights |  | Rental Equipment | [7 empty] | PUMPINFUSION-ALARIS-Medley 8100 |  | MEDLEY PUMP MODULE LVP *MEMORIAL HERMANN |  |  | PUMPINFUSION-ALARIS-Medley 8100 | [6 empty] | Verified as Rental |  |  | MHHS-Greater Heights
NO | YES |  |  |  | FFL5168 |  | CAREFUSION | 8100M |  |  | Rental Equipment | MHHS-Greater Heights |  |  |  | FFL5168 |  | Central & Greater Heights |  | Rental Equipment | [7 empty] | PUMPINFUSION-ALARIS-Medley 8100 |  | MEDLEY PUMP MODULE LVP *MEMORIAL HERMANN |  |  | PUMPINFUSION-ALARIS-Medley 8100 | [6 empty] | Verified as Rental |  |  | MHHS-Greater Heights
NO | YES |  |  |  | FFL5170 |  | CAREFUSION | 8100M |  |  | Rental Equipment | MHHS-Greater Heights |  |  |  | FFL5170 |  | Central & Greater Heights |  | Rental Equipment | [7 empty] | PUMPINFUSION-ALARIS-Medley 8100 |  | MEDLEY PUMP MODULE LVP *MEMORIAL HERMANN |  |  | PUMPINFUSION-ALARIS-Medley 8100 | [6 empty] | Verified as Rental |  |  | MHHS-Greater Heights
NO | YES |  |  |  | FFL5172 |  | CAREFUSION | 8100M |  |  | Rental Equipment | MHHS-Greater Heights |  |  |  | FFL5172 |  | Central & Greater Heights |  | Rental Equipment | [7 empty] | PUMPINFUSION-ALARIS-Medley 8100 |  | MEDLEY PUMP MODULE LVP *MEMORIAL HERMANN |  |  | PUMPINFUSION-ALARIS-Medley 8100 | [6 empty] | Verified as Rental |  |  | MHHS-Greater Heights
NO | YES |  |  |  | FFL5176 |  | CAREFUSION | 8100M |  |  | Rental Equipment | MHHS-Greater Heights |  |  |  | FFL5176 |  | Central & Greater Heights |  | Rental Equipment | [7 empty] | PUMPINFUSION-ALARIS-Medley 8100 |  | MEDLEY PUMP MODULE LVP *MEMORIAL HERMANN |  |  | PUMPINFUSION-ALARIS-Medley 8100 | [6 empty] | Verified as Rental |  |  | MHHS-Greater Heights
NO | YES |  |  |  | FFL5179 |  | CAREFUSION | 8100M |  |  | Rental Equipment | MHHS-Greater Heights |  |  |  | FFL5179 |  | Central & Greater Heights |  | Rental Equipment | [7 empty] | PUMPINFUSION-ALARIS-Medley 8100 |  | MEDLEY PUMP MODULE LVP *MEMORIAL HERMANN |  |  | PUMPINFUSION-ALARIS-Medley 8100 | [6 empty] | Verified as Rental |  |  | MHHS-Greater Heights
NO | YES |  |  |  | FFL5243 |  | CAREFUSION | 8100M |  |  | Rental Equipment | MHHS-Greater Heights |  |  |  | FFL5243 |  | Central & Greater Heights |  | Rental Equipment | [7 empty] | PUMPINFUSION-ALARIS-Medley 8100 |  | MEDLEY PUMP MODULE LVP *MEMORIAL HERMANN |  |  | PUMPINFUSION-ALARIS-Medley 8100 | [6 empty] | Verified as Rental |  |  | MHHS-Greater Heights
NO | YES |  |  |  | FFL5254 |  | CAREFUSION | 8100M |  |  | Rental Equipment | MHHS-Greater Heights |  |  |  | FFL5254 |  | Central & Greater Heights |  | Rental Equipment | [7 empty] | PUMPINFUSION-ALARIS-Medley 8100 |  | MEDLEY PUMP MODULE LVP *MEMORIAL HERMANN |  |  | PUMPINFUSION-ALARIS-Medley 8100 | [6 empty] | Verified as Rental |  |  | MHHS-Greater Heights
NO | YES |  |  |  | FFL5277 |  | CAREFUSION | 8100M |  |  | Rental Equipment | MHHS-Greater Heights |  |  |  | FFL5277 |  | Central & Greater Heights |  | Rental Equipment | [7 empty] | PUMPINFUSION-ALARIS-Medley 8100 |  | MEDLEY PUMP MODULE LVP *MEMORIAL HERMANN |  |  | PUMPINFUSION-ALARIS-Medley 8100 | [6 empty] | Verified as Rental |  |  | MHHS-Greater Heights
NO | YES |  |  |  | FFL5297 |  | CAREFUSION | 8100M |  |  | Rental Equipment | MHHS-Greater Heights |  |  |  | FFL5297 |  | Central & Greater Heights |  | Rental Equipment | [7 empty] | PUMPINFUSION-ALARIS-Medley 8100 |  | MEDLEY PUMP MODULE LVP *MEMORIAL HERMANN |  |  | PUMPINFUSION-ALARIS-Medley 8100 | [6 empty] | Verified as Rental |  |  | MHHS-Greater Heights
NO | YES |  |  |  | FFL5383 |  | CAREFUSION | 8100M |  |  | Rental Equipment | MHHS-Greater Heights |  |  |  | FFL5383 |  | Central & Greater Heights |  | Rental Equipment | [7 empty] | PUMPINFUSION-ALARIS-Medley 8100 |  | MEDLEY PUMP MODULE LVP *MEMORIAL HERMANN |  |  | PUMPINFUSION-ALARIS-Medley 8100 | [6 empty] | Verified as Rental |  |  | MHHS-Greater Heights
NO | YES |  |  |  | FFL5386 |  | CAREFUSION | 8100M |  |  | Rental Equipment | MHHS-Greater Heights |  |  |  | FFL5386 |  | Central & Greater Heights |  | Rental Equipment | [7 empty] | PUMPINFUSION-ALARIS-Medley 8100 |  | MEDLEY PUMP MODULE LVP *MEMORIAL HERMANN |  |  | PUMPINFUSION-ALARIS-Medley 8100 | [6 empty] | Verified as Rental |  |  | MHHS-Greater Heights
NO | YES |  |  |  | FFL5410 |  | CAREFUSION | 8100M |  |  | Rental Equipment | MHHS-Greater Heights |  |  |  | FFL5410 |  | Central & Greater Heights |  | Rental Equipment | [7 empty] | PUMPINFUSION-ALARIS-Medley 8100 |  | MEDLEY PUMP MODULE LVP *MEMORIAL HERMANN |  |  | PUMPINFUSION-ALARIS-Medley 8100 | [6 empty] | Verified as Rental |  |  | MHHS-Greater Heights
NO | YES |  |  |  | FFL5412 |  | CAREFUSION | 8100M |  |  | Rental Equipment | MHHS-Greater Heights |  |  |  | FFL5412 |  | Central & Greater Heights |  | Rental Equipment | [7 empty] | PUMPINFUSION-ALARIS-Medley 8100 |  | MEDLEY PUMP MODULE LVP *MEMORIAL HERMANN |  |  | PUMPINFUSION-ALARIS-Medley 8100 | [6 empty] | Verified as Rental |  |  | MHHS-Greater Heights
NO | YES |  |  |  | FFL5416 |  | CAREFUSION | 8100M |  |  | Rental Equipment | MHHS-Greater Heights |  |  |  | FFL5416 |  | Central & Greater Heights |  | Rental Equipment | [7 empty] | PUMPINFUSION-ALARIS-Medley 8100 |  | MEDLEY PUMP MODULE LVP *MEMORIAL HERMANN |  |  | PUMPINFUSION-ALARIS-Medley 8100 | [6 empty] | Verified as Rental |  |  | MHHS-Greater Heights
NO | YES |  |  |  | FFL5468 |  | CAREFUSION | 8100M |  |  | Rental Equipment | MHHS-Greater Heights |  |  |  | FFL5468 |  | Central & Greater Heights |  | Rental Equipment | [7 empty] | PUMPINFUSION-ALARIS-Medley 8100 |  | MEDLEY PUMP MODULE LVP *MEMORIAL HERMANN |  |  | PUMPINFUSION-ALARIS-Medley 8100 | [6 empty] | Verified as Rental |  |  | MHHS-Greater Heights
NO | YES |  |  |  | FFL5495 |  | CAREFUSION | 8100M |  |  | Rental Equipment | MHHS-Greater Heights |  |  |  | FFL5495 |  | Central & Greater Heights |  | Rental Equipment | [7 empty] | PUMPINFUSION-ALARIS-Medley 8100 |  | MEDLEY PUMP MODULE LVP *MEMORIAL HERMANN |  |  | PUMPINFUSION-ALARIS-Medley 8100 | [6 empty] | Verified as Rental |  |  | MHHS-Greater Heights
NO | YES |  |  |  | FFL5497 |  | CAREFUSION | 8100M |  |  | Rental Equipment | MHHS-Greater Heights |  |  |  | FFL5497 |  | Central & Greater Heights |  | Rental Equipment | [7 empty] | PUMPINFUSION-ALARIS-Medley 8100 |  | MEDLEY PUMP MODULE LVP *MEMORIAL HERMANN |  |  | PUMPINFUSION-ALARIS-Medley 8100 | [6 empty] | Verified as Rental |  |  | MHHS-Greater Heights
NO | YES |  |  |  | FFL5503 |  | CAREFUSION | 8100M |  |  | Rental Equipment | MHHS-Greater Heights |  |  |  | FFL5503 |  | Central & Greater Heights |  | Rental Equipment | [7 empty] | PUMPINFUSION-ALARIS-Medley 8100 |  | MEDLEY PUMP MODULE LVP *MEMORIAL HERMANN |  |  | PUMPINFUSION-ALARIS-Medley 8100 | [6 empty] | Verified as Rental |  |  | MHHS-Greater Heights
NO | YES |  |  |  | FFL5508 |  | CAREFUSION | 8100M |  |  | Rental Equipment | MHHS-Greater Heights |  |  |  | FFL5508 |  | Central & Greater Heights |  | Rental Equipment | [7 empty] | PUMPINFUSION-ALARIS-Medley 8100 |  | MEDLEY PUMP MODULE LVP *MEMORIAL HERMANN |  |  | PUMPINFUSION-ALARIS-Medley 8100 | [6 empty] | Verified as Rental |  |  | MHHS-Greater Heights
NO | YES |  |  |  | FFL5526 |  | CAREFUSION | 8100M |  |  | Rental Equipment | MHHS-Greater Heights |  |  |  | FFL5526 |  | Central & Greater Heights |  | Rental Equipment | [7 empty] | PUMPINFUSION-ALARIS-Medley 8100 |  | MEDLEY PUMP MODULE LVP *MEMORIAL HERMANN |  |  | PUMPINFUSION-ALARIS-Medley 8100 | [6 empty] | Verified as Rental |  |  | MHHS-Greater Heights
NO | YES |  |  |  | FFL5540 |  | CAREFUSION | 8100M |  |  | Rental Equipment | MHHS-Greater Heights |  |  |  | FFL5540 |  | Central & Greater Heights |  | Rental Equipment | [7 empty] | PUMPINFUSION-ALARIS-Medley 8100 |  | MEDLEY PUMP MODULE LVP *MEMORIAL HERMANN |  |  | PUMPINFUSION-ALARIS-Medley 8100 | [6 empty] | Verified as Rental |  |  | MHHS-Greater Heights
NO | YES |  |  |  | FFL5549 |  | CAREFUSION | 8100M |  |  | Rental Equipment | MHHS-Greater Heights |  |  |  | FFL5549 |  | Central & Greater Heights |  | Rental Equipment | [7 empty] | PUMPINFUSION-ALARIS-Medley 8100 |  | MEDLEY PUMP MODULE LVP *MEMORIAL HERMANN |  |  | PUMPINFUSION-ALARIS-Medley 8100 | [6 empty] | Verified as Rental |  |  | MHHS-Greater Heights
NO | YES |  |  |  | FFL5550 |  | CAREFUSION | 8100M |  |  | Rental Equipment | MHHS-Greater Heights |  |  |  | FFL5550 |  | Central & Greater Heights |  | Rental Equipment | [7 empty] | PUMPINFUSION-ALARIS-Medley 8100 |  | MEDLEY PUMP MODULE LVP *MEMORIAL HERMANN |  |  | PUMPINFUSION-ALARIS-Medley 8100 | [6 empty] | Verified as Rental |  |  | MHHS-Greater Heights
NO | YES |  |  |  | FFL5573 |  | CAREFUSION | 8100M |  |  | Rental Equipment | MHHS-Greater Heights |  |  |  | FFL5573 |  | Central & Greater Heights |  | Rental Equipment | [7 empty] | PUMPINFUSION-ALARIS-Medley 8100 |  | MEDLEY PUMP MODULE LVP *MEMORIAL HERMANN |  |  | PUMPINFUSION-ALARIS-Medley 8100 | [6 empty] | Verified as Rental |  |  | MHHS-Greater Heights
NO | YES |  |  |  | FFL5587 |  | CAREFUSION | 8100M |  |  | Rental Equipment | MHHS-Greater Heights |  |  |  | FFL5587 |  | Central & Greater Heights |  | Rental Equipment | [7 empty] | PUMPINFUSION-ALARIS-Medley 8100 |  | MEDLEY PUMP MODULE LVP *MEMORIAL HERMANN |  |  | PUMPINFUSION-ALARIS-Medley 8100 | [6 empty] | Verified as Rental |  |  | MHHS-Greater Heights
NO | YES |  |  |  | FFL5593 |  | CAREFUSION | 8100M |  |  | Rental Equipment | MHHS-Greater Heights |  |  |  | FFL5593 |  | Central & Greater Heights |  | Rental Equipment | [7 empty] | PUMPINFUSION-ALARIS-Medley 8100 |  | MEDLEY PUMP MODULE LVP *MEMORIAL HERMANN |  |  | PUMPINFUSION-ALARIS-Medley 8100 | [6 empty] | Verified as Rental |  |  | MHHS-Greater Heights
NO | YES |  |  |  | FFL5613 |  | CAREFUSION | 8100M |  |  | Rental Equipment | MHHS-Greater Heights |  |  |  | FFL5613 |  | Central & Greater Heights |  | Rental Equipment | [7 empty] | PUMPINFUSION-ALARIS-Medley 8100 |  | MEDLEY PUMP MODULE LVP *MEMORIAL HERMANN |  |  | PUMPINFUSION-ALARIS-Medley 8100 | [6 empty] | Verified as Rental |  |  | MHHS-Greater Heights
NO | YES |  |  |  | FFL5659 |  | CAREFUSION | 8100M |  |  | Rental Equipment | MHHS-Greater Heights |  |  |  | FFL5659 |  | Central & Greater Heights |  | Rental Equipment | [7 empty] | PUMPINFUSION-ALARIS-Medley 8100 |  | MEDLEY PUMP MODULE LVP *MEMORIAL HERMANN |  |  | PUMPINFUSION-ALARIS-Medley 8100 | [6 empty] | Verified as Rental |  |  | MHHS-Greater Heights
NO | YES |  |  |  | FFL5681 |  | CAREFUSION | 8100M |  |  | Rental Equipment | MHHS-Greater Heights |  |  |  | FFL5681 |  | Central & Greater Heights |  | Rental Equipment | [7 empty] | PUMPINFUSION-ALARIS-Medley 8100 |  | MEDLEY PUMP MODULE LVP *MEMORIAL HERMANN |  |  | PUMPINFUSION-ALARIS-Medley 8100 | [6 empty] | Verified as Rental |  |  | MHHS-Greater Heights
NO | YES |  |  |  | FFL5682 |  | CAREFUSION | 8100M |  |  | Rental Equipment | MHHS-Greater Heights |  |  |  | FFL5682 |  | Central & Greater Heights |  | Rental Equipment | [7 empty] | PUMPINFUSION-ALARIS-Medley 8100 |  | MEDLEY PUMP MODULE LVP *MEMORIAL HERMANN |  |  | PUMPINFUSION-ALARIS-Medley 8100 | [6 empty] | Verified as Rental |  |  | MHHS-Greater Heights
NO | YES |  |  |  | FFL5686 |  | CAREFUSION | 8100M |  |  | Rental Equipment | MHHS-Greater Heights |  |  |  | FFL5686 |  | Central & Greater Heights |  | Rental Equipment | [7 empty] | PUMPINFUSION-ALARIS-Medley 8100 |  | MEDLEY PUMP MODULE LVP *MEMORIAL HERMANN |  |  | PUMPINFUSION-ALARIS-Medley 8100 | [6 empty] | Verified as Rental |  |  | MHHS-Greater Heights
NO | YES |  |  |  | FFL5688 |  | CAREFUSION | 8100M |  |  | Rental Equipment | MHHS-Greater Heights |  |  |  | FFL5688 |  | Central & Greater Heights |  | Rental Equipment | [7 empty] | PUMPINFUSION-ALARIS-Medley 8100 |  | MEDLEY PUMP MODULE LVP *MEMORIAL HERMANN |  |  | PUMPINFUSION-ALARIS-Medley 8100 | [6 empty] | Verified as Rental |  |  | MHHS-Greater Heights
NO | YES |  |  |  | FFL5727 |  | CAREFUSION | 8100M |  |  | Rental Equipment | MHHS-Greater Heights |  |  |  | FFL5727 |  | Central & Greater Heights |  | Rental Equipment | [7 empty] | PUMPINFUSION-ALARIS-Medley 8100 |  | MEDLEY PUMP MODULE LVP *MEMORIAL HERMANN |  |  | PUMPINFUSION-ALARIS-Medley 8100 | [6 empty] | Verified as Rental |  |  | MHHS-Greater Heights
NO | YES |  |  |  | FFL5788 |  | CAREFUSION | 8100M |  |  | Rental Equipment | MHHS-Greater Heights |  |  |  | FFL5788 |  | Central & Greater Heights |  | Rental Equipment | [7 empty] | PUMPINFUSION-ALARIS-Medley 8100 |  | MEDLEY PUMP MODULE LVP *MEMORIAL HERMANN |  |  | PUMPINFUSION-ALARIS-Medley 8100 | [6 empty] | Verified as Rental |  |  | MHHS-Greater Heights
NO | YES |  |  |  | FFL5806 |  | CAREFUSION | 8100M |  |  | Rental Equipment | MHHS-Greater Heights |  |  |  | FFL5806 |  | Central & Greater Heights |  | Rental Equipment | [7 empty] | PUMPINFUSION-ALARIS-Medley 8100 |  | MEDLEY PUMP MODULE LVP *MEMORIAL HERMANN |  |  | PUMPINFUSION-ALARIS-Medley 8100 | [6 empty] | Verified as Rental |  |  | MHHS-Greater Heights
NO | YES |  |  |  | FFL5827 |  | CAREFUSION | 8100M |  |  | Rental Equipment | MHHS-Greater Heights |  |  |  | FFL5827 |  | Central & Greater Heights |  | Rental Equipment | [7 empty] | PUMPINFUSION-ALARIS-Medley 8100 |  | MEDLEY PUMP MODULE LVP *MEMORIAL HERMANN |  |  | PUMPINFUSION-ALARIS-Medley 8100 | [6 empty] | Verified as Rental |  |  | MHHS-Greater Heights
NO | YES |  |  |  | FFL5836 |  | CAREFUSION | 8100M |  |  | Rental Equipment | MHHS-Greater Heights |  |  |  | FFL5836 |  | Central & Greater Heights |  | Rental Equipment | [7 empty] | PUMPINFUSION-ALARIS-Medley 8100 |  | MEDLEY PUMP MODULE LVP *MEMORIAL HERMANN |  |  | PUMPINFUSION-ALARIS-Medley 8100 | [6 empty] | Verified as Rental |  |  | MHHS-Greater Heights
NO | YES |  |  |  | FFL5853 |  | CAREFUSION | 8100M |  |  | Rental Equipment | MHHS-Greater Heights |  |  |  | FFL5853 |  | Central & Greater Heights |  | Rental Equipment | [7 empty] | PUMPINFUSION-ALARIS-Medley 8100 |  | MEDLEY PUMP MODULE LVP *MEMORIAL HERMANN |  |  | PUMPINFUSION-ALARIS-Medley 8100 | [6 empty] | Verified as Rental |  |  | MHHS-Greater Heights
NO | YES |  |  |  | FFL5893 |  | CAREFUSION | 8100M |  |  | Rental Equipment | MHHS-Greater Heights |  |  |  | FFL5893 |  | Central & Greater Heights |  | Rental Equipment | [7 empty] | PUMPINFUSION-ALARIS-Medley 8100 |  | MEDLEY PUMP MODULE LVP *MEMORIAL HERMANN |  |  | PUMPINFUSION-ALARIS-Medley 8100 | [6 empty] | Verified as Rental |  |  | MHHS-Greater Heights
NO | YES |  |  |  | FFL5900 |  | CAREFUSION | 8100M |  |  | Rental Equipment | MHHS-Greater Heights |  |  |  | FFL5900 |  | Central & Greater Heights |  | Rental Equipment | [7 empty] | PUMPINFUSION-ALARIS-Medley 8100 |  | MEDLEY PUMP MODULE LVP *MEMORIAL HERMANN |  |  | PUMPINFUSION-ALARIS-Medley 8100 | [6 empty] | Verified as Rental |  |  | MHHS-Greater Heights
NO | YES |  |  |  | FFL5908 |  | CAREFUSION | 8100M |  |  | Rental Equipment | MHHS-Greater Heights |  |  |  | FFL5908 |  | Central & Greater Heights |  | Rental Equipment | [7 empty] | PUMPINFUSION-ALARIS-Medley 8100 |  | MEDLEY PUMP MODULE LVP *MEMORIAL HERMANN |  |  | PUMPINFUSION-ALARIS-Medley 8100 | [6 empty] | Verified as Rental |  |  | MHHS-Greater Heights
NO | YES |  |  |  | FFL5909 |  | CAREFUSION | 8100M |  |  | Rental Equipment | MHHS-Greater Heights |  |  |  | FFL5909 |  | Central & Greater Heights |  | Rental Equipment | [7 empty] | PUMPINFUSION-ALARIS-Medley 8100 |  | MEDLEY PUMP MODULE LVP *MEMORIAL HERMANN |  |  | PUMPINFUSION-ALARIS-Medley 8100 | [6 empty] | Verified as Rental |  |  | MHHS-Greater Heights
NO | YES |  |  |  | FFL5913 |  | CAREFUSION | 8100M |  |  | Rental Equipment | MHHS-Greater Heights |  |  |  | FFL5913 |  | Central & Greater Heights |  | Rental Equipment | [7 empty] | PUMPINFUSION-ALARIS-Medley 8100 |  | MEDLEY PUMP MODULE LVP *MEMORIAL HERMANN |  |  | PUMPINFUSION-ALARIS-Medley 8100 | [6 empty] | Verified as Rental |  |  | MHHS-Greater Heights
NO | YES |  |  |  | FFL5921 |  | CAREFUSION | 8100M |  |  | Rental Equipment | MHHS-Greater Heights |  |  |  | FFL5921 |  | Central & Greater Heights |  | Rental Equipment | [7 empty] | PUMPINFUSION-ALARIS-Medley 8100 |  | MEDLEY PUMP MODULE LVP *MEMORIAL HERMANN |  |  | PUMPINFUSION-ALARIS-Medley 8100 | [6 empty] | Verified as Rental |  |  | MHHS-Greater Heights
NO | YES |  |  |  | FFL5931 |  | CAREFUSION | 8100M |  |  | Rental Equipment | MHHS-Greater Heights |  |  |  | FFL5931 |  | Central & Greater Heights |  | Rental Equipment | [7 empty] | PUMPINFUSION-ALARIS-Medley 8100 |  | MEDLEY PUMP MODULE LVP *MEMORIAL HERMANN |  |  | PUMPINFUSION-ALARIS-Medley 8100 | [6 empty] | Verified as Rental |  |  | MHHS-Greater Heights
NO | YES |  |  |  | FFL5945 |  | CAREFUSION | 8100M |  |  | Rental Equipment | MHHS-Greater Heights |  |  |  | FFL5945 |  | Central & Greater Heights |  | Rental Equipment | [7 empty] | PUMPINFUSION-ALARIS-Medley 8100 |  | MEDLEY PUMP MODULE LVP *MEMORIAL HERMANN |  |  | PUMPINFUSION-ALARIS-Medley 8100 | [6 empty] | Verified as Rental |  |  | MHHS-Greater Heights
NO | YES |  |  |  | FFL5961 |  | CAREFUSION | 8100M |  |  | Rental Equipment | MHHS-Greater Heights |  |  |  | FFL5961 |  | Central & Greater Heights |  | Rental Equipment | [7 empty] | PUMPINFUSION-ALARIS-Medley 8100 |  | MEDLEY PUMP MODULE LVP *MEMORIAL HERMANN |  |  | PUMPINFUSION-ALARIS-Medley 8100 | [6 empty] | Verified as Rental |  |  | MHHS-Greater Heights
NO | YES |  |  |  | FFL5967 |  | CAREFUSION | 8100M |  |  | Rental Equipment | MHHS-Greater Heights |  |  |  | FFL5967 |  | Central & Greater Heights |  | Rental Equipment | [7 empty] | PUMPINFUSION-ALARIS-Medley 8100 |  | MEDLEY PUMP MODULE LVP *MEMORIAL HERMANN |  |  | PUMPINFUSION-ALARIS-Medley 8100 | [6 empty] | Verified as Rental |  |  | MHHS-Greater Heights
NO | YES |  |  |  | FFL5971 |  | CAREFUSION | 8100M |  |  | Rental Equipment | MHHS-Greater Heights |  |  |  | FFL5971 |  | Central & Greater Heights |  | Rental Equipment | [7 empty] | PUMPINFUSION-ALARIS-Medley 8100 |  | MEDLEY PUMP MODULE LVP *MEMORIAL HERMANN |  |  | PUMPINFUSION-ALARIS-Medley 8100 | [6 empty] | Verified as Rental |  |  | MHHS-Greater Heights
NO | YES |  |  |  | FFL5976 |  | CAREFUSION | 8100M |  |  | Rental Equipment | MHHS-Greater Heights |  |  |  | FFL5976 |  | Central & Greater Heights |  | Rental Equipment | [7 empty] | PUMPINFUSION-ALARIS-Medley 8100 |  | MEDLEY PUMP MODULE LVP *MEMORIAL HERMANN |  |  | PUMPINFUSION-ALARIS-Medley 8100 | [6 empty] | Verified as Rental |  |  | MHHS-Greater Heights
NO | YES |  |  |  | FFL6000 |  | CAREFUSION | 8100M |  |  | Rental Equipment | MHHS-Greater Heights |  |  |  | FFL6000 |  | Central & Greater Heights |  | Rental Equipment | [7 empty] | PUMPINFUSION-ALARIS-Medley 8100 |  | MEDLEY PUMP MODULE LVP *MEMORIAL HERMANN |  |  | PUMPINFUSION-ALARIS-Medley 8100 | [6 empty] | Verified as Rental |  |  | MHHS-Greater Heights
NO | YES |  |  |  | FFL6007 |  | CAREFUSION | 8100M |  |  | Rental Equipment | MHHS-Greater Heights |  |  |  | FFL6007 |  | Central & Greater Heights |  | Rental Equipment | [7 empty] | PUMPINFUSION-ALARIS-Medley 8100 |  | MEDLEY PUMP MODULE LVP *MEMORIAL HERMANN |  |  | PUMPINFUSION-ALARIS-Medley 8100 | [6 empty] | Verified as Rental |  |  | MHHS-Greater Heights
NO | YES |  |  |  | FFL6026 |  | CAREFUSION | 8100M |  |  | Rental Equipment | MHHS-Greater Heights |  |  |  | FFL6026 |  | Central & Greater Heights |  | Rental Equipment | [7 empty] | PUMPINFUSION-ALARIS-Medley 8100 |  | MEDLEY PUMP MODULE LVP *MEMORIAL HERMANN |  |  | PUMPINFUSION-ALARIS-Medley 8100 | [6 empty] | Verified as Rental |  |  | MHHS-Greater Heights
NO | YES |  |  |  | FFL6043 |  | CAREFUSION | 8100M |  |  | Rental Equipment | MHHS-Greater Heights |  |  |  | FFL6043 |  | Central & Greater Heights |  | Rental Equipment | [7 empty] | PUMPINFUSION-ALARIS-Medley 8100 |  | MEDLEY PUMP MODULE LVP *MEMORIAL HERMANN |  |  | PUMPINFUSION-ALARIS-Medley 8100 | [6 empty] | Verified as Rental |  |  | MHHS-Greater Heights
NO | YES |  |  |  | FFL6079 |  | CAREFUSION | 8100M |  |  | Rental Equipment | MHHS-Greater Heights |  |  |  | FFL6079 |  | Central & Greater Heights |  | Rental Equipment | [7 empty] | PUMPINFUSION-ALARIS-Medley 8100 |  | MEDLEY PUMP MODULE LVP *MEMORIAL HERMANN |  |  | PUMPINFUSION-ALARIS-Medley 8100 | [6 empty] | Verified as Rental |  |  | MHHS-Greater Heights
NO | YES |  |  |  | FFL6083 |  | CAREFUSION | 8100M |  |  | Rental Equipment | MHHS-Greater Heights |  |  |  | FFL6083 |  | Central & Greater Heights |  | Rental Equipment | [7 empty] | PUMPINFUSION-ALARIS-Medley 8100 |  | MEDLEY PUMP MODULE LVP *MEMORIAL HERMANN |  |  | PUMPINFUSION-ALARIS-Medley 8100 | [6 empty] | Verified as Rental |  |  | MHHS-Greater Heights
NO | YES |  |  |  | FFL6098 |  | CAREFUSION | 8100M |  |  | Rental Equipment | MHHS-Greater Heights |  |  |  | FFL6098 |  | Central & Greater Heights |  | Rental Equipment | [7 empty] | PUMPINFUSION-ALARIS-Medley 8100 |  | MEDLEY PUMP MODULE LVP *MEMORIAL HERMANN |  |  | PUMPINFUSION-ALARIS-Medley 8100 | [6 empty] | Verified as Rental |  |  | MHHS-Greater Heights
NO | YES |  |  |  | FFL6106 |  | CAREFUSION | 8100M |  |  | Rental Equipment | MHHS-Greater Heights |  |  |  | FFL6106 |  | Central & Greater Heights |  | Rental Equipment | [7 empty] | PUMPINFUSION-ALARIS-Medley 8100 |  | MEDLEY PUMP MODULE LVP *MEMORIAL HERMANN |  |  | PUMPINFUSION-ALARIS-Medley 8100 | [6 empty] | Verified as Rental |  |  | MHHS-Greater Heights
NO | YES |  |  |  | FFL6151 |  | CAREFUSION | 8100M |  |  | Rental Equipment | MHHS-Greater Heights |  |  |  | FFL6151 |  | Central & Greater Heights |  | Rental Equipment | [7 empty] | PUMPINFUSION-ALARIS-Medley 8100 |  | MEDLEY PUMP MODULE LVP *MEMORIAL HERMANN |  |  | PUMPINFUSION-ALARIS-Medley 8100 | [6 empty] | Verified as Rental |  |  | MHHS-Greater Heights
NO | YES |  |  |  | FFL6162 |  | CAREFUSION | 8100M |  |  | Rental Equipment | MHHS-Greater Heights |  |  |  | FFL6162 |  | Central & Greater Heights |  | Rental Equipment | [7 empty] | PUMPINFUSION-ALARIS-Medley 8100 |  | MEDLEY PUMP MODULE LVP *MEMORIAL HERMANN |  |  | PUMPINFUSION-ALARIS-Medley 8100 | [6 empty] | Verified as Rental |  |  | MHHS-Greater Heights
NO | YES |  |  |  | FFL6172 |  | CAREFUSION | 8100M |  |  | Rental Equipment | MHHS-Greater Heights |  |  |  | FFL6172 |  | Central & Greater Heights |  | Rental Equipment | [7 empty] | PUMPINFUSION-ALARIS-Medley 8100 |  | MEDLEY PUMP MODULE LVP *MEMORIAL HERMANN |  |  | PUMPINFUSION-ALARIS-Medley 8100 | [6 empty] | Verified as Rental |  |  | MHHS-Greater Heights
NO | YES |  |  |  | FFL6238 |  | CAREFUSION | 8100M |  |  | Rental Equipment | MHHS-Greater Heights |  |  |  | FFL6238 |  | Central & Greater Heights |  | Rental Equipment | [7 empty] | PUMPINFUSION-ALARIS-Medley 8100 |  | MEDLEY PUMP MODULE LVP *MEMORIAL HERMANN |  |  | PUMPINFUSION-ALARIS-Medley 8100 | [6 empty] | Verified as Rental |  |  | MHHS-Greater Heights
NO | YES |  |  |  | FFL6293 |  | CAREFUSION | 8100M |  |  | Rental Equipment | MHHS-Greater Heights |  |  |  | FFL6293 |  | Central & Greater Heights |  | Rental Equipment | [7 empty] | PUMPINFUSION-ALARIS-Medley 8100 |  | MEDLEY PUMP MODULE LVP *MEMORIAL HERMANN |  |  | PUMPINFUSION-ALARIS-Medley 8100 | [6 empty] | Verified as Rental |  |  | MHHS-Greater Heights
NO | YES |  |  |  | FFL6331 |  | CAREFUSION | 8100M |  |  | Rental Equipment | MHHS-Greater Heights |  |  |  | FFL6331 |  | Central & Greater Heights |  | Rental Equipment | [7 empty] | PUMPINFUSION-ALARIS-Medley 8100 |  | MEDLEY PUMP MODULE LVP *MEMORIAL HERMANN |  |  | PUMPINFUSION-ALARIS-Medley 8100 | [6 empty] | Verified as Rental |  |  | MHHS-Greater Heights
NO | YES |  |  |  | FFL6401 |  | CAREFUSION | 8100M |  |  | Rental Equipment | MHHS-Greater Heights |  |  |  | FFL6401 |  | Central & Greater Heights |  | Rental Equipment | [7 empty] | PUMPINFUSION-ALARIS-Medley 8100 |  | MEDLEY PUMP MODULE LVP *MEMORIAL HERMANN |  |  | PUMPINFUSION-ALARIS-Medley 8100 | [6 empty] | Verified as Rental |  |  | MHHS-Greater Heights
NO | YES |  |  |  | FFL6405 |  | CAREFUSION | 8100M |  |  | Rental Equipment | MHHS-Greater Heights |  |  |  | FFL6405 |  | Central & Greater Heights |  | Rental Equipment | [7 empty] | PUMPINFUSION-ALARIS-Medley 8100 |  | MEDLEY PUMP MODULE LVP *MEMORIAL HERMANN |  |  | PUMPINFUSION-ALARIS-Medley 8100 | [6 empty] | Verified as Rental |  |  | MHHS-Greater Heights
NO | YES |  |  |  | FFL6413 |  | CAREFUSION | 8100M |  |  | Rental Equipment | MHHS-Greater Heights |  |  |  | FFL6413 |  | Central & Greater Heights |  | Rental Equipment | [7 empty] | PUMPINFUSION-ALARIS-Medley 8100 |  | MEDLEY PUMP MODULE LVP *MEMORIAL HERMANN |  |  | PUMPINFUSION-ALARIS-Medley 8100 | [6 empty] | Verified as Rental |  |  | MHHS-Greater Heights
NO | YES |  |  |  | FFL6434 |  | CAREFUSION | 8100M |  |  | Rental Equipment | MHHS-Greater Heights |  |  |  | FFL6434 |  | Central & Greater Heights |  | Rental Equipment | [7 empty] | PUMPINFUSION-ALARIS-Medley 8100 |  | MEDLEY PUMP MODULE LVP *MEMORIAL HERMANN |  |  | PUMPINFUSION-ALARIS-Medley 8100 | [6 empty] | Verified as Rental |  |  | MHHS-Greater Heights
NO | YES |  |  |  | FFL6446 |  | CAREFUSION | 8100M |  |  | Rental Equipment | MHHS-Greater Heights |  |  |  | FFL6446 |  | Central & Greater Heights |  | Rental Equipment | [7 empty] | PUMPINFUSION-ALARIS-Medley 8100 |  | MEDLEY PUMP MODULE LVP *MEMORIAL HERMANN |  |  | PUMPINFUSION-ALARIS-Medley 8100 | [6 empty] | Verified as Rental |  |  | MHHS-Greater Heights
NO | YES |  |  |  | FFL6513 |  | CAREFUSION | 8100M |  |  | Rental Equipment | MHHS-Greater Heights |  |  |  | FFL6513 |  | Central & Greater Heights |  | Rental Equipment | [7 empty] | PUMPINFUSION-ALARIS-Medley 8100 |  | MEDLEY PUMP MODULE LVP *MEMORIAL HERMANN |  |  | PUMPINFUSION-ALARIS-Medley 8100 | [6 empty] | Verified as Rental |  |  | MHHS-Greater Heights
NO | YES |  |  |  | FFL6524 |  | CAREFUSION | 8100M |  |  | Rental Equipment | MHHS-Greater Heights |  |  |  | FFL6524 |  | Central & Greater Heights |  | Rental Equipment | [7 empty] | PUMPINFUSION-ALARIS-Medley 8100 |  | MEDLEY PUMP MODULE LVP *MEMORIAL HERMANN |  |  | PUMPINFUSION-ALARIS-Medley 8100 | [6 empty] | Verified as Rental |  |  | MHHS-Greater Heights
NO | YES |  |  |  | FFL6535 |  | CAREFUSION | 8100M |  |  | Rental Equipment | MHHS-Greater Heights |  |  |  | FFL6535 |  | Central & Greater Heights |  | Rental Equipment | [7 empty] | PUMPINFUSION-ALARIS-Medley 8100 |  | MEDLEY PUMP MODULE LVP *MEMORIAL HERMANN |  |  | PUMPINFUSION-ALARIS-Medley 8100 | [6 empty] | Verified as Rental |  |  | MHHS-Greater Heights
NO | YES |  |  |  | FFL6538 |  | CAREFUSION | 8100M |  |  | Rental Equipment | MHHS-Greater Heights |  |  |  | FFL6538 |  | Central & Greater Heights |  | Rental Equipment | [7 empty] | PUMPINFUSION-ALARIS-Medley 8100 |  | MEDLEY PUMP MODULE LVP *MEMORIAL HERMANN |  |  | PUMPINFUSION-ALARIS-Medley 8100 | [6 empty] | Verified as Rental |  |  | MHHS-Greater Heights
NO | YES |  |  |  | FFL6548 |  | CAREFUSION | 8100M |  |  | Rental Equipment | MHHS-Greater Heights |  |  |  | FFL6548 |  | Central & Greater Heights |  | Rental Equipment | [7 empty] | PUMPINFUSION-ALARIS-Medley 8100 |  | MEDLEY PUMP MODULE LVP *MEMORIAL HERMANN |  |  | PUMPINFUSION-ALARIS-Medley 8100 | [6 empty] | Verified as Rental |  |  | MHHS-Greater Heights
NO | YES |  |  |  | FFL6569 |  | CAREFUSION | 8100M |  |  | Rental Equipment | MHHS-Greater Heights |  |  |  | FFL6569 |  | Central & Greater Heights |  | Rental Equipment | [7 empty] | PUMPINFUSION-ALARIS-Medley 8100 |  | MEDLEY PUMP MODULE LVP *MEMORIAL HERMANN |  |  | PUMPINFUSION-ALARIS-Medley 8100 | [6 empty] | Verified as Rental |  |  | MHHS-Greater Heights
NO | YES |  |  |  | FFL6570 |  | CAREFUSION | 8100M |  |  | Rental Equipment | MHHS-Greater Heights |  |  |  | FFL6570 |  | Central & Greater Heights |  | Rental Equipment | [7 empty] | PUMPINFUSION-ALARIS-Medley 8100 |  | MEDLEY PUMP MODULE LVP *MEMORIAL HERMANN |  |  | PUMPINFUSION-ALARIS-Medley 8100 | [6 empty] | Verified as Rental |  |  | MHHS-Greater Heights
NO | YES |  |  |  | FFL6590 |  | CAREFUSION | 8100M |  |  | Rental Equipment | MHHS-Greater Heights |  |  |  | FFL6590 |  | Central & Greater Heights |  | Rental Equipment | [7 empty] | PUMPINFUSION-ALARIS-Medley 8100 |  | MEDLEY PUMP MODULE LVP *MEMORIAL HERMANN |  |  | PUMPINFUSION-ALARIS-Medley 8100 | [6 empty] | Verified as Rental |  |  | MHHS-Greater Heights
NO | YES |  |  |  | FFL6597 |  | CAREFUSION | 8100M |  |  | Rental Equipment | MHHS-Greater Heights |  |  |  | FFL6597 |  | Central & Greater Heights |  | Rental Equipment | [7 empty] | PUMPINFUSION-ALARIS-Medley 8100 |  | MEDLEY PUMP MODULE LVP *MEMORIAL HERMANN |  |  | PUMPINFUSION-ALARIS-Medley 8100 | [6 empty] | Verified as Rental |  |  | MHHS-Greater Heights
NO | YES |  |  |  | FFL6601 |  | CAREFUSION | 8100M |  |  | Rental Equipment | MHHS-Greater Heights |  |  |  | FFL6601 |  | Central & Greater Heights |  | Rental Equipment | [7 empty] | PUMPINFUSION-ALARIS-Medley 8100 |  | MEDLEY PUMP MODULE LVP *MEMORIAL HERMANN |  |  | PUMPINFUSION-ALARIS-Medley 8100 | [6 empty] | Verified as Rental |  |  | MHHS-Greater Heights
NO | YES |  |  |  | FFL6603 |  | CAREFUSION | 8100M |  |  | Rental Equipment | MHHS-Greater Heights |  |  |  | FFL6603 |  | Central & Greater Heights |  | Rental Equipment | [7 empty] | PUMPINFUSION-ALARIS-Medley 8100 |  | MEDLEY PUMP MODULE LVP *MEMORIAL HERMANN |  |  | PUMPINFUSION-ALARIS-Medley 8100 | [6 empty] | Verified as Rental |  |  | MHHS-Greater Heights
NO | YES |  |  |  | FFL6623 |  | CAREFUSION | 8100M |  |  | Rental Equipment | MHHS-Greater Heights |  |  |  | FFL6623 |  | Central & Greater Heights |  | Rental Equipment | [7 empty] | PUMPINFUSION-ALARIS-Medley 8100 |  | MEDLEY PUMP MODULE LVP *MEMORIAL HERMANN |  |  | PUMPINFUSION-ALARIS-Medley 8100 | [6 empty] | Verified as Rental |  |  | MHHS-Greater Heights
NO | YES |  |  |  | FFL6643 |  | CAREFUSION | 8100M |  |  | Rental Equipment | MHHS-Greater Heights |  |  |  | FFL6643 |  | Central & Greater Heights |  | Rental Equipment | [7 empty] | PUMPINFUSION-ALARIS-Medley 8100 |  | MEDLEY PUMP MODULE LVP *MEMORIAL HERMANN |  |  | PUMPINFUSION-ALARIS-Medley 8100 | [6 empty] | Verified as Rental |  |  | MHHS-Greater Heights
NO | YES |  |  |  | FFL6655 |  | CAREFUSION | 8100M |  |  | Rental Equipment | MHHS-Greater Heights |  |  |  | FFL6655 |  | Central & Greater Heights |  | Rental Equipment | [7 empty] | PUMPINFUSION-ALARIS-Medley 8100 |  | MEDLEY PUMP MODULE LVP *MEMORIAL HERMANN |  |  | PUMPINFUSION-ALARIS-Medley 8100 | [6 empty] | Verified as Rental |  |  | MHHS-Greater Heights
NO | YES |  |  |  | FFL6688 |  | CAREFUSION | 8100M |  |  | Rental Equipment | MHHS-Greater Heights |  |  |  | FFL6688 |  | Central & Greater Heights |  | Rental Equipment | [7 empty] | PUMPINFUSION-ALARIS-Medley 8100 |  | MEDLEY PUMP MODULE LVP *MEMORIAL HERMANN |  |  | PUMPINFUSION-ALARIS-Medley 8100 | [6 empty] | Verified as Rental |  |  | MHHS-Greater Heights
NO | YES |  |  |  | FFL6740 |  | CAREFUSION | 8100M |  |  | Rental Equipment | MHHS-Greater Heights |  |  |  | FFL6740 |  | Central & Greater Heights |  | Rental Equipment | [7 empty] | PUMPINFUSION-ALARIS-Medley 8100 |  | MEDLEY PUMP MODULE LVP *MEMORIAL HERMANN |  |  | PUMPINFUSION-ALARIS-Medley 8100 | [6 empty] | Verified as Rental |  |  | MHHS-Greater Heights
NO | YES |  |  |  | FFL6784 |  | CAREFUSION | 8100M |  |  | Rental Equipment | MHHS-Greater Heights |  |  |  | FFL6784 |  | Central & Greater Heights |  | Rental Equipment | [7 empty] | PUMPINFUSION-ALARIS-Medley 8100 |  | MEDLEY PUMP MODULE LVP *MEMORIAL HERMANN |  |  | PUMPINFUSION-ALARIS-Medley 8100 | [6 empty] | Verified as Rental |  |  | MHHS-Greater Heights
NO | YES |  |  |  | FFL6786 |  | CAREFUSION | 8100M |  |  | Rental Equipment | MHHS-Greater Heights |  |  |  | FFL6786 |  | Central & Greater Heights |  | Rental Equipment | [7 empty] | PUMPINFUSION-ALARIS-Medley 8100 |  | MEDLEY PUMP MODULE LVP *MEMORIAL HERMANN |  |  | PUMPINFUSION-ALARIS-Medley 8100 | [6 empty] | Verified as Rental |  |  | MHHS-Greater Heights
NO | YES |  |  |  | FFL6826 |  | CAREFUSION | 8100M |  |  | Rental Equipment | MHHS-Greater Heights |  |  |  | FFL6826 |  | Central & Greater Heights |  | Rental Equipment | [7 empty] | PUMPINFUSION-ALARIS-Medley 8100 |  | MEDLEY PUMP MODULE LVP *MEMORIAL HERMANN |  |  | PUMPINFUSION-ALARIS-Medley 8100 | [6 empty] | Verified as Rental |  |  | MHHS-Greater Heights
NO | YES |  |  |  | FFL6836 |  | CAREFUSION | 8100M |  |  | Rental Equipment | MHHS-Greater Heights |  |  |  | FFL6836 |  | Central & Greater Heights |  | Rental Equipment | [7 empty] | PUMPINFUSION-ALARIS-Medley 8100 |  | MEDLEY PUMP MODULE LVP *MEMORIAL HERMANN |  |  | PUMPINFUSION-ALARIS-Medley 8100 | [6 empty] | Verified as Rental |  |  | MHHS-Greater Heights
NO | YES |  |  |  | FFL6852 |  | CAREFUSION | 8100M |  |  | Rental Equipment | MHHS-Greater Heights |  |  |  | FFL6852 |  | Central & Greater Heights |  | Rental Equipment | [7 empty] | PUMPINFUSION-ALARIS-Medley 8100 |  | MEDLEY PUMP MODULE LVP *MEMORIAL HERMANN |  |  | PUMPINFUSION-ALARIS-Medley 8100 | [6 empty] | Verified as Rental |  |  | MHHS-Greater Heights
NO | YES |  |  |  | FFL6910 |  | CAREFUSION | 8100M |  |  | Rental Equipment | MHHS-Greater Heights |  |  |  | FFL6910 |  | Central & Greater Heights |  | Rental Equipment | [7 empty] | PUMPINFUSION-ALARIS-Medley 8100 |  | MEDLEY PUMP MODULE LVP *MEMORIAL HERMANN |  |  | PUMPINFUSION-ALARIS-Medley 8100 | [6 empty] | Verified as Rental |  |  | MHHS-Greater Heights
NO | YES |  |  |  | FFL6925 |  | CAREFUSION | 8100M |  |  | Rental Equipment | MHHS-Greater Heights |  |  |  | FFL6925 |  | Central & Greater Heights |  | Rental Equipment | [7 empty] | PUMPINFUSION-ALARIS-Medley 8100 |  | MEDLEY PUMP MODULE LVP *MEMORIAL HERMANN |  |  | PUMPINFUSION-ALARIS-Medley 8100 | [6 empty] | Verified as Rental |  |  | MHHS-Greater Heights
NO | YES |  |  |  | FFL6941 |  | CAREFUSION | 8100M |  |  | Rental Equipment | MHHS-Greater Heights |  |  |  | FFL6941 |  | Central & Greater Heights |  | Rental Equipment | [7 empty] | PUMPINFUSION-ALARIS-Medley 8100 |  | MEDLEY PUMP MODULE LVP *MEMORIAL HERMANN |  |  | PUMPINFUSION-ALARIS-Medley 8100 | [6 empty] | Verified as Rental |  |  | MHHS-Greater Heights
NO | YES |  |  |  | FFL6959 |  | CAREFUSION | 8100M |  |  | Rental Equipment | MHHS-Greater Heights |  |  |  | FFL6959 |  | Central & Greater Heights |  | Rental Equipment | [7 empty] | PUMPINFUSION-ALARIS-Medley 8100 |  | MEDLEY PUMP MODULE LVP *MEMORIAL HERMANN |  |  | PUMPINFUSION-ALARIS-Medley 8100 | [6 empty] | Verified as Rental |  |  | MHHS-Greater Heights
NO | YES |  |  |  | FFL6980 |  | CAREFUSION | 8100M |  |  | Rental Equipment | MHHS-Greater Heights |  |  |  | FFL6980 |  | Central & Greater Heights |  | Rental Equipment | [7 empty] | PUMPINFUSION-ALARIS-Medley 8100 |  | MEDLEY PUMP MODULE LVP *MEMORIAL HERMANN |  |  | PUMPINFUSION-ALARIS-Medley 8100 | [6 empty] | Verified as Rental |  |  | MHHS-Greater Heights
NO | YES |  |  |  | FFL6981 |  | CAREFUSION | 8100M |  |  | Rental Equipment | MHHS-Greater Heights |  |  |  | FFL6981 |  | Central & Greater Heights |  | Rental Equipment | [7 empty] | PUMPINFUSION-ALARIS-Medley 8100 |  | MEDLEY PUMP MODULE LVP *MEMORIAL HERMANN |  |  | PUMPINFUSION-ALARIS-Medley 8100 | [6 empty] | Verified as Rental |  |  | MHHS-Greater Heights
NO | YES |  |  |  | FFL7027 |  | CAREFUSION | 8100M |  |  | Rental Equipment | MHHS-Greater Heights |  |  |  | FFL7027 |  | Central & Greater Heights |  | Rental Equipment | [7 empty] | PUMPINFUSION-ALARIS-Medley 8100 |  | MEDLEY PUMP MODULE LVP *MEMORIAL HERMANN |  |  | PUMPINFUSION-ALARIS-Medley 8100 | [6 empty] | Verified as Rental |  |  | MHHS-Greater Heights
NO | YES |  |  |  | FFL7029 |  | CAREFUSION | 8100M |  |  | Rental Equipment | MHHS-Greater Heights |  |  |  | FFL7029 |  | Central & Greater Heights |  | Rental Equipment | [7 empty] | PUMPINFUSION-ALARIS-Medley 8100 |  | MEDLEY PUMP MODULE LVP *MEMORIAL HERMANN |  |  | PUMPINFUSION-ALARIS-Medley 8100 | [6 empty] | Verified as Rental |  |  | MHHS-Greater Heights
NO | YES |  |  |  | FFL7069 |  | CAREFUSION | 8100M |  |  | Rental Equipment | MHHS-Greater Heights |  |  |  | FFL7069 |  | Central & Greater Heights |  | Rental Equipment | [7 empty] | PUMPINFUSION-ALARIS-Medley 8100 |  | MEDLEY PUMP MODULE LVP *MEMORIAL HERMANN |  |  | PUMPINFUSION-ALARIS-Medley 8100 | [6 empty] | Verified as Rental |  |  | MHHS-Greater Heights
NO | YES |  |  |  | FFL7136 |  | CAREFUSION | 8100M |  |  | Rental Equipment | MHHS-Greater Heights |  |  |  | FFL7136 |  | Central & Greater Heights |  | Rental Equipment | [7 empty] | PUMPINFUSION-ALARIS-Medley 8100 |  | MEDLEY PUMP MODULE LVP *MEMORIAL HERMANN |  |  | PUMPINFUSION-ALARIS-Medley 8100 | [6 empty] | Verified as Rental |  |  | MHHS-Greater Heights
NO | YES |  |  |  | FFL7159 |  | CAREFUSION | 8100M |  |  | Rental Equipment | MHHS-Greater Heights |  |  |  | FFL7159 |  | Central & Greater Heights |  | Rental Equipment | [7 empty] | PUMPINFUSION-ALARIS-Medley 8100 |  | MEDLEY PUMP MODULE LVP *MEMORIAL HERMANN |  |  | PUMPINFUSION-ALARIS-Medley 8100 | [6 empty] | Verified as Rental |  |  | MHHS-Greater Heights
NO | YES |  |  |  | FFL7163 |  | CAREFUSION | 8100M |  |  | Rental Equipment | MHHS-Greater Heights |  |  |  | FFL7163 |  | Central & Greater Heights |  | Rental Equipment | [7 empty] | PUMPINFUSION-ALARIS-Medley 8100 |  | MEDLEY PUMP MODULE LVP *MEMORIAL HERMANN |  |  | PUMPINFUSION-ALARIS-Medley 8100 | [6 empty] | Verified as Rental |  |  | MHHS-Greater Heights
NO | YES |  |  |  | FFL7168 |  | CAREFUSION | 8100M |  |  | Rental Equipment | MHHS-Greater Heights |  |  |  | FFL7168 |  | Central & Greater Heights |  | Rental Equipment | [7 empty] | PUMPINFUSION-ALARIS-Medley 8100 |  | MEDLEY PUMP MODULE LVP *MEMORIAL HERMANN |  |  | PUMPINFUSION-ALARIS-Medley 8100 | [6 empty] | Verified as Rental |  |  | MHHS-Greater Heights
NO | YES |  |  |  | FFL7169 |  | CAREFUSION | 8100M |  |  | Rental Equipment | MHHS-Greater Heights |  |  |  | FFL7169 |  | Central & Greater Heights |  | Rental Equipment | [7 empty] | PUMPINFUSION-ALARIS-Medley 8100 |  | MEDLEY PUMP MODULE LVP *MEMORIAL HERMANN |  |  | PUMPINFUSION-ALARIS-Medley 8100 | [6 empty] | Verified as Rental |  |  | MHHS-Greater Heights
NO | YES |  |  |  | FFL7171 |  | CAREFUSION | 8100M |  |  | Rental Equipment | MHHS-Greater Heights |  |  |  | FFL7171 |  | Central & Greater Heights |  | Rental Equipment | [7 empty] | PUMPINFUSION-ALARIS-Medley 8100 |  | MEDLEY PUMP MODULE LVP *MEMORIAL HERMANN |  |  | PUMPINFUSION-ALARIS-Medley 8100 | [6 empty] | Verified as Rental |  |  | MHHS-Greater Heights
NO | YES |  |  |  | FFL7195 |  | CAREFUSION | 8100M |  |  | Rental Equipment | MHHS-Greater Heights |  |  |  | FFL7195 |  | Central & Greater Heights |  | Rental Equipment | [7 empty] | PUMPINFUSION-ALARIS-Medley 8100 |  | MEDLEY PUMP MODULE LVP *MEMORIAL HERMANN |  |  | PUMPINFUSION-ALARIS-Medley 8100 | [6 empty] | Verified as Rental |  |  | MHHS-Greater Heights
NO | YES |  |  |  | FFL7202 |  | CAREFUSION | 8100M |  |  | Rental Equipment | MHHS-Greater Heights |  |  |  | FFL7202 |  | Central & Greater Heights |  | Rental Equipment | [7 empty] | PUMPINFUSION-ALARIS-Medley 8100 |  | MEDLEY PUMP MODULE LVP *MEMORIAL HERMANN |  |  | PUMPINFUSION-ALARIS-Medley 8100 | [6 empty] | Verified as Rental |  |  | MHHS-Greater Heights
NO | YES |  |  |  | FFL7206 |  | CAREFUSION | 8100M |  |  | Rental Equipment | MHHS-Greater Heights |  |  |  | FFL7206 |  | Central & Greater Heights |  | Rental Equipment | [7 empty] | PUMPINFUSION-ALARIS-Medley 8100 |  | MEDLEY PUMP MODULE LVP *MEMORIAL HERMANN |  |  | PUMPINFUSION-ALARIS-Medley 8100 | [6 empty] | Verified as Rental |  |  | MHHS-Greater Heights
NO | YES |  |  |  | FFL7221 |  | CAREFUSION | 8100M |  |  | Rental Equipment | MHHS-Greater Heights |  |  |  | FFL7221 |  | Central & Greater Heights |  | Rental Equipment | [7 empty] | PUMPINFUSION-ALARIS-Medley 8100 |  | MEDLEY PUMP MODULE LVP *MEMORIAL HERMANN |  |  | PUMPINFUSION-ALARIS-Medley 8100 | [6 empty] | Verified as Rental |  |  | MHHS-Greater Heights
NO | YES |  |  |  | FFL7223 |  | CAREFUSION | 8100M |  |  | Rental Equipment | MHHS-Greater Heights |  |  |  | FFL7223 |  | Central & Greater Heights |  | Rental Equipment | [7 empty] | PUMPINFUSION-ALARIS-Medley 8100 |  | MEDLEY PUMP MODULE LVP *MEMORIAL HERMANN |  |  | PUMPINFUSION-ALARIS-Medley 8100 | [6 empty] | Verified as Rental |  |  | MHHS-Greater Heights
NO | YES |  |  |  | FFL7241 |  | CAREFUSION | 8100M |  |  | Rental Equipment | MHHS-Greater Heights |  |  |  | FFL7241 |  | Central & Greater Heights |  | Rental Equipment | [7 empty] | PUMPINFUSION-ALARIS-Medley 8100 |  | MEDLEY PUMP MODULE LVP *MEMORIAL HERMANN |  |  | PUMPINFUSION-ALARIS-Medley 8100 | [6 empty] | Verified as Rental |  |  | MHHS-Greater Heights
NO | YES |  |  |  | FFL7245 |  | CAREFUSION | 8100M |  |  | Rental Equipment | MHHS-Greater Heights |  |  |  | FFL7245 |  | Central & Greater Heights |  | Rental Equipment | [7 empty] | PUMPINFUSION-ALARIS-Medley 8100 |  | MEDLEY PUMP MODULE LVP *MEMORIAL HERMANN |  |  | PUMPINFUSION-ALARIS-Medley 8100 | [6 empty] | Verified as Rental |  |  | MHHS-Greater Heights
NO | YES |  |  |  | FFL7253 |  | CAREFUSION | 8100M |  |  | Rental Equipment | MHHS-Greater Heights |  |  |  | FFL7253 |  | Central & Greater Heights |  | Rental Equipment | [7 empty] | PUMPINFUSION-ALARIS-Medley 8100 |  | MEDLEY PUMP MODULE LVP *MEMORIAL HERMANN |  |  | PUMPINFUSION-ALARIS-Medley 8100 | [6 empty] | Verified as Rental |  |  | MHHS-Greater Heights
NO | YES |  |  |  | FFL7254 |  | CAREFUSION | 8100M |  |  | Rental Equipment | MHHS-Greater Heights |  |  |  | FFL7254 |  | Central & Greater Heights |  | Rental Equipment | [7 empty] | PUMPINFUSION-ALARIS-Medley 8100 |  | MEDLEY PUMP MODULE LVP *MEMORIAL HERMANN |  |  | PUMPINFUSION-ALARIS-Medley 8100 | [6 empty] | Verified as Rental |  |  | MHHS-Greater Heights
NO | YES |  |  |  | FFL7259 |  | CAREFUSION | 8100M |  |  | Rental Equipment | MHHS-Greater Heights |  |  |  | FFL7259 |  | Central & Greater Heights |  | Rental Equipment | [7 empty] | PUMPINFUSION-ALARIS-Medley 8100 |  | MEDLEY PUMP MODULE LVP *MEMORIAL HERMANN |  |  | PUMPINFUSION-ALARIS-Medley 8100 | [6 empty] | Verified as Rental |  |  | MHHS-Greater Heights
NO | YES |  |  |  | FFL7261 |  | CAREFUSION | 8100M |  |  | Rental Equipment | MHHS-Greater Heights |  |  |  | FFL7261 |  | Central & Greater Heights |  | Rental Equipment | [7 empty] | PUMPINFUSION-ALARIS-Medley 8100 |  | MEDLEY PUMP MODULE LVP *MEMORIAL HERMANN |  |  | PUMPINFUSION-ALARIS-Medley 8100 | [6 empty] | Verified as Rental |  |  | MHHS-Greater Heights
NO | YES |  |  |  | FFL7264 |  | CAREFUSION | 8100M |  |  | Rental Equipment | MHHS-Greater Heights |  |  |  | FFL7264 |  | Central & Greater Heights |  | Rental Equipment | [7 empty] | PUMPINFUSION-ALARIS-Medley 8100 |  | MEDLEY PUMP MODULE LVP *MEMORIAL HERMANN |  |  | PUMPINFUSION-ALARIS-Medley 8100 | [6 empty] | Verified as Rental |  |  | MHHS-Greater Heights
NO | YES |  |  |  | FFL7271 |  | CAREFUSION | 8100M |  |  | Rental Equipment | MHHS-Greater Heights |  |  |  | FFL7271 |  | Central & Greater Heights |  | Rental Equipment | [7 empty] | PUMPINFUSION-ALARIS-Medley 8100 |  | MEDLEY PUMP MODULE LVP *MEMORIAL HERMANN |  |  | PUMPINFUSION-ALARIS-Medley 8100 | [6 empty] | Verified as Rental |  |  | MHHS-Greater Heights
NO | YES |  |  |  | FFL7287 |  | CAREFUSION | 8100M |  |  | Rental Equipment | MHHS-Greater Heights |  |  |  | FFL7287 |  | Central & Greater Heights |  | Rental Equipment | [7 empty] | PUMPINFUSION-ALARIS-Medley 8100 |  | MEDLEY PUMP MODULE LVP *MEMORIAL HERMANN |  |  | PUMPINFUSION-ALARIS-Medley 8100 | [6 empty] | Verified as Rental |  |  | MHHS-Greater Heights
NO | YES |  |  |  | FFL7288 |  | CAREFUSION | 8100M |  |  | Rental Equipment | MHHS-Greater Heights |  |  |  | FFL7288 |  | Central & Greater Heights |  | Rental Equipment | [7 empty] | PUMPINFUSION-ALARIS-Medley 8100 |  | MEDLEY PUMP MODULE LVP *MEMORIAL HERMANN |  |  | PUMPINFUSION-ALARIS-Medley 8100 | [6 empty] | Verified as Rental |  |  | MHHS-Greater Heights
NO | YES |  |  |  | FFL7306 |  | CAREFUSION | 8100M |  |  | Rental Equipment | MHHS-Greater Heights |  |  |  | FFL7306 |  | Central & Greater Heights |  | Rental Equipment | [7 empty] | PUMPINFUSION-ALARIS-Medley 8100 |  | MEDLEY PUMP MODULE LVP *MEMORIAL HERMANN |  |  | PUMPINFUSION-ALARIS-Medley 8100 | [6 empty] | Verified as Rental |  |  | MHHS-Greater Heights
NO | YES |  |  |  | FFL7314 |  | CAREFUSION | 8100M |  |  | Rental Equipment | MHHS-Greater Heights |  |  |  | FFL7314 |  | Central & Greater Heights |  | Rental Equipment | [7 empty] | PUMPINFUSION-ALARIS-Medley 8100 |  | MEDLEY PUMP MODULE LVP *MEMORIAL HERMANN |  |  | PUMPINFUSION-ALARIS-Medley 8100 | [6 empty] | Verified as Rental |  |  | MHHS-Greater Heights
NO | YES |  |  |  | FFL7316 |  | CAREFUSION | 8100M |  |  | Rental Equipment | MHHS-Greater Heights |  |  |  | FFL7316 |  | Central & Greater Heights |  | Rental Equipment | [7 empty] | PUMPINFUSION-ALARIS-Medley 8100 |  | MEDLEY PUMP MODULE LVP *MEMORIAL HERMANN |  |  | PUMPINFUSION-ALARIS-Medley 8100 | [6 empty] | Verified as Rental |  |  | MHHS-Greater Heights
NO | YES |  |  |  | FFL7327 |  | CAREFUSION | 8100M |  |  | Rental Equipment | MHHS-Greater Heights |  |  |  | FFL7327 |  | Central & Greater Heights |  | Rental Equipment | [7 empty] | PUMPINFUSION-ALARIS-Medley 8100 |  | MEDLEY PUMP MODULE LVP *MEMORIAL HERMANN |  |  | PUMPINFUSION-ALARIS-Medley 8100 | [6 empty] | Verified as Rental |  |  | MHHS-Greater Heights
NO | YES |  |  |  | FFL7331 |  | CAREFUSION | 8100M |  |  | Rental Equipment | MHHS-Greater Heights |  |  |  | FFL7331 |  | Central & Greater Heights |  | Rental Equipment | [7 empty] | PUMPINFUSION-ALARIS-Medley 8100 |  | MEDLEY PUMP MODULE LVP *MEMORIAL HERMANN |  |  | PUMPINFUSION-ALARIS-Medley 8100 | [6 empty] | Verified as Rental |  |  | MHHS-Greater Heights
NO | YES |  |  |  | FFL7339 |  | CAREFUSION | 8100M |  |  | Rental Equipment | MHHS-Greater Heights |  |  |  | FFL7339 |  | Central & Greater Heights |  | Rental Equipment | [7 empty] | PUMPINFUSION-ALARIS-Medley 8100 |  | MEDLEY PUMP MODULE LVP *MEMORIAL HERMANN |  |  | PUMPINFUSION-ALARIS-Medley 8100 | [6 empty] | Verified as Rental |  |  | MHHS-Greater Heights
NO | YES |  |  |  | FFL7347 |  | CAREFUSION | 8100M |  |  | Rental Equipment | MHHS-Greater Heights |  |  |  | FFL7347 |  | Central & Greater Heights |  | Rental Equipment | [7 empty] | PUMPINFUSION-ALARIS-Medley 8100 |  | MEDLEY PUMP MODULE LVP *MEMORIAL HERMANN |  |  | PUMPINFUSION-ALARIS-Medley 8100 | [6 empty] | Verified as Rental |  |  | MHHS-Greater Heights
NO | YES |  |  |  | FFL7348 |  | CAREFUSION | 8100M |  |  | Rental Equipment | MHHS-Greater Heights |  |  |  | FFL7348 |  | Central & Greater Heights |  | Rental Equipment | [7 empty] | PUMPINFUSION-ALARIS-Medley 8100 |  | MEDLEY PUMP MODULE LVP *MEMORIAL HERMANN |  |  | PUMPINFUSION-ALARIS-Medley 8100 | [6 empty] | Verified as Rental |  |  | MHHS-Greater Heights
NO | YES |  |  |  | FFL7379 |  | CAREFUSION | 8100M |  |  | Rental Equipment | MHHS-Greater Heights |  |  |  | FFL7379 |  | Central & Greater Heights |  | Rental Equipment | [7 empty] | PUMPINFUSION-ALARIS-Medley 8100 |  | MEDLEY PUMP MODULE LVP *MEMORIAL HERMANN |  |  | PUMPINFUSION-ALARIS-Medley 8100 | [6 empty] | Verified as Rental |  |  | MHHS-Greater Heights
NO | YES |  |  |  | FFL7399 |  | CAREFUSION | 8100M |  |  | Rental Equipment | MHHS-Greater Heights |  |  |  | FFL7399 |  | Central & Greater Heights |  | Rental Equipment | [7 empty] | PUMPINFUSION-ALARIS-Medley 8100 |  | MEDLEY PUMP MODULE LVP *MEMORIAL HERMANN |  |  | PUMPINFUSION-ALARIS-Medley 8100 | [6 empty] | Verified as Rental |  |  | MHHS-Greater Heights
NO | YES |  |  |  | FFL7418 |  | CAREFUSION | 8100M |  |  | Rental Equipment | MHHS-Greater Heights |  |  |  | FFL7418 |  | Central & Greater Heights |  | Rental Equipment | [7 empty] | PUMPINFUSION-ALARIS-Medley 8100 |  | MEDLEY PUMP MODULE LVP *MEMORIAL HERMANN |  |  | PUMPINFUSION-ALARIS-Medley 8100 | [6 empty] | Verified as Rental |  |  | MHHS-Greater Heights
NO | YES |  |  |  | FFL7421 |  | CAREFUSION | 8100M |  |  | Rental Equipment | MHHS-Greater Heights |  |  |  | FFL7421 |  | Central & Greater Heights |  | Rental Equipment | [7 empty] | PUMPINFUSION-ALARIS-Medley 8100 |  | MEDLEY PUMP MODULE LVP *MEMORIAL HERMANN |  |  | PUMPINFUSION-ALARIS-Medley 8100 | [6 empty] | Verified as Rental |  |  | MHHS-Greater Heights
NO | YES |  |  |  | FFL7442 |  | CAREFUSION | 8100M |  |  | Rental Equipment | MHHS-Greater Heights |  |  |  | FFL7442 |  | Central & Greater Heights |  | Rental Equipment | [7 empty] | PUMPINFUSION-ALARIS-Medley 8100 |  | MEDLEY PUMP MODULE LVP *MEMORIAL HERMANN |  |  | PUMPINFUSION-ALARIS-Medley 8100 | [6 empty] | Verified as Rental |  |  | MHHS-Greater Heights
NO | YES |  |  |  | FFL7450 |  | CAREFUSION | 8100M |  |  | Rental Equipment | MHHS-Greater Heights |  |  |  | FFL7450 |  | Central & Greater Heights |  | Rental Equipment | [7 empty] | PUMPINFUSION-ALARIS-Medley 8100 |  | MEDLEY PUMP MODULE LVP *MEMORIAL HERMANN |  |  | PUMPINFUSION-ALARIS-Medley 8100 | [6 empty] | Verified as Rental |  |  | MHHS-Greater Heights
NO | YES |  |  |  | FFL7459 |  | CAREFUSION | 8100M |  |  | Rental Equipment | MHHS-Greater Heights |  |  |  | FFL7459 |  | Central & Greater Heights |  | Rental Equipment | [7 empty] | PUMPINFUSION-ALARIS-Medley 8100 |  | MEDLEY PUMP MODULE LVP *MEMORIAL HERMANN |  |  | PUMPINFUSION-ALARIS-Medley 8100 | [6 empty] | Verified as Rental |  |  | MHHS-Greater Heights
NO | YES |  |  |  | FFL7471 |  | CAREFUSION | 8100M |  |  | Rental Equipment | MHHS-Greater Heights |  |  |  | FFL7471 |  | Central & Greater Heights |  | Rental Equipment | [7 empty] | PUMPINFUSION-ALARIS-Medley 8100 |  | MEDLEY PUMP MODULE LVP *MEMORIAL HERMANN |  |  | PUMPINFUSION-ALARIS-Medley 8100 | [6 empty] | Verified as Rental |  |  | MHHS-Greater Heights
NO | YES |  |  |  | FFL7477 |  | CAREFUSION | 8100M |  |  | Rental Equipment | MHHS-Greater Heights |  |  |  | FFL7477 |  | Central & Greater Heights |  | Rental Equipment | [7 empty] | PUMPINFUSION-ALARIS-Medley 8100 |  | MEDLEY PUMP MODULE LVP *MEMORIAL HERMANN |  |  | PUMPINFUSION-ALARIS-Medley 8100 | [6 empty] | Verified as Rental |  |  | MHHS-Greater Heights
NO | YES |  |  |  | FFL7484 |  | CAREFUSION | 8100M |  |  | Rental Equipment | MHHS-Greater Heights |  |  |  | FFL7484 |  | Central & Greater Heights |  | Rental Equipment | [7 empty] | PUMPINFUSION-ALARIS-Medley 8100 |  | MEDLEY PUMP MODULE LVP *MEMORIAL HERMANN |  |  | PUMPINFUSION-ALARIS-Medley 8100 | [6 empty] | Verified as Rental |  |  | MHHS-Greater Heights
NO | YES |  |  |  | FFL7529 |  | CAREFUSION | 8100M |  |  | Rental Equipment | MHHS-Greater Heights |  |  |  | FFL7529 |  | Central & Greater Heights |  | Rental Equipment | [7 empty] | PUMPINFUSION-ALARIS-Medley 8100 |  | MEDLEY PUMP MODULE LVP *MEMORIAL HERMANN |  |  | PUMPINFUSION-ALARIS-Medley 8100 | [6 empty] | Verified as Rental |  |  | MHHS-Greater Heights
NO | YES |  |  |  | FFL7538 |  | CAREFUSION | 8100M |  |  | Rental Equipment | MHHS-Greater Heights |  |  |  | FFL7538 |  | Central & Greater Heights |  | Rental Equipment | [7 empty] | PUMPINFUSION-ALARIS-Medley 8100 |  | MEDLEY PUMP MODULE LVP *MEMORIAL HERMANN |  |  | PUMPINFUSION-ALARIS-Medley 8100 | [6 empty] | Verified as Rental |  |  | MHHS-Greater Heights
NO | YES |  |  |  | FFL7546 |  | CAREFUSION | 8100M |  |  | Rental Equipment | MHHS-Greater Heights |  |  |  | FFL7546 |  | Central & Greater Heights |  | Rental Equipment | [7 empty] | PUMPINFUSION-ALARIS-Medley 8100 |  | MEDLEY PUMP MODULE LVP *MEMORIAL HERMANN |  |  | PUMPINFUSION-ALARIS-Medley 8100 | [6 empty] | Verified as Rental |  |  | MHHS-Greater Heights
NO | YES |  |  |  | FFL7553 |  | CAREFUSION | 8100M |  |  | Rental Equipment | MHHS-Greater Heights |  |  |  | FFL7553 |  | Central & Greater Heights |  | Rental Equipment | [7 empty] | PUMPINFUSION-ALARIS-Medley 8100 |  | MEDLEY PUMP MODULE LVP *MEMORIAL HERMANN |  |  | PUMPINFUSION-ALARIS-Medley 8100 | [6 empty] | Verified as Rental |  |  | MHHS-Greater Heights
NO | YES |  |  |  | FFL7554 |  | CAREFUSION | 8100M |  |  | Rental Equipment | MHHS-Greater Heights |  |  |  | FFL7554 |  | Central & Greater Heights |  | Rental Equipment | [7 empty] | PUMPINFUSION-ALARIS-Medley 8100 |  | MEDLEY PUMP MODULE LVP *MEMORIAL HERMANN |  |  | PUMPINFUSION-ALARIS-Medley 8100 | [6 empty] | Verified as Rental |  |  | MHHS-Greater Heights
NO | YES |  |  |  | FFL7558 |  | CAREFUSION | 8100M |  |  | Rental Equipment | MHHS-Greater Heights |  |  |  | FFL7558 |  | Central & Greater Heights |  | Rental Equipment | [7 empty] | PUMPINFUSION-ALARIS-Medley 8100 |  | MEDLEY PUMP MODULE LVP *MEMORIAL HERMANN |  |  | PUMPINFUSION-ALARIS-Medley 8100 | [6 empty] | Verified as Rental |  |  | MHHS-Greater Heights
NO | YES |  |  |  | FFL7602 |  | CAREFUSION | 8100M |  |  | Rental Equipment | MHHS-Greater Heights |  |  |  | FFL7602 |  | Central & Greater Heights |  | Rental Equipment | [7 empty] | PUMPINFUSION-ALARIS-Medley 8100 |  | MEDLEY PUMP MODULE LVP *MEMORIAL HERMANN |  |  | PUMPINFUSION-ALARIS-Medley 8100 | [6 empty] | Verified as Rental |  |  | MHHS-Greater Heights
NO | YES |  |  |  | FFL7605 |  | CAREFUSION | 8100M |  |  | Rental Equipment | MHHS-Greater Heights |  |  |  | FFL7605 |  | Central & Greater Heights |  | Rental Equipment | [7 empty] | PUMPINFUSION-ALARIS-Medley 8100 |  | MEDLEY PUMP MODULE LVP *MEMORIAL HERMANN |  |  | PUMPINFUSION-ALARIS-Medley 8100 | [6 empty] | Verified as Rental |  |  | MHHS-Greater Heights
NO | YES |  |  |  | FFL7611 |  | CAREFUSION | 8100M |  |  | Rental Equipment | MHHS-Greater Heights |  |  |  | FFL7611 |  | Central & Greater Heights |  | Rental Equipment | [7 empty] | PUMPINFUSION-ALARIS-Medley 8100 |  | MEDLEY PUMP MODULE LVP *MEMORIAL HERMANN |  |  | PUMPINFUSION-ALARIS-Medley 8100 | [6 empty] | Verified as Rental |  |  | MHHS-Greater Heights
NO | YES |  |  |  | FFL7620 |  | CAREFUSION | 8100M |  |  | Rental Equipment | MHHS-Greater Heights |  |  |  | FFL7620 |  | Central & Greater Heights |  | Rental Equipment | [7 empty] | PUMPINFUSION-ALARIS-Medley 8100 |  | MEDLEY PUMP MODULE LVP *MEMORIAL HERMANN |  |  | PUMPINFUSION-ALARIS-Medley 8100 | [6 empty] | Verified as Rental |  |  | MHHS-Greater Heights
NO | YES |  |  |  | FFL7621 |  | CAREFUSION | 8100M |  |  | Rental Equipment | MHHS-Greater Heights |  |  |  | FFL7621 |  | Central & Greater Heights |  | Rental Equipment | [7 empty] | PUMPINFUSION-ALARIS-Medley 8100 |  | MEDLEY PUMP MODULE LVP *MEMORIAL HERMANN |  |  | PUMPINFUSION-ALARIS-Medley 8100 | [6 empty] | Verified as Rental |  |  | MHHS-Greater Heights
NO | YES |  |  |  | FFL7622 |  | CAREFUSION | 8100M |  |  | Rental Equipment | MHHS-Greater Heights |  |  |  | FFL7622 |  | Central & Greater Heights |  | Rental Equipment | [7 empty] | PUMPINFUSION-ALARIS-Medley 8100 |  | MEDLEY PUMP MODULE LVP *MEMORIAL HERMANN |  |  | PUMPINFUSION-ALARIS-Medley 8100 | [6 empty] | Verified as Rental |  |  | MHHS-Greater Heights
NO | YES |  |  |  | FFL7635 |  | CAREFUSION | 8100M |  |  | Rental Equipment | MHHS-Greater Heights |  |  |  | FFL7635 |  | Central & Greater Heights |  | Rental Equipment | [7 empty] | PUMPINFUSION-ALARIS-Medley 8100 |  | MEDLEY PUMP MODULE LVP *MEMORIAL HERMANN |  |  | PUMPINFUSION-ALARIS-Medley 8100 | [6 empty] | Verified as Rental |  |  | MHHS-Greater Heights
NO | YES |  |  |  | FFL7716 |  | CAREFUSION | 8100M |  |  | Rental Equipment | MHHS-Greater Heights |  |  |  | FFL7716 |  | Central & Greater Heights |  | Rental Equipment | [7 empty] | PUMPINFUSION-ALARIS-Medley 8100 |  | MEDLEY PUMP MODULE LVP *MEMORIAL HERMANN |  |  | PUMPINFUSION-ALARIS-Medley 8100 | [6 empty] | Verified as Rental |  |  | MHHS-Greater Heights
NO | YES |  |  |  | FFL7717 |  | CAREFUSION | 8100M |  |  | Rental Equipment | MHHS-Greater Heights |  |  |  | FFL7717 |  | Central & Greater Heights |  | Rental Equipment | [7 empty] | PUMPINFUSION-ALARIS-Medley 8100 |  | MEDLEY PUMP MODULE LVP *MEMORIAL HERMANN |  |  | PUMPINFUSION-ALARIS-Medley 8100 | [6 empty] | Verified as Rental |  |  | MHHS-Greater Heights
NO | YES |  |  |  | FFL7720 |  | CAREFUSION | 8100M |  |  | Rental Equipment | MHHS-Greater Heights |  |  |  | FFL7720 |  | Central & Greater Heights |  | Rental Equipment | [7 empty] | PUMPINFUSION-ALARIS-Medley 8100 |  | MEDLEY PUMP MODULE LVP *MEMORIAL HERMANN |  |  | PUMPINFUSION-ALARIS-Medley 8100 | [6 empty] | Verified as Rental |  |  | MHHS-Greater Heights
NO | YES |  |  |  | FFL7727 |  | CAREFUSION | 8100M |  |  | Rental Equipment | MHHS-Greater Heights |  |  |  | FFL7727 |  | Central & Greater Heights |  | Rental Equipment | [7 empty] | PUMPINFUSION-ALARIS-Medley 8100 |  | MEDLEY PUMP MODULE LVP *MEMORIAL HERMANN |  |  | PUMPINFUSION-ALARIS-Medley 8100 | [6 empty] | Verified as Rental |  |  | MHHS-Greater Heights
NO | YES |  |  |  | FFL7734 |  | CAREFUSION | 8100M |  |  | Rental Equipment | MHHS-Greater Heights |  |  |  | FFL7734 |  | Central & Greater Heights |  | Rental Equipment | [7 empty] | PUMPINFUSION-ALARIS-Medley 8100 |  | MEDLEY PUMP MODULE LVP *MEMORIAL HERMANN |  |  | PUMPINFUSION-ALARIS-Medley 8100 | [6 empty] | Verified as Rental |  |  | MHHS-Greater Heights
NO | YES |  |  |  | FFL7812 |  | CAREFUSION | 8100M |  |  | Rental Equipment | MHHS-Greater Heights |  |  |  | FFL7812 |  | Central & Greater Heights |  | Rental Equipment | [7 empty] | PUMPINFUSION-ALARIS-Medley 8100 |  | MEDLEY PUMP MODULE LVP *MEMORIAL HERMANN |  |  | PUMPINFUSION-ALARIS-Medley 8100 | [6 empty] | Verified as Rental |  |  | MHHS-Greater Heights
NO | YES |  |  |  | FFL7816 |  | CAREFUSION | 8100M |  |  | Rental Equipment | MHHS-Greater Heights |  |  |  | FFL7816 |  | Central & Greater Heights |  | Rental Equipment | [7 empty] | PUMPINFUSION-ALARIS-Medley 8100 |  | MEDLEY PUMP MODULE LVP *MEMORIAL HERMANN |  |  | PUMPINFUSION-ALARIS-Medley 8100 | [6 empty] | Verified as Rental |  |  | MHHS-Greater Heights
NO | YES |  |  |  | FFL7826 |  | CAREFUSION | 8100M |  |  | Rental Equipment | MHHS-Greater Heights |  |  |  | FFL7826 |  | Central & Greater Heights |  | Rental Equipment | [7 empty] | PUMPINFUSION-ALARIS-Medley 8100 |  | MEDLEY PUMP MODULE LVP *MEMORIAL HERMANN |  |  | PUMPINFUSION-ALARIS-Medley 8100 | [6 empty] | Verified as Rental |  |  | MHHS-Greater Heights
NO | YES |  |  |  | FFL7861 |  | CAREFUSION | 8100M |  |  | Rental Equipment | MHHS-Greater Heights |  |  |  | FFL7861 |  | Central & Greater Heights |  | Rental Equipment | [7 empty] | PUMPINFUSION-ALARIS-Medley 8100 |  | MEDLEY PUMP MODULE LVP *MEMORIAL HERMANN |  |  | PUMPINFUSION-ALARIS-Medley 8100 | [6 empty] | Verified as Rental |  |  | MHHS-Greater Heights
NO | YES |  |  |  | FFL7862 |  | CAREFUSION | 8100M |  |  | Rental Equipment | MHHS-Greater Heights |  |  |  | FFL7862 |  | Central & Greater Heights |  | Rental Equipment | [7 empty] | PUMPINFUSION-ALARIS-Medley 8100 |  | MEDLEY PUMP MODULE LVP *MEMORIAL HERMANN |  |  | PUMPINFUSION-ALARIS-Medley 8100 | [6 empty] | Verified as Rental |  |  | MHHS-Greater Heights
NO | YES |  |  |  | FFL7867 |  | CAREFUSION | 8100M |  |  | Rental Equipment | MHHS-Greater Heights |  |  |  | FFL7867 |  | Central & Greater Heights |  | Rental Equipment | [7 empty] | PUMPINFUSION-ALARIS-Medley 8100 |  | MEDLEY PUMP MODULE LVP *MEMORIAL HERMANN |  |  | PUMPINFUSION-ALARIS-Medley 8100 | [6 empty] | Verified as Rental |  |  | MHHS-Greater Heights
NO | YES |  |  |  | FFL7868 |  | CAREFUSION | 8100M |  |  | Rental Equipment | MHHS-Greater Heights |  |  |  | FFL7868 |  | Central & Greater Heights |  | Rental Equipment | [7 empty] | PUMPINFUSION-ALARIS-Medley 8100 |  | MEDLEY PUMP MODULE LVP *MEMORIAL HERMANN |  |  | PUMPINFUSION-ALARIS-Medley 8100 | [6 empty] | Verified as Rental |  |  | MHHS-Greater Heights
NO | YES |  |  |  | FFL7870 |  | CAREFUSION | 8100M |  |  | Rental Equipment | MHHS-Greater Heights |  |  |  | FFL7870 |  | Central & Greater Heights |  | Rental Equipment | [7 empty] | PUMPINFUSION-ALARIS-Medley 8100 |  | MEDLEY PUMP MODULE LVP *MEMORIAL HERMANN |  |  | PUMPINFUSION-ALARIS-Medley 8100 | [6 empty] | Verified as Rental |  |  | MHHS-Greater Heights
NO | YES |  |  |  | FFL7875 |  | CAREFUSION | 8100M |  |  | Rental Equipment | MHHS-Greater Heights |  |  |  | FFL7875 |  | Central & Greater Heights |  | Rental Equipment | [7 empty] | PUMPINFUSION-ALARIS-Medley 8100 |  | MEDLEY PUMP MODULE LVP *MEMORIAL HERMANN |  |  | PUMPINFUSION-ALARIS-Medley 8100 | [6 empty] | Verified as Rental |  |  | MHHS-Greater Heights
NO | YES |  |  |  | FFL7876 |  | CAREFUSION | 8100M |  |  | Rental Equipment | MHHS-Greater Heights |  |  |  | FFL7876 |  | Central & Greater Heights |  | Rental Equipment | [7 empty] | PUMPINFUSION-ALARIS-Medley 8100 |  | MEDLEY PUMP MODULE LVP *MEMORIAL HERMANN |  |  | PUMPINFUSION-ALARIS-Medley 8100 | [6 empty] | Verified as Rental |  |  | MHHS-Greater Heights
NO | YES |  |  |  | FFL7882 |  | CAREFUSION | 8100M |  |  | Rental Equipment | MHHS-Greater Heights |  |  |  | FFL7882 |  | Central & Greater Heights |  | Rental Equipment | [7 empty] | PUMPINFUSION-ALARIS-Medley 8100 |  | MEDLEY PUMP MODULE LVP *MEMORIAL HERMANN |  |  | PUMPINFUSION-ALARIS-Medley 8100 | [6 empty] | Verified as Rental |  |  | MHHS-Greater Heights
NO | YES |  |  |  | FFL7900 |  | CAREFUSION | 8100M |  |  | Rental Equipment | MHHS-Greater Heights |  |  |  | FFL7900 |  | Central & Greater Heights |  | Rental Equipment | [7 empty] | PUMPINFUSION-ALARIS-Medley 8100 |  | MEDLEY PUMP MODULE LVP *MEMORIAL HERMANN |  |  | PUMPINFUSION-ALARIS-Medley 8100 | [6 empty] | Verified as Rental |  |  | MHHS-Greater Heights
NO | YES |  |  |  | FFL7909 |  | CAREFUSION | 8100M |  |  | Rental Equipment | MHHS-Greater Heights |  |  |  | FFL7909 |  | Central & Greater Heights |  | Rental Equipment | [7 empty] | PUMPINFUSION-ALARIS-Medley 8100 |  | MEDLEY PUMP MODULE LVP *MEMORIAL HERMANN |  |  | PUMPINFUSION-ALARIS-Medley 8100 | [6 empty] | Verified as Rental |  |  | MHHS-Greater Heights
NO | YES |  |  |  | FFL7917 |  | CAREFUSION | 8100M |  |  | Rental Equipment | MHHS-Greater Heights |  |  |  | FFL7917 |  | Central & Greater Heights |  | Rental Equipment | [7 empty] | PUMPINFUSION-ALARIS-Medley 8100 |  | MEDLEY PUMP MODULE LVP *MEMORIAL HERMANN |  |  | PUMPINFUSION-ALARIS-Medley 8100 | [6 empty] | Verified as Rental |  |  | MHHS-Greater Heights
NO | YES |  |  |  | FFL7922 |  | CAREFUSION | 8100M |  |  | Rental Equipment | MHHS-Greater Heights |  |  |  | FFL7922 |  | Central & Greater Heights |  | Rental Equipment | [7 empty] | PUMPINFUSION-ALARIS-Medley 8100 |  | MEDLEY PUMP MODULE LVP *MEMORIAL HERMANN |  |  | PUMPINFUSION-ALARIS-Medley 8100 | [6 empty] | Verified as Rental |  |  | MHHS-Greater Heights
NO | YES |  |  |  | FFL7924 |  | CAREFUSION | 8100M |  |  | Rental Equipment | MHHS-Greater Heights |  |  |  | FFL7924 |  | Central & Greater Heights |  | Rental Equipment | [7 empty] | PUMPINFUSION-ALARIS-Medley 8100 |  | MEDLEY PUMP MODULE LVP *MEMORIAL HERMANN |  |  | PUMPINFUSION-ALARIS-Medley 8100 | [6 empty] | Verified as Rental |  |  | MHHS-Greater Heights
NO | YES |  |  |  | FFL7933 |  | CAREFUSION | 8100M |  |  | Rental Equipment | MHHS-Greater Heights |  |  |  | FFL7933 |  | Central & Greater Heights |  | Rental Equipment | [7 empty] | PUMPINFUSION-ALARIS-Medley 8100 |  | MEDLEY PUMP MODULE LVP *MEMORIAL HERMANN |  |  | PUMPINFUSION-ALARIS-Medley 8100 | [6 empty] | Verified as Rental |  |  | MHHS-Greater Heights
NO | YES |  |  |  | FFL7935 |  | CAREFUSION | 8100M |  |  | Rental Equipment | MHHS-Greater Heights |  |  |  | FFL7935 |  | Central & Greater Heights |  | Rental Equipment | [7 empty] | PUMPINFUSION-ALARIS-Medley 8100 |  | MEDLEY PUMP MODULE LVP *MEMORIAL HERMANN |  |  | PUMPINFUSION-ALARIS-Medley 8100 | [6 empty] | Verified as Rental |  |  | MHHS-Greater Heights
NO | YES |  |  |  | FFL7942 |  | CAREFUSION | 8100M |  |  | Rental Equipment | MHHS-Greater Heights |  |  |  | FFL7942 |  | Central & Greater Heights |  | Rental Equipment | [7 empty] | PUMPINFUSION-ALARIS-Medley 8100 |  | MEDLEY PUMP MODULE LVP *MEMORIAL HERMANN |  |  | PUMPINFUSION-ALARIS-Medley 8100 | [6 empty] | Verified as Rental |  |  | MHHS-Greater Heights
NO | YES |  |  |  | FFL7958 |  | CAREFUSION | 8100M |  |  | Rental Equipment | MHHS-Greater Heights |  |  |  | FFL7958 |  | Central & Greater Heights |  | Rental Equipment | [7 empty] | PUMPINFUSION-ALARIS-Medley 8100 |  | MEDLEY PUMP MODULE LVP *MEMORIAL HERMANN |  |  | PUMPINFUSION-ALARIS-Medley 8100 | [6 empty] | Verified as Rental |  |  | MHHS-Greater Heights
NO | YES |  |  |  | FFL7966 |  | CAREFUSION | 8100M |  |  | Rental Equipment | MHHS-Greater Heights |  |  |  | FFL7966 |  | Central & Greater Heights |  | Rental Equipment | [7 empty] | PUMPINFUSION-ALARIS-Medley 8100 |  | MEDLEY PUMP MODULE LVP *MEMORIAL HERMANN |  |  | PUMPINFUSION-ALARIS-Medley 8100 | [6 empty] | Verified as Rental |  |  | MHHS-Greater Heights
NO | YES |  |  |  | FFL7995 |  | CAREFUSION | 8100M |  |  | Rental Equipment | MHHS-Greater Heights |  |  |  | FFL7995 |  | Central & Greater Heights |  | Rental Equipment | [7 empty] | PUMPINFUSION-ALARIS-Medley 8100 |  | MEDLEY PUMP MODULE LVP *MEMORIAL HERMANN |  |  | PUMPINFUSION-ALARIS-Medley 8100 | [6 empty] | Verified as Rental |  |  | MHHS-Greater Heights
NO | YES |  |  |  | FFL8003 |  | CAREFUSION | 8100M |  |  | Rental Equipment | MHHS-Greater Heights |  |  |  | FFL8003 |  | Central & Greater Heights |  | Rental Equipment | [7 empty] | PUMPINFUSION-ALARIS-Medley 8100 |  | MEDLEY PUMP MODULE LVP *MEMORIAL HERMANN |  |  | PUMPINFUSION-ALARIS-Medley 8100 | [6 empty] | Verified as Rental |  |  | MHHS-Greater Heights
NO | YES |  |  |  | FFL8066 |  | CAREFUSION | 8100M |  |  | Rental Equipment | MHHS-Greater Heights |  |  |  | FFL8066 |  | Central & Greater Heights |  | Rental Equipment | [7 empty] | PUMPINFUSION-ALARIS-Medley 8100 |  | MEDLEY PUMP MODULE LVP *MEMORIAL HERMANN |  |  | PUMPINFUSION-ALARIS-Medley 8100 | [6 empty] | Verified as Rental |  |  | MHHS-Greater Heights
NO | YES |  |  |  | FFL8095 |  | CAREFUSION | 8100M |  |  | Rental Equipment | MHHS-Greater Heights |  |  |  | FFL8095 |  | Central & Greater Heights |  | Rental Equipment | [7 empty] | PUMPINFUSION-ALARIS-Medley 8100 |  | MEDLEY PUMP MODULE LVP *MEMORIAL HERMANN |  |  | PUMPINFUSION-ALARIS-Medley 8100 | [6 empty] | Verified as Rental |  |  | MHHS-Greater Heights
NO | YES |  |  |  | FFL8100 |  | CAREFUSION | 8100M |  |  | Rental Equipment | MHHS-Greater Heights |  |  |  | FFL8100 |  | Central & Greater Heights |  | Rental Equipment | [7 empty] | PUMPINFUSION-ALARIS-Medley 8100 |  | MEDLEY PUMP MODULE LVP *MEMORIAL HERMANN |  |  | PUMPINFUSION-ALARIS-Medley 8100 | [6 empty] | Verified as Rental |  |  | MHHS-Greater Heights
NO | YES |  |  |  | FFL8105 |  | CAREFUSION | 8100M |  |  | Rental Equipment | MHHS-Greater Heights |  |  |  | FFL8105 |  | Central & Greater Heights |  | Rental Equipment | [7 empty] | PUMPINFUSION-ALARIS-Medley 8100 |  | MEDLEY PUMP MODULE LVP *MEMORIAL HERMANN |  |  | PUMPINFUSION-ALARIS-Medley 8100 | [6 empty] | Verified as Rental |  |  | MHHS-Greater Heights
NO | YES |  |  |  | FFL8117 |  | CAREFUSION | 8100M |  |  | Rental Equipment | MHHS-Greater Heights |  |  |  | FFL8117 |  | Central & Greater Heights |  | Rental Equipment | [7 empty] | PUMPINFUSION-ALARIS-Medley 8100 |  | MEDLEY PUMP MODULE LVP *MEMORIAL HERMANN |  |  | PUMPINFUSION-ALARIS-Medley 8100 | [6 empty] | Verified as Rental |  |  | MHHS-Greater Heights
NO | YES |  |  |  | FFL8132 |  | CAREFUSION | 8100M |  |  | Rental Equipment | MHHS-Greater Heights |  |  |  | FFL8132 |  | Central & Greater Heights |  | Rental Equipment | [7 empty] | PUMPINFUSION-ALARIS-Medley 8100 |  | MEDLEY PUMP MODULE LVP *MEMORIAL HERMANN |  |  | PUMPINFUSION-ALARIS-Medley 8100 | [6 empty] | Verified as Rental |  |  | MHHS-Greater Heights
NO | YES |  |  |  | FFL8155 |  | CAREFUSION | 8100M |  |  | Rental Equipment | MHHS-Greater Heights |  |  |  | FFL8155 |  | Central & Greater Heights |  | Rental Equipment | [7 empty] | PUMPINFUSION-ALARIS-Medley 8100 |  | MEDLEY PUMP MODULE LVP *MEMORIAL HERMANN |  |  | PUMPINFUSION-ALARIS-Medley 8100 | [6 empty] | Verified as Rental |  |  | MHHS-Greater Heights
NO | YES |  |  |  | FFL8174 |  | CAREFUSION | 8100M |  |  | Rental Equipment | MHHS-Greater Heights |  |  |  | FFL8174 |  | Central & Greater Heights |  | Rental Equipment | [7 empty] | PUMPINFUSION-ALARIS-Medley 8100 |  | MEDLEY PUMP MODULE LVP *MEMORIAL HERMANN |  |  | PUMPINFUSION-ALARIS-Medley 8100 | [6 empty] | Verified as Rental |  |  | MHHS-Greater Heights
NO | YES |  |  |  | FFL8220 |  | CAREFUSION | 8100M |  |  | Rental Equipment | MHHS-Greater Heights |  |  |  | FFL8220 |  | Central & Greater Heights |  | Rental Equipment | [7 empty] | PUMPINFUSION-ALARIS-Medley 8100 |  | MEDLEY PUMP MODULE LVP *MEMORIAL HERMANN |  |  | PUMPINFUSION-ALARIS-Medley 8100 | [6 empty] | Verified as Rental |  |  | MHHS-Greater Heights
NO | YES |  |  |  | FFL8245 |  | CAREFUSION | 8100M |  |  | Rental Equipment | MHHS-Greater Heights |  |  |  | FFL8245 |  | Central & Greater Heights |  | Rental Equipment | [7 empty] | PUMPINFUSION-ALARIS-Medley 8100 |  | MEDLEY PUMP MODULE LVP *MEMORIAL HERMANN |  |  | PUMPINFUSION-ALARIS-Medley 8100 | [6 empty] | Verified as Rental |  |  | MHHS-Greater Heights
NO | YES |  |  |  | FFL8247 |  | CAREFUSION | 8100M |  |  | Rental Equipment | MHHS-Greater Heights |  |  |  | FFL8247 |  | Central & Greater Heights |  | Rental Equipment | [7 empty] | PUMPINFUSION-ALARIS-Medley 8100 |  | MEDLEY PUMP MODULE LVP *MEMORIAL HERMANN |  |  | PUMPINFUSION-ALARIS-Medley 8100 | [6 empty] | Verified as Rental |  |  | MHHS-Greater Heights
NO | YES |  |  |  | FFL8268 |  | CAREFUSION | 8100M |  |  | Rental Equipment | MHHS-Greater Heights |  |  |  | FFL8268 |  | Central & Greater Heights |  | Rental Equipment | [7 empty] | PUMPINFUSION-ALARIS-Medley 8100 |  | MEDLEY PUMP MODULE LVP *MEMORIAL HERMANN |  |  | PUMPINFUSION-ALARIS-Medley 8100 | [6 empty] | Verified as Rental |  |  | MHHS-Greater Heights
NO | YES |  |  |  | FFL8285 |  | CAREFUSION | 8100M |  |  | Rental Equipment | MHHS-Greater Heights |  |  |  | FFL8285 |  | Central & Greater Heights |  | Rental Equipment | [7 empty] | PUMPINFUSION-ALARIS-Medley 8100 |  | MEDLEY PUMP MODULE LVP *MEMORIAL HERMANN |  |  | PUMPINFUSION-ALARIS-Medley 8100 | [6 empty] | Verified as Rental |  |  | MHHS-Greater Heights
NO | YES |  |  |  | FFL8288 |  | CAREFUSION | 8100M |  |  | Rental Equipment | MHHS-Greater Heights |  |  |  | FFL8288 |  | Central & Greater Heights |  | Rental Equipment | [7 empty] | PUMPINFUSION-ALARIS-Medley 8100 |  | MEDLEY PUMP MODULE LVP *MEMORIAL HERMANN |  |  | PUMPINFUSION-ALARIS-Medley 8100 | [6 empty] | Verified as Rental |  |  | MHHS-Greater Heights
NO | YES |  |  |  | FFL8331 |  | CAREFUSION | 8100M |  |  | Rental Equipment | MHHS-Greater Heights |  |  |  | FFL8331 |  | Central & Greater Heights |  | Rental Equipment | [7 empty] | PUMPINFUSION-ALARIS-Medley 8100 |  | MEDLEY PUMP MODULE LVP *MEMORIAL HERMANN |  |  | PUMPINFUSION-ALARIS-Medley 8100 | [6 empty] | Verified as Rental |  |  | MHHS-Greater Heights
NO | YES |  |  |  | FFL8360 |  | CAREFUSION | 8100M |  |  | Rental Equipment | MHHS-Greater Heights |  |  |  | FFL8360 |  | Central & Greater Heights |  | Rental Equipment | [7 empty] | PUMPINFUSION-ALARIS-Medley 8100 |  | MEDLEY PUMP MODULE LVP *MEMORIAL HERMANN |  |  | PUMPINFUSION-ALARIS-Medley 8100 | [6 empty] | Verified as Rental |  |  | MHHS-Greater Heights
NO | YES |  |  |  | FFL8368 |  | CAREFUSION | 8100M |  |  | Rental Equipment | MHHS-Greater Heights |  |  |  | FFL8368 |  | Central & Greater Heights |  | Rental Equipment | [7 empty] | PUMPINFUSION-ALARIS-Medley 8100 |  | MEDLEY PUMP MODULE LVP *MEMORIAL HERMANN |  |  | PUMPINFUSION-ALARIS-Medley 8100 | [6 empty] | Verified as Rental |  |  | MHHS-Greater Heights
NO | YES |  |  |  | FFL8384 |  | CAREFUSION | 8100M |  |  | Rental Equipment | MHHS-Greater Heights |  |  |  | FFL8384 |  | Central & Greater Heights |  | Rental Equipment | [7 empty] | PUMPINFUSION-ALARIS-Medley 8100 |  | MEDLEY PUMP MODULE LVP *MEMORIAL HERMANN |  |  | PUMPINFUSION-ALARIS-Medley 8100 | [6 empty] | Verified as Rental |  |  | MHHS-Greater Heights
NO | YES |  |  |  | FFL8392 |  | CAREFUSION | 8100M |  |  | Rental Equipment | MHHS-Greater Heights |  |  |  | FFL8392 |  | Central & Greater Heights |  | Rental Equipment | [7 empty] | PUMPINFUSION-ALARIS-Medley 8100 |  | MEDLEY PUMP MODULE LVP *MEMORIAL HERMANN |  |  | PUMPINFUSION-ALARIS-Medley 8100 | [6 empty] | Verified as Rental |  |  | MHHS-Greater Heights
NO | YES |  |  |  | FFL8418 |  | CAREFUSION | 8100M |  |  | Rental Equipment | MHHS-Greater Heights |  |  |  | FFL8418 |  | Central & Greater Heights |  | Rental Equipment | [7 empty] | PUMPINFUSION-ALARIS-Medley 8100 |  | MEDLEY PUMP MODULE LVP *MEMORIAL HERMANN |  |  | PUMPINFUSION-ALARIS-Medley 8100 | [6 empty] | Verified as Rental |  |  | MHHS-Greater Heights
NO | YES |  |  |  | FFL8431 |  | CAREFUSION | 8100M |  |  | Rental Equipment | MHHS-Greater Heights |  |  |  | FFL8431 |  | Central & Greater Heights |  | Rental Equipment | [7 empty] | PUMPINFUSION-ALARIS-Medley 8100 |  | MEDLEY PUMP MODULE LVP *MEMORIAL HERMANN |  |  | PUMPINFUSION-ALARIS-Medley 8100 | [6 empty] | Verified as Rental |  |  | MHHS-Greater Heights
NO | YES |  |  |  | FFL8440 |  | CAREFUSION | 8100M |  |  | Rental Equipment | MHHS-Greater Heights |  |  |  | FFL8440 |  | Central & Greater Heights |  | Rental Equipment | [7 empty] | PUMPINFUSION-ALARIS-Medley 8100 |  | MEDLEY PUMP MODULE LVP *MEMORIAL HERMANN |  |  | PUMPINFUSION-ALARIS-Medley 8100 | [6 empty] | Verified as Rental |  |  | MHHS-Greater Heights
NO | YES |  |  |  | FFL8444 |  | CAREFUSION | 8100M |  |  | Rental Equipment | MHHS-Greater Heights |  |  |  | FFL8444 |  | Central & Greater Heights |  | Rental Equipment | [7 empty] | PUMPINFUSION-ALARIS-Medley 8100 |  | MEDLEY PUMP MODULE LVP *MEMORIAL HERMANN |  |  | PUMPINFUSION-ALARIS-Medley 8100 | [6 empty] | Verified as Rental |  |  | MHHS-Greater Heights
NO | YES |  |  |  | FFL8505 |  | CAREFUSION | 8100M |  |  | Rental Equipment | MHHS-Greater Heights |  |  |  | FFL8505 |  | Central & Greater Heights |  | Rental Equipment | [7 empty] | PUMPINFUSION-ALARIS-Medley 8100 |  | MEDLEY PUMP MODULE LVP *MEMORIAL HERMANN |  |  | PUMPINFUSION-ALARIS-Medley 8100 | [6 empty] | Verified as Rental |  |  | MHHS-Greater Heights
NO | YES |  |  |  | FFL8521 |  | CAREFUSION | 8100M |  |  | Rental Equipment | MHHS-Greater Heights |  |  |  | FFL8521 |  | Central & Greater Heights |  | Rental Equipment | [7 empty] | PUMPINFUSION-ALARIS-Medley 8100 |  | MEDLEY PUMP MODULE LVP *MEMORIAL HERMANN |  |  | PUMPINFUSION-ALARIS-Medley 8100 | [6 empty] | Verified as Rental |  |  | MHHS-Greater Heights
NO | YES |  |  |  | FFL8524 |  | CAREFUSION | 8100M |  |  | Rental Equipment | MHHS-Greater Heights |  |  |  | FFL8524 |  | Central & Greater Heights |  | Rental Equipment | [7 empty] | PUMPINFUSION-ALARIS-Medley 8100 |  | MEDLEY PUMP MODULE LVP *MEMORIAL HERMANN |  |  | PUMPINFUSION-ALARIS-Medley 8100 | [6 empty] | Verified as Rental |  |  | MHHS-Greater Heights
NO | YES |  |  |  | FFL8526 |  | CAREFUSION | 8100M |  |  | Rental Equipment | MHHS-Greater Heights |  |  |  | FFL8526 |  | Central & Greater Heights |  | Rental Equipment | [7 empty] | PUMPINFUSION-ALARIS-Medley 8100 |  | MEDLEY PUMP MODULE LVP *MEMORIAL HERMANN |  |  | PUMPINFUSION-ALARIS-Medley 8100 | [6 empty] | Verified as Rental |  |  | MHHS-Greater Heights
NO | YES |  |  |  | FFL8550 |  | CAREFUSION | 8100M |  |  | Rental Equipment | MHHS-Greater Heights |  |  |  | FFL8550 |  | Central & Greater Heights |  | Rental Equipment | [7 empty] | PUMPINFUSION-ALARIS-Medley 8100 |  | MEDLEY PUMP MODULE LVP *MEMORIAL HERMANN |  |  | PUMPINFUSION-ALARIS-Medley 8100 | [6 empty] | Verified as Rental |  |  | MHHS-Greater Heights
NO | YES |  |  |  | FFL8566 |  | CAREFUSION | 8100M |  |  | Rental Equipment | MHHS-Greater Heights |  |  |  | FFL8566 |  | Central & Greater Heights |  | Rental Equipment | [7 empty] | PUMPINFUSION-ALARIS-Medley 8100 |  | MEDLEY PUMP MODULE LVP *MEMORIAL HERMANN |  |  | PUMPINFUSION-ALARIS-Medley 8100 | [6 empty] | Verified as Rental |  |  | MHHS-Greater Heights
NO | YES |  |  |  | FFL8571 |  | CAREFUSION | 8100M |  |  | Rental Equipment | MHHS-Greater Heights |  |  |  | FFL8571 |  | Central & Greater Heights |  | Rental Equipment | [7 empty] | PUMPINFUSION-ALARIS-Medley 8100 |  | MEDLEY PUMP MODULE LVP *MEMORIAL HERMANN |  |  | PUMPINFUSION-ALARIS-Medley 8100 | [6 empty] | Verified as Rental |  |  | MHHS-Greater Heights
NO | YES |  |  |  | FFL8591 |  | CAREFUSION | 8100M |  |  | Rental Equipment | MHHS-Greater Heights |  |  |  | FFL8591 |  | Central & Greater Heights |  | Rental Equipment | [7 empty] | PUMPINFUSION-ALARIS-Medley 8100 |  | MEDLEY PUMP MODULE LVP *MEMORIAL HERMANN |  |  | PUMPINFUSION-ALARIS-Medley 8100 | [6 empty] | Verified as Rental |  |  | MHHS-Greater Heights
NO | YES |  |  |  | FFL8592 |  | CAREFUSION | 8100M |  |  | Rental Equipment | MHHS-Greater Heights |  |  |  | FFL8592 |  | Central & Greater Heights |  | Rental Equipment | [7 empty] | PUMPINFUSION-ALARIS-Medley 8100 |  | MEDLEY PUMP MODULE LVP *MEMORIAL HERMANN |  |  | PUMPINFUSION-ALARIS-Medley 8100 | [6 empty] | Verified as Rental |  |  | MHHS-Greater Heights
NO | YES |  |  |  | FFL8642 |  | CAREFUSION | 8100M |  |  | Rental Equipment | MHHS-Greater Heights |  |  |  | FFL8642 |  | Central & Greater Heights |  | Rental Equipment | [7 empty] | PUMPINFUSION-ALARIS-Medley 8100 |  | MEDLEY PUMP MODULE LVP *MEMORIAL HERMANN |  |  | PUMPINFUSION-ALARIS-Medley 8100 | [6 empty] | Verified as Rental |  |  | MHHS-Greater Heights
NO | YES |  |  |  | FFL8665 |  | CAREFUSION | 8100M |  |  | Rental Equipment | MHHS-Greater Heights |  |  |  | FFL8665 |  | Central & Greater Heights |  | Rental Equipment | [7 empty] | PUMPINFUSION-ALARIS-Medley 8100 |  | MEDLEY PUMP MODULE LVP *MEMORIAL HERMANN |  |  | PUMPINFUSION-ALARIS-Medley 8100 | [6 empty] | Verified as Rental |  |  | MHHS-Greater Heights
NO | YES |  |  |  | FFL8669 |  | CAREFUSION | 8100M |  |  | Rental Equipment | MHHS-Greater Heights |  |  |  | FFL8669 |  | Central & Greater Heights |  | Rental Equipment | [7 empty] | PUMPINFUSION-ALARIS-Medley 8100 |  | MEDLEY PUMP MODULE LVP *MEMORIAL HERMANN |  |  | PUMPINFUSION-ALARIS-Medley 8100 | [6 empty] | Verified as Rental |  |  | MHHS-Greater Heights
NO | YES |  |  |  | FFL8700 |  | CAREFUSION | 8100M |  |  | Rental Equipment | MHHS-Greater Heights |  |  |  | FFL8700 |  | Central & Greater Heights |  | Rental Equipment | [7 empty] | PUMPINFUSION-ALARIS-Medley 8100 |  | MEDLEY PUMP MODULE LVP *MEMORIAL HERMANN |  |  | PUMPINFUSION-ALARIS-Medley 8100 | [6 empty] | Verified as Rental |  |  | MHHS-Greater Heights
NO | YES |  |  |  | FFL8709 |  | CAREFUSION | 8100M |  |  | Rental Equipment | MHHS-Greater Heights |  |  |  | FFL8709 |  | Central & Greater Heights |  | Rental Equipment | [7 empty] | PUMPINFUSION-ALARIS-Medley 8100 |  | MEDLEY PUMP MODULE LVP *MEMORIAL HERMANN |  |  | PUMPINFUSION-ALARIS-Medley 8100 | [6 empty] | Verified as Rental |  |  | MHHS-Greater Heights
NO | YES |  |  |  | FFL8726 |  | CAREFUSION | 8100M |  |  | Rental Equipment | MHHS-Greater Heights |  |  |  | FFL8726 |  | Central & Greater Heights |  | Rental Equipment | [7 empty] | PUMPINFUSION-ALARIS-Medley 8100 |  | MEDLEY PUMP MODULE LVP *MEMORIAL HERMANN |  |  | PUMPINFUSION-ALARIS-Medley 8100 | [6 empty] | Verified as Rental |  |  | MHHS-Greater Heights
NO | YES |  |  |  | FFL8746 |  | CAREFUSION | 8100M |  |  | Rental Equipment | MHHS-Greater Heights |  |  |  | FFL8746 |  | Central & Greater Heights |  | Rental Equipment | [7 empty] | PUMPINFUSION-ALARIS-Medley 8100 |  | MEDLEY PUMP MODULE LVP *MEMORIAL HERMANN |  |  | PUMPINFUSION-ALARIS-Medley 8100 | [6 empty] | Verified as Rental |  |  | MHHS-Greater Heights
NO | YES |  |  |  | FFL8748 |  | CAREFUSION | 8100M |  |  | Rental Equipment | MHHS-Greater Heights |  |  |  | FFL8748 |  | Central & Greater Heights |  | Rental Equipment | [7 empty] | PUMPINFUSION-ALARIS-Medley 8100 |  | MEDLEY PUMP MODULE LVP *MEMORIAL HERMANN |  |  | PUMPINFUSION-ALARIS-Medley 8100 | [6 empty] | Verified as Rental |  |  | MHHS-Greater Heights
NO | YES |  |  |  | FFL8768 |  | CAREFUSION | 8100M |  |  | Rental Equipment | MHHS-Greater Heights |  |  |  | FFL8768 |  | Central & Greater Heights |  | Rental Equipment | [7 empty] | PUMPINFUSION-ALARIS-Medley 8100 |  | MEDLEY PUMP MODULE LVP *MEMORIAL HERMANN |  |  | PUMPINFUSION-ALARIS-Medley 8100 | [6 empty] | Verified as Rental |  |  | MHHS-Greater Heights
NO | YES |  |  |  | FFL106 |  | CAREFUSION | 8100M |  |  | Rental | MHHS-Katy |  |  |  | FFL106 |  | Katy |  | Rental | [7 empty] | PUMPINFUSION-ALARIS-Medley 8100 |  | MEDLEY PUMP MODULE LVP *MEMORIAL HERMANN |  |  | PUMPINFUSION-ALARIS-Medley 8100 | [6 empty] | Verified as Rental |  |  | MHHS-Katy
NO | YES |  |  |  | FFL170 |  | CAREFUSION | 8100M |  |  | Rental | MHHS-Katy |  |  |  | FFL170 |  | Katy |  | Rental | [7 empty] | PUMPINFUSION-ALARIS-Medley 8100 |  | MEDLEY PUMP MODULE LVP *MEMORIAL HERMANN |  |  | PUMPINFUSION-ALARIS-Medley 8100 | [6 empty] | Verified as Rental |  |  | MHHS-Katy
NO | YES |  |  |  | FFL191 |  | CAREFUSION | 8100M |  |  | Rental | MHHS-Katy |  |  |  | FFL191 |  | Katy |  | Rental | [7 empty] | PUMPINFUSION-ALARIS-Medley 8100 |  | MEDLEY PUMP MODULE LVP *MEMORIAL HERMANN |  |  | PUMPINFUSION-ALARIS-Medley 8100 | [6 empty] | Verified as Rental |  |  | MHHS-Katy
NO | YES |  |  |  | FFL269 |  | CAREFUSION | 8100M |  |  | Rental | MHHS-Katy |  |  |  | FFL269 |  | Katy |  | Rental | [7 empty] | PUMPINFUSION-ALARIS-Medley 8100 |  | MEDLEY PUMP MODULE LVP *MEMORIAL HERMANN |  |  | PUMPINFUSION-ALARIS-Medley 8100 | [6 empty] | Verified as Rental |  |  | MHHS-Katy
NO | YES |  |  |  | FFL373 |  | CAREFUSION | 8100M |  |  | Rental | MHHS-Katy |  |  |  | FFL373 |  | Katy |  | Rental | [7 empty] | PUMPINFUSION-ALARIS-Medley 8100 |  | MEDLEY PUMP MODULE LVP *MEMORIAL HERMANN |  |  | PUMPINFUSION-ALARIS-Medley 8100 | [6 empty] | Verified as Rental |  |  | MHHS-Katy
NO | YES |  |  |  | FFL440 |  | CAREFUSION | 8100M |  |  | Rental | MHHS-Katy |  |  |  | FFL440 |  | Katy |  | Rental | [7 empty] | PUMPINFUSION-ALARIS-Medley 8100 |  | MEDLEY PUMP MODULE LVP *MEMORIAL HERMANN |  |  | PUMPINFUSION-ALARIS-Medley 8100 | [6 empty] | Verified as Rental |  |  | MHHS-Katy
NO | YES |  |  |  | FFL470 |  | CAREFUSION | 8100M |  |  | Rental | MHHS-Katy |  |  |  | FFL470 |  | Katy |  | Rental | [7 empty] | PUMPINFUSION-ALARIS-Medley 8100 |  | MEDLEY PUMP MODULE LVP *MEMORIAL HERMANN |  |  | PUMPINFUSION-ALARIS-Medley 8100 | [6 empty] | Verified as Rental |  |  | MHHS-Katy
NO | YES |  |  |  | FFL490 |  | CAREFUSION | 8100M |  |  | Rental | MHHS-Katy |  |  |  | FFL490 |  | Katy |  | Rental | [7 empty] | PUMPINFUSION-ALARIS-Medley 8100 |  | MEDLEY PUMP MODULE LVP *MEMORIAL HERMANN |  |  | PUMPINFUSION-ALARIS-Medley 8100 | [6 empty] | Verified as Rental |  |  | MHHS-Katy
NO | YES |  |  |  | FFL526 |  | CAREFUSION | 8100M |  |  | Rental | MHHS-Katy |  |  |  | FFL526 |  | Katy |  | Rental | [7 empty] | PUMPINFUSION-ALARIS-Medley 8100 |  | MEDLEY PUMP MODULE LVP *MEMORIAL HERMANN |  |  | PUMPINFUSION-ALARIS-Medley 8100 | [6 empty] | Verified as Rental |  |  | MHHS-Katy
NO | YES |  |  |  | FFL535 |  | CAREFUSION | 8100M |  |  | Rental | MHHS-Katy |  |  |  | FFL535 |  | Katy |  | Rental | [7 empty] | PUMPINFUSION-ALARIS-Medley 8100 |  | MEDLEY PUMP MODULE LVP *MEMORIAL HERMANN |  |  | PUMPINFUSION-ALARIS-Medley 8100 | [6 empty] | Verified as Rental |  |  | MHHS-Katy
NO | YES |  |  |  | FFL612 |  | CAREFUSION | 8100M |  |  | Rental | MHHS-Katy |  |  |  | FFL612 |  | Katy |  | Rental | [7 empty] | PUMPINFUSION-ALARIS-Medley 8100 |  | MEDLEY PUMP MODULE LVP *MEMORIAL HERMANN |  |  | PUMPINFUSION-ALARIS-Medley 8100 | [6 empty] | Verified as Rental |  |  | MHHS-Katy
NO | YES |  |  |  | FFL615 |  | CAREFUSION | 8100M |  |  | Rental | MHHS-Katy |  |  |  | FFL615 |  | Katy |  | Rental | [7 empty] | PUMPINFUSION-ALARIS-Medley 8100 |  | MEDLEY PUMP MODULE LVP *MEMORIAL HERMANN |  |  | PUMPINFUSION-ALARIS-Medley 8100 | [6 empty] | Verified as Rental |  |  | MHHS-Katy
NO | YES |  |  |  | FFL709 |  | CAREFUSION | 8100M |  |  | Rental | MHHS-Katy |  |  |  | FFL709 |  | Katy |  | Rental | [7 empty] | PUMPINFUSION-ALARIS-Medley 8100 |  | MEDLEY PUMP MODULE LVP *MEMORIAL HERMANN |  |  | PUMPINFUSION-ALARIS-Medley 8100 | [6 empty] | Verified as Rental |  |  | MHHS-Katy
NO | YES |  |  |  | FFL712 |  | CAREFUSION | 8100M |  |  | Rental | MHHS-Katy |  |  |  | FFL712 |  | Katy |  | Rental | [7 empty] | PUMPINFUSION-ALARIS-Medley 8100 |  | MEDLEY PUMP MODULE LVP *MEMORIAL HERMANN |  |  | PUMPINFUSION-ALARIS-Medley 8100 | [6 empty] | Verified as Rental |  |  | MHHS-Katy
NO | YES |  |  |  | FFL734 |  | CAREFUSION | 8100M |  |  | Rental | MHHS-Katy |  |  |  | FFL734 |  | Katy |  | Rental | [7 empty] | PUMPINFUSION-ALARIS-Medley 8100 |  | MEDLEY PUMP MODULE LVP *MEMORIAL HERMANN |  |  | PUMPINFUSION-ALARIS-Medley 8100 | [6 empty] | Verified as Rental |  |  | MHHS-Katy
NO | YES |  |  |  | FFL737 |  | CAREFUSION | 8100M |  |  | Rental | MHHS-Katy |  |  |  | FFL737 |  | Katy |  | Rental | [7 empty] | PUMPINFUSION-ALARIS-Medley 8100 |  | MEDLEY PUMP MODULE LVP *MEMORIAL HERMANN |  |  | PUMPINFUSION-ALARIS-Medley 8100 | [6 empty] | Verified as Rental |  |  | MHHS-Katy
NO | YES |  |  |  | FFL760 |  | CAREFUSION | 8100M |  |  | Rental | MHHS-Katy |  |  |  | FFL760 |  | Katy |  | Rental | [7 empty] | PUMPINFUSION-ALARIS-Medley 8100 |  | MEDLEY PUMP MODULE LVP *MEMORIAL HERMANN |  |  | PUMPINFUSION-ALARIS-Medley 8100 | [6 empty] | Verified as Rental |  |  | MHHS-Katy
NO | YES |  |  |  | FFL794 |  | CAREFUSION | 8100M |  |  | Rental | MHHS-Katy |  |  |  | FFL794 |  | Katy |  | Rental | [7 empty] | PUMPINFUSION-ALARIS-Medley 8100 |  | MEDLEY PUMP MODULE LVP *MEMORIAL HERMANN |  |  | PUMPINFUSION-ALARIS-Medley 8100 | [6 empty] | Verified as Rental |  |  | MHHS-Katy
NO | YES |  |  |  | FFL795 |  | CAREFUSION | 8100M |  |  | Rental | MHHS-Katy |  |  |  | FFL795 |  | Katy |  | Rental | [7 empty] | PUMPINFUSION-ALARIS-Medley 8100 |  | MEDLEY PUMP MODULE LVP *MEMORIAL HERMANN |  |  | PUMPINFUSION-ALARIS-Medley 8100 | [6 empty] | Verified as Rental |  |  | MHHS-Katy
NO | YES |  |  |  | FFL826 |  | CAREFUSION | 8100M |  |  | Rental | MHHS-Katy |  |  |  | FFL826 |  | Katy |  | Rental | [7 empty] | PUMPINFUSION-ALARIS-Medley 8100 |  | MEDLEY PUMP MODULE LVP *MEMORIAL HERMANN |  |  | PUMPINFUSION-ALARIS-Medley 8100 | [6 empty] | Verified as Rental |  |  | MHHS-Katy
NO | YES |  |  |  | FFL833 |  | CAREFUSION | 8100M |  |  | Rental | MHHS-Katy |  |  |  | FFL833 |  | Katy |  | Rental | [7 empty] | PUMPINFUSION-ALARIS-Medley 8100 |  | MEDLEY PUMP MODULE LVP *MEMORIAL HERMANN |  |  | PUMPINFUSION-ALARIS-Medley 8100 | [6 empty] | Verified as Rental |  |  | MHHS-Katy
NO | YES |  |  |  | FFL856 |  | CAREFUSION | 8100M |  |  | Rental | MHHS-Katy |  |  |  | FFL856 |  | Katy |  | Rental | [7 empty] | PUMPINFUSION-ALARIS-Medley 8100 |  | MEDLEY PUMP MODULE LVP *MEMORIAL HERMANN |  |  | PUMPINFUSION-ALARIS-Medley 8100 | [6 empty] | Verified as Rental |  |  | MHHS-Katy
NO | YES |  |  |  | FFL861 |  | CAREFUSION | 8100M |  |  | Rental | MHHS-Katy |  |  |  | FFL861 |  | Katy |  | Rental | [7 empty] | PUMPINFUSION-ALARIS-Medley 8100 |  | MEDLEY PUMP MODULE LVP *MEMORIAL HERMANN |  |  | PUMPINFUSION-ALARIS-Medley 8100 | [6 empty] | Verified as Rental |  |  | MHHS-Katy
NO | YES |  |  |  | FFL864 |  | CAREFUSION | 8100M |  |  | Rental | MHHS-Katy |  |  |  | FFL864 |  | Katy |  | Rental | [7 empty] | PUMPINFUSION-ALARIS-Medley 8100 |  | MEDLEY PUMP MODULE LVP *MEMORIAL HERMANN |  |  | PUMPINFUSION-ALARIS-Medley 8100 | [6 empty] | Verified as Rental |  |  | MHHS-Katy
NO | YES |  |  |  | FFL872 |  | CAREFUSION | 8100M |  |  | Rental | MHHS-Katy |  |  |  | FFL872 |  | Katy |  | Rental | [7 empty] | PUMPINFUSION-ALARIS-Medley 8100 |  | MEDLEY PUMP MODULE LVP *MEMORIAL HERMANN |  |  | PUMPINFUSION-ALARIS-Medley 8100 | [6 empty] | Verified as Rental |  |  | MHHS-Katy
NO | YES |  |  |  | FFL994 |  | CAREFUSION | 8100M |  |  | Rental | MHHS-Katy |  |  |  | FFL994 |  | Katy |  | Rental | [7 empty] | PUMPINFUSION-ALARIS-Medley 8100 |  | MEDLEY PUMP MODULE LVP *MEMORIAL HERMANN |  |  | PUMPINFUSION-ALARIS-Medley 8100 | [6 empty] | Verified as Rental |  |  | MHHS-Katy
NO | YES |  |  |  | FFL1005 |  | CAREFUSION | 8100M |  |  | Rental | MHHS-Katy |  |  |  | FFL1005 |  | Katy |  | Rental | [7 empty] | PUMPINFUSION-ALARIS-Medley 8100 |  | MEDLEY PUMP MODULE LVP *MEMORIAL HERMANN |  |  | PUMPINFUSION-ALARIS-Medley 8100 | [6 empty] | Verified as Rental |  |  | MHHS-Katy
NO | YES |  |  |  | FFL1071 |  | CAREFUSION | 8100M |  |  | Rental | MHHS-Katy |  |  |  | FFL1071 |  | Katy |  | Rental | [7 empty] | PUMPINFUSION-ALARIS-Medley 8100 |  | MEDLEY PUMP MODULE LVP *MEMORIAL HERMANN |  |  | PUMPINFUSION-ALARIS-Medley 8100 | [6 empty] | Verified as Rental |  |  | MHHS-Katy
NO | YES |  |  |  | FFL1077 |  | CAREFUSION | 8100M |  |  | Rental | MHHS-Katy |  |  |  | FFL1077 |  | Katy |  | Rental | [7 empty] | PUMPINFUSION-ALARIS-Medley 8100 |  | MEDLEY PUMP MODULE LVP *MEMORIAL HERMANN |  |  | PUMPINFUSION-ALARIS-Medley 8100 | [6 empty] | Verified as Rental |  |  | MHHS-Katy
NO | YES |  |  |  | FFL1096 |  | CAREFUSION | 8100M |  |  | Rental | MHHS-Katy |  |  |  | FFL1096 |  | Katy |  | Rental | [7 empty] | PUMPINFUSION-ALARIS-Medley 8100 |  | MEDLEY PUMP MODULE LVP *MEMORIAL HERMANN |  |  | PUMPINFUSION-ALARIS-Medley 8100 | [6 empty] | Verified as Rental |  |  | MHHS-Katy
NO | YES |  |  |  | FFL1112 |  | CAREFUSION | 8100M |  |  | Rental | MHHS-Katy |  |  |  | FFL1112 |  | Katy |  | Rental | [7 empty] | PUMPINFUSION-ALARIS-Medley 8100 |  | MEDLEY PUMP MODULE LVP *MEMORIAL HERMANN |  |  | PUMPINFUSION-ALARIS-Medley 8100 | [6 empty] | Verified as Rental |  |  | MHHS-Katy
NO | YES |  |  |  | FFL1141 |  | CAREFUSION | 8100M |  |  | Rental | MHHS-Katy |  |  |  | FFL1141 |  | Katy |  | Rental | [7 empty] | PUMPINFUSION-ALARIS-Medley 8100 |  | MEDLEY PUMP MODULE LVP *MEMORIAL HERMANN |  |  | PUMPINFUSION-ALARIS-Medley 8100 | [6 empty] | Verified as Rental |  |  | MHHS-Katy
NO | YES |  |  |  | FFL1158 |  | CAREFUSION | 8100M |  |  | Rental | MHHS-Katy |  |  |  | FFL1158 |  | Katy |  | Rental | [7 empty] | PUMPINFUSION-ALARIS-Medley 8100 |  | MEDLEY PUMP MODULE LVP *MEMORIAL HERMANN |  |  | PUMPINFUSION-ALARIS-Medley 8100 | [6 empty] | Verified as Rental |  |  | MHHS-Katy
NO | YES |  |  |  | FFL1170 |  | CAREFUSION | 8100M |  |  | Rental | MHHS-Katy |  |  |  | FFL1170 |  | Katy |  | Rental | [7 empty] | PUMPINFUSION-ALARIS-Medley 8100 |  | MEDLEY PUMP MODULE LVP *MEMORIAL HERMANN |  |  | PUMPINFUSION-ALARIS-Medley 8100 | [6 empty] | Verified as Rental |  |  | MHHS-Katy
NO | YES |  |  |  | FFL1188 |  | CAREFUSION | 8100M |  |  | Rental | MHHS-Katy |  |  |  | FFL1188 |  | Katy |  | Rental | [7 empty] | PUMPINFUSION-ALARIS-Medley 8100 |  | MEDLEY PUMP MODULE LVP *MEMORIAL HERMANN |  |  | PUMPINFUSION-ALARIS-Medley 8100 | [6 empty] | Verified as Rental |  |  | MHHS-Katy
NO | YES |  |  |  | FFL1355 |  | CAREFUSION | 8100M |  |  | Rental | MHHS-Katy |  |  |  | FFL1355 |  | Katy |  | Rental | [7 empty] | PUMPINFUSION-ALARIS-Medley 8100 |  | MEDLEY PUMP MODULE LVP *MEMORIAL HERMANN |  |  | PUMPINFUSION-ALARIS-Medley 8100 | [6 empty] | Verified as Rental |  |  | MHHS-Katy
NO | YES |  |  |  | FFL1357 |  | CAREFUSION | 8100M |  |  | Rental | MHHS-Katy |  |  |  | FFL1357 |  | Katy |  | Rental | [7 empty] | PUMPINFUSION-ALARIS-Medley 8100 |  | MEDLEY PUMP MODULE LVP *MEMORIAL HERMANN |  |  | PUMPINFUSION-ALARIS-Medley 8100 | [6 empty] | Verified as Rental |  |  | MHHS-Katy
NO | YES |  |  |  | FFL1408 |  | CAREFUSION | 8100M |  |  | Rental | MHHS-Katy |  |  |  | FFL1408 |  | Katy |  | Rental | [7 empty] | PUMPINFUSION-ALARIS-Medley 8100 |  | MEDLEY PUMP MODULE LVP *MEMORIAL HERMANN |  |  | PUMPINFUSION-ALARIS-Medley 8100 | [6 empty] | Verified as Rental |  |  | MHHS-Katy
NO | YES |  |  |  | FFL1414 |  | CAREFUSION | 8100M |  |  | Rental | MHHS-Katy |  |  |  | FFL1414 |  | Katy |  | Rental | [7 empty] | PUMPINFUSION-ALARIS-Medley 8100 |  | MEDLEY PUMP MODULE LVP *MEMORIAL HERMANN |  |  | PUMPINFUSION-ALARIS-Medley 8100 | [6 empty] | Verified as Rental |  |  | MHHS-Katy
NO | YES |  |  |  | FFL1432 |  | CAREFUSION | 8100M |  |  | Rental | MHHS-Katy |  |  |  | FFL1432 |  | Katy |  | Rental | [7 empty] | PUMPINFUSION-ALARIS-Medley 8100 |  | MEDLEY PUMP MODULE LVP *MEMORIAL HERMANN |  |  | PUMPINFUSION-ALARIS-Medley 8100 | [6 empty] | Verified as Rental |  |  | MHHS-Katy
NO | YES |  |  |  | FFL1448 |  | CAREFUSION | 8100M |  |  | Rental | MHHS-Katy |  |  |  | FFL1448 |  | Katy |  | Rental | [7 empty] | PUMPINFUSION-ALARIS-Medley 8100 |  | MEDLEY PUMP MODULE LVP *MEMORIAL HERMANN |  |  | PUMPINFUSION-ALARIS-Medley 8100 | [6 empty] | Verified as Rental |  |  | MHHS-Katy
NO | YES |  |  |  | FFL1476 |  | CAREFUSION | 8100M |  |  | Rental | MHHS-Katy |  |  |  | FFL1476 |  | Katy |  | Rental | [7 empty] | PUMPINFUSION-ALARIS-Medley 8100 |  | MEDLEY PUMP MODULE LVP *MEMORIAL HERMANN |  |  | PUMPINFUSION-ALARIS-Medley 8100 | [6 empty] | Verified as Rental |  |  | MHHS-Katy
NO | YES |  |  |  | FFL1487 |  | CAREFUSION | 8100M |  |  | Rental | MHHS-Katy |  |  |  | FFL1487 |  | Katy |  | Rental | [7 empty] | PUMPINFUSION-ALARIS-Medley 8100 |  | MEDLEY PUMP MODULE LVP *MEMORIAL HERMANN |  |  | PUMPINFUSION-ALARIS-Medley 8100 | [6 empty] | Verified as Rental |  |  | MHHS-Katy
NO | YES |  |  |  | FFL1526 |  | CAREFUSION | 8100M |  |  | Rental | MHHS-Katy |  |  |  | FFL1526 |  | Katy |  | Rental | [7 empty] | PUMPINFUSION-ALARIS-Medley 8100 |  | MEDLEY PUMP MODULE LVP *MEMORIAL HERMANN |  |  | PUMPINFUSION-ALARIS-Medley 8100 | [6 empty] | Verified as Rental |  |  | MHHS-Katy
NO | YES |  |  |  | FFL1544 |  | CAREFUSION | 8100M |  |  | Rental | MHHS-Katy |  |  |  | FFL1544 |  | Katy |  | Rental | [7 empty] | PUMPINFUSION-ALARIS-Medley 8100 |  | MEDLEY PUMP MODULE LVP *MEMORIAL HERMANN |  |  | PUMPINFUSION-ALARIS-Medley 8100 | [6 empty] | Verified as Rental |  |  | MHHS-Katy
NO | YES |  |  |  | FFL1557 |  | CAREFUSION | 8100M |  |  | Rental | MHHS-Katy |  |  |  | FFL1557 |  | Katy |  | Rental | [7 empty] | PUMPINFUSION-ALARIS-Medley 8100 |  | MEDLEY PUMP MODULE LVP *MEMORIAL HERMANN |  |  | PUMPINFUSION-ALARIS-Medley 8100 | [6 empty] | Verified as Rental |  |  | MHHS-Katy
NO | YES |  |  |  | FFL1569 |  | CAREFUSION | 8100M |  |  | Rental | MHHS-Katy |  |  |  | FFL1569 |  | Katy |  | Rental | [7 empty] | PUMPINFUSION-ALARIS-Medley 8100 |  | MEDLEY PUMP MODULE LVP *MEMORIAL HERMANN |  |  | PUMPINFUSION-ALARIS-Medley 8100 | [6 empty] | Verified as Rental |  |  | MHHS-Katy
NO | YES |  |  |  | FFL1625 |  | CAREFUSION | 8100M |  |  | Rental | MHHS-Katy |  |  |  | FFL1625 |  | Katy |  | Rental | [7 empty] | PUMPINFUSION-ALARIS-Medley 8100 |  | MEDLEY PUMP MODULE LVP *MEMORIAL HERMANN |  |  | PUMPINFUSION-ALARIS-Medley 8100 | [6 empty] | Verified as Rental |  |  | MHHS-Katy
NO | YES |  |  |  | FFL1642 |  | CAREFUSION | 8100M |  |  | Rental | MHHS-Katy |  |  |  | FFL1642 |  | Katy |  | Rental | [7 empty] | PUMPINFUSION-ALARIS-Medley 8100 |  | MEDLEY PUMP MODULE LVP *MEMORIAL HERMANN |  |  | PUMPINFUSION-ALARIS-Medley 8100 | [6 empty] | Verified as Rental |  |  | MHHS-Katy
NO | YES |  |  |  | FFL1677 |  | CAREFUSION | 8100M |  |  | Rental | MHHS-Katy |  |  |  | FFL1677 |  | Katy |  | Rental | [7 empty] | PUMPINFUSION-ALARIS-Medley 8100 |  | MEDLEY PUMP MODULE LVP *MEMORIAL HERMANN |  |  | PUMPINFUSION-ALARIS-Medley 8100 | [6 empty] | Verified as Rental |  |  | MHHS-Katy
NO | YES |  |  |  | FFL1752 |  | CAREFUSION | 8100M |  |  | Rental | MHHS-Katy |  |  |  | FFL1752 |  | Katy |  | Rental | [7 empty] | PUMPINFUSION-ALARIS-Medley 8100 |  | MEDLEY PUMP MODULE LVP *MEMORIAL HERMANN |  |  | PUMPINFUSION-ALARIS-Medley 8100 | [6 empty] | Verified as Rental |  |  | MHHS-Katy
NO | YES |  |  |  | FFL1765 |  | CAREFUSION | 8100M |  |  | Rental | MHHS-Katy |  |  |  | FFL1765 |  | Katy |  | Rental | [7 empty] | PUMPINFUSION-ALARIS-Medley 8100 |  | MEDLEY PUMP MODULE LVP *MEMORIAL HERMANN |  |  | PUMPINFUSION-ALARIS-Medley 8100 | [6 empty] | Verified as Rental |  |  | MHHS-Katy
NO | YES |  |  |  | FFL1775 |  | CAREFUSION | 8100M |  |  | Rental | MHHS-Katy |  |  |  | FFL1775 |  | Katy |  | Rental | [7 empty] | PUMPINFUSION-ALARIS-Medley 8100 |  | MEDLEY PUMP MODULE LVP *MEMORIAL HERMANN |  |  | PUMPINFUSION-ALARIS-Medley 8100 | [6 empty] | Verified as Rental |  |  | MHHS-Katy
NO | YES |  |  |  | FFL1796 |  | CAREFUSION | 8100M |  |  | Rental | MHHS-Katy |  |  |  | FFL1796 |  | Katy |  | Rental | [7 empty] | PUMPINFUSION-ALARIS-Medley 8100 |  | MEDLEY PUMP MODULE LVP *MEMORIAL HERMANN |  |  | PUMPINFUSION-ALARIS-Medley 8100 | [6 empty] | Verified as Rental |  |  | MHHS-Katy
NO | YES |  |  |  | FFL1804 |  | CAREFUSION | 8100M |  |  | Rental | MHHS-Katy |  |  |  | FFL1804 |  | Katy |  | Rental | [7 empty] | PUMPINFUSION-ALARIS-Medley 8100 |  | MEDLEY PUMP MODULE LVP *MEMORIAL HERMANN |  |  | PUMPINFUSION-ALARIS-Medley 8100 | [6 empty] | Verified as Rental |  |  | MHHS-Katy
NO | YES |  |  |  | FFL1824 |  | CAREFUSION | 8100M |  |  | Rental | MHHS-Katy |  |  |  | FFL1824 |  | Katy |  | Rental | [7 empty] | PUMPINFUSION-ALARIS-Medley 8100 |  | MEDLEY PUMP MODULE LVP *MEMORIAL HERMANN |  |  | PUMPINFUSION-ALARIS-Medley 8100 | [6 empty] | Verified as Rental |  |  | MHHS-Katy
NO | YES |  |  |  | FFL1830 |  | CAREFUSION | 8100M |  |  | Rental | MHHS-Katy |  |  |  | FFL1830 |  | Katy |  | Rental | [7 empty] | PUMPINFUSION-ALARIS-Medley 8100 |  | MEDLEY PUMP MODULE LVP *MEMORIAL HERMANN |  |  | PUMPINFUSION-ALARIS-Medley 8100 | [6 empty] | Verified as Rental |  |  | MHHS-Katy
NO | YES |  |  |  | FFL1833 |  | CAREFUSION | 8100M |  |  | Rental | MHHS-Katy |  |  |  | FFL1833 |  | Katy |  | Rental | [7 empty] | PUMPINFUSION-ALARIS-Medley 8100 |  | MEDLEY PUMP MODULE LVP *MEMORIAL HERMANN |  |  | PUMPINFUSION-ALARIS-Medley 8100 | [6 empty] | Verified as Rental |  |  | MHHS-Katy
NO | YES |  |  |  | FFL1851 |  | CAREFUSION | 8100M |  |  | Rental | MHHS-Katy |  |  |  | FFL1851 |  | Katy |  | Rental | [7 empty] | PUMPINFUSION-ALARIS-Medley 8100 |  | MEDLEY PUMP MODULE LVP *MEMORIAL HERMANN |  |  | PUMPINFUSION-ALARIS-Medley 8100 | [6 empty] | Verified as Rental |  |  | MHHS-Katy
NO | YES |  |  |  | FFL1869 |  | CAREFUSION | 8100M |  |  | Rental | MHHS-Katy |  |  |  | FFL1869 |  | Katy |  | Rental | [7 empty] | PUMPINFUSION-ALARIS-Medley 8100 |  | MEDLEY PUMP MODULE LVP *MEMORIAL HERMANN |  |  | PUMPINFUSION-ALARIS-Medley 8100 | [6 empty] | Verified as Rental |  |  | MHHS-Katy
NO | YES |  |  |  | FFL1873 |  | CAREFUSION | 8100M |  |  | Rental | MHHS-Katy |  |  |  | FFL1873 |  | Katy |  | Rental | [7 empty] | PUMPINFUSION-ALARIS-Medley 8100 |  | MEDLEY PUMP MODULE LVP *MEMORIAL HERMANN |  |  | PUMPINFUSION-ALARIS-Medley 8100 | [6 empty] | Verified as Rental |  |  | MHHS-Katy
NO | YES |  |  |  | FFL1882 |  | CAREFUSION | 8100M |  |  | Rental | MHHS-Katy |  |  |  | FFL1882 |  | Katy |  | Rental | [7 empty] | PUMPINFUSION-ALARIS-Medley 8100 |  | MEDLEY PUMP MODULE LVP *MEMORIAL HERMANN |  |  | PUMPINFUSION-ALARIS-Medley 8100 | [6 empty] | Verified as Rental |  |  | MHHS-Katy
NO | YES |  |  |  | FFL1900 |  | CAREFUSION | 8100M |  |  | Rental | MHHS-Katy |  |  |  | FFL1900 |  | Katy |  | Rental | [7 empty] | PUMPINFUSION-ALARIS-Medley 8100 |  | MEDLEY PUMP MODULE LVP *MEMORIAL HERMANN |  |  | PUMPINFUSION-ALARIS-Medley 8100 | [6 empty] | Verified as Rental |  |  | MHHS-Katy
NO | YES |  |  |  | FFL1926 |  | CAREFUSION | 8100M |  |  | Rental | MHHS-Katy |  |  |  | FFL1926 |  | Katy |  | Rental | [7 empty] | PUMPINFUSION-ALARIS-Medley 8100 |  | MEDLEY PUMP MODULE LVP *MEMORIAL HERMANN |  |  | PUMPINFUSION-ALARIS-Medley 8100 | [6 empty] | Verified as Rental |  |  | MHHS-Katy
NO | YES |  |  |  | FFL1927 |  | CAREFUSION | 8100M |  |  | Rental | MHHS-Katy |  |  |  | FFL1927 |  | Katy |  | Rental | [7 empty] | PUMPINFUSION-ALARIS-Medley 8100 |  | MEDLEY PUMP MODULE LVP *MEMORIAL HERMANN |  |  | PUMPINFUSION-ALARIS-Medley 8100 | [6 empty] | Verified as Rental |  |  | MHHS-Katy
NO | YES |  |  |  | FFL1952 |  | CAREFUSION | 8100M |  |  | Rental | MHHS-Katy |  |  |  | FFL1952 |  | Katy |  | Rental | [7 empty] | PUMPINFUSION-ALARIS-Medley 8100 |  | MEDLEY PUMP MODULE LVP *MEMORIAL HERMANN |  |  | PUMPINFUSION-ALARIS-Medley 8100 | [6 empty] | Verified as Rental |  |  | MHHS-Katy
NO | YES |  |  |  | FFL1970 |  | CAREFUSION | 8100M |  |  | Rental | MHHS-Katy |  |  |  | FFL1970 |  | Katy |  | Rental | [7 empty] | PUMPINFUSION-ALARIS-Medley 8100 |  | MEDLEY PUMP MODULE LVP *MEMORIAL HERMANN |  |  | PUMPINFUSION-ALARIS-Medley 8100 | [6 empty] | Verified as Rental |  |  | MHHS-Katy
NO | YES |  |  |  | FFL1974 |  | CAREFUSION | 8100M |  |  | Rental | MHHS-Katy |  |  |  | FFL1974 |  | Katy |  | Rental | [7 empty] | PUMPINFUSION-ALARIS-Medley 8100 |  | MEDLEY PUMP MODULE LVP *MEMORIAL HERMANN |  |  | PUMPINFUSION-ALARIS-Medley 8100 | [6 empty] | Verified as Rental |  |  | MHHS-Katy
NO | YES |  |  |  | FFL1978 |  | CAREFUSION | 8100M |  |  | Rental | MHHS-Katy |  |  |  | FFL1978 |  | Katy |  | Rental | [7 empty] | PUMPINFUSION-ALARIS-Medley 8100 |  | MEDLEY PUMP MODULE LVP *MEMORIAL HERMANN |  |  | PUMPINFUSION-ALARIS-Medley 8100 | [6 empty] | Verified as Rental |  |  | MHHS-Katy
NO | YES |  |  |  | FFL2051 |  | CAREFUSION | 8100M |  |  | Rental | MHHS-Katy |  |  |  | FFL2051 |  | Katy |  | Rental | [7 empty] | PUMPINFUSION-ALARIS-Medley 8100 |  | MEDLEY PUMP MODULE LVP *MEMORIAL HERMANN |  |  | PUMPINFUSION-ALARIS-Medley 8100 | [6 empty] | Verified as Rental |  |  | MHHS-Katy
NO | YES |  |  |  | FFL2068 |  | CAREFUSION | 8100M |  |  | Rental | MHHS-Katy |  |  |  | FFL2068 |  | Katy |  | Rental | [7 empty] | PUMPINFUSION-ALARIS-Medley 8100 |  | MEDLEY PUMP MODULE LVP *MEMORIAL HERMANN |  |  | PUMPINFUSION-ALARIS-Medley 8100 | [6 empty] | Verified as Rental |  |  | MHHS-Katy
NO | YES |  |  |  | FFL2075 |  | CAREFUSION | 8100M |  |  | Rental | MHHS-Katy |  |  |  | FFL2075 |  | Katy |  | Rental | [7 empty] | PUMPINFUSION-ALARIS-Medley 8100 |  | MEDLEY PUMP MODULE LVP *MEMORIAL HERMANN |  |  | PUMPINFUSION-ALARIS-Medley 8100 | [6 empty] | Verified as Rental |  |  | MHHS-Katy
NO | YES |  |  |  | FFL2099 |  | CAREFUSION | 8100M |  |  | Rental | MHHS-Katy |  |  |  | FFL2099 |  | Katy |  | Rental | [7 empty] | PUMPINFUSION-ALARIS-Medley 8100 |  | MEDLEY PUMP MODULE LVP *MEMORIAL HERMANN |  |  | PUMPINFUSION-ALARIS-Medley 8100 | [6 empty] | Verified as Rental |  |  | MHHS-Katy
NO | YES |  |  |  | FFL2111 |  | CAREFUSION | 8100M |  |  | Rental | MHHS-Katy |  |  |  | FFL2111 |  | Katy |  | Rental | [7 empty] | PUMPINFUSION-ALARIS-Medley 8100 |  | MEDLEY PUMP MODULE LVP *MEMORIAL HERMANN |  |  | PUMPINFUSION-ALARIS-Medley 8100 | [6 empty] | Verified as Rental |  |  | MHHS-Katy
NO | YES |  |  |  | FFL2177 |  | CAREFUSION | 8100M |  |  | Rental | MHHS-Katy |  |  |  | FFL2177 |  | Katy |  | Rental | [7 empty] | PUMPINFUSION-ALARIS-Medley 8100 |  | MEDLEY PUMP MODULE LVP *MEMORIAL HERMANN |  |  | PUMPINFUSION-ALARIS-Medley 8100 | [6 empty] | Verified as Rental |  |  | MHHS-Katy
NO | YES |  |  |  | FFL2192 |  | CAREFUSION | 8100M |  |  | Rental | MHHS-Katy |  |  |  | FFL2192 |  | Katy |  | Rental | [7 empty] | PUMPINFUSION-ALARIS-Medley 8100 |  | MEDLEY PUMP MODULE LVP *MEMORIAL HERMANN |  |  | PUMPINFUSION-ALARIS-Medley 8100 | [6 empty] | Verified as Rental |  |  | MHHS-Katy
NO | YES |  |  |  | FFL2193 |  | CAREFUSION | 8100M |  |  | Rental | MHHS-Katy |  |  |  | FFL2193 |  | Katy |  | Rental | [7 empty] | PUMPINFUSION-ALARIS-Medley 8100 |  | MEDLEY PUMP MODULE LVP *MEMORIAL HERMANN |  |  | PUMPINFUSION-ALARIS-Medley 8100 | [6 empty] | Verified as Rental |  |  | MHHS-Katy
NO | YES |  |  |  | FFL2227 |  | CAREFUSION | 8100M |  |  | Rental | MHHS-Katy |  |  |  | FFL2227 |  | Katy |  | Rental | [7 empty] | PUMPINFUSION-ALARIS-Medley 8100 |  | MEDLEY PUMP MODULE LVP *MEMORIAL HERMANN |  |  | PUMPINFUSION-ALARIS-Medley 8100 | [6 empty] | Verified as Rental |  |  | MHHS-Katy
NO | YES |  |  |  | FFL2268 |  | CAREFUSION | 8100M |  |  | Rental | MHHS-Katy |  |  |  | FFL2268 |  | Katy |  | Rental | [7 empty] | PUMPINFUSION-ALARIS-Medley 8100 |  | MEDLEY PUMP MODULE LVP *MEMORIAL HERMANN |  |  | PUMPINFUSION-ALARIS-Medley 8100 | [6 empty] | Verified as Rental |  |  | MHHS-Katy
NO | YES |  |  |  | FFL2280 |  | CAREFUSION | 8100M |  |  | Rental | MHHS-Katy |  |  |  | FFL2280 |  | Katy |  | Rental | [7 empty] | PUMPINFUSION-ALARIS-Medley 8100 |  | MEDLEY PUMP MODULE LVP *MEMORIAL HERMANN |  |  | PUMPINFUSION-ALARIS-Medley 8100 | [6 empty] | Verified as Rental |  |  | MHHS-Katy
NO | YES |  |  |  | FFL2326 |  | CAREFUSION | 8100M |  |  | Rental | MHHS-Katy |  |  |  | FFL2326 |  | Katy |  | Rental | [7 empty] | PUMPINFUSION-ALARIS-Medley 8100 |  | MEDLEY PUMP MODULE LVP *MEMORIAL HERMANN |  |  | PUMPINFUSION-ALARIS-Medley 8100 | [6 empty] | Verified as Rental |  |  | MHHS-Katy
NO | YES |  |  |  | FFL2329 |  | CAREFUSION | 8100M |  |  | Rental | MHHS-Katy |  |  |  | FFL2329 |  | Katy |  | Rental | [7 empty] | PUMPINFUSION-ALARIS-Medley 8100 |  | MEDLEY PUMP MODULE LVP *MEMORIAL HERMANN |  |  | PUMPINFUSION-ALARIS-Medley 8100 | [6 empty] | Verified as Rental |  |  | MHHS-Katy
NO | YES |  |  |  | FFL2330 |  | CAREFUSION | 8100M |  |  | Rental | MHHS-Katy |  |  |  | FFL2330 |  | Katy |  | Rental | [7 empty] | PUMPINFUSION-ALARIS-Medley 8100 |  | MEDLEY PUMP MODULE LVP *MEMORIAL HERMANN |  |  | PUMPINFUSION-ALARIS-Medley 8100 | [6 empty] | Verified as Rental |  |  | MHHS-Katy
NO | YES |  |  |  | FFL2350 |  | CAREFUSION | 8100M |  |  | Rental | MHHS-Katy |  |  |  | FFL2350 |  | Katy |  | Rental | [7 empty] | PUMPINFUSION-ALARIS-Medley 8100 |  | MEDLEY PUMP MODULE LVP *MEMORIAL HERMANN |  |  | PUMPINFUSION-ALARIS-Medley 8100 | [6 empty] | Verified as Rental |  |  | MHHS-Katy
NO | YES |  |  |  | FFL2354 |  | CAREFUSION | 8100M |  |  | Rental | MHHS-Katy |  |  |  | FFL2354 |  | Katy |  | Rental | [7 empty] | PUMPINFUSION-ALARIS-Medley 8100 |  | MEDLEY PUMP MODULE LVP *MEMORIAL HERMANN |  |  | PUMPINFUSION-ALARIS-Medley 8100 | [6 empty] | Verified as Rental |  |  | MHHS-Katy
NO | YES |  |  |  | FFL2370 |  | CAREFUSION | 8100M |  |  | Rental | MHHS-Katy |  |  |  | FFL2370 |  | Katy |  | Rental | [7 empty] | PUMPINFUSION-ALARIS-Medley 8100 |  | MEDLEY PUMP MODULE LVP *MEMORIAL HERMANN |  |  | PUMPINFUSION-ALARIS-Medley 8100 | [6 empty] | Verified as Rental |  |  | MHHS-Katy
NO | YES |  |  |  | FFL2394 |  | CAREFUSION | 8100M |  |  | Rental | MHHS-Katy |  |  |  | FFL2394 |  | Katy |  | Rental | [7 empty] | PUMPINFUSION-ALARIS-Medley 8100 |  | MEDLEY PUMP MODULE LVP *MEMORIAL HERMANN |  |  | PUMPINFUSION-ALARIS-Medley 8100 | [6 empty] | Verified as Rental |  |  | MHHS-Katy
NO | YES |  |  |  | FFL2397 |  | CAREFUSION | 8100M |  |  | Rental | MHHS-Katy |  |  |  | FFL2397 |  | Katy |  | Rental | [7 empty] | PUMPINFUSION-ALARIS-Medley 8100 |  | MEDLEY PUMP MODULE LVP *MEMORIAL HERMANN |  |  | PUMPINFUSION-ALARIS-Medley 8100 | [6 empty] | Verified as Rental |  |  | MHHS-Katy
NO | YES |  |  |  | FFL2403 |  | CAREFUSION | 8100M |  |  | Rental | MHHS-Katy |  |  |  | FFL2403 |  | Katy |  | Rental | [7 empty] | PUMPINFUSION-ALARIS-Medley 8100 |  | MEDLEY PUMP MODULE LVP *MEMORIAL HERMANN |  |  | PUMPINFUSION-ALARIS-Medley 8100 | [6 empty] | Verified as Rental |  |  | MHHS-Katy
NO | YES |  |  |  | FFL2428 |  | CAREFUSION | 8100M |  |  | Rental | MHHS-Katy |  |  |  | FFL2428 |  | Katy |  | Rental | [7 empty] | PUMPINFUSION-ALARIS-Medley 8100 |  | MEDLEY PUMP MODULE LVP *MEMORIAL HERMANN |  |  | PUMPINFUSION-ALARIS-Medley 8100 | [6 empty] | Verified as Rental |  |  | MHHS-Katy
NO | YES |  |  |  | FFL2477 |  | CAREFUSION | 8100M |  |  | Rental | MHHS-Katy |  |  |  | FFL2477 |  | Katy |  | Rental | [7 empty] | PUMPINFUSION-ALARIS-Medley 8100 |  | MEDLEY PUMP MODULE LVP *MEMORIAL HERMANN |  |  | PUMPINFUSION-ALARIS-Medley 8100 | [6 empty] | Verified as Rental |  |  | MHHS-Katy
NO | YES |  |  |  | FFL2564 |  | CAREFUSION | 8100M |  |  | Rental | MHHS-Katy |  |  |  | FFL2564 |  | Katy |  | Rental | [7 empty] | PUMPINFUSION-ALARIS-Medley 8100 |  | MEDLEY PUMP MODULE LVP *MEMORIAL HERMANN |  |  | PUMPINFUSION-ALARIS-Medley 8100 | [6 empty] | Verified as Rental |  |  | MHHS-Katy
NO | YES |  |  |  | FFL2644 |  | CAREFUSION | 8100M |  |  | Rental | MHHS-Katy |  |  |  | FFL2644 |  | Katy |  | Rental | [7 empty] | PUMPINFUSION-ALARIS-Medley 8100 |  | MEDLEY PUMP MODULE LVP *MEMORIAL HERMANN |  |  | PUMPINFUSION-ALARIS-Medley 8100 | [6 empty] | Verified as Rental |  |  | MHHS-Katy
NO | YES |  |  |  | FFL2649 |  | CAREFUSION | 8100M |  |  | Rental | MHHS-Katy |  |  |  | FFL2649 |  | Katy |  | Rental | [7 empty] | PUMPINFUSION-ALARIS-Medley 8100 |  | MEDLEY PUMP MODULE LVP *MEMORIAL HERMANN |  |  | PUMPINFUSION-ALARIS-Medley 8100 | [6 empty] | Verified as Rental |  |  | MHHS-Katy
NO | YES |  |  |  | FFL2651 |  | CAREFUSION | 8100M |  |  | Rental | MHHS-Katy |  |  |  | FFL2651 |  | Katy |  | Rental | [7 empty] | PUMPINFUSION-ALARIS-Medley 8100 |  | MEDLEY PUMP MODULE LVP *MEMORIAL HERMANN |  |  | PUMPINFUSION-ALARIS-Medley 8100 | [6 empty] | Verified as Rental |  |  | MHHS-Katy
NO | YES |  |  |  | FFL2680 |  | CAREFUSION | 8100M |  |  | Rental | MHHS-Katy |  |  |  | FFL2680 |  | Katy |  | Rental | [7 empty] | PUMPINFUSION-ALARIS-Medley 8100 |  | MEDLEY PUMP MODULE LVP *MEMORIAL HERMANN |  |  | PUMPINFUSION-ALARIS-Medley 8100 | [6 empty] | Verified as Rental |  |  | MHHS-Katy
NO | YES |  |  |  | FFL2681 |  | CAREFUSION | 8100M |  |  | Rental | MHHS-Katy |  |  |  | FFL2681 |  | Katy |  | Rental | [7 empty] | PUMPINFUSION-ALARIS-Medley 8100 |  | MEDLEY PUMP MODULE LVP *MEMORIAL HERMANN |  |  | PUMPINFUSION-ALARIS-Medley 8100 | [6 empty] | Verified as Rental |  |  | MHHS-Katy
NO | YES |  |  |  | FFL2700 |  | CAREFUSION | 8100M |  |  | Rental | MHHS-Katy |  |  |  | FFL2700 |  | Katy |  | Rental | [7 empty] | PUMPINFUSION-ALARIS-Medley 8100 |  | MEDLEY PUMP MODULE LVP *MEMORIAL HERMANN |  |  | PUMPINFUSION-ALARIS-Medley 8100 | [6 empty] | Verified as Rental |  |  | MHHS-Katy
NO | YES |  |  |  | FFL2715 |  | CAREFUSION | 8100M |  |  | Rental | MHHS-Katy |  |  |  | FFL2715 |  | Katy |  | Rental | [7 empty] | PUMPINFUSION-ALARIS-Medley 8100 |  | MEDLEY PUMP MODULE LVP *MEMORIAL HERMANN |  |  | PUMPINFUSION-ALARIS-Medley 8100 | [6 empty] | Verified as Rental |  |  | MHHS-Katy
NO | YES |  |  |  | FFL2723 |  | CAREFUSION | 8100M |  |  | Rental | MHHS-Katy |  |  |  | FFL2723 |  | Katy |  | Rental | [7 empty] | PUMPINFUSION-ALARIS-Medley 8100 |  | MEDLEY PUMP MODULE LVP *MEMORIAL HERMANN |  |  | PUMPINFUSION-ALARIS-Medley 8100 | [6 empty] | Verified as Rental |  |  | MHHS-Katy
NO | YES |  |  |  | FFL2745 |  | CAREFUSION | 8100M |  |  | Rental | MHHS-Katy |  |  |  | FFL2745 |  | Katy |  | Rental | [7 empty] | PUMPINFUSION-ALARIS-Medley 8100 |  | MEDLEY PUMP MODULE LVP *MEMORIAL HERMANN |  |  | PUMPINFUSION-ALARIS-Medley 8100 | [6 empty] | Verified as Rental |  |  | MHHS-Katy
NO | YES |  |  |  | FFL2746 |  | CAREFUSION | 8100M |  |  | Rental | MHHS-Katy |  |  |  | FFL2746 |  | Katy |  | Rental | [7 empty] | PUMPINFUSION-ALARIS-Medley 8100 |  | MEDLEY PUMP MODULE LVP *MEMORIAL HERMANN |  |  | PUMPINFUSION-ALARIS-Medley 8100 | [6 empty] | Verified as Rental |  |  | MHHS-Katy
NO | YES |  |  |  | FFL2756 |  | CAREFUSION | 8100M |  |  | Rental | MHHS-Katy |  |  |  | FFL2756 |  | Katy |  | Rental | [7 empty] | PUMPINFUSION-ALARIS-Medley 8100 |  | MEDLEY PUMP MODULE LVP *MEMORIAL HERMANN |  |  | PUMPINFUSION-ALARIS-Medley 8100 | [6 empty] | Verified as Rental |  |  | MHHS-Katy
NO | YES |  |  |  | FFL2771 |  | CAREFUSION | 8100M |  |  | Rental | MHHS-Katy |  |  |  | FFL2771 |  | Katy |  | Rental | [7 empty] | PUMPINFUSION-ALARIS-Medley 8100 |  | MEDLEY PUMP MODULE LVP *MEMORIAL HERMANN |  |  | PUMPINFUSION-ALARIS-Medley 8100 | [6 empty] | Verified as Rental |  |  | MHHS-Katy
NO | YES |  |  |  | FFL2781 |  | CAREFUSION | 8100M |  |  | Rental | MHHS-Katy |  |  |  | FFL2781 |  | Katy |  | Rental | [7 empty] | PUMPINFUSION-ALARIS-Medley 8100 |  | MEDLEY PUMP MODULE LVP *MEMORIAL HERMANN |  |  | PUMPINFUSION-ALARIS-Medley 8100 | [6 empty] | Verified as Rental |  |  | MHHS-Katy
NO | YES |  |  |  | FFL2792 |  | CAREFUSION | 8100M |  |  | Rental | MHHS-Katy |  |  |  | FFL2792 |  | Katy |  | Rental | [7 empty] | PUMPINFUSION-ALARIS-Medley 8100 |  | MEDLEY PUMP MODULE LVP *MEMORIAL HERMANN |  |  | PUMPINFUSION-ALARIS-Medley 8100 | [6 empty] | Verified as Rental |  |  | MHHS-Katy
NO | YES |  |  |  | FFL2800 |  | CAREFUSION | 8100M |  |  | Rental | MHHS-Katy |  |  |  | FFL2800 |  | Katy |  | Rental | [7 empty] | PUMPINFUSION-ALARIS-Medley 8100 |  | MEDLEY PUMP MODULE LVP *MEMORIAL HERMANN |  |  | PUMPINFUSION-ALARIS-Medley 8100 | [6 empty] | Verified as Rental |  |  | MHHS-Katy
NO | YES |  |  |  | FFL2810 |  | CAREFUSION | 8100M |  |  | Rental | MHHS-Katy |  |  |  | FFL2810 |  | Katy |  | Rental | [7 empty] | PUMPINFUSION-ALARIS-Medley 8100 |  | MEDLEY PUMP MODULE LVP *MEMORIAL HERMANN |  |  | PUMPINFUSION-ALARIS-Medley 8100 | [6 empty] | Verified as Rental |  |  | MHHS-Katy
NO | YES |  |  |  | FFL2814 |  | CAREFUSION | 8100M |  |  | Rental | MHHS-Katy |  |  |  | FFL2814 |  | Katy |  | Rental | [7 empty] | PUMPINFUSION-ALARIS-Medley 8100 |  | MEDLEY PUMP MODULE LVP *MEMORIAL HERMANN |  |  | PUMPINFUSION-ALARIS-Medley 8100 | [6 empty] | Verified as Rental |  |  | MHHS-Katy
NO | YES |  |  |  | FFL2856 |  | CAREFUSION | 8100M |  |  | Rental | MHHS-Katy |  |  |  | FFL2856 |  | Katy |  | Rental | [7 empty] | PUMPINFUSION-ALARIS-Medley 8100 |  | MEDLEY PUMP MODULE LVP *MEMORIAL HERMANN |  |  | PUMPINFUSION-ALARIS-Medley 8100 | [6 empty] | Verified as Rental |  |  | MHHS-Katy
NO | YES |  |  |  | FFL2871 |  | CAREFUSION | 8100M |  |  | Rental | MHHS-Katy |  |  |  | FFL2871 |  | Katy |  | Rental | [7 empty] | PUMPINFUSION-ALARIS-Medley 8100 |  | MEDLEY PUMP MODULE LVP *MEMORIAL HERMANN |  |  | PUMPINFUSION-ALARIS-Medley 8100 | [6 empty] | Verified as Rental |  |  | MHHS-Katy
NO | YES |  |  |  | FFL2874 |  | CAREFUSION | 8100M |  |  | Rental | MHHS-Katy |  |  |  | FFL2874 |  | Katy |  | Rental | [7 empty] | PUMPINFUSION-ALARIS-Medley 8100 |  | MEDLEY PUMP MODULE LVP *MEMORIAL HERMANN |  |  | PUMPINFUSION-ALARIS-Medley 8100 | [6 empty] | Verified as Rental |  |  | MHHS-Katy
NO | YES |  |  |  | FFL2913 |  | CAREFUSION | 8100M |  |  | Rental | MHHS-Katy |  |  |  | FFL2913 |  | Katy |  | Rental | [7 empty] | PUMPINFUSION-ALARIS-Medley 8100 |  | MEDLEY PUMP MODULE LVP *MEMORIAL HERMANN |  |  | PUMPINFUSION-ALARIS-Medley 8100 | [6 empty] | Verified as Rental |  |  | MHHS-Katy
NO | YES |  |  |  | FFL2962 |  | CAREFUSION | 8100M |  |  | Rental | MHHS-Katy |  |  |  | FFL2962 |  | Katy |  | Rental | [7 empty] | PUMPINFUSION-ALARIS-Medley 8100 |  | MEDLEY PUMP MODULE LVP *MEMORIAL HERMANN |  |  | PUMPINFUSION-ALARIS-Medley 8100 | [6 empty] | Verified as Rental |  |  | MHHS-Katy
NO | YES |  |  |  | FFL3026 |  | CAREFUSION | 8100M |  |  | Rental | MHHS-Katy |  |  |  | FFL3026 |  | Katy |  | Rental | [7 empty] | PUMPINFUSION-ALARIS-Medley 8100 |  | MEDLEY PUMP MODULE LVP *MEMORIAL HERMANN |  |  | PUMPINFUSION-ALARIS-Medley 8100 | [6 empty] | Verified as Rental |  |  | MHHS-Katy
NO | YES |  |  |  | FFL3034 |  | CAREFUSION | 8100M |  |  | Rental | MHHS-Katy |  |  |  | FFL3034 |  | Katy |  | Rental | [7 empty] | PUMPINFUSION-ALARIS-Medley 8100 |  | MEDLEY PUMP MODULE LVP *MEMORIAL HERMANN |  |  | PUMPINFUSION-ALARIS-Medley 8100 | [6 empty] | Verified as Rental |  |  | MHHS-Katy
NO | YES |  |  |  | FFL3060 |  | CAREFUSION | 8100M |  |  | Rental | MHHS-Katy |  |  |  | FFL3060 |  | Katy |  | Rental | [7 empty] | PUMPINFUSION-ALARIS-Medley 8100 |  | MEDLEY PUMP MODULE LVP *MEMORIAL HERMANN |  |  | PUMPINFUSION-ALARIS-Medley 8100 | [6 empty] | Verified as Rental |  |  | MHHS-Katy
NO | YES |  |  |  | FFL3066 |  | CAREFUSION | 8100M |  |  | Rental | MHHS-Katy |  |  |  | FFL3066 |  | Katy |  | Rental | [7 empty] | PUMPINFUSION-ALARIS-Medley 8100 |  | MEDLEY PUMP MODULE LVP *MEMORIAL HERMANN |  |  | PUMPINFUSION-ALARIS-Medley 8100 | [6 empty] | Verified as Rental |  |  | MHHS-Katy
NO | YES |  |  |  | FFL3126 |  | CAREFUSION | 8100M |  |  | Rental | MHHS-Katy |  |  |  | FFL3126 |  | Katy |  | Rental | [7 empty] | PUMPINFUSION-ALARIS-Medley 8100 |  | MEDLEY PUMP MODULE LVP *MEMORIAL HERMANN |  |  | PUMPINFUSION-ALARIS-Medley 8100 | [6 empty] | Verified as Rental |  |  | MHHS-Katy
NO | YES |  |  |  | FFL3129 |  | CAREFUSION | 8100M |  |  | Rental | MHHS-Katy |  |  |  | FFL3129 |  | Katy |  | Rental | [7 empty] | PUMPINFUSION-ALARIS-Medley 8100 |  | MEDLEY PUMP MODULE LVP *MEMORIAL HERMANN |  |  | PUMPINFUSION-ALARIS-Medley 8100 | [6 empty] | Verified as Rental |  |  | MHHS-Katy
NO | YES |  |  |  | FFL3189 |  | CAREFUSION | 8100M |  |  | Rental | MHHS-Katy |  |  |  | FFL3189 |  | Katy |  | Rental | [7 empty] | PUMPINFUSION-ALARIS-Medley 8100 |  | MEDLEY PUMP MODULE LVP *MEMORIAL HERMANN |  |  | PUMPINFUSION-ALARIS-Medley 8100 | [6 empty] | Verified as Rental |  |  | MHHS-Katy
NO | YES |  |  |  | FFL3235 |  | CAREFUSION | 8100M |  |  | Rental | MHHS-Katy |  |  |  | FFL3235 |  | Katy |  | Rental | [7 empty] | PUMPINFUSION-ALARIS-Medley 8100 |  | MEDLEY PUMP MODULE LVP *MEMORIAL HERMANN |  |  | PUMPINFUSION-ALARIS-Medley 8100 | [6 empty] | Verified as Rental |  |  | MHHS-Katy
NO | YES |  |  |  | FFL3249 |  | CAREFUSION | 8100M |  |  | Rental | MHHS-Katy |  |  |  | FFL3249 |  | Katy |  | Rental | [7 empty] | PUMPINFUSION-ALARIS-Medley 8100 |  | MEDLEY PUMP MODULE LVP *MEMORIAL HERMANN |  |  | PUMPINFUSION-ALARIS-Medley 8100 | [6 empty] | Verified as Rental |  |  | MHHS-Katy
NO | YES |  |  |  | FFL3262 |  | CAREFUSION | 8100M |  |  | Rental | MHHS-Katy |  |  |  | FFL3262 |  | Katy |  | Rental | [7 empty] | PUMPINFUSION-ALARIS-Medley 8100 |  | MEDLEY PUMP MODULE LVP *MEMORIAL HERMANN |  |  | PUMPINFUSION-ALARIS-Medley 8100 | [6 empty] | Verified as Rental |  |  | MHHS-Katy
NO | YES |  |  |  | FFL3274 |  | CAREFUSION | 8100M |  |  | Rental | MHHS-Katy |  |  |  | FFL3274 |  | Katy |  | Rental | [7 empty] | PUMPINFUSION-ALARIS-Medley 8100 |  | MEDLEY PUMP MODULE LVP *MEMORIAL HERMANN |  |  | PUMPINFUSION-ALARIS-Medley 8100 | [6 empty] | Verified as Rental |  |  | MHHS-Katy
NO | YES |  |  |  | FFL3277 |  | CAREFUSION | 8100M |  |  | Rental | MHHS-Katy |  |  |  | FFL3277 |  | Katy |  | Rental | [7 empty] | PUMPINFUSION-ALARIS-Medley 8100 |  | MEDLEY PUMP MODULE LVP *MEMORIAL HERMANN |  |  | PUMPINFUSION-ALARIS-Medley 8100 | [6 empty] | Verified as Rental |  |  | MHHS-Katy
NO | YES |  |  |  | FFL3315 |  | CAREFUSION | 8100M |  |  | Rental | MHHS-Katy |  |  |  | FFL3315 |  | Katy |  | Rental | [7 empty] | PUMPINFUSION-ALARIS-Medley 8100 |  | MEDLEY PUMP MODULE LVP *MEMORIAL HERMANN |  |  | PUMPINFUSION-ALARIS-Medley 8100 | [6 empty] | Verified as Rental |  |  | MHHS-Katy
NO | YES |  |  |  | FFL3326 |  | CAREFUSION | 8100M |  |  | Rental | MHHS-Katy |  |  |  | FFL3326 |  | Katy |  | Rental | [7 empty] | PUMPINFUSION-ALARIS-Medley 8100 |  | MEDLEY PUMP MODULE LVP *MEMORIAL HERMANN |  |  | PUMPINFUSION-ALARIS-Medley 8100 | [6 empty] | Verified as Rental |  |  | MHHS-Katy
NO | YES |  |  |  | FFL3347 |  | CAREFUSION | 8100M |  |  | Rental | MHHS-Katy |  |  |  | FFL3347 |  | Katy |  | Rental | [7 empty] | PUMPINFUSION-ALARIS-Medley 8100 |  | MEDLEY PUMP MODULE LVP *MEMORIAL HERMANN |  |  | PUMPINFUSION-ALARIS-Medley 8100 | [6 empty] | Verified as Rental |  |  | MHHS-Katy
NO | YES |  |  |  | FFL3375 |  | CAREFUSION | 8100M |  |  | Rental | MHHS-Katy |  |  |  | FFL3375 |  | Katy |  | Rental | [7 empty] | PUMPINFUSION-ALARIS-Medley 8100 |  | MEDLEY PUMP MODULE LVP *MEMORIAL HERMANN |  |  | PUMPINFUSION-ALARIS-Medley 8100 | [6 empty] | Verified as Rental |  |  | MHHS-Katy
NO | YES |  |  |  | FFL3430 |  | CAREFUSION | 8100M |  |  | Rental | MHHS-Katy |  |  |  | FFL3430 |  | Katy |  | Rental | [7 empty] | PUMPINFUSION-ALARIS-Medley 8100 |  | MEDLEY PUMP MODULE LVP *MEMORIAL HERMANN |  |  | PUMPINFUSION-ALARIS-Medley 8100 | [6 empty] | Verified as Rental |  |  | MHHS-Katy
NO | YES |  |  |  | FFL3431 |  | CAREFUSION | 8100M |  |  | Rental | MHHS-Katy |  |  |  | FFL3431 |  | Katy |  | Rental | [7 empty] | PUMPINFUSION-ALARIS-Medley 8100 |  | MEDLEY PUMP MODULE LVP *MEMORIAL HERMANN |  |  | PUMPINFUSION-ALARIS-Medley 8100 | [6 empty] | Verified as Rental |  |  | MHHS-Katy
NO | YES |  |  |  | FFL3472 |  | CAREFUSION | 8100M |  |  | Rental | MHHS-Katy |  |  |  | FFL3472 |  | Katy |  | Rental | [7 empty] | PUMPINFUSION-ALARIS-Medley 8100 |  | MEDLEY PUMP MODULE LVP *MEMORIAL HERMANN |  |  | PUMPINFUSION-ALARIS-Medley 8100 | [6 empty] | Verified as Rental |  |  | MHHS-Katy
NO | YES |  |  |  | FFL3516 |  | CAREFUSION | 8100M |  |  | Rental | MHHS-Katy |  |  |  | FFL3516 |  | Katy |  | Rental | [7 empty] | PUMPINFUSION-ALARIS-Medley 8100 |  | MEDLEY PUMP MODULE LVP *MEMORIAL HERMANN |  |  | PUMPINFUSION-ALARIS-Medley 8100 | [6 empty] | Verified as Rental |  |  | MHHS-Katy
NO | YES |  |  |  | FFL3519 |  | CAREFUSION | 8100M |  |  | Rental | MHHS-Katy |  |  |  | FFL3519 |  | Katy |  | Rental | [7 empty] | PUMPINFUSION-ALARIS-Medley 8100 |  | MEDLEY PUMP MODULE LVP *MEMORIAL HERMANN |  |  | PUMPINFUSION-ALARIS-Medley 8100 | [6 empty] | Verified as Rental |  |  | MHHS-Katy
NO | YES |  |  |  | FFL3527 |  | CAREFUSION | 8100M |  |  | Rental | MHHS-Katy |  |  |  | FFL3527 |  | Katy |  | Rental | [7 empty] | PUMPINFUSION-ALARIS-Medley 8100 |  | MEDLEY PUMP MODULE LVP *MEMORIAL HERMANN |  |  | PUMPINFUSION-ALARIS-Medley 8100 | [6 empty] | Verified as Rental |  |  | MHHS-Katy
NO | YES |  |  |  | FFL3553 |  | CAREFUSION | 8100M |  |  | Rental | MHHS-Katy |  |  |  | FFL3553 |  | Katy |  | Rental | [7 empty] | PUMPINFUSION-ALARIS-Medley 8100 |  | MEDLEY PUMP MODULE LVP *MEMORIAL HERMANN |  |  | PUMPINFUSION-ALARIS-Medley 8100 | [6 empty] | Verified as Rental |  |  | MHHS-Katy
NO | YES |  |  |  | FFL3569 |  | CAREFUSION | 8100M |  |  | Rental | MHHS-Katy |  |  |  | FFL3569 |  | Katy |  | Rental | [7 empty] | PUMPINFUSION-ALARIS-Medley 8100 |  | MEDLEY PUMP MODULE LVP *MEMORIAL HERMANN |  |  | PUMPINFUSION-ALARIS-Medley 8100 | [6 empty] | Verified as Rental |  |  | MHHS-Katy
NO | YES |  |  |  | FFL3574 |  | CAREFUSION | 8100M |  |  | Rental | MHHS-Katy |  |  |  | FFL3574 |  | Katy |  | Rental | [7 empty] | PUMPINFUSION-ALARIS-Medley 8100 |  | MEDLEY PUMP MODULE LVP *MEMORIAL HERMANN |  |  | PUMPINFUSION-ALARIS-Medley 8100 | [6 empty] | Verified as Rental |  |  | MHHS-Katy
NO | YES |  |  |  | FFL3582 |  | CAREFUSION | 8100M |  |  | Rental | MHHS-Katy |  |  |  | FFL3582 |  | Katy |  | Rental | [7 empty] | PUMPINFUSION-ALARIS-Medley 8100 |  | MEDLEY PUMP MODULE LVP *MEMORIAL HERMANN |  |  | PUMPINFUSION-ALARIS-Medley 8100 | [6 empty] | Verified as Rental |  |  | MHHS-Katy
NO | YES |  |  |  | FFL3608 |  | CAREFUSION | 8100M |  |  | Rental | MHHS-Katy |  |  |  | FFL3608 |  | Katy |  | Rental | [7 empty] | PUMPINFUSION-ALARIS-Medley 8100 |  | MEDLEY PUMP MODULE LVP *MEMORIAL HERMANN |  |  | PUMPINFUSION-ALARIS-Medley 8100 | [6 empty] | Verified as Rental |  |  | MHHS-Katy
NO | YES |  |  |  | FFL3613 |  | CAREFUSION | 8100M |  |  | Rental | MHHS-Katy |  |  |  | FFL3613 |  | Katy |  | Rental | [7 empty] | PUMPINFUSION-ALARIS-Medley 8100 |  | MEDLEY PUMP MODULE LVP *MEMORIAL HERMANN |  |  | PUMPINFUSION-ALARIS-Medley 8100 | [6 empty] | Verified as Rental |  |  | MHHS-Katy
NO | YES |  |  |  | FFL3642 |  | CAREFUSION | 8100M |  |  | Rental | MHHS-Katy |  |  |  | FFL3642 |  | Katy |  | Rental | [7 empty] | PUMPINFUSION-ALARIS-Medley 8100 |  | MEDLEY PUMP MODULE LVP *MEMORIAL HERMANN |  |  | PUMPINFUSION-ALARIS-Medley 8100 | [6 empty] | Verified as Rental |  |  | MHHS-Katy
NO | YES |  |  |  | FFL3651 |  | CAREFUSION | 8100M |  |  | Rental | MHHS-Katy |  |  |  | FFL3651 |  | Katy |  | Rental | [7 empty] | PUMPINFUSION-ALARIS-Medley 8100 |  | MEDLEY PUMP MODULE LVP *MEMORIAL HERMANN |  |  | PUMPINFUSION-ALARIS-Medley 8100 | [6 empty] | Verified as Rental |  |  | MHHS-Katy
NO | YES |  |  |  | FFL3665 |  | CAREFUSION | 8100M |  |  | Rental | MHHS-Katy |  |  |  | FFL3665 |  | Katy |  | Rental | [7 empty] | PUMPINFUSION-ALARIS-Medley 8100 |  | MEDLEY PUMP MODULE LVP *MEMORIAL HERMANN |  |  | PUMPINFUSION-ALARIS-Medley 8100 | [6 empty] | Verified as Rental |  |  | MHHS-Katy
NO | YES |  |  |  | FFL3692 |  | CAREFUSION | 8100M |  |  | Rental | MHHS-Katy |  |  |  | FFL3692 |  | Katy |  | Rental | [7 empty] | PUMPINFUSION-ALARIS-Medley 8100 |  | MEDLEY PUMP MODULE LVP *MEMORIAL HERMANN |  |  | PUMPINFUSION-ALARIS-Medley 8100 | [6 empty] | Verified as Rental |  |  | MHHS-Katy
NO | YES |  |  |  | FFL3736 |  | CAREFUSION | 8100M |  |  | Rental | MHHS-Katy |  |  |  | FFL3736 |  | Katy |  | Rental | [7 empty] | PUMPINFUSION-ALARIS-Medley 8100 |  | MEDLEY PUMP MODULE LVP *MEMORIAL HERMANN |  |  | PUMPINFUSION-ALARIS-Medley 8100 | [6 empty] | Verified as Rental |  |  | MHHS-Katy
NO | YES |  |  |  | FFL3749 |  | CAREFUSION | 8100M |  |  | Rental | MHHS-Katy |  |  |  | FFL3749 |  | Katy |  | Rental | [7 empty] | PUMPINFUSION-ALARIS-Medley 8100 |  | MEDLEY PUMP MODULE LVP *MEMORIAL HERMANN |  |  | PUMPINFUSION-ALARIS-Medley 8100 | [6 empty] | Verified as Rental |  |  | MHHS-Katy
NO | YES |  |  |  | FFL3765 |  | CAREFUSION | 8100M |  |  | Rental | MHHS-Katy |  |  |  | FFL3765 |  | Katy |  | Rental | [7 empty] | PUMPINFUSION-ALARIS-Medley 8100 |  | MEDLEY PUMP MODULE LVP *MEMORIAL HERMANN |  |  | PUMPINFUSION-ALARIS-Medley 8100 | [6 empty] | Verified as Rental |  |  | MHHS-Katy
NO | YES |  |  |  | FFL3772 |  | CAREFUSION | 8100M |  |  | Rental | MHHS-Katy |  |  |  | FFL3772 |  | Katy |  | Rental | [7 empty] | PUMPINFUSION-ALARIS-Medley 8100 |  | MEDLEY PUMP MODULE LVP *MEMORIAL HERMANN |  |  | PUMPINFUSION-ALARIS-Medley 8100 | [6 empty] | Verified as Rental |  |  | MHHS-Katy
NO | YES |  |  |  | FFL3777 |  | CAREFUSION | 8100M |  |  | Rental | MHHS-Katy |  |  |  | FFL3777 |  | Katy |  | Rental | [7 empty] | PUMPINFUSION-ALARIS-Medley 8100 |  | MEDLEY PUMP MODULE LVP *MEMORIAL HERMANN |  |  | PUMPINFUSION-ALARIS-Medley 8100 | [6 empty] | Verified as Rental |  |  | MHHS-Katy
NO | YES |  |  |  | FFL3805 |  | CAREFUSION | 8100M |  |  | Rental | MHHS-Katy |  |  |  | FFL3805 |  | Katy |  | Rental | [7 empty] | PUMPINFUSION-ALARIS-Medley 8100 |  | MEDLEY PUMP MODULE LVP *MEMORIAL HERMANN |  |  | PUMPINFUSION-ALARIS-Medley 8100 | [6 empty] | Verified as Rental |  |  | MHHS-Katy
NO | YES |  |  |  | FFL3824 |  | CAREFUSION | 8100M |  |  | Rental | MHHS-Katy |  |  |  | FFL3824 |  | Katy |  | Rental | [7 empty] | PUMPINFUSION-ALARIS-Medley 8100 |  | MEDLEY PUMP MODULE LVP *MEMORIAL HERMANN |  |  | PUMPINFUSION-ALARIS-Medley 8100 | [6 empty] | Verified as Rental |  |  | MHHS-Katy
NO | YES |  |  |  | FFL3833 |  | CAREFUSION | 8100M |  |  | Rental | MHHS-Katy |  |  |  | FFL3833 |  | Katy |  | Rental | [7 empty] | PUMPINFUSION-ALARIS-Medley 8100 |  | MEDLEY PUMP MODULE LVP *MEMORIAL HERMANN |  |  | PUMPINFUSION-ALARIS-Medley 8100 | [6 empty] | Verified as Rental |  |  | MHHS-Katy
NO | YES |  |  |  | FFL3858 |  | CAREFUSION | 8100M |  |  | Rental | MHHS-Katy |  |  |  | FFL3858 |  | Katy |  | Rental | [7 empty] | PUMPINFUSION-ALARIS-Medley 8100 |  | MEDLEY PUMP MODULE LVP *MEMORIAL HERMANN |  |  | PUMPINFUSION-ALARIS-Medley 8100 | [6 empty] | Verified as Rental |  |  | MHHS-Katy
NO | YES |  |  |  | FFL3870 |  | CAREFUSION | 8100M |  |  | Rental | MHHS-Katy |  |  |  | FFL3870 |  | Katy |  | Rental | [7 empty] | PUMPINFUSION-ALARIS-Medley 8100 |  | MEDLEY PUMP MODULE LVP *MEMORIAL HERMANN |  |  | PUMPINFUSION-ALARIS-Medley 8100 | [6 empty] | Verified as Rental |  |  | MHHS-Katy
NO | YES |  |  |  | FFL3942 |  | CAREFUSION | 8100M |  |  | Rental | MHHS-Katy |  |  |  | FFL3942 |  | Katy |  | Rental | [7 empty] | PUMPINFUSION-ALARIS-Medley 8100 |  | MEDLEY PUMP MODULE LVP *MEMORIAL HERMANN |  |  | PUMPINFUSION-ALARIS-Medley 8100 | [6 empty] | Verified as Rental |  |  | MHHS-Katy
NO | YES |  |  |  | FFL3949 |  | CAREFUSION | 8100M |  |  | Rental | MHHS-Katy |  |  |  | FFL3949 |  | Katy |  | Rental | [7 empty] | PUMPINFUSION-ALARIS-Medley 8100 |  | MEDLEY PUMP MODULE LVP *MEMORIAL HERMANN |  |  | PUMPINFUSION-ALARIS-Medley 8100 | [6 empty] | Verified as Rental |  |  | MHHS-Katy
NO | YES |  |  |  | FFL4049 |  | CAREFUSION | 8100M |  |  | Rental | MHHS-Katy |  |  |  | FFL4049 |  | Katy |  | Rental | [7 empty] | PUMPINFUSION-ALARIS-Medley 8100 |  | MEDLEY PUMP MODULE LVP *MEMORIAL HERMANN |  |  | PUMPINFUSION-ALARIS-Medley 8100 | [6 empty] | Verified as Rental |  |  | MHHS-Katy
NO | YES |  |  |  | FFL4105 |  | CAREFUSION | 8100M |  |  | Rental | MHHS-Katy |  |  |  | FFL4105 |  | Katy |  | Rental | [7 empty] | PUMPINFUSION-ALARIS-Medley 8100 |  | MEDLEY PUMP MODULE LVP *MEMORIAL HERMANN |  |  | PUMPINFUSION-ALARIS-Medley 8100 | [6 empty] | Verified as Rental |  |  | MHHS-Katy
NO | YES |  |  |  | FFL4120 |  | CAREFUSION | 8100M |  |  | Rental | MHHS-Katy |  |  |  | FFL4120 |  | Katy |  | Rental | [7 empty] | PUMPINFUSION-ALARIS-Medley 8100 |  | MEDLEY PUMP MODULE LVP *MEMORIAL HERMANN |  |  | PUMPINFUSION-ALARIS-Medley 8100 | [6 empty] | Verified as Rental |  |  | MHHS-Katy
NO | YES |  |  |  | FFL4130 |  | CAREFUSION | 8100M |  |  | Rental | MHHS-Katy |  |  |  | FFL4130 |  | Katy |  | Rental | [7 empty] | PUMPINFUSION-ALARIS-Medley 8100 |  | MEDLEY PUMP MODULE LVP *MEMORIAL HERMANN |  |  | PUMPINFUSION-ALARIS-Medley 8100 | [6 empty] | Verified as Rental |  |  | MHHS-Katy
NO | YES |  |  |  | FFL4136 |  | CAREFUSION | 8100M |  |  | Rental | MHHS-Katy |  |  |  | FFL4136 |  | Katy |  | Rental | [7 empty] | PUMPINFUSION-ALARIS-Medley 8100 |  | MEDLEY PUMP MODULE LVP *MEMORIAL HERMANN |  |  | PUMPINFUSION-ALARIS-Medley 8100 | [6 empty] | Verified as Rental |  |  | MHHS-Katy
NO | YES |  |  |  | FFL4150 |  | CAREFUSION | 8100M |  |  | Rental | MHHS-Katy |  |  |  | FFL4150 |  | Katy |  | Rental | [7 empty] | PUMPINFUSION-ALARIS-Medley 8100 |  | MEDLEY PUMP MODULE LVP *MEMORIAL HERMANN |  |  | PUMPINFUSION-ALARIS-Medley 8100 | [6 empty] | Verified as Rental |  |  | MHHS-Katy
NO | YES |  |  |  | FFL4155 |  | CAREFUSION | 8100M |  |  | Rental | MHHS-Katy |  |  |  | FFL4155 |  | Katy |  | Rental | [7 empty] | PUMPINFUSION-ALARIS-Medley 8100 |  | MEDLEY PUMP MODULE LVP *MEMORIAL HERMANN |  |  | PUMPINFUSION-ALARIS-Medley 8100 | [6 empty] | Verified as Rental |  |  | MHHS-Katy
NO | YES |  |  |  | FFL4160 |  | CAREFUSION | 8100M |  |  | Rental | MHHS-Katy |  |  |  | FFL4160 |  | Katy |  | Rental | [7 empty] | PUMPINFUSION-ALARIS-Medley 8100 |  | MEDLEY PUMP MODULE LVP *MEMORIAL HERMANN |  |  | PUMPINFUSION-ALARIS-Medley 8100 | [6 empty] | Verified as Rental |  |  | MHHS-Katy
NO | YES |  |  |  | FFL4162 |  | CAREFUSION | 8100M |  |  | Rental | MHHS-Katy |  |  |  | FFL4162 |  | Katy |  | Rental | [7 empty] | PUMPINFUSION-ALARIS-Medley 8100 |  | MEDLEY PUMP MODULE LVP *MEMORIAL HERMANN |  |  | PUMPINFUSION-ALARIS-Medley 8100 | [6 empty] | Verified as Rental |  |  | MHHS-Katy
NO | YES |  |  |  | FFL4188 |  | CAREFUSION | 8100M |  |  | Rental | MHHS-Katy |  |  |  | FFL4188 |  | Katy |  | Rental | [7 empty] | PUMPINFUSION-ALARIS-Medley 8100 |  | MEDLEY PUMP MODULE LVP *MEMORIAL HERMANN |  |  | PUMPINFUSION-ALARIS-Medley 8100 | [6 empty] | Verified as Rental |  |  | MHHS-Katy
NO | YES |  |  |  | FFL4236 |  | CAREFUSION | 8100M |  |  | Rental | MHHS-Katy |  |  |  | FFL4236 |  | Katy |  | Rental | [7 empty] | PUMPINFUSION-ALARIS-Medley 8100 |  | MEDLEY PUMP MODULE LVP *MEMORIAL HERMANN |  |  | PUMPINFUSION-ALARIS-Medley 8100 | [6 empty] | Verified as Rental |  |  | MHHS-Katy
NO | YES |  |  |  | FFL4245 |  | CAREFUSION | 8100M |  |  | Rental | MHHS-Katy |  |  |  | FFL4245 |  | Katy |  | Rental | [7 empty] | PUMPINFUSION-ALARIS-Medley 8100 |  | MEDLEY PUMP MODULE LVP *MEMORIAL HERMANN |  |  | PUMPINFUSION-ALARIS-Medley 8100 | [6 empty] | Verified as Rental |  |  | MHHS-Katy
NO | YES |  |  |  | FFL4272 |  | CAREFUSION | 8100M |  |  | Rental | MHHS-Katy |  |  |  | FFL4272 |  | Katy |  | Rental | [7 empty] | PUMPINFUSION-ALARIS-Medley 8100 |  | MEDLEY PUMP MODULE LVP *MEMORIAL HERMANN |  |  | PUMPINFUSION-ALARIS-Medley 8100 | [6 empty] | Verified as Rental |  |  | MHHS-Katy
NO | YES |  |  |  | FFL4283 |  | CAREFUSION | 8100M |  |  | Rental | MHHS-Katy |  |  |  | FFL4283 |  | Katy |  | Rental | [7 empty] | PUMPINFUSION-ALARIS-Medley 8100 |  | MEDLEY PUMP MODULE LVP *MEMORIAL HERMANN |  |  | PUMPINFUSION-ALARIS-Medley 8100 | [6 empty] | Verified as Rental |  |  | MHHS-Katy
NO | YES |  |  |  | FFL4290 |  | CAREFUSION | 8100M |  |  | Rental | MHHS-Katy |  |  |  | FFL4290 |  | Katy |  | Rental | [7 empty] | PUMPINFUSION-ALARIS-Medley 8100 |  | MEDLEY PUMP MODULE LVP *MEMORIAL HERMANN |  |  | PUMPINFUSION-ALARIS-Medley 8100 | [6 empty] | Verified as Rental |  |  | MHHS-Katy
NO | YES |  |  |  | FFL4295 |  | CAREFUSION | 8100M |  |  | Rental | MHHS-Katy |  |  |  | FFL4295 |  | Katy |  | Rental | [7 empty] | PUMPINFUSION-ALARIS-Medley 8100 |  | MEDLEY PUMP MODULE LVP *MEMORIAL HERMANN |  |  | PUMPINFUSION-ALARIS-Medley 8100 | [6 empty] | Verified as Rental |  |  | MHHS-Katy
NO | YES |  |  |  | FFL4351 |  | CAREFUSION | 8100M |  |  | Rental | MHHS-Katy |  |  |  | FFL4351 |  | Katy |  | Rental | [7 empty] | PUMPINFUSION-ALARIS-Medley 8100 |  | MEDLEY PUMP MODULE LVP *MEMORIAL HERMANN |  |  | PUMPINFUSION-ALARIS-Medley 8100 | [6 empty] | Verified as Rental |  |  | MHHS-Katy
NO | YES |  |  |  | FFL4371 |  | CAREFUSION | 8100M |  |  | Rental | MHHS-Katy |  |  |  | FFL4371 |  | Katy |  | Rental | [7 empty] | PUMPINFUSION-ALARIS-Medley 8100 |  | MEDLEY PUMP MODULE LVP *MEMORIAL HERMANN |  |  | PUMPINFUSION-ALARIS-Medley 8100 | [6 empty] | Verified as Rental |  |  | MHHS-Katy
NO | YES |  |  |  | FFL4403 |  | CAREFUSION | 8100M |  |  | Rental | MHHS-Katy |  |  |  | FFL4403 |  | Katy |  | Rental | [7 empty] | PUMPINFUSION-ALARIS-Medley 8100 |  | MEDLEY PUMP MODULE LVP *MEMORIAL HERMANN |  |  | PUMPINFUSION-ALARIS-Medley 8100 | [6 empty] | Verified as Rental |  |  | MHHS-Katy
NO | YES |  |  |  | FFL4429 |  | CAREFUSION | 8100M |  |  | Rental | MHHS-Katy |  |  |  | FFL4429 |  | Katy |  | Rental | [7 empty] | PUMPINFUSION-ALARIS-Medley 8100 |  | MEDLEY PUMP MODULE LVP *MEMORIAL HERMANN |  |  | PUMPINFUSION-ALARIS-Medley 8100 | [6 empty] | Verified as Rental |  |  | MHHS-Katy
NO | YES |  |  |  | FFL4488 |  | CAREFUSION | 8100M |  |  | Rental | MHHS-Katy |  |  |  | FFL4488 |  | Katy |  | Rental | [7 empty] | PUMPINFUSION-ALARIS-Medley 8100 |  | MEDLEY PUMP MODULE LVP *MEMORIAL HERMANN |  |  | PUMPINFUSION-ALARIS-Medley 8100 | [6 empty] | Verified as Rental |  |  | MHHS-Katy
NO | YES |  |  |  | FFL4512 |  | CAREFUSION | 8100M |  |  | Rental | MHHS-Katy |  |  |  | FFL4512 |  | Katy |  | Rental | [7 empty] | PUMPINFUSION-ALARIS-Medley 8100 |  | MEDLEY PUMP MODULE LVP *MEMORIAL HERMANN |  |  | PUMPINFUSION-ALARIS-Medley 8100 | [6 empty] | Verified as Rental |  |  | MHHS-Katy
NO | YES |  |  |  | FFL4555 |  | CAREFUSION | 8100M |  |  | Rental | MHHS-Katy |  |  |  | FFL4555 |  | Katy |  | Rental | [7 empty] | PUMPINFUSION-ALARIS-Medley 8100 |  | MEDLEY PUMP MODULE LVP *MEMORIAL HERMANN |  |  | PUMPINFUSION-ALARIS-Medley 8100 | [6 empty] | Verified as Rental |  |  | MHHS-Katy
NO | YES |  |  |  | FFL4577 |  | CAREFUSION | 8100M |  |  | Rental | MHHS-Katy |  |  |  | FFL4577 |  | Katy |  | Rental | [7 empty] | PUMPINFUSION-ALARIS-Medley 8100 |  | MEDLEY PUMP MODULE LVP *MEMORIAL HERMANN |  |  | PUMPINFUSION-ALARIS-Medley 8100 | [6 empty] | Verified as Rental |  |  | MHHS-Katy
NO | YES |  |  |  | FFL4578 |  | CAREFUSION | 8100M |  |  | Rental | MHHS-Katy |  |  |  | FFL4578 |  | Katy |  | Rental | [7 empty] | PUMPINFUSION-ALARIS-Medley 8100 |  | MEDLEY PUMP MODULE LVP *MEMORIAL HERMANN |  |  | PUMPINFUSION-ALARIS-Medley 8100 | [6 empty] | Verified as Rental |  |  | MHHS-Katy
NO | YES |  |  |  | FFL4594 |  | CAREFUSION | 8100M |  |  | Rental | MHHS-Katy |  |  |  | FFL4594 |  | Katy |  | Rental | [7 empty] | PUMPINFUSION-ALARIS-Medley 8100 |  | MEDLEY PUMP MODULE LVP *MEMORIAL HERMANN |  |  | PUMPINFUSION-ALARIS-Medley 8100 | [6 empty] | Verified as Rental |  |  | MHHS-Katy
NO | YES |  |  |  | FFL4614 |  | CAREFUSION | 8100M |  |  | Rental | MHHS-Katy |  |  |  | FFL4614 |  | Katy |  | Rental | [7 empty] | PUMPINFUSION-ALARIS-Medley 8100 |  | MEDLEY PUMP MODULE LVP *MEMORIAL HERMANN |  |  | PUMPINFUSION-ALARIS-Medley 8100 | [6 empty] | Verified as Rental |  |  | MHHS-Katy
NO | YES |  |  |  | FFL4628 |  | CAREFUSION | 8100M |  |  | Rental | MHHS-Katy |  |  |  | FFL4628 |  | Katy |  | Rental | [7 empty] | PUMPINFUSION-ALARIS-Medley 8100 |  | MEDLEY PUMP MODULE LVP *MEMORIAL HERMANN |  |  | PUMPINFUSION-ALARIS-Medley 8100 | [6 empty] | Verified as Rental |  |  | MHHS-Katy
NO | YES |  |  |  | FFL4641 |  | CAREFUSION | 8100M |  |  | Rental | MHHS-Katy |  |  |  | FFL4641 |  | Katy |  | Rental | [7 empty] | PUMPINFUSION-ALARIS-Medley 8100 |  | MEDLEY PUMP MODULE LVP *MEMORIAL HERMANN |  |  | PUMPINFUSION-ALARIS-Medley 8100 | [6 empty] | Verified as Rental |  |  | MHHS-Katy
NO | YES |  |  |  | FFL4645 |  | CAREFUSION | 8100M |  |  | Rental | MHHS-Katy |  |  |  | FFL4645 |  | Katy |  | Rental | [7 empty] | PUMPINFUSION-ALARIS-Medley 8100 |  | MEDLEY PUMP MODULE LVP *MEMORIAL HERMANN |  |  | PUMPINFUSION-ALARIS-Medley 8100 | [6 empty] | Verified as Rental |  |  | MHHS-Katy
NO | YES |  |  |  | FFL4647 |  | CAREFUSION | 8100M |  |  | Rental | MHHS-Katy |  |  |  | FFL4647 |  | Katy |  | Rental | [7 empty] | PUMPINFUSION-ALARIS-Medley 8100 |  | MEDLEY PUMP MODULE LVP *MEMORIAL HERMANN |  |  | PUMPINFUSION-ALARIS-Medley 8100 | [6 empty] | Verified as Rental |  |  | MHHS-Katy
NO | YES |  |  |  | FFL4648 |  | CAREFUSION | 8100M |  |  | Rental | MHHS-Katy |  |  |  | FFL4648 |  | Katy |  | Rental | [7 empty] | PUMPINFUSION-ALARIS-Medley 8100 |  | MEDLEY PUMP MODULE LVP *MEMORIAL HERMANN |  |  | PUMPINFUSION-ALARIS-Medley 8100 | [6 empty] | Verified as Rental |  |  | MHHS-Katy
NO | YES |  |  |  | FFL4719 |  | CAREFUSION | 8100M |  |  | Rental | MHHS-Katy |  |  |  | FFL4719 |  | Katy |  | Rental | [7 empty] | PUMPINFUSION-ALARIS-Medley 8100 |  | MEDLEY PUMP MODULE LVP *MEMORIAL HERMANN |  |  | PUMPINFUSION-ALARIS-Medley 8100 | [6 empty] | Verified as Rental |  |  | MHHS-Katy
NO | YES |  |  |  | FFL4725 |  | CAREFUSION | 8100M |  |  | Rental | MHHS-Katy |  |  |  | FFL4725 |  | Katy |  | Rental | [7 empty] | PUMPINFUSION-ALARIS-Medley 8100 |  | MEDLEY PUMP MODULE LVP *MEMORIAL HERMANN |  |  | PUMPINFUSION-ALARIS-Medley 8100 | [6 empty] | Verified as Rental |  |  | MHHS-Katy
NO | YES |  |  |  | FFL4726 |  | CAREFUSION | 8100M |  |  | Rental | MHHS-Katy |  |  |  | FFL4726 |  | Katy |  | Rental | [7 empty] | PUMPINFUSION-ALARIS-Medley 8100 |  | MEDLEY PUMP MODULE LVP *MEMORIAL HERMANN |  |  | PUMPINFUSION-ALARIS-Medley 8100 | [6 empty] | Verified as Rental |  |  | MHHS-Katy
NO | YES |  |  |  | FFL4732 |  | CAREFUSION | 8100M |  |  | Rental | MHHS-Katy |  |  |  | FFL4732 |  | Katy |  | Rental | [7 empty] | PUMPINFUSION-ALARIS-Medley 8100 |  | MEDLEY PUMP MODULE LVP *MEMORIAL HERMANN |  |  | PUMPINFUSION-ALARIS-Medley 8100 | [6 empty] | Verified as Rental |  |  | MHHS-Katy
NO | YES |  |  |  | FFL4742 |  | CAREFUSION | 8100M |  |  | Rental | MHHS-Katy |  |  |  | FFL4742 |  | Katy |  | Rental | [7 empty] | PUMPINFUSION-ALARIS-Medley 8100 |  | MEDLEY PUMP MODULE LVP *MEMORIAL HERMANN |  |  | PUMPINFUSION-ALARIS-Medley 8100 | [6 empty] | Verified as Rental |  |  | MHHS-Katy
NO | YES |  |  |  | FFL4757 |  | CAREFUSION | 8100M |  |  | Rental | MHHS-Katy |  |  |  | FFL4757 |  | Katy |  | Rental | [7 empty] | PUMPINFUSION-ALARIS-Medley 8100 |  | MEDLEY PUMP MODULE LVP *MEMORIAL HERMANN |  |  | PUMPINFUSION-ALARIS-Medley 8100 | [6 empty] | Verified as Rental |  |  | MHHS-Katy
NO | YES |  |  |  | FFL4781 |  | CAREFUSION | 8100M |  |  | Rental | MHHS-Katy |  |  |  | FFL4781 |  | Katy |  | Rental | [7 empty] | PUMPINFUSION-ALARIS-Medley 8100 |  | MEDLEY PUMP MODULE LVP *MEMORIAL HERMANN |  |  | PUMPINFUSION-ALARIS-Medley 8100 | [6 empty] | Verified as Rental |  |  | MHHS-Katy
NO | YES |  |  |  | FFL4793 |  | CAREFUSION | 8100M |  |  | Rental | MHHS-Katy |  |  |  | FFL4793 |  | Katy |  | Rental | [7 empty] | PUMPINFUSION-ALARIS-Medley 8100 |  | MEDLEY PUMP MODULE LVP *MEMORIAL HERMANN |  |  | PUMPINFUSION-ALARIS-Medley 8100 | [6 empty] | Verified as Rental |  |  | MHHS-Katy
NO | YES |  |  |  | FFL4803 |  | CAREFUSION | 8100M |  |  | Rental | MHHS-Katy |  |  |  | FFL4803 |  | Katy |  | Rental | [7 empty] | PUMPINFUSION-ALARIS-Medley 8100 |  | MEDLEY PUMP MODULE LVP *MEMORIAL HERMANN |  |  | PUMPINFUSION-ALARIS-Medley 8100 | [6 empty] | Verified as Rental |  |  | MHHS-Katy
NO | YES |  |  |  | FFL4805 |  | CAREFUSION | 8100M |  |  | Rental | MHHS-Katy |  |  |  | FFL4805 |  | Katy |  | Rental | [7 empty] | PUMPINFUSION-ALARIS-Medley 8100 |  | MEDLEY PUMP MODULE LVP *MEMORIAL HERMANN |  |  | PUMPINFUSION-ALARIS-Medley 8100 | [6 empty] | Verified as Rental |  |  | MHHS-Katy
NO | YES |  |  |  | FFL4823 |  | CAREFUSION | 8100M |  |  | Rental | MHHS-Katy |  |  |  | FFL4823 |  | Katy |  | Rental | [7 empty] | PUMPINFUSION-ALARIS-Medley 8100 |  | MEDLEY PUMP MODULE LVP *MEMORIAL HERMANN |  |  | PUMPINFUSION-ALARIS-Medley 8100 | [6 empty] | Verified as Rental |  |  | MHHS-Katy
NO | YES |  |  |  | FFL4877 |  | CAREFUSION | 8100M |  |  | Rental | MHHS-Katy |  |  |  | FFL4877 |  | Katy |  | Rental | [7 empty] | PUMPINFUSION-ALARIS-Medley 8100 |  | MEDLEY PUMP MODULE LVP *MEMORIAL HERMANN |  |  | PUMPINFUSION-ALARIS-Medley 8100 | [6 empty] | Verified as Rental |  |  | MHHS-Katy
NO | YES |  |  |  | FFL4900 |  | CAREFUSION | 8100M |  |  | Rental | MHHS-Katy |  |  |  | FFL4900 |  | Katy |  | Rental | [7 empty] | PUMPINFUSION-ALARIS-Medley 8100 |  | MEDLEY PUMP MODULE LVP *MEMORIAL HERMANN |  |  | PUMPINFUSION-ALARIS-Medley 8100 | [6 empty] | Verified as Rental |  |  | MHHS-Katy
NO | YES |  |  |  | FFL4915 |  | CAREFUSION | 8100M |  |  | Rental | MHHS-Katy |  |  |  | FFL4915 |  | Katy |  | Rental | [7 empty] | PUMPINFUSION-ALARIS-Medley 8100 |  | MEDLEY PUMP MODULE LVP *MEMORIAL HERMANN |  |  | PUMPINFUSION-ALARIS-Medley 8100 | [6 empty] | Verified as Rental |  |  | MHHS-Katy
NO | YES |  |  |  | FFL4943 |  | CAREFUSION | 8100M |  |  | Rental | MHHS-Katy |  |  |  | FFL4943 |  | Katy |  | Rental | [7 empty] | PUMPINFUSION-ALARIS-Medley 8100 |  | MEDLEY PUMP MODULE LVP *MEMORIAL HERMANN |  |  | PUMPINFUSION-ALARIS-Medley 8100 | [6 empty] | Verified as Rental |  |  | MHHS-Katy
NO | YES |  |  |  | FFL4949 |  | CAREFUSION | 8100M |  |  | Rental | MHHS-Katy |  |  |  | FFL4949 |  | Katy |  | Rental | [7 empty] | PUMPINFUSION-ALARIS-Medley 8100 |  | MEDLEY PUMP MODULE LVP *MEMORIAL HERMANN |  |  | PUMPINFUSION-ALARIS-Medley 8100 | [6 empty] | Verified as Rental |  |  | MHHS-Katy
NO | YES |  |  |  | FFL4995 |  | CAREFUSION | 8100M |  |  | Rental | MHHS-Katy |  |  |  | FFL4995 |  | Katy |  | Rental | [7 empty] | PUMPINFUSION-ALARIS-Medley 8100 |  | MEDLEY PUMP MODULE LVP *MEMORIAL HERMANN |  |  | PUMPINFUSION-ALARIS-Medley 8100 | [6 empty] | Verified as Rental |  |  | MHHS-Katy
NO | YES |  |  |  | FFL5007 |  | CAREFUSION | 8100M |  |  | Rental | MHHS-Katy |  |  |  | FFL5007 |  | Katy |  | Rental | [7 empty] | PUMPINFUSION-ALARIS-Medley 8100 |  | MEDLEY PUMP MODULE LVP *MEMORIAL HERMANN |  |  | PUMPINFUSION-ALARIS-Medley 8100 | [6 empty] | Verified as Rental |  |  | MHHS-Katy
NO | YES |  |  |  | FFL5020 |  | CAREFUSION | 8100M |  |  | Rental | MHHS-Katy |  |  |  | FFL5020 |  | Katy |  | Rental | [7 empty] | PUMPINFUSION-ALARIS-Medley 8100 |  | MEDLEY PUMP MODULE LVP *MEMORIAL HERMANN |  |  | PUMPINFUSION-ALARIS-Medley 8100 | [6 empty] | Verified as Rental |  |  | MHHS-Katy
NO | YES |  |  |  | FFL5029 |  | CAREFUSION | 8100M |  |  | Rental | MHHS-Katy |  |  |  | FFL5029 |  | Katy |  | Rental | [7 empty] | PUMPINFUSION-ALARIS-Medley 8100 |  | MEDLEY PUMP MODULE LVP *MEMORIAL HERMANN |  |  | PUMPINFUSION-ALARIS-Medley 8100 | [6 empty] | Verified as Rental |  |  | MHHS-Katy
NO | YES |  |  |  | FFL5042 |  | CAREFUSION | 8100M |  |  | Rental | MHHS-Katy |  |  |  | FFL5042 |  | Katy |  | Rental | [7 empty] | PUMPINFUSION-ALARIS-Medley 8100 |  | MEDLEY PUMP MODULE LVP *MEMORIAL HERMANN |  |  | PUMPINFUSION-ALARIS-Medley 8100 | [6 empty] | Verified as Rental |  |  | MHHS-Katy
NO | YES |  |  |  | FFL5045 |  | CAREFUSION | 8100M |  |  | Rental | MHHS-Katy |  |  |  | FFL5045 |  | Katy |  | Rental | [7 empty] | PUMPINFUSION-ALARIS-Medley 8100 |  | MEDLEY PUMP MODULE LVP *MEMORIAL HERMANN |  |  | PUMPINFUSION-ALARIS-Medley 8100 | [6 empty] | Verified as Rental |  |  | MHHS-Katy
NO | YES |  |  |  | FFL5063 |  | CAREFUSION | 8100M |  |  | Rental | MHHS-Katy |  |  |  | FFL5063 |  | Katy |  | Rental | [7 empty] | PUMPINFUSION-ALARIS-Medley 8100 |  | MEDLEY PUMP MODULE LVP *MEMORIAL HERMANN |  |  | PUMPINFUSION-ALARIS-Medley 8100 | [6 empty] | Verified as Rental |  |  | MHHS-Katy
NO | YES |  |  |  | FFL5097 |  | CAREFUSION | 8100M |  |  | Rental | MHHS-Katy |  |  |  | FFL5097 |  | Katy |  | Rental | [7 empty] | PUMPINFUSION-ALARIS-Medley 8100 |  | MEDLEY PUMP MODULE LVP *MEMORIAL HERMANN |  |  | PUMPINFUSION-ALARIS-Medley 8100 | [6 empty] | Verified as Rental |  |  | MHHS-Katy
NO | YES |  |  |  | FFL5106 |  | CAREFUSION | 8100M |  |  | Rental | MHHS-Katy |  |  |  | FFL5106 |  | Katy |  | Rental | [7 empty] | PUMPINFUSION-ALARIS-Medley 8100 |  | MEDLEY PUMP MODULE LVP *MEMORIAL HERMANN |  |  | PUMPINFUSION-ALARIS-Medley 8100 | [6 empty] | Verified as Rental |  |  | MHHS-Katy
NO | YES |  |  |  | FFL5162 |  | CAREFUSION | 8100M |  |  | Rental | MHHS-Katy |  |  |  | FFL5162 |  | Katy |  | Rental | [7 empty] | PUMPINFUSION-ALARIS-Medley 8100 |  | MEDLEY PUMP MODULE LVP *MEMORIAL HERMANN |  |  | PUMPINFUSION-ALARIS-Medley 8100 | [6 empty] | Verified as Rental |  |  | MHHS-Katy
NO | YES |  |  |  | FFL5190 |  | CAREFUSION | 8100M |  |  | Rental | MHHS-Katy |  |  |  | FFL5190 |  | Katy |  | Rental | [7 empty] | PUMPINFUSION-ALARIS-Medley 8100 |  | MEDLEY PUMP MODULE LVP *MEMORIAL HERMANN |  |  | PUMPINFUSION-ALARIS-Medley 8100 | [6 empty] | Verified as Rental |  |  | MHHS-Katy
NO | YES |  |  |  | FFL5234 |  | CAREFUSION | 8100M |  |  | Rental | MHHS-Katy |  |  |  | FFL5234 |  | Katy |  | Rental | [7 empty] | PUMPINFUSION-ALARIS-Medley 8100 |  | MEDLEY PUMP MODULE LVP *MEMORIAL HERMANN |  |  | PUMPINFUSION-ALARIS-Medley 8100 | [6 empty] | Verified as Rental |  |  | MHHS-Katy
NO | YES |  |  |  | FFL5242 |  | CAREFUSION | 8100M |  |  | Rental | MHHS-Katy |  |  |  | FFL5242 |  | Katy |  | Rental | [7 empty] | PUMPINFUSION-ALARIS-Medley 8100 |  | MEDLEY PUMP MODULE LVP *MEMORIAL HERMANN |  |  | PUMPINFUSION-ALARIS-Medley 8100 | [6 empty] | Verified as Rental |  |  | MHHS-Katy
NO | YES |  |  |  | FFL5249 |  | CAREFUSION | 8100M |  |  | Rental | MHHS-Katy |  |  |  | FFL5249 |  | Katy |  | Rental | [7 empty] | PUMPINFUSION-ALARIS-Medley 8100 |  | MEDLEY PUMP MODULE LVP *MEMORIAL HERMANN |  |  | PUMPINFUSION-ALARIS-Medley 8100 | [6 empty] | Verified as Rental |  |  | MHHS-Katy
NO | YES |  |  |  | FFL5287 |  | CAREFUSION | 8100M |  |  | Rental | MHHS-Katy |  |  |  | FFL5287 |  | Katy |  | Rental | [7 empty] | PUMPINFUSION-ALARIS-Medley 8100 |  | MEDLEY PUMP MODULE LVP *MEMORIAL HERMANN |  |  | PUMPINFUSION-ALARIS-Medley 8100 | [6 empty] | Verified as Rental |  |  | MHHS-Katy
NO | YES |  |  |  | FFL5308 |  | CAREFUSION | 8100M |  |  | Rental | MHHS-Katy |  |  |  | FFL5308 |  | Katy |  | Rental | [7 empty] | PUMPINFUSION-ALARIS-Medley 8100 |  | MEDLEY PUMP MODULE LVP *MEMORIAL HERMANN |  |  | PUMPINFUSION-ALARIS-Medley 8100 | [6 empty] | Verified as Rental |  |  | MHHS-Katy
NO | YES |  |  |  | FFL5362 |  | CAREFUSION | 8100M |  |  | Rental | MHHS-Katy |  |  |  | FFL5362 |  | Katy |  | Rental | [7 empty] | PUMPINFUSION-ALARIS-Medley 8100 |  | MEDLEY PUMP MODULE LVP *MEMORIAL HERMANN |  |  | PUMPINFUSION-ALARIS-Medley 8100 | [6 empty] | Verified as Rental |  |  | MHHS-Katy
NO | YES |  |  |  | FFL5366 |  | CAREFUSION | 8100M |  |  | Rental | MHHS-Katy |  |  |  | FFL5366 |  | Katy |  | Rental | [7 empty] | PUMPINFUSION-ALARIS-Medley 8100 |  | MEDLEY PUMP MODULE LVP *MEMORIAL HERMANN |  |  | PUMPINFUSION-ALARIS-Medley 8100 | [6 empty] | Verified as Rental |  |  | MHHS-Katy
NO | YES |  |  |  | FFL5401 |  | CAREFUSION | 8100M |  |  | Rental | MHHS-Katy |  |  |  | FFL5401 |  | Katy |  | Rental | [7 empty] | PUMPINFUSION-ALARIS-Medley 8100 |  | MEDLEY PUMP MODULE LVP *MEMORIAL HERMANN |  |  | PUMPINFUSION-ALARIS-Medley 8100 | [6 empty] | Verified as Rental |  |  | MHHS-Katy
NO | YES |  |  |  | FFL5419 |  | CAREFUSION | 8100M |  |  | Rental | MHHS-Katy |  |  |  | FFL5419 |  | Katy |  | Rental | [7 empty] | PUMPINFUSION-ALARIS-Medley 8100 |  | MEDLEY PUMP MODULE LVP *MEMORIAL HERMANN |  |  | PUMPINFUSION-ALARIS-Medley 8100 | [6 empty] | Verified as Rental |  |  | MHHS-Katy
NO | YES |  |  |  | FFL5440 |  | CAREFUSION | 8100M |  |  | Rental | MHHS-Katy |  |  |  | FFL5440 |  | Katy |  | Rental | [7 empty] | PUMPINFUSION-ALARIS-Medley 8100 |  | MEDLEY PUMP MODULE LVP *MEMORIAL HERMANN |  |  | PUMPINFUSION-ALARIS-Medley 8100 | [6 empty] | Verified as Rental |  |  | MHHS-Katy
NO | YES |  |  |  | FFL5442 |  | CAREFUSION | 8100M |  |  | Rental | MHHS-Katy |  |  |  | FFL5442 |  | Katy |  | Rental | [7 empty] | PUMPINFUSION-ALARIS-Medley 8100 |  | MEDLEY PUMP MODULE LVP *MEMORIAL HERMANN |  |  | PUMPINFUSION-ALARIS-Medley 8100 | [6 empty] | Verified as Rental |  |  | MHHS-Katy
NO | YES |  |  |  | FFL5461 |  | CAREFUSION | 8100M |  |  | Rental | MHHS-Katy |  |  |  | FFL5461 |  | Katy |  | Rental | [7 empty] | PUMPINFUSION-ALARIS-Medley 8100 |  | MEDLEY PUMP MODULE LVP *MEMORIAL HERMANN |  |  | PUMPINFUSION-ALARIS-Medley 8100 | [6 empty] | Verified as Rental |  |  | MHHS-Katy
NO | YES |  |  |  | FFL5481 |  | CAREFUSION | 8100M |  |  | Rental | MHHS-Katy |  |  |  | FFL5481 |  | Katy |  | Rental | [7 empty] | PUMPINFUSION-ALARIS-Medley 8100 |  | MEDLEY PUMP MODULE LVP *MEMORIAL HERMANN |  |  | PUMPINFUSION-ALARIS-Medley 8100 | [6 empty] | Verified as Rental |  |  | MHHS-Katy
NO | YES |  |  |  | FFL5491 |  | CAREFUSION | 8100M |  |  | Rental | MHHS-Katy |  |  |  | FFL5491 |  | Katy |  | Rental | [7 empty] | PUMPINFUSION-ALARIS-Medley 8100 |  | MEDLEY PUMP MODULE LVP *MEMORIAL HERMANN |  |  | PUMPINFUSION-ALARIS-Medley 8100 | [6 empty] | Verified as Rental |  |  | MHHS-Katy
NO | YES |  |  |  | FFL5500 |  | CAREFUSION | 8100M |  |  | Rental | MHHS-Katy |  |  |  | FFL5500 |  | Katy |  | Rental | [7 empty] | PUMPINFUSION-ALARIS-Medley 8100 |  | MEDLEY PUMP MODULE LVP *MEMORIAL HERMANN |  |  | PUMPINFUSION-ALARIS-Medley 8100 | [6 empty] | Verified as Rental |  |  | MHHS-Katy
NO | YES |  |  |  | FFL5501 |  | CAREFUSION | 8100M |  |  | Rental | MHHS-Katy |  |  |  | FFL5501 |  | Katy |  | Rental | [7 empty] | PUMPINFUSION-ALARIS-Medley 8100 |  | MEDLEY PUMP MODULE LVP *MEMORIAL HERMANN |  |  | PUMPINFUSION-ALARIS-Medley 8100 | [6 empty] | Verified as Rental |  |  | MHHS-Katy
NO | YES |  |  |  | FFL5525 |  | CAREFUSION | 8100M |  |  | Rental | MHHS-Katy |  |  |  | FFL5525 |  | Katy |  | Rental | [7 empty] | PUMPINFUSION-ALARIS-Medley 8100 |  | MEDLEY PUMP MODULE LVP *MEMORIAL HERMANN |  |  | PUMPINFUSION-ALARIS-Medley 8100 | [6 empty] | Verified as Rental |  |  | MHHS-Katy
NO | YES |  |  |  | FFL5528 |  | CAREFUSION | 8100M |  |  | Rental | MHHS-Katy |  |  |  | FFL5528 |  | Katy |  | Rental | [7 empty] | PUMPINFUSION-ALARIS-Medley 8100 |  | MEDLEY PUMP MODULE LVP *MEMORIAL HERMANN |  |  | PUMPINFUSION-ALARIS-Medley 8100 | [6 empty] | Verified as Rental |  |  | MHHS-Katy
NO | YES |  |  |  | FFL5542 |  | CAREFUSION | 8100M |  |  | Rental | MHHS-Katy |  |  |  | FFL5542 |  | Katy |  | Rental | [7 empty] | PUMPINFUSION-ALARIS-Medley 8100 |  | MEDLEY PUMP MODULE LVP *MEMORIAL HERMANN |  |  | PUMPINFUSION-ALARIS-Medley 8100 | [6 empty] | Verified as Rental |  |  | MHHS-Katy
NO | YES |  |  |  | FFL5548 |  | CAREFUSION | 8100M |  |  | Rental | MHHS-Katy |  |  |  | FFL5548 |  | Katy |  | Rental | [7 empty] | PUMPINFUSION-ALARIS-Medley 8100 |  | MEDLEY PUMP MODULE LVP *MEMORIAL HERMANN |  |  | PUMPINFUSION-ALARIS-Medley 8100 | [6 empty] | Verified as Rental |  |  | MHHS-Katy
NO | YES |  |  |  | FFL5554 |  | CAREFUSION | 8100M |  |  | Rental | MHHS-Katy |  |  |  | FFL5554 |  | Katy |  | Rental | [7 empty] | PUMPINFUSION-ALARIS-Medley 8100 |  | MEDLEY PUMP MODULE LVP *MEMORIAL HERMANN |  |  | PUMPINFUSION-ALARIS-Medley 8100 | [6 empty] | Verified as Rental |  |  | MHHS-Katy
NO | YES |  |  |  | FFL5566 |  | CAREFUSION | 8100M |  |  | Rental | MHHS-Katy |  |  |  | FFL5566 |  | Katy |  | Rental | [7 empty] | PUMPINFUSION-ALARIS-Medley 8100 |  | MEDLEY PUMP MODULE LVP *MEMORIAL HERMANN |  |  | PUMPINFUSION-ALARIS-Medley 8100 | [6 empty] | Verified as Rental |  |  | MHHS-Katy
NO | YES |  |  |  | FFL5572 |  | CAREFUSION | 8100M |  |  | Rental | MHHS-Katy |  |  |  | FFL5572 |  | Katy |  | Rental | [7 empty] | PUMPINFUSION-ALARIS-Medley 8100 |  | MEDLEY PUMP MODULE LVP *MEMORIAL HERMANN |  |  | PUMPINFUSION-ALARIS-Medley 8100 | [6 empty] | Verified as Rental |  |  | MHHS-Katy
NO | YES |  |  |  | FFL5591 |  | CAREFUSION | 8100M |  |  | Rental | MHHS-Katy |  |  |  | FFL5591 |  | Katy |  | Rental | [7 empty] | PUMPINFUSION-ALARIS-Medley 8100 |  | MEDLEY PUMP MODULE LVP *MEMORIAL HERMANN |  |  | PUMPINFUSION-ALARIS-Medley 8100 | [6 empty] | Verified as Rental |  |  | MHHS-Katy
NO | YES |  |  |  | FFL5632 |  | CAREFUSION | 8100M |  |  | Rental | MHHS-Katy |  |  |  | FFL5632 |  | Katy |  | Rental | [7 empty] | PUMPINFUSION-ALARIS-Medley 8100 |  | MEDLEY PUMP MODULE LVP *MEMORIAL HERMANN |  |  | PUMPINFUSION-ALARIS-Medley 8100 | [6 empty] | Verified as Rental |  |  | MHHS-Katy
NO | YES |  |  |  | FFL5687 |  | CAREFUSION | 8100M |  |  | Rental | MHHS-Katy |  |  |  | FFL5687 |  | Katy |  | Rental | [7 empty] | PUMPINFUSION-ALARIS-Medley 8100 |  | MEDLEY PUMP MODULE LVP *MEMORIAL HERMANN |  |  | PUMPINFUSION-ALARIS-Medley 8100 | [6 empty] | Verified as Rental |  |  | MHHS-Katy
NO | YES |  |  |  | FFL5726 |  | CAREFUSION | 8100M |  |  | Rental | MHHS-Katy |  |  |  | FFL5726 |  | Katy |  | Rental | [7 empty] | PUMPINFUSION-ALARIS-Medley 8100 |  | MEDLEY PUMP MODULE LVP *MEMORIAL HERMANN |  |  | PUMPINFUSION-ALARIS-Medley 8100 | [6 empty] | Verified as Rental |  |  | MHHS-Katy
NO | YES |  |  |  | FFL5732 |  | CAREFUSION | 8100M |  |  | Rental | MHHS-Katy |  |  |  | FFL5732 |  | Katy |  | Rental | [7 empty] | PUMPINFUSION-ALARIS-Medley 8100 |  | MEDLEY PUMP MODULE LVP *MEMORIAL HERMANN |  |  | PUMPINFUSION-ALARIS-Medley 8100 | [6 empty] | Verified as Rental |  |  | MHHS-Katy
NO | YES |  |  |  | FFL5735 |  | CAREFUSION | 8100M |  |  | Rental | MHHS-Katy |  |  |  | FFL5735 |  | Katy |  | Rental | [7 empty] | PUMPINFUSION-ALARIS-Medley 8100 |  | MEDLEY PUMP MODULE LVP *MEMORIAL HERMANN |  |  | PUMPINFUSION-ALARIS-Medley 8100 | [6 empty] | Verified as Rental |  |  | MHHS-Katy
NO | YES |  |  |  | FFL5737 |  | CAREFUSION | 8100M |  |  | Rental | MHHS-Katy |  |  |  | FFL5737 |  | Katy |  | Rental | [7 empty] | PUMPINFUSION-ALARIS-Medley 8100 |  | MEDLEY PUMP MODULE LVP *MEMORIAL HERMANN |  |  | PUMPINFUSION-ALARIS-Medley 8100 | [6 empty] | Verified as Rental |  |  | MHHS-Katy
NO | YES |  |  |  | FFL5752 |  | CAREFUSION | 8100M |  |  | Rental | MHHS-Katy |  |  |  | FFL5752 |  | Katy |  | Rental | [7 empty] | PUMPINFUSION-ALARIS-Medley 8100 |  | MEDLEY PUMP MODULE LVP *MEMORIAL HERMANN |  |  | PUMPINFUSION-ALARIS-Medley 8100 | [6 empty] | Verified as Rental |  |  | MHHS-Katy
NO | YES |  |  |  | FFL5814 |  | CAREFUSION | 8100M |  |  | Rental | MHHS-Katy |  |  |  | FFL5814 |  | Katy |  | Rental | [7 empty] | PUMPINFUSION-ALARIS-Medley 8100 |  | MEDLEY PUMP MODULE LVP *MEMORIAL HERMANN |  |  | PUMPINFUSION-ALARIS-Medley 8100 | [6 empty] | Verified as Rental |  |  | MHHS-Katy
NO | YES |  |  |  | FFL5824 |  | CAREFUSION | 8100M |  |  | Rental | MHHS-Katy |  |  |  | FFL5824 |  | Katy |  | Rental | [7 empty] | PUMPINFUSION-ALARIS-Medley 8100 |  | MEDLEY PUMP MODULE LVP *MEMORIAL HERMANN |  |  | PUMPINFUSION-ALARIS-Medley 8100 | [6 empty] | Verified as Rental |  |  | MHHS-Katy
NO | YES |  |  |  | FFL5916 |  | CAREFUSION | 8100M |  |  | Rental | MHHS-Katy |  |  |  | FFL5916 |  | Katy |  | Rental | [7 empty] | PUMPINFUSION-ALARIS-Medley 8100 |  | MEDLEY PUMP MODULE LVP *MEMORIAL HERMANN |  |  | PUMPINFUSION-ALARIS-Medley 8100 | [6 empty] | Verified as Rental |  |  | MHHS-Katy
NO | YES |  |  |  | FFL5941 |  | CAREFUSION | 8100M |  |  | Rental | MHHS-Katy |  |  |  | FFL5941 |  | Katy |  | Rental | [7 empty] | PUMPINFUSION-ALARIS-Medley 8100 |  | MEDLEY PUMP MODULE LVP *MEMORIAL HERMANN |  |  | PUMPINFUSION-ALARIS-Medley 8100 | [6 empty] | Verified as Rental |  |  | MHHS-Katy
NO | YES |  |  |  | FFL5984 |  | CAREFUSION | 8100M |  |  | Rental | MHHS-Katy |  |  |  | FFL5984 |  | Katy |  | Rental | [7 empty] | PUMPINFUSION-ALARIS-Medley 8100 |  | MEDLEY PUMP MODULE LVP *MEMORIAL HERMANN |  |  | PUMPINFUSION-ALARIS-Medley 8100 | [6 empty] | Verified as Rental |  |  | MHHS-Katy
NO | YES |  |  |  | FFL6011 |  | CAREFUSION | 8100M |  |  | Rental | MHHS-Katy |  |  |  | FFL6011 |  | Katy |  | Rental | [7 empty] | PUMPINFUSION-ALARIS-Medley 8100 |  | MEDLEY PUMP MODULE LVP *MEMORIAL HERMANN |  |  | PUMPINFUSION-ALARIS-Medley 8100 | [6 empty] | Verified as Rental |  |  | MHHS-Katy
NO | YES |  |  |  | FFL6041 |  | CAREFUSION | 8100M |  |  | Rental | MHHS-Katy |  |  |  | FFL6041 |  | Katy |  | Rental | [7 empty] | PUMPINFUSION-ALARIS-Medley 8100 |  | MEDLEY PUMP MODULE LVP *MEMORIAL HERMANN |  |  | PUMPINFUSION-ALARIS-Medley 8100 | [6 empty] | Verified as Rental |  |  | MHHS-Katy
NO | YES |  |  |  | FFL6052 |  | CAREFUSION | 8100M |  |  | Rental | MHHS-Katy |  |  |  | FFL6052 |  | Katy |  | Rental | [7 empty] | PUMPINFUSION-ALARIS-Medley 8100 |  | MEDLEY PUMP MODULE LVP *MEMORIAL HERMANN |  |  | PUMPINFUSION-ALARIS-Medley 8100 | [6 empty] | Verified as Rental |  |  | MHHS-Katy
NO | YES |  |  |  | FFL6053 |  | CAREFUSION | 8100M |  |  | Rental | MHHS-Katy |  |  |  | FFL6053 |  | Katy |  | Rental | [7 empty] | PUMPINFUSION-ALARIS-Medley 8100 |  | MEDLEY PUMP MODULE LVP *MEMORIAL HERMANN |  |  | PUMPINFUSION-ALARIS-Medley 8100 | [6 empty] | Verified as Rental |  |  | MHHS-Katy
NO | YES |  |  |  | FFL6067 |  | CAREFUSION | 8100M |  |  | Rental | MHHS-Katy |  |  |  | FFL6067 |  | Katy |  | Rental | [7 empty] | PUMPINFUSION-ALARIS-Medley 8100 |  | MEDLEY PUMP MODULE LVP *MEMORIAL HERMANN |  |  | PUMPINFUSION-ALARIS-Medley 8100 | [6 empty] | Verified as Rental |  |  | MHHS-Katy
NO | YES |  |  |  | FFL6077 |  | CAREFUSION | 8100M |  |  | Rental | MHHS-Katy |  |  |  | FFL6077 |  | Katy |  | Rental | [7 empty] | PUMPINFUSION-ALARIS-Medley 8100 |  | MEDLEY PUMP MODULE LVP *MEMORIAL HERMANN |  |  | PUMPINFUSION-ALARIS-Medley 8100 | [6 empty] | Verified as Rental |  |  | MHHS-Katy
NO | YES |  |  |  | FFL6102 |  | CAREFUSION | 8100M |  |  | Rental | MHHS-Katy |  |  |  | FFL6102 |  | Katy |  | Rental | [7 empty] | PUMPINFUSION-ALARIS-Medley 8100 |  | MEDLEY PUMP MODULE LVP *MEMORIAL HERMANN |  |  | PUMPINFUSION-ALARIS-Medley 8100 | [6 empty] | Verified as Rental |  |  | MHHS-Katy
NO | YES |  |  |  | FFL6108 |  | CAREFUSION | 8100M |  |  | Rental | MHHS-Katy |  |  |  | FFL6108 |  | Katy |  | Rental | [7 empty] | PUMPINFUSION-ALARIS-Medley 8100 |  | MEDLEY PUMP MODULE LVP *MEMORIAL HERMANN |  |  | PUMPINFUSION-ALARIS-Medley 8100 | [6 empty] | Verified as Rental |  |  | MHHS-Katy
NO | YES |  |  |  | FFL6136 |  | CAREFUSION | 8100M |  |  | Rental | MHHS-Katy |  |  |  | FFL6136 |  | Katy |  | Rental | [7 empty] | PUMPINFUSION-ALARIS-Medley 8100 |  | MEDLEY PUMP MODULE LVP *MEMORIAL HERMANN |  |  | PUMPINFUSION-ALARIS-Medley 8100 | [6 empty] | Verified as Rental |  |  | MHHS-Katy
NO | YES |  |  |  | FFL6139 |  | CAREFUSION | 8100M |  |  | Rental | MHHS-Katy |  |  |  | FFL6139 |  | Katy |  | Rental | [7 empty] | PUMPINFUSION-ALARIS-Medley 8100 |  | MEDLEY PUMP MODULE LVP *MEMORIAL HERMANN |  |  | PUMPINFUSION-ALARIS-Medley 8100 | [6 empty] | Verified as Rental |  |  | MHHS-Katy
NO | YES |  |  |  | FFL6204 |  | CAREFUSION | 8100M |  |  | Rental | MHHS-Katy |  |  |  | FFL6204 |  | Katy |  | Rental | [7 empty] | PUMPINFUSION-ALARIS-Medley 8100 |  | MEDLEY PUMP MODULE LVP *MEMORIAL HERMANN |  |  | PUMPINFUSION-ALARIS-Medley 8100 | [6 empty] | Verified as Rental |  |  | MHHS-Katy
NO | YES |  |  |  | FFL6211 |  | CAREFUSION | 8100M |  |  | Rental | MHHS-Katy |  |  |  | FFL6211 |  | Katy |  | Rental | [7 empty] | PUMPINFUSION-ALARIS-Medley 8100 |  | MEDLEY PUMP MODULE LVP *MEMORIAL HERMANN |  |  | PUMPINFUSION-ALARIS-Medley 8100 | [6 empty] | Verified as Rental |  |  | MHHS-Katy
NO | YES |  |  |  | FFL6236 |  | CAREFUSION | 8100M |  |  | Rental | MHHS-Katy |  |  |  | FFL6236 |  | Katy |  | Rental | [7 empty] | PUMPINFUSION-ALARIS-Medley 8100 |  | MEDLEY PUMP MODULE LVP *MEMORIAL HERMANN |  |  | PUMPINFUSION-ALARIS-Medley 8100 | [6 empty] | Verified as Rental |  |  | MHHS-Katy
NO | YES |  |  |  | FFL6281 |  | CAREFUSION | 8100M |  |  | Rental | MHHS-Katy |  |  |  | FFL6281 |  | Katy |  | Rental | [7 empty] | PUMPINFUSION-ALARIS-Medley 8100 |  | MEDLEY PUMP MODULE LVP *MEMORIAL HERMANN |  |  | PUMPINFUSION-ALARIS-Medley 8100 | [6 empty] | Verified as Rental |  |  | MHHS-Katy
NO | YES |  |  |  | FFL6283 |  | CAREFUSION | 8100M |  |  | Rental | MHHS-Katy |  |  |  | FFL6283 |  | Katy |  | Rental | [7 empty] | PUMPINFUSION-ALARIS-Medley 8100 |  | MEDLEY PUMP MODULE LVP *MEMORIAL HERMANN |  |  | PUMPINFUSION-ALARIS-Medley 8100 | [6 empty] | Verified as Rental |  |  | MHHS-Katy
NO | YES |  |  |  | FFL6426 |  | CAREFUSION | 8100M |  |  | Rental | MHHS-Katy |  |  |  | FFL6426 |  | Katy |  | Rental | [7 empty] | PUMPINFUSION-ALARIS-Medley 8100 |  | MEDLEY PUMP MODULE LVP *MEMORIAL HERMANN |  |  | PUMPINFUSION-ALARIS-Medley 8100 | [6 empty] | Verified as Rental |  |  | MHHS-Katy
NO | YES |  |  |  | FFL6431 |  | CAREFUSION | 8100M |  |  | Rental | MHHS-Katy |  |  |  | FFL6431 |  | Katy |  | Rental | [7 empty] | PUMPINFUSION-ALARIS-Medley 8100 |  | MEDLEY PUMP MODULE LVP *MEMORIAL HERMANN |  |  | PUMPINFUSION-ALARIS-Medley 8100 | [6 empty] | Verified as Rental |  |  | MHHS-Katy
NO | YES |  |  |  | FFL6450 |  | CAREFUSION | 8100M |  |  | Rental | MHHS-Katy |  |  |  | FFL6450 |  | Katy |  | Rental | [7 empty] | PUMPINFUSION-ALARIS-Medley 8100 |  | MEDLEY PUMP MODULE LVP *MEMORIAL HERMANN |  |  | PUMPINFUSION-ALARIS-Medley 8100 | [6 empty] | Verified as Rental |  |  | MHHS-Katy
NO | YES |  |  |  | FFL6459 |  | CAREFUSION | 8100M |  |  | Rental | MHHS-Katy |  |  |  | FFL6459 |  | Katy |  | Rental | [7 empty] | PUMPINFUSION-ALARIS-Medley 8100 |  | MEDLEY PUMP MODULE LVP *MEMORIAL HERMANN |  |  | PUMPINFUSION-ALARIS-Medley 8100 | [6 empty] | Verified as Rental |  |  | MHHS-Katy
NO | YES |  |  |  | FFL6514 |  | CAREFUSION | 8100M |  |  | Rental | MHHS-Katy |  |  |  | FFL6514 |  | Katy |  | Rental | [7 empty] | PUMPINFUSION-ALARIS-Medley 8100 |  | MEDLEY PUMP MODULE LVP *MEMORIAL HERMANN |  |  | PUMPINFUSION-ALARIS-Medley 8100 | [6 empty] | Verified as Rental |  |  | MHHS-Katy
NO | YES |  |  |  | FFL6515 |  | CAREFUSION | 8100M |  |  | Rental | MHHS-Katy |  |  |  | FFL6515 |  | Katy |  | Rental | [7 empty] | PUMPINFUSION-ALARIS-Medley 8100 |  | MEDLEY PUMP MODULE LVP *MEMORIAL HERMANN |  |  | PUMPINFUSION-ALARIS-Medley 8100 | [6 empty] | Verified as Rental |  |  | MHHS-Katy
NO | YES |  |  |  | FFL6541 |  | CAREFUSION | 8100M |  |  | Rental | MHHS-Katy |  |  |  | FFL6541 |  | Katy |  | Rental | [7 empty] | PUMPINFUSION-ALARIS-Medley 8100 |  | MEDLEY PUMP MODULE LVP *MEMORIAL HERMANN |  |  | PUMPINFUSION-ALARIS-Medley 8100 | [6 empty] | Verified as Rental |  |  | MHHS-Katy
NO | YES |  |  |  | FFL6551 |  | CAREFUSION | 8100M |  |  | Rental | MHHS-Katy |  |  |  | FFL6551 |  | Katy |  | Rental | [7 empty] | PUMPINFUSION-ALARIS-Medley 8100 |  | MEDLEY PUMP MODULE LVP *MEMORIAL HERMANN |  |  | PUMPINFUSION-ALARIS-Medley 8100 | [6 empty] | Verified as Rental |  |  | MHHS-Katy
NO | YES |  |  |  | FFL6560 |  | CAREFUSION | 8100M |  |  | Rental | MHHS-Katy |  |  |  | FFL6560 |  | Katy |  | Rental | [7 empty] | PUMPINFUSION-ALARIS-Medley 8100 |  | MEDLEY PUMP MODULE LVP *MEMORIAL HERMANN |  |  | PUMPINFUSION-ALARIS-Medley 8100 | [6 empty] | Verified as Rental |  |  | MHHS-Katy
NO | YES |  |  |  | FFL6587 |  | CAREFUSION | 8100M |  |  | Rental | MHHS-Katy |  |  |  | FFL6587 |  | Katy |  | Rental | [7 empty] | PUMPINFUSION-ALARIS-Medley 8100 |  | MEDLEY PUMP MODULE LVP *MEMORIAL HERMANN |  |  | PUMPINFUSION-ALARIS-Medley 8100 | [6 empty] | Verified as Rental |  |  | MHHS-Katy
NO | YES |  |  |  | FFL6588 |  | CAREFUSION | 8100M |  |  | Rental | MHHS-Katy |  |  |  | FFL6588 |  | Katy |  | Rental | [7 empty] | PUMPINFUSION-ALARIS-Medley 8100 |  | MEDLEY PUMP MODULE LVP *MEMORIAL HERMANN |  |  | PUMPINFUSION-ALARIS-Medley 8100 | [6 empty] | Verified as Rental |  |  | MHHS-Katy
NO | YES |  |  |  | FFL6602 |  | CAREFUSION | 8100M |  |  | Rental | MHHS-Katy |  |  |  | FFL6602 |  | Katy |  | Rental | [7 empty] | PUMPINFUSION-ALARIS-Medley 8100 |  | MEDLEY PUMP MODULE LVP *MEMORIAL HERMANN |  |  | PUMPINFUSION-ALARIS-Medley 8100 | [6 empty] | Verified as Rental |  |  | MHHS-Katy
NO | YES |  |  |  | FFL6613 |  | CAREFUSION | 8100M |  |  | Rental | MHHS-Katy |  |  |  | FFL6613 |  | Katy |  | Rental | [7 empty] | PUMPINFUSION-ALARIS-Medley 8100 |  | MEDLEY PUMP MODULE LVP *MEMORIAL HERMANN |  |  | PUMPINFUSION-ALARIS-Medley 8100 | [6 empty] | Verified as Rental |  |  | MHHS-Katy
NO | YES |  |  |  | FFL6624 |  | CAREFUSION | 8100M |  |  | Rental | MHHS-Katy |  |  |  | FFL6624 |  | Katy |  | Rental | [7 empty] | PUMPINFUSION-ALARIS-Medley 8100 |  | MEDLEY PUMP MODULE LVP *MEMORIAL HERMANN |  |  | PUMPINFUSION-ALARIS-Medley 8100 | [6 empty] | Verified as Rental |  |  | MHHS-Katy
NO | YES |  |  |  | FFL6672 |  | CAREFUSION | 8100M |  |  | Rental | MHHS-Katy |  |  |  | FFL6672 |  | Katy |  | Rental | [7 empty] | PUMPINFUSION-ALARIS-Medley 8100 |  | MEDLEY PUMP MODULE LVP *MEMORIAL HERMANN |  |  | PUMPINFUSION-ALARIS-Medley 8100 | [6 empty] | Verified as Rental |  |  | MHHS-Katy
NO | YES |  |  |  | FFL6685 |  | CAREFUSION | 8100M |  |  | Rental | MHHS-Katy |  |  |  | FFL6685 |  | Katy |  | Rental | [7 empty] | PUMPINFUSION-ALARIS-Medley 8100 |  | MEDLEY PUMP MODULE LVP *MEMORIAL HERMANN |  |  | PUMPINFUSION-ALARIS-Medley 8100 | [6 empty] | Verified as Rental |  |  | MHHS-Katy
NO | YES |  |  |  | FFL6699 |  | CAREFUSION | 8100M |  |  | Rental | MHHS-Katy |  |  |  | FFL6699 |  | Katy |  | Rental | [7 empty] | PUMPINFUSION-ALARIS-Medley 8100 |  | MEDLEY PUMP MODULE LVP *MEMORIAL HERMANN |  |  | PUMPINFUSION-ALARIS-Medley 8100 | [6 empty] | Verified as Rental |  |  | MHHS-Katy
NO | YES |  |  |  | FFL6708 |  | CAREFUSION | 8100M |  |  | Rental | MHHS-Katy |  |  |  | FFL6708 |  | Katy |  | Rental | [7 empty] | PUMPINFUSION-ALARIS-Medley 8100 |  | MEDLEY PUMP MODULE LVP *MEMORIAL HERMANN |  |  | PUMPINFUSION-ALARIS-Medley 8100 | [6 empty] | Verified as Rental |  |  | MHHS-Katy
NO | YES |  |  |  | FFL6741 |  | CAREFUSION | 8100M |  |  | Rental | MHHS-Katy |  |  |  | FFL6741 |  | Katy |  | Rental | [7 empty] | PUMPINFUSION-ALARIS-Medley 8100 |  | MEDLEY PUMP MODULE LVP *MEMORIAL HERMANN |  |  | PUMPINFUSION-ALARIS-Medley 8100 | [6 empty] | Verified as Rental |  |  | MHHS-Katy
NO | YES |  |  |  | FFL6746 |  | CAREFUSION | 8100M |  |  | Rental | MHHS-Katy |  |  |  | FFL6746 |  | Katy |  | Rental | [7 empty] | PUMPINFUSION-ALARIS-Medley 8100 |  | MEDLEY PUMP MODULE LVP *MEMORIAL HERMANN |  |  | PUMPINFUSION-ALARIS-Medley 8100 | [6 empty] | Verified as Rental |  |  | MHHS-Katy
NO | YES |  |  |  | FFL6757 |  | CAREFUSION | 8100M |  |  | Rental | MHHS-Katy |  |  |  | FFL6757 |  | Katy |  | Rental | [7 empty] | PUMPINFUSION-ALARIS-Medley 8100 |  | MEDLEY PUMP MODULE LVP *MEMORIAL HERMANN |  |  | PUMPINFUSION-ALARIS-Medley 8100 | [6 empty] | Verified as Rental |  |  | MHHS-Katy
NO | YES |  |  |  | FFL6853 |  | CAREFUSION | 8100M |  |  | Rental | MHHS-Katy |  |  |  | FFL6853 |  | Katy |  | Rental | [7 empty] | PUMPINFUSION-ALARIS-Medley 8100 |  | MEDLEY PUMP MODULE LVP *MEMORIAL HERMANN |  |  | PUMPINFUSION-ALARIS-Medley 8100 | [6 empty] | Verified as Rental |  |  | MHHS-Katy
NO | YES |  |  |  | FFL6857 |  | CAREFUSION | 8100M |  |  | Rental | MHHS-Katy |  |  |  | FFL6857 |  | Katy |  | Rental | [7 empty] | PUMPINFUSION-ALARIS-Medley 8100 |  | MEDLEY PUMP MODULE LVP *MEMORIAL HERMANN |  |  | PUMPINFUSION-ALARIS-Medley 8100 | [6 empty] | Verified as Rental |  |  | MHHS-Katy
NO | YES |  |  |  | FFL6893 |  | CAREFUSION | 8100M |  |  | Rental | MHHS-Katy |  |  |  | FFL6893 |  | Katy |  | Rental | [7 empty] | PUMPINFUSION-ALARIS-Medley 8100 |  | MEDLEY PUMP MODULE LVP *MEMORIAL HERMANN |  |  | PUMPINFUSION-ALARIS-Medley 8100 | [6 empty] | Verified as Rental |  |  | MHHS-Katy
NO | YES |  |  |  | FFL6926 |  | CAREFUSION | 8100M |  |  | Rental | MHHS-Katy |  |  |  | FFL6926 |  | Katy |  | Rental | [7 empty] | PUMPINFUSION-ALARIS-Medley 8100 |  | MEDLEY PUMP MODULE LVP *MEMORIAL HERMANN |  |  | PUMPINFUSION-ALARIS-Medley 8100 | [6 empty] | Verified as Rental |  |  | MHHS-Katy
NO | YES |  |  |  | FFL6949 |  | CAREFUSION | 8100M |  |  | Rental | MHHS-Katy |  |  |  | FFL6949 |  | Katy |  | Rental | [7 empty] | PUMPINFUSION-ALARIS-Medley 8100 |  | MEDLEY PUMP MODULE LVP *MEMORIAL HERMANN |  |  | PUMPINFUSION-ALARIS-Medley 8100 | [6 empty] | Verified as Rental |  |  | MHHS-Katy
NO | YES |  |  |  | FFL6968 |  | CAREFUSION | 8100M |  |  | Rental | MHHS-Katy |  |  |  | FFL6968 |  | Katy |  | Rental | [7 empty] | PUMPINFUSION-ALARIS-Medley 8100 |  | MEDLEY PUMP MODULE LVP *MEMORIAL HERMANN |  |  | PUMPINFUSION-ALARIS-Medley 8100 | [6 empty] | Verified as Rental |  |  | MHHS-Katy
NO | YES |  |  |  | FFL6979 |  | CAREFUSION | 8100M |  |  | Rental | MHHS-Katy |  |  |  | FFL6979 |  | Katy |  | Rental | [7 empty] | PUMPINFUSION-ALARIS-Medley 8100 |  | MEDLEY PUMP MODULE LVP *MEMORIAL HERMANN |  |  | PUMPINFUSION-ALARIS-Medley 8100 | [6 empty] | Verified as Rental |  |  | MHHS-Katy
NO | YES |  |  |  | FFL6982 |  | CAREFUSION | 8100M |  |  | Rental | MHHS-Katy |  |  |  | FFL6982 |  | Katy |  | Rental | [7 empty] | PUMPINFUSION-ALARIS-Medley 8100 |  | MEDLEY PUMP MODULE LVP *MEMORIAL HERMANN |  |  | PUMPINFUSION-ALARIS-Medley 8100 | [6 empty] | Verified as Rental |  |  | MHHS-Katy
NO | YES |  |  |  | FFL6999 |  | CAREFUSION | 8100M |  |  | Rental | MHHS-Katy |  |  |  | FFL6999 |  | Katy |  | Rental | [7 empty] | PUMPINFUSION-ALARIS-Medley 8100 |  | MEDLEY PUMP MODULE LVP *MEMORIAL HERMANN |  |  | PUMPINFUSION-ALARIS-Medley 8100 | [6 empty] | Verified as Rental |  |  | MHHS-Katy
NO | YES |  |  |  | FFL7003 |  | CAREFUSION | 8100M |  |  | Rental | MHHS-Katy |  |  |  | FFL7003 |  | Katy |  | Rental | [7 empty] | PUMPINFUSION-ALARIS-Medley 8100 |  | MEDLEY PUMP MODULE LVP *MEMORIAL HERMANN |  |  | PUMPINFUSION-ALARIS-Medley 8100 | [6 empty] | Verified as Rental |  |  | MHHS-Katy
NO | YES |  |  |  | FFL7023 |  | CAREFUSION | 8100M |  |  | Rental | MHHS-Katy |  |  |  | FFL7023 |  | Katy |  | Rental | [7 empty] | PUMPINFUSION-ALARIS-Medley 8100 |  | MEDLEY PUMP MODULE LVP *MEMORIAL HERMANN |  |  | PUMPINFUSION-ALARIS-Medley 8100 | [6 empty] | Verified as Rental |  |  | MHHS-Katy
NO | YES |  |  |  | FFL7026 |  | CAREFUSION | 8100M |  |  | Rental | MHHS-Katy |  |  |  | FFL7026 |  | Katy |  | Rental | [7 empty] | PUMPINFUSION-ALARIS-Medley 8100 |  | MEDLEY PUMP MODULE LVP *MEMORIAL HERMANN |  |  | PUMPINFUSION-ALARIS-Medley 8100 | [6 empty] | Verified as Rental |  |  | MHHS-Katy
NO | YES |  |  |  | FFL7043 |  | CAREFUSION | 8100M |  |  | Rental | MHHS-Katy |  |  |  | FFL7043 |  | Katy |  | Rental | [7 empty] | PUMPINFUSION-ALARIS-Medley 8100 |  | MEDLEY PUMP MODULE LVP *MEMORIAL HERMANN |  |  | PUMPINFUSION-ALARIS-Medley 8100 | [6 empty] | Verified as Rental |  |  | MHHS-Katy
NO | YES |  |  |  | FFL7071 |  | CAREFUSION | 8100M |  |  | Rental | MHHS-Katy |  |  |  | FFL7071 |  | Katy |  | Rental | [7 empty] | PUMPINFUSION-ALARIS-Medley 8100 |  | MEDLEY PUMP MODULE LVP *MEMORIAL HERMANN |  |  | PUMPINFUSION-ALARIS-Medley 8100 | [6 empty] | Verified as Rental |  |  | MHHS-Katy
NO | YES |  |  |  | FFL7083 |  | CAREFUSION | 8100M |  |  | Rental | MHHS-Katy |  |  |  | FFL7083 |  | Katy |  | Rental | [7 empty] | PUMPINFUSION-ALARIS-Medley 8100 |  | MEDLEY PUMP MODULE LVP *MEMORIAL HERMANN |  |  | PUMPINFUSION-ALARIS-Medley 8100 | [6 empty] | Verified as Rental |  |  | MHHS-Katy
NO | YES |  |  |  | FFL7095 |  | CAREFUSION | 8100M |  |  | Rental | MHHS-Katy |  |  |  | FFL7095 |  | Katy |  | Rental | [7 empty] | PUMPINFUSION-ALARIS-Medley 8100 |  | MEDLEY PUMP MODULE LVP *MEMORIAL HERMANN |  |  | PUMPINFUSION-ALARIS-Medley 8100 | [6 empty] | Verified as Rental |  |  | MHHS-Katy
NO | YES |  |  |  | FFL7099 |  | CAREFUSION | 8100M |  |  | Rental | MHHS-Katy |  |  |  | FFL7099 |  | Katy |  | Rental | [7 empty] | PUMPINFUSION-ALARIS-Medley 8100 |  | MEDLEY PUMP MODULE LVP *MEMORIAL HERMANN |  |  | PUMPINFUSION-ALARIS-Medley 8100 | [6 empty] | Verified as Rental |  |  | MHHS-Katy
NO | YES |  |  |  | FFL7118 |  | CAREFUSION | 8100M |  |  | Rental | MHHS-Katy |  |  |  | FFL7118 |  | Katy |  | Rental | [7 empty] | PUMPINFUSION-ALARIS-Medley 8100 |  | MEDLEY PUMP MODULE LVP *MEMORIAL HERMANN |  |  | PUMPINFUSION-ALARIS-Medley 8100 | [6 empty] | Verified as Rental |  |  | MHHS-Katy
NO | YES |  |  |  | FFL7139 |  | CAREFUSION | 8100M |  |  | Rental | MHHS-Katy |  |  |  | FFL7139 |  | Katy |  | Rental | [7 empty] | PUMPINFUSION-ALARIS-Medley 8100 |  | MEDLEY PUMP MODULE LVP *MEMORIAL HERMANN |  |  | PUMPINFUSION-ALARIS-Medley 8100 | [6 empty] | Verified as Rental |  |  | MHHS-Katy
NO | YES |  |  |  | FFL7150 |  | CAREFUSION | 8100M |  |  | Rental | MHHS-Katy |  |  |  | FFL7150 |  | Katy |  | Rental | [7 empty] | PUMPINFUSION-ALARIS-Medley 8100 |  | MEDLEY PUMP MODULE LVP *MEMORIAL HERMANN |  |  | PUMPINFUSION-ALARIS-Medley 8100 | [6 empty] | Verified as Rental |  |  | MHHS-Katy
NO | YES |  |  |  | FFL7210 |  | CAREFUSION | 8100M |  |  | Rental | MHHS-Katy |  |  |  | FFL7210 |  | Katy |  | Rental | [7 empty] | PUMPINFUSION-ALARIS-Medley 8100 |  | MEDLEY PUMP MODULE LVP *MEMORIAL HERMANN |  |  | PUMPINFUSION-ALARIS-Medley 8100 | [6 empty] | Verified as Rental |  |  | MHHS-Katy
NO | YES |  |  |  | FFL7216 |  | CAREFUSION | 8100M |  |  | Rental | MHHS-Katy |  |  |  | FFL7216 |  | Katy |  | Rental | [7 empty] | PUMPINFUSION-ALARIS-Medley 8100 |  | MEDLEY PUMP MODULE LVP *MEMORIAL HERMANN |  |  | PUMPINFUSION-ALARIS-Medley 8100 | [6 empty] | Verified as Rental |  |  | MHHS-Katy
NO | YES |  |  |  | FFL7244 |  | CAREFUSION | 8100M |  |  | Rental | MHHS-Katy |  |  |  | FFL7244 |  | Katy |  | Rental | [7 empty] | PUMPINFUSION-ALARIS-Medley 8100 |  | MEDLEY PUMP MODULE LVP *MEMORIAL HERMANN |  |  | PUMPINFUSION-ALARIS-Medley 8100 | [6 empty] | Verified as Rental |  |  | MHHS-Katy
NO | YES |  |  |  | FFL7267 |  | CAREFUSION | 8100M |  |  | Rental | MHHS-Katy |  |  |  | FFL7267 |  | Katy |  | Rental | [7 empty] | PUMPINFUSION-ALARIS-Medley 8100 |  | MEDLEY PUMP MODULE LVP *MEMORIAL HERMANN |  |  | PUMPINFUSION-ALARIS-Medley 8100 | [6 empty] | Verified as Rental |  |  | MHHS-Katy
NO | YES |  |  |  | FFL7283 |  | CAREFUSION | 8100M |  |  | Rental | MHHS-Katy |  |  |  | FFL7283 |  | Katy |  | Rental | [7 empty] | PUMPINFUSION-ALARIS-Medley 8100 |  | MEDLEY PUMP MODULE LVP *MEMORIAL HERMANN |  |  | PUMPINFUSION-ALARIS-Medley 8100 | [6 empty] | Verified as Rental |  |  | MHHS-Katy
NO | YES |  |  |  | FFL7298 |  | CAREFUSION | 8100M |  |  | Rental | MHHS-Katy |  |  |  | FFL7298 |  | Katy |  | Rental | [7 empty] | PUMPINFUSION-ALARIS-Medley 8100 |  | MEDLEY PUMP MODULE LVP *MEMORIAL HERMANN |  |  | PUMPINFUSION-ALARIS-Medley 8100 | [6 empty] | Verified as Rental |  |  | MHHS-Katy
NO | YES |  |  |  | FFL7313 |  | CAREFUSION | 8100M |  |  | Rental | MHHS-Katy |  |  |  | FFL7313 |  | Katy |  | Rental | [7 empty] | PUMPINFUSION-ALARIS-Medley 8100 |  | MEDLEY PUMP MODULE LVP *MEMORIAL HERMANN |  |  | PUMPINFUSION-ALARIS-Medley 8100 | [6 empty] | Verified as Rental |  |  | MHHS-Katy
NO | YES |  |  |  | FFL7323 |  | CAREFUSION | 8100M |  |  | Rental | MHHS-Katy |  |  |  | FFL7323 |  | Katy |  | Rental | [7 empty] | PUMPINFUSION-ALARIS-Medley 8100 |  | MEDLEY PUMP MODULE LVP *MEMORIAL HERMANN |  |  | PUMPINFUSION-ALARIS-Medley 8100 | [6 empty] | Verified as Rental |  |  | MHHS-Katy
NO | YES |  |  |  | FFL7324 |  | CAREFUSION | 8100M |  |  | Rental | MHHS-Katy |  |  |  | FFL7324 |  | Katy |  | Rental | [7 empty] | PUMPINFUSION-ALARIS-Medley 8100 |  | MEDLEY PUMP MODULE LVP *MEMORIAL HERMANN |  |  | PUMPINFUSION-ALARIS-Medley 8100 | [6 empty] | Verified as Rental |  |  | MHHS-Katy
NO | YES |  |  |  | FFL7343 |  | CAREFUSION | 8100M |  |  | Rental | MHHS-Katy |  |  |  | FFL7343 |  | Katy |  | Rental | [7 empty] | PUMPINFUSION-ALARIS-Medley 8100 |  | MEDLEY PUMP MODULE LVP *MEMORIAL HERMANN |  |  | PUMPINFUSION-ALARIS-Medley 8100 | [6 empty] | Verified as Rental |  |  | MHHS-Katy
NO | YES |  |  |  | FFL7368 |  | CAREFUSION | 8100M |  |  | Rental | MHHS-Katy |  |  |  | FFL7368 |  | Katy |  | Rental | [7 empty] | PUMPINFUSION-ALARIS-Medley 8100 |  | MEDLEY PUMP MODULE LVP *MEMORIAL HERMANN |  |  | PUMPINFUSION-ALARIS-Medley 8100 | [6 empty] | Verified as Rental |  |  | MHHS-Katy
NO | YES |  |  |  | FFL7380 |  | CAREFUSION | 8100M |  |  | Rental | MHHS-Katy |  |  |  | FFL7380 |  | Katy |  | Rental | [7 empty] | PUMPINFUSION-ALARIS-Medley 8100 |  | MEDLEY PUMP MODULE LVP *MEMORIAL HERMANN |  |  | PUMPINFUSION-ALARIS-Medley 8100 | [6 empty] | Verified as Rental |  |  | MHHS-Katy
NO | YES |  |  |  | FFL7439 |  | CAREFUSION | 8100M |  |  | Rental | MHHS-Katy |  |  |  | FFL7439 |  | Katy |  | Rental | [7 empty] | PUMPINFUSION-ALARIS-Medley 8100 |  | MEDLEY PUMP MODULE LVP *MEMORIAL HERMANN |  |  | PUMPINFUSION-ALARIS-Medley 8100 | [6 empty] | Verified as Rental |  |  | MHHS-Katy
NO | YES |  |  |  | FFL7453 |  | CAREFUSION | 8100M |  |  | Rental | MHHS-Katy |  |  |  | FFL7453 |  | Katy |  | Rental | [7 empty] | PUMPINFUSION-ALARIS-Medley 8100 |  | MEDLEY PUMP MODULE LVP *MEMORIAL HERMANN |  |  | PUMPINFUSION-ALARIS-Medley 8100 | [6 empty] | Verified as Rental |  |  | MHHS-Katy
NO | YES |  |  |  | FFL7523 |  | CAREFUSION | 8100M |  |  | Rental | MHHS-Katy |  |  |  | FFL7523 |  | Katy |  | Rental | [7 empty] | PUMPINFUSION-ALARIS-Medley 8100 |  | MEDLEY PUMP MODULE LVP *MEMORIAL HERMANN |  |  | PUMPINFUSION-ALARIS-Medley 8100 | [6 empty] | Verified as Rental |  |  | MHHS-Katy
NO | YES |  |  |  | FFL7570 |  | CAREFUSION | 8100M |  |  | Rental | MHHS-Katy |  |  |  | FFL7570 |  | Katy |  | Rental | [7 empty] | PUMPINFUSION-ALARIS-Medley 8100 |  | MEDLEY PUMP MODULE LVP *MEMORIAL HERMANN |  |  | PUMPINFUSION-ALARIS-Medley 8100 | [6 empty] | Verified as Rental |  |  | MHHS-Katy
NO | YES |  |  |  | FFL7587 |  | CAREFUSION | 8100M |  |  | Rental | MHHS-Katy |  |  |  | FFL7587 |  | Katy |  | Rental | [7 empty] | PUMPINFUSION-ALARIS-Medley 8100 |  | MEDLEY PUMP MODULE LVP *MEMORIAL HERMANN |  |  | PUMPINFUSION-ALARIS-Medley 8100 | [6 empty] | Verified as Rental |  |  | MHHS-Katy
NO | YES |  |  |  | FFL7657 |  | CAREFUSION | 8100M |  |  | Rental | MHHS-Katy |  |  |  | FFL7657 |  | Katy |  | Rental | [7 empty] | PUMPINFUSION-ALARIS-Medley 8100 |  | MEDLEY PUMP MODULE LVP *MEMORIAL HERMANN |  |  | PUMPINFUSION-ALARIS-Medley 8100 | [6 empty] | Verified as Rental |  |  | MHHS-Katy
NO | YES |  |  |  | FFL7680 |  | CAREFUSION | 8100M |  |  | Rental | MHHS-Katy |  |  |  | FFL7680 |  | Katy |  | Rental | [7 empty] | PUMPINFUSION-ALARIS-Medley 8100 |  | MEDLEY PUMP MODULE LVP *MEMORIAL HERMANN |  |  | PUMPINFUSION-ALARIS-Medley 8100 | [6 empty] | Verified as Rental |  |  | MHHS-Katy
NO | YES |  |  |  | FFL7686 |  | CAREFUSION | 8100M |  |  | Rental | MHHS-Katy |  |  |  | FFL7686 |  | Katy |  | Rental | [7 empty] | PUMPINFUSION-ALARIS-Medley 8100 |  | MEDLEY PUMP MODULE LVP *MEMORIAL HERMANN |  |  | PUMPINFUSION-ALARIS-Medley 8100 | [6 empty] | Verified as Rental |  |  | MHHS-Katy
NO | YES |  |  |  | FFL7693 |  | CAREFUSION | 8100M |  |  | Rental | MHHS-Katy |  |  |  | FFL7693 |  | Katy |  | Rental | [7 empty] | PUMPINFUSION-ALARIS-Medley 8100 |  | MEDLEY PUMP MODULE LVP *MEMORIAL HERMANN |  |  | PUMPINFUSION-ALARIS-Medley 8100 | [6 empty] | Verified as Rental |  |  | MHHS-Katy
NO | YES |  |  |  | FFL7726 |  | CAREFUSION | 8100M |  |  | Rental | MHHS-Katy |  |  |  | FFL7726 |  | Katy |  | Rental | [7 empty] | PUMPINFUSION-ALARIS-Medley 8100 |  | MEDLEY PUMP MODULE LVP *MEMORIAL HERMANN |  |  | PUMPINFUSION-ALARIS-Medley 8100 | [6 empty] | Verified as Rental |  |  | MHHS-Katy
NO | YES |  |  |  | FFL7741 |  | CAREFUSION | 8100M |  |  | Rental | MHHS-Katy |  |  |  | FFL7741 |  | Katy |  | Rental | [7 empty] | PUMPINFUSION-ALARIS-Medley 8100 |  | MEDLEY PUMP MODULE LVP *MEMORIAL HERMANN |  |  | PUMPINFUSION-ALARIS-Medley 8100 | [6 empty] | Verified as Rental |  |  | MHHS-Katy
NO | YES |  |  |  | FFL7788 |  | CAREFUSION | 8100M |  |  | Rental | MHHS-Katy |  |  |  | FFL7788 |  | Katy |  | Rental | [7 empty] | PUMPINFUSION-ALARIS-Medley 8100 |  | MEDLEY PUMP MODULE LVP *MEMORIAL HERMANN |  |  | PUMPINFUSION-ALARIS-Medley 8100 | [6 empty] | Verified as Rental |  |  | MHHS-Katy
NO | YES |  |  |  | FFL7792 |  | CAREFUSION | 8100M |  |  | Rental | MHHS-Katy |  |  |  | FFL7792 |  | Katy |  | Rental | [7 empty] | PUMPINFUSION-ALARIS-Medley 8100 |  | MEDLEY PUMP MODULE LVP *MEMORIAL HERMANN |  |  | PUMPINFUSION-ALARIS-Medley 8100 | [6 empty] | Verified as Rental |  |  | MHHS-Katy
NO | YES |  |  |  | FFL7856 |  | CAREFUSION | 8100M |  |  | Rental | MHHS-Katy |  |  |  | FFL7856 |  | Katy |  | Rental | [7 empty] | PUMPINFUSION-ALARIS-Medley 8100 |  | MEDLEY PUMP MODULE LVP *MEMORIAL HERMANN |  |  | PUMPINFUSION-ALARIS-Medley 8100 | [6 empty] | Verified as Rental |  |  | MHHS-Katy
NO | YES |  |  |  | FFL7880 |  | CAREFUSION | 8100M |  |  | Rental | MHHS-Katy |  |  |  | FFL7880 |  | Katy |  | Rental | [7 empty] | PUMPINFUSION-ALARIS-Medley 8100 |  | MEDLEY PUMP MODULE LVP *MEMORIAL HERMANN |  |  | PUMPINFUSION-ALARIS-Medley 8100 | [6 empty] | Verified as Rental |  |  | MHHS-Katy
NO | YES |  |  |  | FFL7889 |  | CAREFUSION | 8100M |  |  | Rental | MHHS-Katy |  |  |  | FFL7889 |  | Katy |  | Rental | [7 empty] | PUMPINFUSION-ALARIS-Medley 8100 |  | MEDLEY PUMP MODULE LVP *MEMORIAL HERMANN |  |  | PUMPINFUSION-ALARIS-Medley 8100 | [6 empty] | Verified as Rental |  |  | MHHS-Katy
NO | YES |  |  |  | FFL7901 |  | CAREFUSION | 8100M |  |  | Rental | MHHS-Katy |  |  |  | FFL7901 |  | Katy |  | Rental | [7 empty] | PUMPINFUSION-ALARIS-Medley 8100 |  | MEDLEY PUMP MODULE LVP *MEMORIAL HERMANN |  |  | PUMPINFUSION-ALARIS-Medley 8100 | [6 empty] | Verified as Rental |  |  | MHHS-Katy
NO | YES |  |  |  | FFL7916 |  | CAREFUSION | 8100M |  |  | Rental | MHHS-Katy |  |  |  | FFL7916 |  | Katy |  | Rental | [7 empty] | PUMPINFUSION-ALARIS-Medley 8100 |  | MEDLEY PUMP MODULE LVP *MEMORIAL HERMANN |  |  | PUMPINFUSION-ALARIS-Medley 8100 | [6 empty] | Verified as Rental |  |  | MHHS-Katy
NO | YES |  |  |  | FFL7920 |  | CAREFUSION | 8100M |  |  | Rental | MHHS-Katy |  |  |  | FFL7920 |  | Katy |  | Rental | [7 empty] | PUMPINFUSION-ALARIS-Medley 8100 |  | MEDLEY PUMP MODULE LVP *MEMORIAL HERMANN |  |  | PUMPINFUSION-ALARIS-Medley 8100 | [6 empty] | Verified as Rental |  |  | MHHS-Katy
NO | YES |  |  |  | FFL7929 |  | CAREFUSION | 8100M |  |  | Rental | MHHS-Katy |  |  |  | FFL7929 |  | Katy |  | Rental | [7 empty] | PUMPINFUSION-ALARIS-Medley 8100 |  | MEDLEY PUMP MODULE LVP *MEMORIAL HERMANN |  |  | PUMPINFUSION-ALARIS-Medley 8100 | [6 empty] | Verified as Rental |  |  | MHHS-Katy
NO | YES |  |  |  | FFL7949 |  | CAREFUSION | 8100M |  |  | Rental | MHHS-Katy |  |  |  | FFL7949 |  | Katy |  | Rental | [7 empty] | PUMPINFUSION-ALARIS-Medley 8100 |  | MEDLEY PUMP MODULE LVP *MEMORIAL HERMANN |  |  | PUMPINFUSION-ALARIS-Medley 8100 | [6 empty] | Verified as Rental |  |  | MHHS-Katy
NO | YES |  |  |  | FFL7987 |  | CAREFUSION | 8100M |  |  | Rental | MHHS-Katy |  |  |  | FFL7987 |  | Katy |  | Rental | [7 empty] | PUMPINFUSION-ALARIS-Medley 8100 |  | MEDLEY PUMP MODULE LVP *MEMORIAL HERMANN |  |  | PUMPINFUSION-ALARIS-Medley 8100 | [6 empty] | Verified as Rental |  |  | MHHS-Katy
NO | YES |  |  |  | FFL7998 |  | CAREFUSION | 8100M |  |  | Rental | MHHS-Katy |  |  |  | FFL7998 |  | Katy |  | Rental | [7 empty] | PUMPINFUSION-ALARIS-Medley 8100 |  | MEDLEY PUMP MODULE LVP *MEMORIAL HERMANN |  |  | PUMPINFUSION-ALARIS-Medley 8100 | [6 empty] | Verified as Rental |  |  | MHHS-Katy
NO | YES |  |  |  | FFL8000 |  | CAREFUSION | 8100M |  |  | Rental | MHHS-Katy |  |  |  | FFL8000 |  | Katy |  | Rental | [7 empty] | PUMPINFUSION-ALARIS-Medley 8100 |  | MEDLEY PUMP MODULE LVP *MEMORIAL HERMANN |  |  | PUMPINFUSION-ALARIS-Medley 8100 | [6 empty] | Verified as Rental |  |  | MHHS-Katy
NO | YES |  |  |  | FFL8069 |  | CAREFUSION | 8100M |  |  | Rental | MHHS-Katy |  |  |  | FFL8069 |  | Katy |  | Rental | [7 empty] | PUMPINFUSION-ALARIS-Medley 8100 |  | MEDLEY PUMP MODULE LVP *MEMORIAL HERMANN |  |  | PUMPINFUSION-ALARIS-Medley 8100 | [6 empty] | Verified as Rental |  |  | MHHS-Katy
NO | YES |  |  |  | FFL8076 |  | CAREFUSION | 8100M |  |  | Rental | MHHS-Katy |  |  |  | FFL8076 |  | Katy |  | Rental | [7 empty] | PUMPINFUSION-ALARIS-Medley 8100 |  | MEDLEY PUMP MODULE LVP *MEMORIAL HERMANN |  |  | PUMPINFUSION-ALARIS-Medley 8100 | [6 empty] | Verified as Rental |  |  | MHHS-Katy
NO | YES |  |  |  | FFL8099 |  | CAREFUSION | 8100M |  |  | Rental | MHHS-Katy |  |  |  | FFL8099 |  | Katy |  | Rental | [7 empty] | PUMPINFUSION-ALARIS-Medley 8100 |  | MEDLEY PUMP MODULE LVP *MEMORIAL HERMANN |  |  | PUMPINFUSION-ALARIS-Medley 8100 | [6 empty] | Verified as Rental |  |  | MHHS-Katy
NO | YES |  |  |  | FFL8131 |  | CAREFUSION | 8100M |  |  | Rental | MHHS-Katy |  |  |  | FFL8131 |  | Katy |  | Rental | [7 empty] | PUMPINFUSION-ALARIS-Medley 8100 |  | MEDLEY PUMP MODULE LVP *MEMORIAL HERMANN |  |  | PUMPINFUSION-ALARIS-Medley 8100 | [6 empty] | Verified as Rental |  |  | MHHS-Katy
NO | YES |  |  |  | FFL8144 |  | CAREFUSION | 8100M |  |  | Rental | MHHS-Katy |  |  |  | FFL8144 |  | Katy |  | Rental | [7 empty] | PUMPINFUSION-ALARIS-Medley 8100 |  | MEDLEY PUMP MODULE LVP *MEMORIAL HERMANN |  |  | PUMPINFUSION-ALARIS-Medley 8100 | [6 empty] | Verified as Rental |  |  | MHHS-Katy
NO | YES |  |  |  | FFL8184 |  | CAREFUSION | 8100M |  |  | Rental | MHHS-Katy |  |  |  | FFL8184 |  | Katy |  | Rental | [7 empty] | PUMPINFUSION-ALARIS-Medley 8100 |  | MEDLEY PUMP MODULE LVP *MEMORIAL HERMANN |  |  | PUMPINFUSION-ALARIS-Medley 8100 | [6 empty] | Verified as Rental |  |  | MHHS-Katy
NO | YES |  |  |  | FFL8199 |  | CAREFUSION | 8100M |  |  | Rental | MHHS-Katy |  |  |  | FFL8199 |  | Katy |  | Rental | [7 empty] | PUMPINFUSION-ALARIS-Medley 8100 |  | MEDLEY PUMP MODULE LVP *MEMORIAL HERMANN |  |  | PUMPINFUSION-ALARIS-Medley 8100 | [6 empty] | Verified as Rental |  |  | MHHS-Katy
NO | YES |  |  |  | FFL8269 |  | CAREFUSION | 8100M |  |  | Rental | MHHS-Katy |  |  |  | FFL8269 |  | Katy |  | Rental | [7 empty] | PUMPINFUSION-ALARIS-Medley 8100 |  | MEDLEY PUMP MODULE LVP *MEMORIAL HERMANN |  |  | PUMPINFUSION-ALARIS-Medley 8100 | [6 empty] | Verified as Rental |  |  | MHHS-Katy
NO | YES |  |  |  | FFL8311 |  | CAREFUSION | 8100M |  |  | Rental | MHHS-Katy |  |  |  | FFL8311 |  | Katy |  | Rental | [7 empty] | PUMPINFUSION-ALARIS-Medley 8100 |  | MEDLEY PUMP MODULE LVP *MEMORIAL HERMANN |  |  | PUMPINFUSION-ALARIS-Medley 8100 | [6 empty] | Verified as Rental |  |  | MHHS-Katy
NO | YES |  |  |  | FFL8334 |  | CAREFUSION | 8100M |  |  | Rental | MHHS-Katy |  |  |  | FFL8334 |  | Katy |  | Rental | [7 empty] | PUMPINFUSION-ALARIS-Medley 8100 |  | MEDLEY PUMP MODULE LVP *MEMORIAL HERMANN |  |  | PUMPINFUSION-ALARIS-Medley 8100 | [6 empty] | Verified as Rental |  |  | MHHS-Katy
NO | YES |  |  |  | FFL8344 |  | CAREFUSION | 8100M |  |  | Rental | MHHS-Katy |  |  |  | FFL8344 |  | Katy |  | Rental | [7 empty] | PUMPINFUSION-ALARIS-Medley 8100 |  | MEDLEY PUMP MODULE LVP *MEMORIAL HERMANN |  |  | PUMPINFUSION-ALARIS-Medley 8100 | [6 empty] | Verified as Rental |  |  | MHHS-Katy
NO | YES |  |  |  | FFL8359 |  | CAREFUSION | 8100M |  |  | Rental | MHHS-Katy |  |  |  | FFL8359 |  | Katy |  | Rental | [7 empty] | PUMPINFUSION-ALARIS-Medley 8100 |  | MEDLEY PUMP MODULE LVP *MEMORIAL HERMANN |  |  | PUMPINFUSION-ALARIS-Medley 8100 | [6 empty] | Verified as Rental |  |  | MHHS-Katy
NO | YES |  |  |  | FFL8395 |  | CAREFUSION | 8100M |  |  | Rental | MHHS-Katy |  |  |  | FFL8395 |  | Katy |  | Rental | [7 empty] | PUMPINFUSION-ALARIS-Medley 8100 |  | MEDLEY PUMP MODULE LVP *MEMORIAL HERMANN |  |  | PUMPINFUSION-ALARIS-Medley 8100 | [6 empty] | Verified as Rental |  |  | MHHS-Katy
NO | YES |  |  |  | FFL8414 |  | CAREFUSION | 8100M |  |  | Rental | MHHS-Katy |  |  |  | FFL8414 |  | Katy |  | Rental | [7 empty] | PUMPINFUSION-ALARIS-Medley 8100 |  | MEDLEY PUMP MODULE LVP *MEMORIAL HERMANN |  |  | PUMPINFUSION-ALARIS-Medley 8100 | [6 empty] | Verified as Rental |  |  | MHHS-Katy
NO | YES |  |  |  | FFL8425 |  | CAREFUSION | 8100M |  |  | Rental | MHHS-Katy |  |  |  | FFL8425 |  | Katy |  | Rental | [7 empty] | PUMPINFUSION-ALARIS-Medley 8100 |  | MEDLEY PUMP MODULE LVP *MEMORIAL HERMANN |  |  | PUMPINFUSION-ALARIS-Medley 8100 | [6 empty] | Verified as Rental |  |  | MHHS-Katy
NO | YES |  |  |  | FFL8551 |  | CAREFUSION | 8100M |  |  | Rental | MHHS-Katy |  |  |  | FFL8551 |  | Katy |  | Rental | [7 empty] | PUMPINFUSION-ALARIS-Medley 8100 |  | MEDLEY PUMP MODULE LVP *MEMORIAL HERMANN |  |  | PUMPINFUSION-ALARIS-Medley 8100 | [6 empty] | Verified as Rental |  |  | MHHS-Katy
NO | YES |  |  |  | FFL8562 |  | CAREFUSION | 8100M |  |  | Rental | MHHS-Katy |  |  |  | FFL8562 |  | Katy |  | Rental | [7 empty] | PUMPINFUSION-ALARIS-Medley 8100 |  | MEDLEY PUMP MODULE LVP *MEMORIAL HERMANN |  |  | PUMPINFUSION-ALARIS-Medley 8100 | [6 empty] | Verified as Rental |  |  | MHHS-Katy
NO | YES |  |  |  | FFL8583 |  | CAREFUSION | 8100M |  |  | Rental | MHHS-Katy |  |  |  | FFL8583 |  | Katy |  | Rental | [7 empty] | PUMPINFUSION-ALARIS-Medley 8100 |  | MEDLEY PUMP MODULE LVP *MEMORIAL HERMANN |  |  | PUMPINFUSION-ALARIS-Medley 8100 | [6 empty] | Verified as Rental |  |  | MHHS-Katy
NO | YES |  |  |  | FFL8696 |  | CAREFUSION | 8100M |  |  | Rental | MHHS-Katy |  |  |  | FFL8696 |  | Katy |  | Rental | [7 empty] | PUMPINFUSION-ALARIS-Medley 8100 |  | MEDLEY PUMP MODULE LVP *MEMORIAL HERMANN |  |  | PUMPINFUSION-ALARIS-Medley 8100 | [6 empty] | Verified as Rental |  |  | MHHS-Katy
NO | YES |  |  |  | FFL8721 |  | CAREFUSION | 8100M |  |  | Rental | MHHS-Katy |  |  |  | FFL8721 |  | Katy |  | Rental | [7 empty] | PUMPINFUSION-ALARIS-Medley 8100 |  | MEDLEY PUMP MODULE LVP *MEMORIAL HERMANN |  |  | PUMPINFUSION-ALARIS-Medley 8100 | [6 empty] | Verified as Rental |  |  | MHHS-Katy
NO | YES |  |  |  | FFL8767 |  | CAREFUSION | 8100M |  |  | Rental | MHHS-Katy |  |  |  | FFL8767 |  | Katy |  | Rental | [7 empty] | PUMPINFUSION-ALARIS-Medley 8100 |  | MEDLEY PUMP MODULE LVP *MEMORIAL HERMANN |  |  | PUMPINFUSION-ALARIS-Medley 8100 | [6 empty] | Verified as Rental |  |  | MHHS-Katy
NO | YES |  |  |  | FFL351 |  | CAREFUSION | 8100M |  |  | Rental | MHHS-Katy CCC |  |  |  | FFL351 |  | Katy |  | Rental | [7 empty] | PUMPINFUSION-ALARIS-Medley 8100 |  | MEDLEY PUMP MODULE LVP *MEMORIAL HERMANN |  |  | PUMPINFUSION-ALARIS-Medley 8100 | [6 empty] | Verified as Rental |  |  | MHHS-Katy CCC
NO | YES |  |  |  | FFL1449 |  | CAREFUSION | 8100M |  |  | Rental | MHHS-Katy CCC |  |  |  | FFL1449 |  | Katy |  | Rental | [7 empty] | PUMPINFUSION-ALARIS-Medley 8100 |  | MEDLEY PUMP MODULE LVP *MEMORIAL HERMANN |  |  | PUMPINFUSION-ALARIS-Medley 8100 | [6 empty] | Verified as Rental |  |  | MHHS-Katy CCC
NO | YES |  |  |  | FFL2159 |  | CAREFUSION | 8100M |  |  | Rental | MHHS-Katy CCC |  |  |  | FFL2159 |  | Katy |  | Rental | [7 empty] | PUMPINFUSION-ALARIS-Medley 8100 |  | MEDLEY PUMP MODULE LVP *MEMORIAL HERMANN |  |  | PUMPINFUSION-ALARIS-Medley 8100 | [6 empty] | Verified as Rental |  |  | MHHS-Katy CCC
NO | YES |  |  |  | FFL2551 |  | CAREFUSION | 8100M |  |  | Rental | MHHS-Katy CCC |  |  |  | FFL2551 |  | Katy |  | Rental | [7 empty] | PUMPINFUSION-ALARIS-Medley 8100 |  | MEDLEY PUMP MODULE LVP *MEMORIAL HERMANN |  |  | PUMPINFUSION-ALARIS-Medley 8100 | [6 empty] | Verified as Rental |  |  | MHHS-Katy CCC
NO | YES |  |  |  | FFL2770 |  | CAREFUSION | 8100M |  |  | Rental | MHHS-Katy CCC |  |  |  | FFL2770 |  | Katy |  | Rental | [7 empty] | PUMPINFUSION-ALARIS-Medley 8100 |  | MEDLEY PUMP MODULE LVP *MEMORIAL HERMANN |  |  | PUMPINFUSION-ALARIS-Medley 8100 | [6 empty] | Verified as Rental |  |  | MHHS-Katy CCC
NO | YES |  |  |  | FFL3247 |  | CAREFUSION | 8100M |  |  | Rental | MHHS-Katy CCC |  |  |  | FFL3247 |  | Katy |  | Rental | [7 empty] | PUMPINFUSION-ALARIS-Medley 8100 |  | MEDLEY PUMP MODULE LVP *MEMORIAL HERMANN |  |  | PUMPINFUSION-ALARIS-Medley 8100 | [6 empty] | Verified as Rental |  |  | MHHS-Katy CCC
NO | YES |  |  |  | FFL3384 |  | CAREFUSION | 8100M |  |  | Rental | MHHS-Katy CCC |  |  |  | FFL3384 |  | Katy |  | Rental | [7 empty] | PUMPINFUSION-ALARIS-Medley 8100 |  | MEDLEY PUMP MODULE LVP *MEMORIAL HERMANN |  |  | PUMPINFUSION-ALARIS-Medley 8100 | [6 empty] | Verified as Rental |  |  | MHHS-Katy CCC
NO | YES |  |  |  | FFL4309 |  | CAREFUSION | 8100M |  |  | Rental | MHHS-Katy CCC |  |  |  | FFL4309 |  | Katy |  | Rental | [7 empty] | PUMPINFUSION-ALARIS-Medley 8100 |  | MEDLEY PUMP MODULE LVP *MEMORIAL HERMANN |  |  | PUMPINFUSION-ALARIS-Medley 8100 | [6 empty] | Verified as Rental |  |  | MHHS-Katy CCC
NO | YES |  |  |  | FFL5524 |  | CAREFUSION | 8100M |  |  | Rental | MHHS-Katy CCC |  |  |  | FFL5524 |  | Katy |  | Rental | [7 empty] | PUMPINFUSION-ALARIS-Medley 8100 |  | MEDLEY PUMP MODULE LVP *MEMORIAL HERMANN |  |  | PUMPINFUSION-ALARIS-Medley 8100 | [6 empty] | Verified as Rental |  |  | MHHS-Katy CCC
NO | YES |  |  |  | FFL7390 |  | CAREFUSION | 8100M |  |  | Rental | MHHS-Katy CCC |  |  |  | FFL7390 |  | Katy |  | Rental | [7 empty] | PUMPINFUSION-ALARIS-Medley 8100 |  | MEDLEY PUMP MODULE LVP *MEMORIAL HERMANN |  |  | PUMPINFUSION-ALARIS-Medley 8100 | [6 empty] | Verified as Rental |  |  | MHHS-Katy CCC
NO | YES |  |  |  | FFL8706 |  | CAREFUSION | 8100M |  |  | Rental | MHHS-Katy CCC |  |  |  | FFL8706 |  | Katy |  | Rental | [7 empty] | PUMPINFUSION-ALARIS-Medley 8100 |  | MEDLEY PUMP MODULE LVP *MEMORIAL HERMANN |  |  | PUMPINFUSION-ALARIS-Medley 8100 | [6 empty] | Verified as Rental |  |  | MHHS-Katy CCC
NO | YES |  |  |  | FFL755 |  | CAREFUSION | 8100M |  |  | Rental | MHHS-Katy Rehab |  |  |  | FFL755 |  | Katy |  | Rental | [7 empty] | PUMPINFUSION-ALARIS-Medley 8100 |  | MEDLEY PUMP MODULE LVP *MEMORIAL HERMANN |  |  | PUMPINFUSION-ALARIS-Medley 8100 | [6 empty] | Verified as Rental |  |  | MHHS-Katy Rehab
NO | YES |  |  |  | FFL2574 |  | CAREFUSION | 8100M |  |  | Rental | MHHS-Katy Rehab |  |  |  | FFL2574 |  | Katy |  | Rental | [7 empty] | PUMPINFUSION-ALARIS-Medley 8100 |  | MEDLEY PUMP MODULE LVP *MEMORIAL HERMANN |  |  | PUMPINFUSION-ALARIS-Medley 8100 | [6 empty] | Verified as Rental |  |  | MHHS-Katy Rehab
NO | YES |  |  |  | FFL2640 |  | CAREFUSION | 8100M |  |  | Rental | MHHS-Katy Rehab |  |  |  | FFL2640 |  | Katy |  | Rental | [7 empty] | PUMPINFUSION-ALARIS-Medley 8100 |  | MEDLEY PUMP MODULE LVP *MEMORIAL HERMANN |  |  | PUMPINFUSION-ALARIS-Medley 8100 | [6 empty] | Verified as Rental |  |  | MHHS-Katy Rehab
NO | YES |  |  |  | FFL3910 |  | CAREFUSION | 8100M |  |  | Rental | MHHS-Katy Rehab |  |  |  | FFL3910 |  | Katy |  | Rental | [7 empty] | PUMPINFUSION-ALARIS-Medley 8100 |  | MEDLEY PUMP MODULE LVP *MEMORIAL HERMANN |  |  | PUMPINFUSION-ALARIS-Medley 8100 | [6 empty] | Verified as Rental |  |  | MHHS-Katy Rehab
NO | YES |  |  |  | FFL4687 |  | CAREFUSION | 8100M |  |  | Rental | MHHS-Katy Rehab |  |  |  | FFL4687 |  | Katy |  | Rental | [7 empty] | PUMPINFUSION-ALARIS-Medley 8100 |  | MEDLEY PUMP MODULE LVP *MEMORIAL HERMANN |  |  | PUMPINFUSION-ALARIS-Medley 8100 | [6 empty] | Verified as Rental |  |  | MHHS-Katy Rehab
NO | YES |  |  |  | FFL4795 |  | CAREFUSION | 8100M |  |  | Rental | MHHS-Katy Rehab |  |  |  | FFL4795 |  | Katy |  | Rental | [7 empty] | PUMPINFUSION-ALARIS-Medley 8100 |  | MEDLEY PUMP MODULE LVP *MEMORIAL HERMANN |  |  | PUMPINFUSION-ALARIS-Medley 8100 | [6 empty] | Verified as Rental |  |  | MHHS-Katy Rehab
NO | YES |  |  |  | FFL4840 |  | CAREFUSION | 8100M |  |  | Rental | MHHS-Katy Rehab |  |  |  | FFL4840 |  | Katy |  | Rental | [7 empty] | PUMPINFUSION-ALARIS-Medley 8100 |  | MEDLEY PUMP MODULE LVP *MEMORIAL HERMANN |  |  | PUMPINFUSION-ALARIS-Medley 8100 | [6 empty] | Verified as Rental |  |  | MHHS-Katy Rehab
NO | YES |  |  |  | FFL7078 |  | CAREFUSION | 8100M |  |  | Rental | MHHS-Katy Rehab |  |  |  | FFL7078 |  | Katy |  | Rental | [7 empty] | PUMPINFUSION-ALARIS-Medley 8100 |  | MEDLEY PUMP MODULE LVP *MEMORIAL HERMANN |  |  | PUMPINFUSION-ALARIS-Medley 8100 | [6 empty] | Verified as Rental |  |  | MHHS-Katy Rehab
NO | YES |  |  |  | FFL7127 |  | CAREFUSION | 8100M |  |  | Rental | MHHS-Katy Rehab |  |  |  | FFL7127 |  | Katy |  | Rental | [7 empty] | PUMPINFUSION-ALARIS-Medley 8100 |  | MEDLEY PUMP MODULE LVP *MEMORIAL HERMANN |  |  | PUMPINFUSION-ALARIS-Medley 8100 | [6 empty] | Verified as Rental |  |  | MHHS-Katy Rehab
NO | YES |  |  |  | FFL7157 |  | CAREFUSION | 8100M |  |  | Rental | MHHS-Katy Rehab |  |  |  | FFL7157 |  | Katy |  | Rental | [7 empty] | PUMPINFUSION-ALARIS-Medley 8100 |  | MEDLEY PUMP MODULE LVP *MEMORIAL HERMANN |  |  | PUMPINFUSION-ALARIS-Medley 8100 | [6 empty] | Verified as Rental |  |  | MHHS-Katy Rehab
NO | YES |  |  |  | FFL7841 |  | CAREFUSION | 8100M |  |  | Rental | MHHS-Katy Rehab |  |  |  | FFL7841 |  | Katy |  | Rental | [7 empty] | PUMPINFUSION-ALARIS-Medley 8100 |  | MEDLEY PUMP MODULE LVP *MEMORIAL HERMANN |  |  | PUMPINFUSION-ALARIS-Medley 8100 | [6 empty] | Verified as Rental |  |  | MHHS-Katy Rehab
NO | YES |  |  |  | FFL719 |  | CAREFUSION | 8100M |  |  | Rental | MHHS-Kingwood CCC |  |  |  | FFL719 |  | Katy |  | Rental | [7 empty] | PUMPINFUSION-ALARIS-Medley 8100 |  | MEDLEY PUMP MODULE LVP *MEMORIAL HERMANN |  |  | PUMPINFUSION-ALARIS-Medley 8100 | [6 empty] | Verified as Rental |  |  | MHHS-Kingwood CCC
NO | YES |  |  |  | FFL930 |  | CAREFUSION | 8100M |  |  | Rental | MHHS-Kingwood CCC |  |  |  | FFL930 |  | Katy |  | Rental | [7 empty] | PUMPINFUSION-ALARIS-Medley 8100 |  | MEDLEY PUMP MODULE LVP *MEMORIAL HERMANN |  |  | PUMPINFUSION-ALARIS-Medley 8100 | [6 empty] | Verified as Rental |  |  | MHHS-Kingwood CCC
NO | YES |  |  |  | FFL1210 |  | CAREFUSION | 8100M |  |  | Rental | MHHS-Kingwood CCC |  |  |  | FFL1210 |  | Katy |  | Rental | [7 empty] | PUMPINFUSION-ALARIS-Medley 8100 |  | MEDLEY PUMP MODULE LVP *MEMORIAL HERMANN |  |  | PUMPINFUSION-ALARIS-Medley 8100 | [6 empty] | Verified as Rental |  |  | MHHS-Kingwood CCC
NO | YES |  |  |  | FFL3838 |  | CAREFUSION | 8100M |  |  | Rental | MHHS-Kingwood CCC |  |  |  | FFL3838 |  | Katy |  | Rental | [7 empty] | PUMPINFUSION-ALARIS-Medley 8100 |  | MEDLEY PUMP MODULE LVP *MEMORIAL HERMANN |  |  | PUMPINFUSION-ALARIS-Medley 8100 | [6 empty] | Verified as Rental |  |  | MHHS-Kingwood CCC
NO | YES |  |  |  | FFL4146 |  | CAREFUSION | 8100M |  |  | Rental | MHHS-Kingwood CCC |  |  |  | FFL4146 |  | Katy |  | Rental | [7 empty] | PUMPINFUSION-ALARIS-Medley 8100 |  | MEDLEY PUMP MODULE LVP *MEMORIAL HERMANN |  |  | PUMPINFUSION-ALARIS-Medley 8100 | [6 empty] | Verified as Rental |  |  | MHHS-Kingwood CCC
NO | YES |  |  |  | FFL5036 |  | CAREFUSION | 8100M |  |  | Rental | MHHS-Kingwood CCC |  |  |  | FFL5036 |  | Katy |  | Rental | [7 empty] | PUMPINFUSION-ALARIS-Medley 8100 |  | MEDLEY PUMP MODULE LVP *MEMORIAL HERMANN |  |  | PUMPINFUSION-ALARIS-Medley 8100 | [6 empty] | Verified as Rental |  |  | MHHS-Kingwood CCC
NO | YES |  |  |  | FFL5105 |  | CAREFUSION | 8100M |  |  | Rental | MHHS-Kingwood CCC |  |  |  | FFL5105 |  | Katy |  | Rental | [7 empty] | PUMPINFUSION-ALARIS-Medley 8100 |  | MEDLEY PUMP MODULE LVP *MEMORIAL HERMANN |  |  | PUMPINFUSION-ALARIS-Medley 8100 | [6 empty] | Verified as Rental |  |  | MHHS-Kingwood CCC
NO | YES |  |  |  | FFL5372 |  | CAREFUSION | 8100M |  |  | Rental | MHHS-Kingwood CCC |  |  |  | FFL5372 |  | Katy |  | Rental | [7 empty] | PUMPINFUSION-ALARIS-Medley 8100 |  | MEDLEY PUMP MODULE LVP *MEMORIAL HERMANN |  |  | PUMPINFUSION-ALARIS-Medley 8100 | [6 empty] | Verified as Rental |  |  | MHHS-Kingwood CCC
NO | YES |  |  |  | FFL5407 |  | CAREFUSION | 8100M |  |  | Rental | MHHS-Kingwood CCC |  |  |  | FFL5407 |  | Katy |  | Rental | [7 empty] | PUMPINFUSION-ALARIS-Medley 8100 |  | MEDLEY PUMP MODULE LVP *MEMORIAL HERMANN |  |  | PUMPINFUSION-ALARIS-Medley 8100 | [6 empty] | Verified as Rental |  |  | MHHS-Kingwood CCC
NO | YES |  |  |  | FFL6648 |  | CAREFUSION | 8100M |  |  | Rental | MHHS-Kingwood CCC |  |  |  | FFL6648 |  | Katy |  | Rental | [7 empty] | PUMPINFUSION-ALARIS-Medley 8100 |  | MEDLEY PUMP MODULE LVP *MEMORIAL HERMANN |  |  | PUMPINFUSION-ALARIS-Medley 8100 | [6 empty] | Verified as Rental |  |  | MHHS-Kingwood CCC
NO | YES |  |  |  | FFL6767 |  | CAREFUSION | 8100M |  |  | Rental | MHHS-Kingwood CCC |  |  |  | FFL6767 |  | Katy |  | Rental | [7 empty] | PUMPINFUSION-ALARIS-Medley 8100 |  | MEDLEY PUMP MODULE LVP *MEMORIAL HERMANN |  |  | PUMPINFUSION-ALARIS-Medley 8100 | [6 empty] | Verified as Rental |  |  | MHHS-Kingwood CCC
NO | YES |  |  |  | FFL6932 |  | CAREFUSION | 8100M |  |  | Rental | MHHS-Kingwood CCC |  |  |  | FFL6932 |  | Katy |  | Rental | [7 empty] | PUMPINFUSION-ALARIS-Medley 8100 |  | MEDLEY PUMP MODULE LVP *MEMORIAL HERMANN |  |  | PUMPINFUSION-ALARIS-Medley 8100 | [6 empty] | Verified as Rental |  |  | MHHS-Kingwood CCC
NO | YES |  |  |  | FFL7175 |  | CAREFUSION | 8100M |  |  | Rental | MHHS-Kingwood CCC |  |  |  | FFL7175 |  | Katy |  | Rental | [7 empty] | PUMPINFUSION-ALARIS-Medley 8100 |  | MEDLEY PUMP MODULE LVP *MEMORIAL HERMANN |  |  | PUMPINFUSION-ALARIS-Medley 8100 | [6 empty] | Verified as Rental |  |  | MHHS-Kingwood CCC
NO | YES |  |  |  | FFL7555 |  | CAREFUSION | 8100M |  |  | Rental | MHHS-Kingwood CCC |  |  |  | FFL7555 |  | Katy |  | Rental | [7 empty] | PUMPINFUSION-ALARIS-Medley 8100 |  | MEDLEY PUMP MODULE LVP *MEMORIAL HERMANN |  |  | PUMPINFUSION-ALARIS-Medley 8100 | [6 empty] | Verified as Rental |  |  | MHHS-Kingwood CCC
NO | YES |  |  |  | FFL7928 |  | CAREFUSION | 8100M |  |  | Rental | MHHS-Kingwood CCC |  |  |  | FFL7928 |  | Katy |  | Rental | [7 empty] | PUMPINFUSION-ALARIS-Medley 8100 |  | MEDLEY PUMP MODULE LVP *MEMORIAL HERMANN |  |  | PUMPINFUSION-ALARIS-Medley 8100 | [6 empty] | Verified as Rental |  |  | MHHS-Kingwood CCC
NO | YES |  |  |  | FFL7974 |  | CAREFUSION | 8100M |  |  | Rental | MHHS-Kingwood CCC |  |  |  | FFL7974 |  | Katy |  | Rental | [7 empty] | PUMPINFUSION-ALARIS-Medley 8100 |  | MEDLEY PUMP MODULE LVP *MEMORIAL HERMANN |  |  | PUMPINFUSION-ALARIS-Medley 8100 | [6 empty] | Verified as Rental |  |  | MHHS-Kingwood CCC
NO | YES |  |  |  | FFL8191 |  | CAREFUSION | 8100M |  |  | Rental | MHHS-Kingwood CCC |  |  |  | FFL8191 |  | Katy |  | Rental | [7 empty] | PUMPINFUSION-ALARIS-Medley 8100 |  | MEDLEY PUMP MODULE LVP *MEMORIAL HERMANN |  |  | PUMPINFUSION-ALARIS-Medley 8100 | [6 empty] | Verified as Rental |  |  | MHHS-Kingwood CCC
NO | YES |  |  |  | FFL8198 |  | CAREFUSION | 8100M |  |  | Rental | MHHS-Kingwood CCC |  |  |  | FFL8198 |  | Katy |  | Rental | [7 empty] | PUMPINFUSION-ALARIS-Medley 8100 |  | MEDLEY PUMP MODULE LVP *MEMORIAL HERMANN |  |  | PUMPINFUSION-ALARIS-Medley 8100 | [6 empty] | Verified as Rental |  |  | MHHS-Kingwood CCC
NO | YES |  |  |  | FFL8315 |  | CAREFUSION | 8100M |  |  | Rental | MHHS-Kingwood CCC |  |  |  | FFL8315 |  | Katy |  | Rental | [7 empty] | PUMPINFUSION-ALARIS-Medley 8100 |  | MEDLEY PUMP MODULE LVP *MEMORIAL HERMANN |  |  | PUMPINFUSION-ALARIS-Medley 8100 | [6 empty] | Verified as Rental |  |  | MHHS-Kingwood CCC
NO | YES |  |  |  | FFL492 |  | CAREFUSION | 8100M |  |  | Rental | MHHS-League City CCC |  |  |  | FFL492 |  | Southeast & Bay Area |  | Rental | [7 empty] | PUMPINFUSION-ALARIS-Medley 8100 |  | MEDLEY PUMP MODULE LVP *MEMORIAL HERMANN |  |  | PUMPINFUSION-ALARIS-Medley 8100 | [6 empty] | Verified as Rental |  |  | MHHS-League City CCC
NO | YES |  |  |  | FFL1204 |  | CAREFUSION | 8100M |  |  | Rental | MHHS-League City CCC |  |  |  | FFL1204 |  | Southeast & Bay Area |  | Rental | [7 empty] | PUMPINFUSION-ALARIS-Medley 8100 |  | MEDLEY PUMP MODULE LVP *MEMORIAL HERMANN |  |  | PUMPINFUSION-ALARIS-Medley 8100 | [6 empty] | Verified as Rental |  |  | MHHS-League City CCC
NO | YES |  |  |  | FFL1629 |  | CAREFUSION | 8100M |  |  | Rental | MHHS-League City CCC |  |  |  | FFL1629 |  | Southeast & Bay Area |  | Rental | [7 empty] | PUMPINFUSION-ALARIS-Medley 8100 |  | MEDLEY PUMP MODULE LVP *MEMORIAL HERMANN |  |  | PUMPINFUSION-ALARIS-Medley 8100 | [6 empty] | Verified as Rental |  |  | MHHS-League City CCC
NO | YES |  |  |  | FFL2114 |  | CAREFUSION | 8100M |  |  | Rental | MHHS-League City CCC |  |  |  | FFL2114 |  | Southeast & Bay Area |  | Rental | [7 empty] | PUMPINFUSION-ALARIS-Medley 8100 |  | MEDLEY PUMP MODULE LVP *MEMORIAL HERMANN |  |  | PUMPINFUSION-ALARIS-Medley 8100 | [6 empty] | Verified as Rental |  |  | MHHS-League City CCC
NO | YES |  |  |  | FFL3260 |  | CAREFUSION | 8100M |  |  | Rental | MHHS-League City CCC |  |  |  | FFL3260 |  | Southeast & Bay Area |  | Rental | [7 empty] | PUMPINFUSION-ALARIS-Medley 8100 |  | MEDLEY PUMP MODULE LVP *MEMORIAL HERMANN |  |  | PUMPINFUSION-ALARIS-Medley 8100 | [6 empty] | Verified as Rental |  |  | MHHS-League City CCC
NO | YES |  |  |  | FFL3622 |  | CAREFUSION | 8100M |  |  | Rental | MHHS-League City CCC |  |  |  | FFL3622 |  | Southeast & Bay Area |  | Rental | [7 empty] | PUMPINFUSION-ALARIS-Medley 8100 |  | MEDLEY PUMP MODULE LVP *MEMORIAL HERMANN |  |  | PUMPINFUSION-ALARIS-Medley 8100 | [6 empty] | Verified as Rental |  |  | MHHS-League City CCC
NO | YES |  |  |  | FFL4036 |  | CAREFUSION | 8100M |  |  | Rental | MHHS-League City CCC |  |  |  | FFL4036 |  | Southeast & Bay Area |  | Rental | [7 empty] | PUMPINFUSION-ALARIS-Medley 8100 |  | MEDLEY PUMP MODULE LVP *MEMORIAL HERMANN |  |  | PUMPINFUSION-ALARIS-Medley 8100 | [6 empty] | Verified as Rental |  |  | MHHS-League City CCC
NO | YES |  |  |  | FFL4654 |  | CAREFUSION | 8100M |  |  | Rental | MHHS-League City CCC |  |  |  | FFL4654 |  | Southeast & Bay Area |  | Rental | [7 empty] | PUMPINFUSION-ALARIS-Medley 8100 |  | MEDLEY PUMP MODULE LVP *MEMORIAL HERMANN |  |  | PUMPINFUSION-ALARIS-Medley 8100 | [6 empty] | Verified as Rental |  |  | MHHS-League City CCC
NO | YES |  |  |  | FFL6302 |  | CAREFUSION | 8100M |  |  | Rental | MHHS-League City CCC |  |  |  | FFL6302 |  | Southeast & Bay Area |  | Rental | [7 empty] | PUMPINFUSION-ALARIS-Medley 8100 |  | MEDLEY PUMP MODULE LVP *MEMORIAL HERMANN |  |  | PUMPINFUSION-ALARIS-Medley 8100 | [6 empty] | Verified as Rental |  |  | MHHS-League City CCC
NO | YES |  |  |  | FFL6462 |  | CAREFUSION | 8100M |  |  | Rental | MHHS-League City CCC |  |  |  | FFL6462 |  | Southeast & Bay Area |  | Rental | [7 empty] | PUMPINFUSION-ALARIS-Medley 8100 |  | MEDLEY PUMP MODULE LVP *MEMORIAL HERMANN |  |  | PUMPINFUSION-ALARIS-Medley 8100 | [6 empty] | Verified as Rental |  |  | MHHS-League City CCC
NO | YES |  |  |  | FFL6481 |  | CAREFUSION | 8100M |  |  | Rental | MHHS-League City CCC |  |  |  | FFL6481 |  | Southeast & Bay Area |  | Rental | [7 empty] | PUMPINFUSION-ALARIS-Medley 8100 |  | MEDLEY PUMP MODULE LVP *MEMORIAL HERMANN |  |  | PUMPINFUSION-ALARIS-Medley 8100 | [6 empty] | Verified as Rental |  |  | MHHS-League City CCC
NO | YES |  |  |  | FFL7796 |  | CAREFUSION | 8100M |  |  | Rental | MHHS-League City CCC |  |  |  | FFL7796 |  | Southeast & Bay Area |  | Rental | [7 empty] | PUMPINFUSION-ALARIS-Medley 8100 |  | MEDLEY PUMP MODULE LVP *MEMORIAL HERMANN |  |  | PUMPINFUSION-ALARIS-Medley 8100 | [6 empty] | Verified as Rental |  |  | MHHS-League City CCC
NO | YES |  |  |  | FFL8068 |  | CAREFUSION | 8100M |  |  | Rental | MHHS-League City CCC |  |  |  | FFL8068 |  | Southeast & Bay Area |  | Rental | [7 empty] | PUMPINFUSION-ALARIS-Medley 8100 |  | MEDLEY PUMP MODULE LVP *MEMORIAL HERMANN |  |  | PUMPINFUSION-ALARIS-Medley 8100 | [6 empty] | Verified as Rental |  |  | MHHS-League City CCC
NO | YES |  |  |  | FFL100 |  | CAREFUSION | 8100M |  |  | Rental | MHHS-Mem City |  |  |  | FFL100 |  | West & Memorial City |  | Rental | [7 empty] | PUMPINFUSION-ALARIS-Medley 8100 |  | MEDLEY PUMP MODULE LVP *MEMORIAL HERMANN |  |  | PUMPINFUSION-ALARIS-Medley 8100 | [6 empty] | Verified as Rental |  |  | MHHS-Mem City
NO | YES |  |  |  | FFL107 |  | CAREFUSION | 8100M |  |  | Rental | MHHS-Mem City |  |  |  | FFL107 |  | West & Memorial City |  | Rental | [7 empty] | PUMPINFUSION-ALARIS-Medley 8100 |  | MEDLEY PUMP MODULE LVP *MEMORIAL HERMANN |  |  | PUMPINFUSION-ALARIS-Medley 8100 | [6 empty] | Verified as Rental |  |  | MHHS-Mem City
NO | YES |  |  |  | FFL109 |  | CAREFUSION | 8100M |  |  | Rental | MHHS-Mem City |  |  |  | FFL109 |  | West & Memorial City |  | Rental | [7 empty] | PUMPINFUSION-ALARIS-Medley 8100 |  | MEDLEY PUMP MODULE LVP *MEMORIAL HERMANN |  |  | PUMPINFUSION-ALARIS-Medley 8100 | [6 empty] | Verified as Rental |  |  | MHHS-Mem City
NO | YES |  |  |  | FFL118 |  | CAREFUSION | 8100M |  |  | Rental | MHHS-Mem City |  |  |  | FFL118 |  | West & Memorial City |  | Rental | [7 empty] | PUMPINFUSION-ALARIS-Medley 8100 |  | MEDLEY PUMP MODULE LVP *MEMORIAL HERMANN |  |  | PUMPINFUSION-ALARIS-Medley 8100 | [6 empty] | Verified as Rental |  |  | MHHS-Mem City
NO | YES |  |  |  | FFL122 |  | CAREFUSION | 8100M |  |  | Rental | MHHS-Mem City |  |  |  | FFL122 |  | West & Memorial City |  | Rental | [7 empty] | PUMPINFUSION-ALARIS-Medley 8100 |  | MEDLEY PUMP MODULE LVP *MEMORIAL HERMANN |  |  | PUMPINFUSION-ALARIS-Medley 8100 | [6 empty] | Verified as Rental |  |  | MHHS-Mem City
NO | YES |  |  |  | FFL156 |  | CAREFUSION | 8100M |  |  | Rental | MHHS-Mem City |  |  |  | FFL156 |  | West & Memorial City |  | Rental | [7 empty] | PUMPINFUSION-ALARIS-Medley 8100 |  | MEDLEY PUMP MODULE LVP *MEMORIAL HERMANN |  |  | PUMPINFUSION-ALARIS-Medley 8100 | [6 empty] | Verified as Rental |  |  | MHHS-Mem City
NO | YES |  |  |  | FFL163 |  | CAREFUSION | 8100M |  |  | Rental | MHHS-Mem City |  |  |  | FFL163 |  | West & Memorial City |  | Rental | [7 empty] | PUMPINFUSION-ALARIS-Medley 8100 |  | MEDLEY PUMP MODULE LVP *MEMORIAL HERMANN |  |  | PUMPINFUSION-ALARIS-Medley 8100 | [6 empty] | Verified as Rental |  |  | MHHS-Mem City
NO | YES |  |  |  | FFL167 |  | CAREFUSION | 8100M |  |  | Rental | MHHS-Mem City |  |  |  | FFL167 |  | West & Memorial City |  | Rental | [7 empty] | PUMPINFUSION-ALARIS-Medley 8100 |  | MEDLEY PUMP MODULE LVP *MEMORIAL HERMANN |  |  | PUMPINFUSION-ALARIS-Medley 8100 | [6 empty] | Verified as Rental |  |  | MHHS-Mem City
NO | YES |  |  |  | FFL184 |  | CAREFUSION | 8100M |  |  | Rental | MHHS-Mem City |  |  |  | FFL184 |  | West & Memorial City |  | Rental | [7 empty] | PUMPINFUSION-ALARIS-Medley 8100 |  | MEDLEY PUMP MODULE LVP *MEMORIAL HERMANN |  |  | PUMPINFUSION-ALARIS-Medley 8100 | [6 empty] | Verified as Rental |  |  | MHHS-Mem City
NO | YES |  |  |  | FFL189 |  | CAREFUSION | 8100M |  |  | Rental | MHHS-Mem City |  |  |  | FFL189 |  | West & Memorial City |  | Rental | [7 empty] | PUMPINFUSION-ALARIS-Medley 8100 |  | MEDLEY PUMP MODULE LVP *MEMORIAL HERMANN |  |  | PUMPINFUSION-ALARIS-Medley 8100 | [6 empty] | Verified as Rental |  |  | MHHS-Mem City
NO | YES |  |  |  | FFL200 |  | CAREFUSION | 8100M |  |  | Rental | MHHS-Mem City |  |  |  | FFL200 |  | West & Memorial City |  | Rental | [7 empty] | PUMPINFUSION-ALARIS-Medley 8100 |  | MEDLEY PUMP MODULE LVP *MEMORIAL HERMANN |  |  | PUMPINFUSION-ALARIS-Medley 8100 | [6 empty] | Verified as Rental |  |  | MHHS-Mem City
NO | YES |  |  |  | FFL207 |  | CAREFUSION | 8100M |  |  | Rental | MHHS-Mem City |  |  |  | FFL207 |  | West & Memorial City |  | Rental | [7 empty] | PUMPINFUSION-ALARIS-Medley 8100 |  | MEDLEY PUMP MODULE LVP *MEMORIAL HERMANN |  |  | PUMPINFUSION-ALARIS-Medley 8100 | [6 empty] | Verified as Rental |  |  | MHHS-Mem City
NO | YES |  |  |  | FFL219 |  | CAREFUSION | 8100M |  |  | Rental | MHHS-Mem City |  |  |  | FFL219 |  | West & Memorial City |  | Rental | [7 empty] | PUMPINFUSION-ALARIS-Medley 8100 |  | MEDLEY PUMP MODULE LVP *MEMORIAL HERMANN |  |  | PUMPINFUSION-ALARIS-Medley 8100 | [6 empty] | Verified as Rental |  |  | MHHS-Mem City
NO | YES |  |  |  | FFL236 |  | CAREFUSION | 8100M |  |  | Rental | MHHS-Mem City |  |  |  | FFL236 |  | West & Memorial City |  | Rental | [7 empty] | PUMPINFUSION-ALARIS-Medley 8100 |  | MEDLEY PUMP MODULE LVP *MEMORIAL HERMANN |  |  | PUMPINFUSION-ALARIS-Medley 8100 | [6 empty] | Verified as Rental |  |  | MHHS-Mem City
NO | YES |  |  |  | FFL243 |  | CAREFUSION | 8100M |  |  | Rental | MHHS-Mem City |  |  |  | FFL243 |  | West & Memorial City |  | Rental | [7 empty] | PUMPINFUSION-ALARIS-Medley 8100 |  | MEDLEY PUMP MODULE LVP *MEMORIAL HERMANN |  |  | PUMPINFUSION-ALARIS-Medley 8100 | [6 empty] | Verified as Rental |  |  | MHHS-Mem City
NO | YES |  |  |  | FFL248 |  | CAREFUSION | 8100M |  |  | Rental | MHHS-Mem City |  |  |  | FFL248 |  | West & Memorial City |  | Rental | [7 empty] | PUMPINFUSION-ALARIS-Medley 8100 |  | MEDLEY PUMP MODULE LVP *MEMORIAL HERMANN |  |  | PUMPINFUSION-ALARIS-Medley 8100 | [6 empty] | Verified as Rental |  |  | MHHS-Mem City
NO | YES |  |  |  | FFL256 |  | CAREFUSION | 8100M |  |  | Rental | MHHS-Mem City |  |  |  | FFL256 |  | West & Memorial City |  | Rental | [7 empty] | PUMPINFUSION-ALARIS-Medley 8100 |  | MEDLEY PUMP MODULE LVP *MEMORIAL HERMANN |  |  | PUMPINFUSION-ALARIS-Medley 8100 | [6 empty] | Verified as Rental |  |  | MHHS-Mem City
NO | YES |  |  |  | FFL282 |  | CAREFUSION | 8100M |  |  | Rental | MHHS-Mem City |  |  |  | FFL282 |  | West & Memorial City |  | Rental | [7 empty] | PUMPINFUSION-ALARIS-Medley 8100 |  | MEDLEY PUMP MODULE LVP *MEMORIAL HERMANN |  |  | PUMPINFUSION-ALARIS-Medley 8100 | [6 empty] | Verified as Rental |  |  | MHHS-Mem City
NO | YES |  |  |  | FFL369 |  | CAREFUSION | 8100M |  |  | Rental | MHHS-Mem City |  |  |  | FFL369 |  | West & Memorial City |  | Rental | [7 empty] | PUMPINFUSION-ALARIS-Medley 8100 |  | MEDLEY PUMP MODULE LVP *MEMORIAL HERMANN |  |  | PUMPINFUSION-ALARIS-Medley 8100 | [6 empty] | Verified as Rental |  |  | MHHS-Mem City
NO | YES |  |  |  | FFL393 |  | CAREFUSION | 8100M |  |  | Rental | MHHS-Mem City |  |  |  | FFL393 |  | West & Memorial City |  | Rental | [7 empty] | PUMPINFUSION-ALARIS-Medley 8100 |  | MEDLEY PUMP MODULE LVP *MEMORIAL HERMANN |  |  | PUMPINFUSION-ALARIS-Medley 8100 | [6 empty] | Verified as Rental |  |  | MHHS-Mem City
NO | YES |  |  |  | FFL402 |  | CAREFUSION | 8100M |  |  | Rental | MHHS-Mem City |  |  |  | FFL402 |  | West & Memorial City |  | Rental | [7 empty] | PUMPINFUSION-ALARIS-Medley 8100 |  | MEDLEY PUMP MODULE LVP *MEMORIAL HERMANN |  |  | PUMPINFUSION-ALARIS-Medley 8100 | [6 empty] | Verified as Rental |  |  | MHHS-Mem City
NO | YES |  |  |  | FFL407 |  | CAREFUSION | 8100M |  |  | Rental | MHHS-Mem City |  |  |  | FFL407 |  | West & Memorial City |  | Rental | [7 empty] | PUMPINFUSION-ALARIS-Medley 8100 |  | MEDLEY PUMP MODULE LVP *MEMORIAL HERMANN |  |  | PUMPINFUSION-ALARIS-Medley 8100 | [6 empty] | Verified as Rental |  |  | MHHS-Mem City
NO | YES |  |  |  | FFL427 |  | CAREFUSION | 8100M |  |  | Rental | MHHS-Mem City |  |  |  | FFL427 |  | West & Memorial City |  | Rental | [7 empty] | PUMPINFUSION-ALARIS-Medley 8100 |  | MEDLEY PUMP MODULE LVP *MEMORIAL HERMANN |  |  | PUMPINFUSION-ALARIS-Medley 8100 | [6 empty] | Verified as Rental |  |  | MHHS-Mem City
NO | YES |  |  |  | FFL465 |  | CAREFUSION | 8100M |  |  | Rental | MHHS-Mem City |  |  |  | FFL465 |  | West & Memorial City |  | Rental | [7 empty] | PUMPINFUSION-ALARIS-Medley 8100 |  | MEDLEY PUMP MODULE LVP *MEMORIAL HERMANN |  |  | PUMPINFUSION-ALARIS-Medley 8100 | [6 empty] | Verified as Rental |  |  | MHHS-Mem City
NO | YES |  |  |  | FFL494 |  | CAREFUSION | 8100M |  |  | Rental | MHHS-Mem City |  |  |  | FFL494 |  | West & Memorial City |  | Rental | [7 empty] | PUMPINFUSION-ALARIS-Medley 8100 |  | MEDLEY PUMP MODULE LVP *MEMORIAL HERMANN |  |  | PUMPINFUSION-ALARIS-Medley 8100 | [6 empty] | Verified as Rental |  |  | MHHS-Mem City
NO | YES |  |  |  | FFL507 |  | CAREFUSION | 8100M |  |  | Rental | MHHS-Mem City |  |  |  | FFL507 |  | West & Memorial City |  | Rental | [7 empty] | PUMPINFUSION-ALARIS-Medley 8100 |  | MEDLEY PUMP MODULE LVP *MEMORIAL HERMANN |  |  | PUMPINFUSION-ALARIS-Medley 8100 | [6 empty] | Verified as Rental |  |  | MHHS-Mem City
NO | YES |  |  |  | FFL530 |  | CAREFUSION | 8100M |  |  | Rental | MHHS-Mem City |  |  |  | FFL530 |  | West & Memorial City |  | Rental | [7 empty] | PUMPINFUSION-ALARIS-Medley 8100 |  | MEDLEY PUMP MODULE LVP *MEMORIAL HERMANN |  |  | PUMPINFUSION-ALARIS-Medley 8100 | [6 empty] | Verified as Rental |  |  | MHHS-Mem City
NO | YES |  |  |  | FFL536 |  | CAREFUSION | 8100M |  |  | Rental | MHHS-Mem City |  |  |  | FFL536 |  | West & Memorial City |  | Rental | [7 empty] | PUMPINFUSION-ALARIS-Medley 8100 |  | MEDLEY PUMP MODULE LVP *MEMORIAL HERMANN |  |  | PUMPINFUSION-ALARIS-Medley 8100 | [6 empty] | Verified as Rental |  |  | MHHS-Mem City
NO | YES |  |  |  | FFL540 |  | CAREFUSION | 8100M |  |  | Rental | MHHS-Mem City |  |  |  | FFL540 |  | West & Memorial City |  | Rental | [7 empty] | PUMPINFUSION-ALARIS-Medley 8100 |  | MEDLEY PUMP MODULE LVP *MEMORIAL HERMANN |  |  | PUMPINFUSION-ALARIS-Medley 8100 | [6 empty] | Verified as Rental |  |  | MHHS-Mem City
NO | YES |  |  |  | FFL563 |  | CAREFUSION | 8100M |  |  | Rental | MHHS-Mem City |  |  |  | FFL563 |  | West & Memorial City |  | Rental | [7 empty] | PUMPINFUSION-ALARIS-Medley 8100 |  | MEDLEY PUMP MODULE LVP *MEMORIAL HERMANN |  |  | PUMPINFUSION-ALARIS-Medley 8100 | [6 empty] | Verified as Rental |  |  | MHHS-Mem City
NO | YES |  |  |  | FFL565 |  | CAREFUSION | 8100M |  |  | Rental | MHHS-Mem City |  |  |  | FFL565 |  | West & Memorial City |  | Rental | [7 empty] | PUMPINFUSION-ALARIS-Medley 8100 |  | MEDLEY PUMP MODULE LVP *MEMORIAL HERMANN |  |  | PUMPINFUSION-ALARIS-Medley 8100 | [6 empty] | Verified as Rental |  |  | MHHS-Mem City
NO | YES |  |  |  | FFL667 |  | CAREFUSION | 8100M |  |  | Rental | MHHS-Mem City |  |  |  | FFL667 |  | West & Memorial City |  | Rental | [7 empty] | PUMPINFUSION-ALARIS-Medley 8100 |  | MEDLEY PUMP MODULE LVP *MEMORIAL HERMANN |  |  | PUMPINFUSION-ALARIS-Medley 8100 | [6 empty] | Verified as Rental |  |  | MHHS-Mem City
NO | YES |  |  |  | FFL674 |  | CAREFUSION | 8100M |  |  | Rental | MHHS-Mem City |  |  |  | FFL674 |  | West & Memorial City |  | Rental | [7 empty] | PUMPINFUSION-ALARIS-Medley 8100 |  | MEDLEY PUMP MODULE LVP *MEMORIAL HERMANN |  |  | PUMPINFUSION-ALARIS-Medley 8100 | [6 empty] | Verified as Rental |  |  | MHHS-Mem City
NO | YES |  |  |  | FFL691 |  | CAREFUSION | 8100M |  |  | Rental | MHHS-Mem City |  |  |  | FFL691 |  | West & Memorial City |  | Rental | [7 empty] | PUMPINFUSION-ALARIS-Medley 8100 |  | MEDLEY PUMP MODULE LVP *MEMORIAL HERMANN |  |  | PUMPINFUSION-ALARIS-Medley 8100 | [6 empty] | Verified as Rental |  |  | MHHS-Mem City
NO | YES |  |  |  | FFL702 |  | CAREFUSION | 8100M |  |  | Rental | MHHS-Mem City |  |  |  | FFL702 |  | West & Memorial City |  | Rental | [7 empty] | PUMPINFUSION-ALARIS-Medley 8100 |  | MEDLEY PUMP MODULE LVP *MEMORIAL HERMANN |  |  | PUMPINFUSION-ALARIS-Medley 8100 | [6 empty] | Verified as Rental |  |  | MHHS-Mem City
NO | YES |  |  |  | FFL717 |  | CAREFUSION | 8100M |  |  | Rental | MHHS-Mem City |  |  |  | FFL717 |  | West & Memorial City |  | Rental | [7 empty] | PUMPINFUSION-ALARIS-Medley 8100 |  | MEDLEY PUMP MODULE LVP *MEMORIAL HERMANN |  |  | PUMPINFUSION-ALARIS-Medley 8100 | [6 empty] | Verified as Rental |  |  | MHHS-Mem City
NO | YES |  |  |  | FFL724 |  | CAREFUSION | 8100M |  |  | Rental | MHHS-Mem City |  |  |  | FFL724 |  | West & Memorial City |  | Rental | [7 empty] | PUMPINFUSION-ALARIS-Medley 8100 |  | MEDLEY PUMP MODULE LVP *MEMORIAL HERMANN |  |  | PUMPINFUSION-ALARIS-Medley 8100 | [6 empty] | Verified as Rental |  |  | MHHS-Mem City
NO | YES |  |  |  | FFL736 |  | CAREFUSION | 8100M |  |  | Rental | MHHS-Mem City |  |  |  | FFL736 |  | West & Memorial City |  | Rental | [7 empty] | PUMPINFUSION-ALARIS-Medley 8100 |  | MEDLEY PUMP MODULE LVP *MEMORIAL HERMANN |  |  | PUMPINFUSION-ALARIS-Medley 8100 | [6 empty] | Verified as Rental |  |  | MHHS-Mem City
NO | YES |  |  |  | FFL746 |  | CAREFUSION | 8100M |  |  | Rental | MHHS-Mem City |  |  |  | FFL746 |  | West & Memorial City |  | Rental | [7 empty] | PUMPINFUSION-ALARIS-Medley 8100 |  | MEDLEY PUMP MODULE LVP *MEMORIAL HERMANN |  |  | PUMPINFUSION-ALARIS-Medley 8100 | [6 empty] | Verified as Rental |  |  | MHHS-Mem City
NO | YES |  |  |  | FFL751 |  | CAREFUSION | 8100M |  |  | Rental | MHHS-Mem City |  |  |  | FFL751 |  | West & Memorial City |  | Rental | [7 empty] | PUMPINFUSION-ALARIS-Medley 8100 |  | MEDLEY PUMP MODULE LVP *MEMORIAL HERMANN |  |  | PUMPINFUSION-ALARIS-Medley 8100 | [6 empty] | Verified as Rental |  |  | MHHS-Mem City
NO | YES |  |  |  | FFL777 |  | CAREFUSION | 8100M |  |  | Rental | MHHS-Mem City |  |  |  | FFL777 |  | West & Memorial City |  | Rental | [7 empty] | PUMPINFUSION-ALARIS-Medley 8100 |  | MEDLEY PUMP MODULE LVP *MEMORIAL HERMANN |  |  | PUMPINFUSION-ALARIS-Medley 8100 | [6 empty] | Verified as Rental |  |  | MHHS-Mem City
NO | YES |  |  |  | FFL797 |  | CAREFUSION | 8100M |  |  | Rental | MHHS-Mem City |  |  |  | FFL797 |  | West & Memorial City |  | Rental | [7 empty] | PUMPINFUSION-ALARIS-Medley 8100 |  | MEDLEY PUMP MODULE LVP *MEMORIAL HERMANN |  |  | PUMPINFUSION-ALARIS-Medley 8100 | [6 empty] | Verified as Rental |  |  | MHHS-Mem City
NO | YES |  |  |  | FFL801 |  | CAREFUSION | 8100M |  |  | Rental | MHHS-Mem City |  |  |  | FFL801 |  | West & Memorial City |  | Rental | [7 empty] | PUMPINFUSION-ALARIS-Medley 8100 |  | MEDLEY PUMP MODULE LVP *MEMORIAL HERMANN |  |  | PUMPINFUSION-ALARIS-Medley 8100 | [6 empty] | Verified as Rental |  |  | MHHS-Mem City
NO | YES |  |  |  | FFL805 |  | CAREFUSION | 8100M |  |  | Rental | MHHS-Mem City |  |  |  | FFL805 |  | West & Memorial City |  | Rental | [7 empty] | PUMPINFUSION-ALARIS-Medley 8100 |  | MEDLEY PUMP MODULE LVP *MEMORIAL HERMANN |  |  | PUMPINFUSION-ALARIS-Medley 8100 | [6 empty] | Verified as Rental |  |  | MHHS-Mem City
NO | YES |  |  |  | FFL823 |  | CAREFUSION | 8100M |  |  | Rental | MHHS-Mem City |  |  |  | FFL823 |  | West & Memorial City |  | Rental | [7 empty] | PUMPINFUSION-ALARIS-Medley 8100 |  | MEDLEY PUMP MODULE LVP *MEMORIAL HERMANN |  |  | PUMPINFUSION-ALARIS-Medley 8100 | [6 empty] | Verified as Rental |  |  | MHHS-Mem City
NO | YES |  |  |  | FFL829 |  | CAREFUSION | 8100M |  |  | Rental | MHHS-Mem City |  |  |  | FFL829 |  | West & Memorial City |  | Rental | [7 empty] | PUMPINFUSION-ALARIS-Medley 8100 |  | MEDLEY PUMP MODULE LVP *MEMORIAL HERMANN |  |  | PUMPINFUSION-ALARIS-Medley 8100 | [6 empty] | Verified as Rental |  |  | MHHS-Mem City
NO | YES |  |  |  | FFL852 |  | CAREFUSION | 8100M |  |  | Rental | MHHS-Mem City |  |  |  | FFL852 |  | West & Memorial City |  | Rental | [7 empty] | PUMPINFUSION-ALARIS-Medley 8100 |  | MEDLEY PUMP MODULE LVP *MEMORIAL HERMANN |  |  | PUMPINFUSION-ALARIS-Medley 8100 | [6 empty] | Verified as Rental |  |  | MHHS-Mem City
NO | YES |  |  |  | FFL869 |  | CAREFUSION | 8100M |  |  | Rental | MHHS-Mem City |  |  |  | FFL869 |  | West & Memorial City |  | Rental | [7 empty] | PUMPINFUSION-ALARIS-Medley 8100 |  | MEDLEY PUMP MODULE LVP *MEMORIAL HERMANN |  |  | PUMPINFUSION-ALARIS-Medley 8100 | [6 empty] | Verified as Rental |  |  | MHHS-Mem City
NO | YES |  |  |  | FFL905 |  | CAREFUSION | 8100M |  |  | Rental | MHHS-Mem City |  |  |  | FFL905 |  | West & Memorial City |  | Rental | [7 empty] | PUMPINFUSION-ALARIS-Medley 8100 |  | MEDLEY PUMP MODULE LVP *MEMORIAL HERMANN |  |  | PUMPINFUSION-ALARIS-Medley 8100 | [6 empty] | Verified as Rental |  |  | MHHS-Mem City
NO | YES |  |  |  | FFL908 |  | CAREFUSION | 8100M |  |  | Rental | MHHS-Mem City |  |  |  | FFL908 |  | West & Memorial City |  | Rental | [7 empty] | PUMPINFUSION-ALARIS-Medley 8100 |  | MEDLEY PUMP MODULE LVP *MEMORIAL HERMANN |  |  | PUMPINFUSION-ALARIS-Medley 8100 | [6 empty] | Verified as Rental |  |  | MHHS-Mem City
NO | YES |  |  |  | FFL911 |  | CAREFUSION | 8100M |  |  | Rental | MHHS-Mem City |  |  |  | FFL911 |  | West & Memorial City |  | Rental | [7 empty] | PUMPINFUSION-ALARIS-Medley 8100 |  | MEDLEY PUMP MODULE LVP *MEMORIAL HERMANN |  |  | PUMPINFUSION-ALARIS-Medley 8100 | [6 empty] | Verified as Rental |  |  | MHHS-Mem City
NO | YES |  |  |  | FFL929 |  | CAREFUSION | 8100M |  |  | Rental | MHHS-Mem City |  |  |  | FFL929 |  | West & Memorial City |  | Rental | [7 empty] | PUMPINFUSION-ALARIS-Medley 8100 |  | MEDLEY PUMP MODULE LVP *MEMORIAL HERMANN |  |  | PUMPINFUSION-ALARIS-Medley 8100 | [6 empty] | Verified as Rental |  |  | MHHS-Mem City
NO | YES |  |  |  | FFL943 |  | CAREFUSION | 8100M |  |  | Rental | MHHS-Mem City |  |  |  | FFL943 |  | West & Memorial City |  | Rental | [7 empty] | PUMPINFUSION-ALARIS-Medley 8100 |  | MEDLEY PUMP MODULE LVP *MEMORIAL HERMANN |  |  | PUMPINFUSION-ALARIS-Medley 8100 | [6 empty] | Verified as Rental |  |  | MHHS-Mem City
NO | YES |  |  |  | FFL953 |  | CAREFUSION | 8100M |  |  | Rental | MHHS-Mem City |  |  |  | FFL953 |  | West & Memorial City |  | Rental | [7 empty] | PUMPINFUSION-ALARIS-Medley 8100 |  | MEDLEY PUMP MODULE LVP *MEMORIAL HERMANN |  |  | PUMPINFUSION-ALARIS-Medley 8100 | [6 empty] | Verified as Rental |  |  | MHHS-Mem City
NO | YES |  |  |  | FFL971 |  | CAREFUSION | 8100M |  |  | Rental | MHHS-Mem City |  |  |  | FFL971 |  | West & Memorial City |  | Rental | [7 empty] | PUMPINFUSION-ALARIS-Medley 8100 |  | MEDLEY PUMP MODULE LVP *MEMORIAL HERMANN |  |  | PUMPINFUSION-ALARIS-Medley 8100 | [6 empty] | Verified as Rental |  |  | MHHS-Mem City
NO | YES |  |  |  | FFL973 |  | CAREFUSION | 8100M |  |  | Rental | MHHS-Mem City |  |  |  | FFL973 |  | West & Memorial City |  | Rental | [7 empty] | PUMPINFUSION-ALARIS-Medley 8100 |  | MEDLEY PUMP MODULE LVP *MEMORIAL HERMANN |  |  | PUMPINFUSION-ALARIS-Medley 8100 | [6 empty] | Verified as Rental |  |  | MHHS-Mem City
NO | YES |  |  |  | FFL989 |  | CAREFUSION | 8100M |  |  | Rental | MHHS-Mem City |  |  |  | FFL989 |  | West & Memorial City |  | Rental | [7 empty] | PUMPINFUSION-ALARIS-Medley 8100 |  | MEDLEY PUMP MODULE LVP *MEMORIAL HERMANN |  |  | PUMPINFUSION-ALARIS-Medley 8100 | [6 empty] | Verified as Rental |  |  | MHHS-Mem City
NO | YES |  |  |  | FFL1032 |  | CAREFUSION | 8100M |  |  | Rental | MHHS-Mem City |  |  |  | FFL1032 |  | West & Memorial City |  | Rental | [7 empty] | PUMPINFUSION-ALARIS-Medley 8100 |  | MEDLEY PUMP MODULE LVP *MEMORIAL HERMANN |  |  | PUMPINFUSION-ALARIS-Medley 8100 | [6 empty] | Verified as Rental |  |  | MHHS-Mem City
NO | YES |  |  |  | FFL1036 |  | CAREFUSION | 8100M |  |  | Rental | MHHS-Mem City |  |  |  | FFL1036 |  | West & Memorial City |  | Rental | [7 empty] | PUMPINFUSION-ALARIS-Medley 8100 |  | MEDLEY PUMP MODULE LVP *MEMORIAL HERMANN |  |  | PUMPINFUSION-ALARIS-Medley 8100 | [6 empty] | Verified as Rental |  |  | MHHS-Mem City
NO | YES |  |  |  | FFL1037 |  | CAREFUSION | 8100M |  |  | Rental | MHHS-Mem City |  |  |  | FFL1037 |  | West & Memorial City |  | Rental | [7 empty] | PUMPINFUSION-ALARIS-Medley 8100 |  | MEDLEY PUMP MODULE LVP *MEMORIAL HERMANN |  |  | PUMPINFUSION-ALARIS-Medley 8100 | [6 empty] | Verified as Rental |  |  | MHHS-Mem City
NO | YES |  |  |  | FFL1046 |  | CAREFUSION | 8100M |  |  | Rental | MHHS-Mem City |  |  |  | FFL1046 |  | West & Memorial City |  | Rental | [7 empty] | PUMPINFUSION-ALARIS-Medley 8100 |  | MEDLEY PUMP MODULE LVP *MEMORIAL HERMANN |  |  | PUMPINFUSION-ALARIS-Medley 8100 | [6 empty] | Verified as Rental |  |  | MHHS-Mem City
NO | YES |  |  |  | FFL1058 |  | CAREFUSION | 8100M |  |  | Rental | MHHS-Mem City |  |  |  | FFL1058 |  | West & Memorial City |  | Rental | [7 empty] | PUMPINFUSION-ALARIS-Medley 8100 |  | MEDLEY PUMP MODULE LVP *MEMORIAL HERMANN |  |  | PUMPINFUSION-ALARIS-Medley 8100 | [6 empty] | Verified as Rental |  |  | MHHS-Mem City
NO | YES |  |  |  | FFL1060 |  | CAREFUSION | 8100M |  |  | Rental | MHHS-Mem City |  |  |  | FFL1060 |  | West & Memorial City |  | Rental | [7 empty] | PUMPINFUSION-ALARIS-Medley 8100 |  | MEDLEY PUMP MODULE LVP *MEMORIAL HERMANN |  |  | PUMPINFUSION-ALARIS-Medley 8100 | [6 empty] | Verified as Rental |  |  | MHHS-Mem City
NO | YES |  |  |  | FFL1074 |  | CAREFUSION | 8100M |  |  | Rental | MHHS-Mem City |  |  |  | FFL1074 |  | West & Memorial City |  | Rental | [7 empty] | PUMPINFUSION-ALARIS-Medley 8100 |  | MEDLEY PUMP MODULE LVP *MEMORIAL HERMANN |  |  | PUMPINFUSION-ALARIS-Medley 8100 | [6 empty] | Verified as Rental |  |  | MHHS-Mem City
NO | YES |  |  |  | FFL1079 |  | CAREFUSION | 8100M |  |  | Rental | MHHS-Mem City |  |  |  | FFL1079 |  | West & Memorial City |  | Rental | [7 empty] | PUMPINFUSION-ALARIS-Medley 8100 |  | MEDLEY PUMP MODULE LVP *MEMORIAL HERMANN |  |  | PUMPINFUSION-ALARIS-Medley 8100 | [6 empty] | Verified as Rental |  |  | MHHS-Mem City
NO | YES |  |  |  | FFL1098 |  | CAREFUSION | 8100M |  |  | Rental | MHHS-Mem City |  |  |  | FFL1098 |  | West & Memorial City |  | Rental | [7 empty] | PUMPINFUSION-ALARIS-Medley 8100 |  | MEDLEY PUMP MODULE LVP *MEMORIAL HERMANN |  |  | PUMPINFUSION-ALARIS-Medley 8100 | [6 empty] | Verified as Rental |  |  | MHHS-Mem City
NO | YES |  |  |  | FFL1120 |  | CAREFUSION | 8100M |  |  | Rental | MHHS-Mem City |  |  |  | FFL1120 |  | West & Memorial City |  | Rental | [7 empty] | PUMPINFUSION-ALARIS-Medley 8100 |  | MEDLEY PUMP MODULE LVP *MEMORIAL HERMANN |  |  | PUMPINFUSION-ALARIS-Medley 8100 | [6 empty] | Verified as Rental |  |  | MHHS-Mem City
NO | YES |  |  |  | FFL1132 |  | CAREFUSION | 8100M |  |  | Rental | MHHS-Mem City |  |  |  | FFL1132 |  | West & Memorial City |  | Rental | [7 empty] | PUMPINFUSION-ALARIS-Medley 8100 |  | MEDLEY PUMP MODULE LVP *MEMORIAL HERMANN |  |  | PUMPINFUSION-ALARIS-Medley 8100 | [6 empty] | Verified as Rental |  |  | MHHS-Mem City
NO | YES |  |  |  | FFL1179 |  | CAREFUSION | 8100M |  |  | Rental | MHHS-Mem City |  |  |  | FFL1179 |  | West & Memorial City |  | Rental | [7 empty] | PUMPINFUSION-ALARIS-Medley 8100 |  | MEDLEY PUMP MODULE LVP *MEMORIAL HERMANN |  |  | PUMPINFUSION-ALARIS-Medley 8100 | [6 empty] | Verified as Rental |  |  | MHHS-Mem City
NO | YES |  |  |  | FFL1187 |  | CAREFUSION | 8100M |  |  | Rental | MHHS-Mem City |  |  |  | FFL1187 |  | West & Memorial City |  | Rental | [7 empty] | PUMPINFUSION-ALARIS-Medley 8100 |  | MEDLEY PUMP MODULE LVP *MEMORIAL HERMANN |  |  | PUMPINFUSION-ALARIS-Medley 8100 | [6 empty] | Verified as Rental |  |  | MHHS-Mem City
NO | YES |  |  |  | FFL1199 |  | CAREFUSION | 8100M |  |  | Rental | MHHS-Mem City |  |  |  | FFL1199 |  | West & Memorial City |  | Rental | [7 empty] | PUMPINFUSION-ALARIS-Medley 8100 |  | MEDLEY PUMP MODULE LVP *MEMORIAL HERMANN |  |  | PUMPINFUSION-ALARIS-Medley 8100 | [6 empty] | Verified as Rental |  |  | MHHS-Mem City
NO | YES |  |  |  | FFL1212 |  | CAREFUSION | 8100M |  |  | Rental | MHHS-Mem City |  |  |  | FFL1212 |  | West & Memorial City |  | Rental | [7 empty] | PUMPINFUSION-ALARIS-Medley 8100 |  | MEDLEY PUMP MODULE LVP *MEMORIAL HERMANN |  |  | PUMPINFUSION-ALARIS-Medley 8100 | [6 empty] | Verified as Rental |  |  | MHHS-Mem City
NO | YES |  |  |  | FFL1221 |  | CAREFUSION | 8100M |  |  | Rental | MHHS-Mem City |  |  |  | FFL1221 |  | West & Memorial City |  | Rental | [7 empty] | PUMPINFUSION-ALARIS-Medley 8100 |  | MEDLEY PUMP MODULE LVP *MEMORIAL HERMANN |  |  | PUMPINFUSION-ALARIS-Medley 8100 | [6 empty] | Verified as Rental |  |  | MHHS-Mem City
NO | YES |  |  |  | FFL1231 |  | CAREFUSION | 8100M |  |  | Rental | MHHS-Mem City |  |  |  | FFL1231 |  | West & Memorial City |  | Rental | [7 empty] | PUMPINFUSION-ALARIS-Medley 8100 |  | MEDLEY PUMP MODULE LVP *MEMORIAL HERMANN |  |  | PUMPINFUSION-ALARIS-Medley 8100 | [6 empty] | Verified as Rental |  |  | MHHS-Mem City
NO | YES |  |  |  | FFL1248 |  | CAREFUSION | 8100M |  |  | Rental | MHHS-Mem City |  |  |  | FFL1248 |  | West & Memorial City |  | Rental | [7 empty] | PUMPINFUSION-ALARIS-Medley 8100 |  | MEDLEY PUMP MODULE LVP *MEMORIAL HERMANN |  |  | PUMPINFUSION-ALARIS-Medley 8100 | [6 empty] | Verified as Rental |  |  | MHHS-Mem City
NO | YES |  |  |  | FFL1252 |  | CAREFUSION | 8100M |  |  | Rental | MHHS-Mem City |  |  |  | FFL1252 |  | West & Memorial City |  | Rental | [7 empty] | PUMPINFUSION-ALARIS-Medley 8100 |  | MEDLEY PUMP MODULE LVP *MEMORIAL HERMANN |  |  | PUMPINFUSION-ALARIS-Medley 8100 | [6 empty] | Verified as Rental |  |  | MHHS-Mem City
NO | YES |  |  |  | FFL1254 |  | CAREFUSION | 8100M |  |  | Rental | MHHS-Mem City |  |  |  | FFL1254 |  | West & Memorial City |  | Rental | [7 empty] | PUMPINFUSION-ALARIS-Medley 8100 |  | MEDLEY PUMP MODULE LVP *MEMORIAL HERMANN |  |  | PUMPINFUSION-ALARIS-Medley 8100 | [6 empty] | Verified as Rental |  |  | MHHS-Mem City
NO | YES |  |  |  | FFL1267 |  | CAREFUSION | 8100M |  |  | Rental | MHHS-Mem City |  |  |  | FFL1267 |  | West & Memorial City |  | Rental | [7 empty] | PUMPINFUSION-ALARIS-Medley 8100 |  | MEDLEY PUMP MODULE LVP *MEMORIAL HERMANN |  |  | PUMPINFUSION-ALARIS-Medley 8100 | [6 empty] | Verified as Rental |  |  | MHHS-Mem City
NO | YES |  |  |  | FFL1275 |  | CAREFUSION | 8100M |  |  | Rental | MHHS-Mem City |  |  |  | FFL1275 |  | West & Memorial City |  | Rental | [7 empty] | PUMPINFUSION-ALARIS-Medley 8100 |  | MEDLEY PUMP MODULE LVP *MEMORIAL HERMANN |  |  | PUMPINFUSION-ALARIS-Medley 8100 | [6 empty] | Verified as Rental |  |  | MHHS-Mem City
NO | YES |  |  |  | FFL1299 |  | CAREFUSION | 8100M |  |  | Rental | MHHS-Mem City |  |  |  | FFL1299 |  | West & Memorial City |  | Rental | [7 empty] | PUMPINFUSION-ALARIS-Medley 8100 |  | MEDLEY PUMP MODULE LVP *MEMORIAL HERMANN |  |  | PUMPINFUSION-ALARIS-Medley 8100 | [6 empty] | Verified as Rental |  |  | MHHS-Mem City
NO | YES |  |  |  | FFL1303 |  | CAREFUSION | 8100M |  |  | Rental | MHHS-Mem City |  |  |  | FFL1303 |  | West & Memorial City |  | Rental | [7 empty] | PUMPINFUSION-ALARIS-Medley 8100 |  | MEDLEY PUMP MODULE LVP *MEMORIAL HERMANN |  |  | PUMPINFUSION-ALARIS-Medley 8100 | [6 empty] | Verified as Rental |  |  | MHHS-Mem City
NO | YES |  |  |  | FFL1354 |  | CAREFUSION | 8100M |  |  | Rental | MHHS-Mem City |  |  |  | FFL1354 |  | West & Memorial City |  | Rental | [7 empty] | PUMPINFUSION-ALARIS-Medley 8100 |  | MEDLEY PUMP MODULE LVP *MEMORIAL HERMANN |  |  | PUMPINFUSION-ALARIS-Medley 8100 | [6 empty] | Verified as Rental |  |  | MHHS-Mem City
NO | YES |  |  |  | FFL1376 |  | CAREFUSION | 8100M |  |  | Rental | MHHS-Mem City |  |  |  | FFL1376 |  | West & Memorial City |  | Rental | [7 empty] | PUMPINFUSION-ALARIS-Medley 8100 |  | MEDLEY PUMP MODULE LVP *MEMORIAL HERMANN |  |  | PUMPINFUSION-ALARIS-Medley 8100 | [6 empty] | Verified as Rental |  |  | MHHS-Mem City
NO | YES |  |  |  | FFL1410 |  | CAREFUSION | 8100M |  |  | Rental | MHHS-Mem City |  |  |  | FFL1410 |  | West & Memorial City |  | Rental | [7 empty] | PUMPINFUSION-ALARIS-Medley 8100 |  | MEDLEY PUMP MODULE LVP *MEMORIAL HERMANN |  |  | PUMPINFUSION-ALARIS-Medley 8100 | [6 empty] | Verified as Rental |  |  | MHHS-Mem City
NO | YES |  |  |  | FFL1425 |  | CAREFUSION | 8100M |  |  | Rental | MHHS-Mem City |  |  |  | FFL1425 |  | West & Memorial City |  | Rental | [7 empty] | PUMPINFUSION-ALARIS-Medley 8100 |  | MEDLEY PUMP MODULE LVP *MEMORIAL HERMANN |  |  | PUMPINFUSION-ALARIS-Medley 8100 | [6 empty] | Verified as Rental |  |  | MHHS-Mem City
NO | YES |  |  |  | FFL1426 |  | CAREFUSION | 8100M |  |  | Rental | MHHS-Mem City |  |  |  | FFL1426 |  | West & Memorial City |  | Rental | [7 empty] | PUMPINFUSION-ALARIS-Medley 8100 |  | MEDLEY PUMP MODULE LVP *MEMORIAL HERMANN |  |  | PUMPINFUSION-ALARIS-Medley 8100 | [6 empty] | Verified as Rental |  |  | MHHS-Mem City
NO | YES |  |  |  | FFL1437 |  | CAREFUSION | 8100M |  |  | Rental | MHHS-Mem City |  |  |  | FFL1437 |  | West & Memorial City |  | Rental | [7 empty] | PUMPINFUSION-ALARIS-Medley 8100 |  | MEDLEY PUMP MODULE LVP *MEMORIAL HERMANN |  |  | PUMPINFUSION-ALARIS-Medley 8100 | [6 empty] | Verified as Rental |  |  | MHHS-Mem City
NO | YES |  |  |  | FFL1442 |  | CAREFUSION | 8100M |  |  | Rental | MHHS-Mem City |  |  |  | FFL1442 |  | West & Memorial City |  | Rental | [7 empty] | PUMPINFUSION-ALARIS-Medley 8100 |  | MEDLEY PUMP MODULE LVP *MEMORIAL HERMANN |  |  | PUMPINFUSION-ALARIS-Medley 8100 | [6 empty] | Verified as Rental |  |  | MHHS-Mem City
NO | YES |  |  |  | FFL1455 |  | CAREFUSION | 8100M |  |  | Rental | MHHS-Mem City |  |  |  | FFL1455 |  | West & Memorial City |  | Rental | [7 empty] | PUMPINFUSION-ALARIS-Medley 8100 |  | MEDLEY PUMP MODULE LVP *MEMORIAL HERMANN |  |  | PUMPINFUSION-ALARIS-Medley 8100 | [6 empty] | Verified as Rental |  |  | MHHS-Mem City
NO | YES |  |  |  | FFL1466 |  | CAREFUSION | 8100M |  |  | Rental | MHHS-Mem City |  |  |  | FFL1466 |  | West & Memorial City |  | Rental | [7 empty] | PUMPINFUSION-ALARIS-Medley 8100 |  | MEDLEY PUMP MODULE LVP *MEMORIAL HERMANN |  |  | PUMPINFUSION-ALARIS-Medley 8100 | [6 empty] | Verified as Rental |  |  | MHHS-Mem City
NO | YES |  |  |  | FFL1467 |  | CAREFUSION | 8100M |  |  | Rental | MHHS-Mem City |  |  |  | FFL1467 |  | West & Memorial City |  | Rental | [7 empty] | PUMPINFUSION-ALARIS-Medley 8100 |  | MEDLEY PUMP MODULE LVP *MEMORIAL HERMANN |  |  | PUMPINFUSION-ALARIS-Medley 8100 | [6 empty] | Verified as Rental |  |  | MHHS-Mem City
NO | YES |  |  |  | FFL1498 |  | CAREFUSION | 8100M |  |  | Rental | MHHS-Mem City |  |  |  | FFL1498 |  | West & Memorial City |  | Rental | [7 empty] | PUMPINFUSION-ALARIS-Medley 8100 |  | MEDLEY PUMP MODULE LVP *MEMORIAL HERMANN |  |  | PUMPINFUSION-ALARIS-Medley 8100 | [6 empty] | Verified as Rental |  |  | MHHS-Mem City
NO | YES |  |  |  | FFL1535 |  | CAREFUSION | 8100M |  |  | Rental | MHHS-Mem City |  |  |  | FFL1535 |  | West & Memorial City |  | Rental | [7 empty] | PUMPINFUSION-ALARIS-Medley 8100 |  | MEDLEY PUMP MODULE LVP *MEMORIAL HERMANN |  |  | PUMPINFUSION-ALARIS-Medley 8100 | [6 empty] | Verified as Rental |  |  | MHHS-Mem City
NO | YES |  |  |  | FFL1582 |  | CAREFUSION | 8100M |  |  | Rental | MHHS-Mem City |  |  |  | FFL1582 |  | West & Memorial City |  | Rental | [7 empty] | PUMPINFUSION-ALARIS-Medley 8100 |  | MEDLEY PUMP MODULE LVP *MEMORIAL HERMANN |  |  | PUMPINFUSION-ALARIS-Medley 8100 | [6 empty] | Verified as Rental |  |  | MHHS-Mem City
NO | YES |  |  |  | FFL1583 |  | CAREFUSION | 8100M |  |  | Rental | MHHS-Mem City |  |  |  | FFL1583 |  | West & Memorial City |  | Rental | [7 empty] | PUMPINFUSION-ALARIS-Medley 8100 |  | MEDLEY PUMP MODULE LVP *MEMORIAL HERMANN |  |  | PUMPINFUSION-ALARIS-Medley 8100 | [6 empty] | Verified as Rental |  |  | MHHS-Mem City
NO | YES |  |  |  | FFL1627 |  | CAREFUSION | 8100M |  |  | Rental | MHHS-Mem City |  |  |  | FFL1627 |  | West & Memorial City |  | Rental | [7 empty] | PUMPINFUSION-ALARIS-Medley 8100 |  | MEDLEY PUMP MODULE LVP *MEMORIAL HERMANN |  |  | PUMPINFUSION-ALARIS-Medley 8100 | [6 empty] | Verified as Rental |  |  | MHHS-Mem City
NO | YES |  |  |  | FFL1630 |  | CAREFUSION | 8100M |  |  | Rental | MHHS-Mem City |  |  |  | FFL1630 |  | West & Memorial City |  | Rental | [7 empty] | PUMPINFUSION-ALARIS-Medley 8100 |  | MEDLEY PUMP MODULE LVP *MEMORIAL HERMANN |  |  | PUMPINFUSION-ALARIS-Medley 8100 | [6 empty] | Verified as Rental |  |  | MHHS-Mem City
NO | YES |  |  |  | FFL1631 |  | CAREFUSION | 8100M |  |  | Rental | MHHS-Mem City |  |  |  | FFL1631 |  | West & Memorial City |  | Rental | [7 empty] | PUMPINFUSION-ALARIS-Medley 8100 |  | MEDLEY PUMP MODULE LVP *MEMORIAL HERMANN |  |  | PUMPINFUSION-ALARIS-Medley 8100 | [6 empty] | Verified as Rental |  |  | MHHS-Mem City
NO | YES |  |  |  | FFL1634 |  | CAREFUSION | 8100M |  |  | Rental | MHHS-Mem City |  |  |  | FFL1634 |  | West & Memorial City |  | Rental | [7 empty] | PUMPINFUSION-ALARIS-Medley 8100 |  | MEDLEY PUMP MODULE LVP *MEMORIAL HERMANN |  |  | PUMPINFUSION-ALARIS-Medley 8100 | [6 empty] | Verified as Rental |  |  | MHHS-Mem City
NO | YES |  |  |  | FFL1640 |  | CAREFUSION | 8100M |  |  | Rental | MHHS-Mem City |  |  |  | FFL1640 |  | West & Memorial City |  | Rental | [7 empty] | PUMPINFUSION-ALARIS-Medley 8100 |  | MEDLEY PUMP MODULE LVP *MEMORIAL HERMANN |  |  | PUMPINFUSION-ALARIS-Medley 8100 | [6 empty] | Verified as Rental |  |  | MHHS-Mem City
NO | YES |  |  |  | FFL1649 |  | CAREFUSION | 8100M |  |  | Rental | MHHS-Mem City |  |  |  | FFL1649 |  | West & Memorial City |  | Rental | [7 empty] | PUMPINFUSION-ALARIS-Medley 8100 |  | MEDLEY PUMP MODULE LVP *MEMORIAL HERMANN |  |  | PUMPINFUSION-ALARIS-Medley 8100 | [6 empty] | Verified as Rental |  |  | MHHS-Mem City
NO | YES |  |  |  | FFL1683 |  | CAREFUSION | 8100M |  |  | Rental | MHHS-Mem City |  |  |  | FFL1683 |  | West & Memorial City |  | Rental | [7 empty] | PUMPINFUSION-ALARIS-Medley 8100 |  | MEDLEY PUMP MODULE LVP *MEMORIAL HERMANN |  |  | PUMPINFUSION-ALARIS-Medley 8100 | [6 empty] | Verified as Rental |  |  | MHHS-Mem City
NO | YES |  |  |  | FFL1686 |  | CAREFUSION | 8100M |  |  | Rental | MHHS-Mem City |  |  |  | FFL1686 |  | West & Memorial City |  | Rental | [7 empty] | PUMPINFUSION-ALARIS-Medley 8100 |  | MEDLEY PUMP MODULE LVP *MEMORIAL HERMANN |  |  | PUMPINFUSION-ALARIS-Medley 8100 | [6 empty] | Verified as Rental |  |  | MHHS-Mem City
NO | YES |  |  |  | FFL1690 |  | CAREFUSION | 8100M |  |  | Rental | MHHS-Mem City |  |  |  | FFL1690 |  | West & Memorial City |  | Rental | [7 empty] | PUMPINFUSION-ALARIS-Medley 8100 |  | MEDLEY PUMP MODULE LVP *MEMORIAL HERMANN |  |  | PUMPINFUSION-ALARIS-Medley 8100 | [6 empty] | Verified as Rental |  |  | MHHS-Mem City
NO | YES |  |  |  | FFL1696 |  | CAREFUSION | 8100M |  |  | Rental | MHHS-Mem City |  |  |  | FFL1696 |  | West & Memorial City |  | Rental | [7 empty] | PUMPINFUSION-ALARIS-Medley 8100 |  | MEDLEY PUMP MODULE LVP *MEMORIAL HERMANN |  |  | PUMPINFUSION-ALARIS-Medley 8100 | [6 empty] | Verified as Rental |  |  | MHHS-Mem City
NO | YES |  |  |  | FFL1735 |  | CAREFUSION | 8100M |  |  | Rental | MHHS-Mem City |  |  |  | FFL1735 |  | West & Memorial City |  | Rental | [7 empty] | PUMPINFUSION-ALARIS-Medley 8100 |  | MEDLEY PUMP MODULE LVP *MEMORIAL HERMANN |  |  | PUMPINFUSION-ALARIS-Medley 8100 | [6 empty] | Verified as Rental |  |  | MHHS-Mem City
NO | YES |  |  |  | FFL1745 |  | CAREFUSION | 8100M |  |  | Rental | MHHS-Mem City |  |  |  | FFL1745 |  | West & Memorial City |  | Rental | [7 empty] | PUMPINFUSION-ALARIS-Medley 8100 |  | MEDLEY PUMP MODULE LVP *MEMORIAL HERMANN |  |  | PUMPINFUSION-ALARIS-Medley 8100 | [6 empty] | Verified as Rental |  |  | MHHS-Mem City
NO | YES |  |  |  | FFL1746 |  | CAREFUSION | 8100M |  |  | Rental | MHHS-Mem City |  |  |  | FFL1746 |  | West & Memorial City |  | Rental | [7 empty] | PUMPINFUSION-ALARIS-Medley 8100 |  | MEDLEY PUMP MODULE LVP *MEMORIAL HERMANN |  |  | PUMPINFUSION-ALARIS-Medley 8100 | [6 empty] | Verified as Rental |  |  | MHHS-Mem City
NO | YES |  |  |  | FFL1755 |  | CAREFUSION | 8100M |  |  | Rental | MHHS-Mem City |  |  |  | FFL1755 |  | West & Memorial City |  | Rental | [7 empty] | PUMPINFUSION-ALARIS-Medley 8100 |  | MEDLEY PUMP MODULE LVP *MEMORIAL HERMANN |  |  | PUMPINFUSION-ALARIS-Medley 8100 | [6 empty] | Verified as Rental |  |  | MHHS-Mem City
NO | YES |  |  |  | FFL1763 |  | CAREFUSION | 8100M |  |  | Rental | MHHS-Mem City |  |  |  | FFL1763 |  | West & Memorial City |  | Rental | [7 empty] | PUMPINFUSION-ALARIS-Medley 8100 |  | MEDLEY PUMP MODULE LVP *MEMORIAL HERMANN |  |  | PUMPINFUSION-ALARIS-Medley 8100 | [6 empty] | Verified as Rental |  |  | MHHS-Mem City
NO | YES |  |  |  | FFL1779 |  | CAREFUSION | 8100M |  |  | Rental | MHHS-Mem City |  |  |  | FFL1779 |  | West & Memorial City |  | Rental | [7 empty] | PUMPINFUSION-ALARIS-Medley 8100 |  | MEDLEY PUMP MODULE LVP *MEMORIAL HERMANN |  |  | PUMPINFUSION-ALARIS-Medley 8100 | [6 empty] | Verified as Rental |  |  | MHHS-Mem City
NO | YES |  |  |  | FFL1794 |  | CAREFUSION | 8100M |  |  | Rental | MHHS-Mem City |  |  |  | FFL1794 |  | West & Memorial City |  | Rental | [7 empty] | PUMPINFUSION-ALARIS-Medley 8100 |  | MEDLEY PUMP MODULE LVP *MEMORIAL HERMANN |  |  | PUMPINFUSION-ALARIS-Medley 8100 | [6 empty] | Verified as Rental |  |  | MHHS-Mem City
NO | YES |  |  |  | FFL1814 |  | CAREFUSION | 8100M |  |  | Rental | MHHS-Mem City |  |  |  | FFL1814 |  | West & Memorial City |  | Rental | [7 empty] | PUMPINFUSION-ALARIS-Medley 8100 |  | MEDLEY PUMP MODULE LVP *MEMORIAL HERMANN |  |  | PUMPINFUSION-ALARIS-Medley 8100 | [6 empty] | Verified as Rental |  |  | MHHS-Mem City
NO | YES |  |  |  | FFL1819 |  | CAREFUSION | 8100M |  |  | Rental | MHHS-Mem City |  |  |  | FFL1819 |  | West & Memorial City |  | Rental | [7 empty] | PUMPINFUSION-ALARIS-Medley 8100 |  | MEDLEY PUMP MODULE LVP *MEMORIAL HERMANN |  |  | PUMPINFUSION-ALARIS-Medley 8100 | [6 empty] | Verified as Rental |  |  | MHHS-Mem City
NO | YES |  |  |  | FFL1850 |  | CAREFUSION | 8100M |  |  | Rental | MHHS-Mem City |  |  |  | FFL1850 |  | West & Memorial City |  | Rental | [7 empty] | PUMPINFUSION-ALARIS-Medley 8100 |  | MEDLEY PUMP MODULE LVP *MEMORIAL HERMANN |  |  | PUMPINFUSION-ALARIS-Medley 8100 | [6 empty] | Verified as Rental |  |  | MHHS-Mem City
NO | YES |  |  |  | FFL1859 |  | CAREFUSION | 8100M |  |  | Rental | MHHS-Mem City |  |  |  | FFL1859 |  | West & Memorial City |  | Rental | [7 empty] | PUMPINFUSION-ALARIS-Medley 8100 |  | MEDLEY PUMP MODULE LVP *MEMORIAL HERMANN |  |  | PUMPINFUSION-ALARIS-Medley 8100 | [6 empty] | Verified as Rental |  |  | MHHS-Mem City
NO | YES |  |  |  | FFL1861 |  | CAREFUSION | 8100M |  |  | Rental | MHHS-Mem City |  |  |  | FFL1861 |  | West & Memorial City |  | Rental | [7 empty] | PUMPINFUSION-ALARIS-Medley 8100 |  | MEDLEY PUMP MODULE LVP *MEMORIAL HERMANN |  |  | PUMPINFUSION-ALARIS-Medley 8100 | [6 empty] | Verified as Rental |  |  | MHHS-Mem City
NO | YES |  |  |  | FFL1889 |  | CAREFUSION | 8100M |  |  | Rental | MHHS-Mem City |  |  |  | FFL1889 |  | West & Memorial City |  | Rental | [7 empty] | PUMPINFUSION-ALARIS-Medley 8100 |  | MEDLEY PUMP MODULE LVP *MEMORIAL HERMANN |  |  | PUMPINFUSION-ALARIS-Medley 8100 | [6 empty] | Verified as Rental |  |  | MHHS-Mem City
NO | YES |  |  |  | FFL1907 |  | CAREFUSION | 8100M |  |  | Rental | MHHS-Mem City |  |  |  | FFL1907 |  | West & Memorial City |  | Rental | [7 empty] | PUMPINFUSION-ALARIS-Medley 8100 |  | MEDLEY PUMP MODULE LVP *MEMORIAL HERMANN |  |  | PUMPINFUSION-ALARIS-Medley 8100 | [6 empty] | Verified as Rental |  |  | MHHS-Mem City
NO | YES |  |  |  | FFL1955 |  | CAREFUSION | 8100M |  |  | Rental | MHHS-Mem City |  |  |  | FFL1955 |  | West & Memorial City |  | Rental | [7 empty] | PUMPINFUSION-ALARIS-Medley 8100 |  | MEDLEY PUMP MODULE LVP *MEMORIAL HERMANN |  |  | PUMPINFUSION-ALARIS-Medley 8100 | [6 empty] | Verified as Rental |  |  | MHHS-Mem City
NO | YES |  |  |  | FFL1981 |  | CAREFUSION | 8100M |  |  | Rental | MHHS-Mem City |  |  |  | FFL1981 |  | West & Memorial City |  | Rental | [7 empty] | PUMPINFUSION-ALARIS-Medley 8100 |  | MEDLEY PUMP MODULE LVP *MEMORIAL HERMANN |  |  | PUMPINFUSION-ALARIS-Medley 8100 | [6 empty] | Verified as Rental |  |  | MHHS-Mem City
NO | YES |  |  |  | FFL1987 |  | CAREFUSION | 8100M |  |  | Rental | MHHS-Mem City |  |  |  | FFL1987 |  | West & Memorial City |  | Rental | [7 empty] | PUMPINFUSION-ALARIS-Medley 8100 |  | MEDLEY PUMP MODULE LVP *MEMORIAL HERMANN |  |  | PUMPINFUSION-ALARIS-Medley 8100 | [6 empty] | Verified as Rental |  |  | MHHS-Mem City
NO | YES |  |  |  | FFL2018 |  | CAREFUSION | 8100M |  |  | Rental | MHHS-Mem City |  |  |  | FFL2018 |  | West & Memorial City |  | Rental | [7 empty] | PUMPINFUSION-ALARIS-Medley 8100 |  | MEDLEY PUMP MODULE LVP *MEMORIAL HERMANN |  |  | PUMPINFUSION-ALARIS-Medley 8100 | [6 empty] | Verified as Rental |  |  | MHHS-Mem City
NO | YES |  |  |  | FFL2032 |  | CAREFUSION | 8100M |  |  | Rental | MHHS-Mem City |  |  |  | FFL2032 |  | West & Memorial City |  | Rental | [7 empty] | PUMPINFUSION-ALARIS-Medley 8100 |  | MEDLEY PUMP MODULE LVP *MEMORIAL HERMANN |  |  | PUMPINFUSION-ALARIS-Medley 8100 | [6 empty] | Verified as Rental |  |  | MHHS-Mem City
NO | YES |  |  |  | FFL2040 |  | CAREFUSION | 8100M |  |  | Rental | MHHS-Mem City |  |  |  | FFL2040 |  | West & Memorial City |  | Rental | [7 empty] | PUMPINFUSION-ALARIS-Medley 8100 |  | MEDLEY PUMP MODULE LVP *MEMORIAL HERMANN |  |  | PUMPINFUSION-ALARIS-Medley 8100 | [6 empty] | Verified as Rental |  |  | MHHS-Mem City
NO | YES |  |  |  | FFL2059 |  | CAREFUSION | 8100M |  |  | Rental | MHHS-Mem City |  |  |  | FFL2059 |  | West & Memorial City |  | Rental | [7 empty] | PUMPINFUSION-ALARIS-Medley 8100 |  | MEDLEY PUMP MODULE LVP *MEMORIAL HERMANN |  |  | PUMPINFUSION-ALARIS-Medley 8100 | [6 empty] | Verified as Rental |  |  | MHHS-Mem City
NO | YES |  |  |  | FFL2063 |  | CAREFUSION | 8100M |  |  | Rental | MHHS-Mem City |  |  |  | FFL2063 |  | West & Memorial City |  | Rental | [7 empty] | PUMPINFUSION-ALARIS-Medley 8100 |  | MEDLEY PUMP MODULE LVP *MEMORIAL HERMANN |  |  | PUMPINFUSION-ALARIS-Medley 8100 | [6 empty] | Verified as Rental |  |  | MHHS-Mem City
NO | YES |  |  |  | FFL2117 |  | CAREFUSION | 8100M |  |  | Rental | MHHS-Mem City |  |  |  | FFL2117 |  | West & Memorial City |  | Rental | [7 empty] | PUMPINFUSION-ALARIS-Medley 8100 |  | MEDLEY PUMP MODULE LVP *MEMORIAL HERMANN |  |  | PUMPINFUSION-ALARIS-Medley 8100 | [6 empty] | Verified as Rental |  |  | MHHS-Mem City
NO | YES |  |  |  | FFL2121 |  | CAREFUSION | 8100M |  |  | Rental | MHHS-Mem City |  |  |  | FFL2121 |  | West & Memorial City |  | Rental | [7 empty] | PUMPINFUSION-ALARIS-Medley 8100 |  | MEDLEY PUMP MODULE LVP *MEMORIAL HERMANN |  |  | PUMPINFUSION-ALARIS-Medley 8100 | [6 empty] | Verified as Rental |  |  | MHHS-Mem City
NO | YES |  |  |  | FFL2127 |  | CAREFUSION | 8100M |  |  | Rental | MHHS-Mem City |  |  |  | FFL2127 |  | West & Memorial City |  | Rental | [7 empty] | PUMPINFUSION-ALARIS-Medley 8100 |  | MEDLEY PUMP MODULE LVP *MEMORIAL HERMANN |  |  | PUMPINFUSION-ALARIS-Medley 8100 | [6 empty] | Verified as Rental |  |  | MHHS-Mem City
NO | YES |  |  |  | FFL2129 |  | CAREFUSION | 8100M |  |  | Rental | MHHS-Mem City |  |  |  | FFL2129 |  | West & Memorial City |  | Rental | [7 empty] | PUMPINFUSION-ALARIS-Medley 8100 |  | MEDLEY PUMP MODULE LVP *MEMORIAL HERMANN |  |  | PUMPINFUSION-ALARIS-Medley 8100 | [6 empty] | Verified as Rental |  |  | MHHS-Mem City
NO | YES |  |  |  | FFL2160 |  | CAREFUSION | 8100M |  |  | Rental | MHHS-Mem City |  |  |  | FFL2160 |  | West & Memorial City |  | Rental | [7 empty] | PUMPINFUSION-ALARIS-Medley 8100 |  | MEDLEY PUMP MODULE LVP *MEMORIAL HERMANN |  |  | PUMPINFUSION-ALARIS-Medley 8100 | [6 empty] | Verified as Rental |  |  | MHHS-Mem City
NO | YES |  |  |  | FFL2166 |  | CAREFUSION | 8100M |  |  | Rental | MHHS-Mem City |  |  |  | FFL2166 |  | West & Memorial City |  | Rental | [7 empty] | PUMPINFUSION-ALARIS-Medley 8100 |  | MEDLEY PUMP MODULE LVP *MEMORIAL HERMANN |  |  | PUMPINFUSION-ALARIS-Medley 8100 | [6 empty] | Verified as Rental |  |  | MHHS-Mem City
NO | YES |  |  |  | FFL2180 |  | CAREFUSION | 8100M |  |  | Rental | MHHS-Mem City |  |  |  | FFL2180 |  | West & Memorial City |  | Rental | [7 empty] | PUMPINFUSION-ALARIS-Medley 8100 |  | MEDLEY PUMP MODULE LVP *MEMORIAL HERMANN |  |  | PUMPINFUSION-ALARIS-Medley 8100 | [6 empty] | Verified as Rental |  |  | MHHS-Mem City
NO | YES |  |  |  | FFL2181 |  | CAREFUSION | 8100M |  |  | Rental | MHHS-Mem City |  |  |  | FFL2181 |  | West & Memorial City |  | Rental | [7 empty] | PUMPINFUSION-ALARIS-Medley 8100 |  | MEDLEY PUMP MODULE LVP *MEMORIAL HERMANN |  |  | PUMPINFUSION-ALARIS-Medley 8100 | [6 empty] | Verified as Rental |  |  | MHHS-Mem City
NO | YES |  |  |  | FFL2200 |  | CAREFUSION | 8100M |  |  | Rental | MHHS-Mem City |  |  |  | FFL2200 |  | West & Memorial City |  | Rental | [7 empty] | PUMPINFUSION-ALARIS-Medley 8100 |  | MEDLEY PUMP MODULE LVP *MEMORIAL HERMANN |  |  | PUMPINFUSION-ALARIS-Medley 8100 | [6 empty] | Verified as Rental |  |  | MHHS-Mem City
NO | YES |  |  |  | FFL2202 |  | CAREFUSION | 8100M |  |  | Rental | MHHS-Mem City |  |  |  | FFL2202 |  | West & Memorial City |  | Rental | [7 empty] | PUMPINFUSION-ALARIS-Medley 8100 |  | MEDLEY PUMP MODULE LVP *MEMORIAL HERMANN |  |  | PUMPINFUSION-ALARIS-Medley 8100 | [6 empty] | Verified as Rental |  |  | MHHS-Mem City
NO | YES |  |  |  | FFL2213 |  | CAREFUSION | 8100M |  |  | Rental | MHHS-Mem City |  |  |  | FFL2213 |  | West & Memorial City |  | Rental | [7 empty] | PUMPINFUSION-ALARIS-Medley 8100 |  | MEDLEY PUMP MODULE LVP *MEMORIAL HERMANN |  |  | PUMPINFUSION-ALARIS-Medley 8100 | [6 empty] | Verified as Rental |  |  | MHHS-Mem City
NO | YES |  |  |  | FFL2216 |  | CAREFUSION | 8100M |  |  | Rental | MHHS-Mem City |  |  |  | FFL2216 |  | West & Memorial City |  | Rental | [7 empty] | PUMPINFUSION-ALARIS-Medley 8100 |  | MEDLEY PUMP MODULE LVP *MEMORIAL HERMANN |  |  | PUMPINFUSION-ALARIS-Medley 8100 | [6 empty] | Verified as Rental |  |  | MHHS-Mem City
NO | YES |  |  |  | FFL2217 |  | CAREFUSION | 8100M |  |  | Rental | MHHS-Mem City |  |  |  | FFL2217 |  | West & Memorial City |  | Rental | [7 empty] | PUMPINFUSION-ALARIS-Medley 8100 |  | MEDLEY PUMP MODULE LVP *MEMORIAL HERMANN |  |  | PUMPINFUSION-ALARIS-Medley 8100 | [6 empty] | Verified as Rental |  |  | MHHS-Mem City
NO | YES |  |  |  | FFL2220 |  | CAREFUSION | 8100M |  |  | Rental | MHHS-Mem City |  |  |  | FFL2220 |  | West & Memorial City |  | Rental | [7 empty] | PUMPINFUSION-ALARIS-Medley 8100 |  | MEDLEY PUMP MODULE LVP *MEMORIAL HERMANN |  |  | PUMPINFUSION-ALARIS-Medley 8100 | [6 empty] | Verified as Rental |  |  | MHHS-Mem City
NO | YES |  |  |  | FFL2222 |  | CAREFUSION | 8100M |  |  | Rental | MHHS-Mem City |  |  |  | FFL2222 |  | West & Memorial City |  | Rental | [7 empty] | PUMPINFUSION-ALARIS-Medley 8100 |  | MEDLEY PUMP MODULE LVP *MEMORIAL HERMANN |  |  | PUMPINFUSION-ALARIS-Medley 8100 | [6 empty] | Verified as Rental |  |  | MHHS-Mem City
NO | YES |  |  |  | FFL2239 |  | CAREFUSION | 8100M |  |  | Rental | MHHS-Mem City |  |  |  | FFL2239 |  | West & Memorial City |  | Rental | [7 empty] | PUMPINFUSION-ALARIS-Medley 8100 |  | MEDLEY PUMP MODULE LVP *MEMORIAL HERMANN |  |  | PUMPINFUSION-ALARIS-Medley 8100 | [6 empty] | Verified as Rental |  |  | MHHS-Mem City
NO | YES |  |  |  | FFL2253 |  | CAREFUSION | 8100M |  |  | Rental | MHHS-Mem City |  |  |  | FFL2253 |  | West & Memorial City |  | Rental | [7 empty] | PUMPINFUSION-ALARIS-Medley 8100 |  | MEDLEY PUMP MODULE LVP *MEMORIAL HERMANN |  |  | PUMPINFUSION-ALARIS-Medley 8100 | [6 empty] | Verified as Rental |  |  | MHHS-Mem City
NO | YES |  |  |  | FFL2278 |  | CAREFUSION | 8100M |  |  | Rental | MHHS-Mem City |  |  |  | FFL2278 |  | West & Memorial City |  | Rental | [7 empty] | PUMPINFUSION-ALARIS-Medley 8100 |  | MEDLEY PUMP MODULE LVP *MEMORIAL HERMANN |  |  | PUMPINFUSION-ALARIS-Medley 8100 | [6 empty] | Verified as Rental |  |  | MHHS-Mem City
NO | YES |  |  |  | FFL2294 |  | CAREFUSION | 8100M |  |  | Rental | MHHS-Mem City |  |  |  | FFL2294 |  | West & Memorial City |  | Rental | [7 empty] | PUMPINFUSION-ALARIS-Medley 8100 |  | MEDLEY PUMP MODULE LVP *MEMORIAL HERMANN |  |  | PUMPINFUSION-ALARIS-Medley 8100 | [6 empty] | Verified as Rental |  |  | MHHS-Mem City
NO | YES |  |  |  | FFL2300 |  | CAREFUSION | 8100M |  |  | Rental | MHHS-Mem City |  |  |  | FFL2300 |  | West & Memorial City |  | Rental | [7 empty] | PUMPINFUSION-ALARIS-Medley 8100 |  | MEDLEY PUMP MODULE LVP *MEMORIAL HERMANN |  |  | PUMPINFUSION-ALARIS-Medley 8100 | [6 empty] | Verified as Rental |  |  | MHHS-Mem City
NO | YES |  |  |  | FFL2306 |  | CAREFUSION | 8100M |  |  | Rental | MHHS-Mem City |  |  |  | FFL2306 |  | West & Memorial City |  | Rental | [7 empty] | PUMPINFUSION-ALARIS-Medley 8100 |  | MEDLEY PUMP MODULE LVP *MEMORIAL HERMANN |  |  | PUMPINFUSION-ALARIS-Medley 8100 | [6 empty] | Verified as Rental |  |  | MHHS-Mem City
NO | YES |  |  |  | FFL2320 |  | CAREFUSION | 8100M |  |  | Rental | MHHS-Mem City |  |  |  | FFL2320 |  | West & Memorial City |  | Rental | [7 empty] | PUMPINFUSION-ALARIS-Medley 8100 |  | MEDLEY PUMP MODULE LVP *MEMORIAL HERMANN |  |  | PUMPINFUSION-ALARIS-Medley 8100 | [6 empty] | Verified as Rental |  |  | MHHS-Mem City
NO | YES |  |  |  | FFL2338 |  | CAREFUSION | 8100M |  |  | Rental | MHHS-Mem City |  |  |  | FFL2338 |  | West & Memorial City |  | Rental | [7 empty] | PUMPINFUSION-ALARIS-Medley 8100 |  | MEDLEY PUMP MODULE LVP *MEMORIAL HERMANN |  |  | PUMPINFUSION-ALARIS-Medley 8100 | [6 empty] | Verified as Rental |  |  | MHHS-Mem City
NO | YES |  |  |  | FFL2346 |  | CAREFUSION | 8100M |  |  | Rental | MHHS-Mem City |  |  |  | FFL2346 |  | West & Memorial City |  | Rental | [7 empty] | PUMPINFUSION-ALARIS-Medley 8100 |  | MEDLEY PUMP MODULE LVP *MEMORIAL HERMANN |  |  | PUMPINFUSION-ALARIS-Medley 8100 | [6 empty] | Verified as Rental |  |  | MHHS-Mem City
NO | YES |  |  |  | FFL2348 |  | CAREFUSION | 8100M |  |  | Rental | MHHS-Mem City |  |  |  | FFL2348 |  | West & Memorial City |  | Rental | [7 empty] | PUMPINFUSION-ALARIS-Medley 8100 |  | MEDLEY PUMP MODULE LVP *MEMORIAL HERMANN |  |  | PUMPINFUSION-ALARIS-Medley 8100 | [6 empty] | Verified as Rental |  |  | MHHS-Mem City
NO | YES |  |  |  | FFL2377 |  | CAREFUSION | 8100M |  |  | Rental | MHHS-Mem City |  |  |  | FFL2377 |  | West & Memorial City |  | Rental | [7 empty] | PUMPINFUSION-ALARIS-Medley 8100 |  | MEDLEY PUMP MODULE LVP *MEMORIAL HERMANN |  |  | PUMPINFUSION-ALARIS-Medley 8100 | [6 empty] | Verified as Rental |  |  | MHHS-Mem City
NO | YES |  |  |  | FFL2383 |  | CAREFUSION | 8100M |  |  | Rental | MHHS-Mem City |  |  |  | FFL2383 |  | West & Memorial City |  | Rental | [7 empty] | PUMPINFUSION-ALARIS-Medley 8100 |  | MEDLEY PUMP MODULE LVP *MEMORIAL HERMANN |  |  | PUMPINFUSION-ALARIS-Medley 8100 | [6 empty] | Verified as Rental |  |  | MHHS-Mem City
NO | YES |  |  |  | FFL2386 |  | CAREFUSION | 8100M |  |  | Rental | MHHS-Mem City |  |  |  | FFL2386 |  | West & Memorial City |  | Rental | [7 empty] | PUMPINFUSION-ALARIS-Medley 8100 |  | MEDLEY PUMP MODULE LVP *MEMORIAL HERMANN |  |  | PUMPINFUSION-ALARIS-Medley 8100 | [6 empty] | Verified as Rental |  |  | MHHS-Mem City
NO | YES |  |  |  | FFL2387 |  | CAREFUSION | 8100M |  |  | Rental | MHHS-Mem City |  |  |  | FFL2387 |  | West & Memorial City |  | Rental | [7 empty] | PUMPINFUSION-ALARIS-Medley 8100 |  | MEDLEY PUMP MODULE LVP *MEMORIAL HERMANN |  |  | PUMPINFUSION-ALARIS-Medley 8100 | [6 empty] | Verified as Rental |  |  | MHHS-Mem City
NO | YES |  |  |  | FFL2388 |  | CAREFUSION | 8100M |  |  | Rental | MHHS-Mem City |  |  |  | FFL2388 |  | West & Memorial City |  | Rental | [7 empty] | PUMPINFUSION-ALARIS-Medley 8100 |  | MEDLEY PUMP MODULE LVP *MEMORIAL HERMANN |  |  | PUMPINFUSION-ALARIS-Medley 8100 | [6 empty] | Verified as Rental |  |  | MHHS-Mem City
NO | YES |  |  |  | FFL2393 |  | CAREFUSION | 8100M |  |  | Rental | MHHS-Mem City |  |  |  | FFL2393 |  | West & Memorial City |  | Rental | [7 empty] | PUMPINFUSION-ALARIS-Medley 8100 |  | MEDLEY PUMP MODULE LVP *MEMORIAL HERMANN |  |  | PUMPINFUSION-ALARIS-Medley 8100 | [6 empty] | Verified as Rental |  |  | MHHS-Mem City
NO | YES |  |  |  | FFL2422 |  | CAREFUSION | 8100M |  |  | Rental | MHHS-Mem City |  |  |  | FFL2422 |  | West & Memorial City |  | Rental | [7 empty] | PUMPINFUSION-ALARIS-Medley 8100 |  | MEDLEY PUMP MODULE LVP *MEMORIAL HERMANN |  |  | PUMPINFUSION-ALARIS-Medley 8100 | [6 empty] | Verified as Rental |  |  | MHHS-Mem City
NO | YES |  |  |  | FFL2459 |  | CAREFUSION | 8100M |  |  | Rental | MHHS-Mem City |  |  |  | FFL2459 |  | West & Memorial City |  | Rental | [7 empty] | PUMPINFUSION-ALARIS-Medley 8100 |  | MEDLEY PUMP MODULE LVP *MEMORIAL HERMANN |  |  | PUMPINFUSION-ALARIS-Medley 8100 | [6 empty] | Verified as Rental |  |  | MHHS-Mem City
NO | YES |  |  |  | FFL2475 |  | CAREFUSION | 8100M |  |  | Rental | MHHS-Mem City |  |  |  | FFL2475 |  | West & Memorial City |  | Rental | [7 empty] | PUMPINFUSION-ALARIS-Medley 8100 |  | MEDLEY PUMP MODULE LVP *MEMORIAL HERMANN |  |  | PUMPINFUSION-ALARIS-Medley 8100 | [6 empty] | Verified as Rental |  |  | MHHS-Mem City
NO | YES |  |  |  | FFL2504 |  | CAREFUSION | 8100M |  |  | Rental | MHHS-Mem City |  |  |  | FFL2504 |  | West & Memorial City |  | Rental | [7 empty] | PUMPINFUSION-ALARIS-Medley 8100 |  | MEDLEY PUMP MODULE LVP *MEMORIAL HERMANN |  |  | PUMPINFUSION-ALARIS-Medley 8100 | [6 empty] | Verified as Rental |  |  | MHHS-Mem City
NO | YES |  |  |  | FFL2507 |  | CAREFUSION | 8100M |  |  | Rental | MHHS-Mem City |  |  |  | FFL2507 |  | West & Memorial City |  | Rental | [7 empty] | PUMPINFUSION-ALARIS-Medley 8100 |  | MEDLEY PUMP MODULE LVP *MEMORIAL HERMANN |  |  | PUMPINFUSION-ALARIS-Medley 8100 | [6 empty] | Verified as Rental |  |  | MHHS-Mem City
NO | YES |  |  |  | FFL2511 |  | CAREFUSION | 8100M |  |  | Rental | MHHS-Mem City |  |  |  | FFL2511 |  | West & Memorial City |  | Rental | [7 empty] | PUMPINFUSION-ALARIS-Medley 8100 |  | MEDLEY PUMP MODULE LVP *MEMORIAL HERMANN |  |  | PUMPINFUSION-ALARIS-Medley 8100 | [6 empty] | Verified as Rental |  |  | MHHS-Mem City
NO | YES |  |  |  | FFL2515 |  | CAREFUSION | 8100M |  |  | Rental | MHHS-Mem City |  |  |  | FFL2515 |  | West & Memorial City |  | Rental | [7 empty] | PUMPINFUSION-ALARIS-Medley 8100 |  | MEDLEY PUMP MODULE LVP *MEMORIAL HERMANN |  |  | PUMPINFUSION-ALARIS-Medley 8100 | [6 empty] | Verified as Rental |  |  | MHHS-Mem City
NO | YES |  |  |  | FFL2518 |  | CAREFUSION | 8100M |  |  | Rental | MHHS-Mem City |  |  |  | FFL2518 |  | West & Memorial City |  | Rental | [7 empty] | PUMPINFUSION-ALARIS-Medley 8100 |  | MEDLEY PUMP MODULE LVP *MEMORIAL HERMANN |  |  | PUMPINFUSION-ALARIS-Medley 8100 | [6 empty] | Verified as Rental |  |  | MHHS-Mem City
NO | YES |  |  |  | FFL2523 |  | CAREFUSION | 8100M |  |  | Rental | MHHS-Mem City |  |  |  | FFL2523 |  | West & Memorial City |  | Rental | [7 empty] | PUMPINFUSION-ALARIS-Medley 8100 |  | MEDLEY PUMP MODULE LVP *MEMORIAL HERMANN |  |  | PUMPINFUSION-ALARIS-Medley 8100 | [6 empty] | Verified as Rental |  |  | MHHS-Mem City
NO | YES |  |  |  | FFL2540 |  | CAREFUSION | 8100M |  |  | Rental | MHHS-Mem City |  |  |  | FFL2540 |  | West & Memorial City |  | Rental | [7 empty] | PUMPINFUSION-ALARIS-Medley 8100 |  | MEDLEY PUMP MODULE LVP *MEMORIAL HERMANN |  |  | PUMPINFUSION-ALARIS-Medley 8100 | [6 empty] | Verified as Rental |  |  | MHHS-Mem City
NO | YES |  |  |  | FFL2561 |  | CAREFUSION | 8100M |  |  | Rental | MHHS-Mem City |  |  |  | FFL2561 |  | West & Memorial City |  | Rental | [7 empty] | PUMPINFUSION-ALARIS-Medley 8100 |  | MEDLEY PUMP MODULE LVP *MEMORIAL HERMANN |  |  | PUMPINFUSION-ALARIS-Medley 8100 | [6 empty] | Verified as Rental |  |  | MHHS-Mem City
NO | YES |  |  |  | FFL2562 |  | CAREFUSION | 8100M |  |  | Rental | MHHS-Mem City |  |  |  | FFL2562 |  | West & Memorial City |  | Rental | [7 empty] | PUMPINFUSION-ALARIS-Medley 8100 |  | MEDLEY PUMP MODULE LVP *MEMORIAL HERMANN |  |  | PUMPINFUSION-ALARIS-Medley 8100 | [6 empty] | Verified as Rental |  |  | MHHS-Mem City
NO | YES |  |  |  | FFL2583 |  | CAREFUSION | 8100M |  |  | Rental | MHHS-Mem City |  |  |  | FFL2583 |  | West & Memorial City |  | Rental | [7 empty] | PUMPINFUSION-ALARIS-Medley 8100 |  | MEDLEY PUMP MODULE LVP *MEMORIAL HERMANN |  |  | PUMPINFUSION-ALARIS-Medley 8100 | [6 empty] | Verified as Rental |  |  | MHHS-Mem City
NO | YES |  |  |  | FFL2585 |  | CAREFUSION | 8100M |  |  | Rental | MHHS-Mem City |  |  |  | FFL2585 |  | West & Memorial City |  | Rental | [7 empty] | PUMPINFUSION-ALARIS-Medley 8100 |  | MEDLEY PUMP MODULE LVP *MEMORIAL HERMANN |  |  | PUMPINFUSION-ALARIS-Medley 8100 | [6 empty] | Verified as Rental |  |  | MHHS-Mem City
NO | YES |  |  |  | FFL2602 |  | CAREFUSION | 8100M |  |  | Rental | MHHS-Mem City |  |  |  | FFL2602 |  | West & Memorial City |  | Rental | [7 empty] | PUMPINFUSION-ALARIS-Medley 8100 |  | MEDLEY PUMP MODULE LVP *MEMORIAL HERMANN |  |  | PUMPINFUSION-ALARIS-Medley 8100 | [6 empty] | Verified as Rental |  |  | MHHS-Mem City
NO | YES |  |  |  | FFL2612 |  | CAREFUSION | 8100M |  |  | Rental | MHHS-Mem City |  |  |  | FFL2612 |  | West & Memorial City |  | Rental | [7 empty] | PUMPINFUSION-ALARIS-Medley 8100 |  | MEDLEY PUMP MODULE LVP *MEMORIAL HERMANN |  |  | PUMPINFUSION-ALARIS-Medley 8100 | [6 empty] | Verified as Rental |  |  | MHHS-Mem City
NO | YES |  |  |  | FFL2617 |  | CAREFUSION | 8100M |  |  | Rental | MHHS-Mem City |  |  |  | FFL2617 |  | West & Memorial City |  | Rental | [7 empty] | PUMPINFUSION-ALARIS-Medley 8100 |  | MEDLEY PUMP MODULE LVP *MEMORIAL HERMANN |  |  | PUMPINFUSION-ALARIS-Medley 8100 | [6 empty] | Verified as Rental |  |  | MHHS-Mem City
NO | YES |  |  |  | FFL2623 |  | CAREFUSION | 8100M |  |  | Rental | MHHS-Mem City |  |  |  | FFL2623 |  | West & Memorial City |  | Rental | [7 empty] | PUMPINFUSION-ALARIS-Medley 8100 |  | MEDLEY PUMP MODULE LVP *MEMORIAL HERMANN |  |  | PUMPINFUSION-ALARIS-Medley 8100 | [6 empty] | Verified as Rental |  |  | MHHS-Mem City
NO | YES |  |  |  | FFL2647 |  | CAREFUSION | 8100M |  |  | Rental | MHHS-Mem City |  |  |  | FFL2647 |  | West & Memorial City |  | Rental | [7 empty] | PUMPINFUSION-ALARIS-Medley 8100 |  | MEDLEY PUMP MODULE LVP *MEMORIAL HERMANN |  |  | PUMPINFUSION-ALARIS-Medley 8100 | [6 empty] | Verified as Rental |  |  | MHHS-Mem City
NO | YES |  |  |  | FFL2655 |  | CAREFUSION | 8100M |  |  | Rental | MHHS-Mem City |  |  |  | FFL2655 |  | West & Memorial City |  | Rental | [7 empty] | PUMPINFUSION-ALARIS-Medley 8100 |  | MEDLEY PUMP MODULE LVP *MEMORIAL HERMANN |  |  | PUMPINFUSION-ALARIS-Medley 8100 | [6 empty] | Verified as Rental |  |  | MHHS-Mem City
NO | YES |  |  |  | FFL2674 |  | CAREFUSION | 8100M |  |  | Rental | MHHS-Mem City |  |  |  | FFL2674 |  | West & Memorial City |  | Rental | [7 empty] | PUMPINFUSION-ALARIS-Medley 8100 |  | MEDLEY PUMP MODULE LVP *MEMORIAL HERMANN |  |  | PUMPINFUSION-ALARIS-Medley 8100 | [6 empty] | Verified as Rental |  |  | MHHS-Mem City
NO | YES |  |  |  | FFL2697 |  | CAREFUSION | 8100M |  |  | Rental | MHHS-Mem City |  |  |  | FFL2697 |  | West & Memorial City |  | Rental | [7 empty] | PUMPINFUSION-ALARIS-Medley 8100 |  | MEDLEY PUMP MODULE LVP *MEMORIAL HERMANN |  |  | PUMPINFUSION-ALARIS-Medley 8100 | [6 empty] | Verified as Rental |  |  | MHHS-Mem City
NO | YES |  |  |  | FFL2711 |  | CAREFUSION | 8100M |  |  | Rental | MHHS-Mem City |  |  |  | FFL2711 |  | West & Memorial City |  | Rental | [7 empty] | PUMPINFUSION-ALARIS-Medley 8100 |  | MEDLEY PUMP MODULE LVP *MEMORIAL HERMANN |  |  | PUMPINFUSION-ALARIS-Medley 8100 | [6 empty] | Verified as Rental |  |  | MHHS-Mem City
NO | YES |  |  |  | FFL2738 |  | CAREFUSION | 8100M |  |  | Rental | MHHS-Mem City |  |  |  | FFL2738 |  | West & Memorial City |  | Rental | [7 empty] | PUMPINFUSION-ALARIS-Medley 8100 |  | MEDLEY PUMP MODULE LVP *MEMORIAL HERMANN |  |  | PUMPINFUSION-ALARIS-Medley 8100 | [6 empty] | Verified as Rental |  |  | MHHS-Mem City
NO | YES |  |  |  | FFL2755 |  | CAREFUSION | 8100M |  |  | Rental | MHHS-Mem City |  |  |  | FFL2755 |  | West & Memorial City |  | Rental | [7 empty] | PUMPINFUSION-ALARIS-Medley 8100 |  | MEDLEY PUMP MODULE LVP *MEMORIAL HERMANN |  |  | PUMPINFUSION-ALARIS-Medley 8100 | [6 empty] | Verified as Rental |  |  | MHHS-Mem City
NO | YES |  |  |  | FFL2784 |  | CAREFUSION | 8100M |  |  | Rental | MHHS-Mem City |  |  |  | FFL2784 |  | West & Memorial City |  | Rental | [7 empty] | PUMPINFUSION-ALARIS-Medley 8100 |  | MEDLEY PUMP MODULE LVP *MEMORIAL HERMANN |  |  | PUMPINFUSION-ALARIS-Medley 8100 | [6 empty] | Verified as Rental |  |  | MHHS-Mem City
NO | YES |  |  |  | FFL2789 |  | CAREFUSION | 8100M |  |  | Rental | MHHS-Mem City |  |  |  | FFL2789 |  | West & Memorial City |  | Rental | [7 empty] | PUMPINFUSION-ALARIS-Medley 8100 |  | MEDLEY PUMP MODULE LVP *MEMORIAL HERMANN |  |  | PUMPINFUSION-ALARIS-Medley 8100 | [6 empty] | Verified as Rental |  |  | MHHS-Mem City
NO | YES |  |  |  | FFL2818 |  | CAREFUSION | 8100M |  |  | Rental | MHHS-Mem City |  |  |  | FFL2818 |  | West & Memorial City |  | Rental | [7 empty] | PUMPINFUSION-ALARIS-Medley 8100 |  | MEDLEY PUMP MODULE LVP *MEMORIAL HERMANN |  |  | PUMPINFUSION-ALARIS-Medley 8100 | [6 empty] | Verified as Rental |  |  | MHHS-Mem City
NO | YES |  |  |  | FFL2841 |  | CAREFUSION | 8100M |  |  | Rental | MHHS-Mem City |  |  |  | FFL2841 |  | West & Memorial City |  | Rental | [7 empty] | PUMPINFUSION-ALARIS-Medley 8100 |  | MEDLEY PUMP MODULE LVP *MEMORIAL HERMANN |  |  | PUMPINFUSION-ALARIS-Medley 8100 | [6 empty] | Verified as Rental |  |  | MHHS-Mem City
NO | YES |  |  |  | FFL2842 |  | CAREFUSION | 8100M |  |  | Rental | MHHS-Mem City |  |  |  | FFL2842 |  | West & Memorial City |  | Rental | [7 empty] | PUMPINFUSION-ALARIS-Medley 8100 |  | MEDLEY PUMP MODULE LVP *MEMORIAL HERMANN |  |  | PUMPINFUSION-ALARIS-Medley 8100 | [6 empty] | Verified as Rental |  |  | MHHS-Mem City
NO | YES |  |  |  | FFL2850 |  | CAREFUSION | 8100M |  |  | Rental | MHHS-Mem City |  |  |  | FFL2850 |  | West & Memorial City |  | Rental | [7 empty] | PUMPINFUSION-ALARIS-Medley 8100 |  | MEDLEY PUMP MODULE LVP *MEMORIAL HERMANN |  |  | PUMPINFUSION-ALARIS-Medley 8100 | [6 empty] | Verified as Rental |  |  | MHHS-Mem City
NO | YES |  |  |  | FFL2858 |  | CAREFUSION | 8100M |  |  | Rental | MHHS-Mem City |  |  |  | FFL2858 |  | West & Memorial City |  | Rental | [7 empty] | PUMPINFUSION-ALARIS-Medley 8100 |  | MEDLEY PUMP MODULE LVP *MEMORIAL HERMANN |  |  | PUMPINFUSION-ALARIS-Medley 8100 | [6 empty] | Verified as Rental |  |  | MHHS-Mem City
NO | YES |  |  |  | FFL2869 |  | CAREFUSION | 8100M |  |  | Rental | MHHS-Mem City |  |  |  | FFL2869 |  | West & Memorial City |  | Rental | [7 empty] | PUMPINFUSION-ALARIS-Medley 8100 |  | MEDLEY PUMP MODULE LVP *MEMORIAL HERMANN |  |  | PUMPINFUSION-ALARIS-Medley 8100 | [6 empty] | Verified as Rental |  |  | MHHS-Mem City
NO | YES |  |  |  | FFL2880 |  | CAREFUSION | 8100M |  |  | Rental | MHHS-Mem City |  |  |  | FFL2880 |  | West & Memorial City |  | Rental | [7 empty] | PUMPINFUSION-ALARIS-Medley 8100 |  | MEDLEY PUMP MODULE LVP *MEMORIAL HERMANN |  |  | PUMPINFUSION-ALARIS-Medley 8100 | [6 empty] | Verified as Rental |  |  | MHHS-Mem City
NO | YES |  |  |  | FFL2896 |  | CAREFUSION | 8100M |  |  | Rental | MHHS-Mem City |  |  |  | FFL2896 |  | West & Memorial City |  | Rental | [7 empty] | PUMPINFUSION-ALARIS-Medley 8100 |  | MEDLEY PUMP MODULE LVP *MEMORIAL HERMANN |  |  | PUMPINFUSION-ALARIS-Medley 8100 | [6 empty] | Verified as Rental |  |  | MHHS-Mem City
NO | YES |  |  |  | FFL2924 |  | CAREFUSION | 8100M |  |  | Rental | MHHS-Mem City |  |  |  | FFL2924 |  | West & Memorial City |  | Rental | [7 empty] | PUMPINFUSION-ALARIS-Medley 8100 |  | MEDLEY PUMP MODULE LVP *MEMORIAL HERMANN |  |  | PUMPINFUSION-ALARIS-Medley 8100 | [6 empty] | Verified as Rental |  |  | MHHS-Mem City
NO | YES |  |  |  | FFL2927 |  | CAREFUSION | 8100M |  |  | Rental | MHHS-Mem City |  |  |  | FFL2927 |  | West & Memorial City |  | Rental | [7 empty] | PUMPINFUSION-ALARIS-Medley 8100 |  | MEDLEY PUMP MODULE LVP *MEMORIAL HERMANN |  |  | PUMPINFUSION-ALARIS-Medley 8100 | [6 empty] | Verified as Rental |  |  | MHHS-Mem City
NO | YES |  |  |  | FFL2932 |  | CAREFUSION | 8100M |  |  | Rental | MHHS-Mem City |  |  |  | FFL2932 |  | West & Memorial City |  | Rental | [7 empty] | PUMPINFUSION-ALARIS-Medley 8100 |  | MEDLEY PUMP MODULE LVP *MEMORIAL HERMANN |  |  | PUMPINFUSION-ALARIS-Medley 8100 | [6 empty] | Verified as Rental |  |  | MHHS-Mem City
NO | YES |  |  |  | FFL2953 |  | CAREFUSION | 8100M |  |  | Rental | MHHS-Mem City |  |  |  | FFL2953 |  | West & Memorial City |  | Rental | [7 empty] | PUMPINFUSION-ALARIS-Medley 8100 |  | MEDLEY PUMP MODULE LVP *MEMORIAL HERMANN |  |  | PUMPINFUSION-ALARIS-Medley 8100 | [6 empty] | Verified as Rental |  |  | MHHS-Mem City
NO | YES |  |  |  | FFL2956 |  | CAREFUSION | 8100M |  |  | Rental | MHHS-Mem City |  |  |  | FFL2956 |  | West & Memorial City |  | Rental | [7 empty] | PUMPINFUSION-ALARIS-Medley 8100 |  | MEDLEY PUMP MODULE LVP *MEMORIAL HERMANN |  |  | PUMPINFUSION-ALARIS-Medley 8100 | [6 empty] | Verified as Rental |  |  | MHHS-Mem City
NO | YES |  |  |  | FFL2961 |  | CAREFUSION | 8100M |  |  | Rental | MHHS-Mem City |  |  |  | FFL2961 |  | West & Memorial City |  | Rental | [7 empty] | PUMPINFUSION-ALARIS-Medley 8100 |  | MEDLEY PUMP MODULE LVP *MEMORIAL HERMANN |  |  | PUMPINFUSION-ALARIS-Medley 8100 | [6 empty] | Verified as Rental |  |  | MHHS-Mem City
NO | YES |  |  |  | FFL2963 |  | CAREFUSION | 8100M |  |  | Rental | MHHS-Mem City |  |  |  | FFL2963 |  | West & Memorial City |  | Rental | [7 empty] | PUMPINFUSION-ALARIS-Medley 8100 |  | MEDLEY PUMP MODULE LVP *MEMORIAL HERMANN |  |  | PUMPINFUSION-ALARIS-Medley 8100 | [6 empty] | Verified as Rental |  |  | MHHS-Mem City
NO | YES |  |  |  | FFL2971 |  | CAREFUSION | 8100M |  |  | Rental | MHHS-Mem City |  |  |  | FFL2971 |  | West & Memorial City |  | Rental | [7 empty] | PUMPINFUSION-ALARIS-Medley 8100 |  | MEDLEY PUMP MODULE LVP *MEMORIAL HERMANN |  |  | PUMPINFUSION-ALARIS-Medley 8100 | [6 empty] | Verified as Rental |  |  | MHHS-Mem City
NO | YES |  |  |  | FFL2991 |  | CAREFUSION | 8100M |  |  | Rental | MHHS-Mem City |  |  |  | FFL2991 |  | West & Memorial City |  | Rental | [7 empty] | PUMPINFUSION-ALARIS-Medley 8100 |  | MEDLEY PUMP MODULE LVP *MEMORIAL HERMANN |  |  | PUMPINFUSION-ALARIS-Medley 8100 | [6 empty] | Verified as Rental |  |  | MHHS-Mem City
NO | YES |  |  |  | FFL3010 |  | CAREFUSION | 8100M |  |  | Rental | MHHS-Mem City |  |  |  | FFL3010 |  | West & Memorial City |  | Rental | [7 empty] | PUMPINFUSION-ALARIS-Medley 8100 |  | MEDLEY PUMP MODULE LVP *MEMORIAL HERMANN |  |  | PUMPINFUSION-ALARIS-Medley 8100 | [6 empty] | Verified as Rental |  |  | MHHS-Mem City
NO | YES |  |  |  | FFL3024 |  | CAREFUSION | 8100M |  |  | Rental | MHHS-Mem City |  |  |  | FFL3024 |  | West & Memorial City |  | Rental | [7 empty] | PUMPINFUSION-ALARIS-Medley 8100 |  | MEDLEY PUMP MODULE LVP *MEMORIAL HERMANN |  |  | PUMPINFUSION-ALARIS-Medley 8100 | [6 empty] | Verified as Rental |  |  | MHHS-Mem City
NO | YES |  |  |  | FFL3032 |  | CAREFUSION | 8100M |  |  | Rental | MHHS-Mem City |  |  |  | FFL3032 |  | West & Memorial City |  | Rental | [7 empty] | PUMPINFUSION-ALARIS-Medley 8100 |  | MEDLEY PUMP MODULE LVP *MEMORIAL HERMANN |  |  | PUMPINFUSION-ALARIS-Medley 8100 | [6 empty] | Verified as Rental |  |  | MHHS-Mem City
NO | YES |  |  |  | FFL3040 |  | CAREFUSION | 8100M |  |  | Rental | MHHS-Mem City |  |  |  | FFL3040 |  | West & Memorial City |  | Rental | [7 empty] | PUMPINFUSION-ALARIS-Medley 8100 |  | MEDLEY PUMP MODULE LVP *MEMORIAL HERMANN |  |  | PUMPINFUSION-ALARIS-Medley 8100 | [6 empty] | Verified as Rental |  |  | MHHS-Mem City
NO | YES |  |  |  | FFL3042 |  | CAREFUSION | 8100M |  |  | Rental | MHHS-Mem City |  |  |  | FFL3042 |  | West & Memorial City |  | Rental | [7 empty] | PUMPINFUSION-ALARIS-Medley 8100 |  | MEDLEY PUMP MODULE LVP *MEMORIAL HERMANN |  |  | PUMPINFUSION-ALARIS-Medley 8100 | [6 empty] | Verified as Rental |  |  | MHHS-Mem City
NO | YES |  |  |  | FFL3062 |  | CAREFUSION | 8100M |  |  | Rental | MHHS-Mem City |  |  |  | FFL3062 |  | West & Memorial City |  | Rental | [7 empty] | PUMPINFUSION-ALARIS-Medley 8100 |  | MEDLEY PUMP MODULE LVP *MEMORIAL HERMANN |  |  | PUMPINFUSION-ALARIS-Medley 8100 | [6 empty] | Verified as Rental |  |  | MHHS-Mem City
NO | YES |  |  |  | FFL3068 |  | CAREFUSION | 8100M |  |  | Rental | MHHS-Mem City |  |  |  | FFL3068 |  | West & Memorial City |  | Rental | [7 empty] | PUMPINFUSION-ALARIS-Medley 8100 |  | MEDLEY PUMP MODULE LVP *MEMORIAL HERMANN |  |  | PUMPINFUSION-ALARIS-Medley 8100 | [6 empty] | Verified as Rental |  |  | MHHS-Mem City
NO | YES |  |  |  | FFL3089 |  | CAREFUSION | 8100M |  |  | Rental | MHHS-Mem City |  |  |  | FFL3089 |  | West & Memorial City |  | Rental | [7 empty] | PUMPINFUSION-ALARIS-Medley 8100 |  | MEDLEY PUMP MODULE LVP *MEMORIAL HERMANN |  |  | PUMPINFUSION-ALARIS-Medley 8100 | [6 empty] | Verified as Rental |  |  | MHHS-Mem City
NO | YES |  |  |  | FFL3104 |  | CAREFUSION | 8100M |  |  | Rental | MHHS-Mem City |  |  |  | FFL3104 |  | West & Memorial City |  | Rental | [7 empty] | PUMPINFUSION-ALARIS-Medley 8100 |  | MEDLEY PUMP MODULE LVP *MEMORIAL HERMANN |  |  | PUMPINFUSION-ALARIS-Medley 8100 | [6 empty] | Verified as Rental |  |  | MHHS-Mem City
NO | YES |  |  |  | FFL3111 |  | CAREFUSION | 8100M |  |  | Rental | MHHS-Mem City |  |  |  | FFL3111 |  | West & Memorial City |  | Rental | [7 empty] | PUMPINFUSION-ALARIS-Medley 8100 |  | MEDLEY PUMP MODULE LVP *MEMORIAL HERMANN |  |  | PUMPINFUSION-ALARIS-Medley 8100 | [6 empty] | Verified as Rental |  |  | MHHS-Mem City
NO | YES |  |  |  | FFL3118 |  | CAREFUSION | 8100M |  |  | Rental | MHHS-Mem City |  |  |  | FFL3118 |  | West & Memorial City |  | Rental | [7 empty] | PUMPINFUSION-ALARIS-Medley 8100 |  | MEDLEY PUMP MODULE LVP *MEMORIAL HERMANN |  |  | PUMPINFUSION-ALARIS-Medley 8100 | [6 empty] | Verified as Rental |  |  | MHHS-Mem City
NO | YES |  |  |  | FFL3119 |  | CAREFUSION | 8100M |  |  | Rental | MHHS-Mem City |  |  |  | FFL3119 |  | West & Memorial City |  | Rental | [7 empty] | PUMPINFUSION-ALARIS-Medley 8100 |  | MEDLEY PUMP MODULE LVP *MEMORIAL HERMANN |  |  | PUMPINFUSION-ALARIS-Medley 8100 | [6 empty] | Verified as Rental |  |  | MHHS-Mem City
NO | YES |  |  |  | FFL3131 |  | CAREFUSION | 8100M |  |  | Rental | MHHS-Mem City |  |  |  | FFL3131 |  | West & Memorial City |  | Rental | [7 empty] | PUMPINFUSION-ALARIS-Medley 8100 |  | MEDLEY PUMP MODULE LVP *MEMORIAL HERMANN |  |  | PUMPINFUSION-ALARIS-Medley 8100 | [6 empty] | Verified as Rental |  |  | MHHS-Mem City
NO | YES |  |  |  | FFL3141 |  | CAREFUSION | 8100M |  |  | Rental | MHHS-Mem City |  |  |  | FFL3141 |  | West & Memorial City |  | Rental | [7 empty] | PUMPINFUSION-ALARIS-Medley 8100 |  | MEDLEY PUMP MODULE LVP *MEMORIAL HERMANN |  |  | PUMPINFUSION-ALARIS-Medley 8100 | [6 empty] | Verified as Rental |  |  | MHHS-Mem City
NO | YES |  |  |  | FFL3148 |  | CAREFUSION | 8100M |  |  | Rental | MHHS-Mem City |  |  |  | FFL3148 |  | West & Memorial City |  | Rental | [7 empty] | PUMPINFUSION-ALARIS-Medley 8100 |  | MEDLEY PUMP MODULE LVP *MEMORIAL HERMANN |  |  | PUMPINFUSION-ALARIS-Medley 8100 | [6 empty] | Verified as Rental |  |  | MHHS-Mem City
NO | YES |  |  |  | FFL3150 |  | CAREFUSION | 8100M |  |  | Rental | MHHS-Mem City |  |  |  | FFL3150 |  | West & Memorial City |  | Rental | [7 empty] | PUMPINFUSION-ALARIS-Medley 8100 |  | MEDLEY PUMP MODULE LVP *MEMORIAL HERMANN |  |  | PUMPINFUSION-ALARIS-Medley 8100 | [6 empty] | Verified as Rental |  |  | MHHS-Mem City
NO | YES |  |  |  | FFL3172 |  | CAREFUSION | 8100M |  |  | Rental | MHHS-Mem City |  |  |  | FFL3172 |  | West & Memorial City |  | Rental | [7 empty] | PUMPINFUSION-ALARIS-Medley 8100 |  | MEDLEY PUMP MODULE LVP *MEMORIAL HERMANN |  |  | PUMPINFUSION-ALARIS-Medley 8100 | [6 empty] | Verified as Rental |  |  | MHHS-Mem City
NO | YES |  |  |  | FFL3176 |  | CAREFUSION | 8100M |  |  | Rental | MHHS-Mem City |  |  |  | FFL3176 |  | West & Memorial City |  | Rental | [7 empty] | PUMPINFUSION-ALARIS-Medley 8100 |  | MEDLEY PUMP MODULE LVP *MEMORIAL HERMANN |  |  | PUMPINFUSION-ALARIS-Medley 8100 | [6 empty] | Verified as Rental |  |  | MHHS-Mem City
NO | YES |  |  |  | FFL3194 |  | CAREFUSION | 8100M |  |  | Rental | MHHS-Mem City |  |  |  | FFL3194 |  | West & Memorial City |  | Rental | [7 empty] | PUMPINFUSION-ALARIS-Medley 8100 |  | MEDLEY PUMP MODULE LVP *MEMORIAL HERMANN |  |  | PUMPINFUSION-ALARIS-Medley 8100 | [6 empty] | Verified as Rental |  |  | MHHS-Mem City
NO | YES |  |  |  | FFL3195 |  | CAREFUSION | 8100M |  |  | Rental | MHHS-Mem City |  |  |  | FFL3195 |  | West & Memorial City |  | Rental | [7 empty] | PUMPINFUSION-ALARIS-Medley 8100 |  | MEDLEY PUMP MODULE LVP *MEMORIAL HERMANN |  |  | PUMPINFUSION-ALARIS-Medley 8100 | [6 empty] | Verified as Rental |  |  | MHHS-Mem City
NO | YES |  |  |  | FFL3201 |  | CAREFUSION | 8100M |  |  | Rental | MHHS-Mem City |  |  |  | FFL3201 |  | West & Memorial City |  | Rental | [7 empty] | PUMPINFUSION-ALARIS-Medley 8100 |  | MEDLEY PUMP MODULE LVP *MEMORIAL HERMANN |  |  | PUMPINFUSION-ALARIS-Medley 8100 | [6 empty] | Verified as Rental |  |  | MHHS-Mem City
NO | YES |  |  |  | FFL3205 |  | CAREFUSION | 8100M |  |  | Rental | MHHS-Mem City |  |  |  | FFL3205 |  | West & Memorial City |  | Rental | [7 empty] | PUMPINFUSION-ALARIS-Medley 8100 |  | MEDLEY PUMP MODULE LVP *MEMORIAL HERMANN |  |  | PUMPINFUSION-ALARIS-Medley 8100 | [6 empty] | Verified as Rental |  |  | MHHS-Mem City
NO | YES |  |  |  | FFL3208 |  | CAREFUSION | 8100M |  |  | Rental | MHHS-Mem City |  |  |  | FFL3208 |  | West & Memorial City |  | Rental | [7 empty] | PUMPINFUSION-ALARIS-Medley 8100 |  | MEDLEY PUMP MODULE LVP *MEMORIAL HERMANN |  |  | PUMPINFUSION-ALARIS-Medley 8100 | [6 empty] | Verified as Rental |  |  | MHHS-Mem City
NO | YES |  |  |  | FFL3209 |  | CAREFUSION | 8100M |  |  | Rental | MHHS-Mem City |  |  |  | FFL3209 |  | West & Memorial City |  | Rental | [7 empty] | PUMPINFUSION-ALARIS-Medley 8100 |  | MEDLEY PUMP MODULE LVP *MEMORIAL HERMANN |  |  | PUMPINFUSION-ALARIS-Medley 8100 | [6 empty] | Verified as Rental |  |  | MHHS-Mem City
NO | YES |  |  |  | FFL3214 |  | CAREFUSION | 8100M |  |  | Rental | MHHS-Mem City |  |  |  | FFL3214 |  | West & Memorial City |  | Rental | [7 empty] | PUMPINFUSION-ALARIS-Medley 8100 |  | MEDLEY PUMP MODULE LVP *MEMORIAL HERMANN |  |  | PUMPINFUSION-ALARIS-Medley 8100 | [6 empty] | Verified as Rental |  |  | MHHS-Mem City
NO | YES |  |  |  | FFL3232 |  | CAREFUSION | 8100M |  |  | Rental | MHHS-Mem City |  |  |  | FFL3232 |  | West & Memorial City |  | Rental | [7 empty] | PUMPINFUSION-ALARIS-Medley 8100 |  | MEDLEY PUMP MODULE LVP *MEMORIAL HERMANN |  |  | PUMPINFUSION-ALARIS-Medley 8100 | [6 empty] | Verified as Rental |  |  | MHHS-Mem City
NO | YES |  |  |  | FFL3245 |  | CAREFUSION | 8100M |  |  | Rental | MHHS-Mem City |  |  |  | FFL3245 |  | West & Memorial City |  | Rental | [7 empty] | PUMPINFUSION-ALARIS-Medley 8100 |  | MEDLEY PUMP MODULE LVP *MEMORIAL HERMANN |  |  | PUMPINFUSION-ALARIS-Medley 8100 | [6 empty] | Verified as Rental |  |  | MHHS-Mem City
NO | YES |  |  |  | FFL3246 |  | CAREFUSION | 8100M |  |  | Rental | MHHS-Mem City |  |  |  | FFL3246 |  | West & Memorial City |  | Rental | [7 empty] | PUMPINFUSION-ALARIS-Medley 8100 |  | MEDLEY PUMP MODULE LVP *MEMORIAL HERMANN |  |  | PUMPINFUSION-ALARIS-Medley 8100 | [6 empty] | Verified as Rental |  |  | MHHS-Mem City
NO | YES |  |  |  | FFL3254 |  | CAREFUSION | 8100M |  |  | Rental | MHHS-Mem City |  |  |  | FFL3254 |  | West & Memorial City |  | Rental | [7 empty] | PUMPINFUSION-ALARIS-Medley 8100 |  | MEDLEY PUMP MODULE LVP *MEMORIAL HERMANN |  |  | PUMPINFUSION-ALARIS-Medley 8100 | [6 empty] | Verified as Rental |  |  | MHHS-Mem City
NO | YES |  |  |  | FFL3258 |  | CAREFUSION | 8100M |  |  | Rental | MHHS-Mem City |  |  |  | FFL3258 |  | West & Memorial City |  | Rental | [7 empty] | PUMPINFUSION-ALARIS-Medley 8100 |  | MEDLEY PUMP MODULE LVP *MEMORIAL HERMANN |  |  | PUMPINFUSION-ALARIS-Medley 8100 | [6 empty] | Verified as Rental |  |  | MHHS-Mem City
NO | YES |  |  |  | FFL3263 |  | CAREFUSION | 8100M |  |  | Rental | MHHS-Mem City |  |  |  | FFL3263 |  | West & Memorial City |  | Rental | [7 empty] | PUMPINFUSION-ALARIS-Medley 8100 |  | MEDLEY PUMP MODULE LVP *MEMORIAL HERMANN |  |  | PUMPINFUSION-ALARIS-Medley 8100 | [6 empty] | Verified as Rental |  |  | MHHS-Mem City
NO | YES |  |  |  | FFL3265 |  | CAREFUSION | 8100M |  |  | Rental | MHHS-Mem City |  |  |  | FFL3265 |  | West & Memorial City |  | Rental | [7 empty] | PUMPINFUSION-ALARIS-Medley 8100 |  | MEDLEY PUMP MODULE LVP *MEMORIAL HERMANN |  |  | PUMPINFUSION-ALARIS-Medley 8100 | [6 empty] | Verified as Rental |  |  | MHHS-Mem City
NO | YES |  |  |  | FFL3307 |  | CAREFUSION | 8100M |  |  | Rental | MHHS-Mem City |  |  |  | FFL3307 |  | West & Memorial City |  | Rental | [7 empty] | PUMPINFUSION-ALARIS-Medley 8100 |  | MEDLEY PUMP MODULE LVP *MEMORIAL HERMANN |  |  | PUMPINFUSION-ALARIS-Medley 8100 | [6 empty] | Verified as Rental |  |  | MHHS-Mem City
NO | YES |  |  |  | FFL3317 |  | CAREFUSION | 8100M |  |  | Rental | MHHS-Mem City |  |  |  | FFL3317 |  | West & Memorial City |  | Rental | [7 empty] | PUMPINFUSION-ALARIS-Medley 8100 |  | MEDLEY PUMP MODULE LVP *MEMORIAL HERMANN |  |  | PUMPINFUSION-ALARIS-Medley 8100 | [6 empty] | Verified as Rental |  |  | MHHS-Mem City
NO | YES |  |  |  | FFL3325 |  | CAREFUSION | 8100M |  |  | Rental | MHHS-Mem City |  |  |  | FFL3325 |  | West & Memorial City |  | Rental | [7 empty] | PUMPINFUSION-ALARIS-Medley 8100 |  | MEDLEY PUMP MODULE LVP *MEMORIAL HERMANN |  |  | PUMPINFUSION-ALARIS-Medley 8100 | [6 empty] | Verified as Rental |  |  | MHHS-Mem City
NO | YES |  |  |  | FFL3350 |  | CAREFUSION | 8100M |  |  | Rental | MHHS-Mem City |  |  |  | FFL3350 |  | West & Memorial City |  | Rental | [7 empty] | PUMPINFUSION-ALARIS-Medley 8100 |  | MEDLEY PUMP MODULE LVP *MEMORIAL HERMANN |  |  | PUMPINFUSION-ALARIS-Medley 8100 | [6 empty] | Verified as Rental |  |  | MHHS-Mem City
NO | YES |  |  |  | FFL3355 |  | CAREFUSION | 8100M |  |  | Rental | MHHS-Mem City |  |  |  | FFL3355 |  | West & Memorial City |  | Rental | [7 empty] | PUMPINFUSION-ALARIS-Medley 8100 |  | MEDLEY PUMP MODULE LVP *MEMORIAL HERMANN |  |  | PUMPINFUSION-ALARIS-Medley 8100 | [6 empty] | Verified as Rental |  |  | MHHS-Mem City
NO | YES |  |  |  | FFL3380 |  | CAREFUSION | 8100M |  |  | Rental | MHHS-Mem City |  |  |  | FFL3380 |  | West & Memorial City |  | Rental | [7 empty] | PUMPINFUSION-ALARIS-Medley 8100 |  | MEDLEY PUMP MODULE LVP *MEMORIAL HERMANN |  |  | PUMPINFUSION-ALARIS-Medley 8100 | [6 empty] | Verified as Rental |  |  | MHHS-Mem City
NO | YES |  |  |  | FFL3383 |  | CAREFUSION | 8100M |  |  | Rental | MHHS-Mem City |  |  |  | FFL3383 |  | West & Memorial City |  | Rental | [7 empty] | PUMPINFUSION-ALARIS-Medley 8100 |  | MEDLEY PUMP MODULE LVP *MEMORIAL HERMANN |  |  | PUMPINFUSION-ALARIS-Medley 8100 | [6 empty] | Verified as Rental |  |  | MHHS-Mem City
NO | YES |  |  |  | FFL3397 |  | CAREFUSION | 8100M |  |  | Rental | MHHS-Mem City |  |  |  | FFL3397 |  | West & Memorial City |  | Rental | [7 empty] | PUMPINFUSION-ALARIS-Medley 8100 |  | MEDLEY PUMP MODULE LVP *MEMORIAL HERMANN |  |  | PUMPINFUSION-ALARIS-Medley 8100 | [6 empty] | Verified as Rental |  |  | MHHS-Mem City
NO | YES |  |  |  | FFL3401 |  | CAREFUSION | 8100M |  |  | Rental | MHHS-Mem City |  |  |  | FFL3401 |  | West & Memorial City |  | Rental | [7 empty] | PUMPINFUSION-ALARIS-Medley 8100 |  | MEDLEY PUMP MODULE LVP *MEMORIAL HERMANN |  |  | PUMPINFUSION-ALARIS-Medley 8100 | [6 empty] | Verified as Rental |  |  | MHHS-Mem City
NO | YES |  |  |  | FFL3406 |  | CAREFUSION | 8100M |  |  | Rental | MHHS-Mem City |  |  |  | FFL3406 |  | West & Memorial City |  | Rental | [7 empty] | PUMPINFUSION-ALARIS-Medley 8100 |  | MEDLEY PUMP MODULE LVP *MEMORIAL HERMANN |  |  | PUMPINFUSION-ALARIS-Medley 8100 | [6 empty] | Verified as Rental |  |  | MHHS-Mem City
NO | YES |  |  |  | FFL3440 |  | CAREFUSION | 8100M |  |  | Rental | MHHS-Mem City |  |  |  | FFL3440 |  | West & Memorial City |  | Rental | [7 empty] | PUMPINFUSION-ALARIS-Medley 8100 |  | MEDLEY PUMP MODULE LVP *MEMORIAL HERMANN |  |  | PUMPINFUSION-ALARIS-Medley 8100 | [6 empty] | Verified as Rental |  |  | MHHS-Mem City
NO | YES |  |  |  | FFL3441 |  | CAREFUSION | 8100M |  |  | Rental | MHHS-Mem City |  |  |  | FFL3441 |  | West & Memorial City |  | Rental | [7 empty] | PUMPINFUSION-ALARIS-Medley 8100 |  | MEDLEY PUMP MODULE LVP *MEMORIAL HERMANN |  |  | PUMPINFUSION-ALARIS-Medley 8100 | [6 empty] | Verified as Rental |  |  | MHHS-Mem City
NO | YES |  |  |  | FFL3449 |  | CAREFUSION | 8100M |  |  | Rental | MHHS-Mem City |  |  |  | FFL3449 |  | West & Memorial City |  | Rental | [7 empty] | PUMPINFUSION-ALARIS-Medley 8100 |  | MEDLEY PUMP MODULE LVP *MEMORIAL HERMANN |  |  | PUMPINFUSION-ALARIS-Medley 8100 | [6 empty] | Verified as Rental |  |  | MHHS-Mem City
NO | YES |  |  |  | FFL3451 |  | CAREFUSION | 8100M |  |  | Rental | MHHS-Mem City |  |  |  | FFL3451 |  | West & Memorial City |  | Rental | [7 empty] | PUMPINFUSION-ALARIS-Medley 8100 |  | MEDLEY PUMP MODULE LVP *MEMORIAL HERMANN |  |  | PUMPINFUSION-ALARIS-Medley 8100 | [6 empty] | Verified as Rental |  |  | MHHS-Mem City
NO | YES |  |  |  | FFL3462 |  | CAREFUSION | 8100M |  |  | Rental | MHHS-Mem City |  |  |  | FFL3462 |  | West & Memorial City |  | Rental | [7 empty] | PUMPINFUSION-ALARIS-Medley 8100 |  | MEDLEY PUMP MODULE LVP *MEMORIAL HERMANN |  |  | PUMPINFUSION-ALARIS-Medley 8100 | [6 empty] | Verified as Rental |  |  | MHHS-Mem City
NO | YES |  |  |  | FFL3493 |  | CAREFUSION | 8100M |  |  | Rental | MHHS-Mem City |  |  |  | FFL3493 |  | West & Memorial City |  | Rental | [7 empty] | PUMPINFUSION-ALARIS-Medley 8100 |  | MEDLEY PUMP MODULE LVP *MEMORIAL HERMANN |  |  | PUMPINFUSION-ALARIS-Medley 8100 | [6 empty] | Verified as Rental |  |  | MHHS-Mem City
NO | YES |  |  |  | FFL3511 |  | CAREFUSION | 8100M |  |  | Rental | MHHS-Mem City |  |  |  | FFL3511 |  | West & Memorial City |  | Rental | [7 empty] | PUMPINFUSION-ALARIS-Medley 8100 |  | MEDLEY PUMP MODULE LVP *MEMORIAL HERMANN |  |  | PUMPINFUSION-ALARIS-Medley 8100 | [6 empty] | Verified as Rental |  |  | MHHS-Mem City
NO | YES |  |  |  | FFL3518 |  | CAREFUSION | 8100M |  |  | Rental | MHHS-Mem City |  |  |  | FFL3518 |  | West & Memorial City |  | Rental | [7 empty] | PUMPINFUSION-ALARIS-Medley 8100 |  | MEDLEY PUMP MODULE LVP *MEMORIAL HERMANN |  |  | PUMPINFUSION-ALARIS-Medley 8100 | [6 empty] | Verified as Rental |  |  | MHHS-Mem City
NO | YES |  |  |  | FFL3525 |  | CAREFUSION | 8100M |  |  | Rental | MHHS-Mem City |  |  |  | FFL3525 |  | West & Memorial City |  | Rental | [7 empty] | PUMPINFUSION-ALARIS-Medley 8100 |  | MEDLEY PUMP MODULE LVP *MEMORIAL HERMANN |  |  | PUMPINFUSION-ALARIS-Medley 8100 | [6 empty] | Verified as Rental |  |  | MHHS-Mem City
NO | YES |  |  |  | FFL3533 |  | CAREFUSION | 8100M |  |  | Rental | MHHS-Mem City |  |  |  | FFL3533 |  | West & Memorial City |  | Rental | [7 empty] | PUMPINFUSION-ALARIS-Medley 8100 |  | MEDLEY PUMP MODULE LVP *MEMORIAL HERMANN |  |  | PUMPINFUSION-ALARIS-Medley 8100 | [6 empty] | Verified as Rental |  |  | MHHS-Mem City
NO | YES |  |  |  | FFL3546 |  | CAREFUSION | 8100M |  |  | Rental | MHHS-Mem City |  |  |  | FFL3546 |  | West & Memorial City |  | Rental | [7 empty] | PUMPINFUSION-ALARIS-Medley 8100 |  | MEDLEY PUMP MODULE LVP *MEMORIAL HERMANN |  |  | PUMPINFUSION-ALARIS-Medley 8100 | [6 empty] | Verified as Rental |  |  | MHHS-Mem City
NO | YES |  |  |  | FFL3592 |  | CAREFUSION | 8100M |  |  | Rental | MHHS-Mem City |  |  |  | FFL3592 |  | West & Memorial City |  | Rental | [7 empty] | PUMPINFUSION-ALARIS-Medley 8100 |  | MEDLEY PUMP MODULE LVP *MEMORIAL HERMANN |  |  | PUMPINFUSION-ALARIS-Medley 8100 | [6 empty] | Verified as Rental |  |  | MHHS-Mem City
NO | YES |  |  |  | FFL3593 |  | CAREFUSION | 8100M |  |  | Rental | MHHS-Mem City |  |  |  | FFL3593 |  | West & Memorial City |  | Rental | [7 empty] | PUMPINFUSION-ALARIS-Medley 8100 |  | MEDLEY PUMP MODULE LVP *MEMORIAL HERMANN |  |  | PUMPINFUSION-ALARIS-Medley 8100 | [6 empty] | Verified as Rental |  |  | MHHS-Mem City
NO | YES |  |  |  | FFL3610 |  | CAREFUSION | 8100M |  |  | Rental | MHHS-Mem City |  |  |  | FFL3610 |  | West & Memorial City |  | Rental | [7 empty] | PUMPINFUSION-ALARIS-Medley 8100 |  | MEDLEY PUMP MODULE LVP *MEMORIAL HERMANN |  |  | PUMPINFUSION-ALARIS-Medley 8100 | [6 empty] | Verified as Rental |  |  | MHHS-Mem City
NO | YES |  |  |  | FFL3654 |  | CAREFUSION | 8100M |  |  | Rental | MHHS-Mem City |  |  |  | FFL3654 |  | West & Memorial City |  | Rental | [7 empty] | PUMPINFUSION-ALARIS-Medley 8100 |  | MEDLEY PUMP MODULE LVP *MEMORIAL HERMANN |  |  | PUMPINFUSION-ALARIS-Medley 8100 | [6 empty] | Verified as Rental |  |  | MHHS-Mem City
NO | YES |  |  |  | FFL3671 |  | CAREFUSION | 8100M |  |  | Rental | MHHS-Mem City |  |  |  | FFL3671 |  | West & Memorial City |  | Rental | [7 empty] | PUMPINFUSION-ALARIS-Medley 8100 |  | MEDLEY PUMP MODULE LVP *MEMORIAL HERMANN |  |  | PUMPINFUSION-ALARIS-Medley 8100 | [6 empty] | Verified as Rental |  |  | MHHS-Mem City
NO | YES |  |  |  | FFL3679 |  | CAREFUSION | 8100M |  |  | Rental | MHHS-Mem City |  |  |  | FFL3679 |  | West & Memorial City |  | Rental | [7 empty] | PUMPINFUSION-ALARIS-Medley 8100 |  | MEDLEY PUMP MODULE LVP *MEMORIAL HERMANN |  |  | PUMPINFUSION-ALARIS-Medley 8100 | [6 empty] | Verified as Rental |  |  | MHHS-Mem City
NO | YES |  |  |  | FFL3680 |  | CAREFUSION | 8100M |  |  | Rental | MHHS-Mem City |  |  |  | FFL3680 |  | West & Memorial City |  | Rental | [7 empty] | PUMPINFUSION-ALARIS-Medley 8100 |  | MEDLEY PUMP MODULE LVP *MEMORIAL HERMANN |  |  | PUMPINFUSION-ALARIS-Medley 8100 | [6 empty] | Verified as Rental |  |  | MHHS-Mem City
NO | YES |  |  |  | FFL3688 |  | CAREFUSION | 8100M |  |  | Rental | MHHS-Mem City |  |  |  | FFL3688 |  | West & Memorial City |  | Rental | [7 empty] | PUMPINFUSION-ALARIS-Medley 8100 |  | MEDLEY PUMP MODULE LVP *MEMORIAL HERMANN |  |  | PUMPINFUSION-ALARIS-Medley 8100 | [6 empty] | Verified as Rental |  |  | MHHS-Mem City
NO | YES |  |  |  | FFL3693 |  | CAREFUSION | 8100M |  |  | Rental | MHHS-Mem City |  |  |  | FFL3693 |  | West & Memorial City |  | Rental | [7 empty] | PUMPINFUSION-ALARIS-Medley 8100 |  | MEDLEY PUMP MODULE LVP *MEMORIAL HERMANN |  |  | PUMPINFUSION-ALARIS-Medley 8100 | [6 empty] | Verified as Rental |  |  | MHHS-Mem City
NO | YES |  |  |  | FFL3701 |  | CAREFUSION | 8100M |  |  | Rental | MHHS-Mem City |  |  |  | FFL3701 |  | West & Memorial City |  | Rental | [7 empty] | PUMPINFUSION-ALARIS-Medley 8100 |  | MEDLEY PUMP MODULE LVP *MEMORIAL HERMANN |  |  | PUMPINFUSION-ALARIS-Medley 8100 | [6 empty] | Verified as Rental |  |  | MHHS-Mem City
NO | YES |  |  |  | FFL3703 |  | CAREFUSION | 8100M |  |  | Rental | MHHS-Mem City |  |  |  | FFL3703 |  | West & Memorial City |  | Rental | [7 empty] | PUMPINFUSION-ALARIS-Medley 8100 |  | MEDLEY PUMP MODULE LVP *MEMORIAL HERMANN |  |  | PUMPINFUSION-ALARIS-Medley 8100 | [6 empty] | Verified as Rental |  |  | MHHS-Mem City
NO | YES |  |  |  | FFL3705 |  | CAREFUSION | 8100M |  |  | Rental | MHHS-Mem City |  |  |  | FFL3705 |  | West & Memorial City |  | Rental | [7 empty] | PUMPINFUSION-ALARIS-Medley 8100 |  | MEDLEY PUMP MODULE LVP *MEMORIAL HERMANN |  |  | PUMPINFUSION-ALARIS-Medley 8100 | [6 empty] | Verified as Rental |  |  | MHHS-Mem City
NO | YES |  |  |  | FFL3714 |  | CAREFUSION | 8100M |  |  | Rental | MHHS-Mem City |  |  |  | FFL3714 |  | West & Memorial City |  | Rental | [7 empty] | PUMPINFUSION-ALARIS-Medley 8100 |  | MEDLEY PUMP MODULE LVP *MEMORIAL HERMANN |  |  | PUMPINFUSION-ALARIS-Medley 8100 | [6 empty] | Verified as Rental |  |  | MHHS-Mem City
NO | YES |  |  |  | FFL3720 |  | CAREFUSION | 8100M |  |  | Rental | MHHS-Mem City |  |  |  | FFL3720 |  | West & Memorial City |  | Rental | [7 empty] | PUMPINFUSION-ALARIS-Medley 8100 |  | MEDLEY PUMP MODULE LVP *MEMORIAL HERMANN |  |  | PUMPINFUSION-ALARIS-Medley 8100 | [6 empty] | Verified as Rental |  |  | MHHS-Mem City
NO | YES |  |  |  | FFL3729 |  | CAREFUSION | 8100M |  |  | Rental | MHHS-Mem City |  |  |  | FFL3729 |  | West & Memorial City |  | Rental | [7 empty] | PUMPINFUSION-ALARIS-Medley 8100 |  | MEDLEY PUMP MODULE LVP *MEMORIAL HERMANN |  |  | PUMPINFUSION-ALARIS-Medley 8100 | [6 empty] | Verified as Rental |  |  | MHHS-Mem City
NO | YES |  |  |  | FFL3730 |  | CAREFUSION | 8100M |  |  | Rental | MHHS-Mem City |  |  |  | FFL3730 |  | West & Memorial City |  | Rental | [7 empty] | PUMPINFUSION-ALARIS-Medley 8100 |  | MEDLEY PUMP MODULE LVP *MEMORIAL HERMANN |  |  | PUMPINFUSION-ALARIS-Medley 8100 | [6 empty] | Verified as Rental |  |  | MHHS-Mem City
NO | YES |  |  |  | FFL3734 |  | CAREFUSION | 8100M |  |  | Rental | MHHS-Mem City |  |  |  | FFL3734 |  | West & Memorial City |  | Rental | [7 empty] | PUMPINFUSION-ALARIS-Medley 8100 |  | MEDLEY PUMP MODULE LVP *MEMORIAL HERMANN |  |  | PUMPINFUSION-ALARIS-Medley 8100 | [6 empty] | Verified as Rental |  |  | MHHS-Mem City
NO | YES |  |  |  | FFL3737 |  | CAREFUSION | 8100M |  |  | Rental | MHHS-Mem City |  |  |  | FFL3737 |  | West & Memorial City |  | Rental | [7 empty] | PUMPINFUSION-ALARIS-Medley 8100 |  | MEDLEY PUMP MODULE LVP *MEMORIAL HERMANN |  |  | PUMPINFUSION-ALARIS-Medley 8100 | [6 empty] | Verified as Rental |  |  | MHHS-Mem City
NO | YES |  |  |  | FFL3740 |  | CAREFUSION | 8100M |  |  | Rental | MHHS-Mem City |  |  |  | FFL3740 |  | West & Memorial City |  | Rental | [7 empty] | PUMPINFUSION-ALARIS-Medley 8100 |  | MEDLEY PUMP MODULE LVP *MEMORIAL HERMANN |  |  | PUMPINFUSION-ALARIS-Medley 8100 | [6 empty] | Verified as Rental |  |  | MHHS-Mem City
NO | YES |  |  |  | FFL3787 |  | CAREFUSION | 8100M |  |  | Rental | MHHS-Mem City |  |  |  | FFL3787 |  | West & Memorial City |  | Rental | [7 empty] | PUMPINFUSION-ALARIS-Medley 8100 |  | MEDLEY PUMP MODULE LVP *MEMORIAL HERMANN |  |  | PUMPINFUSION-ALARIS-Medley 8100 | [6 empty] | Verified as Rental |  |  | MHHS-Mem City
NO | YES |  |  |  | FFL3804 |  | CAREFUSION | 8100M |  |  | Rental | MHHS-Mem City |  |  |  | FFL3804 |  | West & Memorial City |  | Rental | [7 empty] | PUMPINFUSION-ALARIS-Medley 8100 |  | MEDLEY PUMP MODULE LVP *MEMORIAL HERMANN |  |  | PUMPINFUSION-ALARIS-Medley 8100 | [6 empty] | Verified as Rental |  |  | MHHS-Mem City
NO | YES |  |  |  | FFL3829 |  | CAREFUSION | 8100M |  |  | Rental | MHHS-Mem City |  |  |  | FFL3829 |  | West & Memorial City |  | Rental | [7 empty] | PUMPINFUSION-ALARIS-Medley 8100 |  | MEDLEY PUMP MODULE LVP *MEMORIAL HERMANN |  |  | PUMPINFUSION-ALARIS-Medley 8100 | [6 empty] | Verified as Rental |  |  | MHHS-Mem City
NO | YES |  |  |  | FFL3832 |  | CAREFUSION | 8100M |  |  | Rental | MHHS-Mem City |  |  |  | FFL3832 |  | West & Memorial City |  | Rental | [7 empty] | PUMPINFUSION-ALARIS-Medley 8100 |  | MEDLEY PUMP MODULE LVP *MEMORIAL HERMANN |  |  | PUMPINFUSION-ALARIS-Medley 8100 | [6 empty] | Verified as Rental |  |  | MHHS-Mem City
NO | YES |  |  |  | FFL3841 |  | CAREFUSION | 8100M |  |  | Rental | MHHS-Mem City |  |  |  | FFL3841 |  | West & Memorial City |  | Rental | [7 empty] | PUMPINFUSION-ALARIS-Medley 8100 |  | MEDLEY PUMP MODULE LVP *MEMORIAL HERMANN |  |  | PUMPINFUSION-ALARIS-Medley 8100 | [6 empty] | Verified as Rental |  |  | MHHS-Mem City
NO | YES |  |  |  | FFL3843 |  | CAREFUSION | 8100M |  |  | Rental | MHHS-Mem City |  |  |  | FFL3843 |  | West & Memorial City |  | Rental | [7 empty] | PUMPINFUSION-ALARIS-Medley 8100 |  | MEDLEY PUMP MODULE LVP *MEMORIAL HERMANN |  |  | PUMPINFUSION-ALARIS-Medley 8100 | [6 empty] | Verified as Rental |  |  | MHHS-Mem City
NO | YES |  |  |  | FFL3848 |  | CAREFUSION | 8100M |  |  | Rental | MHHS-Mem City |  |  |  | FFL3848 |  | West & Memorial City |  | Rental | [7 empty] | PUMPINFUSION-ALARIS-Medley 8100 |  | MEDLEY PUMP MODULE LVP *MEMORIAL HERMANN |  |  | PUMPINFUSION-ALARIS-Medley 8100 | [6 empty] | Verified as Rental |  |  | MHHS-Mem City
NO | YES |  |  |  | FFL3859 |  | CAREFUSION | 8100M |  |  | Rental | MHHS-Mem City |  |  |  | FFL3859 |  | West & Memorial City |  | Rental | [7 empty] | PUMPINFUSION-ALARIS-Medley 8100 |  | MEDLEY PUMP MODULE LVP *MEMORIAL HERMANN |  |  | PUMPINFUSION-ALARIS-Medley 8100 | [6 empty] | Verified as Rental |  |  | MHHS-Mem City
NO | YES |  |  |  | FFL3903 |  | CAREFUSION | 8100M |  |  | Rental | MHHS-Mem City |  |  |  | FFL3903 |  | West & Memorial City |  | Rental | [7 empty] | PUMPINFUSION-ALARIS-Medley 8100 |  | MEDLEY PUMP MODULE LVP *MEMORIAL HERMANN |  |  | PUMPINFUSION-ALARIS-Medley 8100 | [6 empty] | Verified as Rental |  |  | MHHS-Mem City
NO | YES |  |  |  | FFL3920 |  | CAREFUSION | 8100M |  |  | Rental | MHHS-Mem City |  |  |  | FFL3920 |  | West & Memorial City |  | Rental | [7 empty] | PUMPINFUSION-ALARIS-Medley 8100 |  | MEDLEY PUMP MODULE LVP *MEMORIAL HERMANN |  |  | PUMPINFUSION-ALARIS-Medley 8100 | [6 empty] | Verified as Rental |  |  | MHHS-Mem City
NO | YES |  |  |  | FFL3944 |  | CAREFUSION | 8100M |  |  | Rental | MHHS-Mem City |  |  |  | FFL3944 |  | West & Memorial City |  | Rental | [7 empty] | PUMPINFUSION-ALARIS-Medley 8100 |  | MEDLEY PUMP MODULE LVP *MEMORIAL HERMANN |  |  | PUMPINFUSION-ALARIS-Medley 8100 | [6 empty] | Verified as Rental |  |  | MHHS-Mem City
NO | YES |  |  |  | FFL3972 |  | CAREFUSION | 8100M |  |  | Rental | MHHS-Mem City |  |  |  | FFL3972 |  | West & Memorial City |  | Rental | [7 empty] | PUMPINFUSION-ALARIS-Medley 8100 |  | MEDLEY PUMP MODULE LVP *MEMORIAL HERMANN |  |  | PUMPINFUSION-ALARIS-Medley 8100 | [6 empty] | Verified as Rental |  |  | MHHS-Mem City
NO | YES |  |  |  | FFL3985 |  | CAREFUSION | 8100M |  |  | Rental | MHHS-Mem City |  |  |  | FFL3985 |  | West & Memorial City |  | Rental | [7 empty] | PUMPINFUSION-ALARIS-Medley 8100 |  | MEDLEY PUMP MODULE LVP *MEMORIAL HERMANN |  |  | PUMPINFUSION-ALARIS-Medley 8100 | [6 empty] | Verified as Rental |  |  | MHHS-Mem City
NO | YES |  |  |  | FFL4006 |  | CAREFUSION | 8100M |  |  | Rental | MHHS-Mem City |  |  |  | FFL4006 |  | West & Memorial City |  | Rental | [7 empty] | PUMPINFUSION-ALARIS-Medley 8100 |  | MEDLEY PUMP MODULE LVP *MEMORIAL HERMANN |  |  | PUMPINFUSION-ALARIS-Medley 8100 | [6 empty] | Verified as Rental |  |  | MHHS-Mem City
NO | YES |  |  |  | FFL4047 |  | CAREFUSION | 8100M |  |  | Rental | MHHS-Mem City |  |  |  | FFL4047 |  | West & Memorial City |  | Rental | [7 empty] | PUMPINFUSION-ALARIS-Medley 8100 |  | MEDLEY PUMP MODULE LVP *MEMORIAL HERMANN |  |  | PUMPINFUSION-ALARIS-Medley 8100 | [6 empty] | Verified as Rental |  |  | MHHS-Mem City
NO | YES |  |  |  | FFL4051 |  | CAREFUSION | 8100M |  |  | Rental | MHHS-Mem City |  |  |  | FFL4051 |  | West & Memorial City |  | Rental | [7 empty] | PUMPINFUSION-ALARIS-Medley 8100 |  | MEDLEY PUMP MODULE LVP *MEMORIAL HERMANN |  |  | PUMPINFUSION-ALARIS-Medley 8100 | [6 empty] | Verified as Rental |  |  | MHHS-Mem City
NO | YES |  |  |  | FFL4055 |  | CAREFUSION | 8100M |  |  | Rental | MHHS-Mem City |  |  |  | FFL4055 |  | West & Memorial City |  | Rental | [7 empty] | PUMPINFUSION-ALARIS-Medley 8100 |  | MEDLEY PUMP MODULE LVP *MEMORIAL HERMANN |  |  | PUMPINFUSION-ALARIS-Medley 8100 | [6 empty] | Verified as Rental |  |  | MHHS-Mem City
NO | YES |  |  |  | FFL4060 |  | CAREFUSION | 8100M |  |  | Rental | MHHS-Mem City |  |  |  | FFL4060 |  | West & Memorial City |  | Rental | [7 empty] | PUMPINFUSION-ALARIS-Medley 8100 |  | MEDLEY PUMP MODULE LVP *MEMORIAL HERMANN |  |  | PUMPINFUSION-ALARIS-Medley 8100 | [6 empty] | Verified as Rental |  |  | MHHS-Mem City
NO | YES |  |  |  | FFL4065 |  | CAREFUSION | 8100M |  |  | Rental | MHHS-Mem City |  |  |  | FFL4065 |  | West & Memorial City |  | Rental | [7 empty] | PUMPINFUSION-ALARIS-Medley 8100 |  | MEDLEY PUMP MODULE LVP *MEMORIAL HERMANN |  |  | PUMPINFUSION-ALARIS-Medley 8100 | [6 empty] | Verified as Rental |  |  | MHHS-Mem City
NO | YES |  |  |  | FFL4078 |  | CAREFUSION | 8100M |  |  | Rental | MHHS-Mem City |  |  |  | FFL4078 |  | West & Memorial City |  | Rental | [7 empty] | PUMPINFUSION-ALARIS-Medley 8100 |  | MEDLEY PUMP MODULE LVP *MEMORIAL HERMANN |  |  | PUMPINFUSION-ALARIS-Medley 8100 | [6 empty] | Verified as Rental |  |  | MHHS-Mem City
NO | YES |  |  |  | FFL4085 |  | CAREFUSION | 8100M |  |  | Rental | MHHS-Mem City |  |  |  | FFL4085 |  | West & Memorial City |  | Rental | [7 empty] | PUMPINFUSION-ALARIS-Medley 8100 |  | MEDLEY PUMP MODULE LVP *MEMORIAL HERMANN |  |  | PUMPINFUSION-ALARIS-Medley 8100 | [6 empty] | Verified as Rental |  |  | MHHS-Mem City
NO | YES |  |  |  | FFL4144 |  | CAREFUSION | 8100M |  |  | Rental | MHHS-Mem City |  |  |  | FFL4144 |  | West & Memorial City |  | Rental | [7 empty] | PUMPINFUSION-ALARIS-Medley 8100 |  | MEDLEY PUMP MODULE LVP *MEMORIAL HERMANN |  |  | PUMPINFUSION-ALARIS-Medley 8100 | [6 empty] | Verified as Rental |  |  | MHHS-Mem City
NO | YES |  |  |  | FFL4177 |  | CAREFUSION | 8100M |  |  | Rental | MHHS-Mem City |  |  |  | FFL4177 |  | West & Memorial City |  | Rental | [7 empty] | PUMPINFUSION-ALARIS-Medley 8100 |  | MEDLEY PUMP MODULE LVP *MEMORIAL HERMANN |  |  | PUMPINFUSION-ALARIS-Medley 8100 | [6 empty] | Verified as Rental |  |  | MHHS-Mem City
NO | YES |  |  |  | FFL4184 |  | CAREFUSION | 8100M |  |  | Rental | MHHS-Mem City |  |  |  | FFL4184 |  | West & Memorial City |  | Rental | [7 empty] | PUMPINFUSION-ALARIS-Medley 8100 |  | MEDLEY PUMP MODULE LVP *MEMORIAL HERMANN |  |  | PUMPINFUSION-ALARIS-Medley 8100 | [6 empty] | Verified as Rental |  |  | MHHS-Mem City
NO | YES |  |  |  | FFL4196 |  | CAREFUSION | 8100M |  |  | Rental | MHHS-Mem City |  |  |  | FFL4196 |  | West & Memorial City |  | Rental | [7 empty] | PUMPINFUSION-ALARIS-Medley 8100 |  | MEDLEY PUMP MODULE LVP *MEMORIAL HERMANN |  |  | PUMPINFUSION-ALARIS-Medley 8100 | [6 empty] | Verified as Rental |  |  | MHHS-Mem City
NO | YES |  |  |  | FFL4216 |  | CAREFUSION | 8100M |  |  | Rental | MHHS-Mem City |  |  |  | FFL4216 |  | West & Memorial City |  | Rental | [7 empty] | PUMPINFUSION-ALARIS-Medley 8100 |  | MEDLEY PUMP MODULE LVP *MEMORIAL HERMANN |  |  | PUMPINFUSION-ALARIS-Medley 8100 | [6 empty] | Verified as Rental |  |  | MHHS-Mem City
NO | YES |  |  |  | FFL4226 |  | CAREFUSION | 8100M |  |  | Rental | MHHS-Mem City |  |  |  | FFL4226 |  | West & Memorial City |  | Rental | [7 empty] | PUMPINFUSION-ALARIS-Medley 8100 |  | MEDLEY PUMP MODULE LVP *MEMORIAL HERMANN |  |  | PUMPINFUSION-ALARIS-Medley 8100 | [6 empty] | Verified as Rental |  |  | MHHS-Mem City
NO | YES |  |  |  | FFL4234 |  | CAREFUSION | 8100M |  |  | Rental | MHHS-Mem City |  |  |  | FFL4234 |  | West & Memorial City |  | Rental | [7 empty] | PUMPINFUSION-ALARIS-Medley 8100 |  | MEDLEY PUMP MODULE LVP *MEMORIAL HERMANN |  |  | PUMPINFUSION-ALARIS-Medley 8100 | [6 empty] | Verified as Rental |  |  | MHHS-Mem City
NO | YES |  |  |  | FFL4258 |  | CAREFUSION | 8100M |  |  | Rental | MHHS-Mem City |  |  |  | FFL4258 |  | West & Memorial City |  | Rental | [7 empty] | PUMPINFUSION-ALARIS-Medley 8100 |  | MEDLEY PUMP MODULE LVP *MEMORIAL HERMANN |  |  | PUMPINFUSION-ALARIS-Medley 8100 | [6 empty] | Verified as Rental |  |  | MHHS-Mem City
NO | YES |  |  |  | FFL4263 |  | CAREFUSION | 8100M |  |  | Rental | MHHS-Mem City |  |  |  | FFL4263 |  | West & Memorial City |  | Rental | [7 empty] | PUMPINFUSION-ALARIS-Medley 8100 |  | MEDLEY PUMP MODULE LVP *MEMORIAL HERMANN |  |  | PUMPINFUSION-ALARIS-Medley 8100 | [6 empty] | Verified as Rental |  |  | MHHS-Mem City
NO | YES |  |  |  | FFL4264 |  | CAREFUSION | 8100M |  |  | Rental | MHHS-Mem City |  |  |  | FFL4264 |  | West & Memorial City |  | Rental | [7 empty] | PUMPINFUSION-ALARIS-Medley 8100 |  | MEDLEY PUMP MODULE LVP *MEMORIAL HERMANN |  |  | PUMPINFUSION-ALARIS-Medley 8100 | [6 empty] | Verified as Rental |  |  | MHHS-Mem City
NO | YES |  |  |  | FFL4294 |  | CAREFUSION | 8100M |  |  | Rental | MHHS-Mem City |  |  |  | FFL4294 |  | West & Memorial City |  | Rental | [7 empty] | PUMPINFUSION-ALARIS-Medley 8100 |  | MEDLEY PUMP MODULE LVP *MEMORIAL HERMANN |  |  | PUMPINFUSION-ALARIS-Medley 8100 | [6 empty] | Verified as Rental |  |  | MHHS-Mem City
NO | YES |  |  |  | FFL4296 |  | CAREFUSION | 8100M |  |  | Rental | MHHS-Mem City |  |  |  | FFL4296 |  | West & Memorial City |  | Rental | [7 empty] | PUMPINFUSION-ALARIS-Medley 8100 |  | MEDLEY PUMP MODULE LVP *MEMORIAL HERMANN |  |  | PUMPINFUSION-ALARIS-Medley 8100 | [6 empty] | Verified as Rental |  |  | MHHS-Mem City
NO | YES |  |  |  | FFL4328 |  | CAREFUSION | 8100M |  |  | Rental | MHHS-Mem City |  |  |  | FFL4328 |  | West & Memorial City |  | Rental | [7 empty] | PUMPINFUSION-ALARIS-Medley 8100 |  | MEDLEY PUMP MODULE LVP *MEMORIAL HERMANN |  |  | PUMPINFUSION-ALARIS-Medley 8100 | [6 empty] | Verified as Rental |  |  | MHHS-Mem City
NO | YES |  |  |  | FFL4330 |  | CAREFUSION | 8100M |  |  | Rental | MHHS-Mem City |  |  |  | FFL4330 |  | West & Memorial City |  | Rental | [7 empty] | PUMPINFUSION-ALARIS-Medley 8100 |  | MEDLEY PUMP MODULE LVP *MEMORIAL HERMANN |  |  | PUMPINFUSION-ALARIS-Medley 8100 | [6 empty] | Verified as Rental |  |  | MHHS-Mem City
NO | YES |  |  |  | FFL4334 |  | CAREFUSION | 8100M |  |  | Rental | MHHS-Mem City |  |  |  | FFL4334 |  | West & Memorial City |  | Rental | [7 empty] | PUMPINFUSION-ALARIS-Medley 8100 |  | MEDLEY PUMP MODULE LVP *MEMORIAL HERMANN |  |  | PUMPINFUSION-ALARIS-Medley 8100 | [6 empty] | Verified as Rental |  |  | MHHS-Mem City
NO | YES |  |  |  | FFL4339 |  | CAREFUSION | 8100M |  |  | Rental | MHHS-Mem City |  |  |  | FFL4339 |  | West & Memorial City |  | Rental | [7 empty] | PUMPINFUSION-ALARIS-Medley 8100 |  | MEDLEY PUMP MODULE LVP *MEMORIAL HERMANN |  |  | PUMPINFUSION-ALARIS-Medley 8100 | [6 empty] | Verified as Rental |  |  | MHHS-Mem City
NO | YES |  |  |  | FFL4349 |  | CAREFUSION | 8100M |  |  | Rental | MHHS-Mem City |  |  |  | FFL4349 |  | West & Memorial City |  | Rental | [7 empty] | PUMPINFUSION-ALARIS-Medley 8100 |  | MEDLEY PUMP MODULE LVP *MEMORIAL HERMANN |  |  | PUMPINFUSION-ALARIS-Medley 8100 | [6 empty] | Verified as Rental |  |  | MHHS-Mem City
NO | YES |  |  |  | FFL4354 |  | CAREFUSION | 8100M |  |  | Rental | MHHS-Mem City |  |  |  | FFL4354 |  | West & Memorial City |  | Rental | [7 empty] | PUMPINFUSION-ALARIS-Medley 8100 |  | MEDLEY PUMP MODULE LVP *MEMORIAL HERMANN |  |  | PUMPINFUSION-ALARIS-Medley 8100 | [6 empty] | Verified as Rental |  |  | MHHS-Mem City
NO | YES |  |  |  | FFL4361 |  | CAREFUSION | 8100M |  |  | Rental | MHHS-Mem City |  |  |  | FFL4361 |  | West & Memorial City |  | Rental | [7 empty] | PUMPINFUSION-ALARIS-Medley 8100 |  | MEDLEY PUMP MODULE LVP *MEMORIAL HERMANN |  |  | PUMPINFUSION-ALARIS-Medley 8100 | [6 empty] | Verified as Rental |  |  | MHHS-Mem City
NO | YES |  |  |  | FFL4368 |  | CAREFUSION | 8100M |  |  | Rental | MHHS-Mem City |  |  |  | FFL4368 |  | West & Memorial City |  | Rental | [7 empty] | PUMPINFUSION-ALARIS-Medley 8100 |  | MEDLEY PUMP MODULE LVP *MEMORIAL HERMANN |  |  | PUMPINFUSION-ALARIS-Medley 8100 | [6 empty] | Verified as Rental |  |  | MHHS-Mem City
NO | YES |  |  |  | FFL4372 |  | CAREFUSION | 8100M |  |  | Rental | MHHS-Mem City |  |  |  | FFL4372 |  | West & Memorial City |  | Rental | [7 empty] | PUMPINFUSION-ALARIS-Medley 8100 |  | MEDLEY PUMP MODULE LVP *MEMORIAL HERMANN |  |  | PUMPINFUSION-ALARIS-Medley 8100 | [6 empty] | Verified as Rental |  |  | MHHS-Mem City
NO | YES |  |  |  | FFL4391 |  | CAREFUSION | 8100M |  |  | Rental | MHHS-Mem City |  |  |  | FFL4391 |  | West & Memorial City |  | Rental | [7 empty] | PUMPINFUSION-ALARIS-Medley 8100 |  | MEDLEY PUMP MODULE LVP *MEMORIAL HERMANN |  |  | PUMPINFUSION-ALARIS-Medley 8100 | [6 empty] | Verified as Rental |  |  | MHHS-Mem City
NO | YES |  |  |  | FFL4412 |  | CAREFUSION | 8100M |  |  | Rental | MHHS-Mem City |  |  |  | FFL4412 |  | West & Memorial City |  | Rental | [7 empty] | PUMPINFUSION-ALARIS-Medley 8100 |  | MEDLEY PUMP MODULE LVP *MEMORIAL HERMANN |  |  | PUMPINFUSION-ALARIS-Medley 8100 | [6 empty] | Verified as Rental |  |  | MHHS-Mem City
NO | YES |  |  |  | FFL4420 |  | CAREFUSION | 8100M |  |  | Rental | MHHS-Mem City |  |  |  | FFL4420 |  | West & Memorial City |  | Rental | [7 empty] | PUMPINFUSION-ALARIS-Medley 8100 |  | MEDLEY PUMP MODULE LVP *MEMORIAL HERMANN |  |  | PUMPINFUSION-ALARIS-Medley 8100 | [6 empty] | Verified as Rental |  |  | MHHS-Mem City
NO | YES |  |  |  | FFL4437 |  | CAREFUSION | 8100M |  |  | Rental | MHHS-Mem City |  |  |  | FFL4437 |  | West & Memorial City |  | Rental | [7 empty] | PUMPINFUSION-ALARIS-Medley 8100 |  | MEDLEY PUMP MODULE LVP *MEMORIAL HERMANN |  |  | PUMPINFUSION-ALARIS-Medley 8100 | [6 empty] | Verified as Rental |  |  | MHHS-Mem City
NO | YES |  |  |  | FFL4450 |  | CAREFUSION | 8100M |  |  | Rental | MHHS-Mem City |  |  |  | FFL4450 |  | West & Memorial City |  | Rental | [7 empty] | PUMPINFUSION-ALARIS-Medley 8100 |  | MEDLEY PUMP MODULE LVP *MEMORIAL HERMANN |  |  | PUMPINFUSION-ALARIS-Medley 8100 | [6 empty] | Verified as Rental |  |  | MHHS-Mem City
NO | YES |  |  |  | FFL4458 |  | CAREFUSION | 8100M |  |  | Rental | MHHS-Mem City |  |  |  | FFL4458 |  | West & Memorial City |  | Rental | [7 empty] | PUMPINFUSION-ALARIS-Medley 8100 |  | MEDLEY PUMP MODULE LVP *MEMORIAL HERMANN |  |  | PUMPINFUSION-ALARIS-Medley 8100 | [6 empty] | Verified as Rental |  |  | MHHS-Mem City
NO | YES |  |  |  | FFL4471 |  | CAREFUSION | 8100M |  |  | Rental | MHHS-Mem City |  |  |  | FFL4471 |  | West & Memorial City |  | Rental | [7 empty] | PUMPINFUSION-ALARIS-Medley 8100 |  | MEDLEY PUMP MODULE LVP *MEMORIAL HERMANN |  |  | PUMPINFUSION-ALARIS-Medley 8100 | [6 empty] | Verified as Rental |  |  | MHHS-Mem City
NO | YES |  |  |  | FFL4495 |  | CAREFUSION | 8100M |  |  | Rental | MHHS-Mem City |  |  |  | FFL4495 |  | West & Memorial City |  | Rental | [7 empty] | PUMPINFUSION-ALARIS-Medley 8100 |  | MEDLEY PUMP MODULE LVP *MEMORIAL HERMANN |  |  | PUMPINFUSION-ALARIS-Medley 8100 | [6 empty] | Verified as Rental |  |  | MHHS-Mem City
NO | YES |  |  |  | FFL4509 |  | CAREFUSION | 8100M |  |  | Rental | MHHS-Mem City |  |  |  | FFL4509 |  | West & Memorial City |  | Rental | [7 empty] | PUMPINFUSION-ALARIS-Medley 8100 |  | MEDLEY PUMP MODULE LVP *MEMORIAL HERMANN |  |  | PUMPINFUSION-ALARIS-Medley 8100 | [6 empty] | Verified as Rental |  |  | MHHS-Mem City
NO | YES |  |  |  | FFL4565 |  | CAREFUSION | 8100M |  |  | Rental | MHHS-Mem City |  |  |  | FFL4565 |  | West & Memorial City |  | Rental | [7 empty] | PUMPINFUSION-ALARIS-Medley 8100 |  | MEDLEY PUMP MODULE LVP *MEMORIAL HERMANN |  |  | PUMPINFUSION-ALARIS-Medley 8100 | [6 empty] | Verified as Rental |  |  | MHHS-Mem City
NO | YES |  |  |  | FFL4568 |  | CAREFUSION | 8100M |  |  | Rental | MHHS-Mem City |  |  |  | FFL4568 |  | West & Memorial City |  | Rental | [7 empty] | PUMPINFUSION-ALARIS-Medley 8100 |  | MEDLEY PUMP MODULE LVP *MEMORIAL HERMANN |  |  | PUMPINFUSION-ALARIS-Medley 8100 | [6 empty] | Verified as Rental |  |  | MHHS-Mem City
NO | YES |  |  |  | FFL4602 |  | CAREFUSION | 8100M |  |  | Rental | MHHS-Mem City |  |  |  | FFL4602 |  | West & Memorial City |  | Rental | [7 empty] | PUMPINFUSION-ALARIS-Medley 8100 |  | MEDLEY PUMP MODULE LVP *MEMORIAL HERMANN |  |  | PUMPINFUSION-ALARIS-Medley 8100 | [6 empty] | Verified as Rental |  |  | MHHS-Mem City
NO | YES |  |  |  | FFL4610 |  | CAREFUSION | 8100M |  |  | Rental | MHHS-Mem City |  |  |  | FFL4610 |  | West & Memorial City |  | Rental | [7 empty] | PUMPINFUSION-ALARIS-Medley 8100 |  | MEDLEY PUMP MODULE LVP *MEMORIAL HERMANN |  |  | PUMPINFUSION-ALARIS-Medley 8100 | [6 empty] | Verified as Rental |  |  | MHHS-Mem City
NO | YES |  |  |  | FFL4622 |  | CAREFUSION | 8100M |  |  | Rental | MHHS-Mem City |  |  |  | FFL4622 |  | West & Memorial City |  | Rental | [7 empty] | PUMPINFUSION-ALARIS-Medley 8100 |  | MEDLEY PUMP MODULE LVP *MEMORIAL HERMANN |  |  | PUMPINFUSION-ALARIS-Medley 8100 | [6 empty] | Verified as Rental |  |  | MHHS-Mem City
NO | YES |  |  |  | FFL4627 |  | CAREFUSION | 8100M |  |  | Rental | MHHS-Mem City |  |  |  | FFL4627 |  | West & Memorial City |  | Rental | [7 empty] | PUMPINFUSION-ALARIS-Medley 8100 |  | MEDLEY PUMP MODULE LVP *MEMORIAL HERMANN |  |  | PUMPINFUSION-ALARIS-Medley 8100 | [6 empty] | Verified as Rental |  |  | MHHS-Mem City
NO | YES |  |  |  | FFL4630 |  | CAREFUSION | 8100M |  |  | Rental | MHHS-Mem City |  |  |  | FFL4630 |  | West & Memorial City |  | Rental | [7 empty] | PUMPINFUSION-ALARIS-Medley 8100 |  | MEDLEY PUMP MODULE LVP *MEMORIAL HERMANN |  |  | PUMPINFUSION-ALARIS-Medley 8100 | [6 empty] | Verified as Rental |  |  | MHHS-Mem City
NO | YES |  |  |  | FFL4650 |  | CAREFUSION | 8100M |  |  | Rental | MHHS-Mem City |  |  |  | FFL4650 |  | West & Memorial City |  | Rental | [7 empty] | PUMPINFUSION-ALARIS-Medley 8100 |  | MEDLEY PUMP MODULE LVP *MEMORIAL HERMANN |  |  | PUMPINFUSION-ALARIS-Medley 8100 | [6 empty] | Verified as Rental |  |  | MHHS-Mem City
NO | YES |  |  |  | FFL4664 |  | CAREFUSION | 8100M |  |  | Rental | MHHS-Mem City |  |  |  | FFL4664 |  | West & Memorial City |  | Rental | [7 empty] | PUMPINFUSION-ALARIS-Medley 8100 |  | MEDLEY PUMP MODULE LVP *MEMORIAL HERMANN |  |  | PUMPINFUSION-ALARIS-Medley 8100 | [6 empty] | Verified as Rental |  |  | MHHS-Mem City
NO | YES |  |  |  | FFL4670 |  | CAREFUSION | 8100M |  |  | Rental | MHHS-Mem City |  |  |  | FFL4670 |  | West & Memorial City |  | Rental | [7 empty] | PUMPINFUSION-ALARIS-Medley 8100 |  | MEDLEY PUMP MODULE LVP *MEMORIAL HERMANN |  |  | PUMPINFUSION-ALARIS-Medley 8100 | [6 empty] | Verified as Rental |  |  | MHHS-Mem City
NO | YES |  |  |  | FFL4672 |  | CAREFUSION | 8100M |  |  | Rental | MHHS-Mem City |  |  |  | FFL4672 |  | West & Memorial City |  | Rental | [7 empty] | PUMPINFUSION-ALARIS-Medley 8100 |  | MEDLEY PUMP MODULE LVP *MEMORIAL HERMANN |  |  | PUMPINFUSION-ALARIS-Medley 8100 | [6 empty] | Verified as Rental |  |  | MHHS-Mem City
NO | YES |  |  |  | FFL4691 |  | CAREFUSION | 8100M |  |  | Rental | MHHS-Mem City |  |  |  | FFL4691 |  | West & Memorial City |  | Rental | [7 empty] | PUMPINFUSION-ALARIS-Medley 8100 |  | MEDLEY PUMP MODULE LVP *MEMORIAL HERMANN |  |  | PUMPINFUSION-ALARIS-Medley 8100 | [6 empty] | Verified as Rental |  |  | MHHS-Mem City
NO | YES |  |  |  | FFL4693 |  | CAREFUSION | 8100M |  |  | Rental | MHHS-Mem City |  |  |  | FFL4693 |  | West & Memorial City |  | Rental | [7 empty] | PUMPINFUSION-ALARIS-Medley 8100 |  | MEDLEY PUMP MODULE LVP *MEMORIAL HERMANN |  |  | PUMPINFUSION-ALARIS-Medley 8100 | [6 empty] | Verified as Rental |  |  | MHHS-Mem City
NO | YES |  |  |  | FFL4698 |  | CAREFUSION | 8100M |  |  | Rental | MHHS-Mem City |  |  |  | FFL4698 |  | West & Memorial City |  | Rental | [7 empty] | PUMPINFUSION-ALARIS-Medley 8100 |  | MEDLEY PUMP MODULE LVP *MEMORIAL HERMANN |  |  | PUMPINFUSION-ALARIS-Medley 8100 | [6 empty] | Verified as Rental |  |  | MHHS-Mem City
NO | YES |  |  |  | FFL4711 |  | CAREFUSION | 8100M |  |  | Rental | MHHS-Mem City |  |  |  | FFL4711 |  | West & Memorial City |  | Rental | [7 empty] | PUMPINFUSION-ALARIS-Medley 8100 |  | MEDLEY PUMP MODULE LVP *MEMORIAL HERMANN |  |  | PUMPINFUSION-ALARIS-Medley 8100 | [6 empty] | Verified as Rental |  |  | MHHS-Mem City
NO | YES |  |  |  | FFL4739 |  | CAREFUSION | 8100M |  |  | Rental | MHHS-Mem City |  |  |  | FFL4739 |  | West & Memorial City |  | Rental | [7 empty] | PUMPINFUSION-ALARIS-Medley 8100 |  | MEDLEY PUMP MODULE LVP *MEMORIAL HERMANN |  |  | PUMPINFUSION-ALARIS-Medley 8100 | [6 empty] | Verified as Rental |  |  | MHHS-Mem City
NO | YES |  |  |  | FFL4747 |  | CAREFUSION | 8100M |  |  | Rental | MHHS-Mem City |  |  |  | FFL4747 |  | West & Memorial City |  | Rental | [7 empty] | PUMPINFUSION-ALARIS-Medley 8100 |  | MEDLEY PUMP MODULE LVP *MEMORIAL HERMANN |  |  | PUMPINFUSION-ALARIS-Medley 8100 | [6 empty] | Verified as Rental |  |  | MHHS-Mem City
NO | YES |  |  |  | FFL4749 |  | CAREFUSION | 8100M |  |  | Rental | MHHS-Mem City |  |  |  | FFL4749 |  | West & Memorial City |  | Rental | [7 empty] | PUMPINFUSION-ALARIS-Medley 8100 |  | MEDLEY PUMP MODULE LVP *MEMORIAL HERMANN |  |  | PUMPINFUSION-ALARIS-Medley 8100 | [6 empty] | Verified as Rental |  |  | MHHS-Mem City
NO | YES |  |  |  | FFL4759 |  | CAREFUSION | 8100M |  |  | Rental | MHHS-Mem City |  |  |  | FFL4759 |  | West & Memorial City |  | Rental | [7 empty] | PUMPINFUSION-ALARIS-Medley 8100 |  | MEDLEY PUMP MODULE LVP *MEMORIAL HERMANN |  |  | PUMPINFUSION-ALARIS-Medley 8100 | [6 empty] | Verified as Rental |  |  | MHHS-Mem City
NO | YES |  |  |  | FFL4774 |  | CAREFUSION | 8100M |  |  | Rental | MHHS-Mem City |  |  |  | FFL4774 |  | West & Memorial City |  | Rental | [7 empty] | PUMPINFUSION-ALARIS-Medley 8100 |  | MEDLEY PUMP MODULE LVP *MEMORIAL HERMANN |  |  | PUMPINFUSION-ALARIS-Medley 8100 | [6 empty] | Verified as Rental |  |  | MHHS-Mem City
NO | YES |  |  |  | FFL4776 |  | CAREFUSION | 8100M |  |  | Rental | MHHS-Mem City |  |  |  | FFL4776 |  | West & Memorial City |  | Rental | [7 empty] | PUMPINFUSION-ALARIS-Medley 8100 |  | MEDLEY PUMP MODULE LVP *MEMORIAL HERMANN |  |  | PUMPINFUSION-ALARIS-Medley 8100 | [6 empty] | Verified as Rental |  |  | MHHS-Mem City
NO | YES |  |  |  | FFL4814 |  | CAREFUSION | 8100M |  |  | Rental | MHHS-Mem City |  |  |  | FFL4814 |  | West & Memorial City |  | Rental | [7 empty] | PUMPINFUSION-ALARIS-Medley 8100 |  | MEDLEY PUMP MODULE LVP *MEMORIAL HERMANN |  |  | PUMPINFUSION-ALARIS-Medley 8100 | [6 empty] | Verified as Rental |  |  | MHHS-Mem City
NO | YES |  |  |  | FFL4820 |  | CAREFUSION | 8100M |  |  | Rental | MHHS-Mem City |  |  |  | FFL4820 |  | West & Memorial City |  | Rental | [7 empty] | PUMPINFUSION-ALARIS-Medley 8100 |  | MEDLEY PUMP MODULE LVP *MEMORIAL HERMANN |  |  | PUMPINFUSION-ALARIS-Medley 8100 | [6 empty] | Verified as Rental |  |  | MHHS-Mem City
NO | YES |  |  |  | FFL4829 |  | CAREFUSION | 8100M |  |  | Rental | MHHS-Mem City |  |  |  | FFL4829 |  | West & Memorial City |  | Rental | [7 empty] | PUMPINFUSION-ALARIS-Medley 8100 |  | MEDLEY PUMP MODULE LVP *MEMORIAL HERMANN |  |  | PUMPINFUSION-ALARIS-Medley 8100 | [6 empty] | Verified as Rental |  |  | MHHS-Mem City
NO | YES |  |  |  | FFL4860 |  | CAREFUSION | 8100M |  |  | Rental | MHHS-Mem City |  |  |  | FFL4860 |  | West & Memorial City |  | Rental | [7 empty] | PUMPINFUSION-ALARIS-Medley 8100 |  | MEDLEY PUMP MODULE LVP *MEMORIAL HERMANN |  |  | PUMPINFUSION-ALARIS-Medley 8100 | [6 empty] | Verified as Rental |  |  | MHHS-Mem City
NO | YES |  |  |  | FFL4863 |  | CAREFUSION | 8100M |  |  | Rental | MHHS-Mem City |  |  |  | FFL4863 |  | West & Memorial City |  | Rental | [7 empty] | PUMPINFUSION-ALARIS-Medley 8100 |  | MEDLEY PUMP MODULE LVP *MEMORIAL HERMANN |  |  | PUMPINFUSION-ALARIS-Medley 8100 | [6 empty] | Verified as Rental |  |  | MHHS-Mem City
NO | YES |  |  |  | FFL4867 |  | CAREFUSION | 8100M |  |  | Rental | MHHS-Mem City |  |  |  | FFL4867 |  | West & Memorial City |  | Rental | [7 empty] | PUMPINFUSION-ALARIS-Medley 8100 |  | MEDLEY PUMP MODULE LVP *MEMORIAL HERMANN |  |  | PUMPINFUSION-ALARIS-Medley 8100 | [6 empty] | Verified as Rental |  |  | MHHS-Mem City
NO | YES |  |  |  | FFL4873 |  | CAREFUSION | 8100M |  |  | Rental | MHHS-Mem City |  |  |  | FFL4873 |  | West & Memorial City |  | Rental | [7 empty] | PUMPINFUSION-ALARIS-Medley 8100 |  | MEDLEY PUMP MODULE LVP *MEMORIAL HERMANN |  |  | PUMPINFUSION-ALARIS-Medley 8100 | [6 empty] | Verified as Rental |  |  | MHHS-Mem City
NO | YES |  |  |  | FFL4886 |  | CAREFUSION | 8100M |  |  | Rental | MHHS-Mem City |  |  |  | FFL4886 |  | West & Memorial City |  | Rental | [7 empty] | PUMPINFUSION-ALARIS-Medley 8100 |  | MEDLEY PUMP MODULE LVP *MEMORIAL HERMANN |  |  | PUMPINFUSION-ALARIS-Medley 8100 | [6 empty] | Verified as Rental |  |  | MHHS-Mem City
NO | YES |  |  |  | FFL4901 |  | CAREFUSION | 8100M |  |  | Rental | MHHS-Mem City |  |  |  | FFL4901 |  | West & Memorial City |  | Rental | [7 empty] | PUMPINFUSION-ALARIS-Medley 8100 |  | MEDLEY PUMP MODULE LVP *MEMORIAL HERMANN |  |  | PUMPINFUSION-ALARIS-Medley 8100 | [6 empty] | Verified as Rental |  |  | MHHS-Mem City
NO | YES |  |  |  | FFL4944 |  | CAREFUSION | 8100M |  |  | Rental | MHHS-Mem City |  |  |  | FFL4944 |  | West & Memorial City |  | Rental | [7 empty] | PUMPINFUSION-ALARIS-Medley 8100 |  | MEDLEY PUMP MODULE LVP *MEMORIAL HERMANN |  |  | PUMPINFUSION-ALARIS-Medley 8100 | [6 empty] | Verified as Rental |  |  | MHHS-Mem City
NO | YES |  |  |  | FFL4946 |  | CAREFUSION | 8100M |  |  | Rental | MHHS-Mem City |  |  |  | FFL4946 |  | West & Memorial City |  | Rental | [7 empty] | PUMPINFUSION-ALARIS-Medley 8100 |  | MEDLEY PUMP MODULE LVP *MEMORIAL HERMANN |  |  | PUMPINFUSION-ALARIS-Medley 8100 | [6 empty] | Verified as Rental |  |  | MHHS-Mem City
NO | YES |  |  |  | FFL4952 |  | CAREFUSION | 8100M |  |  | Rental | MHHS-Mem City |  |  |  | FFL4952 |  | West & Memorial City |  | Rental | [7 empty] | PUMPINFUSION-ALARIS-Medley 8100 |  | MEDLEY PUMP MODULE LVP *MEMORIAL HERMANN |  |  | PUMPINFUSION-ALARIS-Medley 8100 | [6 empty] | Verified as Rental |  |  | MHHS-Mem City
NO | YES |  |  |  | FFL4963 |  | CAREFUSION | 8100M |  |  | Rental | MHHS-Mem City |  |  |  | FFL4963 |  | West & Memorial City |  | Rental | [7 empty] | PUMPINFUSION-ALARIS-Medley 8100 |  | MEDLEY PUMP MODULE LVP *MEMORIAL HERMANN |  |  | PUMPINFUSION-ALARIS-Medley 8100 | [6 empty] | Verified as Rental |  |  | MHHS-Mem City
NO | YES |  |  |  | FFL4988 |  | CAREFUSION | 8100M |  |  | Rental | MHHS-Mem City |  |  |  | FFL4988 |  | West & Memorial City |  | Rental | [7 empty] | PUMPINFUSION-ALARIS-Medley 8100 |  | MEDLEY PUMP MODULE LVP *MEMORIAL HERMANN |  |  | PUMPINFUSION-ALARIS-Medley 8100 | [6 empty] | Verified as Rental |  |  | MHHS-Mem City
NO | YES |  |  |  | FFL4989 |  | CAREFUSION | 8100M |  |  | Rental | MHHS-Mem City |  |  |  | FFL4989 |  | West & Memorial City |  | Rental | [7 empty] | PUMPINFUSION-ALARIS-Medley 8100 |  | MEDLEY PUMP MODULE LVP *MEMORIAL HERMANN |  |  | PUMPINFUSION-ALARIS-Medley 8100 | [6 empty] | Verified as Rental |  |  | MHHS-Mem City
NO | YES |  |  |  | FFL5013 |  | CAREFUSION | 8100M |  |  | Rental | MHHS-Mem City |  |  |  | FFL5013 |  | West & Memorial City |  | Rental | [7 empty] | PUMPINFUSION-ALARIS-Medley 8100 |  | MEDLEY PUMP MODULE LVP *MEMORIAL HERMANN |  |  | PUMPINFUSION-ALARIS-Medley 8100 | [6 empty] | Verified as Rental |  |  | MHHS-Mem City
NO | YES |  |  |  | FFL5022 |  | CAREFUSION | 8100M |  |  | Rental | MHHS-Mem City |  |  |  | FFL5022 |  | West & Memorial City |  | Rental | [7 empty] | PUMPINFUSION-ALARIS-Medley 8100 |  | MEDLEY PUMP MODULE LVP *MEMORIAL HERMANN |  |  | PUMPINFUSION-ALARIS-Medley 8100 | [6 empty] | Verified as Rental |  |  | MHHS-Mem City
NO | YES |  |  |  | FFL5031 |  | CAREFUSION | 8100M |  |  | Rental | MHHS-Mem City |  |  |  | FFL5031 |  | West & Memorial City |  | Rental | [7 empty] | PUMPINFUSION-ALARIS-Medley 8100 |  | MEDLEY PUMP MODULE LVP *MEMORIAL HERMANN |  |  | PUMPINFUSION-ALARIS-Medley 8100 | [6 empty] | Verified as Rental |  |  | MHHS-Mem City
NO | YES |  |  |  | FFL5032 |  | CAREFUSION | 8100M |  |  | Rental | MHHS-Mem City |  |  |  | FFL5032 |  | West & Memorial City |  | Rental | [7 empty] | PUMPINFUSION-ALARIS-Medley 8100 |  | MEDLEY PUMP MODULE LVP *MEMORIAL HERMANN |  |  | PUMPINFUSION-ALARIS-Medley 8100 | [6 empty] | Verified as Rental |  |  | MHHS-Mem City
NO | YES |  |  |  | FFL5037 |  | CAREFUSION | 8100M |  |  | Rental | MHHS-Mem City |  |  |  | FFL5037 |  | West & Memorial City |  | Rental | [7 empty] | PUMPINFUSION-ALARIS-Medley 8100 |  | MEDLEY PUMP MODULE LVP *MEMORIAL HERMANN |  |  | PUMPINFUSION-ALARIS-Medley 8100 | [6 empty] | Verified as Rental |  |  | MHHS-Mem City
NO | YES |  |  |  | FFL5052 |  | CAREFUSION | 8100M |  |  | Rental | MHHS-Mem City |  |  |  | FFL5052 |  | West & Memorial City |  | Rental | [7 empty] | PUMPINFUSION-ALARIS-Medley 8100 |  | MEDLEY PUMP MODULE LVP *MEMORIAL HERMANN |  |  | PUMPINFUSION-ALARIS-Medley 8100 | [6 empty] | Verified as Rental |  |  | MHHS-Mem City
NO | YES |  |  |  | FFL5055 |  | CAREFUSION | 8100M |  |  | Rental | MHHS-Mem City |  |  |  | FFL5055 |  | West & Memorial City |  | Rental | [7 empty] | PUMPINFUSION-ALARIS-Medley 8100 |  | MEDLEY PUMP MODULE LVP *MEMORIAL HERMANN |  |  | PUMPINFUSION-ALARIS-Medley 8100 | [6 empty] | Verified as Rental |  |  | MHHS-Mem City
NO | YES |  |  |  | FFL5060 |  | CAREFUSION | 8100M |  |  | Rental | MHHS-Mem City |  |  |  | FFL5060 |  | West & Memorial City |  | Rental | [7 empty] | PUMPINFUSION-ALARIS-Medley 8100 |  | MEDLEY PUMP MODULE LVP *MEMORIAL HERMANN |  |  | PUMPINFUSION-ALARIS-Medley 8100 | [6 empty] | Verified as Rental |  |  | MHHS-Mem City
NO | YES |  |  |  | FFL5066 |  | CAREFUSION | 8100M |  |  | Rental | MHHS-Mem City |  |  |  | FFL5066 |  | West & Memorial City |  | Rental | [7 empty] | PUMPINFUSION-ALARIS-Medley 8100 |  | MEDLEY PUMP MODULE LVP *MEMORIAL HERMANN |  |  | PUMPINFUSION-ALARIS-Medley 8100 | [6 empty] | Verified as Rental |  |  | MHHS-Mem City
NO | YES |  |  |  | FFL5072 |  | CAREFUSION | 8100M |  |  | Rental | MHHS-Mem City |  |  |  | FFL5072 |  | West & Memorial City |  | Rental | [7 empty] | PUMPINFUSION-ALARIS-Medley 8100 |  | MEDLEY PUMP MODULE LVP *MEMORIAL HERMANN |  |  | PUMPINFUSION-ALARIS-Medley 8100 | [6 empty] | Verified as Rental |  |  | MHHS-Mem City
NO | YES |  |  |  | FFL5082 |  | CAREFUSION | 8100M |  |  | Rental | MHHS-Mem City |  |  |  | FFL5082 |  | West & Memorial City |  | Rental | [7 empty] | PUMPINFUSION-ALARIS-Medley 8100 |  | MEDLEY PUMP MODULE LVP *MEMORIAL HERMANN |  |  | PUMPINFUSION-ALARIS-Medley 8100 | [6 empty] | Verified as Rental |  |  | MHHS-Mem City
NO | YES |  |  |  | FFL5086 |  | CAREFUSION | 8100M |  |  | Rental | MHHS-Mem City |  |  |  | FFL5086 |  | West & Memorial City |  | Rental | [7 empty] | PUMPINFUSION-ALARIS-Medley 8100 |  | MEDLEY PUMP MODULE LVP *MEMORIAL HERMANN |  |  | PUMPINFUSION-ALARIS-Medley 8100 | [6 empty] | Verified as Rental |  |  | MHHS-Mem City
NO | YES |  |  |  | FFL5100 |  | CAREFUSION | 8100M |  |  | Rental | MHHS-Mem City |  |  |  | FFL5100 |  | West & Memorial City |  | Rental | [7 empty] | PUMPINFUSION-ALARIS-Medley 8100 |  | MEDLEY PUMP MODULE LVP *MEMORIAL HERMANN |  |  | PUMPINFUSION-ALARIS-Medley 8100 | [6 empty] | Verified as Rental |  |  | MHHS-Mem City
NO | YES |  |  |  | FFL5102 |  | CAREFUSION | 8100M |  |  | Rental | MHHS-Mem City |  |  |  | FFL5102 |  | West & Memorial City |  | Rental | [7 empty] | PUMPINFUSION-ALARIS-Medley 8100 |  | MEDLEY PUMP MODULE LVP *MEMORIAL HERMANN |  |  | PUMPINFUSION-ALARIS-Medley 8100 | [6 empty] | Verified as Rental |  |  | MHHS-Mem City
NO | YES |  |  |  | FFL5129 |  | CAREFUSION | 8100M |  |  | Rental | MHHS-Mem City |  |  |  | FFL5129 |  | West & Memorial City |  | Rental | [7 empty] | PUMPINFUSION-ALARIS-Medley 8100 |  | MEDLEY PUMP MODULE LVP *MEMORIAL HERMANN |  |  | PUMPINFUSION-ALARIS-Medley 8100 | [6 empty] | Verified as Rental |  |  | MHHS-Mem City
NO | YES |  |  |  | FFL5136 |  | CAREFUSION | 8100M |  |  | Rental | MHHS-Mem City |  |  |  | FFL5136 |  | West & Memorial City |  | Rental | [7 empty] | PUMPINFUSION-ALARIS-Medley 8100 |  | MEDLEY PUMP MODULE LVP *MEMORIAL HERMANN |  |  | PUMPINFUSION-ALARIS-Medley 8100 | [6 empty] | Verified as Rental |  |  | MHHS-Mem City
NO | YES |  |  |  | FFL5139 |  | CAREFUSION | 8100M |  |  | Rental | MHHS-Mem City |  |  |  | FFL5139 |  | West & Memorial City |  | Rental | [7 empty] | PUMPINFUSION-ALARIS-Medley 8100 |  | MEDLEY PUMP MODULE LVP *MEMORIAL HERMANN |  |  | PUMPINFUSION-ALARIS-Medley 8100 | [6 empty] | Verified as Rental |  |  | MHHS-Mem City
NO | YES |  |  |  | FFL5141 |  | CAREFUSION | 8100M |  |  | Rental | MHHS-Mem City |  |  |  | FFL5141 |  | West & Memorial City |  | Rental | [7 empty] | PUMPINFUSION-ALARIS-Medley 8100 |  | MEDLEY PUMP MODULE LVP *MEMORIAL HERMANN |  |  | PUMPINFUSION-ALARIS-Medley 8100 | [6 empty] | Verified as Rental |  |  | MHHS-Mem City
NO | YES |  |  |  | FFL5142 |  | CAREFUSION | 8100M |  |  | Rental | MHHS-Mem City |  |  |  | FFL5142 |  | West & Memorial City |  | Rental | [7 empty] | PUMPINFUSION-ALARIS-Medley 8100 |  | MEDLEY PUMP MODULE LVP *MEMORIAL HERMANN |  |  | PUMPINFUSION-ALARIS-Medley 8100 | [6 empty] | Verified as Rental |  |  | MHHS-Mem City
NO | YES |  |  |  | FFL5143 |  | CAREFUSION | 8100M |  |  | Rental | MHHS-Mem City |  |  |  | FFL5143 |  | West & Memorial City |  | Rental | [7 empty] | PUMPINFUSION-ALARIS-Medley 8100 |  | MEDLEY PUMP MODULE LVP *MEMORIAL HERMANN |  |  | PUMPINFUSION-ALARIS-Medley 8100 | [6 empty] | Verified as Rental |  |  | MHHS-Mem City
NO | YES |  |  |  | FFL5164 |  | CAREFUSION | 8100M |  |  | Rental | MHHS-Mem City |  |  |  | FFL5164 |  | West & Memorial City |  | Rental | [7 empty] | PUMPINFUSION-ALARIS-Medley 8100 |  | MEDLEY PUMP MODULE LVP *MEMORIAL HERMANN |  |  | PUMPINFUSION-ALARIS-Medley 8100 | [6 empty] | Verified as Rental |  |  | MHHS-Mem City
NO | YES |  |  |  | FFL5195 |  | CAREFUSION | 8100M |  |  | Rental | MHHS-Mem City |  |  |  | FFL5195 |  | West & Memorial City |  | Rental | [7 empty] | PUMPINFUSION-ALARIS-Medley 8100 |  | MEDLEY PUMP MODULE LVP *MEMORIAL HERMANN |  |  | PUMPINFUSION-ALARIS-Medley 8100 | [6 empty] | Verified as Rental |  |  | MHHS-Mem City
NO | YES |  |  |  | FFL5207 |  | CAREFUSION | 8100M |  |  | Rental | MHHS-Mem City |  |  |  | FFL5207 |  | West & Memorial City |  | Rental | [7 empty] | PUMPINFUSION-ALARIS-Medley 8100 |  | MEDLEY PUMP MODULE LVP *MEMORIAL HERMANN |  |  | PUMPINFUSION-ALARIS-Medley 8100 | [6 empty] | Verified as Rental |  |  | MHHS-Mem City
NO | YES |  |  |  | FFL5209 |  | CAREFUSION | 8100M |  |  | Rental | MHHS-Mem City |  |  |  | FFL5209 |  | West & Memorial City |  | Rental | [7 empty] | PUMPINFUSION-ALARIS-Medley 8100 |  | MEDLEY PUMP MODULE LVP *MEMORIAL HERMANN |  |  | PUMPINFUSION-ALARIS-Medley 8100 | [6 empty] | Verified as Rental |  |  | MHHS-Mem City
NO | YES |  |  |  | FFL5218 |  | CAREFUSION | 8100M |  |  | Rental | MHHS-Mem City |  |  |  | FFL5218 |  | West & Memorial City |  | Rental | [7 empty] | PUMPINFUSION-ALARIS-Medley 8100 |  | MEDLEY PUMP MODULE LVP *MEMORIAL HERMANN |  |  | PUMPINFUSION-ALARIS-Medley 8100 | [6 empty] | Verified as Rental |  |  | MHHS-Mem City
NO | YES |  |  |  | FFL5250 |  | CAREFUSION | 8100M |  |  | Rental | MHHS-Mem City |  |  |  | FFL5250 |  | West & Memorial City |  | Rental | [7 empty] | PUMPINFUSION-ALARIS-Medley 8100 |  | MEDLEY PUMP MODULE LVP *MEMORIAL HERMANN |  |  | PUMPINFUSION-ALARIS-Medley 8100 | [6 empty] | Verified as Rental |  |  | MHHS-Mem City
NO | YES |  |  |  | FFL5285 |  | CAREFUSION | 8100M |  |  | Rental | MHHS-Mem City |  |  |  | FFL5285 |  | West & Memorial City |  | Rental | [7 empty] | PUMPINFUSION-ALARIS-Medley 8100 |  | MEDLEY PUMP MODULE LVP *MEMORIAL HERMANN |  |  | PUMPINFUSION-ALARIS-Medley 8100 | [6 empty] | Verified as Rental |  |  | MHHS-Mem City
NO | YES |  |  |  | FFL5289 |  | CAREFUSION | 8100M |  |  | Rental | MHHS-Mem City |  |  |  | FFL5289 |  | West & Memorial City |  | Rental | [7 empty] | PUMPINFUSION-ALARIS-Medley 8100 |  | MEDLEY PUMP MODULE LVP *MEMORIAL HERMANN |  |  | PUMPINFUSION-ALARIS-Medley 8100 | [6 empty] | Verified as Rental |  |  | MHHS-Mem City
NO | YES |  |  |  | FFL5318 |  | CAREFUSION | 8100M |  |  | Rental | MHHS-Mem City |  |  |  | FFL5318 |  | West & Memorial City |  | Rental | [7 empty] | PUMPINFUSION-ALARIS-Medley 8100 |  | MEDLEY PUMP MODULE LVP *MEMORIAL HERMANN |  |  | PUMPINFUSION-ALARIS-Medley 8100 | [6 empty] | Verified as Rental |  |  | MHHS-Mem City
NO | YES |  |  |  | FFL5340 |  | CAREFUSION | 8100M |  |  | Rental | MHHS-Mem City |  |  |  | FFL5340 |  | West & Memorial City |  | Rental | [7 empty] | PUMPINFUSION-ALARIS-Medley 8100 |  | MEDLEY PUMP MODULE LVP *MEMORIAL HERMANN |  |  | PUMPINFUSION-ALARIS-Medley 8100 | [6 empty] | Verified as Rental |  |  | MHHS-Mem City
NO | YES |  |  |  | FFL5354 |  | CAREFUSION | 8100M |  |  | Rental | MHHS-Mem City |  |  |  | FFL5354 |  | West & Memorial City |  | Rental | [7 empty] | PUMPINFUSION-ALARIS-Medley 8100 |  | MEDLEY PUMP MODULE LVP *MEMORIAL HERMANN |  |  | PUMPINFUSION-ALARIS-Medley 8100 | [6 empty] | Verified as Rental |  |  | MHHS-Mem City
NO | YES |  |  |  | FFL5357 |  | CAREFUSION | 8100M |  |  | Rental | MHHS-Mem City |  |  |  | FFL5357 |  | West & Memorial City |  | Rental | [7 empty] | PUMPINFUSION-ALARIS-Medley 8100 |  | MEDLEY PUMP MODULE LVP *MEMORIAL HERMANN |  |  | PUMPINFUSION-ALARIS-Medley 8100 | [6 empty] | Verified as Rental |  |  | MHHS-Mem City
NO | YES |  |  |  | FFL5361 |  | CAREFUSION | 8100M |  |  | Rental | MHHS-Mem City |  |  |  | FFL5361 |  | West & Memorial City |  | Rental | [7 empty] | PUMPINFUSION-ALARIS-Medley 8100 |  | MEDLEY PUMP MODULE LVP *MEMORIAL HERMANN |  |  | PUMPINFUSION-ALARIS-Medley 8100 | [6 empty] | Verified as Rental |  |  | MHHS-Mem City
NO | YES |  |  |  | FFL5444 |  | CAREFUSION | 8100M |  |  | Rental | MHHS-Mem City |  |  |  | FFL5444 |  | West & Memorial City |  | Rental | [7 empty] | PUMPINFUSION-ALARIS-Medley 8100 |  | MEDLEY PUMP MODULE LVP *MEMORIAL HERMANN |  |  | PUMPINFUSION-ALARIS-Medley 8100 | [6 empty] | Verified as Rental |  |  | MHHS-Mem City
NO | YES |  |  |  | FFL5449 |  | CAREFUSION | 8100M |  |  | Rental | MHHS-Mem City |  |  |  | FFL5449 |  | West & Memorial City |  | Rental | [7 empty] | PUMPINFUSION-ALARIS-Medley 8100 |  | MEDLEY PUMP MODULE LVP *MEMORIAL HERMANN |  |  | PUMPINFUSION-ALARIS-Medley 8100 | [6 empty] | Verified as Rental |  |  | MHHS-Mem City
NO | YES |  |  |  | FFL5464 |  | CAREFUSION | 8100M |  |  | Rental | MHHS-Mem City |  |  |  | FFL5464 |  | West & Memorial City |  | Rental | [7 empty] | PUMPINFUSION-ALARIS-Medley 8100 |  | MEDLEY PUMP MODULE LVP *MEMORIAL HERMANN |  |  | PUMPINFUSION-ALARIS-Medley 8100 | [6 empty] | Verified as Rental |  |  | MHHS-Mem City
NO | YES |  |  |  | FFL5469 |  | CAREFUSION | 8100M |  |  | Rental | MHHS-Mem City |  |  |  | FFL5469 |  | West & Memorial City |  | Rental | [7 empty] | PUMPINFUSION-ALARIS-Medley 8100 |  | MEDLEY PUMP MODULE LVP *MEMORIAL HERMANN |  |  | PUMPINFUSION-ALARIS-Medley 8100 | [6 empty] | Verified as Rental |  |  | MHHS-Mem City
NO | YES |  |  |  | FFL5479 |  | CAREFUSION | 8100M |  |  | Rental | MHHS-Mem City |  |  |  | FFL5479 |  | West & Memorial City |  | Rental | [7 empty] | PUMPINFUSION-ALARIS-Medley 8100 |  | MEDLEY PUMP MODULE LVP *MEMORIAL HERMANN |  |  | PUMPINFUSION-ALARIS-Medley 8100 | [6 empty] | Verified as Rental |  |  | MHHS-Mem City
NO | YES |  |  |  | FFL5487 |  | CAREFUSION | 8100M |  |  | Rental | MHHS-Mem City |  |  |  | FFL5487 |  | West & Memorial City |  | Rental | [7 empty] | PUMPINFUSION-ALARIS-Medley 8100 |  | MEDLEY PUMP MODULE LVP *MEMORIAL HERMANN |  |  | PUMPINFUSION-ALARIS-Medley 8100 | [6 empty] | Verified as Rental |  |  | MHHS-Mem City
NO | YES |  |  |  | FFL5489 |  | CAREFUSION | 8100M |  |  | Rental | MHHS-Mem City |  |  |  | FFL5489 |  | West & Memorial City |  | Rental | [7 empty] | PUMPINFUSION-ALARIS-Medley 8100 |  | MEDLEY PUMP MODULE LVP *MEMORIAL HERMANN |  |  | PUMPINFUSION-ALARIS-Medley 8100 | [6 empty] | Verified as Rental |  |  | MHHS-Mem City
NO | YES |  |  |  | FFL5506 |  | CAREFUSION | 8100M |  |  | Rental | MHHS-Mem City |  |  |  | FFL5506 |  | West & Memorial City |  | Rental | [7 empty] | PUMPINFUSION-ALARIS-Medley 8100 |  | MEDLEY PUMP MODULE LVP *MEMORIAL HERMANN |  |  | PUMPINFUSION-ALARIS-Medley 8100 | [6 empty] | Verified as Rental |  |  | MHHS-Mem City
NO | YES |  |  |  | FFL5513 |  | CAREFUSION | 8100M |  |  | Rental | MHHS-Mem City |  |  |  | FFL5513 |  | West & Memorial City |  | Rental | [7 empty] | PUMPINFUSION-ALARIS-Medley 8100 |  | MEDLEY PUMP MODULE LVP *MEMORIAL HERMANN |  |  | PUMPINFUSION-ALARIS-Medley 8100 | [6 empty] | Verified as Rental |  |  | MHHS-Mem City
NO | YES |  |  |  | FFL5523 |  | CAREFUSION | 8100M |  |  | Rental | MHHS-Mem City |  |  |  | FFL5523 |  | West & Memorial City |  | Rental | [7 empty] | PUMPINFUSION-ALARIS-Medley 8100 |  | MEDLEY PUMP MODULE LVP *MEMORIAL HERMANN |  |  | PUMPINFUSION-ALARIS-Medley 8100 | [6 empty] | Verified as Rental |  |  | MHHS-Mem City
NO | YES |  |  |  | FFL5532 |  | CAREFUSION | 8100M |  |  | Rental | MHHS-Mem City |  |  |  | FFL5532 |  | West & Memorial City |  | Rental | [7 empty] | PUMPINFUSION-ALARIS-Medley 8100 |  | MEDLEY PUMP MODULE LVP *MEMORIAL HERMANN |  |  | PUMPINFUSION-ALARIS-Medley 8100 | [6 empty] | Verified as Rental |  |  | MHHS-Mem City
NO | YES |  |  |  | FFL5546 |  | CAREFUSION | 8100M |  |  | Rental | MHHS-Mem City |  |  |  | FFL5546 |  | West & Memorial City |  | Rental | [7 empty] | PUMPINFUSION-ALARIS-Medley 8100 |  | MEDLEY PUMP MODULE LVP *MEMORIAL HERMANN |  |  | PUMPINFUSION-ALARIS-Medley 8100 | [6 empty] | Verified as Rental |  |  | MHHS-Mem City
NO | YES |  |  |  | FFL5565 |  | CAREFUSION | 8100M |  |  | Rental | MHHS-Mem City |  |  |  | FFL5565 |  | West & Memorial City |  | Rental | [7 empty] | PUMPINFUSION-ALARIS-Medley 8100 |  | MEDLEY PUMP MODULE LVP *MEMORIAL HERMANN |  |  | PUMPINFUSION-ALARIS-Medley 8100 | [6 empty] | Verified as Rental |  |  | MHHS-Mem City
NO | YES |  |  |  | FFL5594 |  | CAREFUSION | 8100M |  |  | Rental | MHHS-Mem City |  |  |  | FFL5594 |  | West & Memorial City |  | Rental | [7 empty] | PUMPINFUSION-ALARIS-Medley 8100 |  | MEDLEY PUMP MODULE LVP *MEMORIAL HERMANN |  |  | PUMPINFUSION-ALARIS-Medley 8100 | [6 empty] | Verified as Rental |  |  | MHHS-Mem City
NO | YES |  |  |  | FFL5624 |  | CAREFUSION | 8100M |  |  | Rental | MHHS-Mem City |  |  |  | FFL5624 |  | West & Memorial City |  | Rental | [7 empty] | PUMPINFUSION-ALARIS-Medley 8100 |  | MEDLEY PUMP MODULE LVP *MEMORIAL HERMANN |  |  | PUMPINFUSION-ALARIS-Medley 8100 | [6 empty] | Verified as Rental |  |  | MHHS-Mem City
NO | YES |  |  |  | FFL5645 |  | CAREFUSION | 8100M |  |  | Rental | MHHS-Mem City |  |  |  | FFL5645 |  | West & Memorial City |  | Rental | [7 empty] | PUMPINFUSION-ALARIS-Medley 8100 |  | MEDLEY PUMP MODULE LVP *MEMORIAL HERMANN |  |  | PUMPINFUSION-ALARIS-Medley 8100 | [6 empty] | Verified as Rental |  |  | MHHS-Mem City
NO | YES |  |  |  | FFL5714 |  | CAREFUSION | 8100M |  |  | Rental | MHHS-Mem City |  |  |  | FFL5714 |  | West & Memorial City |  | Rental | [7 empty] | PUMPINFUSION-ALARIS-Medley 8100 |  | MEDLEY PUMP MODULE LVP *MEMORIAL HERMANN |  |  | PUMPINFUSION-ALARIS-Medley 8100 | [6 empty] | Verified as Rental |  |  | MHHS-Mem City
NO | YES |  |  |  | FFL5716 |  | CAREFUSION | 8100M |  |  | Rental | MHHS-Mem City |  |  |  | FFL5716 |  | West & Memorial City |  | Rental | [7 empty] | PUMPINFUSION-ALARIS-Medley 8100 |  | MEDLEY PUMP MODULE LVP *MEMORIAL HERMANN |  |  | PUMPINFUSION-ALARIS-Medley 8100 | [6 empty] | Verified as Rental |  |  | MHHS-Mem City
NO | YES |  |  |  | FFL5731 |  | CAREFUSION | 8100M |  |  | Rental | MHHS-Mem City |  |  |  | FFL5731 |  | West & Memorial City |  | Rental | [7 empty] | PUMPINFUSION-ALARIS-Medley 8100 |  | MEDLEY PUMP MODULE LVP *MEMORIAL HERMANN |  |  | PUMPINFUSION-ALARIS-Medley 8100 | [6 empty] | Verified as Rental |  |  | MHHS-Mem City
NO | YES |  |  |  | FFL5739 |  | CAREFUSION | 8100M |  |  | Rental | MHHS-Mem City |  |  |  | FFL5739 |  | West & Memorial City |  | Rental | [7 empty] | PUMPINFUSION-ALARIS-Medley 8100 |  | MEDLEY PUMP MODULE LVP *MEMORIAL HERMANN |  |  | PUMPINFUSION-ALARIS-Medley 8100 | [6 empty] | Verified as Rental |  |  | MHHS-Mem City
NO | YES |  |  |  | FFL5741 |  | CAREFUSION | 8100M |  |  | Rental | MHHS-Mem City |  |  |  | FFL5741 |  | West & Memorial City |  | Rental | [7 empty] | PUMPINFUSION-ALARIS-Medley 8100 |  | MEDLEY PUMP MODULE LVP *MEMORIAL HERMANN |  |  | PUMPINFUSION-ALARIS-Medley 8100 | [6 empty] | Verified as Rental |  |  | MHHS-Mem City
NO | YES |  |  |  | FFL5745 |  | CAREFUSION | 8100M |  |  | Rental | MHHS-Mem City |  |  |  | FFL5745 |  | West & Memorial City |  | Rental | [7 empty] | PUMPINFUSION-ALARIS-Medley 8100 |  | MEDLEY PUMP MODULE LVP *MEMORIAL HERMANN |  |  | PUMPINFUSION-ALARIS-Medley 8100 | [6 empty] | Verified as Rental |  |  | MHHS-Mem City
NO | YES |  |  |  | FFL5757 |  | CAREFUSION | 8100M |  |  | Rental | MHHS-Mem City |  |  |  | FFL5757 |  | West & Memorial City |  | Rental | [7 empty] | PUMPINFUSION-ALARIS-Medley 8100 |  | MEDLEY PUMP MODULE LVP *MEMORIAL HERMANN |  |  | PUMPINFUSION-ALARIS-Medley 8100 | [6 empty] | Verified as Rental |  |  | MHHS-Mem City
NO | YES |  |  |  | FFL5774 |  | CAREFUSION | 8100M |  |  | Rental | MHHS-Mem City |  |  |  | FFL5774 |  | West & Memorial City |  | Rental | [7 empty] | PUMPINFUSION-ALARIS-Medley 8100 |  | MEDLEY PUMP MODULE LVP *MEMORIAL HERMANN |  |  | PUMPINFUSION-ALARIS-Medley 8100 | [6 empty] | Verified as Rental |  |  | MHHS-Mem City
NO | YES |  |  |  | FFL5785 |  | CAREFUSION | 8100M |  |  | Rental | MHHS-Mem City |  |  |  | FFL5785 |  | West & Memorial City |  | Rental | [7 empty] | PUMPINFUSION-ALARIS-Medley 8100 |  | MEDLEY PUMP MODULE LVP *MEMORIAL HERMANN |  |  | PUMPINFUSION-ALARIS-Medley 8100 | [6 empty] | Verified as Rental |  |  | MHHS-Mem City
NO | YES |  |  |  | FFL5792 |  | CAREFUSION | 8100M |  |  | Rental | MHHS-Mem City |  |  |  | FFL5792 |  | West & Memorial City |  | Rental | [7 empty] | PUMPINFUSION-ALARIS-Medley 8100 |  | MEDLEY PUMP MODULE LVP *MEMORIAL HERMANN |  |  | PUMPINFUSION-ALARIS-Medley 8100 | [6 empty] | Verified as Rental |  |  | MHHS-Mem City
NO | YES |  |  |  | FFL5793 |  | CAREFUSION | 8100M |  |  | Rental | MHHS-Mem City |  |  |  | FFL5793 |  | West & Memorial City |  | Rental | [7 empty] | PUMPINFUSION-ALARIS-Medley 8100 |  | MEDLEY PUMP MODULE LVP *MEMORIAL HERMANN |  |  | PUMPINFUSION-ALARIS-Medley 8100 | [6 empty] | Verified as Rental |  |  | MHHS-Mem City
NO | YES |  |  |  | FFL5816 |  | CAREFUSION | 8100M |  |  | Rental | MHHS-Mem City |  |  |  | FFL5816 |  | West & Memorial City |  | Rental | [7 empty] | PUMPINFUSION-ALARIS-Medley 8100 |  | MEDLEY PUMP MODULE LVP *MEMORIAL HERMANN |  |  | PUMPINFUSION-ALARIS-Medley 8100 | [6 empty] | Verified as Rental |  |  | MHHS-Mem City
NO | YES |  |  |  | FFL5826 |  | CAREFUSION | 8100M |  |  | Rental | MHHS-Mem City |  |  |  | FFL5826 |  | West & Memorial City |  | Rental | [7 empty] | PUMPINFUSION-ALARIS-Medley 8100 |  | MEDLEY PUMP MODULE LVP *MEMORIAL HERMANN |  |  | PUMPINFUSION-ALARIS-Medley 8100 | [6 empty] | Verified as Rental |  |  | MHHS-Mem City
NO | YES |  |  |  | FFL5828 |  | CAREFUSION | 8100M |  |  | Rental | MHHS-Mem City |  |  |  | FFL5828 |  | West & Memorial City |  | Rental | [7 empty] | PUMPINFUSION-ALARIS-Medley 8100 |  | MEDLEY PUMP MODULE LVP *MEMORIAL HERMANN |  |  | PUMPINFUSION-ALARIS-Medley 8100 | [6 empty] | Verified as Rental |  |  | MHHS-Mem City
NO | YES |  |  |  | FFL5832 |  | CAREFUSION | 8100M |  |  | Rental | MHHS-Mem City |  |  |  | FFL5832 |  | West & Memorial City |  | Rental | [7 empty] | PUMPINFUSION-ALARIS-Medley 8100 |  | MEDLEY PUMP MODULE LVP *MEMORIAL HERMANN |  |  | PUMPINFUSION-ALARIS-Medley 8100 | [6 empty] | Verified as Rental |  |  | MHHS-Mem City
NO | YES |  |  |  | FFL5840 |  | CAREFUSION | 8100M |  |  | Rental | MHHS-Mem City |  |  |  | FFL5840 |  | West & Memorial City |  | Rental | [7 empty] | PUMPINFUSION-ALARIS-Medley 8100 |  | MEDLEY PUMP MODULE LVP *MEMORIAL HERMANN |  |  | PUMPINFUSION-ALARIS-Medley 8100 | [6 empty] | Verified as Rental |  |  | MHHS-Mem City
NO | YES |  |  |  | FFL5849 |  | CAREFUSION | 8100M |  |  | Rental | MHHS-Mem City |  |  |  | FFL5849 |  | West & Memorial City |  | Rental | [7 empty] | PUMPINFUSION-ALARIS-Medley 8100 |  | MEDLEY PUMP MODULE LVP *MEMORIAL HERMANN |  |  | PUMPINFUSION-ALARIS-Medley 8100 | [6 empty] | Verified as Rental |  |  | MHHS-Mem City
NO | YES |  |  |  | FFL5855 |  | CAREFUSION | 8100M |  |  | Rental | MHHS-Mem City |  |  |  | FFL5855 |  | West & Memorial City |  | Rental | [7 empty] | PUMPINFUSION-ALARIS-Medley 8100 |  | MEDLEY PUMP MODULE LVP *MEMORIAL HERMANN |  |  | PUMPINFUSION-ALARIS-Medley 8100 | [6 empty] | Verified as Rental |  |  | MHHS-Mem City
NO | YES |  |  |  | FFL5878 |  | CAREFUSION | 8100M |  |  | Rental | MHHS-Mem City |  |  |  | FFL5878 |  | West & Memorial City |  | Rental | [7 empty] | PUMPINFUSION-ALARIS-Medley 8100 |  | MEDLEY PUMP MODULE LVP *MEMORIAL HERMANN |  |  | PUMPINFUSION-ALARIS-Medley 8100 | [6 empty] | Verified as Rental |  |  | MHHS-Mem City
NO | YES |  |  |  | FFL5915 |  | CAREFUSION | 8100M |  |  | Rental | MHHS-Mem City |  |  |  | FFL5915 |  | West & Memorial City |  | Rental | [7 empty] | PUMPINFUSION-ALARIS-Medley 8100 |  | MEDLEY PUMP MODULE LVP *MEMORIAL HERMANN |  |  | PUMPINFUSION-ALARIS-Medley 8100 | [6 empty] | Verified as Rental |  |  | MHHS-Mem City
NO | YES |  |  |  | FFL5917 |  | CAREFUSION | 8100M |  |  | Rental | MHHS-Mem City |  |  |  | FFL5917 |  | West & Memorial City |  | Rental | [7 empty] | PUMPINFUSION-ALARIS-Medley 8100 |  | MEDLEY PUMP MODULE LVP *MEMORIAL HERMANN |  |  | PUMPINFUSION-ALARIS-Medley 8100 | [6 empty] | Verified as Rental |  |  | MHHS-Mem City
NO | YES |  |  |  | FFL5920 |  | CAREFUSION | 8100M |  |  | Rental | MHHS-Mem City |  |  |  | FFL5920 |  | West & Memorial City |  | Rental | [7 empty] | PUMPINFUSION-ALARIS-Medley 8100 |  | MEDLEY PUMP MODULE LVP *MEMORIAL HERMANN |  |  | PUMPINFUSION-ALARIS-Medley 8100 | [6 empty] | Verified as Rental |  |  | MHHS-Mem City
NO | YES |  |  |  | FFL5928 |  | CAREFUSION | 8100M |  |  | Rental | MHHS-Mem City |  |  |  | FFL5928 |  | West & Memorial City |  | Rental | [7 empty] | PUMPINFUSION-ALARIS-Medley 8100 |  | MEDLEY PUMP MODULE LVP *MEMORIAL HERMANN |  |  | PUMPINFUSION-ALARIS-Medley 8100 | [6 empty] | Verified as Rental |  |  | MHHS-Mem City
NO | YES |  |  |  | FFL5942 |  | CAREFUSION | 8100M |  |  | Rental | MHHS-Mem City |  |  |  | FFL5942 |  | West & Memorial City |  | Rental | [7 empty] | PUMPINFUSION-ALARIS-Medley 8100 |  | MEDLEY PUMP MODULE LVP *MEMORIAL HERMANN |  |  | PUMPINFUSION-ALARIS-Medley 8100 | [6 empty] | Verified as Rental |  |  | MHHS-Mem City
NO | YES |  |  |  | FFL5946 |  | CAREFUSION | 8100M |  |  | Rental | MHHS-Mem City |  |  |  | FFL5946 |  | West & Memorial City |  | Rental | [7 empty] | PUMPINFUSION-ALARIS-Medley 8100 |  | MEDLEY PUMP MODULE LVP *MEMORIAL HERMANN |  |  | PUMPINFUSION-ALARIS-Medley 8100 | [6 empty] | Verified as Rental |  |  | MHHS-Mem City
NO | YES |  |  |  | FFL5957 |  | CAREFUSION | 8100M |  |  | Rental | MHHS-Mem City |  |  |  | FFL5957 |  | West & Memorial City |  | Rental | [7 empty] | PUMPINFUSION-ALARIS-Medley 8100 |  | MEDLEY PUMP MODULE LVP *MEMORIAL HERMANN |  |  | PUMPINFUSION-ALARIS-Medley 8100 | [6 empty] | Verified as Rental |  |  | MHHS-Mem City
NO | YES |  |  |  | FFL5969 |  | CAREFUSION | 8100M |  |  | Rental | MHHS-Mem City |  |  |  | FFL5969 |  | West & Memorial City |  | Rental | [7 empty] | PUMPINFUSION-ALARIS-Medley 8100 |  | MEDLEY PUMP MODULE LVP *MEMORIAL HERMANN |  |  | PUMPINFUSION-ALARIS-Medley 8100 | [6 empty] | Verified as Rental |  |  | MHHS-Mem City
NO | YES |  |  |  | FFL5973 |  | CAREFUSION | 8100M |  |  | Rental | MHHS-Mem City |  |  |  | FFL5973 |  | West & Memorial City |  | Rental | [7 empty] | PUMPINFUSION-ALARIS-Medley 8100 |  | MEDLEY PUMP MODULE LVP *MEMORIAL HERMANN |  |  | PUMPINFUSION-ALARIS-Medley 8100 | [6 empty] | Verified as Rental |  |  | MHHS-Mem City
NO | YES |  |  |  | FFL5986 |  | CAREFUSION | 8100M |  |  | Rental | MHHS-Mem City |  |  |  | FFL5986 |  | West & Memorial City |  | Rental | [7 empty] | PUMPINFUSION-ALARIS-Medley 8100 |  | MEDLEY PUMP MODULE LVP *MEMORIAL HERMANN |  |  | PUMPINFUSION-ALARIS-Medley 8100 | [6 empty] | Verified as Rental |  |  | MHHS-Mem City
NO | YES |  |  |  | FFL5989 |  | CAREFUSION | 8100M |  |  | Rental | MHHS-Mem City |  |  |  | FFL5989 |  | West & Memorial City |  | Rental | [7 empty] | PUMPINFUSION-ALARIS-Medley 8100 |  | MEDLEY PUMP MODULE LVP *MEMORIAL HERMANN |  |  | PUMPINFUSION-ALARIS-Medley 8100 | [6 empty] | Verified as Rental |  |  | MHHS-Mem City
NO | YES |  |  |  | FFL5993 |  | CAREFUSION | 8100M |  |  | Rental | MHHS-Mem City |  |  |  | FFL5993 |  | West & Memorial City |  | Rental | [7 empty] | PUMPINFUSION-ALARIS-Medley 8100 |  | MEDLEY PUMP MODULE LVP *MEMORIAL HERMANN |  |  | PUMPINFUSION-ALARIS-Medley 8100 | [6 empty] | Verified as Rental |  |  | MHHS-Mem City
NO | YES |  |  |  | FFL5994 |  | CAREFUSION | 8100M |  |  | Rental | MHHS-Mem City |  |  |  | FFL5994 |  | West & Memorial City |  | Rental | [7 empty] | PUMPINFUSION-ALARIS-Medley 8100 |  | MEDLEY PUMP MODULE LVP *MEMORIAL HERMANN |  |  | PUMPINFUSION-ALARIS-Medley 8100 | [6 empty] | Verified as Rental |  |  | MHHS-Mem City
NO | YES |  |  |  | FFL6008 |  | CAREFUSION | 8100M |  |  | Rental | MHHS-Mem City |  |  |  | FFL6008 |  | West & Memorial City |  | Rental | [7 empty] | PUMPINFUSION-ALARIS-Medley 8100 |  | MEDLEY PUMP MODULE LVP *MEMORIAL HERMANN |  |  | PUMPINFUSION-ALARIS-Medley 8100 | [6 empty] | Verified as Rental |  |  | MHHS-Mem City
NO | YES |  |  |  | FFL6009 |  | CAREFUSION | 8100M |  |  | Rental | MHHS-Mem City |  |  |  | FFL6009 |  | West & Memorial City |  | Rental | [7 empty] | PUMPINFUSION-ALARIS-Medley 8100 |  | MEDLEY PUMP MODULE LVP *MEMORIAL HERMANN |  |  | PUMPINFUSION-ALARIS-Medley 8100 | [6 empty] | Verified as Rental |  |  | MHHS-Mem City
NO | YES |  |  |  | FFL6050 |  | CAREFUSION | 8100M |  |  | Rental | MHHS-Mem City |  |  |  | FFL6050 |  | West & Memorial City |  | Rental | [7 empty] | PUMPINFUSION-ALARIS-Medley 8100 |  | MEDLEY PUMP MODULE LVP *MEMORIAL HERMANN |  |  | PUMPINFUSION-ALARIS-Medley 8100 | [6 empty] | Verified as Rental |  |  | MHHS-Mem City
NO | YES |  |  |  | FFL6074 |  | CAREFUSION | 8100M |  |  | Rental | MHHS-Mem City |  |  |  | FFL6074 |  | West & Memorial City |  | Rental | [7 empty] | PUMPINFUSION-ALARIS-Medley 8100 |  | MEDLEY PUMP MODULE LVP *MEMORIAL HERMANN |  |  | PUMPINFUSION-ALARIS-Medley 8100 | [6 empty] | Verified as Rental |  |  | MHHS-Mem City
NO | YES |  |  |  | FFL6099 |  | CAREFUSION | 8100M |  |  | Rental | MHHS-Mem City |  |  |  | FFL6099 |  | West & Memorial City |  | Rental | [7 empty] | PUMPINFUSION-ALARIS-Medley 8100 |  | MEDLEY PUMP MODULE LVP *MEMORIAL HERMANN |  |  | PUMPINFUSION-ALARIS-Medley 8100 | [6 empty] | Verified as Rental |  |  | MHHS-Mem City
NO | YES |  |  |  | FFL6123 |  | CAREFUSION | 8100M |  |  | Rental | MHHS-Mem City |  |  |  | FFL6123 |  | West & Memorial City |  | Rental | [7 empty] | PUMPINFUSION-ALARIS-Medley 8100 |  | MEDLEY PUMP MODULE LVP *MEMORIAL HERMANN |  |  | PUMPINFUSION-ALARIS-Medley 8100 | [6 empty] | Verified as Rental |  |  | MHHS-Mem City
NO | YES |  |  |  | FFL6133 |  | CAREFUSION | 8100M |  |  | Rental | MHHS-Mem City |  |  |  | FFL6133 |  | West & Memorial City |  | Rental | [7 empty] | PUMPINFUSION-ALARIS-Medley 8100 |  | MEDLEY PUMP MODULE LVP *MEMORIAL HERMANN |  |  | PUMPINFUSION-ALARIS-Medley 8100 | [6 empty] | Verified as Rental |  |  | MHHS-Mem City
NO | YES |  |  |  | FFL6142 |  | CAREFUSION | 8100M |  |  | Rental | MHHS-Mem City |  |  |  | FFL6142 |  | West & Memorial City |  | Rental | [7 empty] | PUMPINFUSION-ALARIS-Medley 8100 |  | MEDLEY PUMP MODULE LVP *MEMORIAL HERMANN |  |  | PUMPINFUSION-ALARIS-Medley 8100 | [6 empty] | Verified as Rental |  |  | MHHS-Mem City
NO | YES |  |  |  | FFL6143 |  | CAREFUSION | 8100M |  |  | Rental | MHHS-Mem City |  |  |  | FFL6143 |  | West & Memorial City |  | Rental | [7 empty] | PUMPINFUSION-ALARIS-Medley 8100 |  | MEDLEY PUMP MODULE LVP *MEMORIAL HERMANN |  |  | PUMPINFUSION-ALARIS-Medley 8100 | [6 empty] | Verified as Rental |  |  | MHHS-Mem City
NO | YES |  |  |  | FFL6176 |  | CAREFUSION | 8100M |  |  | Rental | MHHS-Mem City |  |  |  | FFL6176 |  | West & Memorial City |  | Rental | [7 empty] | PUMPINFUSION-ALARIS-Medley 8100 |  | MEDLEY PUMP MODULE LVP *MEMORIAL HERMANN |  |  | PUMPINFUSION-ALARIS-Medley 8100 | [6 empty] | Verified as Rental |  |  | MHHS-Mem City
NO | YES |  |  |  | FFL6203 |  | CAREFUSION | 8100M |  |  | Rental | MHHS-Mem City |  |  |  | FFL6203 |  | West & Memorial City |  | Rental | [7 empty] | PUMPINFUSION-ALARIS-Medley 8100 |  | MEDLEY PUMP MODULE LVP *MEMORIAL HERMANN |  |  | PUMPINFUSION-ALARIS-Medley 8100 | [6 empty] | Verified as Rental |  |  | MHHS-Mem City
NO | YES |  |  |  | FFL6219 |  | CAREFUSION | 8100M |  |  | Rental | MHHS-Mem City |  |  |  | FFL6219 |  | West & Memorial City |  | Rental | [7 empty] | PUMPINFUSION-ALARIS-Medley 8100 |  | MEDLEY PUMP MODULE LVP *MEMORIAL HERMANN |  |  | PUMPINFUSION-ALARIS-Medley 8100 | [6 empty] | Verified as Rental |  |  | MHHS-Mem City
NO | YES |  |  |  | FFL6237 |  | CAREFUSION | 8100M |  |  | Rental | MHHS-Mem City |  |  |  | FFL6237 |  | West & Memorial City |  | Rental | [7 empty] | PUMPINFUSION-ALARIS-Medley 8100 |  | MEDLEY PUMP MODULE LVP *MEMORIAL HERMANN |  |  | PUMPINFUSION-ALARIS-Medley 8100 | [6 empty] | Verified as Rental |  |  | MHHS-Mem City
NO | YES |  |  |  | FFL6242 |  | CAREFUSION | 8100M |  |  | Rental | MHHS-Mem City |  |  |  | FFL6242 |  | West & Memorial City |  | Rental | [7 empty] | PUMPINFUSION-ALARIS-Medley 8100 |  | MEDLEY PUMP MODULE LVP *MEMORIAL HERMANN |  |  | PUMPINFUSION-ALARIS-Medley 8100 | [6 empty] | Verified as Rental |  |  | MHHS-Mem City
NO | YES |  |  |  | FFL6244 |  | CAREFUSION | 8100M |  |  | Rental | MHHS-Mem City |  |  |  | FFL6244 |  | West & Memorial City |  | Rental | [7 empty] | PUMPINFUSION-ALARIS-Medley 8100 |  | MEDLEY PUMP MODULE LVP *MEMORIAL HERMANN |  |  | PUMPINFUSION-ALARIS-Medley 8100 | [6 empty] | Verified as Rental |  |  | MHHS-Mem City
NO | YES |  |  |  | FFL6248 |  | CAREFUSION | 8100M |  |  | Rental | MHHS-Mem City |  |  |  | FFL6248 |  | West & Memorial City |  | Rental | [7 empty] | PUMPINFUSION-ALARIS-Medley 8100 |  | MEDLEY PUMP MODULE LVP *MEMORIAL HERMANN |  |  | PUMPINFUSION-ALARIS-Medley 8100 | [6 empty] | Verified as Rental |  |  | MHHS-Mem City
NO | YES |  |  |  | FFL6291 |  | CAREFUSION | 8100M |  |  | Rental | MHHS-Mem City |  |  |  | FFL6291 |  | West & Memorial City |  | Rental | [7 empty] | PUMPINFUSION-ALARIS-Medley 8100 |  | MEDLEY PUMP MODULE LVP *MEMORIAL HERMANN |  |  | PUMPINFUSION-ALARIS-Medley 8100 | [6 empty] | Verified as Rental |  |  | MHHS-Mem City
NO | YES |  |  |  | FFL6307 |  | CAREFUSION | 8100M |  |  | Rental | MHHS-Mem City |  |  |  | FFL6307 |  | West & Memorial City |  | Rental | [7 empty] | PUMPINFUSION-ALARIS-Medley 8100 |  | MEDLEY PUMP MODULE LVP *MEMORIAL HERMANN |  |  | PUMPINFUSION-ALARIS-Medley 8100 | [6 empty] | Verified as Rental |  |  | MHHS-Mem City
NO | YES |  |  |  | FFL6323 |  | CAREFUSION | 8100M |  |  | Rental | MHHS-Mem City |  |  |  | FFL6323 |  | West & Memorial City |  | Rental | [7 empty] | PUMPINFUSION-ALARIS-Medley 8100 |  | MEDLEY PUMP MODULE LVP *MEMORIAL HERMANN |  |  | PUMPINFUSION-ALARIS-Medley 8100 | [6 empty] | Verified as Rental |  |  | MHHS-Mem City
NO | YES |  |  |  | FFL6334 |  | CAREFUSION | 8100M |  |  | Rental | MHHS-Mem City |  |  |  | FFL6334 |  | West & Memorial City |  | Rental | [7 empty] | PUMPINFUSION-ALARIS-Medley 8100 |  | MEDLEY PUMP MODULE LVP *MEMORIAL HERMANN |  |  | PUMPINFUSION-ALARIS-Medley 8100 | [6 empty] | Verified as Rental |  |  | MHHS-Mem City
NO | YES |  |  |  | FFL6336 |  | CAREFUSION | 8100M |  |  | Rental | MHHS-Mem City |  |  |  | FFL6336 |  | West & Memorial City |  | Rental | [7 empty] | PUMPINFUSION-ALARIS-Medley 8100 |  | MEDLEY PUMP MODULE LVP *MEMORIAL HERMANN |  |  | PUMPINFUSION-ALARIS-Medley 8100 | [6 empty] | Verified as Rental |  |  | MHHS-Mem City
NO | YES |  |  |  | FFL6348 |  | CAREFUSION | 8100M |  |  | Rental | MHHS-Mem City |  |  |  | FFL6348 |  | West & Memorial City |  | Rental | [7 empty] | PUMPINFUSION-ALARIS-Medley 8100 |  | MEDLEY PUMP MODULE LVP *MEMORIAL HERMANN |  |  | PUMPINFUSION-ALARIS-Medley 8100 | [6 empty] | Verified as Rental |  |  | MHHS-Mem City
NO | YES |  |  |  | FFL6359 |  | CAREFUSION | 8100M |  |  | Rental | MHHS-Mem City |  |  |  | FFL6359 |  | West & Memorial City |  | Rental | [7 empty] | PUMPINFUSION-ALARIS-Medley 8100 |  | MEDLEY PUMP MODULE LVP *MEMORIAL HERMANN |  |  | PUMPINFUSION-ALARIS-Medley 8100 | [6 empty] | Verified as Rental |  |  | MHHS-Mem City
NO | YES |  |  |  | FFL6363 |  | CAREFUSION | 8100M |  |  | Rental | MHHS-Mem City |  |  |  | FFL6363 |  | West & Memorial City |  | Rental | [7 empty] | PUMPINFUSION-ALARIS-Medley 8100 |  | MEDLEY PUMP MODULE LVP *MEMORIAL HERMANN |  |  | PUMPINFUSION-ALARIS-Medley 8100 | [6 empty] | Verified as Rental |  |  | MHHS-Mem City
NO | YES |  |  |  | FFL6364 |  | CAREFUSION | 8100M |  |  | Rental | MHHS-Mem City |  |  |  | FFL6364 |  | West & Memorial City |  | Rental | [7 empty] | PUMPINFUSION-ALARIS-Medley 8100 |  | MEDLEY PUMP MODULE LVP *MEMORIAL HERMANN |  |  | PUMPINFUSION-ALARIS-Medley 8100 | [6 empty] | Verified as Rental |  |  | MHHS-Mem City
NO | YES |  |  |  | FFL6377 |  | CAREFUSION | 8100M |  |  | Rental | MHHS-Mem City |  |  |  | FFL6377 |  | West & Memorial City |  | Rental | [7 empty] | PUMPINFUSION-ALARIS-Medley 8100 |  | MEDLEY PUMP MODULE LVP *MEMORIAL HERMANN |  |  | PUMPINFUSION-ALARIS-Medley 8100 | [6 empty] | Verified as Rental |  |  | MHHS-Mem City
NO | YES |  |  |  | FFL6388 |  | CAREFUSION | 8100M |  |  | Rental | MHHS-Mem City |  |  |  | FFL6388 |  | West & Memorial City |  | Rental | [7 empty] | PUMPINFUSION-ALARIS-Medley 8100 |  | MEDLEY PUMP MODULE LVP *MEMORIAL HERMANN |  |  | PUMPINFUSION-ALARIS-Medley 8100 | [6 empty] | Verified as Rental |  |  | MHHS-Mem City
NO | YES |  |  |  | FFL6390 |  | CAREFUSION | 8100M |  |  | Rental | MHHS-Mem City |  |  |  | FFL6390 |  | West & Memorial City |  | Rental | [7 empty] | PUMPINFUSION-ALARIS-Medley 8100 |  | MEDLEY PUMP MODULE LVP *MEMORIAL HERMANN |  |  | PUMPINFUSION-ALARIS-Medley 8100 | [6 empty] | Verified as Rental |  |  | MHHS-Mem City
NO | YES |  |  |  | FFL6395 |  | CAREFUSION | 8100M |  |  | Rental | MHHS-Mem City |  |  |  | FFL6395 |  | West & Memorial City |  | Rental | [7 empty] | PUMPINFUSION-ALARIS-Medley 8100 |  | MEDLEY PUMP MODULE LVP *MEMORIAL HERMANN |  |  | PUMPINFUSION-ALARIS-Medley 8100 | [6 empty] | Verified as Rental |  |  | MHHS-Mem City
NO | YES |  |  |  | FFL6398 |  | CAREFUSION | 8100M |  |  | Rental | MHHS-Mem City |  |  |  | FFL6398 |  | West & Memorial City |  | Rental | [7 empty] | PUMPINFUSION-ALARIS-Medley 8100 |  | MEDLEY PUMP MODULE LVP *MEMORIAL HERMANN |  |  | PUMPINFUSION-ALARIS-Medley 8100 | [6 empty] | Verified as Rental |  |  | MHHS-Mem City
NO | YES |  |  |  | FFL6430 |  | CAREFUSION | 8100M |  |  | Rental | MHHS-Mem City |  |  |  | FFL6430 |  | West & Memorial City |  | Rental | [7 empty] | PUMPINFUSION-ALARIS-Medley 8100 |  | MEDLEY PUMP MODULE LVP *MEMORIAL HERMANN |  |  | PUMPINFUSION-ALARIS-Medley 8100 | [6 empty] | Verified as Rental |  |  | MHHS-Mem City
NO | YES |  |  |  | FFL6478 |  | CAREFUSION | 8100M |  |  | Rental | MHHS-Mem City |  |  |  | FFL6478 |  | West & Memorial City |  | Rental | [7 empty] | PUMPINFUSION-ALARIS-Medley 8100 |  | MEDLEY PUMP MODULE LVP *MEMORIAL HERMANN |  |  | PUMPINFUSION-ALARIS-Medley 8100 | [6 empty] | Verified as Rental |  |  | MHHS-Mem City
NO | YES |  |  |  | FFL6488 |  | CAREFUSION | 8100M |  |  | Rental | MHHS-Mem City |  |  |  | FFL6488 |  | West & Memorial City |  | Rental | [7 empty] | PUMPINFUSION-ALARIS-Medley 8100 |  | MEDLEY PUMP MODULE LVP *MEMORIAL HERMANN |  |  | PUMPINFUSION-ALARIS-Medley 8100 | [6 empty] | Verified as Rental |  |  | MHHS-Mem City
NO | YES |  |  |  | FFL6496 |  | CAREFUSION | 8100M |  |  | Rental | MHHS-Mem City |  |  |  | FFL6496 |  | West & Memorial City |  | Rental | [7 empty] | PUMPINFUSION-ALARIS-Medley 8100 |  | MEDLEY PUMP MODULE LVP *MEMORIAL HERMANN |  |  | PUMPINFUSION-ALARIS-Medley 8100 | [6 empty] | Verified as Rental |  |  | MHHS-Mem City
NO | YES |  |  |  | FFL6497 |  | CAREFUSION | 8100M |  |  | Rental | MHHS-Mem City |  |  |  | FFL6497 |  | West & Memorial City |  | Rental | [7 empty] | PUMPINFUSION-ALARIS-Medley 8100 |  | MEDLEY PUMP MODULE LVP *MEMORIAL HERMANN |  |  | PUMPINFUSION-ALARIS-Medley 8100 | [6 empty] | Verified as Rental |  |  | MHHS-Mem City
NO | YES |  |  |  | FFL6518 |  | CAREFUSION | 8100M |  |  | Rental | MHHS-Mem City |  |  |  | FFL6518 |  | West & Memorial City |  | Rental | [7 empty] | PUMPINFUSION-ALARIS-Medley 8100 |  | MEDLEY PUMP MODULE LVP *MEMORIAL HERMANN |  |  | PUMPINFUSION-ALARIS-Medley 8100 | [6 empty] | Verified as Rental |  |  | MHHS-Mem City
NO | YES |  |  |  | FFL6521 |  | CAREFUSION | 8100M |  |  | Rental | MHHS-Mem City |  |  |  | FFL6521 |  | West & Memorial City |  | Rental | [7 empty] | PUMPINFUSION-ALARIS-Medley 8100 |  | MEDLEY PUMP MODULE LVP *MEMORIAL HERMANN |  |  | PUMPINFUSION-ALARIS-Medley 8100 | [6 empty] | Verified as Rental |  |  | MHHS-Mem City
NO | YES |  |  |  | FFL6522 |  | CAREFUSION | 8100M |  |  | Rental | MHHS-Mem City |  |  |  | FFL6522 |  | West & Memorial City |  | Rental | [7 empty] | PUMPINFUSION-ALARIS-Medley 8100 |  | MEDLEY PUMP MODULE LVP *MEMORIAL HERMANN |  |  | PUMPINFUSION-ALARIS-Medley 8100 | [6 empty] | Verified as Rental |  |  | MHHS-Mem City
NO | YES |  |  |  | FFL6539 |  | CAREFUSION | 8100M |  |  | Rental | MHHS-Mem City |  |  |  | FFL6539 |  | West & Memorial City |  | Rental | [7 empty] | PUMPINFUSION-ALARIS-Medley 8100 |  | MEDLEY PUMP MODULE LVP *MEMORIAL HERMANN |  |  | PUMPINFUSION-ALARIS-Medley 8100 | [6 empty] | Verified as Rental |  |  | MHHS-Mem City
NO | YES |  |  |  | FFL6550 |  | CAREFUSION | 8100M |  |  | Rental | MHHS-Mem City |  |  |  | FFL6550 |  | West & Memorial City |  | Rental | [7 empty] | PUMPINFUSION-ALARIS-Medley 8100 |  | MEDLEY PUMP MODULE LVP *MEMORIAL HERMANN |  |  | PUMPINFUSION-ALARIS-Medley 8100 | [6 empty] | Verified as Rental |  |  | MHHS-Mem City
NO | YES |  |  |  | FFL6571 |  | CAREFUSION | 8100M |  |  | Rental | MHHS-Mem City |  |  |  | FFL6571 |  | West & Memorial City |  | Rental | [7 empty] | PUMPINFUSION-ALARIS-Medley 8100 |  | MEDLEY PUMP MODULE LVP *MEMORIAL HERMANN |  |  | PUMPINFUSION-ALARIS-Medley 8100 | [6 empty] | Verified as Rental |  |  | MHHS-Mem City
NO | YES |  |  |  | FFL6579 |  | CAREFUSION | 8100M |  |  | Rental | MHHS-Mem City |  |  |  | FFL6579 |  | West & Memorial City |  | Rental | [7 empty] | PUMPINFUSION-ALARIS-Medley 8100 |  | MEDLEY PUMP MODULE LVP *MEMORIAL HERMANN |  |  | PUMPINFUSION-ALARIS-Medley 8100 | [6 empty] | Verified as Rental |  |  | MHHS-Mem City
NO | YES |  |  |  | FFL6581 |  | CAREFUSION | 8100M |  |  | Rental | MHHS-Mem City |  |  |  | FFL6581 |  | West & Memorial City |  | Rental | [7 empty] | PUMPINFUSION-ALARIS-Medley 8100 |  | MEDLEY PUMP MODULE LVP *MEMORIAL HERMANN |  |  | PUMPINFUSION-ALARIS-Medley 8100 | [6 empty] | Verified as Rental |  |  | MHHS-Mem City
NO | YES |  |  |  | FFL6591 |  | CAREFUSION | 8100M |  |  | Rental | MHHS-Mem City |  |  |  | FFL6591 |  | West & Memorial City |  | Rental | [7 empty] | PUMPINFUSION-ALARIS-Medley 8100 |  | MEDLEY PUMP MODULE LVP *MEMORIAL HERMANN |  |  | PUMPINFUSION-ALARIS-Medley 8100 | [6 empty] | Verified as Rental |  |  | MHHS-Mem City
NO | YES |  |  |  | FFL6600 |  | CAREFUSION | 8100M |  |  | Rental | MHHS-Mem City |  |  |  | FFL6600 |  | West & Memorial City |  | Rental | [7 empty] | PUMPINFUSION-ALARIS-Medley 8100 |  | MEDLEY PUMP MODULE LVP *MEMORIAL HERMANN |  |  | PUMPINFUSION-ALARIS-Medley 8100 | [6 empty] | Verified as Rental |  |  | MHHS-Mem City
NO | YES |  |  |  | FFL6618 |  | CAREFUSION | 8100M |  |  | Rental | MHHS-Mem City |  |  |  | FFL6618 |  | West & Memorial City |  | Rental | [7 empty] | PUMPINFUSION-ALARIS-Medley 8100 |  | MEDLEY PUMP MODULE LVP *MEMORIAL HERMANN |  |  | PUMPINFUSION-ALARIS-Medley 8100 | [6 empty] | Verified as Rental |  |  | MHHS-Mem City
NO | YES |  |  |  | FFL6645 |  | CAREFUSION | 8100M |  |  | Rental | MHHS-Mem City |  |  |  | FFL6645 |  | West & Memorial City |  | Rental | [7 empty] | PUMPINFUSION-ALARIS-Medley 8100 |  | MEDLEY PUMP MODULE LVP *MEMORIAL HERMANN |  |  | PUMPINFUSION-ALARIS-Medley 8100 | [6 empty] | Verified as Rental |  |  | MHHS-Mem City
NO | YES |  |  |  | FFL6647 |  | CAREFUSION | 8100M |  |  | Rental | MHHS-Mem City |  |  |  | FFL6647 |  | West & Memorial City |  | Rental | [7 empty] | PUMPINFUSION-ALARIS-Medley 8100 |  | MEDLEY PUMP MODULE LVP *MEMORIAL HERMANN |  |  | PUMPINFUSION-ALARIS-Medley 8100 | [6 empty] | Verified as Rental |  |  | MHHS-Mem City
NO | YES |  |  |  | FFL6680 |  | CAREFUSION | 8100M |  |  | Rental | MHHS-Mem City |  |  |  | FFL6680 |  | West & Memorial City |  | Rental | [7 empty] | PUMPINFUSION-ALARIS-Medley 8100 |  | MEDLEY PUMP MODULE LVP *MEMORIAL HERMANN |  |  | PUMPINFUSION-ALARIS-Medley 8100 | [6 empty] | Verified as Rental |  |  | MHHS-Mem City
NO | YES |  |  |  | FFL6718 |  | CAREFUSION | 8100M |  |  | Rental | MHHS-Mem City |  |  |  | FFL6718 |  | West & Memorial City |  | Rental | [7 empty] | PUMPINFUSION-ALARIS-Medley 8100 |  | MEDLEY PUMP MODULE LVP *MEMORIAL HERMANN |  |  | PUMPINFUSION-ALARIS-Medley 8100 | [6 empty] | Verified as Rental |  |  | MHHS-Mem City
NO | YES |  |  |  | FFL6726 |  | CAREFUSION | 8100M |  |  | Rental | MHHS-Mem City |  |  |  | FFL6726 |  | West & Memorial City |  | Rental | [7 empty] | PUMPINFUSION-ALARIS-Medley 8100 |  | MEDLEY PUMP MODULE LVP *MEMORIAL HERMANN |  |  | PUMPINFUSION-ALARIS-Medley 8100 | [6 empty] | Verified as Rental |  |  | MHHS-Mem City
NO | YES |  |  |  | FFL6750 |  | CAREFUSION | 8100M |  |  | Rental | MHHS-Mem City |  |  |  | FFL6750 |  | West & Memorial City |  | Rental | [7 empty] | PUMPINFUSION-ALARIS-Medley 8100 |  | MEDLEY PUMP MODULE LVP *MEMORIAL HERMANN |  |  | PUMPINFUSION-ALARIS-Medley 8100 | [6 empty] | Verified as Rental |  |  | MHHS-Mem City
NO | YES |  |  |  | FFL6755 |  | CAREFUSION | 8100M |  |  | Rental | MHHS-Mem City |  |  |  | FFL6755 |  | West & Memorial City |  | Rental | [7 empty] | PUMPINFUSION-ALARIS-Medley 8100 |  | MEDLEY PUMP MODULE LVP *MEMORIAL HERMANN |  |  | PUMPINFUSION-ALARIS-Medley 8100 | [6 empty] | Verified as Rental |  |  | MHHS-Mem City
NO | YES |  |  |  | FFL6762 |  | CAREFUSION | 8100M |  |  | Rental | MHHS-Mem City |  |  |  | FFL6762 |  | West & Memorial City |  | Rental | [7 empty] | PUMPINFUSION-ALARIS-Medley 8100 |  | MEDLEY PUMP MODULE LVP *MEMORIAL HERMANN |  |  | PUMPINFUSION-ALARIS-Medley 8100 | [6 empty] | Verified as Rental |  |  | MHHS-Mem City
NO | YES |  |  |  | FFL6782 |  | CAREFUSION | 8100M |  |  | Rental | MHHS-Mem City |  |  |  | FFL6782 |  | West & Memorial City |  | Rental | [7 empty] | PUMPINFUSION-ALARIS-Medley 8100 |  | MEDLEY PUMP MODULE LVP *MEMORIAL HERMANN |  |  | PUMPINFUSION-ALARIS-Medley 8100 | [6 empty] | Verified as Rental |  |  | MHHS-Mem City
NO | YES |  |  |  | FFL6797 |  | CAREFUSION | 8100M |  |  | Rental | MHHS-Mem City |  |  |  | FFL6797 |  | West & Memorial City |  | Rental | [7 empty] | PUMPINFUSION-ALARIS-Medley 8100 |  | MEDLEY PUMP MODULE LVP *MEMORIAL HERMANN |  |  | PUMPINFUSION-ALARIS-Medley 8100 | [6 empty] | Verified as Rental |  |  | MHHS-Mem City
NO | YES |  |  |  | FFL6802 |  | CAREFUSION | 8100M |  |  | Rental | MHHS-Mem City |  |  |  | FFL6802 |  | West & Memorial City |  | Rental | [7 empty] | PUMPINFUSION-ALARIS-Medley 8100 |  | MEDLEY PUMP MODULE LVP *MEMORIAL HERMANN |  |  | PUMPINFUSION-ALARIS-Medley 8100 | [6 empty] | Verified as Rental |  |  | MHHS-Mem City
NO | YES |  |  |  | FFL6805 |  | CAREFUSION | 8100M |  |  | Rental | MHHS-Mem City |  |  |  | FFL6805 |  | West & Memorial City |  | Rental | [7 empty] | PUMPINFUSION-ALARIS-Medley 8100 |  | MEDLEY PUMP MODULE LVP *MEMORIAL HERMANN |  |  | PUMPINFUSION-ALARIS-Medley 8100 | [6 empty] | Verified as Rental |  |  | MHHS-Mem City
NO | YES |  |  |  | FFL6828 |  | CAREFUSION | 8100M |  |  | Rental | MHHS-Mem City |  |  |  | FFL6828 |  | West & Memorial City |  | Rental | [7 empty] | PUMPINFUSION-ALARIS-Medley 8100 |  | MEDLEY PUMP MODULE LVP *MEMORIAL HERMANN |  |  | PUMPINFUSION-ALARIS-Medley 8100 | [6 empty] | Verified as Rental |  |  | MHHS-Mem City
NO | YES |  |  |  | FFL6830 |  | CAREFUSION | 8100M |  |  | Rental | MHHS-Mem City |  |  |  | FFL6830 |  | West & Memorial City |  | Rental | [7 empty] | PUMPINFUSION-ALARIS-Medley 8100 |  | MEDLEY PUMP MODULE LVP *MEMORIAL HERMANN |  |  | PUMPINFUSION-ALARIS-Medley 8100 | [6 empty] | Verified as Rental |  |  | MHHS-Mem City
NO | YES |  |  |  | FFL6833 |  | CAREFUSION | 8100M |  |  | Rental | MHHS-Mem City |  |  |  | FFL6833 |  | West & Memorial City |  | Rental | [7 empty] | PUMPINFUSION-ALARIS-Medley 8100 |  | MEDLEY PUMP MODULE LVP *MEMORIAL HERMANN |  |  | PUMPINFUSION-ALARIS-Medley 8100 | [6 empty] | Verified as Rental |  |  | MHHS-Mem City
NO | YES |  |  |  | FFL6839 |  | CAREFUSION | 8100M |  |  | Rental | MHHS-Mem City |  |  |  | FFL6839 |  | West & Memorial City |  | Rental | [7 empty] | PUMPINFUSION-ALARIS-Medley 8100 |  | MEDLEY PUMP MODULE LVP *MEMORIAL HERMANN |  |  | PUMPINFUSION-ALARIS-Medley 8100 | [6 empty] | Verified as Rental |  |  | MHHS-Mem City
NO | YES |  |  |  | FFL6841 |  | CAREFUSION | 8100M |  |  | Rental | MHHS-Mem City |  |  |  | FFL6841 |  | West & Memorial City |  | Rental | [7 empty] | PUMPINFUSION-ALARIS-Medley 8100 |  | MEDLEY PUMP MODULE LVP *MEMORIAL HERMANN |  |  | PUMPINFUSION-ALARIS-Medley 8100 | [6 empty] | Verified as Rental |  |  | MHHS-Mem City
NO | YES |  |  |  | FFL6858 |  | CAREFUSION | 8100M |  |  | Rental | MHHS-Mem City |  |  |  | FFL6858 |  | West & Memorial City |  | Rental | [7 empty] | PUMPINFUSION-ALARIS-Medley 8100 |  | MEDLEY PUMP MODULE LVP *MEMORIAL HERMANN |  |  | PUMPINFUSION-ALARIS-Medley 8100 | [6 empty] | Verified as Rental |  |  | MHHS-Mem City
NO | YES |  |  |  | FFL6879 |  | CAREFUSION | 8100M |  |  | Rental | MHHS-Mem City |  |  |  | FFL6879 |  | West & Memorial City |  | Rental | [7 empty] | PUMPINFUSION-ALARIS-Medley 8100 |  | MEDLEY PUMP MODULE LVP *MEMORIAL HERMANN |  |  | PUMPINFUSION-ALARIS-Medley 8100 | [6 empty] | Verified as Rental |  |  | MHHS-Mem City
NO | YES |  |  |  | FFL6881 |  | CAREFUSION | 8100M |  |  | Rental | MHHS-Mem City |  |  |  | FFL6881 |  | West & Memorial City |  | Rental | [7 empty] | PUMPINFUSION-ALARIS-Medley 8100 |  | MEDLEY PUMP MODULE LVP *MEMORIAL HERMANN |  |  | PUMPINFUSION-ALARIS-Medley 8100 | [6 empty] | Verified as Rental |  |  | MHHS-Mem City
NO | YES |  |  |  | FFL6885 |  | CAREFUSION | 8100M |  |  | Rental | MHHS-Mem City |  |  |  | FFL6885 |  | West & Memorial City |  | Rental | [7 empty] | PUMPINFUSION-ALARIS-Medley 8100 |  | MEDLEY PUMP MODULE LVP *MEMORIAL HERMANN |  |  | PUMPINFUSION-ALARIS-Medley 8100 | [6 empty] | Verified as Rental |  |  | MHHS-Mem City
NO | YES |  |  |  | FFL6894 |  | CAREFUSION | 8100M |  |  | Rental | MHHS-Mem City |  |  |  | FFL6894 |  | West & Memorial City |  | Rental | [7 empty] | PUMPINFUSION-ALARIS-Medley 8100 |  | MEDLEY PUMP MODULE LVP *MEMORIAL HERMANN |  |  | PUMPINFUSION-ALARIS-Medley 8100 | [6 empty] | Verified as Rental |  |  | MHHS-Mem City
NO | YES |  |  |  | FFL6896 |  | CAREFUSION | 8100M |  |  | Rental | MHHS-Mem City |  |  |  | FFL6896 |  | West & Memorial City |  | Rental | [7 empty] | PUMPINFUSION-ALARIS-Medley 8100 |  | MEDLEY PUMP MODULE LVP *MEMORIAL HERMANN |  |  | PUMPINFUSION-ALARIS-Medley 8100 | [6 empty] | Verified as Rental |  |  | MHHS-Mem City
NO | YES |  |  |  | FFL6897 |  | CAREFUSION | 8100M |  |  | Rental | MHHS-Mem City |  |  |  | FFL6897 |  | West & Memorial City |  | Rental | [7 empty] | PUMPINFUSION-ALARIS-Medley 8100 |  | MEDLEY PUMP MODULE LVP *MEMORIAL HERMANN |  |  | PUMPINFUSION-ALARIS-Medley 8100 | [6 empty] | Verified as Rental |  |  | MHHS-Mem City
NO | YES |  |  |  | FFL6901 |  | CAREFUSION | 8100M |  |  | Rental | MHHS-Mem City |  |  |  | FFL6901 |  | West & Memorial City |  | Rental | [7 empty] | PUMPINFUSION-ALARIS-Medley 8100 |  | MEDLEY PUMP MODULE LVP *MEMORIAL HERMANN |  |  | PUMPINFUSION-ALARIS-Medley 8100 | [6 empty] | Verified as Rental |  |  | MHHS-Mem City
NO | YES |  |  |  | FFL6904 |  | CAREFUSION | 8100M |  |  | Rental | MHHS-Mem City |  |  |  | FFL6904 |  | West & Memorial City |  | Rental | [7 empty] | PUMPINFUSION-ALARIS-Medley 8100 |  | MEDLEY PUMP MODULE LVP *MEMORIAL HERMANN |  |  | PUMPINFUSION-ALARIS-Medley 8100 | [6 empty] | Verified as Rental |  |  | MHHS-Mem City
NO | YES |  |  |  | FFL6919 |  | CAREFUSION | 8100M |  |  | Rental | MHHS-Mem City |  |  |  | FFL6919 |  | West & Memorial City |  | Rental | [7 empty] | PUMPINFUSION-ALARIS-Medley 8100 |  | MEDLEY PUMP MODULE LVP *MEMORIAL HERMANN |  |  | PUMPINFUSION-ALARIS-Medley 8100 | [6 empty] | Verified as Rental |  |  | MHHS-Mem City
NO | YES |  |  |  | FFL6924 |  | CAREFUSION | 8100M |  |  | Rental | MHHS-Mem City |  |  |  | FFL6924 |  | West & Memorial City |  | Rental | [7 empty] | PUMPINFUSION-ALARIS-Medley 8100 |  | MEDLEY PUMP MODULE LVP *MEMORIAL HERMANN |  |  | PUMPINFUSION-ALARIS-Medley 8100 | [6 empty] | Verified as Rental |  |  | MHHS-Mem City
NO | YES |  |  |  | FFL6927 |  | CAREFUSION | 8100M |  |  | Rental | MHHS-Mem City |  |  |  | FFL6927 |  | West & Memorial City |  | Rental | [7 empty] | PUMPINFUSION-ALARIS-Medley 8100 |  | MEDLEY PUMP MODULE LVP *MEMORIAL HERMANN |  |  | PUMPINFUSION-ALARIS-Medley 8100 | [6 empty] | Verified as Rental |  |  | MHHS-Mem City
NO | YES |  |  |  | FFL6943 |  | CAREFUSION | 8100M |  |  | Rental | MHHS-Mem City |  |  |  | FFL6943 |  | West & Memorial City |  | Rental | [7 empty] | PUMPINFUSION-ALARIS-Medley 8100 |  | MEDLEY PUMP MODULE LVP *MEMORIAL HERMANN |  |  | PUMPINFUSION-ALARIS-Medley 8100 | [6 empty] | Verified as Rental |  |  | MHHS-Mem City
NO | YES |  |  |  | FFL6960 |  | CAREFUSION | 8100M |  |  | Rental | MHHS-Mem City |  |  |  | FFL6960 |  | West & Memorial City |  | Rental | [7 empty] | PUMPINFUSION-ALARIS-Medley 8100 |  | MEDLEY PUMP MODULE LVP *MEMORIAL HERMANN |  |  | PUMPINFUSION-ALARIS-Medley 8100 | [6 empty] | Verified as Rental |  |  | MHHS-Mem City
NO | YES |  |  |  | FFL6962 |  | CAREFUSION | 8100M |  |  | Rental | MHHS-Mem City |  |  |  | FFL6962 |  | West & Memorial City |  | Rental | [7 empty] | PUMPINFUSION-ALARIS-Medley 8100 |  | MEDLEY PUMP MODULE LVP *MEMORIAL HERMANN |  |  | PUMPINFUSION-ALARIS-Medley 8100 | [6 empty] | Verified as Rental |  |  | MHHS-Mem City
NO | YES |  |  |  | FFL6965 |  | CAREFUSION | 8100M |  |  | Rental | MHHS-Mem City |  |  |  | FFL6965 |  | West & Memorial City |  | Rental | [7 empty] | PUMPINFUSION-ALARIS-Medley 8100 |  | MEDLEY PUMP MODULE LVP *MEMORIAL HERMANN |  |  | PUMPINFUSION-ALARIS-Medley 8100 | [6 empty] | Verified as Rental |  |  | MHHS-Mem City
NO | YES |  |  |  | FFL7005 |  | CAREFUSION | 8100M |  |  | Rental | MHHS-Mem City |  |  |  | FFL7005 |  | West & Memorial City |  | Rental | [7 empty] | PUMPINFUSION-ALARIS-Medley 8100 |  | MEDLEY PUMP MODULE LVP *MEMORIAL HERMANN |  |  | PUMPINFUSION-ALARIS-Medley 8100 | [6 empty] | Verified as Rental |  |  | MHHS-Mem City
NO | YES |  |  |  | FFL7016 |  | CAREFUSION | 8100M |  |  | Rental | MHHS-Mem City |  |  |  | FFL7016 |  | West & Memorial City |  | Rental | [7 empty] | PUMPINFUSION-ALARIS-Medley 8100 |  | MEDLEY PUMP MODULE LVP *MEMORIAL HERMANN |  |  | PUMPINFUSION-ALARIS-Medley 8100 | [6 empty] | Verified as Rental |  |  | MHHS-Mem City
NO | YES |  |  |  | FFL7037 |  | CAREFUSION | 8100M |  |  | Rental | MHHS-Mem City |  |  |  | FFL7037 |  | West & Memorial City |  | Rental | [7 empty] | PUMPINFUSION-ALARIS-Medley 8100 |  | MEDLEY PUMP MODULE LVP *MEMORIAL HERMANN |  |  | PUMPINFUSION-ALARIS-Medley 8100 | [6 empty] | Verified as Rental |  |  | MHHS-Mem City
NO | YES |  |  |  | FFL7044 |  | CAREFUSION | 8100M |  |  | Rental | MHHS-Mem City |  |  |  | FFL7044 |  | West & Memorial City |  | Rental | [7 empty] | PUMPINFUSION-ALARIS-Medley 8100 |  | MEDLEY PUMP MODULE LVP *MEMORIAL HERMANN |  |  | PUMPINFUSION-ALARIS-Medley 8100 | [6 empty] | Verified as Rental |  |  | MHHS-Mem City
NO | YES |  |  |  | FFL7046 |  | CAREFUSION | 8100M |  |  | Rental | MHHS-Mem City |  |  |  | FFL7046 |  | West & Memorial City |  | Rental | [7 empty] | PUMPINFUSION-ALARIS-Medley 8100 |  | MEDLEY PUMP MODULE LVP *MEMORIAL HERMANN |  |  | PUMPINFUSION-ALARIS-Medley 8100 | [6 empty] | Verified as Rental |  |  | MHHS-Mem City
NO | YES |  |  |  | FFL7060 |  | CAREFUSION | 8100M |  |  | Rental | MHHS-Mem City |  |  |  | FFL7060 |  | West & Memorial City |  | Rental | [7 empty] | PUMPINFUSION-ALARIS-Medley 8100 |  | MEDLEY PUMP MODULE LVP *MEMORIAL HERMANN |  |  | PUMPINFUSION-ALARIS-Medley 8100 | [6 empty] | Verified as Rental |  |  | MHHS-Mem City
NO | YES |  |  |  | FFL7066 |  | CAREFUSION | 8100M |  |  | Rental | MHHS-Mem City |  |  |  | FFL7066 |  | West & Memorial City |  | Rental | [7 empty] | PUMPINFUSION-ALARIS-Medley 8100 |  | MEDLEY PUMP MODULE LVP *MEMORIAL HERMANN |  |  | PUMPINFUSION-ALARIS-Medley 8100 | [6 empty] | Verified as Rental |  |  | MHHS-Mem City
NO | YES |  |  |  | FFL7076 |  | CAREFUSION | 8100M |  |  | Rental | MHHS-Mem City |  |  |  | FFL7076 |  | West & Memorial City |  | Rental | [7 empty] | PUMPINFUSION-ALARIS-Medley 8100 |  | MEDLEY PUMP MODULE LVP *MEMORIAL HERMANN |  |  | PUMPINFUSION-ALARIS-Medley 8100 | [6 empty] | Verified as Rental |  |  | MHHS-Mem City
NO | YES |  |  |  | FFL7116 |  | CAREFUSION | 8100M |  |  | Rental | MHHS-Mem City |  |  |  | FFL7116 |  | West & Memorial City |  | Rental | [7 empty] | PUMPINFUSION-ALARIS-Medley 8100 |  | MEDLEY PUMP MODULE LVP *MEMORIAL HERMANN |  |  | PUMPINFUSION-ALARIS-Medley 8100 | [6 empty] | Verified as Rental |  |  | MHHS-Mem City
NO | YES |  |  |  | FFL7124 |  | CAREFUSION | 8100M |  |  | Rental | MHHS-Mem City |  |  |  | FFL7124 |  | West & Memorial City |  | Rental | [7 empty] | PUMPINFUSION-ALARIS-Medley 8100 |  | MEDLEY PUMP MODULE LVP *MEMORIAL HERMANN |  |  | PUMPINFUSION-ALARIS-Medley 8100 | [6 empty] | Verified as Rental |  |  | MHHS-Mem City
NO | YES |  |  |  | FFL7129 |  | CAREFUSION | 8100M |  |  | Rental | MHHS-Mem City |  |  |  | FFL7129 |  | West & Memorial City |  | Rental | [7 empty] | PUMPINFUSION-ALARIS-Medley 8100 |  | MEDLEY PUMP MODULE LVP *MEMORIAL HERMANN |  |  | PUMPINFUSION-ALARIS-Medley 8100 | [6 empty] | Verified as Rental |  |  | MHHS-Mem City
NO | YES |  |  |  | FFL7134 |  | CAREFUSION | 8100M |  |  | Rental | MHHS-Mem City |  |  |  | FFL7134 |  | West & Memorial City |  | Rental | [7 empty] | PUMPINFUSION-ALARIS-Medley 8100 |  | MEDLEY PUMP MODULE LVP *MEMORIAL HERMANN |  |  | PUMPINFUSION-ALARIS-Medley 8100 | [6 empty] | Verified as Rental |  |  | MHHS-Mem City
NO | YES |  |  |  | FFL7146 |  | CAREFUSION | 8100M |  |  | Rental | MHHS-Mem City |  |  |  | FFL7146 |  | West & Memorial City |  | Rental | [7 empty] | PUMPINFUSION-ALARIS-Medley 8100 |  | MEDLEY PUMP MODULE LVP *MEMORIAL HERMANN |  |  | PUMPINFUSION-ALARIS-Medley 8100 | [6 empty] | Verified as Rental |  |  | MHHS-Mem City
NO | YES |  |  |  | FFL7153 |  | CAREFUSION | 8100M |  |  | Rental | MHHS-Mem City |  |  |  | FFL7153 |  | West & Memorial City |  | Rental | [7 empty] | PUMPINFUSION-ALARIS-Medley 8100 |  | MEDLEY PUMP MODULE LVP *MEMORIAL HERMANN |  |  | PUMPINFUSION-ALARIS-Medley 8100 | [6 empty] | Verified as Rental |  |  | MHHS-Mem City
NO | YES |  |  |  | FFL7156 |  | CAREFUSION | 8100M |  |  | Rental | MHHS-Mem City |  |  |  | FFL7156 |  | West & Memorial City |  | Rental | [7 empty] | PUMPINFUSION-ALARIS-Medley 8100 |  | MEDLEY PUMP MODULE LVP *MEMORIAL HERMANN |  |  | PUMPINFUSION-ALARIS-Medley 8100 | [6 empty] | Verified as Rental |  |  | MHHS-Mem City
NO | YES |  |  |  | FFL7162 |  | CAREFUSION | 8100M |  |  | Rental | MHHS-Mem City |  |  |  | FFL7162 |  | West & Memorial City |  | Rental | [7 empty] | PUMPINFUSION-ALARIS-Medley 8100 |  | MEDLEY PUMP MODULE LVP *MEMORIAL HERMANN |  |  | PUMPINFUSION-ALARIS-Medley 8100 | [6 empty] | Verified as Rental |  |  | MHHS-Mem City
NO | YES |  |  |  | FFL7167 |  | CAREFUSION | 8100M |  |  | Rental | MHHS-Mem City |  |  |  | FFL7167 |  | West & Memorial City |  | Rental | [7 empty] | PUMPINFUSION-ALARIS-Medley 8100 |  | MEDLEY PUMP MODULE LVP *MEMORIAL HERMANN |  |  | PUMPINFUSION-ALARIS-Medley 8100 | [6 empty] | Verified as Rental |  |  | MHHS-Mem City
NO | YES |  |  |  | FFL7178 |  | CAREFUSION | 8100M |  |  | Rental | MHHS-Mem City |  |  |  | FFL7178 |  | West & Memorial City |  | Rental | [7 empty] | PUMPINFUSION-ALARIS-Medley 8100 |  | MEDLEY PUMP MODULE LVP *MEMORIAL HERMANN |  |  | PUMPINFUSION-ALARIS-Medley 8100 | [6 empty] | Verified as Rental |  |  | MHHS-Mem City
NO | YES |  |  |  | FFL7184 |  | CAREFUSION | 8100M |  |  | Rental | MHHS-Mem City |  |  |  | FFL7184 |  | West & Memorial City |  | Rental | [7 empty] | PUMPINFUSION-ALARIS-Medley 8100 |  | MEDLEY PUMP MODULE LVP *MEMORIAL HERMANN |  |  | PUMPINFUSION-ALARIS-Medley 8100 | [6 empty] | Verified as Rental |  |  | MHHS-Mem City
NO | YES |  |  |  | FFL7194 |  | CAREFUSION | 8100M |  |  | Rental | MHHS-Mem City |  |  |  | FFL7194 |  | West & Memorial City |  | Rental | [7 empty] | PUMPINFUSION-ALARIS-Medley 8100 |  | MEDLEY PUMP MODULE LVP *MEMORIAL HERMANN |  |  | PUMPINFUSION-ALARIS-Medley 8100 | [6 empty] | Verified as Rental |  |  | MHHS-Mem City
NO | YES |  |  |  | FFL7218 |  | CAREFUSION | 8100M |  |  | Rental | MHHS-Mem City |  |  |  | FFL7218 |  | West & Memorial City |  | Rental | [7 empty] | PUMPINFUSION-ALARIS-Medley 8100 |  | MEDLEY PUMP MODULE LVP *MEMORIAL HERMANN |  |  | PUMPINFUSION-ALARIS-Medley 8100 | [6 empty] | Verified as Rental |  |  | MHHS-Mem City
NO | YES |  |  |  | FFL7248 |  | CAREFUSION | 8100M |  |  | Rental | MHHS-Mem City |  |  |  | FFL7248 |  | West & Memorial City |  | Rental | [7 empty] | PUMPINFUSION-ALARIS-Medley 8100 |  | MEDLEY PUMP MODULE LVP *MEMORIAL HERMANN |  |  | PUMPINFUSION-ALARIS-Medley 8100 | [6 empty] | Verified as Rental |  |  | MHHS-Mem City
NO | YES |  |  |  | FFL7275 |  | CAREFUSION | 8100M |  |  | Rental | MHHS-Mem City |  |  |  | FFL7275 |  | West & Memorial City |  | Rental | [7 empty] | PUMPINFUSION-ALARIS-Medley 8100 |  | MEDLEY PUMP MODULE LVP *MEMORIAL HERMANN |  |  | PUMPINFUSION-ALARIS-Medley 8100 | [6 empty] | Verified as Rental |  |  | MHHS-Mem City
NO | YES |  |  |  | FFL7278 |  | CAREFUSION | 8100M |  |  | Rental | MHHS-Mem City |  |  |  | FFL7278 |  | West & Memorial City |  | Rental | [7 empty] | PUMPINFUSION-ALARIS-Medley 8100 |  | MEDLEY PUMP MODULE LVP *MEMORIAL HERMANN |  |  | PUMPINFUSION-ALARIS-Medley 8100 | [6 empty] | Verified as Rental |  |  | MHHS-Mem City
NO | YES |  |  |  | FFL7300 |  | CAREFUSION | 8100M |  |  | Rental | MHHS-Mem City |  |  |  | FFL7300 |  | West & Memorial City |  | Rental | [7 empty] | PUMPINFUSION-ALARIS-Medley 8100 |  | MEDLEY PUMP MODULE LVP *MEMORIAL HERMANN |  |  | PUMPINFUSION-ALARIS-Medley 8100 | [6 empty] | Verified as Rental |  |  | MHHS-Mem City
NO | YES |  |  |  | FFL7315 |  | CAREFUSION | 8100M |  |  | Rental | MHHS-Mem City |  |  |  | FFL7315 |  | West & Memorial City |  | Rental | [7 empty] | PUMPINFUSION-ALARIS-Medley 8100 |  | MEDLEY PUMP MODULE LVP *MEMORIAL HERMANN |  |  | PUMPINFUSION-ALARIS-Medley 8100 | [6 empty] | Verified as Rental |  |  | MHHS-Mem City
NO | YES |  |  |  | FFL7326 |  | CAREFUSION | 8100M |  |  | Rental | MHHS-Mem City |  |  |  | FFL7326 |  | West & Memorial City |  | Rental | [7 empty] | PUMPINFUSION-ALARIS-Medley 8100 |  | MEDLEY PUMP MODULE LVP *MEMORIAL HERMANN |  |  | PUMPINFUSION-ALARIS-Medley 8100 | [6 empty] | Verified as Rental |  |  | MHHS-Mem City
NO | YES |  |  |  | FFL7338 |  | CAREFUSION | 8100M |  |  | Rental | MHHS-Mem City |  |  |  | FFL7338 |  | West & Memorial City |  | Rental | [7 empty] | PUMPINFUSION-ALARIS-Medley 8100 |  | MEDLEY PUMP MODULE LVP *MEMORIAL HERMANN |  |  | PUMPINFUSION-ALARIS-Medley 8100 | [6 empty] | Verified as Rental |  |  | MHHS-Mem City
NO | YES |  |  |  | FFL7353 |  | CAREFUSION | 8100M |  |  | Rental | MHHS-Mem City |  |  |  | FFL7353 |  | West & Memorial City |  | Rental | [7 empty] | PUMPINFUSION-ALARIS-Medley 8100 |  | MEDLEY PUMP MODULE LVP *MEMORIAL HERMANN |  |  | PUMPINFUSION-ALARIS-Medley 8100 | [6 empty] | Verified as Rental |  |  | MHHS-Mem City
NO | YES |  |  |  | FFL7358 |  | CAREFUSION | 8100M |  |  | Rental | MHHS-Mem City |  |  |  | FFL7358 |  | West & Memorial City |  | Rental | [7 empty] | PUMPINFUSION-ALARIS-Medley 8100 |  | MEDLEY PUMP MODULE LVP *MEMORIAL HERMANN |  |  | PUMPINFUSION-ALARIS-Medley 8100 | [6 empty] | Verified as Rental |  |  | MHHS-Mem City
NO | YES |  |  |  | FFL7422 |  | CAREFUSION | 8100M |  |  | Rental | MHHS-Mem City |  |  |  | FFL7422 |  | West & Memorial City |  | Rental | [7 empty] | PUMPINFUSION-ALARIS-Medley 8100 |  | MEDLEY PUMP MODULE LVP *MEMORIAL HERMANN |  |  | PUMPINFUSION-ALARIS-Medley 8100 | [6 empty] | Verified as Rental |  |  | MHHS-Mem City
NO | YES |  |  |  | FFL7472 |  | CAREFUSION | 8100M |  |  | Rental | MHHS-Mem City |  |  |  | FFL7472 |  | West & Memorial City |  | Rental | [7 empty] | PUMPINFUSION-ALARIS-Medley 8100 |  | MEDLEY PUMP MODULE LVP *MEMORIAL HERMANN |  |  | PUMPINFUSION-ALARIS-Medley 8100 | [6 empty] | Verified as Rental |  |  | MHHS-Mem City
NO | YES |  |  |  | FFL7478 |  | CAREFUSION | 8100M |  |  | Rental | MHHS-Mem City |  |  |  | FFL7478 |  | West & Memorial City |  | Rental | [7 empty] | PUMPINFUSION-ALARIS-Medley 8100 |  | MEDLEY PUMP MODULE LVP *MEMORIAL HERMANN |  |  | PUMPINFUSION-ALARIS-Medley 8100 | [6 empty] | Verified as Rental |  |  | MHHS-Mem City
NO | YES |  |  |  | FFL7495 |  | CAREFUSION | 8100M |  |  | Rental | MHHS-Mem City |  |  |  | FFL7495 |  | West & Memorial City |  | Rental | [7 empty] | PUMPINFUSION-ALARIS-Medley 8100 |  | MEDLEY PUMP MODULE LVP *MEMORIAL HERMANN |  |  | PUMPINFUSION-ALARIS-Medley 8100 | [6 empty] | Verified as Rental |  |  | MHHS-Mem City
NO | YES |  |  |  | FFL7506 |  | CAREFUSION | 8100M |  |  | Rental | MHHS-Mem City |  |  |  | FFL7506 |  | West & Memorial City |  | Rental | [7 empty] | PUMPINFUSION-ALARIS-Medley 8100 |  | MEDLEY PUMP MODULE LVP *MEMORIAL HERMANN |  |  | PUMPINFUSION-ALARIS-Medley 8100 | [6 empty] | Verified as Rental |  |  | MHHS-Mem City
NO | YES |  |  |  | FFL7524 |  | CAREFUSION | 8100M |  |  | Rental | MHHS-Mem City |  |  |  | FFL7524 |  | West & Memorial City |  | Rental | [7 empty] | PUMPINFUSION-ALARIS-Medley 8100 |  | MEDLEY PUMP MODULE LVP *MEMORIAL HERMANN |  |  | PUMPINFUSION-ALARIS-Medley 8100 | [6 empty] | Verified as Rental |  |  | MHHS-Mem City
NO | YES |  |  |  | FFL7539 |  | CAREFUSION | 8100M |  |  | Rental | MHHS-Mem City |  |  |  | FFL7539 |  | West & Memorial City |  | Rental | [7 empty] | PUMPINFUSION-ALARIS-Medley 8100 |  | MEDLEY PUMP MODULE LVP *MEMORIAL HERMANN |  |  | PUMPINFUSION-ALARIS-Medley 8100 | [6 empty] | Verified as Rental |  |  | MHHS-Mem City
NO | YES |  |  |  | FFL7556 |  | CAREFUSION | 8100M |  |  | Rental | MHHS-Mem City |  |  |  | FFL7556 |  | West & Memorial City |  | Rental | [7 empty] | PUMPINFUSION-ALARIS-Medley 8100 |  | MEDLEY PUMP MODULE LVP *MEMORIAL HERMANN |  |  | PUMPINFUSION-ALARIS-Medley 8100 | [6 empty] | Verified as Rental |  |  | MHHS-Mem City
NO | YES |  |  |  | FFL7560 |  | CAREFUSION | 8100M |  |  | Rental | MHHS-Mem City |  |  |  | FFL7560 |  | West & Memorial City |  | Rental | [7 empty] | PUMPINFUSION-ALARIS-Medley 8100 |  | MEDLEY PUMP MODULE LVP *MEMORIAL HERMANN |  |  | PUMPINFUSION-ALARIS-Medley 8100 | [6 empty] | Verified as Rental |  |  | MHHS-Mem City
NO | YES |  |  |  | FFL7565 |  | CAREFUSION | 8100M |  |  | Rental | MHHS-Mem City |  |  |  | FFL7565 |  | West & Memorial City |  | Rental | [7 empty] | PUMPINFUSION-ALARIS-Medley 8100 |  | MEDLEY PUMP MODULE LVP *MEMORIAL HERMANN |  |  | PUMPINFUSION-ALARIS-Medley 8100 | [6 empty] | Verified as Rental |  |  | MHHS-Mem City
NO | YES |  |  |  | FFL7568 |  | CAREFUSION | 8100M |  |  | Rental | MHHS-Mem City |  |  |  | FFL7568 |  | West & Memorial City |  | Rental | [7 empty] | PUMPINFUSION-ALARIS-Medley 8100 |  | MEDLEY PUMP MODULE LVP *MEMORIAL HERMANN |  |  | PUMPINFUSION-ALARIS-Medley 8100 | [6 empty] | Verified as Rental |  |  | MHHS-Mem City
NO | YES |  |  |  | FFL7585 |  | CAREFUSION | 8100M |  |  | Rental | MHHS-Mem City |  |  |  | FFL7585 |  | West & Memorial City |  | Rental | [7 empty] | PUMPINFUSION-ALARIS-Medley 8100 |  | MEDLEY PUMP MODULE LVP *MEMORIAL HERMANN |  |  | PUMPINFUSION-ALARIS-Medley 8100 | [6 empty] | Verified as Rental |  |  | MHHS-Mem City
NO | YES |  |  |  | FFL7612 |  | CAREFUSION | 8100M |  |  | Rental | MHHS-Mem City |  |  |  | FFL7612 |  | West & Memorial City |  | Rental | [7 empty] | PUMPINFUSION-ALARIS-Medley 8100 |  | MEDLEY PUMP MODULE LVP *MEMORIAL HERMANN |  |  | PUMPINFUSION-ALARIS-Medley 8100 | [6 empty] | Verified as Rental |  |  | MHHS-Mem City
NO | YES |  |  |  | FFL7626 |  | CAREFUSION | 8100M |  |  | Rental | MHHS-Mem City |  |  |  | FFL7626 |  | West & Memorial City |  | Rental | [7 empty] | PUMPINFUSION-ALARIS-Medley 8100 |  | MEDLEY PUMP MODULE LVP *MEMORIAL HERMANN |  |  | PUMPINFUSION-ALARIS-Medley 8100 | [6 empty] | Verified as Rental |  |  | MHHS-Mem City
NO | YES |  |  |  | FFL7632 |  | CAREFUSION | 8100M |  |  | Rental | MHHS-Mem City |  |  |  | FFL7632 |  | West & Memorial City |  | Rental | [7 empty] | PUMPINFUSION-ALARIS-Medley 8100 |  | MEDLEY PUMP MODULE LVP *MEMORIAL HERMANN |  |  | PUMPINFUSION-ALARIS-Medley 8100 | [6 empty] | Verified as Rental |  |  | MHHS-Mem City
NO | YES |  |  |  | FFL7637 |  | CAREFUSION | 8100M |  |  | Rental | MHHS-Mem City |  |  |  | FFL7637 |  | West & Memorial City |  | Rental | [7 empty] | PUMPINFUSION-ALARIS-Medley 8100 |  | MEDLEY PUMP MODULE LVP *MEMORIAL HERMANN |  |  | PUMPINFUSION-ALARIS-Medley 8100 | [6 empty] | Verified as Rental |  |  | MHHS-Mem City
NO | YES |  |  |  | FFL7655 |  | CAREFUSION | 8100M |  |  | Rental | MHHS-Mem City |  |  |  | FFL7655 |  | West & Memorial City |  | Rental | [7 empty] | PUMPINFUSION-ALARIS-Medley 8100 |  | MEDLEY PUMP MODULE LVP *MEMORIAL HERMANN |  |  | PUMPINFUSION-ALARIS-Medley 8100 | [6 empty] | Verified as Rental |  |  | MHHS-Mem City
NO | YES |  |  |  | FFL7656 |  | CAREFUSION | 8100M |  |  | Rental | MHHS-Mem City |  |  |  | FFL7656 |  | West & Memorial City |  | Rental | [7 empty] | PUMPINFUSION-ALARIS-Medley 8100 |  | MEDLEY PUMP MODULE LVP *MEMORIAL HERMANN |  |  | PUMPINFUSION-ALARIS-Medley 8100 | [6 empty] | Verified as Rental |  |  | MHHS-Mem City
NO | YES |  |  |  | FFL7678 |  | CAREFUSION | 8100M |  |  | Rental | MHHS-Mem City |  |  |  | FFL7678 |  | West & Memorial City |  | Rental | [7 empty] | PUMPINFUSION-ALARIS-Medley 8100 |  | MEDLEY PUMP MODULE LVP *MEMORIAL HERMANN |  |  | PUMPINFUSION-ALARIS-Medley 8100 | [6 empty] | Verified as Rental |  |  | MHHS-Mem City
NO | YES |  |  |  | FFL7687 |  | CAREFUSION | 8100M |  |  | Rental | MHHS-Mem City |  |  |  | FFL7687 |  | West & Memorial City |  | Rental | [7 empty] | PUMPINFUSION-ALARIS-Medley 8100 |  | MEDLEY PUMP MODULE LVP *MEMORIAL HERMANN |  |  | PUMPINFUSION-ALARIS-Medley 8100 | [6 empty] | Verified as Rental |  |  | MHHS-Mem City
NO | YES |  |  |  | FFL7711 |  | CAREFUSION | 8100M |  |  | Rental | MHHS-Mem City |  |  |  | FFL7711 |  | West & Memorial City |  | Rental | [7 empty] | PUMPINFUSION-ALARIS-Medley 8100 |  | MEDLEY PUMP MODULE LVP *MEMORIAL HERMANN |  |  | PUMPINFUSION-ALARIS-Medley 8100 | [6 empty] | Verified as Rental |  |  | MHHS-Mem City
NO | YES |  |  |  | FFL7728 |  | CAREFUSION | 8100M |  |  | Rental | MHHS-Mem City |  |  |  | FFL7728 |  | West & Memorial City |  | Rental | [7 empty] | PUMPINFUSION-ALARIS-Medley 8100 |  | MEDLEY PUMP MODULE LVP *MEMORIAL HERMANN |  |  | PUMPINFUSION-ALARIS-Medley 8100 | [6 empty] | Verified as Rental |  |  | MHHS-Mem City
NO | YES |  |  |  | FFL7731 |  | CAREFUSION | 8100M |  |  | Rental | MHHS-Mem City |  |  |  | FFL7731 |  | West & Memorial City |  | Rental | [7 empty] | PUMPINFUSION-ALARIS-Medley 8100 |  | MEDLEY PUMP MODULE LVP *MEMORIAL HERMANN |  |  | PUMPINFUSION-ALARIS-Medley 8100 | [6 empty] | Verified as Rental |  |  | MHHS-Mem City
NO | YES |  |  |  | FFL7760 |  | CAREFUSION | 8100M |  |  | Rental | MHHS-Mem City |  |  |  | FFL7760 |  | West & Memorial City |  | Rental | [7 empty] | PUMPINFUSION-ALARIS-Medley 8100 |  | MEDLEY PUMP MODULE LVP *MEMORIAL HERMANN |  |  | PUMPINFUSION-ALARIS-Medley 8100 | [6 empty] | Verified as Rental |  |  | MHHS-Mem City
NO | YES |  |  |  | FFL7771 |  | CAREFUSION | 8100M |  |  | Rental | MHHS-Mem City |  |  |  | FFL7771 |  | West & Memorial City |  | Rental | [7 empty] | PUMPINFUSION-ALARIS-Medley 8100 |  | MEDLEY PUMP MODULE LVP *MEMORIAL HERMANN |  |  | PUMPINFUSION-ALARIS-Medley 8100 | [6 empty] | Verified as Rental |  |  | MHHS-Mem City
NO | YES |  |  |  | FFL7772 |  | CAREFUSION | 8100M |  |  | Rental | MHHS-Mem City |  |  |  | FFL7772 |  | West & Memorial City |  | Rental | [7 empty] | PUMPINFUSION-ALARIS-Medley 8100 |  | MEDLEY PUMP MODULE LVP *MEMORIAL HERMANN |  |  | PUMPINFUSION-ALARIS-Medley 8100 | [6 empty] | Verified as Rental |  |  | MHHS-Mem City
NO | YES |  |  |  | FFL7773 |  | CAREFUSION | 8100M |  |  | Rental | MHHS-Mem City |  |  |  | FFL7773 |  | West & Memorial City |  | Rental | [7 empty] | PUMPINFUSION-ALARIS-Medley 8100 |  | MEDLEY PUMP MODULE LVP *MEMORIAL HERMANN |  |  | PUMPINFUSION-ALARIS-Medley 8100 | [6 empty] | Verified as Rental |  |  | MHHS-Mem City
NO | YES |  |  |  | FFL7782 |  | CAREFUSION | 8100M |  |  | Rental | MHHS-Mem City |  |  |  | FFL7782 |  | West & Memorial City |  | Rental | [7 empty] | PUMPINFUSION-ALARIS-Medley 8100 |  | MEDLEY PUMP MODULE LVP *MEMORIAL HERMANN |  |  | PUMPINFUSION-ALARIS-Medley 8100 | [6 empty] | Verified as Rental |  |  | MHHS-Mem City
NO | YES |  |  |  | FFL7789 |  | CAREFUSION | 8100M |  |  | Rental | MHHS-Mem City |  |  |  | FFL7789 |  | West & Memorial City |  | Rental | [7 empty] | PUMPINFUSION-ALARIS-Medley 8100 |  | MEDLEY PUMP MODULE LVP *MEMORIAL HERMANN |  |  | PUMPINFUSION-ALARIS-Medley 8100 | [6 empty] | Verified as Rental |  |  | MHHS-Mem City
NO | YES |  |  |  | FFL7793 |  | CAREFUSION | 8100M |  |  | Rental | MHHS-Mem City |  |  |  | FFL7793 |  | West & Memorial City |  | Rental | [7 empty] | PUMPINFUSION-ALARIS-Medley 8100 |  | MEDLEY PUMP MODULE LVP *MEMORIAL HERMANN |  |  | PUMPINFUSION-ALARIS-Medley 8100 | [6 empty] | Verified as Rental |  |  | MHHS-Mem City
NO | YES |  |  |  | FFL7798 |  | CAREFUSION | 8100M |  |  | Rental | MHHS-Mem City |  |  |  | FFL7798 |  | West & Memorial City |  | Rental | [7 empty] | PUMPINFUSION-ALARIS-Medley 8100 |  | MEDLEY PUMP MODULE LVP *MEMORIAL HERMANN |  |  | PUMPINFUSION-ALARIS-Medley 8100 | [6 empty] | Verified as Rental |  |  | MHHS-Mem City
NO | YES |  |  |  | FFL7799 |  | CAREFUSION | 8100M |  |  | Rental | MHHS-Mem City |  |  |  | FFL7799 |  | West & Memorial City |  | Rental | [7 empty] | PUMPINFUSION-ALARIS-Medley 8100 |  | MEDLEY PUMP MODULE LVP *MEMORIAL HERMANN |  |  | PUMPINFUSION-ALARIS-Medley 8100 | [6 empty] | Verified as Rental |  |  | MHHS-Mem City
NO | YES |  |  |  | FFL7807 |  | CAREFUSION | 8100M |  |  | Rental | MHHS-Mem City |  |  |  | FFL7807 |  | West & Memorial City |  | Rental | [7 empty] | PUMPINFUSION-ALARIS-Medley 8100 |  | MEDLEY PUMP MODULE LVP *MEMORIAL HERMANN |  |  | PUMPINFUSION-ALARIS-Medley 8100 | [6 empty] | Verified as Rental |  |  | MHHS-Mem City
NO | YES |  |  |  | FFL7813 |  | CAREFUSION | 8100M |  |  | Rental | MHHS-Mem City |  |  |  | FFL7813 |  | West & Memorial City |  | Rental | [7 empty] | PUMPINFUSION-ALARIS-Medley 8100 |  | MEDLEY PUMP MODULE LVP *MEMORIAL HERMANN |  |  | PUMPINFUSION-ALARIS-Medley 8100 | [6 empty] | Verified as Rental |  |  | MHHS-Mem City
NO | YES |  |  |  | FFL7821 |  | CAREFUSION | 8100M |  |  | Rental | MHHS-Mem City |  |  |  | FFL7821 |  | West & Memorial City |  | Rental | [7 empty] | PUMPINFUSION-ALARIS-Medley 8100 |  | MEDLEY PUMP MODULE LVP *MEMORIAL HERMANN |  |  | PUMPINFUSION-ALARIS-Medley 8100 | [6 empty] | Verified as Rental |  |  | MHHS-Mem City
NO | YES |  |  |  | FFL7822 |  | CAREFUSION | 8100M |  |  | Rental | MHHS-Mem City |  |  |  | FFL7822 |  | West & Memorial City |  | Rental | [7 empty] | PUMPINFUSION-ALARIS-Medley 8100 |  | MEDLEY PUMP MODULE LVP *MEMORIAL HERMANN |  |  | PUMPINFUSION-ALARIS-Medley 8100 | [6 empty] | Verified as Rental |  |  | MHHS-Mem City
NO | YES |  |  |  | FFL7827 |  | CAREFUSION | 8100M |  |  | Rental | MHHS-Mem City |  |  |  | FFL7827 |  | West & Memorial City |  | Rental | [7 empty] | PUMPINFUSION-ALARIS-Medley 8100 |  | MEDLEY PUMP MODULE LVP *MEMORIAL HERMANN |  |  | PUMPINFUSION-ALARIS-Medley 8100 | [6 empty] | Verified as Rental |  |  | MHHS-Mem City
NO | YES |  |  |  | FFL7835 |  | CAREFUSION | 8100M |  |  | Rental | MHHS-Mem City |  |  |  | FFL7835 |  | West & Memorial City |  | Rental | [7 empty] | PUMPINFUSION-ALARIS-Medley 8100 |  | MEDLEY PUMP MODULE LVP *MEMORIAL HERMANN |  |  | PUMPINFUSION-ALARIS-Medley 8100 | [6 empty] | Verified as Rental |  |  | MHHS-Mem City
NO | YES |  |  |  | FFL7844 |  | CAREFUSION | 8100M |  |  | Rental | MHHS-Mem City |  |  |  | FFL7844 |  | West & Memorial City |  | Rental | [7 empty] | PUMPINFUSION-ALARIS-Medley 8100 |  | MEDLEY PUMP MODULE LVP *MEMORIAL HERMANN |  |  | PUMPINFUSION-ALARIS-Medley 8100 | [6 empty] | Verified as Rental |  |  | MHHS-Mem City
NO | YES |  |  |  | FFL7860 |  | CAREFUSION | 8100M |  |  | Rental | MHHS-Mem City |  |  |  | FFL7860 |  | West & Memorial City |  | Rental | [7 empty] | PUMPINFUSION-ALARIS-Medley 8100 |  | MEDLEY PUMP MODULE LVP *MEMORIAL HERMANN |  |  | PUMPINFUSION-ALARIS-Medley 8100 | [6 empty] | Verified as Rental |  |  | MHHS-Mem City
NO | YES |  |  |  | FFL7874 |  | CAREFUSION | 8100M |  |  | Rental | MHHS-Mem City |  |  |  | FFL7874 |  | West & Memorial City |  | Rental | [7 empty] | PUMPINFUSION-ALARIS-Medley 8100 |  | MEDLEY PUMP MODULE LVP *MEMORIAL HERMANN |  |  | PUMPINFUSION-ALARIS-Medley 8100 | [6 empty] | Verified as Rental |  |  | MHHS-Mem City
NO | YES |  |  |  | FFL7887 |  | CAREFUSION | 8100M |  |  | Rental | MHHS-Mem City |  |  |  | FFL7887 |  | West & Memorial City |  | Rental | [7 empty] | PUMPINFUSION-ALARIS-Medley 8100 |  | MEDLEY PUMP MODULE LVP *MEMORIAL HERMANN |  |  | PUMPINFUSION-ALARIS-Medley 8100 | [6 empty] | Verified as Rental |  |  | MHHS-Mem City
NO | YES |  |  |  | FFL7930 |  | CAREFUSION | 8100M |  |  | Rental | MHHS-Mem City |  |  |  | FFL7930 |  | West & Memorial City |  | Rental | [7 empty] | PUMPINFUSION-ALARIS-Medley 8100 |  | MEDLEY PUMP MODULE LVP *MEMORIAL HERMANN |  |  | PUMPINFUSION-ALARIS-Medley 8100 | [6 empty] | Verified as Rental |  |  | MHHS-Mem City
NO | YES |  |  |  | FFL7939 |  | CAREFUSION | 8100M |  |  | Rental | MHHS-Mem City |  |  |  | FFL7939 |  | West & Memorial City |  | Rental | [7 empty] | PUMPINFUSION-ALARIS-Medley 8100 |  | MEDLEY PUMP MODULE LVP *MEMORIAL HERMANN |  |  | PUMPINFUSION-ALARIS-Medley 8100 | [6 empty] | Verified as Rental |  |  | MHHS-Mem City
NO | YES |  |  |  | FFL7969 |  | CAREFUSION | 8100M |  |  | Rental | MHHS-Mem City |  |  |  | FFL7969 |  | West & Memorial City |  | Rental | [7 empty] | PUMPINFUSION-ALARIS-Medley 8100 |  | MEDLEY PUMP MODULE LVP *MEMORIAL HERMANN |  |  | PUMPINFUSION-ALARIS-Medley 8100 | [6 empty] | Verified as Rental |  |  | MHHS-Mem City
NO | YES |  |  |  | FFL7975 |  | CAREFUSION | 8100M |  |  | Rental | MHHS-Mem City |  |  |  | FFL7975 |  | West & Memorial City |  | Rental | [7 empty] | PUMPINFUSION-ALARIS-Medley 8100 |  | MEDLEY PUMP MODULE LVP *MEMORIAL HERMANN |  |  | PUMPINFUSION-ALARIS-Medley 8100 | [6 empty] | Verified as Rental |  |  | MHHS-Mem City
NO | YES |  |  |  | FFL7982 |  | CAREFUSION | 8100M |  |  | Rental | MHHS-Mem City |  |  |  | FFL7982 |  | West & Memorial City |  | Rental | [7 empty] | PUMPINFUSION-ALARIS-Medley 8100 |  | MEDLEY PUMP MODULE LVP *MEMORIAL HERMANN |  |  | PUMPINFUSION-ALARIS-Medley 8100 | [6 empty] | Verified as Rental |  |  | MHHS-Mem City
NO | YES |  |  |  | FFL8004 |  | CAREFUSION | 8100M |  |  | Rental | MHHS-Mem City |  |  |  | FFL8004 |  | West & Memorial City |  | Rental | [7 empty] | PUMPINFUSION-ALARIS-Medley 8100 |  | MEDLEY PUMP MODULE LVP *MEMORIAL HERMANN |  |  | PUMPINFUSION-ALARIS-Medley 8100 | [6 empty] | Verified as Rental |  |  | MHHS-Mem City
NO | YES |  |  |  | FFL8019 |  | CAREFUSION | 8100M |  |  | Rental | MHHS-Mem City |  |  |  | FFL8019 |  | West & Memorial City |  | Rental | [7 empty] | PUMPINFUSION-ALARIS-Medley 8100 |  | MEDLEY PUMP MODULE LVP *MEMORIAL HERMANN |  |  | PUMPINFUSION-ALARIS-Medley 8100 | [6 empty] | Verified as Rental |  |  | MHHS-Mem City
NO | YES |  |  |  | FFL8030 |  | CAREFUSION | 8100M |  |  | Rental | MHHS-Mem City |  |  |  | FFL8030 |  | West & Memorial City |  | Rental | [7 empty] | PUMPINFUSION-ALARIS-Medley 8100 |  | MEDLEY PUMP MODULE LVP *MEMORIAL HERMANN |  |  | PUMPINFUSION-ALARIS-Medley 8100 | [6 empty] | Verified as Rental |  |  | MHHS-Mem City
NO | YES |  |  |  | FFL8052 |  | CAREFUSION | 8100M |  |  | Rental | MHHS-Mem City |  |  |  | FFL8052 |  | West & Memorial City |  | Rental | [7 empty] | PUMPINFUSION-ALARIS-Medley 8100 |  | MEDLEY PUMP MODULE LVP *MEMORIAL HERMANN |  |  | PUMPINFUSION-ALARIS-Medley 8100 | [6 empty] | Verified as Rental |  |  | MHHS-Mem City
NO | YES |  |  |  | FFL8072 |  | CAREFUSION | 8100M |  |  | Rental | MHHS-Mem City |  |  |  | FFL8072 |  | West & Memorial City |  | Rental | [7 empty] | PUMPINFUSION-ALARIS-Medley 8100 |  | MEDLEY PUMP MODULE LVP *MEMORIAL HERMANN |  |  | PUMPINFUSION-ALARIS-Medley 8100 | [6 empty] | Verified as Rental |  |  | MHHS-Mem City
NO | YES |  |  |  | FFL8080 |  | CAREFUSION | 8100M |  |  | Rental | MHHS-Mem City |  |  |  | FFL8080 |  | West & Memorial City |  | Rental | [7 empty] | PUMPINFUSION-ALARIS-Medley 8100 |  | MEDLEY PUMP MODULE LVP *MEMORIAL HERMANN |  |  | PUMPINFUSION-ALARIS-Medley 8100 | [6 empty] | Verified as Rental |  |  | MHHS-Mem City
NO | YES |  |  |  | FFL8081 |  | CAREFUSION | 8100M |  |  | Rental | MHHS-Mem City |  |  |  | FFL8081 |  | West & Memorial City |  | Rental | [7 empty] | PUMPINFUSION-ALARIS-Medley 8100 |  | MEDLEY PUMP MODULE LVP *MEMORIAL HERMANN |  |  | PUMPINFUSION-ALARIS-Medley 8100 | [6 empty] | Verified as Rental |  |  | MHHS-Mem City
NO | YES |  |  |  | FFL8085 |  | CAREFUSION | 8100M |  |  | Rental | MHHS-Mem City |  |  |  | FFL8085 |  | West & Memorial City |  | Rental | [7 empty] | PUMPINFUSION-ALARIS-Medley 8100 |  | MEDLEY PUMP MODULE LVP *MEMORIAL HERMANN |  |  | PUMPINFUSION-ALARIS-Medley 8100 | [6 empty] | Verified as Rental |  |  | MHHS-Mem City
NO | YES |  |  |  | FFL8094 |  | CAREFUSION | 8100M |  |  | Rental | MHHS-Mem City |  |  |  | FFL8094 |  | West & Memorial City |  | Rental | [7 empty] | PUMPINFUSION-ALARIS-Medley 8100 |  | MEDLEY PUMP MODULE LVP *MEMORIAL HERMANN |  |  | PUMPINFUSION-ALARIS-Medley 8100 | [6 empty] | Verified as Rental |  |  | MHHS-Mem City
NO | YES |  |  |  | FFL8098 |  | CAREFUSION | 8100M |  |  | Rental | MHHS-Mem City |  |  |  | FFL8098 |  | West & Memorial City |  | Rental | [7 empty] | PUMPINFUSION-ALARIS-Medley 8100 |  | MEDLEY PUMP MODULE LVP *MEMORIAL HERMANN |  |  | PUMPINFUSION-ALARIS-Medley 8100 | [6 empty] | Verified as Rental |  |  | MHHS-Mem City
NO | YES |  |  |  | FFL8108 |  | CAREFUSION | 8100M |  |  | Rental | MHHS-Mem City |  |  |  | FFL8108 |  | West & Memorial City |  | Rental | [7 empty] | PUMPINFUSION-ALARIS-Medley 8100 |  | MEDLEY PUMP MODULE LVP *MEMORIAL HERMANN |  |  | PUMPINFUSION-ALARIS-Medley 8100 | [6 empty] | Verified as Rental |  |  | MHHS-Mem City
NO | YES |  |  |  | FFL8123 |  | CAREFUSION | 8100M |  |  | Rental | MHHS-Mem City |  |  |  | FFL8123 |  | West & Memorial City |  | Rental | [7 empty] | PUMPINFUSION-ALARIS-Medley 8100 |  | MEDLEY PUMP MODULE LVP *MEMORIAL HERMANN |  |  | PUMPINFUSION-ALARIS-Medley 8100 | [6 empty] | Verified as Rental |  |  | MHHS-Mem City
NO | YES |  |  |  | FFL8136 |  | CAREFUSION | 8100M |  |  | Rental | MHHS-Mem City |  |  |  | FFL8136 |  | West & Memorial City |  | Rental | [7 empty] | PUMPINFUSION-ALARIS-Medley 8100 |  | MEDLEY PUMP MODULE LVP *MEMORIAL HERMANN |  |  | PUMPINFUSION-ALARIS-Medley 8100 | [6 empty] | Verified as Rental |  |  | MHHS-Mem City
NO | YES |  |  |  | FFL8138 |  | CAREFUSION | 8100M |  |  | Rental | MHHS-Mem City |  |  |  | FFL8138 |  | West & Memorial City |  | Rental | [7 empty] | PUMPINFUSION-ALARIS-Medley 8100 |  | MEDLEY PUMP MODULE LVP *MEMORIAL HERMANN |  |  | PUMPINFUSION-ALARIS-Medley 8100 | [6 empty] | Verified as Rental |  |  | MHHS-Mem City
NO | YES |  |  |  | FFL8142 |  | CAREFUSION | 8100M |  |  | Rental | MHHS-Mem City |  |  |  | FFL8142 |  | West & Memorial City |  | Rental | [7 empty] | PUMPINFUSION-ALARIS-Medley 8100 |  | MEDLEY PUMP MODULE LVP *MEMORIAL HERMANN |  |  | PUMPINFUSION-ALARIS-Medley 8100 | [6 empty] | Verified as Rental |  |  | MHHS-Mem City
NO | YES |  |  |  | FFL8146 |  | CAREFUSION | 8100M |  |  | Rental | MHHS-Mem City |  |  |  | FFL8146 |  | West & Memorial City |  | Rental | [7 empty] | PUMPINFUSION-ALARIS-Medley 8100 |  | MEDLEY PUMP MODULE LVP *MEMORIAL HERMANN |  |  | PUMPINFUSION-ALARIS-Medley 8100 | [6 empty] | Verified as Rental |  |  | MHHS-Mem City
NO | YES |  |  |  | FFL8162 |  | CAREFUSION | 8100M |  |  | Rental | MHHS-Mem City |  |  |  | FFL8162 |  | West & Memorial City |  | Rental | [7 empty] | PUMPINFUSION-ALARIS-Medley 8100 |  | MEDLEY PUMP MODULE LVP *MEMORIAL HERMANN |  |  | PUMPINFUSION-ALARIS-Medley 8100 | [6 empty] | Verified as Rental |  |  | MHHS-Mem City
NO | YES |  |  |  | FFL8205 |  | CAREFUSION | 8100M |  |  | Rental | MHHS-Mem City |  |  |  | FFL8205 |  | West & Memorial City |  | Rental | [7 empty] | PUMPINFUSION-ALARIS-Medley 8100 |  | MEDLEY PUMP MODULE LVP *MEMORIAL HERMANN |  |  | PUMPINFUSION-ALARIS-Medley 8100 | [6 empty] | Verified as Rental |  |  | MHHS-Mem City
NO | YES |  |  |  | FFL8210 |  | CAREFUSION | 8100M |  |  | Rental | MHHS-Mem City |  |  |  | FFL8210 |  | West & Memorial City |  | Rental | [7 empty] | PUMPINFUSION-ALARIS-Medley 8100 |  | MEDLEY PUMP MODULE LVP *MEMORIAL HERMANN |  |  | PUMPINFUSION-ALARIS-Medley 8100 | [6 empty] | Verified as Rental |  |  | MHHS-Mem City
NO | YES |  |  |  | FFL8224 |  | CAREFUSION | 8100M |  |  | Rental | MHHS-Mem City |  |  |  | FFL8224 |  | West & Memorial City |  | Rental | [7 empty] | PUMPINFUSION-ALARIS-Medley 8100 |  | MEDLEY PUMP MODULE LVP *MEMORIAL HERMANN |  |  | PUMPINFUSION-ALARIS-Medley 8100 | [6 empty] | Verified as Rental |  |  | MHHS-Mem City
NO | YES |  |  |  | FFL8231 |  | CAREFUSION | 8100M |  |  | Rental | MHHS-Mem City |  |  |  | FFL8231 |  | West & Memorial City |  | Rental | [7 empty] | PUMPINFUSION-ALARIS-Medley 8100 |  | MEDLEY PUMP MODULE LVP *MEMORIAL HERMANN |  |  | PUMPINFUSION-ALARIS-Medley 8100 | [6 empty] | Verified as Rental |  |  | MHHS-Mem City
NO | YES |  |  |  | FFL8234 |  | CAREFUSION | 8100M |  |  | Rental | MHHS-Mem City |  |  |  | FFL8234 |  | West & Memorial City |  | Rental | [7 empty] | PUMPINFUSION-ALARIS-Medley 8100 |  | MEDLEY PUMP MODULE LVP *MEMORIAL HERMANN |  |  | PUMPINFUSION-ALARIS-Medley 8100 | [6 empty] | Verified as Rental |  |  | MHHS-Mem City
NO | YES |  |  |  | FFL8251 |  | CAREFUSION | 8100M |  |  | Rental | MHHS-Mem City |  |  |  | FFL8251 |  | West & Memorial City |  | Rental | [7 empty] | PUMPINFUSION-ALARIS-Medley 8100 |  | MEDLEY PUMP MODULE LVP *MEMORIAL HERMANN |  |  | PUMPINFUSION-ALARIS-Medley 8100 | [6 empty] | Verified as Rental |  |  | MHHS-Mem City
NO | YES |  |  |  | FFL8256 |  | CAREFUSION | 8100M |  |  | Rental | MHHS-Mem City |  |  |  | FFL8256 |  | West & Memorial City |  | Rental | [7 empty] | PUMPINFUSION-ALARIS-Medley 8100 |  | MEDLEY PUMP MODULE LVP *MEMORIAL HERMANN |  |  | PUMPINFUSION-ALARIS-Medley 8100 | [6 empty] | Verified as Rental |  |  | MHHS-Mem City
NO | YES |  |  |  | FFL8287 |  | CAREFUSION | 8100M |  |  | Rental | MHHS-Mem City |  |  |  | FFL8287 |  | West & Memorial City |  | Rental | [7 empty] | PUMPINFUSION-ALARIS-Medley 8100 |  | MEDLEY PUMP MODULE LVP *MEMORIAL HERMANN |  |  | PUMPINFUSION-ALARIS-Medley 8100 | [6 empty] | Verified as Rental |  |  | MHHS-Mem City
NO | YES |  |  |  | FFL8296 |  | CAREFUSION | 8100M |  |  | Rental | MHHS-Mem City |  |  |  | FFL8296 |  | West & Memorial City |  | Rental | [7 empty] | PUMPINFUSION-ALARIS-Medley 8100 |  | MEDLEY PUMP MODULE LVP *MEMORIAL HERMANN |  |  | PUMPINFUSION-ALARIS-Medley 8100 | [6 empty] | Verified as Rental |  |  | MHHS-Mem City
NO | YES |  |  |  | FFL8321 |  | CAREFUSION | 8100M |  |  | Rental | MHHS-Mem City |  |  |  | FFL8321 |  | West & Memorial City |  | Rental | [7 empty] | PUMPINFUSION-ALARIS-Medley 8100 |  | MEDLEY PUMP MODULE LVP *MEMORIAL HERMANN |  |  | PUMPINFUSION-ALARIS-Medley 8100 | [6 empty] | Verified as Rental |  |  | MHHS-Mem City
NO | YES |  |  |  | FFL8369 |  | CAREFUSION | 8100M |  |  | Rental | MHHS-Mem City |  |  |  | FFL8369 |  | West & Memorial City |  | Rental | [7 empty] | PUMPINFUSION-ALARIS-Medley 8100 |  | MEDLEY PUMP MODULE LVP *MEMORIAL HERMANN |  |  | PUMPINFUSION-ALARIS-Medley 8100 | [6 empty] | Verified as Rental |  |  | MHHS-Mem City
NO | YES |  |  |  | FFL8370 |  | CAREFUSION | 8100M |  |  | Rental | MHHS-Mem City |  |  |  | FFL8370 |  | West & Memorial City |  | Rental | [7 empty] | PUMPINFUSION-ALARIS-Medley 8100 |  | MEDLEY PUMP MODULE LVP *MEMORIAL HERMANN |  |  | PUMPINFUSION-ALARIS-Medley 8100 | [6 empty] | Verified as Rental |  |  | MHHS-Mem City
NO | YES |  |  |  | FFL8373 |  | CAREFUSION | 8100M |  |  | Rental | MHHS-Mem City |  |  |  | FFL8373 |  | West & Memorial City |  | Rental | [7 empty] | PUMPINFUSION-ALARIS-Medley 8100 |  | MEDLEY PUMP MODULE LVP *MEMORIAL HERMANN |  |  | PUMPINFUSION-ALARIS-Medley 8100 | [6 empty] | Verified as Rental |  |  | MHHS-Mem City
NO | YES |  |  |  | FFL8376 |  | CAREFUSION | 8100M |  |  | Rental | MHHS-Mem City |  |  |  | FFL8376 |  | West & Memorial City |  | Rental | [7 empty] | PUMPINFUSION-ALARIS-Medley 8100 |  | MEDLEY PUMP MODULE LVP *MEMORIAL HERMANN |  |  | PUMPINFUSION-ALARIS-Medley 8100 | [6 empty] | Verified as Rental |  |  | MHHS-Mem City
NO | YES |  |  |  | FFL8380 |  | CAREFUSION | 8100M |  |  | Rental | MHHS-Mem City |  |  |  | FFL8380 |  | West & Memorial City |  | Rental | [7 empty] | PUMPINFUSION-ALARIS-Medley 8100 |  | MEDLEY PUMP MODULE LVP *MEMORIAL HERMANN |  |  | PUMPINFUSION-ALARIS-Medley 8100 | [6 empty] | Verified as Rental |  |  | MHHS-Mem City
NO | YES |  |  |  | FFL8397 |  | CAREFUSION | 8100M |  |  | Rental | MHHS-Mem City |  |  |  | FFL8397 |  | West & Memorial City |  | Rental | [7 empty] | PUMPINFUSION-ALARIS-Medley 8100 |  | MEDLEY PUMP MODULE LVP *MEMORIAL HERMANN |  |  | PUMPINFUSION-ALARIS-Medley 8100 | [6 empty] | Verified as Rental |  |  | MHHS-Mem City
NO | YES |  |  |  | FFL8400 |  | CAREFUSION | 8100M |  |  | Rental | MHHS-Mem City |  |  |  | FFL8400 |  | West & Memorial City |  | Rental | [7 empty] | PUMPINFUSION-ALARIS-Medley 8100 |  | MEDLEY PUMP MODULE LVP *MEMORIAL HERMANN |  |  | PUMPINFUSION-ALARIS-Medley 8100 | [6 empty] | Verified as Rental |  |  | MHHS-Mem City
NO | YES |  |  |  | FFL8404 |  | CAREFUSION | 8100M |  |  | Rental | MHHS-Mem City |  |  |  | FFL8404 |  | West & Memorial City |  | Rental | [7 empty] | PUMPINFUSION-ALARIS-Medley 8100 |  | MEDLEY PUMP MODULE LVP *MEMORIAL HERMANN |  |  | PUMPINFUSION-ALARIS-Medley 8100 | [6 empty] | Verified as Rental |  |  | MHHS-Mem City
NO | YES |  |  |  | FFL8406 |  | CAREFUSION | 8100M |  |  | Rental | MHHS-Mem City |  |  |  | FFL8406 |  | West & Memorial City |  | Rental | [7 empty] | PUMPINFUSION-ALARIS-Medley 8100 |  | MEDLEY PUMP MODULE LVP *MEMORIAL HERMANN |  |  | PUMPINFUSION-ALARIS-Medley 8100 | [6 empty] | Verified as Rental |  |  | MHHS-Mem City
NO | YES |  |  |  | FFL8410 |  | CAREFUSION | 8100M |  |  | Rental | MHHS-Mem City |  |  |  | FFL8410 |  | West & Memorial City |  | Rental | [7 empty] | PUMPINFUSION-ALARIS-Medley 8100 |  | MEDLEY PUMP MODULE LVP *MEMORIAL HERMANN |  |  | PUMPINFUSION-ALARIS-Medley 8100 | [6 empty] | Verified as Rental |  |  | MHHS-Mem City
NO | YES |  |  |  | FFL8424 |  | CAREFUSION | 8100M |  |  | Rental | MHHS-Mem City |  |  |  | FFL8424 |  | West & Memorial City |  | Rental | [7 empty] | PUMPINFUSION-ALARIS-Medley 8100 |  | MEDLEY PUMP MODULE LVP *MEMORIAL HERMANN |  |  | PUMPINFUSION-ALARIS-Medley 8100 | [6 empty] | Verified as Rental |  |  | MHHS-Mem City
NO | YES |  |  |  | FFL8427 |  | CAREFUSION | 8100M |  |  | Rental | MHHS-Mem City |  |  |  | FFL8427 |  | West & Memorial City |  | Rental | [7 empty] | PUMPINFUSION-ALARIS-Medley 8100 |  | MEDLEY PUMP MODULE LVP *MEMORIAL HERMANN |  |  | PUMPINFUSION-ALARIS-Medley 8100 | [6 empty] | Verified as Rental |  |  | MHHS-Mem City
NO | YES |  |  |  | FFL8432 |  | CAREFUSION | 8100M |  |  | Rental | MHHS-Mem City |  |  |  | FFL8432 |  | West & Memorial City |  | Rental | [7 empty] | PUMPINFUSION-ALARIS-Medley 8100 |  | MEDLEY PUMP MODULE LVP *MEMORIAL HERMANN |  |  | PUMPINFUSION-ALARIS-Medley 8100 | [6 empty] | Verified as Rental |  |  | MHHS-Mem City
NO | YES |  |  |  | FFL8451 |  | CAREFUSION | 8100M |  |  | Rental | MHHS-Mem City |  |  |  | FFL8451 |  | West & Memorial City |  | Rental | [7 empty] | PUMPINFUSION-ALARIS-Medley 8100 |  | MEDLEY PUMP MODULE LVP *MEMORIAL HERMANN |  |  | PUMPINFUSION-ALARIS-Medley 8100 | [6 empty] | Verified as Rental |  |  | MHHS-Mem City
NO | YES |  |  |  | FFL8453 |  | CAREFUSION | 8100M |  |  | Rental | MHHS-Mem City |  |  |  | FFL8453 |  | West & Memorial City |  | Rental | [7 empty] | PUMPINFUSION-ALARIS-Medley 8100 |  | MEDLEY PUMP MODULE LVP *MEMORIAL HERMANN |  |  | PUMPINFUSION-ALARIS-Medley 8100 | [6 empty] | Verified as Rental |  |  | MHHS-Mem City
NO | YES |  |  |  | FFL8460 |  | CAREFUSION | 8100M |  |  | Rental | MHHS-Mem City |  |  |  | FFL8460 |  | West & Memorial City |  | Rental | [7 empty] | PUMPINFUSION-ALARIS-Medley 8100 |  | MEDLEY PUMP MODULE LVP *MEMORIAL HERMANN |  |  | PUMPINFUSION-ALARIS-Medley 8100 | [6 empty] | Verified as Rental |  |  | MHHS-Mem City
NO | YES |  |  |  | FFL8471 |  | CAREFUSION | 8100M |  |  | Rental | MHHS-Mem City |  |  |  | FFL8471 |  | West & Memorial City |  | Rental | [7 empty] | PUMPINFUSION-ALARIS-Medley 8100 |  | MEDLEY PUMP MODULE LVP *MEMORIAL HERMANN |  |  | PUMPINFUSION-ALARIS-Medley 8100 | [6 empty] | Verified as Rental |  |  | MHHS-Mem City
NO | YES |  |  |  | FFL8503 |  | CAREFUSION | 8100M |  |  | Rental | MHHS-Mem City |  |  |  | FFL8503 |  | West & Memorial City |  | Rental | [7 empty] | PUMPINFUSION-ALARIS-Medley 8100 |  | MEDLEY PUMP MODULE LVP *MEMORIAL HERMANN |  |  | PUMPINFUSION-ALARIS-Medley 8100 | [6 empty] | Verified as Rental |  |  | MHHS-Mem City
NO | YES |  |  |  | FFL8507 |  | CAREFUSION | 8100M |  |  | Rental | MHHS-Mem City |  |  |  | FFL8507 |  | West & Memorial City |  | Rental | [7 empty] | PUMPINFUSION-ALARIS-Medley 8100 |  | MEDLEY PUMP MODULE LVP *MEMORIAL HERMANN |  |  | PUMPINFUSION-ALARIS-Medley 8100 | [6 empty] | Verified as Rental |  |  | MHHS-Mem City
NO | YES |  |  |  | FFL8529 |  | CAREFUSION | 8100M |  |  | Rental | MHHS-Mem City |  |  |  | FFL8529 |  | West & Memorial City |  | Rental | [7 empty] | PUMPINFUSION-ALARIS-Medley 8100 |  | MEDLEY PUMP MODULE LVP *MEMORIAL HERMANN |  |  | PUMPINFUSION-ALARIS-Medley 8100 | [6 empty] | Verified as Rental |  |  | MHHS-Mem City
NO | YES |  |  |  | FFL8541 |  | CAREFUSION | 8100M |  |  | Rental | MHHS-Mem City |  |  |  | FFL8541 |  | West & Memorial City |  | Rental | [7 empty] | PUMPINFUSION-ALARIS-Medley 8100 |  | MEDLEY PUMP MODULE LVP *MEMORIAL HERMANN |  |  | PUMPINFUSION-ALARIS-Medley 8100 | [6 empty] | Verified as Rental |  |  | MHHS-Mem City
NO | YES |  |  |  | FFL8546 |  | CAREFUSION | 8100M |  |  | Rental | MHHS-Mem City |  |  |  | FFL8546 |  | West & Memorial City |  | Rental | [7 empty] | PUMPINFUSION-ALARIS-Medley 8100 |  | MEDLEY PUMP MODULE LVP *MEMORIAL HERMANN |  |  | PUMPINFUSION-ALARIS-Medley 8100 | [6 empty] | Verified as Rental |  |  | MHHS-Mem City
NO | YES |  |  |  | FFL8548 |  | CAREFUSION | 8100M |  |  | Rental | MHHS-Mem City |  |  |  | FFL8548 |  | West & Memorial City |  | Rental | [7 empty] | PUMPINFUSION-ALARIS-Medley 8100 |  | MEDLEY PUMP MODULE LVP *MEMORIAL HERMANN |  |  | PUMPINFUSION-ALARIS-Medley 8100 | [6 empty] | Verified as Rental |  |  | MHHS-Mem City
NO | YES |  |  |  | FFL8556 |  | CAREFUSION | 8100M |  |  | Rental | MHHS-Mem City |  |  |  | FFL8556 |  | West & Memorial City |  | Rental | [7 empty] | PUMPINFUSION-ALARIS-Medley 8100 |  | MEDLEY PUMP MODULE LVP *MEMORIAL HERMANN |  |  | PUMPINFUSION-ALARIS-Medley 8100 | [6 empty] | Verified as Rental |  |  | MHHS-Mem City
NO | YES |  |  |  | FFL8564 |  | CAREFUSION | 8100M |  |  | Rental | MHHS-Mem City |  |  |  | FFL8564 |  | West & Memorial City |  | Rental | [7 empty] | PUMPINFUSION-ALARIS-Medley 8100 |  | MEDLEY PUMP MODULE LVP *MEMORIAL HERMANN |  |  | PUMPINFUSION-ALARIS-Medley 8100 | [6 empty] | Verified as Rental |  |  | MHHS-Mem City
NO | YES |  |  |  | FFL8572 |  | CAREFUSION | 8100M |  |  | Rental | MHHS-Mem City |  |  |  | FFL8572 |  | West & Memorial City |  | Rental | [7 empty] | PUMPINFUSION-ALARIS-Medley 8100 |  | MEDLEY PUMP MODULE LVP *MEMORIAL HERMANN |  |  | PUMPINFUSION-ALARIS-Medley 8100 | [6 empty] | Verified as Rental |  |  | MHHS-Mem City
NO | YES |  |  |  | FFL8573 |  | CAREFUSION | 8100M |  |  | Rental | MHHS-Mem City |  |  |  | FFL8573 |  | West & Memorial City |  | Rental | [7 empty] | PUMPINFUSION-ALARIS-Medley 8100 |  | MEDLEY PUMP MODULE LVP *MEMORIAL HERMANN |  |  | PUMPINFUSION-ALARIS-Medley 8100 | [6 empty] | Verified as Rental |  |  | MHHS-Mem City
NO | YES |  |  |  | FFL8574 |  | CAREFUSION | 8100M |  |  | Rental | MHHS-Mem City |  |  |  | FFL8574 |  | West & Memorial City |  | Rental | [7 empty] | PUMPINFUSION-ALARIS-Medley 8100 |  | MEDLEY PUMP MODULE LVP *MEMORIAL HERMANN |  |  | PUMPINFUSION-ALARIS-Medley 8100 | [6 empty] | Verified as Rental |  |  | MHHS-Mem City
NO | YES |  |  |  | FFL8585 |  | CAREFUSION | 8100M |  |  | Rental | MHHS-Mem City |  |  |  | FFL8585 |  | West & Memorial City |  | Rental | [7 empty] | PUMPINFUSION-ALARIS-Medley 8100 |  | MEDLEY PUMP MODULE LVP *MEMORIAL HERMANN |  |  | PUMPINFUSION-ALARIS-Medley 8100 | [6 empty] | Verified as Rental |  |  | MHHS-Mem City
NO | YES |  |  |  | FFL8659 |  | CAREFUSION | 8100M |  |  | Rental | MHHS-Mem City |  |  |  | FFL8659 |  | West & Memorial City |  | Rental | [7 empty] | PUMPINFUSION-ALARIS-Medley 8100 |  | MEDLEY PUMP MODULE LVP *MEMORIAL HERMANN |  |  | PUMPINFUSION-ALARIS-Medley 8100 | [6 empty] | Verified as Rental |  |  | MHHS-Mem City
NO | YES |  |  |  | FFL8663 |  | CAREFUSION | 8100M |  |  | Rental | MHHS-Mem City |  |  |  | FFL8663 |  | West & Memorial City |  | Rental | [7 empty] | PUMPINFUSION-ALARIS-Medley 8100 |  | MEDLEY PUMP MODULE LVP *MEMORIAL HERMANN |  |  | PUMPINFUSION-ALARIS-Medley 8100 | [6 empty] | Verified as Rental |  |  | MHHS-Mem City
NO | YES |  |  |  | FFL8699 |  | CAREFUSION | 8100M |  |  | Rental | MHHS-Mem City |  |  |  | FFL8699 |  | West & Memorial City |  | Rental | [7 empty] | PUMPINFUSION-ALARIS-Medley 8100 |  | MEDLEY PUMP MODULE LVP *MEMORIAL HERMANN |  |  | PUMPINFUSION-ALARIS-Medley 8100 | [6 empty] | Verified as Rental |  |  | MHHS-Mem City
NO | YES |  |  |  | FFL8720 |  | CAREFUSION | 8100M |  |  | Rental | MHHS-Mem City |  |  |  | FFL8720 |  | West & Memorial City |  | Rental | [7 empty] | PUMPINFUSION-ALARIS-Medley 8100 |  | MEDLEY PUMP MODULE LVP *MEMORIAL HERMANN |  |  | PUMPINFUSION-ALARIS-Medley 8100 | [6 empty] | Verified as Rental |  |  | MHHS-Mem City
NO | YES |  |  |  | FFL8725 |  | CAREFUSION | 8100M |  | 15318234A | Rental | MHHS-Mem City |  |  |  | FFL8725 |  | West & Memorial City |  | Rental | [7 empty] | PUMPINFUSION-ALARIS-Medley 8100 |  | MEDLEY PUMP MODULE LVP *MEMORIAL HERMANN |  |  | PUMPINFUSION-ALARIS-Medley 8100 | [6 empty] | Verified as Rental |  |  | MHHS-Mem City
NO | YES |  |  |  | FFL8728 |  | CAREFUSION | 8100M |  |  | Rental | MHHS-Mem City |  |  |  | FFL8728 |  | West & Memorial City |  | Rental | [7 empty] | PUMPINFUSION-ALARIS-Medley 8100 |  | MEDLEY PUMP MODULE LVP *MEMORIAL HERMANN |  |  | PUMPINFUSION-ALARIS-Medley 8100 | [6 empty] | Verified as Rental |  |  | MHHS-Mem City
NO | YES |  |  |  | FFL8730 |  | CAREFUSION | 8100M |  |  | Rental | MHHS-Mem City |  |  |  | FFL8730 |  | West & Memorial City |  | Rental | [7 empty] | PUMPINFUSION-ALARIS-Medley 8100 |  | MEDLEY PUMP MODULE LVP *MEMORIAL HERMANN |  |  | PUMPINFUSION-ALARIS-Medley 8100 | [6 empty] | Verified as Rental |  |  | MHHS-Mem City
NO | YES |  |  |  | FFL8734 |  | CAREFUSION | 8100M |  |  | Rental | MHHS-Mem City |  |  |  | FFL8734 |  | West & Memorial City |  | Rental | [7 empty] | PUMPINFUSION-ALARIS-Medley 8100 |  | MEDLEY PUMP MODULE LVP *MEMORIAL HERMANN |  |  | PUMPINFUSION-ALARIS-Medley 8100 | [6 empty] | Verified as Rental |  |  | MHHS-Mem City
NO | YES |  |  |  | FFL8743 |  | CAREFUSION | 8100M |  |  | Rental | MHHS-Mem City |  |  |  | FFL8743 |  | West & Memorial City |  | Rental | [7 empty] | PUMPINFUSION-ALARIS-Medley 8100 |  | MEDLEY PUMP MODULE LVP *MEMORIAL HERMANN |  |  | PUMPINFUSION-ALARIS-Medley 8100 | [6 empty] | Verified as Rental |  |  | MHHS-Mem City
NO | YES |  |  |  | FFL8745 |  | CAREFUSION | 8100M |  |  | Rental | MHHS-Mem City |  |  |  | FFL8745 |  | West & Memorial City |  | Rental | [7 empty] | PUMPINFUSION-ALARIS-Medley 8100 |  | MEDLEY PUMP MODULE LVP *MEMORIAL HERMANN |  |  | PUMPINFUSION-ALARIS-Medley 8100 | [6 empty] | Verified as Rental |  |  | MHHS-Mem City
NO | YES |  |  |  | FFL8747 |  | CAREFUSION | 8100M |  |  | Rental | MHHS-Mem City |  |  |  | FFL8747 |  | West & Memorial City |  | Rental | [7 empty] | PUMPINFUSION-ALARIS-Medley 8100 |  | MEDLEY PUMP MODULE LVP *MEMORIAL HERMANN |  |  | PUMPINFUSION-ALARIS-Medley 8100 | [6 empty] | Verified as Rental |  |  | MHHS-Mem City
NO | YES |  |  |  | FFL8756 |  | CAREFUSION | 8100M |  |  | Rental | MHHS-Mem City |  |  |  | FFL8756 |  | West & Memorial City |  | Rental | [7 empty] | PUMPINFUSION-ALARIS-Medley 8100 |  | MEDLEY PUMP MODULE LVP *MEMORIAL HERMANN |  |  | PUMPINFUSION-ALARIS-Medley 8100 | [6 empty] | Verified as Rental |  |  | MHHS-Mem City
NO | YES |  |  |  | FFL8764 |  | CAREFUSION | 8100M |  |  | Rental | MHHS-Mem City |  |  |  | FFL8764 |  | West & Memorial City |  | Rental | [7 empty] | PUMPINFUSION-ALARIS-Medley 8100 |  | MEDLEY PUMP MODULE LVP *MEMORIAL HERMANN |  |  | PUMPINFUSION-ALARIS-Medley 8100 | [6 empty] | Verified as Rental |  |  | MHHS-Mem City
NO | YES |  |  |  | FFL8766 |  | CAREFUSION | 8100M |  |  | Rental | MHHS-Mem City |  |  |  | FFL8766 |  | West & Memorial City |  | Rental | [7 empty] | PUMPINFUSION-ALARIS-Medley 8100 |  | MEDLEY PUMP MODULE LVP *MEMORIAL HERMANN |  |  | PUMPINFUSION-ALARIS-Medley 8100 | [6 empty] | Verified as Rental |  |  | MHHS-Mem City
NO | YES |  |  |  | FFL129 |  | CAREFUSION | 8100M |  |  | Rental | MHHS-Northeast |  |  |  | FFL129 |  | Katy |  | Rental | [7 empty] | PUMPINFUSION-ALARIS-Medley 8100 |  | MEDLEY PUMP MODULE LVP *MEMORIAL HERMANN |  |  | PUMPINFUSION-ALARIS-Medley 8100 | [6 empty] | Verified as Rental |  |  | MHHS-Northeast
NO | YES |  |  |  | FFL141 |  | CAREFUSION | 8100M |  |  | Rental | MHHS-Northeast |  |  |  | FFL141 |  | Katy |  | Rental | [7 empty] | PUMPINFUSION-ALARIS-Medley 8100 |  | MEDLEY PUMP MODULE LVP *MEMORIAL HERMANN |  |  | PUMPINFUSION-ALARIS-Medley 8100 | [6 empty] | Verified as Rental |  |  | MHHS-Northeast
NO | YES |  |  |  | FFL152 |  | CAREFUSION | 8100M |  |  | Rental | MHHS-Northeast |  |  |  | FFL152 |  | Katy |  | Rental | [7 empty] | PUMPINFUSION-ALARIS-Medley 8100 |  | MEDLEY PUMP MODULE LVP *MEMORIAL HERMANN |  |  | PUMPINFUSION-ALARIS-Medley 8100 | [6 empty] | Verified as Rental |  |  | MHHS-Northeast
NO | YES |  |  |  | FFL175 |  | CAREFUSION | 8100M |  |  | Rental | MHHS-Northeast |  |  |  | FFL175 |  | Katy |  | Rental | [7 empty] | PUMPINFUSION-ALARIS-Medley 8100 |  | MEDLEY PUMP MODULE LVP *MEMORIAL HERMANN |  |  | PUMPINFUSION-ALARIS-Medley 8100 | [6 empty] | Verified as Rental |  |  | MHHS-Northeast
NO | YES |  |  |  | FFL203 |  | CAREFUSION | 8100M |  |  | Rental | MHHS-Northeast |  |  |  | FFL203 |  | Katy |  | Rental | [7 empty] | PUMPINFUSION-ALARIS-Medley 8100 |  | MEDLEY PUMP MODULE LVP *MEMORIAL HERMANN |  |  | PUMPINFUSION-ALARIS-Medley 8100 | [6 empty] | Verified as Rental |  |  | MHHS-Northeast
NO | YES |  |  |  | FFL214 |  | CAREFUSION | 8100M |  |  | Rental | MHHS-Northeast |  |  |  | FFL214 |  | Katy |  | Rental | [7 empty] | PUMPINFUSION-ALARIS-Medley 8100 |  | MEDLEY PUMP MODULE LVP *MEMORIAL HERMANN |  |  | PUMPINFUSION-ALARIS-Medley 8100 | [6 empty] | Verified as Rental |  |  | MHHS-Northeast
NO | YES |  |  |  | FFL215 |  | CAREFUSION | 8100M |  |  | Rental | MHHS-Northeast |  |  |  | FFL215 |  | Katy |  | Rental | [7 empty] | PUMPINFUSION-ALARIS-Medley 8100 |  | MEDLEY PUMP MODULE LVP *MEMORIAL HERMANN |  |  | PUMPINFUSION-ALARIS-Medley 8100 | [6 empty] | Verified as Rental |  |  | MHHS-Northeast
NO | YES |  |  |  | FFL228 |  | CAREFUSION | 8100M |  |  | Rental | MHHS-Northeast |  |  |  | FFL228 |  | Katy |  | Rental | [7 empty] | PUMPINFUSION-ALARIS-Medley 8100 |  | MEDLEY PUMP MODULE LVP *MEMORIAL HERMANN |  |  | PUMPINFUSION-ALARIS-Medley 8100 | [6 empty] | Verified as Rental |  |  | MHHS-Northeast
NO | YES |  |  |  | FFL231 |  | CAREFUSION | 8100M |  |  | Rental | MHHS-Northeast |  |  |  | FFL231 |  | Katy |  | Rental | [7 empty] | PUMPINFUSION-ALARIS-Medley 8100 |  | MEDLEY PUMP MODULE LVP *MEMORIAL HERMANN |  |  | PUMPINFUSION-ALARIS-Medley 8100 | [6 empty] | Verified as Rental |  |  | MHHS-Northeast
NO | YES |  |  |  | FFL274 |  | CAREFUSION | 8100M |  |  | Rental | MHHS-Northeast |  |  |  | FFL274 |  | Katy |  | Rental | [7 empty] | PUMPINFUSION-ALARIS-Medley 8100 |  | MEDLEY PUMP MODULE LVP *MEMORIAL HERMANN |  |  | PUMPINFUSION-ALARIS-Medley 8100 | [6 empty] | Verified as Rental |  |  | MHHS-Northeast
NO | YES |  |  |  | FFL301 |  | CAREFUSION | 8100M |  |  | Rental | MHHS-Northeast |  |  |  | FFL301 |  | Katy |  | Rental | [7 empty] | PUMPINFUSION-ALARIS-Medley 8100 |  | MEDLEY PUMP MODULE LVP *MEMORIAL HERMANN |  |  | PUMPINFUSION-ALARIS-Medley 8100 | [6 empty] | Verified as Rental |  |  | MHHS-Northeast
NO | YES |  |  |  | FFL304 |  | CAREFUSION | 8100M |  |  | Rental | MHHS-Northeast |  |  |  | FFL304 |  | Katy |  | Rental | [7 empty] | PUMPINFUSION-ALARIS-Medley 8100 |  | MEDLEY PUMP MODULE LVP *MEMORIAL HERMANN |  |  | PUMPINFUSION-ALARIS-Medley 8100 | [6 empty] | Verified as Rental |  |  | MHHS-Northeast
NO | YES |  |  |  | FFL316 |  | CAREFUSION | 8100M |  |  | Rental | MHHS-Northeast |  |  |  | FFL316 |  | Katy |  | Rental | [7 empty] | PUMPINFUSION-ALARIS-Medley 8100 |  | MEDLEY PUMP MODULE LVP *MEMORIAL HERMANN |  |  | PUMPINFUSION-ALARIS-Medley 8100 | [6 empty] | Verified as Rental |  |  | MHHS-Northeast
NO | YES |  |  |  | FFL322 |  | CAREFUSION | 8100M |  |  | Rental | MHHS-Northeast |  |  |  | FFL322 |  | Katy |  | Rental | [7 empty] | PUMPINFUSION-ALARIS-Medley 8100 |  | MEDLEY PUMP MODULE LVP *MEMORIAL HERMANN |  |  | PUMPINFUSION-ALARIS-Medley 8100 | [6 empty] | Verified as Rental |  |  | MHHS-Northeast
NO | YES |  |  |  | FFL368 |  | CAREFUSION | 8100M |  |  | Rental | MHHS-Northeast |  |  |  | FFL368 |  | Katy |  | Rental | [7 empty] | PUMPINFUSION-ALARIS-Medley 8100 |  | MEDLEY PUMP MODULE LVP *MEMORIAL HERMANN |  |  | PUMPINFUSION-ALARIS-Medley 8100 | [6 empty] | Verified as Rental |  |  | MHHS-Northeast
NO | YES |  |  |  | FFL385 |  | CAREFUSION | 8100M |  |  | Rental | MHHS-Northeast |  |  |  | FFL385 |  | Katy |  | Rental | [7 empty] | PUMPINFUSION-ALARIS-Medley 8100 |  | MEDLEY PUMP MODULE LVP *MEMORIAL HERMANN |  |  | PUMPINFUSION-ALARIS-Medley 8100 | [6 empty] | Verified as Rental |  |  | MHHS-Northeast
NO | YES |  |  |  | FFL431 |  | CAREFUSION | 8100M |  |  | Rental | MHHS-Northeast |  |  |  | FFL431 |  | Katy |  | Rental | [7 empty] | PUMPINFUSION-ALARIS-Medley 8100 |  | MEDLEY PUMP MODULE LVP *MEMORIAL HERMANN |  |  | PUMPINFUSION-ALARIS-Medley 8100 | [6 empty] | Verified as Rental |  |  | MHHS-Northeast
NO | YES |  |  |  | FFL437 |  | CAREFUSION | 8100M |  |  | Rental | MHHS-Northeast |  |  |  | FFL437 |  | Katy |  | Rental | [7 empty] | PUMPINFUSION-ALARIS-Medley 8100 |  | MEDLEY PUMP MODULE LVP *MEMORIAL HERMANN |  |  | PUMPINFUSION-ALARIS-Medley 8100 | [6 empty] | Verified as Rental |  |  | MHHS-Northeast
NO | YES |  |  |  | FFL484 |  | CAREFUSION | 8100M |  |  | Rental | MHHS-Northeast |  |  |  | FFL484 |  | Katy |  | Rental | [7 empty] | PUMPINFUSION-ALARIS-Medley 8100 |  | MEDLEY PUMP MODULE LVP *MEMORIAL HERMANN |  |  | PUMPINFUSION-ALARIS-Medley 8100 | [6 empty] | Verified as Rental |  |  | MHHS-Northeast
NO | YES |  |  |  | FFL486 |  | CAREFUSION | 8100M |  |  | Rental | MHHS-Northeast |  |  |  | FFL486 |  | Katy |  | Rental | [7 empty] | PUMPINFUSION-ALARIS-Medley 8100 |  | MEDLEY PUMP MODULE LVP *MEMORIAL HERMANN |  |  | PUMPINFUSION-ALARIS-Medley 8100 | [6 empty] | Verified as Rental |  |  | MHHS-Northeast
NO | YES |  |  |  | FFL509 |  | CAREFUSION | 8100M |  |  | Rental | MHHS-Northeast |  |  |  | FFL509 |  | Katy |  | Rental | [7 empty] | PUMPINFUSION-ALARIS-Medley 8100 |  | MEDLEY PUMP MODULE LVP *MEMORIAL HERMANN |  |  | PUMPINFUSION-ALARIS-Medley 8100 | [6 empty] | Verified as Rental |  |  | MHHS-Northeast
NO | YES |  |  |  | FFL525 |  | CAREFUSION | 8100M |  |  | Rental | MHHS-Northeast |  |  |  | FFL525 |  | Katy |  | Rental | [7 empty] | PUMPINFUSION-ALARIS-Medley 8100 |  | MEDLEY PUMP MODULE LVP *MEMORIAL HERMANN |  |  | PUMPINFUSION-ALARIS-Medley 8100 | [6 empty] | Verified as Rental |  |  | MHHS-Northeast
NO | YES |  |  |  | FFL528 |  | CAREFUSION | 8100M |  |  | Rental | MHHS-Northeast |  |  |  | FFL528 |  | Katy |  | Rental | [7 empty] | PUMPINFUSION-ALARIS-Medley 8100 |  | MEDLEY PUMP MODULE LVP *MEMORIAL HERMANN |  |  | PUMPINFUSION-ALARIS-Medley 8100 | [6 empty] | Verified as Rental |  |  | MHHS-Northeast
NO | YES |  |  |  | FFL570 |  | CAREFUSION | 8100M |  |  | Rental | MHHS-Northeast |  |  |  | FFL570 |  | Katy |  | Rental | [7 empty] | PUMPINFUSION-ALARIS-Medley 8100 |  | MEDLEY PUMP MODULE LVP *MEMORIAL HERMANN |  |  | PUMPINFUSION-ALARIS-Medley 8100 | [6 empty] | Verified as Rental |  |  | MHHS-Northeast
NO | YES |  |  |  | FFL596 |  | CAREFUSION | 8100M |  |  | Rental | MHHS-Northeast |  |  |  | FFL596 |  | Katy |  | Rental | [7 empty] | PUMPINFUSION-ALARIS-Medley 8100 |  | MEDLEY PUMP MODULE LVP *MEMORIAL HERMANN |  |  | PUMPINFUSION-ALARIS-Medley 8100 | [6 empty] | Verified as Rental |  |  | MHHS-Northeast
NO | YES |  |  |  | FFL621 |  | CAREFUSION | 8100M |  |  | Rental | MHHS-Northeast |  |  |  | FFL621 |  | Katy |  | Rental | [7 empty] | PUMPINFUSION-ALARIS-Medley 8100 |  | MEDLEY PUMP MODULE LVP *MEMORIAL HERMANN |  |  | PUMPINFUSION-ALARIS-Medley 8100 | [6 empty] | Verified as Rental |  |  | MHHS-Northeast
NO | YES |  |  |  | FFL637 |  | CAREFUSION | 8100M |  |  | Rental | MHHS-Northeast |  |  |  | FFL637 |  | Katy |  | Rental | [7 empty] | PUMPINFUSION-ALARIS-Medley 8100 |  | MEDLEY PUMP MODULE LVP *MEMORIAL HERMANN |  |  | PUMPINFUSION-ALARIS-Medley 8100 | [6 empty] | Verified as Rental |  |  | MHHS-Northeast
NO | YES |  |  |  | FFL643 |  | CAREFUSION | 8100M |  |  | Rental | MHHS-Northeast |  |  |  | FFL643 |  | Katy |  | Rental | [7 empty] | PUMPINFUSION-ALARIS-Medley 8100 |  | MEDLEY PUMP MODULE LVP *MEMORIAL HERMANN |  |  | PUMPINFUSION-ALARIS-Medley 8100 | [6 empty] | Verified as Rental |  |  | MHHS-Northeast
NO | YES |  |  |  | FFL694 |  | CAREFUSION | 8100M |  |  | Rental | MHHS-Northeast |  |  |  | FFL694 |  | Katy |  | Rental | [7 empty] | PUMPINFUSION-ALARIS-Medley 8100 |  | MEDLEY PUMP MODULE LVP *MEMORIAL HERMANN |  |  | PUMPINFUSION-ALARIS-Medley 8100 | [6 empty] | Verified as Rental |  |  | MHHS-Northeast
NO | YES |  |  |  | FFL697 |  | CAREFUSION | 8100M |  |  | Rental | MHHS-Northeast |  |  |  | FFL697 |  | Katy |  | Rental | [7 empty] | PUMPINFUSION-ALARIS-Medley 8100 |  | MEDLEY PUMP MODULE LVP *MEMORIAL HERMANN |  |  | PUMPINFUSION-ALARIS-Medley 8100 | [6 empty] | Verified as Rental |  |  | MHHS-Northeast
NO | YES |  |  |  | FFL710 |  | CAREFUSION | 8100M |  |  | Rental | MHHS-Northeast |  |  |  | FFL710 |  | Katy |  | Rental | [7 empty] | PUMPINFUSION-ALARIS-Medley 8100 |  | MEDLEY PUMP MODULE LVP *MEMORIAL HERMANN |  |  | PUMPINFUSION-ALARIS-Medley 8100 | [6 empty] | Verified as Rental |  |  | MHHS-Northeast
NO | YES |  |  |  | FFL722 |  | CAREFUSION | 8100M |  |  | Rental | MHHS-Northeast |  |  |  | FFL722 |  | Katy |  | Rental | [7 empty] | PUMPINFUSION-ALARIS-Medley 8100 |  | MEDLEY PUMP MODULE LVP *MEMORIAL HERMANN |  |  | PUMPINFUSION-ALARIS-Medley 8100 | [6 empty] | Verified as Rental |  |  | MHHS-Northeast
NO | YES |  |  |  | FFL733 |  | CAREFUSION | 8100M |  |  | Rental | MHHS-Northeast |  |  |  | FFL733 |  | Katy |  | Rental | [7 empty] | PUMPINFUSION-ALARIS-Medley 8100 |  | MEDLEY PUMP MODULE LVP *MEMORIAL HERMANN |  |  | PUMPINFUSION-ALARIS-Medley 8100 | [6 empty] | Verified as Rental |  |  | MHHS-Northeast
NO | YES |  |  |  | FFL762 |  | CAREFUSION | 8100M |  |  | Rental | MHHS-Northeast |  |  |  | FFL762 |  | Katy |  | Rental | [7 empty] | PUMPINFUSION-ALARIS-Medley 8100 |  | MEDLEY PUMP MODULE LVP *MEMORIAL HERMANN |  |  | PUMPINFUSION-ALARIS-Medley 8100 | [6 empty] | Verified as Rental |  |  | MHHS-Northeast
NO | YES |  |  |  | FFL771 |  | CAREFUSION | 8100M |  |  | Rental | MHHS-Northeast |  |  |  | FFL771 |  | Katy |  | Rental | [7 empty] | PUMPINFUSION-ALARIS-Medley 8100 |  | MEDLEY PUMP MODULE LVP *MEMORIAL HERMANN |  |  | PUMPINFUSION-ALARIS-Medley 8100 | [6 empty] | Verified as Rental |  |  | MHHS-Northeast
NO | YES |  |  |  | FFL784 |  | CAREFUSION | 8100M |  |  | Rental | MHHS-Northeast |  |  |  | FFL784 |  | Katy |  | Rental | [7 empty] | PUMPINFUSION-ALARIS-Medley 8100 |  | MEDLEY PUMP MODULE LVP *MEMORIAL HERMANN |  |  | PUMPINFUSION-ALARIS-Medley 8100 | [6 empty] | Verified as Rental |  |  | MHHS-Northeast
NO | YES |  |  |  | FFL788 |  | CAREFUSION | 8100M |  |  | Rental | MHHS-Northeast |  |  |  | FFL788 |  | Katy |  | Rental | [7 empty] | PUMPINFUSION-ALARIS-Medley 8100 |  | MEDLEY PUMP MODULE LVP *MEMORIAL HERMANN |  |  | PUMPINFUSION-ALARIS-Medley 8100 | [6 empty] | Verified as Rental |  |  | MHHS-Northeast
NO | YES |  |  |  | FFL790 |  | CAREFUSION | 8100M |  |  | Rental | MHHS-Northeast |  |  |  | FFL790 |  | Katy |  | Rental | [7 empty] | PUMPINFUSION-ALARIS-Medley 8100 |  | MEDLEY PUMP MODULE LVP *MEMORIAL HERMANN |  |  | PUMPINFUSION-ALARIS-Medley 8100 | [6 empty] | Verified as Rental |  |  | MHHS-Northeast
NO | YES |  |  |  | FFL798 |  | CAREFUSION | 8100M |  |  | Rental | MHHS-Northeast |  |  |  | FFL798 |  | Katy |  | Rental | [7 empty] | PUMPINFUSION-ALARIS-Medley 8100 |  | MEDLEY PUMP MODULE LVP *MEMORIAL HERMANN |  |  | PUMPINFUSION-ALARIS-Medley 8100 | [6 empty] | Verified as Rental |  |  | MHHS-Northeast
NO | YES |  |  |  | FFL809 |  | CAREFUSION | 8100M |  |  | Rental | MHHS-Northeast |  |  |  | FFL809 |  | Katy |  | Rental | [7 empty] | PUMPINFUSION-ALARIS-Medley 8100 |  | MEDLEY PUMP MODULE LVP *MEMORIAL HERMANN |  |  | PUMPINFUSION-ALARIS-Medley 8100 | [6 empty] | Verified as Rental |  |  | MHHS-Northeast
NO | YES |  |  |  | FFL830 |  | CAREFUSION | 8100M |  |  | Rental | MHHS-Northeast |  |  |  | FFL830 |  | Katy |  | Rental | [7 empty] | PUMPINFUSION-ALARIS-Medley 8100 |  | MEDLEY PUMP MODULE LVP *MEMORIAL HERMANN |  |  | PUMPINFUSION-ALARIS-Medley 8100 | [6 empty] | Verified as Rental |  |  | MHHS-Northeast
NO | YES |  |  |  | FFL842 |  | CAREFUSION | 8100M |  |  | Rental | MHHS-Northeast |  |  |  | FFL842 |  | Katy |  | Rental | [7 empty] | PUMPINFUSION-ALARIS-Medley 8100 |  | MEDLEY PUMP MODULE LVP *MEMORIAL HERMANN |  |  | PUMPINFUSION-ALARIS-Medley 8100 | [6 empty] | Verified as Rental |  |  | MHHS-Northeast
NO | YES |  |  |  | FFL871 |  | CAREFUSION | 8100M |  |  | Rental | MHHS-Northeast |  |  |  | FFL871 |  | Katy |  | Rental | [7 empty] | PUMPINFUSION-ALARIS-Medley 8100 |  | MEDLEY PUMP MODULE LVP *MEMORIAL HERMANN |  |  | PUMPINFUSION-ALARIS-Medley 8100 | [6 empty] | Verified as Rental |  |  | MHHS-Northeast
NO | YES |  |  |  | FFL893 |  | CAREFUSION | 8100M |  |  | Rental | MHHS-Northeast |  |  |  | FFL893 |  | Katy |  | Rental | [7 empty] | PUMPINFUSION-ALARIS-Medley 8100 |  | MEDLEY PUMP MODULE LVP *MEMORIAL HERMANN |  |  | PUMPINFUSION-ALARIS-Medley 8100 | [6 empty] | Verified as Rental |  |  | MHHS-Northeast
NO | YES |  |  |  | FFL902 |  | CAREFUSION | 8100M |  |  | Rental | MHHS-Northeast |  |  |  | FFL902 |  | Katy |  | Rental | [7 empty] | PUMPINFUSION-ALARIS-Medley 8100 |  | MEDLEY PUMP MODULE LVP *MEMORIAL HERMANN |  |  | PUMPINFUSION-ALARIS-Medley 8100 | [6 empty] | Verified as Rental |  |  | MHHS-Northeast
NO | YES |  |  |  | FFL932 |  | CAREFUSION | 8100M |  |  | Rental | MHHS-Northeast |  |  |  | FFL932 |  | Katy |  | Rental | [7 empty] | PUMPINFUSION-ALARIS-Medley 8100 |  | MEDLEY PUMP MODULE LVP *MEMORIAL HERMANN |  |  | PUMPINFUSION-ALARIS-Medley 8100 | [6 empty] | Verified as Rental |  |  | MHHS-Northeast
NO | YES |  |  |  | FFL938 |  | CAREFUSION | 8100M |  |  | Rental | MHHS-Northeast |  |  |  | FFL938 |  | Katy |  | Rental | [7 empty] | PUMPINFUSION-ALARIS-Medley 8100 |  | MEDLEY PUMP MODULE LVP *MEMORIAL HERMANN |  |  | PUMPINFUSION-ALARIS-Medley 8100 | [6 empty] | Verified as Rental |  |  | MHHS-Northeast
NO | YES |  |  |  | FFL942 |  | CAREFUSION | 8100M |  |  | Rental | MHHS-Northeast |  |  |  | FFL942 |  | Katy |  | Rental | [7 empty] | PUMPINFUSION-ALARIS-Medley 8100 |  | MEDLEY PUMP MODULE LVP *MEMORIAL HERMANN |  |  | PUMPINFUSION-ALARIS-Medley 8100 | [6 empty] | Verified as Rental |  |  | MHHS-Northeast
NO | YES |  |  |  | FFL966 |  | CAREFUSION | 8100M |  |  | Rental | MHHS-Northeast |  |  |  | FFL966 |  | Katy |  | Rental | [7 empty] | PUMPINFUSION-ALARIS-Medley 8100 |  | MEDLEY PUMP MODULE LVP *MEMORIAL HERMANN |  |  | PUMPINFUSION-ALARIS-Medley 8100 | [6 empty] | Verified as Rental |  |  | MHHS-Northeast
NO | YES |  |  |  | FFL977 |  | CAREFUSION | 8100M |  |  | Rental | MHHS-Northeast |  |  |  | FFL977 |  | Katy |  | Rental | [7 empty] | PUMPINFUSION-ALARIS-Medley 8100 |  | MEDLEY PUMP MODULE LVP *MEMORIAL HERMANN |  |  | PUMPINFUSION-ALARIS-Medley 8100 | [6 empty] | Verified as Rental |  |  | MHHS-Northeast
NO | YES |  |  |  | FFL996 |  | CAREFUSION | 8100M |  |  | Rental | MHHS-Northeast |  |  |  | FFL996 |  | Katy |  | Rental | [7 empty] | PUMPINFUSION-ALARIS-Medley 8100 |  | MEDLEY PUMP MODULE LVP *MEMORIAL HERMANN |  |  | PUMPINFUSION-ALARIS-Medley 8100 | [6 empty] | Verified as Rental |  |  | MHHS-Northeast
NO | YES |  |  |  | FFL1018 |  | CAREFUSION | 8100M |  |  | Rental | MHHS-Northeast |  |  |  | FFL1018 |  | Katy |  | Rental | [7 empty] | PUMPINFUSION-ALARIS-Medley 8100 |  | MEDLEY PUMP MODULE LVP *MEMORIAL HERMANN |  |  | PUMPINFUSION-ALARIS-Medley 8100 | [6 empty] | Verified as Rental |  |  | MHHS-Northeast
NO | YES |  |  |  | FFL1035 |  | CAREFUSION | 8100M |  |  | Rental | MHHS-Northeast |  |  |  | FFL1035 |  | Katy |  | Rental | [7 empty] | PUMPINFUSION-ALARIS-Medley 8100 |  | MEDLEY PUMP MODULE LVP *MEMORIAL HERMANN |  |  | PUMPINFUSION-ALARIS-Medley 8100 | [6 empty] | Verified as Rental |  |  | MHHS-Northeast
NO | YES |  |  |  | FFL1049 |  | CAREFUSION | 8100M |  |  | Rental | MHHS-Northeast |  |  |  | FFL1049 |  | Katy |  | Rental | [7 empty] | PUMPINFUSION-ALARIS-Medley 8100 |  | MEDLEY PUMP MODULE LVP *MEMORIAL HERMANN |  |  | PUMPINFUSION-ALARIS-Medley 8100 | [6 empty] | Verified as Rental |  |  | MHHS-Northeast
NO | YES |  |  |  | FFL1108 |  | CAREFUSION | 8100M |  |  | Rental | MHHS-Northeast |  |  |  | FFL1108 |  | Katy |  | Rental | [7 empty] | PUMPINFUSION-ALARIS-Medley 8100 |  | MEDLEY PUMP MODULE LVP *MEMORIAL HERMANN |  |  | PUMPINFUSION-ALARIS-Medley 8100 | [6 empty] | Verified as Rental |  |  | MHHS-Northeast
NO | YES |  |  |  | FFL1119 |  | CAREFUSION | 8100M |  |  | Rental | MHHS-Northeast |  |  |  | FFL1119 |  | Katy |  | Rental | [7 empty] | PUMPINFUSION-ALARIS-Medley 8100 |  | MEDLEY PUMP MODULE LVP *MEMORIAL HERMANN |  |  | PUMPINFUSION-ALARIS-Medley 8100 | [6 empty] | Verified as Rental |  |  | MHHS-Northeast
NO | YES |  |  |  | FFL1131 |  | CAREFUSION | 8100M |  |  | Rental | MHHS-Northeast |  |  |  | FFL1131 |  | Katy |  | Rental | [7 empty] | PUMPINFUSION-ALARIS-Medley 8100 |  | MEDLEY PUMP MODULE LVP *MEMORIAL HERMANN |  |  | PUMPINFUSION-ALARIS-Medley 8100 | [6 empty] | Verified as Rental |  |  | MHHS-Northeast
NO | YES |  |  |  | FFL1134 |  | CAREFUSION | 8100M |  |  | Rental | MHHS-Northeast |  |  |  | FFL1134 |  | Katy |  | Rental | [7 empty] | PUMPINFUSION-ALARIS-Medley 8100 |  | MEDLEY PUMP MODULE LVP *MEMORIAL HERMANN |  |  | PUMPINFUSION-ALARIS-Medley 8100 | [6 empty] | Verified as Rental |  |  | MHHS-Northeast
NO | YES |  |  |  | FFL1150 |  | CAREFUSION | 8100M |  |  | Rental | MHHS-Northeast |  |  |  | FFL1150 |  | Katy |  | Rental | [7 empty] | PUMPINFUSION-ALARIS-Medley 8100 |  | MEDLEY PUMP MODULE LVP *MEMORIAL HERMANN |  |  | PUMPINFUSION-ALARIS-Medley 8100 | [6 empty] | Verified as Rental |  |  | MHHS-Northeast
NO | YES |  |  |  | FFL1169 |  | CAREFUSION | 8100M |  |  | Rental | MHHS-Northeast |  |  |  | FFL1169 |  | Katy |  | Rental | [7 empty] | PUMPINFUSION-ALARIS-Medley 8100 |  | MEDLEY PUMP MODULE LVP *MEMORIAL HERMANN |  |  | PUMPINFUSION-ALARIS-Medley 8100 | [6 empty] | Verified as Rental |  |  | MHHS-Northeast
NO | YES |  |  |  | FFL1177 |  | CAREFUSION | 8100M |  |  | Rental | MHHS-Northeast |  |  |  | FFL1177 |  | Katy |  | Rental | [7 empty] | PUMPINFUSION-ALARIS-Medley 8100 |  | MEDLEY PUMP MODULE LVP *MEMORIAL HERMANN |  |  | PUMPINFUSION-ALARIS-Medley 8100 | [6 empty] | Verified as Rental |  |  | MHHS-Northeast
NO | YES |  |  |  | FFL1189 |  | CAREFUSION | 8100M |  |  | Rental | MHHS-Northeast |  |  |  | FFL1189 |  | Katy |  | Rental | [7 empty] | PUMPINFUSION-ALARIS-Medley 8100 |  | MEDLEY PUMP MODULE LVP *MEMORIAL HERMANN |  |  | PUMPINFUSION-ALARIS-Medley 8100 | [6 empty] | Verified as Rental |  |  | MHHS-Northeast
NO | YES |  |  |  | FFL1220 |  | CAREFUSION | 8100M |  |  | Rental | MHHS-Northeast |  |  |  | FFL1220 |  | Katy |  | Rental | [7 empty] | PUMPINFUSION-ALARIS-Medley 8100 |  | MEDLEY PUMP MODULE LVP *MEMORIAL HERMANN |  |  | PUMPINFUSION-ALARIS-Medley 8100 | [6 empty] | Verified as Rental |  |  | MHHS-Northeast
NO | YES |  |  |  | FFL1238 |  | CAREFUSION | 8100M |  |  | Rental | MHHS-Northeast |  |  |  | FFL1238 |  | Katy |  | Rental | [7 empty] | PUMPINFUSION-ALARIS-Medley 8100 |  | MEDLEY PUMP MODULE LVP *MEMORIAL HERMANN |  |  | PUMPINFUSION-ALARIS-Medley 8100 | [6 empty] | Verified as Rental |  |  | MHHS-Northeast
NO | YES |  |  |  | FFL1279 |  | CAREFUSION | 8100M |  |  | Rental | MHHS-Northeast |  |  |  | FFL1279 |  | Katy |  | Rental | [7 empty] | PUMPINFUSION-ALARIS-Medley 8100 |  | MEDLEY PUMP MODULE LVP *MEMORIAL HERMANN |  |  | PUMPINFUSION-ALARIS-Medley 8100 | [6 empty] | Verified as Rental |  |  | MHHS-Northeast
NO | YES |  |  |  | FFL1304 |  | CAREFUSION | 8100M |  |  | Rental | MHHS-Northeast |  |  |  | FFL1304 |  | Katy |  | Rental | [7 empty] | PUMPINFUSION-ALARIS-Medley 8100 |  | MEDLEY PUMP MODULE LVP *MEMORIAL HERMANN |  |  | PUMPINFUSION-ALARIS-Medley 8100 | [6 empty] | Verified as Rental |  |  | MHHS-Northeast
NO | YES |  |  |  | FFL1363 |  | CAREFUSION | 8100M |  |  | Rental | MHHS-Northeast |  |  |  | FFL1363 |  | Katy |  | Rental | [7 empty] | PUMPINFUSION-ALARIS-Medley 8100 |  | MEDLEY PUMP MODULE LVP *MEMORIAL HERMANN |  |  | PUMPINFUSION-ALARIS-Medley 8100 | [6 empty] | Verified as Rental |  |  | MHHS-Northeast
NO | YES |  |  |  | FFL1367 |  | CAREFUSION | 8100M |  |  | Rental | MHHS-Northeast |  |  |  | FFL1367 |  | Katy |  | Rental | [7 empty] | PUMPINFUSION-ALARIS-Medley 8100 |  | MEDLEY PUMP MODULE LVP *MEMORIAL HERMANN |  |  | PUMPINFUSION-ALARIS-Medley 8100 | [6 empty] | Verified as Rental |  |  | MHHS-Northeast
NO | YES |  |  |  | FFL1372 |  | CAREFUSION | 8100M |  |  | Rental | MHHS-Northeast |  |  |  | FFL1372 |  | Katy |  | Rental | [7 empty] | PUMPINFUSION-ALARIS-Medley 8100 |  | MEDLEY PUMP MODULE LVP *MEMORIAL HERMANN |  |  | PUMPINFUSION-ALARIS-Medley 8100 | [6 empty] | Verified as Rental |  |  | MHHS-Northeast
NO | YES |  |  |  | FFL1378 |  | CAREFUSION | 8100M |  |  | Rental | MHHS-Northeast |  |  |  | FFL1378 |  | Katy |  | Rental | [7 empty] | PUMPINFUSION-ALARIS-Medley 8100 |  | MEDLEY PUMP MODULE LVP *MEMORIAL HERMANN |  |  | PUMPINFUSION-ALARIS-Medley 8100 | [6 empty] | Verified as Rental |  |  | MHHS-Northeast
NO | YES |  |  |  | FFL1380 |  | CAREFUSION | 8100M |  |  | Rental | MHHS-Northeast |  |  |  | FFL1380 |  | Katy |  | Rental | [7 empty] | PUMPINFUSION-ALARIS-Medley 8100 |  | MEDLEY PUMP MODULE LVP *MEMORIAL HERMANN |  |  | PUMPINFUSION-ALARIS-Medley 8100 | [6 empty] | Verified as Rental |  |  | MHHS-Northeast
NO | YES |  |  |  | FFL1381 |  | CAREFUSION | 8100M |  |  | Rental | MHHS-Northeast |  |  |  | FFL1381 |  | Katy |  | Rental | [7 empty] | PUMPINFUSION-ALARIS-Medley 8100 |  | MEDLEY PUMP MODULE LVP *MEMORIAL HERMANN |  |  | PUMPINFUSION-ALARIS-Medley 8100 | [6 empty] | Verified as Rental |  |  | MHHS-Northeast
NO | YES |  |  |  | FFL1394 |  | CAREFUSION | 8100M |  |  | Rental | MHHS-Northeast |  |  |  | FFL1394 |  | Katy |  | Rental | [7 empty] | PUMPINFUSION-ALARIS-Medley 8100 |  | MEDLEY PUMP MODULE LVP *MEMORIAL HERMANN |  |  | PUMPINFUSION-ALARIS-Medley 8100 | [6 empty] | Verified as Rental |  |  | MHHS-Northeast
NO | YES |  |  |  | FFL1419 |  | CAREFUSION | 8100M |  |  | Rental | MHHS-Northeast |  |  |  | FFL1419 |  | Katy |  | Rental | [7 empty] | PUMPINFUSION-ALARIS-Medley 8100 |  | MEDLEY PUMP MODULE LVP *MEMORIAL HERMANN |  |  | PUMPINFUSION-ALARIS-Medley 8100 | [6 empty] | Verified as Rental |  |  | MHHS-Northeast
NO | YES |  |  |  | FFL1443 |  | CAREFUSION | 8100M |  |  | Rental | MHHS-Northeast |  |  |  | FFL1443 |  | Katy |  | Rental | [7 empty] | PUMPINFUSION-ALARIS-Medley 8100 |  | MEDLEY PUMP MODULE LVP *MEMORIAL HERMANN |  |  | PUMPINFUSION-ALARIS-Medley 8100 | [6 empty] | Verified as Rental |  |  | MHHS-Northeast
NO | YES |  |  |  | FFL1445 |  | CAREFUSION | 8100M |  |  | Rental | MHHS-Northeast |  |  |  | FFL1445 |  | Katy |  | Rental | [7 empty] | PUMPINFUSION-ALARIS-Medley 8100 |  | MEDLEY PUMP MODULE LVP *MEMORIAL HERMANN |  |  | PUMPINFUSION-ALARIS-Medley 8100 | [6 empty] | Verified as Rental |  |  | MHHS-Northeast
NO | YES |  |  |  | FFL1484 |  | CAREFUSION | 8100M |  |  | Rental | MHHS-Northeast |  |  |  | FFL1484 |  | Katy |  | Rental | [7 empty] | PUMPINFUSION-ALARIS-Medley 8100 |  | MEDLEY PUMP MODULE LVP *MEMORIAL HERMANN |  |  | PUMPINFUSION-ALARIS-Medley 8100 | [6 empty] | Verified as Rental |  |  | MHHS-Northeast
NO | YES |  |  |  | FFL1492 |  | CAREFUSION | 8100M |  |  | Rental | MHHS-Northeast |  |  |  | FFL1492 |  | Katy |  | Rental | [7 empty] | PUMPINFUSION-ALARIS-Medley 8100 |  | MEDLEY PUMP MODULE LVP *MEMORIAL HERMANN |  |  | PUMPINFUSION-ALARIS-Medley 8100 | [6 empty] | Verified as Rental |  |  | MHHS-Northeast
NO | YES |  |  |  | FFL1516 |  | CAREFUSION | 8100M |  |  | Rental | MHHS-Northeast |  |  |  | FFL1516 |  | Katy |  | Rental | [7 empty] | PUMPINFUSION-ALARIS-Medley 8100 |  | MEDLEY PUMP MODULE LVP *MEMORIAL HERMANN |  |  | PUMPINFUSION-ALARIS-Medley 8100 | [6 empty] | Verified as Rental |  |  | MHHS-Northeast
NO | YES |  |  |  | FFL1522 |  | CAREFUSION | 8100M |  |  | Rental | MHHS-Northeast |  |  |  | FFL1522 |  | Katy |  | Rental | [7 empty] | PUMPINFUSION-ALARIS-Medley 8100 |  | MEDLEY PUMP MODULE LVP *MEMORIAL HERMANN |  |  | PUMPINFUSION-ALARIS-Medley 8100 | [6 empty] | Verified as Rental |  |  | MHHS-Northeast
NO | YES |  |  |  | FFL1529 |  | CAREFUSION | 8100M |  |  | Rental | MHHS-Northeast |  |  |  | FFL1529 |  | Katy |  | Rental | [7 empty] | PUMPINFUSION-ALARIS-Medley 8100 |  | MEDLEY PUMP MODULE LVP *MEMORIAL HERMANN |  |  | PUMPINFUSION-ALARIS-Medley 8100 | [6 empty] | Verified as Rental |  |  | MHHS-Northeast
NO | YES |  |  |  | FFL1536 |  | CAREFUSION | 8100M |  |  | Rental | MHHS-Northeast |  |  |  | FFL1536 |  | Katy |  | Rental | [7 empty] | PUMPINFUSION-ALARIS-Medley 8100 |  | MEDLEY PUMP MODULE LVP *MEMORIAL HERMANN |  |  | PUMPINFUSION-ALARIS-Medley 8100 | [6 empty] | Verified as Rental |  |  | MHHS-Northeast
NO | YES |  |  |  | FFL1566 |  | CAREFUSION | 8100M |  |  | Rental | MHHS-Northeast |  |  |  | FFL1566 |  | Katy |  | Rental | [7 empty] | PUMPINFUSION-ALARIS-Medley 8100 |  | MEDLEY PUMP MODULE LVP *MEMORIAL HERMANN |  |  | PUMPINFUSION-ALARIS-Medley 8100 | [6 empty] | Verified as Rental |  |  | MHHS-Northeast
NO | YES |  |  |  | FFL1572 |  | CAREFUSION | 8100M |  |  | Rental | MHHS-Northeast |  |  |  | FFL1572 |  | Katy |  | Rental | [7 empty] | PUMPINFUSION-ALARIS-Medley 8100 |  | MEDLEY PUMP MODULE LVP *MEMORIAL HERMANN |  |  | PUMPINFUSION-ALARIS-Medley 8100 | [6 empty] | Verified as Rental |  |  | MHHS-Northeast
NO | YES |  |  |  | FFL1577 |  | CAREFUSION | 8100M |  |  | Rental | MHHS-Northeast |  |  |  | FFL1577 |  | Katy |  | Rental | [7 empty] | PUMPINFUSION-ALARIS-Medley 8100 |  | MEDLEY PUMP MODULE LVP *MEMORIAL HERMANN |  |  | PUMPINFUSION-ALARIS-Medley 8100 | [6 empty] | Verified as Rental |  |  | MHHS-Northeast
NO | YES |  |  |  | FFL1585 |  | CAREFUSION | 8100M |  |  | Rental | MHHS-Northeast |  |  |  | FFL1585 |  | Katy |  | Rental | [7 empty] | PUMPINFUSION-ALARIS-Medley 8100 |  | MEDLEY PUMP MODULE LVP *MEMORIAL HERMANN |  |  | PUMPINFUSION-ALARIS-Medley 8100 | [6 empty] | Verified as Rental |  |  | MHHS-Northeast
NO | YES |  |  |  | FFL1609 |  | CAREFUSION | 8100M |  |  | Rental | MHHS-Northeast |  |  |  | FFL1609 |  | Katy |  | Rental | [7 empty] | PUMPINFUSION-ALARIS-Medley 8100 |  | MEDLEY PUMP MODULE LVP *MEMORIAL HERMANN |  |  | PUMPINFUSION-ALARIS-Medley 8100 | [6 empty] | Verified as Rental |  |  | MHHS-Northeast
NO | YES |  |  |  | FFL1624 |  | CAREFUSION | 8100M |  |  | Rental | MHHS-Northeast |  |  |  | FFL1624 |  | Katy |  | Rental | [7 empty] | PUMPINFUSION-ALARIS-Medley 8100 |  | MEDLEY PUMP MODULE LVP *MEMORIAL HERMANN |  |  | PUMPINFUSION-ALARIS-Medley 8100 | [6 empty] | Verified as Rental |  |  | MHHS-Northeast
NO | YES |  |  |  | FFL1676 |  | CAREFUSION | 8100M |  |  | Rental | MHHS-Northeast |  |  |  | FFL1676 |  | Katy |  | Rental | [7 empty] | PUMPINFUSION-ALARIS-Medley 8100 |  | MEDLEY PUMP MODULE LVP *MEMORIAL HERMANN |  |  | PUMPINFUSION-ALARIS-Medley 8100 | [6 empty] | Verified as Rental |  |  | MHHS-Northeast
NO | YES |  |  |  | FFL1680 |  | CAREFUSION | 8100M |  |  | Rental | MHHS-Northeast |  |  |  | FFL1680 |  | Katy |  | Rental | [7 empty] | PUMPINFUSION-ALARIS-Medley 8100 |  | MEDLEY PUMP MODULE LVP *MEMORIAL HERMANN |  |  | PUMPINFUSION-ALARIS-Medley 8100 | [6 empty] | Verified as Rental |  |  | MHHS-Northeast
NO | YES |  |  |  | FFL1697 |  | CAREFUSION | 8100M |  |  | Rental | MHHS-Northeast |  |  |  | FFL1697 |  | Katy |  | Rental | [7 empty] | PUMPINFUSION-ALARIS-Medley 8100 |  | MEDLEY PUMP MODULE LVP *MEMORIAL HERMANN |  |  | PUMPINFUSION-ALARIS-Medley 8100 | [6 empty] | Verified as Rental |  |  | MHHS-Northeast
NO | YES |  |  |  | FFL1708 |  | CAREFUSION | 8100M |  |  | Rental | MHHS-Northeast |  |  |  | FFL1708 |  | Katy |  | Rental | [7 empty] | PUMPINFUSION-ALARIS-Medley 8100 |  | MEDLEY PUMP MODULE LVP *MEMORIAL HERMANN |  |  | PUMPINFUSION-ALARIS-Medley 8100 | [6 empty] | Verified as Rental |  |  | MHHS-Northeast
NO | YES |  |  |  | FFL1724 |  | CAREFUSION | 8100M |  |  | Rental | MHHS-Northeast |  |  |  | FFL1724 |  | Katy |  | Rental | [7 empty] | PUMPINFUSION-ALARIS-Medley 8100 |  | MEDLEY PUMP MODULE LVP *MEMORIAL HERMANN |  |  | PUMPINFUSION-ALARIS-Medley 8100 | [6 empty] | Verified as Rental |  |  | MHHS-Northeast
NO | YES |  |  |  | FFL1798 |  | CAREFUSION | 8100M |  |  | Rental | MHHS-Northeast |  |  |  | FFL1798 |  | Katy |  | Rental | [7 empty] | PUMPINFUSION-ALARIS-Medley 8100 |  | MEDLEY PUMP MODULE LVP *MEMORIAL HERMANN |  |  | PUMPINFUSION-ALARIS-Medley 8100 | [6 empty] | Verified as Rental |  |  | MHHS-Northeast
NO | YES |  |  |  | FFL1836 |  | CAREFUSION | 8100M |  |  | Rental | MHHS-Northeast |  |  |  | FFL1836 |  | Katy |  | Rental | [7 empty] | PUMPINFUSION-ALARIS-Medley 8100 |  | MEDLEY PUMP MODULE LVP *MEMORIAL HERMANN |  |  | PUMPINFUSION-ALARIS-Medley 8100 | [6 empty] | Verified as Rental |  |  | MHHS-Northeast
NO | YES |  |  |  | FFL1840 |  | CAREFUSION | 8100M |  |  | Rental | MHHS-Northeast |  |  |  | FFL1840 |  | Katy |  | Rental | [7 empty] | PUMPINFUSION-ALARIS-Medley 8100 |  | MEDLEY PUMP MODULE LVP *MEMORIAL HERMANN |  |  | PUMPINFUSION-ALARIS-Medley 8100 | [6 empty] | Verified as Rental |  |  | MHHS-Northeast
NO | YES |  |  |  | FFL1880 |  | CAREFUSION | 8100M |  |  | Rental | MHHS-Northeast |  |  |  | FFL1880 |  | Katy |  | Rental | [7 empty] | PUMPINFUSION-ALARIS-Medley 8100 |  | MEDLEY PUMP MODULE LVP *MEMORIAL HERMANN |  |  | PUMPINFUSION-ALARIS-Medley 8100 | [6 empty] | Verified as Rental |  |  | MHHS-Northeast
NO | YES |  |  |  | FFL1886 |  | CAREFUSION | 8100M |  |  | Rental | MHHS-Northeast |  |  |  | FFL1886 |  | Katy |  | Rental | [7 empty] | PUMPINFUSION-ALARIS-Medley 8100 |  | MEDLEY PUMP MODULE LVP *MEMORIAL HERMANN |  |  | PUMPINFUSION-ALARIS-Medley 8100 | [6 empty] | Verified as Rental |  |  | MHHS-Northeast
NO | YES |  |  |  | FFL1893 |  | CAREFUSION | 8100M |  |  | Rental | MHHS-Northeast |  |  |  | FFL1893 |  | Katy |  | Rental | [7 empty] | PUMPINFUSION-ALARIS-Medley 8100 |  | MEDLEY PUMP MODULE LVP *MEMORIAL HERMANN |  |  | PUMPINFUSION-ALARIS-Medley 8100 | [6 empty] | Verified as Rental |  |  | MHHS-Northeast
NO | YES |  |  |  | FFL1938 |  | CAREFUSION | 8100M |  |  | Rental | MHHS-Northeast |  |  |  | FFL1938 |  | Katy |  | Rental | [7 empty] | PUMPINFUSION-ALARIS-Medley 8100 |  | MEDLEY PUMP MODULE LVP *MEMORIAL HERMANN |  |  | PUMPINFUSION-ALARIS-Medley 8100 | [6 empty] | Verified as Rental |  |  | MHHS-Northeast
NO | YES |  |  |  | FFL1992 |  | CAREFUSION | 8100M |  |  | Rental | MHHS-Northeast |  |  |  | FFL1992 |  | Katy |  | Rental | [7 empty] | PUMPINFUSION-ALARIS-Medley 8100 |  | MEDLEY PUMP MODULE LVP *MEMORIAL HERMANN |  |  | PUMPINFUSION-ALARIS-Medley 8100 | [6 empty] | Verified as Rental |  |  | MHHS-Northeast
NO | YES |  |  |  | FFL1997 |  | CAREFUSION | 8100M |  |  | Rental | MHHS-Northeast |  |  |  | FFL1997 |  | Katy |  | Rental | [7 empty] | PUMPINFUSION-ALARIS-Medley 8100 |  | MEDLEY PUMP MODULE LVP *MEMORIAL HERMANN |  |  | PUMPINFUSION-ALARIS-Medley 8100 | [6 empty] | Verified as Rental |  |  | MHHS-Northeast
NO | YES |  |  |  | FFL2031 |  | CAREFUSION | 8100M |  |  | Rental | MHHS-Northeast |  |  |  | FFL2031 |  | Katy |  | Rental | [7 empty] | PUMPINFUSION-ALARIS-Medley 8100 |  | MEDLEY PUMP MODULE LVP *MEMORIAL HERMANN |  |  | PUMPINFUSION-ALARIS-Medley 8100 | [6 empty] | Verified as Rental |  |  | MHHS-Northeast
NO | YES |  |  |  | FFL2038 |  | CAREFUSION | 8100M |  |  | Rental | MHHS-Northeast |  |  |  | FFL2038 |  | Katy |  | Rental | [7 empty] | PUMPINFUSION-ALARIS-Medley 8100 |  | MEDLEY PUMP MODULE LVP *MEMORIAL HERMANN |  |  | PUMPINFUSION-ALARIS-Medley 8100 | [6 empty] | Verified as Rental |  |  | MHHS-Northeast
NO | YES |  |  |  | FFL2047 |  | CAREFUSION | 8100M |  |  | Rental | MHHS-Northeast |  |  |  | FFL2047 |  | Katy |  | Rental | [7 empty] | PUMPINFUSION-ALARIS-Medley 8100 |  | MEDLEY PUMP MODULE LVP *MEMORIAL HERMANN |  |  | PUMPINFUSION-ALARIS-Medley 8100 | [6 empty] | Verified as Rental |  |  | MHHS-Northeast
NO | YES |  |  |  | FFL2055 |  | CAREFUSION | 8100M |  |  | Rental | MHHS-Northeast |  |  |  | FFL2055 |  | Katy |  | Rental | [7 empty] | PUMPINFUSION-ALARIS-Medley 8100 |  | MEDLEY PUMP MODULE LVP *MEMORIAL HERMANN |  |  | PUMPINFUSION-ALARIS-Medley 8100 | [6 empty] | Verified as Rental |  |  | MHHS-Northeast
NO | YES |  |  |  | FFL2083 |  | CAREFUSION | 8100M |  |  | Rental | MHHS-Northeast |  |  |  | FFL2083 |  | Katy |  | Rental | [7 empty] | PUMPINFUSION-ALARIS-Medley 8100 |  | MEDLEY PUMP MODULE LVP *MEMORIAL HERMANN |  |  | PUMPINFUSION-ALARIS-Medley 8100 | [6 empty] | Verified as Rental |  |  | MHHS-Northeast
NO | YES |  |  |  | FFL2101 |  | CAREFUSION | 8100M |  |  | Rental | MHHS-Northeast |  |  |  | FFL2101 |  | Katy |  | Rental | [7 empty] | PUMPINFUSION-ALARIS-Medley 8100 |  | MEDLEY PUMP MODULE LVP *MEMORIAL HERMANN |  |  | PUMPINFUSION-ALARIS-Medley 8100 | [6 empty] | Verified as Rental |  |  | MHHS-Northeast
NO | YES |  |  |  | FFL2116 |  | CAREFUSION | 8100M |  |  | Rental | MHHS-Northeast |  |  |  | FFL2116 |  | Katy |  | Rental | [7 empty] | PUMPINFUSION-ALARIS-Medley 8100 |  | MEDLEY PUMP MODULE LVP *MEMORIAL HERMANN |  |  | PUMPINFUSION-ALARIS-Medley 8100 | [6 empty] | Verified as Rental |  |  | MHHS-Northeast
NO | YES |  |  |  | FFL2156 |  | CAREFUSION | 8100M |  |  | Rental | MHHS-Northeast |  |  |  | FFL2156 |  | Katy |  | Rental | [7 empty] | PUMPINFUSION-ALARIS-Medley 8100 |  | MEDLEY PUMP MODULE LVP *MEMORIAL HERMANN |  |  | PUMPINFUSION-ALARIS-Medley 8100 | [6 empty] | Verified as Rental |  |  | MHHS-Northeast
NO | YES |  |  |  | FFL2172 |  | CAREFUSION | 8100M |  |  | Rental | MHHS-Northeast |  |  |  | FFL2172 |  | Katy |  | Rental | [7 empty] | PUMPINFUSION-ALARIS-Medley 8100 |  | MEDLEY PUMP MODULE LVP *MEMORIAL HERMANN |  |  | PUMPINFUSION-ALARIS-Medley 8100 | [6 empty] | Verified as Rental |  |  | MHHS-Northeast
NO | YES |  |  |  | FFL2225 |  | CAREFUSION | 8100M |  |  | Rental | MHHS-Northeast |  |  |  | FFL2225 |  | Katy |  | Rental | [7 empty] | PUMPINFUSION-ALARIS-Medley 8100 |  | MEDLEY PUMP MODULE LVP *MEMORIAL HERMANN |  |  | PUMPINFUSION-ALARIS-Medley 8100 | [6 empty] | Verified as Rental |  |  | MHHS-Northeast
NO | YES |  |  |  | FFL2292 |  | CAREFUSION | 8100M |  |  | Rental | MHHS-Northeast |  |  |  | FFL2292 |  | Katy |  | Rental | [7 empty] | PUMPINFUSION-ALARIS-Medley 8100 |  | MEDLEY PUMP MODULE LVP *MEMORIAL HERMANN |  |  | PUMPINFUSION-ALARIS-Medley 8100 | [6 empty] | Verified as Rental |  |  | MHHS-Northeast
NO | YES |  |  |  | FFL2322 |  | CAREFUSION | 8100M |  |  | Rental | MHHS-Northeast |  |  |  | FFL2322 |  | Katy |  | Rental | [7 empty] | PUMPINFUSION-ALARIS-Medley 8100 |  | MEDLEY PUMP MODULE LVP *MEMORIAL HERMANN |  |  | PUMPINFUSION-ALARIS-Medley 8100 | [6 empty] | Verified as Rental |  |  | MHHS-Northeast
NO | YES |  |  |  | FFL2373 |  | CAREFUSION | 8100M |  |  | Rental | MHHS-Northeast |  |  |  | FFL2373 |  | Katy |  | Rental | [7 empty] | PUMPINFUSION-ALARIS-Medley 8100 |  | MEDLEY PUMP MODULE LVP *MEMORIAL HERMANN |  |  | PUMPINFUSION-ALARIS-Medley 8100 | [6 empty] | Verified as Rental |  |  | MHHS-Northeast
NO | YES |  |  |  | FFL2389 |  | CAREFUSION | 8100M |  |  | Rental | MHHS-Northeast |  |  |  | FFL2389 |  | Katy |  | Rental | [7 empty] | PUMPINFUSION-ALARIS-Medley 8100 |  | MEDLEY PUMP MODULE LVP *MEMORIAL HERMANN |  |  | PUMPINFUSION-ALARIS-Medley 8100 | [6 empty] | Verified as Rental |  |  | MHHS-Northeast
NO | YES |  |  |  | FFL2391 |  | CAREFUSION | 8100M |  |  | Rental | MHHS-Northeast |  |  |  | FFL2391 |  | Katy |  | Rental | [7 empty] | PUMPINFUSION-ALARIS-Medley 8100 |  | MEDLEY PUMP MODULE LVP *MEMORIAL HERMANN |  |  | PUMPINFUSION-ALARIS-Medley 8100 | [6 empty] | Verified as Rental |  |  | MHHS-Northeast
NO | YES |  |  |  | FFL2402 |  | CAREFUSION | 8100M |  |  | Rental | MHHS-Northeast |  |  |  | FFL2402 |  | Katy |  | Rental | [7 empty] | PUMPINFUSION-ALARIS-Medley 8100 |  | MEDLEY PUMP MODULE LVP *MEMORIAL HERMANN |  |  | PUMPINFUSION-ALARIS-Medley 8100 | [6 empty] | Verified as Rental |  |  | MHHS-Northeast
NO | YES |  |  |  | FFL2424 |  | CAREFUSION | 8100M |  |  | Rental | MHHS-Northeast |  |  |  | FFL2424 |  | Katy |  | Rental | [7 empty] | PUMPINFUSION-ALARIS-Medley 8100 |  | MEDLEY PUMP MODULE LVP *MEMORIAL HERMANN |  |  | PUMPINFUSION-ALARIS-Medley 8100 | [6 empty] | Verified as Rental |  |  | MHHS-Northeast
NO | YES |  |  |  | FFL2480 |  | CAREFUSION | 8100M |  |  | Rental | MHHS-Northeast |  |  |  | FFL2480 |  | Katy |  | Rental | [7 empty] | PUMPINFUSION-ALARIS-Medley 8100 |  | MEDLEY PUMP MODULE LVP *MEMORIAL HERMANN |  |  | PUMPINFUSION-ALARIS-Medley 8100 | [6 empty] | Verified as Rental |  |  | MHHS-Northeast
NO | YES |  |  |  | FFL2484 |  | CAREFUSION | 8100M |  |  | Rental | MHHS-Northeast |  |  |  | FFL2484 |  | Katy |  | Rental | [7 empty] | PUMPINFUSION-ALARIS-Medley 8100 |  | MEDLEY PUMP MODULE LVP *MEMORIAL HERMANN |  |  | PUMPINFUSION-ALARIS-Medley 8100 | [6 empty] | Verified as Rental |  |  | MHHS-Northeast
NO | YES |  |  |  | FFL2501 |  | CAREFUSION | 8100M |  |  | Rental | MHHS-Northeast |  |  |  | FFL2501 |  | Katy |  | Rental | [7 empty] | PUMPINFUSION-ALARIS-Medley 8100 |  | MEDLEY PUMP MODULE LVP *MEMORIAL HERMANN |  |  | PUMPINFUSION-ALARIS-Medley 8100 | [6 empty] | Verified as Rental |  |  | MHHS-Northeast
NO | YES |  |  |  | FFL2520 |  | CAREFUSION | 8100M |  |  | Rental | MHHS-Northeast |  |  |  | FFL2520 |  | Katy |  | Rental | [7 empty] | PUMPINFUSION-ALARIS-Medley 8100 |  | MEDLEY PUMP MODULE LVP *MEMORIAL HERMANN |  |  | PUMPINFUSION-ALARIS-Medley 8100 | [6 empty] | Verified as Rental |  |  | MHHS-Northeast
NO | YES |  |  |  | FFL2558 |  | CAREFUSION | 8100M |  |  | Rental | MHHS-Northeast |  |  |  | FFL2558 |  | Katy |  | Rental | [7 empty] | PUMPINFUSION-ALARIS-Medley 8100 |  | MEDLEY PUMP MODULE LVP *MEMORIAL HERMANN |  |  | PUMPINFUSION-ALARIS-Medley 8100 | [6 empty] | Verified as Rental |  |  | MHHS-Northeast
NO | YES |  |  |  | FFL2581 |  | CAREFUSION | 8100M |  |  | Rental | MHHS-Northeast |  |  |  | FFL2581 |  | Katy |  | Rental | [7 empty] | PUMPINFUSION-ALARIS-Medley 8100 |  | MEDLEY PUMP MODULE LVP *MEMORIAL HERMANN |  |  | PUMPINFUSION-ALARIS-Medley 8100 | [6 empty] | Verified as Rental |  |  | MHHS-Northeast
NO | YES |  |  |  | FFL2597 |  | CAREFUSION | 8100M |  |  | Rental | MHHS-Northeast |  |  |  | FFL2597 |  | Katy |  | Rental | [7 empty] | PUMPINFUSION-ALARIS-Medley 8100 |  | MEDLEY PUMP MODULE LVP *MEMORIAL HERMANN |  |  | PUMPINFUSION-ALARIS-Medley 8100 | [6 empty] | Verified as Rental |  |  | MHHS-Northeast
NO | YES |  |  |  | FFL2607 |  | CAREFUSION | 8100M |  |  | Rental | MHHS-Northeast |  |  |  | FFL2607 |  | Katy |  | Rental | [7 empty] | PUMPINFUSION-ALARIS-Medley 8100 |  | MEDLEY PUMP MODULE LVP *MEMORIAL HERMANN |  |  | PUMPINFUSION-ALARIS-Medley 8100 | [6 empty] | Verified as Rental |  |  | MHHS-Northeast
NO | YES |  |  |  | FFL2618 |  | CAREFUSION | 8100M |  |  | Rental | MHHS-Northeast |  |  |  | FFL2618 |  | Katy |  | Rental | [7 empty] | PUMPINFUSION-ALARIS-Medley 8100 |  | MEDLEY PUMP MODULE LVP *MEMORIAL HERMANN |  |  | PUMPINFUSION-ALARIS-Medley 8100 | [6 empty] | Verified as Rental |  |  | MHHS-Northeast
NO | YES |  |  |  | FFL2625 |  | CAREFUSION | 8100M |  |  | Rental | MHHS-Northeast |  |  |  | FFL2625 |  | Katy |  | Rental | [7 empty] | PUMPINFUSION-ALARIS-Medley 8100 |  | MEDLEY PUMP MODULE LVP *MEMORIAL HERMANN |  |  | PUMPINFUSION-ALARIS-Medley 8100 | [6 empty] | Verified as Rental |  |  | MHHS-Northeast
NO | YES |  |  |  | FFL2626 |  | CAREFUSION | 8100M |  |  | Rental | MHHS-Northeast |  |  |  | FFL2626 |  | Katy |  | Rental | [7 empty] | PUMPINFUSION-ALARIS-Medley 8100 |  | MEDLEY PUMP MODULE LVP *MEMORIAL HERMANN |  |  | PUMPINFUSION-ALARIS-Medley 8100 | [6 empty] | Verified as Rental |  |  | MHHS-Northeast
NO | YES |  |  |  | FFL2633 |  | CAREFUSION | 8100M |  |  | Rental | MHHS-Northeast |  |  |  | FFL2633 |  | Katy |  | Rental | [7 empty] | PUMPINFUSION-ALARIS-Medley 8100 |  | MEDLEY PUMP MODULE LVP *MEMORIAL HERMANN |  |  | PUMPINFUSION-ALARIS-Medley 8100 | [6 empty] | Verified as Rental |  |  | MHHS-Northeast
NO | YES |  |  |  | FFL2635 |  | CAREFUSION | 8100M |  |  | Rental | MHHS-Northeast |  |  |  | FFL2635 |  | Katy |  | Rental | [7 empty] | PUMPINFUSION-ALARIS-Medley 8100 |  | MEDLEY PUMP MODULE LVP *MEMORIAL HERMANN |  |  | PUMPINFUSION-ALARIS-Medley 8100 | [6 empty] | Verified as Rental |  |  | MHHS-Northeast
NO | YES |  |  |  | FFL2668 |  | CAREFUSION | 8100M |  |  | Rental | MHHS-Northeast |  |  |  | FFL2668 |  | Katy |  | Rental | [7 empty] | PUMPINFUSION-ALARIS-Medley 8100 |  | MEDLEY PUMP MODULE LVP *MEMORIAL HERMANN |  |  | PUMPINFUSION-ALARIS-Medley 8100 | [6 empty] | Verified as Rental |  |  | MHHS-Northeast
NO | YES |  |  |  | FFL2672 |  | CAREFUSION | 8100M |  |  | Rental | MHHS-Northeast |  |  |  | FFL2672 |  | Katy |  | Rental | [7 empty] | PUMPINFUSION-ALARIS-Medley 8100 |  | MEDLEY PUMP MODULE LVP *MEMORIAL HERMANN |  |  | PUMPINFUSION-ALARIS-Medley 8100 | [6 empty] | Verified as Rental |  |  | MHHS-Northeast
NO | YES |  |  |  | FFL2686 |  | CAREFUSION | 8100M |  |  | Rental | MHHS-Northeast |  |  |  | FFL2686 |  | Katy |  | Rental | [7 empty] | PUMPINFUSION-ALARIS-Medley 8100 |  | MEDLEY PUMP MODULE LVP *MEMORIAL HERMANN |  |  | PUMPINFUSION-ALARIS-Medley 8100 | [6 empty] | Verified as Rental |  |  | MHHS-Northeast
NO | YES |  |  |  | FFL2737 |  | CAREFUSION | 8100M |  |  | Rental | MHHS-Northeast |  |  |  | FFL2737 |  | Katy |  | Rental | [7 empty] | PUMPINFUSION-ALARIS-Medley 8100 |  | MEDLEY PUMP MODULE LVP *MEMORIAL HERMANN |  |  | PUMPINFUSION-ALARIS-Medley 8100 | [6 empty] | Verified as Rental |  |  | MHHS-Northeast
NO | YES |  |  |  | FFL2747 |  | CAREFUSION | 8100M |  |  | Rental | MHHS-Northeast |  |  |  | FFL2747 |  | Katy |  | Rental | [7 empty] | PUMPINFUSION-ALARIS-Medley 8100 |  | MEDLEY PUMP MODULE LVP *MEMORIAL HERMANN |  |  | PUMPINFUSION-ALARIS-Medley 8100 | [6 empty] | Verified as Rental |  |  | MHHS-Northeast
NO | YES |  |  |  | FFL2752 |  | CAREFUSION | 8100M |  |  | Rental | MHHS-Northeast |  |  |  | FFL2752 |  | Katy |  | Rental | [7 empty] | PUMPINFUSION-ALARIS-Medley 8100 |  | MEDLEY PUMP MODULE LVP *MEMORIAL HERMANN |  |  | PUMPINFUSION-ALARIS-Medley 8100 | [6 empty] | Verified as Rental |  |  | MHHS-Northeast
NO | YES |  |  |  | FFL2772 |  | CAREFUSION | 8100M |  |  | Rental | MHHS-Northeast |  |  |  | FFL2772 |  | Katy |  | Rental | [7 empty] | PUMPINFUSION-ALARIS-Medley 8100 |  | MEDLEY PUMP MODULE LVP *MEMORIAL HERMANN |  |  | PUMPINFUSION-ALARIS-Medley 8100 | [6 empty] | Verified as Rental |  |  | MHHS-Northeast
NO | YES |  |  |  | FFL2893 |  | CAREFUSION | 8100M |  |  | Rental | MHHS-Northeast |  |  |  | FFL2893 |  | Katy |  | Rental | [7 empty] | PUMPINFUSION-ALARIS-Medley 8100 |  | MEDLEY PUMP MODULE LVP *MEMORIAL HERMANN |  |  | PUMPINFUSION-ALARIS-Medley 8100 | [6 empty] | Verified as Rental |  |  | MHHS-Northeast
NO | YES |  |  |  | FFL2910 |  | CAREFUSION | 8100M |  |  | Rental | MHHS-Northeast |  |  |  | FFL2910 |  | Katy |  | Rental | [7 empty] | PUMPINFUSION-ALARIS-Medley 8100 |  | MEDLEY PUMP MODULE LVP *MEMORIAL HERMANN |  |  | PUMPINFUSION-ALARIS-Medley 8100 | [6 empty] | Verified as Rental |  |  | MHHS-Northeast
NO | YES |  |  |  | FFL2982 |  | CAREFUSION | 8100M |  |  | Rental | MHHS-Northeast |  |  |  | FFL2982 |  | Katy |  | Rental | [7 empty] | PUMPINFUSION-ALARIS-Medley 8100 |  | MEDLEY PUMP MODULE LVP *MEMORIAL HERMANN |  |  | PUMPINFUSION-ALARIS-Medley 8100 | [6 empty] | Verified as Rental |  |  | MHHS-Northeast
NO | YES |  |  |  | FFL3000 |  | CAREFUSION | 8100M |  |  | Rental | MHHS-Northeast |  |  |  | FFL3000 |  | Katy |  | Rental | [7 empty] | PUMPINFUSION-ALARIS-Medley 8100 |  | MEDLEY PUMP MODULE LVP *MEMORIAL HERMANN |  |  | PUMPINFUSION-ALARIS-Medley 8100 | [6 empty] | Verified as Rental |  |  | MHHS-Northeast
NO | YES |  |  |  | FFL3013 |  | CAREFUSION | 8100M |  |  | Rental | MHHS-Northeast |  |  |  | FFL3013 |  | Katy |  | Rental | [7 empty] | PUMPINFUSION-ALARIS-Medley 8100 |  | MEDLEY PUMP MODULE LVP *MEMORIAL HERMANN |  |  | PUMPINFUSION-ALARIS-Medley 8100 | [6 empty] | Verified as Rental |  |  | MHHS-Northeast
NO | YES |  |  |  | FFL3015 |  | CAREFUSION | 8100M |  |  | Rental | MHHS-Northeast |  |  |  | FFL3015 |  | Katy |  | Rental | [7 empty] | PUMPINFUSION-ALARIS-Medley 8100 |  | MEDLEY PUMP MODULE LVP *MEMORIAL HERMANN |  |  | PUMPINFUSION-ALARIS-Medley 8100 | [6 empty] | Verified as Rental |  |  | MHHS-Northeast
NO | YES |  |  |  | FFL3029 |  | CAREFUSION | 8100M |  |  | Rental | MHHS-Northeast |  |  |  | FFL3029 |  | Katy |  | Rental | [7 empty] | PUMPINFUSION-ALARIS-Medley 8100 |  | MEDLEY PUMP MODULE LVP *MEMORIAL HERMANN |  |  | PUMPINFUSION-ALARIS-Medley 8100 | [6 empty] | Verified as Rental |  |  | MHHS-Northeast
NO | YES |  |  |  | FFL3033 |  | CAREFUSION | 8100M |  |  | Rental | MHHS-Northeast |  |  |  | FFL3033 |  | Katy |  | Rental | [7 empty] | PUMPINFUSION-ALARIS-Medley 8100 |  | MEDLEY PUMP MODULE LVP *MEMORIAL HERMANN |  |  | PUMPINFUSION-ALARIS-Medley 8100 | [6 empty] | Verified as Rental |  |  | MHHS-Northeast
NO | YES |  |  |  | FFL3038 |  | CAREFUSION | 8100M |  |  | Rental | MHHS-Northeast |  |  |  | FFL3038 |  | Katy |  | Rental | [7 empty] | PUMPINFUSION-ALARIS-Medley 8100 |  | MEDLEY PUMP MODULE LVP *MEMORIAL HERMANN |  |  | PUMPINFUSION-ALARIS-Medley 8100 | [6 empty] | Verified as Rental |  |  | MHHS-Northeast
NO | YES |  |  |  | FFL3058 |  | CAREFUSION | 8100M |  |  | Rental | MHHS-Northeast |  |  |  | FFL3058 |  | Katy |  | Rental | [7 empty] | PUMPINFUSION-ALARIS-Medley 8100 |  | MEDLEY PUMP MODULE LVP *MEMORIAL HERMANN |  |  | PUMPINFUSION-ALARIS-Medley 8100 | [6 empty] | Verified as Rental |  |  | MHHS-Northeast
NO | YES |  |  |  | FFL3064 |  | CAREFUSION | 8100M |  |  | Rental | MHHS-Northeast |  |  |  | FFL3064 |  | Katy |  | Rental | [7 empty] | PUMPINFUSION-ALARIS-Medley 8100 |  | MEDLEY PUMP MODULE LVP *MEMORIAL HERMANN |  |  | PUMPINFUSION-ALARIS-Medley 8100 | [6 empty] | Verified as Rental |  |  | MHHS-Northeast
NO | YES |  |  |  | FFL3088 |  | CAREFUSION | 8100M |  |  | Rental | MHHS-Northeast |  |  |  | FFL3088 |  | Katy |  | Rental | [7 empty] | PUMPINFUSION-ALARIS-Medley 8100 |  | MEDLEY PUMP MODULE LVP *MEMORIAL HERMANN |  |  | PUMPINFUSION-ALARIS-Medley 8100 | [6 empty] | Verified as Rental |  |  | MHHS-Northeast
NO | YES |  |  |  | FFL3097 |  | CAREFUSION | 8100M |  |  | Rental | MHHS-Northeast |  |  |  | FFL3097 |  | Katy |  | Rental | [7 empty] | PUMPINFUSION-ALARIS-Medley 8100 |  | MEDLEY PUMP MODULE LVP *MEMORIAL HERMANN |  |  | PUMPINFUSION-ALARIS-Medley 8100 | [6 empty] | Verified as Rental |  |  | MHHS-Northeast
NO | YES |  |  |  | FFL3109 |  | CAREFUSION | 8100M |  |  | Rental | MHHS-Northeast |  |  |  | FFL3109 |  | Katy |  | Rental | [7 empty] | PUMPINFUSION-ALARIS-Medley 8100 |  | MEDLEY PUMP MODULE LVP *MEMORIAL HERMANN |  |  | PUMPINFUSION-ALARIS-Medley 8100 | [6 empty] | Verified as Rental |  |  | MHHS-Northeast
NO | YES |  |  |  | FFL3122 |  | CAREFUSION | 8100M |  |  | Rental | MHHS-Northeast |  |  |  | FFL3122 |  | Katy |  | Rental | [7 empty] | PUMPINFUSION-ALARIS-Medley 8100 |  | MEDLEY PUMP MODULE LVP *MEMORIAL HERMANN |  |  | PUMPINFUSION-ALARIS-Medley 8100 | [6 empty] | Verified as Rental |  |  | MHHS-Northeast
NO | YES |  |  |  | FFL3127 |  | CAREFUSION | 8100M |  |  | Rental | MHHS-Northeast |  |  |  | FFL3127 |  | Katy |  | Rental | [7 empty] | PUMPINFUSION-ALARIS-Medley 8100 |  | MEDLEY PUMP MODULE LVP *MEMORIAL HERMANN |  |  | PUMPINFUSION-ALARIS-Medley 8100 | [6 empty] | Verified as Rental |  |  | MHHS-Northeast
NO | YES |  |  |  | FFL3132 |  | CAREFUSION | 8100M |  |  | Rental | MHHS-Northeast |  |  |  | FFL3132 |  | Katy |  | Rental | [7 empty] | PUMPINFUSION-ALARIS-Medley 8100 |  | MEDLEY PUMP MODULE LVP *MEMORIAL HERMANN |  |  | PUMPINFUSION-ALARIS-Medley 8100 | [6 empty] | Verified as Rental |  |  | MHHS-Northeast
NO | YES |  |  |  | FFL3145 |  | CAREFUSION | 8100M |  |  | Rental | MHHS-Northeast |  |  |  | FFL3145 |  | Katy |  | Rental | [7 empty] | PUMPINFUSION-ALARIS-Medley 8100 |  | MEDLEY PUMP MODULE LVP *MEMORIAL HERMANN |  |  | PUMPINFUSION-ALARIS-Medley 8100 | [6 empty] | Verified as Rental |  |  | MHHS-Northeast
NO | YES |  |  |  | FFL3169 |  | CAREFUSION | 8100M |  |  | Rental | MHHS-Northeast |  |  |  | FFL3169 |  | Katy |  | Rental | [7 empty] | PUMPINFUSION-ALARIS-Medley 8100 |  | MEDLEY PUMP MODULE LVP *MEMORIAL HERMANN |  |  | PUMPINFUSION-ALARIS-Medley 8100 | [6 empty] | Verified as Rental |  |  | MHHS-Northeast
NO | YES |  |  |  | FFL3185 |  | CAREFUSION | 8100M |  |  | Rental | MHHS-Northeast |  |  |  | FFL3185 |  | Katy |  | Rental | [7 empty] | PUMPINFUSION-ALARIS-Medley 8100 |  | MEDLEY PUMP MODULE LVP *MEMORIAL HERMANN |  |  | PUMPINFUSION-ALARIS-Medley 8100 | [6 empty] | Verified as Rental |  |  | MHHS-Northeast
NO | YES |  |  |  | FFL3192 |  | CAREFUSION | 8100M |  |  | Rental | MHHS-Northeast |  |  |  | FFL3192 |  | Katy |  | Rental | [7 empty] | PUMPINFUSION-ALARIS-Medley 8100 |  | MEDLEY PUMP MODULE LVP *MEMORIAL HERMANN |  |  | PUMPINFUSION-ALARIS-Medley 8100 | [6 empty] | Verified as Rental |  |  | MHHS-Northeast
NO | YES |  |  |  | FFL3206 |  | CAREFUSION | 8100M |  |  | Rental | MHHS-Northeast |  |  |  | FFL3206 |  | Katy |  | Rental | [7 empty] | PUMPINFUSION-ALARIS-Medley 8100 |  | MEDLEY PUMP MODULE LVP *MEMORIAL HERMANN |  |  | PUMPINFUSION-ALARIS-Medley 8100 | [6 empty] | Verified as Rental |  |  | MHHS-Northeast
NO | YES |  |  |  | FFL3207 |  | CAREFUSION | 8100M |  |  | Rental | MHHS-Northeast |  |  |  | FFL3207 |  | Katy |  | Rental | [7 empty] | PUMPINFUSION-ALARIS-Medley 8100 |  | MEDLEY PUMP MODULE LVP *MEMORIAL HERMANN |  |  | PUMPINFUSION-ALARIS-Medley 8100 | [6 empty] | Verified as Rental |  |  | MHHS-Northeast
NO | YES |  |  |  | FFL3218 |  | CAREFUSION | 8100M |  |  | Rental | MHHS-Northeast |  |  |  | FFL3218 |  | Katy |  | Rental | [7 empty] | PUMPINFUSION-ALARIS-Medley 8100 |  | MEDLEY PUMP MODULE LVP *MEMORIAL HERMANN |  |  | PUMPINFUSION-ALARIS-Medley 8100 | [6 empty] | Verified as Rental |  |  | MHHS-Northeast
NO | YES |  |  |  | FFL3228 |  | CAREFUSION | 8100M |  |  | Rental | MHHS-Northeast |  |  |  | FFL3228 |  | Katy |  | Rental | [7 empty] | PUMPINFUSION-ALARIS-Medley 8100 |  | MEDLEY PUMP MODULE LVP *MEMORIAL HERMANN |  |  | PUMPINFUSION-ALARIS-Medley 8100 | [6 empty] | Verified as Rental |  |  | MHHS-Northeast
NO | YES |  |  |  | FFL3229 |  | CAREFUSION | 8100M |  |  | Rental | MHHS-Northeast |  |  |  | FFL3229 |  | Katy |  | Rental | [7 empty] | PUMPINFUSION-ALARIS-Medley 8100 |  | MEDLEY PUMP MODULE LVP *MEMORIAL HERMANN |  |  | PUMPINFUSION-ALARIS-Medley 8100 | [6 empty] | Verified as Rental |  |  | MHHS-Northeast
NO | YES |  |  |  | FFL3230 |  | CAREFUSION | 8100M |  |  | Rental | MHHS-Northeast |  |  |  | FFL3230 |  | Katy |  | Rental | [7 empty] | PUMPINFUSION-ALARIS-Medley 8100 |  | MEDLEY PUMP MODULE LVP *MEMORIAL HERMANN |  |  | PUMPINFUSION-ALARIS-Medley 8100 | [6 empty] | Verified as Rental |  |  | MHHS-Northeast
NO | YES |  |  |  | FFL3236 |  | CAREFUSION | 8100M |  |  | Rental | MHHS-Northeast |  |  |  | FFL3236 |  | Katy |  | Rental | [7 empty] | PUMPINFUSION-ALARIS-Medley 8100 |  | MEDLEY PUMP MODULE LVP *MEMORIAL HERMANN |  |  | PUMPINFUSION-ALARIS-Medley 8100 | [6 empty] | Verified as Rental |  |  | MHHS-Northeast
NO | YES |  |  |  | FFL3242 |  | CAREFUSION | 8100M |  |  | Rental | MHHS-Northeast |  |  |  | FFL3242 |  | Katy |  | Rental | [7 empty] | PUMPINFUSION-ALARIS-Medley 8100 |  | MEDLEY PUMP MODULE LVP *MEMORIAL HERMANN |  |  | PUMPINFUSION-ALARIS-Medley 8100 | [6 empty] | Verified as Rental |  |  | MHHS-Northeast
NO | YES |  |  |  | FFL3253 |  | CAREFUSION | 8100M |  |  | Rental | MHHS-Northeast |  |  |  | FFL3253 |  | Katy |  | Rental | [7 empty] | PUMPINFUSION-ALARIS-Medley 8100 |  | MEDLEY PUMP MODULE LVP *MEMORIAL HERMANN |  |  | PUMPINFUSION-ALARIS-Medley 8100 | [6 empty] | Verified as Rental |  |  | MHHS-Northeast
NO | YES |  |  |  | FFL3261 |  | CAREFUSION | 8100M |  |  | Rental | MHHS-Northeast |  |  |  | FFL3261 |  | Katy |  | Rental | [7 empty] | PUMPINFUSION-ALARIS-Medley 8100 |  | MEDLEY PUMP MODULE LVP *MEMORIAL HERMANN |  |  | PUMPINFUSION-ALARIS-Medley 8100 | [6 empty] | Verified as Rental |  |  | MHHS-Northeast
NO | YES |  |  |  | FFL3296 |  | CAREFUSION | 8100M |  |  | Rental | MHHS-Northeast |  |  |  | FFL3296 |  | Katy |  | Rental | [7 empty] | PUMPINFUSION-ALARIS-Medley 8100 |  | MEDLEY PUMP MODULE LVP *MEMORIAL HERMANN |  |  | PUMPINFUSION-ALARIS-Medley 8100 | [6 empty] | Verified as Rental |  |  | MHHS-Northeast
NO | YES |  |  |  | FFL3306 |  | CAREFUSION | 8100M |  |  | Rental | MHHS-Northeast |  |  |  | FFL3306 |  | Katy |  | Rental | [7 empty] | PUMPINFUSION-ALARIS-Medley 8100 |  | MEDLEY PUMP MODULE LVP *MEMORIAL HERMANN |  |  | PUMPINFUSION-ALARIS-Medley 8100 | [6 empty] | Verified as Rental |  |  | MHHS-Northeast
NO | YES |  |  |  | FFL3332 |  | CAREFUSION | 8100M |  |  | Rental | MHHS-Northeast |  |  |  | FFL3332 |  | Katy |  | Rental | [7 empty] | PUMPINFUSION-ALARIS-Medley 8100 |  | MEDLEY PUMP MODULE LVP *MEMORIAL HERMANN |  |  | PUMPINFUSION-ALARIS-Medley 8100 | [6 empty] | Verified as Rental |  |  | MHHS-Northeast
NO | YES |  |  |  | FFL3349 |  | CAREFUSION | 8100M |  |  | Rental | MHHS-Northeast |  |  |  | FFL3349 |  | Katy |  | Rental | [7 empty] | PUMPINFUSION-ALARIS-Medley 8100 |  | MEDLEY PUMP MODULE LVP *MEMORIAL HERMANN |  |  | PUMPINFUSION-ALARIS-Medley 8100 | [6 empty] | Verified as Rental |  |  | MHHS-Northeast
NO | YES |  |  |  | FFL3362 |  | CAREFUSION | 8100M |  |  | Rental | MHHS-Northeast |  |  |  | FFL3362 |  | Katy |  | Rental | [7 empty] | PUMPINFUSION-ALARIS-Medley 8100 |  | MEDLEY PUMP MODULE LVP *MEMORIAL HERMANN |  |  | PUMPINFUSION-ALARIS-Medley 8100 | [6 empty] | Verified as Rental |  |  | MHHS-Northeast
NO | YES |  |  |  | FFL3367 |  | CAREFUSION | 8100M |  |  | Rental | MHHS-Northeast |  |  |  | FFL3367 |  | Katy |  | Rental | [7 empty] | PUMPINFUSION-ALARIS-Medley 8100 |  | MEDLEY PUMP MODULE LVP *MEMORIAL HERMANN |  |  | PUMPINFUSION-ALARIS-Medley 8100 | [6 empty] | Verified as Rental |  |  | MHHS-Northeast
NO | YES |  |  |  | FFL3387 |  | CAREFUSION | 8100M |  |  | Rental | MHHS-Northeast |  |  |  | FFL3387 |  | Katy |  | Rental | [7 empty] | PUMPINFUSION-ALARIS-Medley 8100 |  | MEDLEY PUMP MODULE LVP *MEMORIAL HERMANN |  |  | PUMPINFUSION-ALARIS-Medley 8100 | [6 empty] | Verified as Rental |  |  | MHHS-Northeast
NO | YES |  |  |  | FFL3389 |  | CAREFUSION | 8100M |  |  | Rental | MHHS-Northeast |  |  |  | FFL3389 |  | Katy |  | Rental | [7 empty] | PUMPINFUSION-ALARIS-Medley 8100 |  | MEDLEY PUMP MODULE LVP *MEMORIAL HERMANN |  |  | PUMPINFUSION-ALARIS-Medley 8100 | [6 empty] | Verified as Rental |  |  | MHHS-Northeast
NO | YES |  |  |  | FFL3391 |  | CAREFUSION | 8100M |  |  | Rental | MHHS-Northeast |  |  |  | FFL3391 |  | Katy |  | Rental | [7 empty] | PUMPINFUSION-ALARIS-Medley 8100 |  | MEDLEY PUMP MODULE LVP *MEMORIAL HERMANN |  |  | PUMPINFUSION-ALARIS-Medley 8100 | [6 empty] | Verified as Rental |  |  | MHHS-Northeast
NO | YES |  |  |  | FFL3393 |  | CAREFUSION | 8100M |  |  | Rental | MHHS-Northeast |  |  |  | FFL3393 |  | Katy |  | Rental | [7 empty] | PUMPINFUSION-ALARIS-Medley 8100 |  | MEDLEY PUMP MODULE LVP *MEMORIAL HERMANN |  |  | PUMPINFUSION-ALARIS-Medley 8100 | [6 empty] | Verified as Rental |  |  | MHHS-Northeast
NO | YES |  |  |  | FFL3433 |  | CAREFUSION | 8100M |  |  | Rental | MHHS-Northeast |  |  |  | FFL3433 |  | Katy |  | Rental | [7 empty] | PUMPINFUSION-ALARIS-Medley 8100 |  | MEDLEY PUMP MODULE LVP *MEMORIAL HERMANN |  |  | PUMPINFUSION-ALARIS-Medley 8100 | [6 empty] | Verified as Rental |  |  | MHHS-Northeast
NO | YES |  |  |  | FFL3442 |  | CAREFUSION | 8100M |  |  | Rental | MHHS-Northeast |  |  |  | FFL3442 |  | Katy |  | Rental | [7 empty] | PUMPINFUSION-ALARIS-Medley 8100 |  | MEDLEY PUMP MODULE LVP *MEMORIAL HERMANN |  |  | PUMPINFUSION-ALARIS-Medley 8100 | [6 empty] | Verified as Rental |  |  | MHHS-Northeast
NO | YES |  |  |  | FFL3465 |  | CAREFUSION | 8100M |  |  | Rental | MHHS-Northeast |  |  |  | FFL3465 |  | Katy |  | Rental | [7 empty] | PUMPINFUSION-ALARIS-Medley 8100 |  | MEDLEY PUMP MODULE LVP *MEMORIAL HERMANN |  |  | PUMPINFUSION-ALARIS-Medley 8100 | [6 empty] | Verified as Rental |  |  | MHHS-Northeast
NO | YES |  |  |  | FFL3484 |  | CAREFUSION | 8100M |  |  | Rental | MHHS-Northeast |  |  |  | FFL3484 |  | Katy |  | Rental | [7 empty] | PUMPINFUSION-ALARIS-Medley 8100 |  | MEDLEY PUMP MODULE LVP *MEMORIAL HERMANN |  |  | PUMPINFUSION-ALARIS-Medley 8100 | [6 empty] | Verified as Rental |  |  | MHHS-Northeast
NO | YES |  |  |  | FFL3487 |  | CAREFUSION | 8100M |  |  | Rental | MHHS-Northeast |  |  |  | FFL3487 |  | Katy |  | Rental | [7 empty] | PUMPINFUSION-ALARIS-Medley 8100 |  | MEDLEY PUMP MODULE LVP *MEMORIAL HERMANN |  |  | PUMPINFUSION-ALARIS-Medley 8100 | [6 empty] | Verified as Rental |  |  | MHHS-Northeast
NO | YES |  |  |  | FFL3504 |  | CAREFUSION | 8100M |  |  | Rental | MHHS-Northeast |  |  |  | FFL3504 |  | Katy |  | Rental | [7 empty] | PUMPINFUSION-ALARIS-Medley 8100 |  | MEDLEY PUMP MODULE LVP *MEMORIAL HERMANN |  |  | PUMPINFUSION-ALARIS-Medley 8100 | [6 empty] | Verified as Rental |  |  | MHHS-Northeast
NO | YES |  |  |  | FFL3508 |  | CAREFUSION | 8100M |  |  | Rental | MHHS-Northeast |  |  |  | FFL3508 |  | Katy |  | Rental | [7 empty] | PUMPINFUSION-ALARIS-Medley 8100 |  | MEDLEY PUMP MODULE LVP *MEMORIAL HERMANN |  |  | PUMPINFUSION-ALARIS-Medley 8100 | [6 empty] | Verified as Rental |  |  | MHHS-Northeast
NO | YES |  |  |  | FFL3522 |  | CAREFUSION | 8100M |  |  | Rental | MHHS-Northeast |  |  |  | FFL3522 |  | Katy |  | Rental | [7 empty] | PUMPINFUSION-ALARIS-Medley 8100 |  | MEDLEY PUMP MODULE LVP *MEMORIAL HERMANN |  |  | PUMPINFUSION-ALARIS-Medley 8100 | [6 empty] | Verified as Rental |  |  | MHHS-Northeast
NO | YES |  |  |  | FFL3532 |  | CAREFUSION | 8100M |  |  | Rental | MHHS-Northeast |  |  |  | FFL3532 |  | Katy |  | Rental | [7 empty] | PUMPINFUSION-ALARIS-Medley 8100 |  | MEDLEY PUMP MODULE LVP *MEMORIAL HERMANN |  |  | PUMPINFUSION-ALARIS-Medley 8100 | [6 empty] | Verified as Rental |  |  | MHHS-Northeast
NO | YES |  |  |  | FFL3537 |  | CAREFUSION | 8100M |  |  | Rental | MHHS-Northeast |  |  |  | FFL3537 |  | Katy |  | Rental | [7 empty] | PUMPINFUSION-ALARIS-Medley 8100 |  | MEDLEY PUMP MODULE LVP *MEMORIAL HERMANN |  |  | PUMPINFUSION-ALARIS-Medley 8100 | [6 empty] | Verified as Rental |  |  | MHHS-Northeast
NO | YES |  |  |  | FFL3558 |  | CAREFUSION | 8100M |  |  | Rental | MHHS-Northeast |  |  |  | FFL3558 |  | Katy |  | Rental | [7 empty] | PUMPINFUSION-ALARIS-Medley 8100 |  | MEDLEY PUMP MODULE LVP *MEMORIAL HERMANN |  |  | PUMPINFUSION-ALARIS-Medley 8100 | [6 empty] | Verified as Rental |  |  | MHHS-Northeast
NO | YES |  |  |  | FFL3594 |  | CAREFUSION | 8100M |  |  | Rental | MHHS-Northeast |  |  |  | FFL3594 |  | Katy |  | Rental | [7 empty] | PUMPINFUSION-ALARIS-Medley 8100 |  | MEDLEY PUMP MODULE LVP *MEMORIAL HERMANN |  |  | PUMPINFUSION-ALARIS-Medley 8100 | [6 empty] | Verified as Rental |  |  | MHHS-Northeast
NO | YES |  |  |  | FFL3759 |  | CAREFUSION | 8100M |  |  | Rental | MHHS-Northeast |  |  |  | FFL3759 |  | Katy |  | Rental | [7 empty] | PUMPINFUSION-ALARIS-Medley 8100 |  | MEDLEY PUMP MODULE LVP *MEMORIAL HERMANN |  |  | PUMPINFUSION-ALARIS-Medley 8100 | [6 empty] | Verified as Rental |  |  | MHHS-Northeast
NO | YES |  |  |  | FFL3763 |  | CAREFUSION | 8100M |  |  | Rental | MHHS-Northeast |  |  |  | FFL3763 |  | Katy |  | Rental | [7 empty] | PUMPINFUSION-ALARIS-Medley 8100 |  | MEDLEY PUMP MODULE LVP *MEMORIAL HERMANN |  |  | PUMPINFUSION-ALARIS-Medley 8100 | [6 empty] | Verified as Rental |  |  | MHHS-Northeast
NO | YES |  |  |  | FFL3781 |  | CAREFUSION | 8100M |  |  | Rental | MHHS-Northeast |  |  |  | FFL3781 |  | Katy |  | Rental | [7 empty] | PUMPINFUSION-ALARIS-Medley 8100 |  | MEDLEY PUMP MODULE LVP *MEMORIAL HERMANN |  |  | PUMPINFUSION-ALARIS-Medley 8100 | [6 empty] | Verified as Rental |  |  | MHHS-Northeast
NO | YES |  |  |  | FFL3807 |  | CAREFUSION | 8100M |  |  | Rental | MHHS-Northeast |  |  |  | FFL3807 |  | Katy |  | Rental | [7 empty] | PUMPINFUSION-ALARIS-Medley 8100 |  | MEDLEY PUMP MODULE LVP *MEMORIAL HERMANN |  |  | PUMPINFUSION-ALARIS-Medley 8100 | [6 empty] | Verified as Rental |  |  | MHHS-Northeast
NO | YES |  |  |  | FFL3809 |  | CAREFUSION | 8100M |  |  | Rental | MHHS-Northeast |  |  |  | FFL3809 |  | Katy |  | Rental | [7 empty] | PUMPINFUSION-ALARIS-Medley 8100 |  | MEDLEY PUMP MODULE LVP *MEMORIAL HERMANN |  |  | PUMPINFUSION-ALARIS-Medley 8100 | [6 empty] | Verified as Rental |  |  | MHHS-Northeast
NO | YES |  |  |  | FFL3813 |  | CAREFUSION | 8100M |  |  | Rental | MHHS-Northeast |  |  |  | FFL3813 |  | Katy |  | Rental | [7 empty] | PUMPINFUSION-ALARIS-Medley 8100 |  | MEDLEY PUMP MODULE LVP *MEMORIAL HERMANN |  |  | PUMPINFUSION-ALARIS-Medley 8100 | [6 empty] | Verified as Rental |  |  | MHHS-Northeast
NO | YES |  |  |  | FFL3827 |  | CAREFUSION | 8100M |  |  | Rental | MHHS-Northeast |  |  |  | FFL3827 |  | Katy |  | Rental | [7 empty] | PUMPINFUSION-ALARIS-Medley 8100 |  | MEDLEY PUMP MODULE LVP *MEMORIAL HERMANN |  |  | PUMPINFUSION-ALARIS-Medley 8100 | [6 empty] | Verified as Rental |  |  | MHHS-Northeast
NO | YES |  |  |  | FFL3828 |  | CAREFUSION | 8100M |  |  | Rental | MHHS-Northeast |  |  |  | FFL3828 |  | Katy |  | Rental | [7 empty] | PUMPINFUSION-ALARIS-Medley 8100 |  | MEDLEY PUMP MODULE LVP *MEMORIAL HERMANN |  |  | PUMPINFUSION-ALARIS-Medley 8100 | [6 empty] | Verified as Rental |  |  | MHHS-Northeast
NO | YES |  |  |  | FFL3865 |  | CAREFUSION | 8100M |  |  | Rental | MHHS-Northeast |  |  |  | FFL3865 |  | Katy |  | Rental | [7 empty] | PUMPINFUSION-ALARIS-Medley 8100 |  | MEDLEY PUMP MODULE LVP *MEMORIAL HERMANN |  |  | PUMPINFUSION-ALARIS-Medley 8100 | [6 empty] | Verified as Rental |  |  | MHHS-Northeast
NO | YES |  |  |  | FFL3867 |  | CAREFUSION | 8100M |  |  | Rental | MHHS-Northeast |  |  |  | FFL3867 |  | Katy |  | Rental | [7 empty] | PUMPINFUSION-ALARIS-Medley 8100 |  | MEDLEY PUMP MODULE LVP *MEMORIAL HERMANN |  |  | PUMPINFUSION-ALARIS-Medley 8100 | [6 empty] | Verified as Rental |  |  | MHHS-Northeast
NO | YES |  |  |  | FFL3892 |  | CAREFUSION | 8100M |  |  | Rental | MHHS-Northeast |  |  |  | FFL3892 |  | Katy |  | Rental | [7 empty] | PUMPINFUSION-ALARIS-Medley 8100 |  | MEDLEY PUMP MODULE LVP *MEMORIAL HERMANN |  |  | PUMPINFUSION-ALARIS-Medley 8100 | [6 empty] | Verified as Rental |  |  | MHHS-Northeast
NO | YES |  |  |  | FFL3894 |  | CAREFUSION | 8100M |  |  | Rental | MHHS-Northeast |  |  |  | FFL3894 |  | Katy |  | Rental | [7 empty] | PUMPINFUSION-ALARIS-Medley 8100 |  | MEDLEY PUMP MODULE LVP *MEMORIAL HERMANN |  |  | PUMPINFUSION-ALARIS-Medley 8100 | [6 empty] | Verified as Rental |  |  | MHHS-Northeast
NO | YES |  |  |  | FFL3896 |  | CAREFUSION | 8100M |  |  | Rental | MHHS-Northeast |  |  |  | FFL3896 |  | Katy |  | Rental | [7 empty] | PUMPINFUSION-ALARIS-Medley 8100 |  | MEDLEY PUMP MODULE LVP *MEMORIAL HERMANN |  |  | PUMPINFUSION-ALARIS-Medley 8100 | [6 empty] | Verified as Rental |  |  | MHHS-Northeast
NO | YES |  |  |  | FFL3936 |  | CAREFUSION | 8100M |  |  | Rental | MHHS-Northeast |  |  |  | FFL3936 |  | Katy |  | Rental | [7 empty] | PUMPINFUSION-ALARIS-Medley 8100 |  | MEDLEY PUMP MODULE LVP *MEMORIAL HERMANN |  |  | PUMPINFUSION-ALARIS-Medley 8100 | [6 empty] | Verified as Rental |  |  | MHHS-Northeast
NO | YES |  |  |  | FFL3954 |  | CAREFUSION | 8100M |  |  | Rental | MHHS-Northeast |  |  |  | FFL3954 |  | Katy |  | Rental | [7 empty] | PUMPINFUSION-ALARIS-Medley 8100 |  | MEDLEY PUMP MODULE LVP *MEMORIAL HERMANN |  |  | PUMPINFUSION-ALARIS-Medley 8100 | [6 empty] | Verified as Rental |  |  | MHHS-Northeast
NO | YES |  |  |  | FFL3957 |  | CAREFUSION | 8100M |  |  | Rental | MHHS-Northeast |  |  |  | FFL3957 |  | Katy |  | Rental | [7 empty] | PUMPINFUSION-ALARIS-Medley 8100 |  | MEDLEY PUMP MODULE LVP *MEMORIAL HERMANN |  |  | PUMPINFUSION-ALARIS-Medley 8100 | [6 empty] | Verified as Rental |  |  | MHHS-Northeast
NO | YES |  |  |  | FFL3966 |  | CAREFUSION | 8100M |  |  | Rental | MHHS-Northeast |  |  |  | FFL3966 |  | Katy |  | Rental | [7 empty] | PUMPINFUSION-ALARIS-Medley 8100 |  | MEDLEY PUMP MODULE LVP *MEMORIAL HERMANN |  |  | PUMPINFUSION-ALARIS-Medley 8100 | [6 empty] | Verified as Rental |  |  | MHHS-Northeast
NO | YES |  |  |  | FFL3976 |  | CAREFUSION | 8100M |  |  | Rental | MHHS-Northeast |  |  |  | FFL3976 |  | Katy |  | Rental | [7 empty] | PUMPINFUSION-ALARIS-Medley 8100 |  | MEDLEY PUMP MODULE LVP *MEMORIAL HERMANN |  |  | PUMPINFUSION-ALARIS-Medley 8100 | [6 empty] | Verified as Rental |  |  | MHHS-Northeast
NO | YES |  |  |  | FFL3979 |  | CAREFUSION | 8100M |  |  | Rental | MHHS-Northeast |  |  |  | FFL3979 |  | Katy |  | Rental | [7 empty] | PUMPINFUSION-ALARIS-Medley 8100 |  | MEDLEY PUMP MODULE LVP *MEMORIAL HERMANN |  |  | PUMPINFUSION-ALARIS-Medley 8100 | [6 empty] | Verified as Rental |  |  | MHHS-Northeast
NO | YES |  |  |  | FFL4001 |  | CAREFUSION | 8100M |  |  | Rental | MHHS-Northeast |  |  |  | FFL4001 |  | Katy |  | Rental | [7 empty] | PUMPINFUSION-ALARIS-Medley 8100 |  | MEDLEY PUMP MODULE LVP *MEMORIAL HERMANN |  |  | PUMPINFUSION-ALARIS-Medley 8100 | [6 empty] | Verified as Rental |  |  | MHHS-Northeast
NO | YES |  |  |  | FFL4004 |  | CAREFUSION | 8100M |  |  | Rental | MHHS-Northeast |  |  |  | FFL4004 |  | Katy |  | Rental | [7 empty] | PUMPINFUSION-ALARIS-Medley 8100 |  | MEDLEY PUMP MODULE LVP *MEMORIAL HERMANN |  |  | PUMPINFUSION-ALARIS-Medley 8100 | [6 empty] | Verified as Rental |  |  | MHHS-Northeast
NO | YES |  |  |  | FFL4007 |  | CAREFUSION | 8100M |  |  | Rental | MHHS-Northeast |  |  |  | FFL4007 |  | Katy |  | Rental | [7 empty] | PUMPINFUSION-ALARIS-Medley 8100 |  | MEDLEY PUMP MODULE LVP *MEMORIAL HERMANN |  |  | PUMPINFUSION-ALARIS-Medley 8100 | [6 empty] | Verified as Rental |  |  | MHHS-Northeast
NO | YES |  |  |  | FFL4011 |  | CAREFUSION | 8100M |  |  | Rental | MHHS-Northeast |  |  |  | FFL4011 |  | Katy |  | Rental | [7 empty] | PUMPINFUSION-ALARIS-Medley 8100 |  | MEDLEY PUMP MODULE LVP *MEMORIAL HERMANN |  |  | PUMPINFUSION-ALARIS-Medley 8100 | [6 empty] | Verified as Rental |  |  | MHHS-Northeast
NO | YES |  |  |  | FFL4017 |  | CAREFUSION | 8100M |  |  | Rental | MHHS-Northeast |  |  |  | FFL4017 |  | Katy |  | Rental | [7 empty] | PUMPINFUSION-ALARIS-Medley 8100 |  | MEDLEY PUMP MODULE LVP *MEMORIAL HERMANN |  |  | PUMPINFUSION-ALARIS-Medley 8100 | [6 empty] | Verified as Rental |  |  | MHHS-Northeast
NO | YES |  |  |  | FFL4037 |  | CAREFUSION | 8100M |  |  | Rental | MHHS-Northeast |  |  |  | FFL4037 |  | Katy |  | Rental | [7 empty] | PUMPINFUSION-ALARIS-Medley 8100 |  | MEDLEY PUMP MODULE LVP *MEMORIAL HERMANN |  |  | PUMPINFUSION-ALARIS-Medley 8100 | [6 empty] | Verified as Rental |  |  | MHHS-Northeast
NO | YES |  |  |  | FFL4050 |  | CAREFUSION | 8100M |  |  | Rental | MHHS-Northeast |  |  |  | FFL4050 |  | Katy |  | Rental | [7 empty] | PUMPINFUSION-ALARIS-Medley 8100 |  | MEDLEY PUMP MODULE LVP *MEMORIAL HERMANN |  |  | PUMPINFUSION-ALARIS-Medley 8100 | [6 empty] | Verified as Rental |  |  | MHHS-Northeast
NO | YES |  |  |  | FFL4114 |  | CAREFUSION | 8100M |  |  | Rental | MHHS-Northeast |  |  |  | FFL4114 |  | Katy |  | Rental | [7 empty] | PUMPINFUSION-ALARIS-Medley 8100 |  | MEDLEY PUMP MODULE LVP *MEMORIAL HERMANN |  |  | PUMPINFUSION-ALARIS-Medley 8100 | [6 empty] | Verified as Rental |  |  | MHHS-Northeast
NO | YES |  |  |  | FFL4137 |  | CAREFUSION | 8100M |  |  | Rental | MHHS-Northeast |  |  |  | FFL4137 |  | Katy |  | Rental | [7 empty] | PUMPINFUSION-ALARIS-Medley 8100 |  | MEDLEY PUMP MODULE LVP *MEMORIAL HERMANN |  |  | PUMPINFUSION-ALARIS-Medley 8100 | [6 empty] | Verified as Rental |  |  | MHHS-Northeast
NO | YES |  |  |  | FFL4153 |  | CAREFUSION | 8100M |  |  | Rental | MHHS-Northeast |  |  |  | FFL4153 |  | Katy |  | Rental | [7 empty] | PUMPINFUSION-ALARIS-Medley 8100 |  | MEDLEY PUMP MODULE LVP *MEMORIAL HERMANN |  |  | PUMPINFUSION-ALARIS-Medley 8100 | [6 empty] | Verified as Rental |  |  | MHHS-Northeast
NO | YES |  |  |  | FFL4169 |  | CAREFUSION | 8100M |  |  | Rental | MHHS-Northeast |  |  |  | FFL4169 |  | Katy |  | Rental | [7 empty] | PUMPINFUSION-ALARIS-Medley 8100 |  | MEDLEY PUMP MODULE LVP *MEMORIAL HERMANN |  |  | PUMPINFUSION-ALARIS-Medley 8100 | [6 empty] | Verified as Rental |  |  | MHHS-Northeast
NO | YES |  |  |  | FFL4183 |  | CAREFUSION | 8100M |  |  | Rental | MHHS-Northeast |  |  |  | FFL4183 |  | Katy |  | Rental | [7 empty] | PUMPINFUSION-ALARIS-Medley 8100 |  | MEDLEY PUMP MODULE LVP *MEMORIAL HERMANN |  |  | PUMPINFUSION-ALARIS-Medley 8100 | [6 empty] | Verified as Rental |  |  | MHHS-Northeast
NO | YES |  |  |  | FFL4186 |  | CAREFUSION | 8100M |  |  | Rental | MHHS-Northeast |  |  |  | FFL4186 |  | Katy |  | Rental | [7 empty] | PUMPINFUSION-ALARIS-Medley 8100 |  | MEDLEY PUMP MODULE LVP *MEMORIAL HERMANN |  |  | PUMPINFUSION-ALARIS-Medley 8100 | [6 empty] | Verified as Rental |  |  | MHHS-Northeast
NO | YES |  |  |  | FFL4194 |  | CAREFUSION | 8100M |  |  | Rental | MHHS-Northeast |  |  |  | FFL4194 |  | Katy |  | Rental | [7 empty] | PUMPINFUSION-ALARIS-Medley 8100 |  | MEDLEY PUMP MODULE LVP *MEMORIAL HERMANN |  |  | PUMPINFUSION-ALARIS-Medley 8100 | [6 empty] | Verified as Rental |  |  | MHHS-Northeast
NO | YES |  |  |  | FFL4205 |  | CAREFUSION | 8100M |  |  | Rental | MHHS-Northeast |  |  |  | FFL4205 |  | Katy |  | Rental | [7 empty] | PUMPINFUSION-ALARIS-Medley 8100 |  | MEDLEY PUMP MODULE LVP *MEMORIAL HERMANN |  |  | PUMPINFUSION-ALARIS-Medley 8100 | [6 empty] | Verified as Rental |  |  | MHHS-Northeast
NO | YES |  |  |  | FFL4251 |  | CAREFUSION | 8100M |  |  | Rental | MHHS-Northeast |  |  |  | FFL4251 |  | Katy |  | Rental | [7 empty] | PUMPINFUSION-ALARIS-Medley 8100 |  | MEDLEY PUMP MODULE LVP *MEMORIAL HERMANN |  |  | PUMPINFUSION-ALARIS-Medley 8100 | [6 empty] | Verified as Rental |  |  | MHHS-Northeast
NO | YES |  |  |  | FFL4252 |  | CAREFUSION | 8100M |  |  | Rental | MHHS-Northeast |  |  |  | FFL4252 |  | Katy |  | Rental | [7 empty] | PUMPINFUSION-ALARIS-Medley 8100 |  | MEDLEY PUMP MODULE LVP *MEMORIAL HERMANN |  |  | PUMPINFUSION-ALARIS-Medley 8100 | [6 empty] | Verified as Rental |  |  | MHHS-Northeast
NO | YES |  |  |  | FFL4266 |  | CAREFUSION | 8100M |  |  | Rental | MHHS-Northeast |  |  |  | FFL4266 |  | Katy |  | Rental | [7 empty] | PUMPINFUSION-ALARIS-Medley 8100 |  | MEDLEY PUMP MODULE LVP *MEMORIAL HERMANN |  |  | PUMPINFUSION-ALARIS-Medley 8100 | [6 empty] | Verified as Rental |  |  | MHHS-Northeast
NO | YES |  |  |  | FFL4307 |  | CAREFUSION | 8100M |  |  | Rental | MHHS-Northeast |  |  |  | FFL4307 |  | Katy |  | Rental | [7 empty] | PUMPINFUSION-ALARIS-Medley 8100 |  | MEDLEY PUMP MODULE LVP *MEMORIAL HERMANN |  |  | PUMPINFUSION-ALARIS-Medley 8100 | [6 empty] | Verified as Rental |  |  | MHHS-Northeast
NO | YES |  |  |  | FFL4313 |  | CAREFUSION | 8100M |  |  | Rental | MHHS-Northeast |  |  |  | FFL4313 |  | Katy |  | Rental | [7 empty] | PUMPINFUSION-ALARIS-Medley 8100 |  | MEDLEY PUMP MODULE LVP *MEMORIAL HERMANN |  |  | PUMPINFUSION-ALARIS-Medley 8100 | [6 empty] | Verified as Rental |  |  | MHHS-Northeast
NO | YES |  |  |  | FFL4318 |  | CAREFUSION | 8100M |  |  | Rental | MHHS-Northeast |  |  |  | FFL4318 |  | Katy |  | Rental | [7 empty] | PUMPINFUSION-ALARIS-Medley 8100 |  | MEDLEY PUMP MODULE LVP *MEMORIAL HERMANN |  |  | PUMPINFUSION-ALARIS-Medley 8100 | [6 empty] | Verified as Rental |  |  | MHHS-Northeast
NO | YES |  |  |  | FFL4343 |  | CAREFUSION | 8100M |  |  | Rental | MHHS-Northeast |  |  |  | FFL4343 |  | Katy |  | Rental | [7 empty] | PUMPINFUSION-ALARIS-Medley 8100 |  | MEDLEY PUMP MODULE LVP *MEMORIAL HERMANN |  |  | PUMPINFUSION-ALARIS-Medley 8100 | [6 empty] | Verified as Rental |  |  | MHHS-Northeast
NO | YES |  |  |  | FFL4366 |  | CAREFUSION | 8100M |  |  | Rental | MHHS-Northeast |  |  |  | FFL4366 |  | Katy |  | Rental | [7 empty] | PUMPINFUSION-ALARIS-Medley 8100 |  | MEDLEY PUMP MODULE LVP *MEMORIAL HERMANN |  |  | PUMPINFUSION-ALARIS-Medley 8100 | [6 empty] | Verified as Rental |  |  | MHHS-Northeast
NO | YES |  |  |  | FFL4386 |  | CAREFUSION | 8100M |  |  | Rental | MHHS-Northeast |  |  |  | FFL4386 |  | Katy |  | Rental | [7 empty] | PUMPINFUSION-ALARIS-Medley 8100 |  | MEDLEY PUMP MODULE LVP *MEMORIAL HERMANN |  |  | PUMPINFUSION-ALARIS-Medley 8100 | [6 empty] | Verified as Rental |  |  | MHHS-Northeast
NO | YES |  |  |  | FFL4393 |  | CAREFUSION | 8100M |  |  | Rental | MHHS-Northeast |  |  |  | FFL4393 |  | Katy |  | Rental | [7 empty] | PUMPINFUSION-ALARIS-Medley 8100 |  | MEDLEY PUMP MODULE LVP *MEMORIAL HERMANN |  |  | PUMPINFUSION-ALARIS-Medley 8100 | [6 empty] | Verified as Rental |  |  | MHHS-Northeast
NO | YES |  |  |  | FFL4402 |  | CAREFUSION | 8100M |  |  | Rental | MHHS-Northeast |  |  |  | FFL4402 |  | Katy |  | Rental | [7 empty] | PUMPINFUSION-ALARIS-Medley 8100 |  | MEDLEY PUMP MODULE LVP *MEMORIAL HERMANN |  |  | PUMPINFUSION-ALARIS-Medley 8100 | [6 empty] | Verified as Rental |  |  | MHHS-Northeast
NO | YES |  |  |  | FFL4434 |  | CAREFUSION | 8100M |  |  | Rental | MHHS-Northeast |  |  |  | FFL4434 |  | Katy |  | Rental | [7 empty] | PUMPINFUSION-ALARIS-Medley 8100 |  | MEDLEY PUMP MODULE LVP *MEMORIAL HERMANN |  |  | PUMPINFUSION-ALARIS-Medley 8100 | [6 empty] | Verified as Rental |  |  | MHHS-Northeast
NO | YES |  |  |  | FFL4452 |  | CAREFUSION | 8100M |  |  | Rental | MHHS-Northeast |  |  |  | FFL4452 |  | Katy |  | Rental | [7 empty] | PUMPINFUSION-ALARIS-Medley 8100 |  | MEDLEY PUMP MODULE LVP *MEMORIAL HERMANN |  |  | PUMPINFUSION-ALARIS-Medley 8100 | [6 empty] | Verified as Rental |  |  | MHHS-Northeast
NO | YES |  |  |  | FFL4490 |  | CAREFUSION | 8100M |  |  | Rental | MHHS-Northeast |  |  |  | FFL4490 |  | Katy |  | Rental | [7 empty] | PUMPINFUSION-ALARIS-Medley 8100 |  | MEDLEY PUMP MODULE LVP *MEMORIAL HERMANN |  |  | PUMPINFUSION-ALARIS-Medley 8100 | [6 empty] | Verified as Rental |  |  | MHHS-Northeast
NO | YES |  |  |  | FFL4507 |  | CAREFUSION | 8100M |  |  | Rental | MHHS-Northeast |  |  |  | FFL4507 |  | Katy |  | Rental | [7 empty] | PUMPINFUSION-ALARIS-Medley 8100 |  | MEDLEY PUMP MODULE LVP *MEMORIAL HERMANN |  |  | PUMPINFUSION-ALARIS-Medley 8100 | [6 empty] | Verified as Rental |  |  | MHHS-Northeast
NO | YES |  |  |  | FFL4517 |  | CAREFUSION | 8100M |  |  | Rental | MHHS-Northeast |  |  |  | FFL4517 |  | Katy |  | Rental | [7 empty] | PUMPINFUSION-ALARIS-Medley 8100 |  | MEDLEY PUMP MODULE LVP *MEMORIAL HERMANN |  |  | PUMPINFUSION-ALARIS-Medley 8100 | [6 empty] | Verified as Rental |  |  | MHHS-Northeast
NO | YES |  |  |  | FFL4518 |  | CAREFUSION | 8100M |  |  | Rental | MHHS-Northeast |  |  |  | FFL4518 |  | Katy |  | Rental | [7 empty] | PUMPINFUSION-ALARIS-Medley 8100 |  | MEDLEY PUMP MODULE LVP *MEMORIAL HERMANN |  |  | PUMPINFUSION-ALARIS-Medley 8100 | [6 empty] | Verified as Rental |  |  | MHHS-Northeast
NO | YES |  |  |  | FFL4519 |  | CAREFUSION | 8100M |  |  | Rental | MHHS-Northeast |  |  |  | FFL4519 |  | Katy |  | Rental | [7 empty] | PUMPINFUSION-ALARIS-Medley 8100 |  | MEDLEY PUMP MODULE LVP *MEMORIAL HERMANN |  |  | PUMPINFUSION-ALARIS-Medley 8100 | [6 empty] | Verified as Rental |  |  | MHHS-Northeast
NO | YES |  |  |  | FFL4530 |  | CAREFUSION | 8100M |  |  | Rental | MHHS-Northeast |  |  |  | FFL4530 |  | Katy |  | Rental | [7 empty] | PUMPINFUSION-ALARIS-Medley 8100 |  | MEDLEY PUMP MODULE LVP *MEMORIAL HERMANN |  |  | PUMPINFUSION-ALARIS-Medley 8100 | [6 empty] | Verified as Rental |  |  | MHHS-Northeast
NO | YES |  |  |  | FFL4532 |  | CAREFUSION | 8100M |  |  | Rental | MHHS-Northeast |  |  |  | FFL4532 |  | Katy |  | Rental | [7 empty] | PUMPINFUSION-ALARIS-Medley 8100 |  | MEDLEY PUMP MODULE LVP *MEMORIAL HERMANN |  |  | PUMPINFUSION-ALARIS-Medley 8100 | [6 empty] | Verified as Rental |  |  | MHHS-Northeast
NO | YES |  |  |  | FFL4546 |  | CAREFUSION | 8100M |  |  | Rental | MHHS-Northeast |  |  |  | FFL4546 |  | Katy |  | Rental | [7 empty] | PUMPINFUSION-ALARIS-Medley 8100 |  | MEDLEY PUMP MODULE LVP *MEMORIAL HERMANN |  |  | PUMPINFUSION-ALARIS-Medley 8100 | [6 empty] | Verified as Rental |  |  | MHHS-Northeast
NO | YES |  |  |  | FFL4560 |  | CAREFUSION | 8100M |  |  | Rental | MHHS-Northeast |  |  |  | FFL4560 |  | Katy |  | Rental | [7 empty] | PUMPINFUSION-ALARIS-Medley 8100 |  | MEDLEY PUMP MODULE LVP *MEMORIAL HERMANN |  |  | PUMPINFUSION-ALARIS-Medley 8100 | [6 empty] | Verified as Rental |  |  | MHHS-Northeast
NO | YES |  |  |  | FFL4576 |  | CAREFUSION | 8100M |  |  | Rental | MHHS-Northeast |  |  |  | FFL4576 |  | Katy |  | Rental | [7 empty] | PUMPINFUSION-ALARIS-Medley 8100 |  | MEDLEY PUMP MODULE LVP *MEMORIAL HERMANN |  |  | PUMPINFUSION-ALARIS-Medley 8100 | [6 empty] | Verified as Rental |  |  | MHHS-Northeast
NO | YES |  |  |  | FFL4584 |  | CAREFUSION | 8100M |  |  | Rental | MHHS-Northeast |  |  |  | FFL4584 |  | Katy |  | Rental | [7 empty] | PUMPINFUSION-ALARIS-Medley 8100 |  | MEDLEY PUMP MODULE LVP *MEMORIAL HERMANN |  |  | PUMPINFUSION-ALARIS-Medley 8100 | [6 empty] | Verified as Rental |  |  | MHHS-Northeast
NO | YES |  |  |  | FFL4603 |  | CAREFUSION | 8100M |  |  | Rental | MHHS-Northeast |  |  |  | FFL4603 |  | Katy |  | Rental | [7 empty] | PUMPINFUSION-ALARIS-Medley 8100 |  | MEDLEY PUMP MODULE LVP *MEMORIAL HERMANN |  |  | PUMPINFUSION-ALARIS-Medley 8100 | [6 empty] | Verified as Rental |  |  | MHHS-Northeast
NO | YES |  |  |  | FFL4605 |  | CAREFUSION | 8100M |  |  | Rental | MHHS-Northeast |  |  |  | FFL4605 |  | Katy |  | Rental | [7 empty] | PUMPINFUSION-ALARIS-Medley 8100 |  | MEDLEY PUMP MODULE LVP *MEMORIAL HERMANN |  |  | PUMPINFUSION-ALARIS-Medley 8100 | [6 empty] | Verified as Rental |  |  | MHHS-Northeast
NO | YES |  |  |  | FFL4609 |  | CAREFUSION | 8100M |  |  | Rental | MHHS-Northeast |  |  |  | FFL4609 |  | Katy |  | Rental | [7 empty] | PUMPINFUSION-ALARIS-Medley 8100 |  | MEDLEY PUMP MODULE LVP *MEMORIAL HERMANN |  |  | PUMPINFUSION-ALARIS-Medley 8100 | [6 empty] | Verified as Rental |  |  | MHHS-Northeast
NO | YES |  |  |  | FFL4616 |  | CAREFUSION | 8100M |  |  | Rental | MHHS-Northeast |  |  |  | FFL4616 |  | Katy |  | Rental | [7 empty] | PUMPINFUSION-ALARIS-Medley 8100 |  | MEDLEY PUMP MODULE LVP *MEMORIAL HERMANN |  |  | PUMPINFUSION-ALARIS-Medley 8100 | [6 empty] | Verified as Rental |  |  | MHHS-Northeast
NO | YES |  |  |  | FFL4629 |  | CAREFUSION | 8100M |  |  | Rental | MHHS-Northeast |  |  |  | FFL4629 |  | Katy |  | Rental | [7 empty] | PUMPINFUSION-ALARIS-Medley 8100 |  | MEDLEY PUMP MODULE LVP *MEMORIAL HERMANN |  |  | PUMPINFUSION-ALARIS-Medley 8100 | [6 empty] | Verified as Rental |  |  | MHHS-Northeast
NO | YES |  |  |  | FFL4631 |  | CAREFUSION | 8100M |  |  | Rental | MHHS-Northeast |  |  |  | FFL4631 |  | Katy |  | Rental | [7 empty] | PUMPINFUSION-ALARIS-Medley 8100 |  | MEDLEY PUMP MODULE LVP *MEMORIAL HERMANN |  |  | PUMPINFUSION-ALARIS-Medley 8100 | [6 empty] | Verified as Rental |  |  | MHHS-Northeast
NO | YES |  |  |  | FFL4658 |  | CAREFUSION | 8100M |  |  | Rental | MHHS-Northeast |  |  |  | FFL4658 |  | Katy |  | Rental | [7 empty] | PUMPINFUSION-ALARIS-Medley 8100 |  | MEDLEY PUMP MODULE LVP *MEMORIAL HERMANN |  |  | PUMPINFUSION-ALARIS-Medley 8100 | [6 empty] | Verified as Rental |  |  | MHHS-Northeast
NO | YES |  |  |  | FFL4660 |  | CAREFUSION | 8100M |  |  | Rental | MHHS-Northeast |  |  |  | FFL4660 |  | Katy |  | Rental | [7 empty] | PUMPINFUSION-ALARIS-Medley 8100 |  | MEDLEY PUMP MODULE LVP *MEMORIAL HERMANN |  |  | PUMPINFUSION-ALARIS-Medley 8100 | [6 empty] | Verified as Rental |  |  | MHHS-Northeast
NO | YES |  |  |  | FFL4662 |  | CAREFUSION | 8100M |  |  | Rental | MHHS-Northeast |  |  |  | FFL4662 |  | Katy |  | Rental | [7 empty] | PUMPINFUSION-ALARIS-Medley 8100 |  | MEDLEY PUMP MODULE LVP *MEMORIAL HERMANN |  |  | PUMPINFUSION-ALARIS-Medley 8100 | [6 empty] | Verified as Rental |  |  | MHHS-Northeast
NO | YES |  |  |  | FFL4671 |  | CAREFUSION | 8100M |  |  | Rental | MHHS-Northeast |  |  |  | FFL4671 |  | Katy |  | Rental | [7 empty] | PUMPINFUSION-ALARIS-Medley 8100 |  | MEDLEY PUMP MODULE LVP *MEMORIAL HERMANN |  |  | PUMPINFUSION-ALARIS-Medley 8100 | [6 empty] | Verified as Rental |  |  | MHHS-Northeast
NO | YES |  |  |  | FFL4676 |  | CAREFUSION | 8100M |  |  | Rental | MHHS-Northeast |  |  |  | FFL4676 |  | Katy |  | Rental | [7 empty] | PUMPINFUSION-ALARIS-Medley 8100 |  | MEDLEY PUMP MODULE LVP *MEMORIAL HERMANN |  |  | PUMPINFUSION-ALARIS-Medley 8100 | [6 empty] | Verified as Rental |  |  | MHHS-Northeast
NO | YES |  |  |  | FFL4705 |  | CAREFUSION | 8100M |  |  | Rental | MHHS-Northeast |  |  |  | FFL4705 |  | Katy |  | Rental | [7 empty] | PUMPINFUSION-ALARIS-Medley 8100 |  | MEDLEY PUMP MODULE LVP *MEMORIAL HERMANN |  |  | PUMPINFUSION-ALARIS-Medley 8100 | [6 empty] | Verified as Rental |  |  | MHHS-Northeast
NO | YES |  |  |  | FFL4707 |  | CAREFUSION | 8100M |  |  | Rental | MHHS-Northeast |  |  |  | FFL4707 |  | Katy |  | Rental | [7 empty] | PUMPINFUSION-ALARIS-Medley 8100 |  | MEDLEY PUMP MODULE LVP *MEMORIAL HERMANN |  |  | PUMPINFUSION-ALARIS-Medley 8100 | [6 empty] | Verified as Rental |  |  | MHHS-Northeast
NO | YES |  |  |  | FFL4710 |  | CAREFUSION | 8100M |  |  | Rental | MHHS-Northeast |  |  |  | FFL4710 |  | Katy |  | Rental | [7 empty] | PUMPINFUSION-ALARIS-Medley 8100 |  | MEDLEY PUMP MODULE LVP *MEMORIAL HERMANN |  |  | PUMPINFUSION-ALARIS-Medley 8100 | [6 empty] | Verified as Rental |  |  | MHHS-Northeast
NO | YES |  |  |  | FFL4736 |  | CAREFUSION | 8100M |  |  | Rental | MHHS-Northeast |  |  |  | FFL4736 |  | Katy |  | Rental | [7 empty] | PUMPINFUSION-ALARIS-Medley 8100 |  | MEDLEY PUMP MODULE LVP *MEMORIAL HERMANN |  |  | PUMPINFUSION-ALARIS-Medley 8100 | [6 empty] | Verified as Rental |  |  | MHHS-Northeast
NO | YES |  |  |  | FFL4756 |  | CAREFUSION | 8100M |  |  | Rental | MHHS-Northeast |  |  |  | FFL4756 |  | Katy |  | Rental | [7 empty] | PUMPINFUSION-ALARIS-Medley 8100 |  | MEDLEY PUMP MODULE LVP *MEMORIAL HERMANN |  |  | PUMPINFUSION-ALARIS-Medley 8100 | [6 empty] | Verified as Rental |  |  | MHHS-Northeast
NO | YES |  |  |  | FFL4766 |  | CAREFUSION | 8100M |  |  | Rental | MHHS-Northeast |  |  |  | FFL4766 |  | Katy |  | Rental | [7 empty] | PUMPINFUSION-ALARIS-Medley 8100 |  | MEDLEY PUMP MODULE LVP *MEMORIAL HERMANN |  |  | PUMPINFUSION-ALARIS-Medley 8100 | [6 empty] | Verified as Rental |  |  | MHHS-Northeast
NO | YES |  |  |  | FFL4775 |  | CAREFUSION | 8100M |  |  | Rental | MHHS-Northeast |  |  |  | FFL4775 |  | Katy |  | Rental | [7 empty] | PUMPINFUSION-ALARIS-Medley 8100 |  | MEDLEY PUMP MODULE LVP *MEMORIAL HERMANN |  |  | PUMPINFUSION-ALARIS-Medley 8100 | [6 empty] | Verified as Rental |  |  | MHHS-Northeast
NO | YES |  |  |  | FFL4792 |  | CAREFUSION | 8100M |  |  | Rental | MHHS-Northeast |  |  |  | FFL4792 |  | Katy |  | Rental | [7 empty] | PUMPINFUSION-ALARIS-Medley 8100 |  | MEDLEY PUMP MODULE LVP *MEMORIAL HERMANN |  |  | PUMPINFUSION-ALARIS-Medley 8100 | [6 empty] | Verified as Rental |  |  | MHHS-Northeast
NO | YES |  |  |  | FFL4811 |  | CAREFUSION | 8100M |  |  | Rental | MHHS-Northeast |  |  |  | FFL4811 |  | Katy |  | Rental | [7 empty] | PUMPINFUSION-ALARIS-Medley 8100 |  | MEDLEY PUMP MODULE LVP *MEMORIAL HERMANN |  |  | PUMPINFUSION-ALARIS-Medley 8100 | [6 empty] | Verified as Rental |  |  | MHHS-Northeast
NO | YES |  |  |  | FFL4864 |  | CAREFUSION | 8100M |  |  | Rental | MHHS-Northeast |  |  |  | FFL4864 |  | Katy |  | Rental | [7 empty] | PUMPINFUSION-ALARIS-Medley 8100 |  | MEDLEY PUMP MODULE LVP *MEMORIAL HERMANN |  |  | PUMPINFUSION-ALARIS-Medley 8100 | [6 empty] | Verified as Rental |  |  | MHHS-Northeast
NO | YES |  |  |  | FFL4872 |  | CAREFUSION | 8100M |  |  | Rental | MHHS-Northeast |  |  |  | FFL4872 |  | Katy |  | Rental | [7 empty] | PUMPINFUSION-ALARIS-Medley 8100 |  | MEDLEY PUMP MODULE LVP *MEMORIAL HERMANN |  |  | PUMPINFUSION-ALARIS-Medley 8100 | [6 empty] | Verified as Rental |  |  | MHHS-Northeast
NO | YES |  |  |  | FFL4903 |  | CAREFUSION | 8100M |  |  | Rental | MHHS-Northeast |  |  |  | FFL4903 |  | Katy |  | Rental | [7 empty] | PUMPINFUSION-ALARIS-Medley 8100 |  | MEDLEY PUMP MODULE LVP *MEMORIAL HERMANN |  |  | PUMPINFUSION-ALARIS-Medley 8100 | [6 empty] | Verified as Rental |  |  | MHHS-Northeast
NO | YES |  |  |  | FFL4916 |  | CAREFUSION | 8100M |  |  | Rental | MHHS-Northeast |  |  |  | FFL4916 |  | Katy |  | Rental | [7 empty] | PUMPINFUSION-ALARIS-Medley 8100 |  | MEDLEY PUMP MODULE LVP *MEMORIAL HERMANN |  |  | PUMPINFUSION-ALARIS-Medley 8100 | [6 empty] | Verified as Rental |  |  | MHHS-Northeast
NO | YES |  |  |  | FFL4920 |  | CAREFUSION | 8100M |  |  | Rental | MHHS-Northeast |  |  |  | FFL4920 |  | Katy |  | Rental | [7 empty] | PUMPINFUSION-ALARIS-Medley 8100 |  | MEDLEY PUMP MODULE LVP *MEMORIAL HERMANN |  |  | PUMPINFUSION-ALARIS-Medley 8100 | [6 empty] | Verified as Rental |  |  | MHHS-Northeast
NO | YES |  |  |  | FFL4996 |  | CAREFUSION | 8100M |  |  | Rental | MHHS-Northeast |  |  |  | FFL4996 |  | Katy |  | Rental | [7 empty] | PUMPINFUSION-ALARIS-Medley 8100 |  | MEDLEY PUMP MODULE LVP *MEMORIAL HERMANN |  |  | PUMPINFUSION-ALARIS-Medley 8100 | [6 empty] | Verified as Rental |  |  | MHHS-Northeast
NO | YES |  |  |  | FFL5026 |  | CAREFUSION | 8100M |  |  | Rental | MHHS-Northeast |  |  |  | FFL5026 |  | Katy |  | Rental | [7 empty] | PUMPINFUSION-ALARIS-Medley 8100 |  | MEDLEY PUMP MODULE LVP *MEMORIAL HERMANN |  |  | PUMPINFUSION-ALARIS-Medley 8100 | [6 empty] | Verified as Rental |  |  | MHHS-Northeast
NO | YES |  |  |  | FFL5049 |  | CAREFUSION | 8100M |  |  | Rental | MHHS-Northeast |  |  |  | FFL5049 |  | Katy |  | Rental | [7 empty] | PUMPINFUSION-ALARIS-Medley 8100 |  | MEDLEY PUMP MODULE LVP *MEMORIAL HERMANN |  |  | PUMPINFUSION-ALARIS-Medley 8100 | [6 empty] | Verified as Rental |  |  | MHHS-Northeast
NO | YES |  |  |  | FFL5050 |  | CAREFUSION | 8100M |  |  | Rental | MHHS-Northeast |  |  |  | FFL5050 |  | Katy |  | Rental | [7 empty] | PUMPINFUSION-ALARIS-Medley 8100 |  | MEDLEY PUMP MODULE LVP *MEMORIAL HERMANN |  |  | PUMPINFUSION-ALARIS-Medley 8100 | [6 empty] | Verified as Rental |  |  | MHHS-Northeast
NO | YES |  |  |  | FFL5056 |  | CAREFUSION | 8100M |  |  | Rental | MHHS-Northeast |  |  |  | FFL5056 |  | Katy |  | Rental | [7 empty] | PUMPINFUSION-ALARIS-Medley 8100 |  | MEDLEY PUMP MODULE LVP *MEMORIAL HERMANN |  |  | PUMPINFUSION-ALARIS-Medley 8100 | [6 empty] | Verified as Rental |  |  | MHHS-Northeast
NO | YES |  |  |  | FFL5091 |  | CAREFUSION | 8100M |  |  | Rental | MHHS-Northeast |  |  |  | FFL5091 |  | Katy |  | Rental | [7 empty] | PUMPINFUSION-ALARIS-Medley 8100 |  | MEDLEY PUMP MODULE LVP *MEMORIAL HERMANN |  |  | PUMPINFUSION-ALARIS-Medley 8100 | [6 empty] | Verified as Rental |  |  | MHHS-Northeast
NO | YES |  |  |  | FFL5103 |  | CAREFUSION | 8100M |  |  | Rental | MHHS-Northeast |  |  |  | FFL5103 |  | Katy |  | Rental | [7 empty] | PUMPINFUSION-ALARIS-Medley 8100 |  | MEDLEY PUMP MODULE LVP *MEMORIAL HERMANN |  |  | PUMPINFUSION-ALARIS-Medley 8100 | [6 empty] | Verified as Rental |  |  | MHHS-Northeast
NO | YES |  |  |  | FFL5108 |  | CAREFUSION | 8100M |  |  | Rental | MHHS-Northeast |  |  |  | FFL5108 |  | Katy |  | Rental | [7 empty] | PUMPINFUSION-ALARIS-Medley 8100 |  | MEDLEY PUMP MODULE LVP *MEMORIAL HERMANN |  |  | PUMPINFUSION-ALARIS-Medley 8100 | [6 empty] | Verified as Rental |  |  | MHHS-Northeast
NO | YES |  |  |  | FFL5121 |  | CAREFUSION | 8100M |  |  | Rental | MHHS-Northeast |  |  |  | FFL5121 |  | Katy |  | Rental | [7 empty] | PUMPINFUSION-ALARIS-Medley 8100 |  | MEDLEY PUMP MODULE LVP *MEMORIAL HERMANN |  |  | PUMPINFUSION-ALARIS-Medley 8100 | [6 empty] | Verified as Rental |  |  | MHHS-Northeast
NO | YES |  |  |  | FFL5126 |  | CAREFUSION | 8100M |  |  | Rental | MHHS-Northeast |  |  |  | FFL5126 |  | Katy |  | Rental | [7 empty] | PUMPINFUSION-ALARIS-Medley 8100 |  | MEDLEY PUMP MODULE LVP *MEMORIAL HERMANN |  |  | PUMPINFUSION-ALARIS-Medley 8100 | [6 empty] | Verified as Rental |  |  | MHHS-Northeast
NO | YES |  |  |  | FFL5138 |  | CAREFUSION | 8100M |  |  | Rental | MHHS-Northeast |  |  |  | FFL5138 |  | Katy |  | Rental | [7 empty] | PUMPINFUSION-ALARIS-Medley 8100 |  | MEDLEY PUMP MODULE LVP *MEMORIAL HERMANN |  |  | PUMPINFUSION-ALARIS-Medley 8100 | [6 empty] | Verified as Rental |  |  | MHHS-Northeast
NO | YES |  |  |  | FFL5152 |  | CAREFUSION | 8100M |  |  | Rental | MHHS-Northeast |  |  |  | FFL5152 |  | Katy |  | Rental | [7 empty] | PUMPINFUSION-ALARIS-Medley 8100 |  | MEDLEY PUMP MODULE LVP *MEMORIAL HERMANN |  |  | PUMPINFUSION-ALARIS-Medley 8100 | [6 empty] | Verified as Rental |  |  | MHHS-Northeast
NO | YES |  |  |  | FFL5166 |  | CAREFUSION | 8100M |  |  | Rental | MHHS-Northeast |  |  |  | FFL5166 |  | Katy |  | Rental | [7 empty] | PUMPINFUSION-ALARIS-Medley 8100 |  | MEDLEY PUMP MODULE LVP *MEMORIAL HERMANN |  |  | PUMPINFUSION-ALARIS-Medley 8100 | [6 empty] | Verified as Rental |  |  | MHHS-Northeast
NO | YES |  |  |  | FFL5175 |  | CAREFUSION | 8100M |  |  | Rental | MHHS-Northeast |  |  |  | FFL5175 |  | Katy |  | Rental | [7 empty] | PUMPINFUSION-ALARIS-Medley 8100 |  | MEDLEY PUMP MODULE LVP *MEMORIAL HERMANN |  |  | PUMPINFUSION-ALARIS-Medley 8100 | [6 empty] | Verified as Rental |  |  | MHHS-Northeast
NO | YES |  |  |  | FFL5200 |  | CAREFUSION | 8100M |  |  | Rental | MHHS-Northeast |  |  |  | FFL5200 |  | Katy |  | Rental | [7 empty] | PUMPINFUSION-ALARIS-Medley 8100 |  | MEDLEY PUMP MODULE LVP *MEMORIAL HERMANN |  |  | PUMPINFUSION-ALARIS-Medley 8100 | [6 empty] | Verified as Rental |  |  | MHHS-Northeast
NO | YES |  |  |  | FFL5235 |  | CAREFUSION | 8100M |  |  | Rental | MHHS-Northeast |  |  |  | FFL5235 |  | Katy |  | Rental | [7 empty] | PUMPINFUSION-ALARIS-Medley 8100 |  | MEDLEY PUMP MODULE LVP *MEMORIAL HERMANN |  |  | PUMPINFUSION-ALARIS-Medley 8100 | [6 empty] | Verified as Rental |  |  | MHHS-Northeast
NO | YES |  |  |  | FFL5239 |  | CAREFUSION | 8100M |  |  | Rental | MHHS-Northeast |  |  |  | FFL5239 |  | Katy |  | Rental | [7 empty] | PUMPINFUSION-ALARIS-Medley 8100 |  | MEDLEY PUMP MODULE LVP *MEMORIAL HERMANN |  |  | PUMPINFUSION-ALARIS-Medley 8100 | [6 empty] | Verified as Rental |  |  | MHHS-Northeast
NO | YES |  |  |  | FFL5262 |  | CAREFUSION | 8100M |  |  | Rental | MHHS-Northeast |  |  |  | FFL5262 |  | Katy |  | Rental | [7 empty] | PUMPINFUSION-ALARIS-Medley 8100 |  | MEDLEY PUMP MODULE LVP *MEMORIAL HERMANN |  |  | PUMPINFUSION-ALARIS-Medley 8100 | [6 empty] | Verified as Rental |  |  | MHHS-Northeast
NO | YES |  |  |  | FFL5276 |  | CAREFUSION | 8100M |  |  | Rental | MHHS-Northeast |  |  |  | FFL5276 |  | Katy |  | Rental | [7 empty] | PUMPINFUSION-ALARIS-Medley 8100 |  | MEDLEY PUMP MODULE LVP *MEMORIAL HERMANN |  |  | PUMPINFUSION-ALARIS-Medley 8100 | [6 empty] | Verified as Rental |  |  | MHHS-Northeast
NO | YES |  |  |  | FFL5280 |  | CAREFUSION | 8100M |  |  | Rental | MHHS-Northeast |  |  |  | FFL5280 |  | Katy |  | Rental | [7 empty] | PUMPINFUSION-ALARIS-Medley 8100 |  | MEDLEY PUMP MODULE LVP *MEMORIAL HERMANN |  |  | PUMPINFUSION-ALARIS-Medley 8100 | [6 empty] | Verified as Rental |  |  | MHHS-Northeast
NO | YES |  |  |  | FFL5312 |  | CAREFUSION | 8100M |  |  | Rental | MHHS-Northeast |  |  |  | FFL5312 |  | Katy |  | Rental | [7 empty] | PUMPINFUSION-ALARIS-Medley 8100 |  | MEDLEY PUMP MODULE LVP *MEMORIAL HERMANN |  |  | PUMPINFUSION-ALARIS-Medley 8100 | [6 empty] | Verified as Rental |  |  | MHHS-Northeast
NO | YES |  |  |  | FFL5320 |  | CAREFUSION | 8100M |  |  | Rental | MHHS-Northeast |  |  |  | FFL5320 |  | Katy |  | Rental | [7 empty] | PUMPINFUSION-ALARIS-Medley 8100 |  | MEDLEY PUMP MODULE LVP *MEMORIAL HERMANN |  |  | PUMPINFUSION-ALARIS-Medley 8100 | [6 empty] | Verified as Rental |  |  | MHHS-Northeast
NO | YES |  |  |  | FFL5331 |  | CAREFUSION | 8100M |  |  | Rental | MHHS-Northeast |  |  |  | FFL5331 |  | Katy |  | Rental | [7 empty] | PUMPINFUSION-ALARIS-Medley 8100 |  | MEDLEY PUMP MODULE LVP *MEMORIAL HERMANN |  |  | PUMPINFUSION-ALARIS-Medley 8100 | [6 empty] | Verified as Rental |  |  | MHHS-Northeast
NO | YES |  |  |  | FFL5347 |  | CAREFUSION | 8100M |  |  | Rental | MHHS-Northeast |  |  |  | FFL5347 |  | Katy |  | Rental | [7 empty] | PUMPINFUSION-ALARIS-Medley 8100 |  | MEDLEY PUMP MODULE LVP *MEMORIAL HERMANN |  |  | PUMPINFUSION-ALARIS-Medley 8100 | [6 empty] | Verified as Rental |  |  | MHHS-Northeast
NO | YES |  |  |  | FFL5374 |  | CAREFUSION | 8100M |  |  | Rental | MHHS-Northeast |  |  |  | FFL5374 |  | Katy |  | Rental | [7 empty] | PUMPINFUSION-ALARIS-Medley 8100 |  | MEDLEY PUMP MODULE LVP *MEMORIAL HERMANN |  |  | PUMPINFUSION-ALARIS-Medley 8100 | [6 empty] | Verified as Rental |  |  | MHHS-Northeast
NO | YES |  |  |  | FFL5387 |  | CAREFUSION | 8100M |  |  | Rental | MHHS-Northeast |  |  |  | FFL5387 |  | Katy |  | Rental | [7 empty] | PUMPINFUSION-ALARIS-Medley 8100 |  | MEDLEY PUMP MODULE LVP *MEMORIAL HERMANN |  |  | PUMPINFUSION-ALARIS-Medley 8100 | [6 empty] | Verified as Rental |  |  | MHHS-Northeast
NO | YES |  |  |  | FFL5396 |  | CAREFUSION | 8100M |  |  | Rental | MHHS-Northeast |  |  |  | FFL5396 |  | Katy |  | Rental | [7 empty] | PUMPINFUSION-ALARIS-Medley 8100 |  | MEDLEY PUMP MODULE LVP *MEMORIAL HERMANN |  |  | PUMPINFUSION-ALARIS-Medley 8100 | [6 empty] | Verified as Rental |  |  | MHHS-Northeast
NO | YES |  |  |  | FFL5406 |  | CAREFUSION | 8100M |  |  | Rental | MHHS-Northeast |  |  |  | FFL5406 |  | Katy |  | Rental | [7 empty] | PUMPINFUSION-ALARIS-Medley 8100 |  | MEDLEY PUMP MODULE LVP *MEMORIAL HERMANN |  |  | PUMPINFUSION-ALARIS-Medley 8100 | [6 empty] | Verified as Rental |  |  | MHHS-Northeast
NO | YES |  |  |  | FFL5445 |  | CAREFUSION | 8100M |  |  | Rental | MHHS-Northeast |  |  |  | FFL5445 |  | Katy |  | Rental | [7 empty] | PUMPINFUSION-ALARIS-Medley 8100 |  | MEDLEY PUMP MODULE LVP *MEMORIAL HERMANN |  |  | PUMPINFUSION-ALARIS-Medley 8100 | [6 empty] | Verified as Rental |  |  | MHHS-Northeast
NO | YES |  |  |  | FFL5459 |  | CAREFUSION | 8100M |  |  | Rental | MHHS-Northeast |  |  |  | FFL5459 |  | Katy |  | Rental | [7 empty] | PUMPINFUSION-ALARIS-Medley 8100 |  | MEDLEY PUMP MODULE LVP *MEMORIAL HERMANN |  |  | PUMPINFUSION-ALARIS-Medley 8100 | [6 empty] | Verified as Rental |  |  | MHHS-Northeast
NO | YES |  |  |  | FFL5462 |  | CAREFUSION | 8100M |  |  | Rental | MHHS-Northeast |  |  |  | FFL5462 |  | Katy |  | Rental | [7 empty] | PUMPINFUSION-ALARIS-Medley 8100 |  | MEDLEY PUMP MODULE LVP *MEMORIAL HERMANN |  |  | PUMPINFUSION-ALARIS-Medley 8100 | [6 empty] | Verified as Rental |  |  | MHHS-Northeast
NO | YES |  |  |  | FFL5470 |  | CAREFUSION | 8100M |  |  | Rental | MHHS-Northeast |  |  |  | FFL5470 |  | Katy |  | Rental | [7 empty] | PUMPINFUSION-ALARIS-Medley 8100 |  | MEDLEY PUMP MODULE LVP *MEMORIAL HERMANN |  |  | PUMPINFUSION-ALARIS-Medley 8100 | [6 empty] | Verified as Rental |  |  | MHHS-Northeast
NO | YES |  |  |  | FFL5509 |  | CAREFUSION | 8100M |  |  | Rental | MHHS-Northeast |  |  |  | FFL5509 |  | Katy |  | Rental | [7 empty] | PUMPINFUSION-ALARIS-Medley 8100 |  | MEDLEY PUMP MODULE LVP *MEMORIAL HERMANN |  |  | PUMPINFUSION-ALARIS-Medley 8100 | [6 empty] | Verified as Rental |  |  | MHHS-Northeast
NO | YES |  |  |  | FFL5534 |  | CAREFUSION | 8100M |  |  | Rental | MHHS-Northeast |  |  |  | FFL5534 |  | Katy |  | Rental | [7 empty] | PUMPINFUSION-ALARIS-Medley 8100 |  | MEDLEY PUMP MODULE LVP *MEMORIAL HERMANN |  |  | PUMPINFUSION-ALARIS-Medley 8100 | [6 empty] | Verified as Rental |  |  | MHHS-Northeast
NO | YES |  |  |  | FFL5555 |  | CAREFUSION | 8100M |  |  | Rental | MHHS-Northeast |  |  |  | FFL5555 |  | Katy |  | Rental | [7 empty] | PUMPINFUSION-ALARIS-Medley 8100 |  | MEDLEY PUMP MODULE LVP *MEMORIAL HERMANN |  |  | PUMPINFUSION-ALARIS-Medley 8100 | [6 empty] | Verified as Rental |  |  | MHHS-Northeast
NO | YES |  |  |  | FFL5570 |  | CAREFUSION | 8100M |  |  | Rental | MHHS-Northeast |  |  |  | FFL5570 |  | Katy |  | Rental | [7 empty] | PUMPINFUSION-ALARIS-Medley 8100 |  | MEDLEY PUMP MODULE LVP *MEMORIAL HERMANN |  |  | PUMPINFUSION-ALARIS-Medley 8100 | [6 empty] | Verified as Rental |  |  | MHHS-Northeast
NO | YES |  |  |  | FFL5592 |  | CAREFUSION | 8100M |  |  | Rental | MHHS-Northeast |  |  |  | FFL5592 |  | Katy |  | Rental | [7 empty] | PUMPINFUSION-ALARIS-Medley 8100 |  | MEDLEY PUMP MODULE LVP *MEMORIAL HERMANN |  |  | PUMPINFUSION-ALARIS-Medley 8100 | [6 empty] | Verified as Rental |  |  | MHHS-Northeast
NO | YES |  |  |  | FFL5600 |  | CAREFUSION | 8100M |  |  | Rental | MHHS-Northeast |  |  |  | FFL5600 |  | Katy |  | Rental | [7 empty] | PUMPINFUSION-ALARIS-Medley 8100 |  | MEDLEY PUMP MODULE LVP *MEMORIAL HERMANN |  |  | PUMPINFUSION-ALARIS-Medley 8100 | [6 empty] | Verified as Rental |  |  | MHHS-Northeast
NO | YES |  |  |  | FFL5605 |  | CAREFUSION | 8100M |  |  | Rental | MHHS-Northeast |  |  |  | FFL5605 |  | Katy |  | Rental | [7 empty] | PUMPINFUSION-ALARIS-Medley 8100 |  | MEDLEY PUMP MODULE LVP *MEMORIAL HERMANN |  |  | PUMPINFUSION-ALARIS-Medley 8100 | [6 empty] | Verified as Rental |  |  | MHHS-Northeast
NO | YES |  |  |  | FFL5634 |  | CAREFUSION | 8100M |  |  | Rental | MHHS-Northeast |  |  |  | FFL5634 |  | Katy |  | Rental | [7 empty] | PUMPINFUSION-ALARIS-Medley 8100 |  | MEDLEY PUMP MODULE LVP *MEMORIAL HERMANN |  |  | PUMPINFUSION-ALARIS-Medley 8100 | [6 empty] | Verified as Rental |  |  | MHHS-Northeast
NO | YES |  |  |  | FFL5649 |  | CAREFUSION | 8100M |  |  | Rental | MHHS-Northeast |  |  |  | FFL5649 |  | Katy |  | Rental | [7 empty] | PUMPINFUSION-ALARIS-Medley 8100 |  | MEDLEY PUMP MODULE LVP *MEMORIAL HERMANN |  |  | PUMPINFUSION-ALARIS-Medley 8100 | [6 empty] | Verified as Rental |  |  | MHHS-Northeast
NO | YES |  |  |  | FFL5653 |  | CAREFUSION | 8100M |  |  | Rental | MHHS-Northeast |  |  |  | FFL5653 |  | Katy |  | Rental | [7 empty] | PUMPINFUSION-ALARIS-Medley 8100 |  | MEDLEY PUMP MODULE LVP *MEMORIAL HERMANN |  |  | PUMPINFUSION-ALARIS-Medley 8100 | [6 empty] | Verified as Rental |  |  | MHHS-Northeast
NO | YES |  |  |  | FFL5684 |  | CAREFUSION | 8100M |  |  | Rental | MHHS-Northeast |  |  |  | FFL5684 |  | Katy |  | Rental | [7 empty] | PUMPINFUSION-ALARIS-Medley 8100 |  | MEDLEY PUMP MODULE LVP *MEMORIAL HERMANN |  |  | PUMPINFUSION-ALARIS-Medley 8100 | [6 empty] | Verified as Rental |  |  | MHHS-Northeast
NO | YES |  |  |  | FFL5695 |  | CAREFUSION | 8100M |  |  | Rental | MHHS-Northeast |  |  |  | FFL5695 |  | Katy |  | Rental | [7 empty] | PUMPINFUSION-ALARIS-Medley 8100 |  | MEDLEY PUMP MODULE LVP *MEMORIAL HERMANN |  |  | PUMPINFUSION-ALARIS-Medley 8100 | [6 empty] | Verified as Rental |  |  | MHHS-Northeast
NO | YES |  |  |  | FFL5717 |  | CAREFUSION | 8100M |  |  | Rental | MHHS-Northeast |  |  |  | FFL5717 |  | Katy |  | Rental | [7 empty] | PUMPINFUSION-ALARIS-Medley 8100 |  | MEDLEY PUMP MODULE LVP *MEMORIAL HERMANN |  |  | PUMPINFUSION-ALARIS-Medley 8100 | [6 empty] | Verified as Rental |  |  | MHHS-Northeast
NO | YES |  |  |  | FFL5790 |  | CAREFUSION | 8100M |  |  | Rental | MHHS-Northeast |  |  |  | FFL5790 |  | Katy |  | Rental | [7 empty] | PUMPINFUSION-ALARIS-Medley 8100 |  | MEDLEY PUMP MODULE LVP *MEMORIAL HERMANN |  |  | PUMPINFUSION-ALARIS-Medley 8100 | [6 empty] | Verified as Rental |  |  | MHHS-Northeast
NO | YES |  |  |  | FFL5801 |  | CAREFUSION | 8100M |  |  | Rental | MHHS-Northeast |  |  |  | FFL5801 |  | Katy |  | Rental | [7 empty] | PUMPINFUSION-ALARIS-Medley 8100 |  | MEDLEY PUMP MODULE LVP *MEMORIAL HERMANN |  |  | PUMPINFUSION-ALARIS-Medley 8100 | [6 empty] | Verified as Rental |  |  | MHHS-Northeast
NO | YES |  |  |  | FFL5886 |  | CAREFUSION | 8100M |  |  | Rental | MHHS-Northeast |  |  |  | FFL5886 |  | Katy |  | Rental | [7 empty] | PUMPINFUSION-ALARIS-Medley 8100 |  | MEDLEY PUMP MODULE LVP *MEMORIAL HERMANN |  |  | PUMPINFUSION-ALARIS-Medley 8100 | [6 empty] | Verified as Rental |  |  | MHHS-Northeast
NO | YES |  |  |  | FFL5891 |  | CAREFUSION | 8100M |  |  | Rental | MHHS-Northeast |  |  |  | FFL5891 |  | Katy |  | Rental | [7 empty] | PUMPINFUSION-ALARIS-Medley 8100 |  | MEDLEY PUMP MODULE LVP *MEMORIAL HERMANN |  |  | PUMPINFUSION-ALARIS-Medley 8100 | [6 empty] | Verified as Rental |  |  | MHHS-Northeast
NO | YES |  |  |  | FFL5895 |  | CAREFUSION | 8100M |  |  | Rental | MHHS-Northeast |  |  |  | FFL5895 |  | Katy |  | Rental | [7 empty] | PUMPINFUSION-ALARIS-Medley 8100 |  | MEDLEY PUMP MODULE LVP *MEMORIAL HERMANN |  |  | PUMPINFUSION-ALARIS-Medley 8100 | [6 empty] | Verified as Rental |  |  | MHHS-Northeast
NO | YES |  |  |  | FFL5897 |  | CAREFUSION | 8100M |  |  | Rental | MHHS-Northeast |  |  |  | FFL5897 |  | Katy |  | Rental | [7 empty] | PUMPINFUSION-ALARIS-Medley 8100 |  | MEDLEY PUMP MODULE LVP *MEMORIAL HERMANN |  |  | PUMPINFUSION-ALARIS-Medley 8100 | [6 empty] | Verified as Rental |  |  | MHHS-Northeast
NO | YES |  |  |  | FFL5907 |  | CAREFUSION | 8100M |  |  | Rental | MHHS-Northeast |  |  |  | FFL5907 |  | Katy |  | Rental | [7 empty] | PUMPINFUSION-ALARIS-Medley 8100 |  | MEDLEY PUMP MODULE LVP *MEMORIAL HERMANN |  |  | PUMPINFUSION-ALARIS-Medley 8100 | [6 empty] | Verified as Rental |  |  | MHHS-Northeast
NO | YES |  |  |  | FFL5947 |  | CAREFUSION | 8100M |  |  | Rental | MHHS-Northeast |  |  |  | FFL5947 |  | Katy |  | Rental | [7 empty] | PUMPINFUSION-ALARIS-Medley 8100 |  | MEDLEY PUMP MODULE LVP *MEMORIAL HERMANN |  |  | PUMPINFUSION-ALARIS-Medley 8100 | [6 empty] | Verified as Rental |  |  | MHHS-Northeast
NO | YES |  |  |  | FFL5956 |  | CAREFUSION | 8100M |  |  | Rental | MHHS-Northeast |  |  |  | FFL5956 |  | Katy |  | Rental | [7 empty] | PUMPINFUSION-ALARIS-Medley 8100 |  | MEDLEY PUMP MODULE LVP *MEMORIAL HERMANN |  |  | PUMPINFUSION-ALARIS-Medley 8100 | [6 empty] | Verified as Rental |  |  | MHHS-Northeast
NO | YES |  |  |  | FFL5985 |  | CAREFUSION | 8100M |  |  | Rental | MHHS-Northeast |  |  |  | FFL5985 |  | Katy |  | Rental | [7 empty] | PUMPINFUSION-ALARIS-Medley 8100 |  | MEDLEY PUMP MODULE LVP *MEMORIAL HERMANN |  |  | PUMPINFUSION-ALARIS-Medley 8100 | [6 empty] | Verified as Rental |  |  | MHHS-Northeast
NO | YES |  |  |  | FFL6001 |  | CAREFUSION | 8100M |  |  | Rental | MHHS-Northeast |  |  |  | FFL6001 |  | Katy |  | Rental | [7 empty] | PUMPINFUSION-ALARIS-Medley 8100 |  | MEDLEY PUMP MODULE LVP *MEMORIAL HERMANN |  |  | PUMPINFUSION-ALARIS-Medley 8100 | [6 empty] | Verified as Rental |  |  | MHHS-Northeast
NO | YES |  |  |  | FFL6018 |  | CAREFUSION | 8100M |  |  | Rental | MHHS-Northeast |  |  |  | FFL6018 |  | Katy |  | Rental | [7 empty] | PUMPINFUSION-ALARIS-Medley 8100 |  | MEDLEY PUMP MODULE LVP *MEMORIAL HERMANN |  |  | PUMPINFUSION-ALARIS-Medley 8100 | [6 empty] | Verified as Rental |  |  | MHHS-Northeast
NO | YES |  |  |  | FFL6031 |  | CAREFUSION | 8100M |  |  | Rental | MHHS-Northeast |  |  |  | FFL6031 |  | Katy |  | Rental | [7 empty] | PUMPINFUSION-ALARIS-Medley 8100 |  | MEDLEY PUMP MODULE LVP *MEMORIAL HERMANN |  |  | PUMPINFUSION-ALARIS-Medley 8100 | [6 empty] | Verified as Rental |  |  | MHHS-Northeast
NO | YES |  |  |  | FFL6036 |  | CAREFUSION | 8100M |  |  | Rental | MHHS-Northeast |  |  |  | FFL6036 |  | Katy |  | Rental | [7 empty] | PUMPINFUSION-ALARIS-Medley 8100 |  | MEDLEY PUMP MODULE LVP *MEMORIAL HERMANN |  |  | PUMPINFUSION-ALARIS-Medley 8100 | [6 empty] | Verified as Rental |  |  | MHHS-Northeast
NO | YES |  |  |  | FFL6037 |  | CAREFUSION | 8100M |  |  | Rental | MHHS-Northeast |  |  |  | FFL6037 |  | Katy |  | Rental | [7 empty] | PUMPINFUSION-ALARIS-Medley 8100 |  | MEDLEY PUMP MODULE LVP *MEMORIAL HERMANN |  |  | PUMPINFUSION-ALARIS-Medley 8100 | [6 empty] | Verified as Rental |  |  | MHHS-Northeast
NO | YES |  |  |  | FFL6044 |  | CAREFUSION | 8100M |  |  | Rental | MHHS-Northeast |  |  |  | FFL6044 |  | Katy |  | Rental | [7 empty] | PUMPINFUSION-ALARIS-Medley 8100 |  | MEDLEY PUMP MODULE LVP *MEMORIAL HERMANN |  |  | PUMPINFUSION-ALARIS-Medley 8100 | [6 empty] | Verified as Rental |  |  | MHHS-Northeast
NO | YES |  |  |  | FFL6060 |  | CAREFUSION | 8100M |  |  | Rental | MHHS-Northeast |  |  |  | FFL6060 |  | Katy |  | Rental | [7 empty] | PUMPINFUSION-ALARIS-Medley 8100 |  | MEDLEY PUMP MODULE LVP *MEMORIAL HERMANN |  |  | PUMPINFUSION-ALARIS-Medley 8100 | [6 empty] | Verified as Rental |  |  | MHHS-Northeast
NO | YES |  |  |  | FFL6095 |  | CAREFUSION | 8100M |  |  | Rental | MHHS-Northeast |  |  |  | FFL6095 |  | Katy |  | Rental | [7 empty] | PUMPINFUSION-ALARIS-Medley 8100 |  | MEDLEY PUMP MODULE LVP *MEMORIAL HERMANN |  |  | PUMPINFUSION-ALARIS-Medley 8100 | [6 empty] | Verified as Rental |  |  | MHHS-Northeast
NO | YES |  |  |  | FFL6096 |  | CAREFUSION | 8100M |  |  | Rental | MHHS-Northeast |  |  |  | FFL6096 |  | Katy |  | Rental | [7 empty] | PUMPINFUSION-ALARIS-Medley 8100 |  | MEDLEY PUMP MODULE LVP *MEMORIAL HERMANN |  |  | PUMPINFUSION-ALARIS-Medley 8100 | [6 empty] | Verified as Rental |  |  | MHHS-Northeast
NO | YES |  |  |  | FFL6100 |  | CAREFUSION | 8100M |  |  | Rental | MHHS-Northeast |  |  |  | FFL6100 |  | Katy |  | Rental | [7 empty] | PUMPINFUSION-ALARIS-Medley 8100 |  | MEDLEY PUMP MODULE LVP *MEMORIAL HERMANN |  |  | PUMPINFUSION-ALARIS-Medley 8100 | [6 empty] | Verified as Rental |  |  | MHHS-Northeast
NO | YES |  |  |  | FFL6111 |  | CAREFUSION | 8100M |  |  | Rental | MHHS-Northeast |  |  |  | FFL6111 |  | Katy |  | Rental | [7 empty] | PUMPINFUSION-ALARIS-Medley 8100 |  | MEDLEY PUMP MODULE LVP *MEMORIAL HERMANN |  |  | PUMPINFUSION-ALARIS-Medley 8100 | [6 empty] | Verified as Rental |  |  | MHHS-Northeast
NO | YES |  |  |  | FFL6114 |  | CAREFUSION | 8100M |  |  | Rental | MHHS-Northeast |  |  |  | FFL6114 |  | Katy |  | Rental | [7 empty] | PUMPINFUSION-ALARIS-Medley 8100 |  | MEDLEY PUMP MODULE LVP *MEMORIAL HERMANN |  |  | PUMPINFUSION-ALARIS-Medley 8100 | [6 empty] | Verified as Rental |  |  | MHHS-Northeast
NO | YES |  |  |  | FFL6118 |  | CAREFUSION | 8100M |  |  | Rental | MHHS-Northeast |  |  |  | FFL6118 |  | Katy |  | Rental | [7 empty] | PUMPINFUSION-ALARIS-Medley 8100 |  | MEDLEY PUMP MODULE LVP *MEMORIAL HERMANN |  |  | PUMPINFUSION-ALARIS-Medley 8100 | [6 empty] | Verified as Rental |  |  | MHHS-Northeast
NO | YES |  |  |  | FFL6119 |  | CAREFUSION | 8100M |  |  | Rental | MHHS-Northeast |  |  |  | FFL6119 |  | Katy |  | Rental | [7 empty] | PUMPINFUSION-ALARIS-Medley 8100 |  | MEDLEY PUMP MODULE LVP *MEMORIAL HERMANN |  |  | PUMPINFUSION-ALARIS-Medley 8100 | [6 empty] | Verified as Rental |  |  | MHHS-Northeast
NO | YES |  |  |  | FFL6164 |  | CAREFUSION | 8100M |  |  | Rental | MHHS-Northeast |  |  |  | FFL6164 |  | Katy |  | Rental | [7 empty] | PUMPINFUSION-ALARIS-Medley 8100 |  | MEDLEY PUMP MODULE LVP *MEMORIAL HERMANN |  |  | PUMPINFUSION-ALARIS-Medley 8100 | [6 empty] | Verified as Rental |  |  | MHHS-Northeast
NO | YES |  |  |  | FFL6175 |  | CAREFUSION | 8100M |  |  | Rental | MHHS-Northeast |  |  |  | FFL6175 |  | Katy |  | Rental | [7 empty] | PUMPINFUSION-ALARIS-Medley 8100 |  | MEDLEY PUMP MODULE LVP *MEMORIAL HERMANN |  |  | PUMPINFUSION-ALARIS-Medley 8100 | [6 empty] | Verified as Rental |  |  | MHHS-Northeast
NO | YES |  |  |  | FFL6190 |  | CAREFUSION | 8100M |  |  | Rental | MHHS-Northeast |  |  |  | FFL6190 |  | Katy |  | Rental | [7 empty] | PUMPINFUSION-ALARIS-Medley 8100 |  | MEDLEY PUMP MODULE LVP *MEMORIAL HERMANN |  |  | PUMPINFUSION-ALARIS-Medley 8100 | [6 empty] | Verified as Rental |  |  | MHHS-Northeast
NO | YES |  |  |  | FFL6198 |  | CAREFUSION | 8100M |  |  | Rental | MHHS-Northeast |  |  |  | FFL6198 |  | Katy |  | Rental | [7 empty] | PUMPINFUSION-ALARIS-Medley 8100 |  | MEDLEY PUMP MODULE LVP *MEMORIAL HERMANN |  |  | PUMPINFUSION-ALARIS-Medley 8100 | [6 empty] | Verified as Rental |  |  | MHHS-Northeast
NO | YES |  |  |  | FFL6220 |  | CAREFUSION | 8100M |  |  | Rental | MHHS-Northeast |  |  |  | FFL6220 |  | Katy |  | Rental | [7 empty] | PUMPINFUSION-ALARIS-Medley 8100 |  | MEDLEY PUMP MODULE LVP *MEMORIAL HERMANN |  |  | PUMPINFUSION-ALARIS-Medley 8100 | [6 empty] | Verified as Rental |  |  | MHHS-Northeast
NO | YES |  |  |  | FFL6227 |  | CAREFUSION | 8100M |  |  | Rental | MHHS-Northeast |  |  |  | FFL6227 |  | Katy |  | Rental | [7 empty] | PUMPINFUSION-ALARIS-Medley 8100 |  | MEDLEY PUMP MODULE LVP *MEMORIAL HERMANN |  |  | PUMPINFUSION-ALARIS-Medley 8100 | [6 empty] | Verified as Rental |  |  | MHHS-Northeast
NO | YES |  |  |  | FFL6230 |  | CAREFUSION | 8100M |  |  | Rental | MHHS-Northeast |  |  |  | FFL6230 |  | Katy |  | Rental | [7 empty] | PUMPINFUSION-ALARIS-Medley 8100 |  | MEDLEY PUMP MODULE LVP *MEMORIAL HERMANN |  |  | PUMPINFUSION-ALARIS-Medley 8100 | [6 empty] | Verified as Rental |  |  | MHHS-Northeast
NO | YES |  |  |  | FFL6231 |  | CAREFUSION | 8100M |  |  | Rental | MHHS-Northeast |  |  |  | FFL6231 |  | Katy |  | Rental | [7 empty] | PUMPINFUSION-ALARIS-Medley 8100 |  | MEDLEY PUMP MODULE LVP *MEMORIAL HERMANN |  |  | PUMPINFUSION-ALARIS-Medley 8100 | [6 empty] | Verified as Rental |  |  | MHHS-Northeast
NO | YES |  |  |  | FFL6287 |  | CAREFUSION | 8100M |  |  | Rental | MHHS-Northeast |  |  |  | FFL6287 |  | Katy |  | Rental | [7 empty] | PUMPINFUSION-ALARIS-Medley 8100 |  | MEDLEY PUMP MODULE LVP *MEMORIAL HERMANN |  |  | PUMPINFUSION-ALARIS-Medley 8100 | [6 empty] | Verified as Rental |  |  | MHHS-Northeast
NO | YES |  |  |  | FFL6295 |  | CAREFUSION | 8100M |  |  | Rental | MHHS-Northeast |  |  |  | FFL6295 |  | Katy |  | Rental | [7 empty] | PUMPINFUSION-ALARIS-Medley 8100 |  | MEDLEY PUMP MODULE LVP *MEMORIAL HERMANN |  |  | PUMPINFUSION-ALARIS-Medley 8100 | [6 empty] | Verified as Rental |  |  | MHHS-Northeast
NO | YES |  |  |  | FFL6300 |  | CAREFUSION | 8100M |  |  | Rental | MHHS-Northeast |  |  |  | FFL6300 |  | Katy |  | Rental | [7 empty] | PUMPINFUSION-ALARIS-Medley 8100 |  | MEDLEY PUMP MODULE LVP *MEMORIAL HERMANN |  |  | PUMPINFUSION-ALARIS-Medley 8100 | [6 empty] | Verified as Rental |  |  | MHHS-Northeast
NO | YES |  |  |  | FFL6326 |  | CAREFUSION | 8100M |  |  | Rental | MHHS-Northeast |  |  |  | FFL6326 |  | Katy |  | Rental | [7 empty] | PUMPINFUSION-ALARIS-Medley 8100 |  | MEDLEY PUMP MODULE LVP *MEMORIAL HERMANN |  |  | PUMPINFUSION-ALARIS-Medley 8100 | [6 empty] | Verified as Rental |  |  | MHHS-Northeast
NO | YES |  |  |  | FFL6353 |  | CAREFUSION | 8100M |  |  | Rental | MHHS-Northeast |  |  |  | FFL6353 |  | Katy |  | Rental | [7 empty] | PUMPINFUSION-ALARIS-Medley 8100 |  | MEDLEY PUMP MODULE LVP *MEMORIAL HERMANN |  |  | PUMPINFUSION-ALARIS-Medley 8100 | [6 empty] | Verified as Rental |  |  | MHHS-Northeast
NO | YES |  |  |  | FFL6354 |  | CAREFUSION | 8100M |  |  | Rental | MHHS-Northeast |  |  |  | FFL6354 |  | Katy |  | Rental | [7 empty] | PUMPINFUSION-ALARIS-Medley 8100 |  | MEDLEY PUMP MODULE LVP *MEMORIAL HERMANN |  |  | PUMPINFUSION-ALARIS-Medley 8100 | [6 empty] | Verified as Rental |  |  | MHHS-Northeast
NO | YES |  |  |  | FFL6361 |  | CAREFUSION | 8100M |  |  | Rental | MHHS-Northeast |  |  |  | FFL6361 |  | Katy |  | Rental | [7 empty] | PUMPINFUSION-ALARIS-Medley 8100 |  | MEDLEY PUMP MODULE LVP *MEMORIAL HERMANN |  |  | PUMPINFUSION-ALARIS-Medley 8100 | [6 empty] | Verified as Rental |  |  | MHHS-Northeast
NO | YES |  |  |  | FFL6410 |  | CAREFUSION | 8100M |  |  | Rental | MHHS-Northeast |  |  |  | FFL6410 |  | Katy |  | Rental | [7 empty] | PUMPINFUSION-ALARIS-Medley 8100 |  | MEDLEY PUMP MODULE LVP *MEMORIAL HERMANN |  |  | PUMPINFUSION-ALARIS-Medley 8100 | [6 empty] | Verified as Rental |  |  | MHHS-Northeast
NO | YES |  |  |  | FFL6411 |  | CAREFUSION | 8100M |  |  | Rental | MHHS-Northeast |  |  |  | FFL6411 |  | Katy |  | Rental | [7 empty] | PUMPINFUSION-ALARIS-Medley 8100 |  | MEDLEY PUMP MODULE LVP *MEMORIAL HERMANN |  |  | PUMPINFUSION-ALARIS-Medley 8100 | [6 empty] | Verified as Rental |  |  | MHHS-Northeast
NO | YES |  |  |  | FFL6416 |  | CAREFUSION | 8100M |  |  | Rental | MHHS-Northeast |  |  |  | FFL6416 |  | Katy |  | Rental | [7 empty] | PUMPINFUSION-ALARIS-Medley 8100 |  | MEDLEY PUMP MODULE LVP *MEMORIAL HERMANN |  |  | PUMPINFUSION-ALARIS-Medley 8100 | [6 empty] | Verified as Rental |  |  | MHHS-Northeast
NO | YES |  |  |  | FFL6418 |  | CAREFUSION | 8100M |  |  | Rental | MHHS-Northeast |  |  |  | FFL6418 |  | Katy |  | Rental | [7 empty] | PUMPINFUSION-ALARIS-Medley 8100 |  | MEDLEY PUMP MODULE LVP *MEMORIAL HERMANN |  |  | PUMPINFUSION-ALARIS-Medley 8100 | [6 empty] | Verified as Rental |  |  | MHHS-Northeast
NO | YES |  |  |  | FFL6419 |  | CAREFUSION | 8100M |  |  | Rental | MHHS-Northeast |  |  |  | FFL6419 |  | Katy |  | Rental | [7 empty] | PUMPINFUSION-ALARIS-Medley 8100 |  | MEDLEY PUMP MODULE LVP *MEMORIAL HERMANN |  |  | PUMPINFUSION-ALARIS-Medley 8100 | [6 empty] | Verified as Rental |  |  | MHHS-Northeast
NO | YES |  |  |  | FFL6428 |  | CAREFUSION | 8100M |  |  | Rental | MHHS-Northeast |  |  |  | FFL6428 |  | Katy |  | Rental | [7 empty] | PUMPINFUSION-ALARIS-Medley 8100 |  | MEDLEY PUMP MODULE LVP *MEMORIAL HERMANN |  |  | PUMPINFUSION-ALARIS-Medley 8100 | [6 empty] | Verified as Rental |  |  | MHHS-Northeast
NO | YES |  |  |  | FFL6449 |  | CAREFUSION | 8100M |  |  | Rental | MHHS-Northeast |  |  |  | FFL6449 |  | Katy |  | Rental | [7 empty] | PUMPINFUSION-ALARIS-Medley 8100 |  | MEDLEY PUMP MODULE LVP *MEMORIAL HERMANN |  |  | PUMPINFUSION-ALARIS-Medley 8100 | [6 empty] | Verified as Rental |  |  | MHHS-Northeast
NO | YES |  |  |  | FFL6469 |  | CAREFUSION | 8100M |  |  | Rental | MHHS-Northeast |  |  |  | FFL6469 |  | Katy |  | Rental | [7 empty] | PUMPINFUSION-ALARIS-Medley 8100 |  | MEDLEY PUMP MODULE LVP *MEMORIAL HERMANN |  |  | PUMPINFUSION-ALARIS-Medley 8100 | [6 empty] | Verified as Rental |  |  | MHHS-Northeast
NO | YES |  |  |  | FFL6473 |  | CAREFUSION | 8100M |  |  | Rental | MHHS-Northeast |  |  |  | FFL6473 |  | Katy |  | Rental | [7 empty] | PUMPINFUSION-ALARIS-Medley 8100 |  | MEDLEY PUMP MODULE LVP *MEMORIAL HERMANN |  |  | PUMPINFUSION-ALARIS-Medley 8100 | [6 empty] | Verified as Rental |  |  | MHHS-Northeast
NO | YES |  |  |  | FFL6529 |  | CAREFUSION | 8100M |  |  | Rental | MHHS-Northeast |  |  |  | FFL6529 |  | Katy |  | Rental | [7 empty] | PUMPINFUSION-ALARIS-Medley 8100 |  | MEDLEY PUMP MODULE LVP *MEMORIAL HERMANN |  |  | PUMPINFUSION-ALARIS-Medley 8100 | [6 empty] | Verified as Rental |  |  | MHHS-Northeast
NO | YES |  |  |  | FFL6536 |  | CAREFUSION | 8100M |  |  | Rental | MHHS-Northeast |  |  |  | FFL6536 |  | Katy |  | Rental | [7 empty] | PUMPINFUSION-ALARIS-Medley 8100 |  | MEDLEY PUMP MODULE LVP *MEMORIAL HERMANN |  |  | PUMPINFUSION-ALARIS-Medley 8100 | [6 empty] | Verified as Rental |  |  | MHHS-Northeast
NO | YES |  |  |  | FFL6557 |  | CAREFUSION | 8100M |  |  | Rental | MHHS-Northeast |  |  |  | FFL6557 |  | Katy |  | Rental | [7 empty] | PUMPINFUSION-ALARIS-Medley 8100 |  | MEDLEY PUMP MODULE LVP *MEMORIAL HERMANN |  |  | PUMPINFUSION-ALARIS-Medley 8100 | [6 empty] | Verified as Rental |  |  | MHHS-Northeast
NO | YES |  |  |  | FFL6568 |  | CAREFUSION | 8100M |  |  | Rental | MHHS-Northeast |  |  |  | FFL6568 |  | Katy |  | Rental | [7 empty] | PUMPINFUSION-ALARIS-Medley 8100 |  | MEDLEY PUMP MODULE LVP *MEMORIAL HERMANN |  |  | PUMPINFUSION-ALARIS-Medley 8100 | [6 empty] | Verified as Rental |  |  | MHHS-Northeast
NO | YES |  |  |  | FFL6580 |  | CAREFUSION | 8100M |  |  | Rental | MHHS-Northeast |  |  |  | FFL6580 |  | Katy |  | Rental | [7 empty] | PUMPINFUSION-ALARIS-Medley 8100 |  | MEDLEY PUMP MODULE LVP *MEMORIAL HERMANN |  |  | PUMPINFUSION-ALARIS-Medley 8100 | [6 empty] | Verified as Rental |  |  | MHHS-Northeast
NO | YES |  |  |  | FFL6583 |  | CAREFUSION | 8100M |  |  | Rental | MHHS-Northeast |  |  |  | FFL6583 |  | Katy |  | Rental | [7 empty] | PUMPINFUSION-ALARIS-Medley 8100 |  | MEDLEY PUMP MODULE LVP *MEMORIAL HERMANN |  |  | PUMPINFUSION-ALARIS-Medley 8100 | [6 empty] | Verified as Rental |  |  | MHHS-Northeast
NO | YES |  |  |  | FFL6586 |  | CAREFUSION | 8100M |  |  | Rental | MHHS-Northeast |  |  |  | FFL6586 |  | Katy |  | Rental | [7 empty] | PUMPINFUSION-ALARIS-Medley 8100 |  | MEDLEY PUMP MODULE LVP *MEMORIAL HERMANN |  |  | PUMPINFUSION-ALARIS-Medley 8100 | [6 empty] | Verified as Rental |  |  | MHHS-Northeast
NO | YES |  |  |  | FFL6612 |  | CAREFUSION | 8100M |  |  | Rental | MHHS-Northeast |  |  |  | FFL6612 |  | Katy |  | Rental | [7 empty] | PUMPINFUSION-ALARIS-Medley 8100 |  | MEDLEY PUMP MODULE LVP *MEMORIAL HERMANN |  |  | PUMPINFUSION-ALARIS-Medley 8100 | [6 empty] | Verified as Rental |  |  | MHHS-Northeast
NO | YES |  |  |  | FFL6633 |  | CAREFUSION | 8100M |  |  | Rental | MHHS-Northeast |  |  |  | FFL6633 |  | Katy |  | Rental | [7 empty] | PUMPINFUSION-ALARIS-Medley 8100 |  | MEDLEY PUMP MODULE LVP *MEMORIAL HERMANN |  |  | PUMPINFUSION-ALARIS-Medley 8100 | [6 empty] | Verified as Rental |  |  | MHHS-Northeast
NO | YES |  |  |  | FFL6651 |  | CAREFUSION | 8100M |  |  | Rental | MHHS-Northeast |  |  |  | FFL6651 |  | Katy |  | Rental | [7 empty] | PUMPINFUSION-ALARIS-Medley 8100 |  | MEDLEY PUMP MODULE LVP *MEMORIAL HERMANN |  |  | PUMPINFUSION-ALARIS-Medley 8100 | [6 empty] | Verified as Rental |  |  | MHHS-Northeast
NO | YES |  |  |  | FFL6661 |  | CAREFUSION | 8100M |  |  | Rental | MHHS-Northeast |  |  |  | FFL6661 |  | Katy |  | Rental | [7 empty] | PUMPINFUSION-ALARIS-Medley 8100 |  | MEDLEY PUMP MODULE LVP *MEMORIAL HERMANN |  |  | PUMPINFUSION-ALARIS-Medley 8100 | [6 empty] | Verified as Rental |  |  | MHHS-Northeast
NO | YES |  |  |  | FFL6664 |  | CAREFUSION | 8100M |  |  | Rental | MHHS-Northeast |  |  |  | FFL6664 |  | Katy |  | Rental | [7 empty] | PUMPINFUSION-ALARIS-Medley 8100 |  | MEDLEY PUMP MODULE LVP *MEMORIAL HERMANN |  |  | PUMPINFUSION-ALARIS-Medley 8100 | [6 empty] | Verified as Rental |  |  | MHHS-Northeast
NO | YES |  |  |  | FFL6682 |  | CAREFUSION | 8100M |  |  | Rental | MHHS-Northeast |  |  |  | FFL6682 |  | Katy |  | Rental | [7 empty] | PUMPINFUSION-ALARIS-Medley 8100 |  | MEDLEY PUMP MODULE LVP *MEMORIAL HERMANN |  |  | PUMPINFUSION-ALARIS-Medley 8100 | [6 empty] | Verified as Rental |  |  | MHHS-Northeast
NO | YES |  |  |  | FFL6692 |  | CAREFUSION | 8100M |  |  | Rental | MHHS-Northeast |  |  |  | FFL6692 |  | Katy |  | Rental | [7 empty] | PUMPINFUSION-ALARIS-Medley 8100 |  | MEDLEY PUMP MODULE LVP *MEMORIAL HERMANN |  |  | PUMPINFUSION-ALARIS-Medley 8100 | [6 empty] | Verified as Rental |  |  | MHHS-Northeast
NO | YES |  |  |  | FFL6721 |  | CAREFUSION | 8100M |  |  | Rental | MHHS-Northeast |  |  |  | FFL6721 |  | Katy |  | Rental | [7 empty] | PUMPINFUSION-ALARIS-Medley 8100 |  | MEDLEY PUMP MODULE LVP *MEMORIAL HERMANN |  |  | PUMPINFUSION-ALARIS-Medley 8100 | [6 empty] | Verified as Rental |  |  | MHHS-Northeast
NO | YES |  |  |  | FFL6759 |  | CAREFUSION | 8100M |  |  | Rental | MHHS-Northeast |  |  |  | FFL6759 |  | Katy |  | Rental | [7 empty] | PUMPINFUSION-ALARIS-Medley 8100 |  | MEDLEY PUMP MODULE LVP *MEMORIAL HERMANN |  |  | PUMPINFUSION-ALARIS-Medley 8100 | [6 empty] | Verified as Rental |  |  | MHHS-Northeast
NO | YES |  |  |  | FFL6799 |  | CAREFUSION | 8100M |  |  | Rental | MHHS-Northeast |  |  |  | FFL6799 |  | Katy |  | Rental | [7 empty] | PUMPINFUSION-ALARIS-Medley 8100 |  | MEDLEY PUMP MODULE LVP *MEMORIAL HERMANN |  |  | PUMPINFUSION-ALARIS-Medley 8100 | [6 empty] | Verified as Rental |  |  | MHHS-Northeast
NO | YES |  |  |  | FFL6821 |  | CAREFUSION | 8100M |  |  | Rental | MHHS-Northeast |  |  |  | FFL6821 |  | Katy |  | Rental | [7 empty] | PUMPINFUSION-ALARIS-Medley 8100 |  | MEDLEY PUMP MODULE LVP *MEMORIAL HERMANN |  |  | PUMPINFUSION-ALARIS-Medley 8100 | [6 empty] | Verified as Rental |  |  | MHHS-Northeast
NO | YES |  |  |  | FFL6847 |  | CAREFUSION | 8100M |  |  | Rental | MHHS-Northeast |  |  |  | FFL6847 |  | Katy |  | Rental | [7 empty] | PUMPINFUSION-ALARIS-Medley 8100 |  | MEDLEY PUMP MODULE LVP *MEMORIAL HERMANN |  |  | PUMPINFUSION-ALARIS-Medley 8100 | [6 empty] | Verified as Rental |  |  | MHHS-Northeast
NO | YES |  |  |  | FFL6865 |  | CAREFUSION | 8100M |  |  | Rental | MHHS-Northeast |  |  |  | FFL6865 |  | Katy |  | Rental | [7 empty] | PUMPINFUSION-ALARIS-Medley 8100 |  | MEDLEY PUMP MODULE LVP *MEMORIAL HERMANN |  |  | PUMPINFUSION-ALARIS-Medley 8100 | [6 empty] | Verified as Rental |  |  | MHHS-Northeast
NO | YES |  |  |  | FFL6869 |  | CAREFUSION | 8100M |  |  | Rental | MHHS-Northeast |  |  |  | FFL6869 |  | Katy |  | Rental | [7 empty] | PUMPINFUSION-ALARIS-Medley 8100 |  | MEDLEY PUMP MODULE LVP *MEMORIAL HERMANN |  |  | PUMPINFUSION-ALARIS-Medley 8100 | [6 empty] | Verified as Rental |  |  | MHHS-Northeast
NO | YES |  |  |  | FFL6876 |  | CAREFUSION | 8100M |  |  | Rental | MHHS-Northeast |  |  |  | FFL6876 |  | Katy |  | Rental | [7 empty] | PUMPINFUSION-ALARIS-Medley 8100 |  | MEDLEY PUMP MODULE LVP *MEMORIAL HERMANN |  |  | PUMPINFUSION-ALARIS-Medley 8100 | [6 empty] | Verified as Rental |  |  | MHHS-Northeast
NO | YES |  |  |  | FFL6915 |  | CAREFUSION | 8100M |  |  | Rental | MHHS-Northeast |  |  |  | FFL6915 |  | Katy |  | Rental | [7 empty] | PUMPINFUSION-ALARIS-Medley 8100 |  | MEDLEY PUMP MODULE LVP *MEMORIAL HERMANN |  |  | PUMPINFUSION-ALARIS-Medley 8100 | [6 empty] | Verified as Rental |  |  | MHHS-Northeast
NO | YES |  |  |  | FFL6931 |  | CAREFUSION | 8100M |  |  | Rental | MHHS-Northeast |  |  |  | FFL6931 |  | Katy |  | Rental | [7 empty] | PUMPINFUSION-ALARIS-Medley 8100 |  | MEDLEY PUMP MODULE LVP *MEMORIAL HERMANN |  |  | PUMPINFUSION-ALARIS-Medley 8100 | [6 empty] | Verified as Rental |  |  | MHHS-Northeast
NO | YES |  |  |  | FFL6956 |  | CAREFUSION | 8100M |  |  | Rental | MHHS-Northeast |  |  |  | FFL6956 |  | Katy |  | Rental | [7 empty] | PUMPINFUSION-ALARIS-Medley 8100 |  | MEDLEY PUMP MODULE LVP *MEMORIAL HERMANN |  |  | PUMPINFUSION-ALARIS-Medley 8100 | [6 empty] | Verified as Rental |  |  | MHHS-Northeast
NO | YES |  |  |  | FFL6976 |  | CAREFUSION | 8100M |  |  | Rental | MHHS-Northeast |  |  |  | FFL6976 |  | Katy |  | Rental | [7 empty] | PUMPINFUSION-ALARIS-Medley 8100 |  | MEDLEY PUMP MODULE LVP *MEMORIAL HERMANN |  |  | PUMPINFUSION-ALARIS-Medley 8100 | [6 empty] | Verified as Rental |  |  | MHHS-Northeast
NO | YES |  |  |  | FFL6996 |  | CAREFUSION | 8100M |  |  | Rental | MHHS-Northeast |  |  |  | FFL6996 |  | Katy |  | Rental | [7 empty] | PUMPINFUSION-ALARIS-Medley 8100 |  | MEDLEY PUMP MODULE LVP *MEMORIAL HERMANN |  |  | PUMPINFUSION-ALARIS-Medley 8100 | [6 empty] | Verified as Rental |  |  | MHHS-Northeast
NO | YES |  |  |  | FFL7015 |  | CAREFUSION | 8100M |  |  | Rental | MHHS-Northeast |  |  |  | FFL7015 |  | Katy |  | Rental | [7 empty] | PUMPINFUSION-ALARIS-Medley 8100 |  | MEDLEY PUMP MODULE LVP *MEMORIAL HERMANN |  |  | PUMPINFUSION-ALARIS-Medley 8100 | [6 empty] | Verified as Rental |  |  | MHHS-Northeast
NO | YES |  |  |  | FFL7042 |  | CAREFUSION | 8100M |  |  | Rental | MHHS-Northeast |  |  |  | FFL7042 |  | Katy |  | Rental | [7 empty] | PUMPINFUSION-ALARIS-Medley 8100 |  | MEDLEY PUMP MODULE LVP *MEMORIAL HERMANN |  |  | PUMPINFUSION-ALARIS-Medley 8100 | [6 empty] | Verified as Rental |  |  | MHHS-Northeast
NO | YES |  |  |  | FFL7094 |  | CAREFUSION | 8100M |  |  | Rental | MHHS-Northeast |  |  |  | FFL7094 |  | Katy |  | Rental | [7 empty] | PUMPINFUSION-ALARIS-Medley 8100 |  | MEDLEY PUMP MODULE LVP *MEMORIAL HERMANN |  |  | PUMPINFUSION-ALARIS-Medley 8100 | [6 empty] | Verified as Rental |  |  | MHHS-Northeast
NO | YES |  |  |  | FFL7123 |  | CAREFUSION | 8100M |  |  | Rental | MHHS-Northeast |  |  |  | FFL7123 |  | Katy |  | Rental | [7 empty] | PUMPINFUSION-ALARIS-Medley 8100 |  | MEDLEY PUMP MODULE LVP *MEMORIAL HERMANN |  |  | PUMPINFUSION-ALARIS-Medley 8100 | [6 empty] | Verified as Rental |  |  | MHHS-Northeast
NO | YES |  |  |  | FFL7158 |  | CAREFUSION | 8100M |  |  | Rental | MHHS-Northeast |  |  |  | FFL7158 |  | Katy |  | Rental | [7 empty] | PUMPINFUSION-ALARIS-Medley 8100 |  | MEDLEY PUMP MODULE LVP *MEMORIAL HERMANN |  |  | PUMPINFUSION-ALARIS-Medley 8100 | [6 empty] | Verified as Rental |  |  | MHHS-Northeast
NO | YES |  |  |  | FFL7166 |  | CAREFUSION | 8100M |  |  | Rental | MHHS-Northeast |  |  |  | FFL7166 |  | Katy |  | Rental | [7 empty] | PUMPINFUSION-ALARIS-Medley 8100 |  | MEDLEY PUMP MODULE LVP *MEMORIAL HERMANN |  |  | PUMPINFUSION-ALARIS-Medley 8100 | [6 empty] | Verified as Rental |  |  | MHHS-Northeast
NO | YES |  |  |  | FFL7176 |  | CAREFUSION | 8100M |  |  | Rental | MHHS-Northeast |  |  |  | FFL7176 |  | Katy |  | Rental | [7 empty] | PUMPINFUSION-ALARIS-Medley 8100 |  | MEDLEY PUMP MODULE LVP *MEMORIAL HERMANN |  |  | PUMPINFUSION-ALARIS-Medley 8100 | [6 empty] | Verified as Rental |  |  | MHHS-Northeast
NO | YES |  |  |  | FFL7182 |  | CAREFUSION | 8100M |  |  | Rental | MHHS-Northeast |  |  |  | FFL7182 |  | Katy |  | Rental | [7 empty] | PUMPINFUSION-ALARIS-Medley 8100 |  | MEDLEY PUMP MODULE LVP *MEMORIAL HERMANN |  |  | PUMPINFUSION-ALARIS-Medley 8100 | [6 empty] | Verified as Rental |  |  | MHHS-Northeast
NO | YES |  |  |  | FFL7217 |  | CAREFUSION | 8100M |  |  | Rental | MHHS-Northeast |  |  |  | FFL7217 |  | Katy |  | Rental | [7 empty] | PUMPINFUSION-ALARIS-Medley 8100 |  | MEDLEY PUMP MODULE LVP *MEMORIAL HERMANN |  |  | PUMPINFUSION-ALARIS-Medley 8100 | [6 empty] | Verified as Rental |  |  | MHHS-Northeast
NO | YES |  |  |  | FFL7232 |  | CAREFUSION | 8100M |  |  | Rental | MHHS-Northeast |  |  |  | FFL7232 |  | Katy |  | Rental | [7 empty] | PUMPINFUSION-ALARIS-Medley 8100 |  | MEDLEY PUMP MODULE LVP *MEMORIAL HERMANN |  |  | PUMPINFUSION-ALARIS-Medley 8100 | [6 empty] | Verified as Rental |  |  | MHHS-Northeast
NO | YES |  |  |  | FFL7255 |  | CAREFUSION | 8100M |  |  | Rental | MHHS-Northeast |  |  |  | FFL7255 |  | Katy |  | Rental | [7 empty] | PUMPINFUSION-ALARIS-Medley 8100 |  | MEDLEY PUMP MODULE LVP *MEMORIAL HERMANN |  |  | PUMPINFUSION-ALARIS-Medley 8100 | [6 empty] | Verified as Rental |  |  | MHHS-Northeast
NO | YES |  |  |  | FFL7257 |  | CAREFUSION | 8100M |  |  | Rental | MHHS-Northeast |  |  |  | FFL7257 |  | Katy |  | Rental | [7 empty] | PUMPINFUSION-ALARIS-Medley 8100 |  | MEDLEY PUMP MODULE LVP *MEMORIAL HERMANN |  |  | PUMPINFUSION-ALARIS-Medley 8100 | [6 empty] | Verified as Rental |  |  | MHHS-Northeast
NO | YES |  |  |  | FFL7268 |  | CAREFUSION | 8100M |  |  | Rental | MHHS-Northeast |  |  |  | FFL7268 |  | Katy |  | Rental | [7 empty] | PUMPINFUSION-ALARIS-Medley 8100 |  | MEDLEY PUMP MODULE LVP *MEMORIAL HERMANN |  |  | PUMPINFUSION-ALARIS-Medley 8100 | [6 empty] | Verified as Rental |  |  | MHHS-Northeast
NO | YES |  |  |  | FFL7286 |  | CAREFUSION | 8100M |  |  | Rental | MHHS-Northeast |  |  |  | FFL7286 |  | Katy |  | Rental | [7 empty] | PUMPINFUSION-ALARIS-Medley 8100 |  | MEDLEY PUMP MODULE LVP *MEMORIAL HERMANN |  |  | PUMPINFUSION-ALARIS-Medley 8100 | [6 empty] | Verified as Rental |  |  | MHHS-Northeast
NO | YES |  |  |  | FFL7297 |  | CAREFUSION | 8100M |  |  | Rental | MHHS-Northeast |  |  |  | FFL7297 |  | Katy |  | Rental | [7 empty] | PUMPINFUSION-ALARIS-Medley 8100 |  | MEDLEY PUMP MODULE LVP *MEMORIAL HERMANN |  |  | PUMPINFUSION-ALARIS-Medley 8100 | [6 empty] | Verified as Rental |  |  | MHHS-Northeast
NO | YES |  |  |  | FFL7307 |  | CAREFUSION | 8100M |  |  | Rental | MHHS-Northeast |  |  |  | FFL7307 |  | Katy |  | Rental | [7 empty] | PUMPINFUSION-ALARIS-Medley 8100 |  | MEDLEY PUMP MODULE LVP *MEMORIAL HERMANN |  |  | PUMPINFUSION-ALARIS-Medley 8100 | [6 empty] | Verified as Rental |  |  | MHHS-Northeast
NO | YES |  |  |  | FFL7308 |  | CAREFUSION | 8100M |  |  | Rental | MHHS-Northeast |  |  |  | FFL7308 |  | Katy |  | Rental | [7 empty] | PUMPINFUSION-ALARIS-Medley 8100 |  | MEDLEY PUMP MODULE LVP *MEMORIAL HERMANN |  |  | PUMPINFUSION-ALARIS-Medley 8100 | [6 empty] | Verified as Rental |  |  | MHHS-Northeast
NO | YES |  |  |  | FFL7340 |  | CAREFUSION | 8100M |  |  | Rental | MHHS-Northeast |  |  |  | FFL7340 |  | Katy |  | Rental | [7 empty] | PUMPINFUSION-ALARIS-Medley 8100 |  | MEDLEY PUMP MODULE LVP *MEMORIAL HERMANN |  |  | PUMPINFUSION-ALARIS-Medley 8100 | [6 empty] | Verified as Rental |  |  | MHHS-Northeast
NO | YES |  |  |  | FFL7357 |  | CAREFUSION | 8100M |  |  | Rental | MHHS-Northeast |  |  |  | FFL7357 |  | Katy |  | Rental | [7 empty] | PUMPINFUSION-ALARIS-Medley 8100 |  | MEDLEY PUMP MODULE LVP *MEMORIAL HERMANN |  |  | PUMPINFUSION-ALARIS-Medley 8100 | [6 empty] | Verified as Rental |  |  | MHHS-Northeast
NO | YES |  |  |  | FFL7365 |  | CAREFUSION | 8100M |  |  | Rental | MHHS-Northeast |  |  |  | FFL7365 |  | Katy |  | Rental | [7 empty] | PUMPINFUSION-ALARIS-Medley 8100 |  | MEDLEY PUMP MODULE LVP *MEMORIAL HERMANN |  |  | PUMPINFUSION-ALARIS-Medley 8100 | [6 empty] | Verified as Rental |  |  | MHHS-Northeast
NO | YES |  |  |  | FFL7367 |  | CAREFUSION | 8100M |  |  | Rental | MHHS-Northeast |  |  |  | FFL7367 |  | Katy |  | Rental | [7 empty] | PUMPINFUSION-ALARIS-Medley 8100 |  | MEDLEY PUMP MODULE LVP *MEMORIAL HERMANN |  |  | PUMPINFUSION-ALARIS-Medley 8100 | [6 empty] | Verified as Rental |  |  | MHHS-Northeast
NO | YES |  |  |  | FFL7387 |  | CAREFUSION | 8100M |  |  | Rental | MHHS-Northeast |  |  |  | FFL7387 |  | Katy |  | Rental | [7 empty] | PUMPINFUSION-ALARIS-Medley 8100 |  | MEDLEY PUMP MODULE LVP *MEMORIAL HERMANN |  |  | PUMPINFUSION-ALARIS-Medley 8100 | [6 empty] | Verified as Rental |  |  | MHHS-Northeast
NO | YES |  |  |  | FFL7394 |  | CAREFUSION | 8100M |  |  | Rental | MHHS-Northeast |  |  |  | FFL7394 |  | Katy |  | Rental | [7 empty] | PUMPINFUSION-ALARIS-Medley 8100 |  | MEDLEY PUMP MODULE LVP *MEMORIAL HERMANN |  |  | PUMPINFUSION-ALARIS-Medley 8100 | [6 empty] | Verified as Rental |  |  | MHHS-Northeast
NO | YES |  |  |  | FFL7402 |  | CAREFUSION | 8100M |  |  | Rental | MHHS-Northeast |  |  |  | FFL7402 |  | Katy |  | Rental | [7 empty] | PUMPINFUSION-ALARIS-Medley 8100 |  | MEDLEY PUMP MODULE LVP *MEMORIAL HERMANN |  |  | PUMPINFUSION-ALARIS-Medley 8100 | [6 empty] | Verified as Rental |  |  | MHHS-Northeast
NO | YES |  |  |  | FFL7406 |  | CAREFUSION | 8100M |  |  | Rental | MHHS-Northeast |  |  |  | FFL7406 |  | Katy |  | Rental | [7 empty] | PUMPINFUSION-ALARIS-Medley 8100 |  | MEDLEY PUMP MODULE LVP *MEMORIAL HERMANN |  |  | PUMPINFUSION-ALARIS-Medley 8100 | [6 empty] | Verified as Rental |  |  | MHHS-Northeast
NO | YES |  |  |  | FFL7413 |  | CAREFUSION | 8100M |  |  | Rental | MHHS-Northeast |  |  |  | FFL7413 |  | Katy |  | Rental | [7 empty] | PUMPINFUSION-ALARIS-Medley 8100 |  | MEDLEY PUMP MODULE LVP *MEMORIAL HERMANN |  |  | PUMPINFUSION-ALARIS-Medley 8100 | [6 empty] | Verified as Rental |  |  | MHHS-Northeast
NO | YES |  |  |  | FFL7416 |  | CAREFUSION | 8100M |  |  | Rental | MHHS-Northeast |  |  |  | FFL7416 |  | Katy |  | Rental | [7 empty] | PUMPINFUSION-ALARIS-Medley 8100 |  | MEDLEY PUMP MODULE LVP *MEMORIAL HERMANN |  |  | PUMPINFUSION-ALARIS-Medley 8100 | [6 empty] | Verified as Rental |  |  | MHHS-Northeast
NO | YES |  |  |  | FFL7417 |  | CAREFUSION | 8100M |  |  | Rental | MHHS-Northeast |  |  |  | FFL7417 |  | Katy |  | Rental | [7 empty] | PUMPINFUSION-ALARIS-Medley 8100 |  | MEDLEY PUMP MODULE LVP *MEMORIAL HERMANN |  |  | PUMPINFUSION-ALARIS-Medley 8100 | [6 empty] | Verified as Rental |  |  | MHHS-Northeast
NO | YES |  |  |  | FFL7436 |  | CAREFUSION | 8100M |  |  | Rental | MHHS-Northeast |  |  |  | FFL7436 |  | Katy |  | Rental | [7 empty] | PUMPINFUSION-ALARIS-Medley 8100 |  | MEDLEY PUMP MODULE LVP *MEMORIAL HERMANN |  |  | PUMPINFUSION-ALARIS-Medley 8100 | [6 empty] | Verified as Rental |  |  | MHHS-Northeast
NO | YES |  |  |  | FFL7446 |  | CAREFUSION | 8100M |  |  | Rental | MHHS-Northeast |  |  |  | FFL7446 |  | Katy |  | Rental | [7 empty] | PUMPINFUSION-ALARIS-Medley 8100 |  | MEDLEY PUMP MODULE LVP *MEMORIAL HERMANN |  |  | PUMPINFUSION-ALARIS-Medley 8100 | [6 empty] | Verified as Rental |  |  | MHHS-Northeast
NO | YES |  |  |  | FFL7447 |  | CAREFUSION | 8100M |  |  | Rental | MHHS-Northeast |  |  |  | FFL7447 |  | Katy |  | Rental | [7 empty] | PUMPINFUSION-ALARIS-Medley 8100 |  | MEDLEY PUMP MODULE LVP *MEMORIAL HERMANN |  |  | PUMPINFUSION-ALARIS-Medley 8100 | [6 empty] | Verified as Rental |  |  | MHHS-Northeast
NO | YES |  |  |  | FFL7494 |  | CAREFUSION | 8100M |  |  | Rental | MHHS-Northeast |  |  |  | FFL7494 |  | Katy |  | Rental | [7 empty] | PUMPINFUSION-ALARIS-Medley 8100 |  | MEDLEY PUMP MODULE LVP *MEMORIAL HERMANN |  |  | PUMPINFUSION-ALARIS-Medley 8100 | [6 empty] | Verified as Rental |  |  | MHHS-Northeast
NO | YES |  |  |  | FFL7499 |  | CAREFUSION | 8100M |  |  | Rental | MHHS-Northeast |  |  |  | FFL7499 |  | Katy |  | Rental | [7 empty] | PUMPINFUSION-ALARIS-Medley 8100 |  | MEDLEY PUMP MODULE LVP *MEMORIAL HERMANN |  |  | PUMPINFUSION-ALARIS-Medley 8100 | [6 empty] | Verified as Rental |  |  | MHHS-Northeast
NO | YES |  |  |  | FFL7530 |  | CAREFUSION | 8100M |  |  | Rental | MHHS-Northeast |  |  |  | FFL7530 |  | Katy |  | Rental | [7 empty] | PUMPINFUSION-ALARIS-Medley 8100 |  | MEDLEY PUMP MODULE LVP *MEMORIAL HERMANN |  |  | PUMPINFUSION-ALARIS-Medley 8100 | [6 empty] | Verified as Rental |  |  | MHHS-Northeast
NO | YES |  |  |  | FFL7540 |  | CAREFUSION | 8100M |  |  | Rental | MHHS-Northeast |  |  |  | FFL7540 |  | Katy |  | Rental | [7 empty] | PUMPINFUSION-ALARIS-Medley 8100 |  | MEDLEY PUMP MODULE LVP *MEMORIAL HERMANN |  |  | PUMPINFUSION-ALARIS-Medley 8100 | [6 empty] | Verified as Rental |  |  | MHHS-Northeast
NO | YES |  |  |  | FFL7541 |  | CAREFUSION | 8100M |  |  | Rental | MHHS-Northeast |  |  |  | FFL7541 |  | Katy |  | Rental | [7 empty] | PUMPINFUSION-ALARIS-Medley 8100 |  | MEDLEY PUMP MODULE LVP *MEMORIAL HERMANN |  |  | PUMPINFUSION-ALARIS-Medley 8100 | [6 empty] | Verified as Rental |  |  | MHHS-Northeast
NO | YES |  |  |  | FFL7544 |  | CAREFUSION | 8100M |  |  | Rental | MHHS-Northeast |  |  |  | FFL7544 |  | Katy |  | Rental | [7 empty] | PUMPINFUSION-ALARIS-Medley 8100 |  | MEDLEY PUMP MODULE LVP *MEMORIAL HERMANN |  |  | PUMPINFUSION-ALARIS-Medley 8100 | [6 empty] | Verified as Rental |  |  | MHHS-Northeast
NO | YES |  |  |  | FFL7550 |  | CAREFUSION | 8100M |  |  | Rental | MHHS-Northeast |  |  |  | FFL7550 |  | Katy |  | Rental | [7 empty] | PUMPINFUSION-ALARIS-Medley 8100 |  | MEDLEY PUMP MODULE LVP *MEMORIAL HERMANN |  |  | PUMPINFUSION-ALARIS-Medley 8100 | [6 empty] | Verified as Rental |  |  | MHHS-Northeast
NO | YES |  |  |  | FFL7559 |  | CAREFUSION | 8100M |  |  | Rental | MHHS-Northeast |  |  |  | FFL7559 |  | Katy |  | Rental | [7 empty] | PUMPINFUSION-ALARIS-Medley 8100 |  | MEDLEY PUMP MODULE LVP *MEMORIAL HERMANN |  |  | PUMPINFUSION-ALARIS-Medley 8100 | [6 empty] | Verified as Rental |  |  | MHHS-Northeast
NO | YES |  |  |  | FFL7566 |  | CAREFUSION | 8100M |  |  | Rental | MHHS-Northeast |  |  |  | FFL7566 |  | Katy |  | Rental | [7 empty] | PUMPINFUSION-ALARIS-Medley 8100 |  | MEDLEY PUMP MODULE LVP *MEMORIAL HERMANN |  |  | PUMPINFUSION-ALARIS-Medley 8100 | [6 empty] | Verified as Rental |  |  | MHHS-Northeast
NO | YES |  |  |  | FFL7567 |  | CAREFUSION | 8100M |  |  | Rental | MHHS-Northeast |  |  |  | FFL7567 |  | Katy |  | Rental | [7 empty] | PUMPINFUSION-ALARIS-Medley 8100 |  | MEDLEY PUMP MODULE LVP *MEMORIAL HERMANN |  |  | PUMPINFUSION-ALARIS-Medley 8100 | [6 empty] | Verified as Rental |  |  | MHHS-Northeast
NO | YES |  |  |  | FFL7630 |  | CAREFUSION | 8100M |  |  | Rental | MHHS-Northeast |  |  |  | FFL7630 |  | Katy |  | Rental | [7 empty] | PUMPINFUSION-ALARIS-Medley 8100 |  | MEDLEY PUMP MODULE LVP *MEMORIAL HERMANN |  |  | PUMPINFUSION-ALARIS-Medley 8100 | [6 empty] | Verified as Rental |  |  | MHHS-Northeast
NO | YES |  |  |  | FFL7639 |  | CAREFUSION | 8100M |  |  | Rental | MHHS-Northeast |  |  |  | FFL7639 |  | Katy |  | Rental | [7 empty] | PUMPINFUSION-ALARIS-Medley 8100 |  | MEDLEY PUMP MODULE LVP *MEMORIAL HERMANN |  |  | PUMPINFUSION-ALARIS-Medley 8100 | [6 empty] | Verified as Rental |  |  | MHHS-Northeast
NO | YES |  |  |  | FFL7641 |  | CAREFUSION | 8100M |  |  | Rental | MHHS-Northeast |  |  |  | FFL7641 |  | Katy |  | Rental | [7 empty] | PUMPINFUSION-ALARIS-Medley 8100 |  | MEDLEY PUMP MODULE LVP *MEMORIAL HERMANN |  |  | PUMPINFUSION-ALARIS-Medley 8100 | [6 empty] | Verified as Rental |  |  | MHHS-Northeast
NO | YES |  |  |  | FFL7729 |  | CAREFUSION | 8100M |  |  | Rental | MHHS-Northeast |  |  |  | FFL7729 |  | Katy |  | Rental | [7 empty] | PUMPINFUSION-ALARIS-Medley 8100 |  | MEDLEY PUMP MODULE LVP *MEMORIAL HERMANN |  |  | PUMPINFUSION-ALARIS-Medley 8100 | [6 empty] | Verified as Rental |  |  | MHHS-Northeast
NO | YES |  |  |  | FFL7753 |  | CAREFUSION | 8100M |  |  | Rental | MHHS-Northeast |  |  |  | FFL7753 |  | Katy |  | Rental | [7 empty] | PUMPINFUSION-ALARIS-Medley 8100 |  | MEDLEY PUMP MODULE LVP *MEMORIAL HERMANN |  |  | PUMPINFUSION-ALARIS-Medley 8100 | [6 empty] | Verified as Rental |  |  | MHHS-Northeast
NO | YES |  |  |  | FFL7776 |  | CAREFUSION | 8100M |  |  | Rental | MHHS-Northeast |  |  |  | FFL7776 |  | Katy |  | Rental | [7 empty] | PUMPINFUSION-ALARIS-Medley 8100 |  | MEDLEY PUMP MODULE LVP *MEMORIAL HERMANN |  |  | PUMPINFUSION-ALARIS-Medley 8100 | [6 empty] | Verified as Rental |  |  | MHHS-Northeast
NO | YES |  |  |  | FFL7777 |  | CAREFUSION | 8100M |  |  | Rental | MHHS-Northeast |  |  |  | FFL7777 |  | Katy |  | Rental | [7 empty] | PUMPINFUSION-ALARIS-Medley 8100 |  | MEDLEY PUMP MODULE LVP *MEMORIAL HERMANN |  |  | PUMPINFUSION-ALARIS-Medley 8100 | [6 empty] | Verified as Rental |  |  | MHHS-Northeast
NO | YES |  |  |  | FFL7780 |  | CAREFUSION | 8100M |  |  | Rental | MHHS-Northeast |  |  |  | FFL7780 |  | Katy |  | Rental | [7 empty] | PUMPINFUSION-ALARIS-Medley 8100 |  | MEDLEY PUMP MODULE LVP *MEMORIAL HERMANN |  |  | PUMPINFUSION-ALARIS-Medley 8100 | [6 empty] | Verified as Rental |  |  | MHHS-Northeast
NO | YES |  |  |  | FFL7781 |  | CAREFUSION | 8100M |  |  | Rental | MHHS-Northeast |  |  |  | FFL7781 |  | Katy |  | Rental | [7 empty] | PUMPINFUSION-ALARIS-Medley 8100 |  | MEDLEY PUMP MODULE LVP *MEMORIAL HERMANN |  |  | PUMPINFUSION-ALARIS-Medley 8100 | [6 empty] | Verified as Rental |  |  | MHHS-Northeast
NO | YES |  |  |  | FFL7801 |  | CAREFUSION | 8100M |  |  | Rental | MHHS-Northeast |  |  |  | FFL7801 |  | Katy |  | Rental | [7 empty] | PUMPINFUSION-ALARIS-Medley 8100 |  | MEDLEY PUMP MODULE LVP *MEMORIAL HERMANN |  |  | PUMPINFUSION-ALARIS-Medley 8100 | [6 empty] | Verified as Rental |  |  | MHHS-Northeast
NO | YES |  |  |  | FFL7828 |  | CAREFUSION | 8100M |  |  | Rental | MHHS-Northeast |  |  |  | FFL7828 |  | Katy |  | Rental | [7 empty] | PUMPINFUSION-ALARIS-Medley 8100 |  | MEDLEY PUMP MODULE LVP *MEMORIAL HERMANN |  |  | PUMPINFUSION-ALARIS-Medley 8100 | [6 empty] | Verified as Rental |  |  | MHHS-Northeast
NO | YES |  |  |  | FFL7843 |  | CAREFUSION | 8100M |  |  | Rental | MHHS-Northeast |  |  |  | FFL7843 |  | Katy |  | Rental | [7 empty] | PUMPINFUSION-ALARIS-Medley 8100 |  | MEDLEY PUMP MODULE LVP *MEMORIAL HERMANN |  |  | PUMPINFUSION-ALARIS-Medley 8100 | [6 empty] | Verified as Rental |  |  | MHHS-Northeast
NO | YES |  |  |  | FFL7858 |  | CAREFUSION | 8100M |  |  | Rental | MHHS-Northeast |  |  |  | FFL7858 |  | Katy |  | Rental | [7 empty] | PUMPINFUSION-ALARIS-Medley 8100 |  | MEDLEY PUMP MODULE LVP *MEMORIAL HERMANN |  |  | PUMPINFUSION-ALARIS-Medley 8100 | [6 empty] | Verified as Rental |  |  | MHHS-Northeast
NO | YES |  |  |  | FFL7871 |  | CAREFUSION | 8100M |  |  | Rental | MHHS-Northeast |  |  |  | FFL7871 |  | Katy |  | Rental | [7 empty] | PUMPINFUSION-ALARIS-Medley 8100 |  | MEDLEY PUMP MODULE LVP *MEMORIAL HERMANN |  |  | PUMPINFUSION-ALARIS-Medley 8100 | [6 empty] | Verified as Rental |  |  | MHHS-Northeast
NO | YES |  |  |  | FFL7877 |  | CAREFUSION | 8100M |  |  | Rental | MHHS-Northeast |  |  |  | FFL7877 |  | Katy |  | Rental | [7 empty] | PUMPINFUSION-ALARIS-Medley 8100 |  | MEDLEY PUMP MODULE LVP *MEMORIAL HERMANN |  |  | PUMPINFUSION-ALARIS-Medley 8100 | [6 empty] | Verified as Rental |  |  | MHHS-Northeast
NO | YES |  |  |  | FFL7884 |  | CAREFUSION | 8100M |  |  | Rental | MHHS-Northeast |  |  |  | FFL7884 |  | Katy |  | Rental | [7 empty] | PUMPINFUSION-ALARIS-Medley 8100 |  | MEDLEY PUMP MODULE LVP *MEMORIAL HERMANN |  |  | PUMPINFUSION-ALARIS-Medley 8100 | [6 empty] | Verified as Rental |  |  | MHHS-Northeast
NO | YES |  |  |  | FFL7888 |  | CAREFUSION | 8100M |  |  | Rental | MHHS-Northeast |  |  |  | FFL7888 |  | Katy |  | Rental | [7 empty] | PUMPINFUSION-ALARIS-Medley 8100 |  | MEDLEY PUMP MODULE LVP *MEMORIAL HERMANN |  |  | PUMPINFUSION-ALARIS-Medley 8100 | [6 empty] | Verified as Rental |  |  | MHHS-Northeast
NO | YES |  |  |  | FFL7894 |  | CAREFUSION | 8100M |  |  | Rental | MHHS-Northeast |  |  |  | FFL7894 |  | Katy |  | Rental | [7 empty] | PUMPINFUSION-ALARIS-Medley 8100 |  | MEDLEY PUMP MODULE LVP *MEMORIAL HERMANN |  |  | PUMPINFUSION-ALARIS-Medley 8100 | [6 empty] | Verified as Rental |  |  | MHHS-Northeast
NO | YES |  |  |  | FFL7903 |  | CAREFUSION | 8100M |  |  | Rental | MHHS-Northeast |  |  |  | FFL7903 |  | Katy |  | Rental | [7 empty] | PUMPINFUSION-ALARIS-Medley 8100 |  | MEDLEY PUMP MODULE LVP *MEMORIAL HERMANN |  |  | PUMPINFUSION-ALARIS-Medley 8100 | [6 empty] | Verified as Rental |  |  | MHHS-Northeast
NO | YES |  |  |  | FFL7914 |  | CAREFUSION | 8100M |  |  | Rental | MHHS-Northeast |  |  |  | FFL7914 |  | Katy |  | Rental | [7 empty] | PUMPINFUSION-ALARIS-Medley 8100 |  | MEDLEY PUMP MODULE LVP *MEMORIAL HERMANN |  |  | PUMPINFUSION-ALARIS-Medley 8100 | [6 empty] | Verified as Rental |  |  | MHHS-Northeast
NO | YES |  |  |  | FFL7954 |  | CAREFUSION | 8100M |  |  | Rental | MHHS-Northeast |  |  |  | FFL7954 |  | Katy |  | Rental | [7 empty] | PUMPINFUSION-ALARIS-Medley 8100 |  | MEDLEY PUMP MODULE LVP *MEMORIAL HERMANN |  |  | PUMPINFUSION-ALARIS-Medley 8100 | [6 empty] | Verified as Rental |  |  | MHHS-Northeast
NO | YES |  |  |  | FFL7970 |  | CAREFUSION | 8100M |  |  | Rental | MHHS-Northeast |  |  |  | FFL7970 |  | Katy |  | Rental | [7 empty] | PUMPINFUSION-ALARIS-Medley 8100 |  | MEDLEY PUMP MODULE LVP *MEMORIAL HERMANN |  |  | PUMPINFUSION-ALARIS-Medley 8100 | [6 empty] | Verified as Rental |  |  | MHHS-Northeast
NO | YES |  |  |  | FFL7972 |  | CAREFUSION | 8100M |  |  | Rental | MHHS-Northeast |  |  |  | FFL7972 |  | Katy |  | Rental | [7 empty] | PUMPINFUSION-ALARIS-Medley 8100 |  | MEDLEY PUMP MODULE LVP *MEMORIAL HERMANN |  |  | PUMPINFUSION-ALARIS-Medley 8100 | [6 empty] | Verified as Rental |  |  | MHHS-Northeast
NO | YES |  |  |  | FFL7976 |  | CAREFUSION | 8100M |  |  | Rental | MHHS-Northeast |  |  |  | FFL7976 |  | Katy |  | Rental | [7 empty] | PUMPINFUSION-ALARIS-Medley 8100 |  | MEDLEY PUMP MODULE LVP *MEMORIAL HERMANN |  |  | PUMPINFUSION-ALARIS-Medley 8100 | [6 empty] | Verified as Rental |  |  | MHHS-Northeast
NO | YES |  |  |  | FFL7979 |  | CAREFUSION | 8100M |  |  | Rental | MHHS-Northeast |  |  |  | FFL7979 |  | Katy |  | Rental | [7 empty] | PUMPINFUSION-ALARIS-Medley 8100 |  | MEDLEY PUMP MODULE LVP *MEMORIAL HERMANN |  |  | PUMPINFUSION-ALARIS-Medley 8100 | [6 empty] | Verified as Rental |  |  | MHHS-Northeast
NO | YES |  |  |  | FFL7981 |  | CAREFUSION | 8100M |  |  | Rental | MHHS-Northeast |  |  |  | FFL7981 |  | Katy |  | Rental | [7 empty] | PUMPINFUSION-ALARIS-Medley 8100 |  | MEDLEY PUMP MODULE LVP *MEMORIAL HERMANN |  |  | PUMPINFUSION-ALARIS-Medley 8100 | [6 empty] | Verified as Rental |  |  | MHHS-Northeast
NO | YES |  |  |  | FFL7984 |  | CAREFUSION | 8100M |  |  | Rental | MHHS-Northeast |  |  |  | FFL7984 |  | Katy |  | Rental | [7 empty] | PUMPINFUSION-ALARIS-Medley 8100 |  | MEDLEY PUMP MODULE LVP *MEMORIAL HERMANN |  |  | PUMPINFUSION-ALARIS-Medley 8100 | [6 empty] | Verified as Rental |  |  | MHHS-Northeast
NO | YES |  |  |  | FFL7988 |  | CAREFUSION | 8100M |  |  | Rental | MHHS-Northeast |  |  |  | FFL7988 |  | Katy |  | Rental | [7 empty] | PUMPINFUSION-ALARIS-Medley 8100 |  | MEDLEY PUMP MODULE LVP *MEMORIAL HERMANN |  |  | PUMPINFUSION-ALARIS-Medley 8100 | [6 empty] | Verified as Rental |  |  | MHHS-Northeast
NO | YES |  |  |  | FFL8016 |  | CAREFUSION | 8100M |  |  | Rental | MHHS-Northeast |  |  |  | FFL8016 |  | Katy |  | Rental | [7 empty] | PUMPINFUSION-ALARIS-Medley 8100 |  | MEDLEY PUMP MODULE LVP *MEMORIAL HERMANN |  |  | PUMPINFUSION-ALARIS-Medley 8100 | [6 empty] | Verified as Rental |  |  | MHHS-Northeast
NO | YES |  |  |  | FFL8018 |  | CAREFUSION | 8100M |  |  | Rental | MHHS-Northeast |  |  |  | FFL8018 |  | Katy |  | Rental | [7 empty] | PUMPINFUSION-ALARIS-Medley 8100 |  | MEDLEY PUMP MODULE LVP *MEMORIAL HERMANN |  |  | PUMPINFUSION-ALARIS-Medley 8100 | [6 empty] | Verified as Rental |  |  | MHHS-Northeast
NO | YES |  |  |  | FFL8044 |  | CAREFUSION | 8100M |  |  | Rental | MHHS-Northeast |  |  |  | FFL8044 |  | Katy |  | Rental | [7 empty] | PUMPINFUSION-ALARIS-Medley 8100 |  | MEDLEY PUMP MODULE LVP *MEMORIAL HERMANN |  |  | PUMPINFUSION-ALARIS-Medley 8100 | [6 empty] | Verified as Rental |  |  | MHHS-Northeast
NO | YES |  |  |  | FFL8045 |  | CAREFUSION | 8100M |  |  | Rental | MHHS-Northeast |  |  |  | FFL8045 |  | Katy |  | Rental | [7 empty] | PUMPINFUSION-ALARIS-Medley 8100 |  | MEDLEY PUMP MODULE LVP *MEMORIAL HERMANN |  |  | PUMPINFUSION-ALARIS-Medley 8100 | [6 empty] | Verified as Rental |  |  | MHHS-Northeast
NO | YES |  |  |  | FFL8048 |  | CAREFUSION | 8100M |  |  | Rental | MHHS-Northeast |  |  |  | FFL8048 |  | Katy |  | Rental | [7 empty] | PUMPINFUSION-ALARIS-Medley 8100 |  | MEDLEY PUMP MODULE LVP *MEMORIAL HERMANN |  |  | PUMPINFUSION-ALARIS-Medley 8100 | [6 empty] | Verified as Rental |  |  | MHHS-Northeast
NO | YES |  |  |  | FFL8059 |  | CAREFUSION | 8100M |  |  | Rental | MHHS-Northeast |  |  |  | FFL8059 |  | Katy |  | Rental | [7 empty] | PUMPINFUSION-ALARIS-Medley 8100 |  | MEDLEY PUMP MODULE LVP *MEMORIAL HERMANN |  |  | PUMPINFUSION-ALARIS-Medley 8100 | [6 empty] | Verified as Rental |  |  | MHHS-Northeast
NO | YES |  |  |  | FFL8060 |  | CAREFUSION | 8100M |  |  | Rental | MHHS-Northeast |  |  |  | FFL8060 |  | Katy |  | Rental | [7 empty] | PUMPINFUSION-ALARIS-Medley 8100 |  | MEDLEY PUMP MODULE LVP *MEMORIAL HERMANN |  |  | PUMPINFUSION-ALARIS-Medley 8100 | [6 empty] | Verified as Rental |  |  | MHHS-Northeast
NO | YES |  |  |  | FFL8063 |  | CAREFUSION | 8100M |  |  | Rental | MHHS-Northeast |  |  |  | FFL8063 |  | Katy |  | Rental | [7 empty] | PUMPINFUSION-ALARIS-Medley 8100 |  | MEDLEY PUMP MODULE LVP *MEMORIAL HERMANN |  |  | PUMPINFUSION-ALARIS-Medley 8100 | [6 empty] | Verified as Rental |  |  | MHHS-Northeast
NO | YES |  |  |  | FFL8070 |  | CAREFUSION | 8100M |  |  | Rental | MHHS-Northeast |  |  |  | FFL8070 |  | Katy |  | Rental | [7 empty] | PUMPINFUSION-ALARIS-Medley 8100 |  | MEDLEY PUMP MODULE LVP *MEMORIAL HERMANN |  |  | PUMPINFUSION-ALARIS-Medley 8100 | [6 empty] | Verified as Rental |  |  | MHHS-Northeast
NO | YES |  |  |  | FFL8075 |  | CAREFUSION | 8100M |  |  | Rental | MHHS-Northeast |  |  |  | FFL8075 |  | Katy |  | Rental | [7 empty] | PUMPINFUSION-ALARIS-Medley 8100 |  | MEDLEY PUMP MODULE LVP *MEMORIAL HERMANN |  |  | PUMPINFUSION-ALARIS-Medley 8100 | [6 empty] | Verified as Rental |  |  | MHHS-Northeast
NO | YES |  |  |  | FFL8077 |  | CAREFUSION | 8100M |  |  | Rental | MHHS-Northeast |  |  |  | FFL8077 |  | Katy |  | Rental | [7 empty] | PUMPINFUSION-ALARIS-Medley 8100 |  | MEDLEY PUMP MODULE LVP *MEMORIAL HERMANN |  |  | PUMPINFUSION-ALARIS-Medley 8100 | [6 empty] | Verified as Rental |  |  | MHHS-Northeast
NO | YES |  |  |  | FFL8088 |  | CAREFUSION | 8100M |  |  | Rental | MHHS-Northeast |  |  |  | FFL8088 |  | Katy |  | Rental | [7 empty] | PUMPINFUSION-ALARIS-Medley 8100 |  | MEDLEY PUMP MODULE LVP *MEMORIAL HERMANN |  |  | PUMPINFUSION-ALARIS-Medley 8100 | [6 empty] | Verified as Rental |  |  | MHHS-Northeast
NO | YES |  |  |  | FFL8103 |  | CAREFUSION | 8100M |  |  | Rental | MHHS-Northeast |  |  |  | FFL8103 |  | Katy |  | Rental | [7 empty] | PUMPINFUSION-ALARIS-Medley 8100 |  | MEDLEY PUMP MODULE LVP *MEMORIAL HERMANN |  |  | PUMPINFUSION-ALARIS-Medley 8100 | [6 empty] | Verified as Rental |  |  | MHHS-Northeast
NO | YES |  |  |  | FFL8111 |  | CAREFUSION | 8100M |  |  | Rental | MHHS-Northeast |  |  |  | FFL8111 |  | Katy |  | Rental | [7 empty] | PUMPINFUSION-ALARIS-Medley 8100 |  | MEDLEY PUMP MODULE LVP *MEMORIAL HERMANN |  |  | PUMPINFUSION-ALARIS-Medley 8100 | [6 empty] | Verified as Rental |  |  | MHHS-Northeast
NO | YES |  |  |  | FFL8112 |  | CAREFUSION | 8100M |  |  | Rental | MHHS-Northeast |  |  |  | FFL8112 |  | Katy |  | Rental | [7 empty] | PUMPINFUSION-ALARIS-Medley 8100 |  | MEDLEY PUMP MODULE LVP *MEMORIAL HERMANN |  |  | PUMPINFUSION-ALARIS-Medley 8100 | [6 empty] | Verified as Rental |  |  | MHHS-Northeast
NO | YES |  |  |  | FFL8114 |  | CAREFUSION | 8100M |  |  | Rental | MHHS-Northeast |  |  |  | FFL8114 |  | Katy |  | Rental | [7 empty] | PUMPINFUSION-ALARIS-Medley 8100 |  | MEDLEY PUMP MODULE LVP *MEMORIAL HERMANN |  |  | PUMPINFUSION-ALARIS-Medley 8100 | [6 empty] | Verified as Rental |  |  | MHHS-Northeast
NO | YES |  |  |  | FFL8124 |  | CAREFUSION | 8100M |  |  | Rental | MHHS-Northeast |  |  |  | FFL8124 |  | Katy |  | Rental | [7 empty] | PUMPINFUSION-ALARIS-Medley 8100 |  | MEDLEY PUMP MODULE LVP *MEMORIAL HERMANN |  |  | PUMPINFUSION-ALARIS-Medley 8100 | [6 empty] | Verified as Rental |  |  | MHHS-Northeast
NO | YES |  |  |  | FFL8145 |  | CAREFUSION | 8100M |  |  | Rental | MHHS-Northeast |  |  |  | FFL8145 |  | Katy |  | Rental | [7 empty] | PUMPINFUSION-ALARIS-Medley 8100 |  | MEDLEY PUMP MODULE LVP *MEMORIAL HERMANN |  |  | PUMPINFUSION-ALARIS-Medley 8100 | [6 empty] | Verified as Rental |  |  | MHHS-Northeast
NO | YES |  |  |  | FFL8172 |  | CAREFUSION | 8100M |  |  | Rental | MHHS-Northeast |  |  |  | FFL8172 |  | Katy |  | Rental | [7 empty] | PUMPINFUSION-ALARIS-Medley 8100 |  | MEDLEY PUMP MODULE LVP *MEMORIAL HERMANN |  |  | PUMPINFUSION-ALARIS-Medley 8100 | [6 empty] | Verified as Rental |  |  | MHHS-Northeast
NO | YES |  |  |  | FFL8192 |  | CAREFUSION | 8100M |  |  | Rental | MHHS-Northeast |  |  |  | FFL8192 |  | Katy |  | Rental | [7 empty] | PUMPINFUSION-ALARIS-Medley 8100 |  | MEDLEY PUMP MODULE LVP *MEMORIAL HERMANN |  |  | PUMPINFUSION-ALARIS-Medley 8100 | [6 empty] | Verified as Rental |  |  | MHHS-Northeast
NO | YES |  |  |  | FFL8196 |  | CAREFUSION | 8100M |  |  | Rental | MHHS-Northeast |  |  |  | FFL8196 |  | Katy |  | Rental | [7 empty] | PUMPINFUSION-ALARIS-Medley 8100 |  | MEDLEY PUMP MODULE LVP *MEMORIAL HERMANN |  |  | PUMPINFUSION-ALARIS-Medley 8100 | [6 empty] | Verified as Rental |  |  | MHHS-Northeast
NO | YES |  |  |  | FFL8200 |  | CAREFUSION | 8100M |  |  | Rental | MHHS-Northeast |  |  |  | FFL8200 |  | Katy |  | Rental | [7 empty] | PUMPINFUSION-ALARIS-Medley 8100 |  | MEDLEY PUMP MODULE LVP *MEMORIAL HERMANN |  |  | PUMPINFUSION-ALARIS-Medley 8100 | [6 empty] | Verified as Rental |  |  | MHHS-Northeast
NO | YES |  |  |  | FFL8209 |  | CAREFUSION | 8100M |  |  | Rental | MHHS-Northeast |  |  |  | FFL8209 |  | Katy |  | Rental | [7 empty] | PUMPINFUSION-ALARIS-Medley 8100 |  | MEDLEY PUMP MODULE LVP *MEMORIAL HERMANN |  |  | PUMPINFUSION-ALARIS-Medley 8100 | [6 empty] | Verified as Rental |  |  | MHHS-Northeast
NO | YES |  |  |  | FFL8219 |  | CAREFUSION | 8100M |  |  | Rental | MHHS-Northeast |  |  |  | FFL8219 |  | Katy |  | Rental | [7 empty] | PUMPINFUSION-ALARIS-Medley 8100 |  | MEDLEY PUMP MODULE LVP *MEMORIAL HERMANN |  |  | PUMPINFUSION-ALARIS-Medley 8100 | [6 empty] | Verified as Rental |  |  | MHHS-Northeast
NO | YES |  |  |  | FFL8248 |  | CAREFUSION | 8100M |  |  | Rental | MHHS-Northeast |  |  |  | FFL8248 |  | Katy |  | Rental | [7 empty] | PUMPINFUSION-ALARIS-Medley 8100 |  | MEDLEY PUMP MODULE LVP *MEMORIAL HERMANN |  |  | PUMPINFUSION-ALARIS-Medley 8100 | [6 empty] | Verified as Rental |  |  | MHHS-Northeast
NO | YES |  |  |  | FFL8252 |  | CAREFUSION | 8100M |  |  | Rental | MHHS-Northeast |  |  |  | FFL8252 |  | Katy |  | Rental | [7 empty] | PUMPINFUSION-ALARIS-Medley 8100 |  | MEDLEY PUMP MODULE LVP *MEMORIAL HERMANN |  |  | PUMPINFUSION-ALARIS-Medley 8100 | [6 empty] | Verified as Rental |  |  | MHHS-Northeast
NO | YES |  |  |  | FFL8253 |  | CAREFUSION | 8100M |  |  | Rental | MHHS-Northeast |  |  |  | FFL8253 |  | Katy |  | Rental | [7 empty] | PUMPINFUSION-ALARIS-Medley 8100 |  | MEDLEY PUMP MODULE LVP *MEMORIAL HERMANN |  |  | PUMPINFUSION-ALARIS-Medley 8100 | [6 empty] | Verified as Rental |  |  | MHHS-Northeast
NO | YES |  |  |  | FFL8257 |  | CAREFUSION | 8100M |  |  | Rental | MHHS-Northeast |  |  |  | FFL8257 |  | Katy |  | Rental | [7 empty] | PUMPINFUSION-ALARIS-Medley 8100 |  | MEDLEY PUMP MODULE LVP *MEMORIAL HERMANN |  |  | PUMPINFUSION-ALARIS-Medley 8100 | [6 empty] | Verified as Rental |  |  | MHHS-Northeast
NO | YES |  |  |  | FFL8335 |  | CAREFUSION | 8100M |  |  | Rental | MHHS-Northeast |  |  |  | FFL8335 |  | Katy |  | Rental | [7 empty] | PUMPINFUSION-ALARIS-Medley 8100 |  | MEDLEY PUMP MODULE LVP *MEMORIAL HERMANN |  |  | PUMPINFUSION-ALARIS-Medley 8100 | [6 empty] | Verified as Rental |  |  | MHHS-Northeast
NO | YES |  |  |  | FFL8351 |  | CAREFUSION | 8100M |  |  | Rental | MHHS-Northeast |  |  |  | FFL8351 |  | Katy |  | Rental | [7 empty] | PUMPINFUSION-ALARIS-Medley 8100 |  | MEDLEY PUMP MODULE LVP *MEMORIAL HERMANN |  |  | PUMPINFUSION-ALARIS-Medley 8100 | [6 empty] | Verified as Rental |  |  | MHHS-Northeast
NO | YES |  |  |  | FFL8372 |  | CAREFUSION | 8100M |  |  | Rental | MHHS-Northeast |  |  |  | FFL8372 |  | Katy |  | Rental | [7 empty] | PUMPINFUSION-ALARIS-Medley 8100 |  | MEDLEY PUMP MODULE LVP *MEMORIAL HERMANN |  |  | PUMPINFUSION-ALARIS-Medley 8100 | [6 empty] | Verified as Rental |  |  | MHHS-Northeast
NO | YES |  |  |  | FFL8393 |  | CAREFUSION | 8100M |  |  | Rental | MHHS-Northeast |  |  |  | FFL8393 |  | Katy |  | Rental | [7 empty] | PUMPINFUSION-ALARIS-Medley 8100 |  | MEDLEY PUMP MODULE LVP *MEMORIAL HERMANN |  |  | PUMPINFUSION-ALARIS-Medley 8100 | [6 empty] | Verified as Rental |  |  | MHHS-Northeast
NO | YES |  |  |  | FFL8437 |  | CAREFUSION | 8100M |  |  | Rental | MHHS-Northeast |  |  |  | FFL8437 |  | Katy |  | Rental | [7 empty] | PUMPINFUSION-ALARIS-Medley 8100 |  | MEDLEY PUMP MODULE LVP *MEMORIAL HERMANN |  |  | PUMPINFUSION-ALARIS-Medley 8100 | [6 empty] | Verified as Rental |  |  | MHHS-Northeast
NO | YES |  |  |  | FFL8456 |  | CAREFUSION | 8100M |  |  | Rental | MHHS-Northeast |  |  |  | FFL8456 |  | Katy |  | Rental | [7 empty] | PUMPINFUSION-ALARIS-Medley 8100 |  | MEDLEY PUMP MODULE LVP *MEMORIAL HERMANN |  |  | PUMPINFUSION-ALARIS-Medley 8100 | [6 empty] | Verified as Rental |  |  | MHHS-Northeast
NO | YES |  |  |  | FFL8469 |  | CAREFUSION | 8100M |  |  | Rental | MHHS-Northeast |  |  |  | FFL8469 |  | Katy |  | Rental | [7 empty] | PUMPINFUSION-ALARIS-Medley 8100 |  | MEDLEY PUMP MODULE LVP *MEMORIAL HERMANN |  |  | PUMPINFUSION-ALARIS-Medley 8100 | [6 empty] | Verified as Rental |  |  | MHHS-Northeast
NO | YES |  |  |  | FFL8495 |  | CAREFUSION | 8100M |  |  | Rental | MHHS-Northeast |  |  |  | FFL8495 |  | Katy |  | Rental | [7 empty] | PUMPINFUSION-ALARIS-Medley 8100 |  | MEDLEY PUMP MODULE LVP *MEMORIAL HERMANN |  |  | PUMPINFUSION-ALARIS-Medley 8100 | [6 empty] | Verified as Rental |  |  | MHHS-Northeast
NO | YES |  |  |  | FFL8502 |  | CAREFUSION | 8100M |  |  | Rental | MHHS-Northeast |  |  |  | FFL8502 |  | Katy |  | Rental | [7 empty] | PUMPINFUSION-ALARIS-Medley 8100 |  | MEDLEY PUMP MODULE LVP *MEMORIAL HERMANN |  |  | PUMPINFUSION-ALARIS-Medley 8100 | [6 empty] | Verified as Rental |  |  | MHHS-Northeast
NO | YES |  |  |  | FFL8506 |  | CAREFUSION | 8100M |  |  | Rental | MHHS-Northeast |  |  |  | FFL8506 |  | Katy |  | Rental | [7 empty] | PUMPINFUSION-ALARIS-Medley 8100 |  | MEDLEY PUMP MODULE LVP *MEMORIAL HERMANN |  |  | PUMPINFUSION-ALARIS-Medley 8100 | [6 empty] | Verified as Rental |  |  | MHHS-Northeast
NO | YES |  |  |  | FFL8509 |  | CAREFUSION | 8100M |  |  | Rental | MHHS-Northeast |  |  |  | FFL8509 |  | Katy |  | Rental | [7 empty] | PUMPINFUSION-ALARIS-Medley 8100 |  | MEDLEY PUMP MODULE LVP *MEMORIAL HERMANN |  |  | PUMPINFUSION-ALARIS-Medley 8100 | [6 empty] | Verified as Rental |  |  | MHHS-Northeast
NO | YES |  |  |  | FFL8514 |  | CAREFUSION | 8100M |  |  | Rental | MHHS-Northeast |  |  |  | FFL8514 |  | Katy |  | Rental | [7 empty] | PUMPINFUSION-ALARIS-Medley 8100 |  | MEDLEY PUMP MODULE LVP *MEMORIAL HERMANN |  |  | PUMPINFUSION-ALARIS-Medley 8100 | [6 empty] | Verified as Rental |  |  | MHHS-Northeast
NO | YES |  |  |  | FFL8530 |  | CAREFUSION | 8100M |  |  | Rental | MHHS-Northeast |  |  |  | FFL8530 |  | Katy |  | Rental | [7 empty] | PUMPINFUSION-ALARIS-Medley 8100 |  | MEDLEY PUMP MODULE LVP *MEMORIAL HERMANN |  |  | PUMPINFUSION-ALARIS-Medley 8100 | [6 empty] | Verified as Rental |  |  | MHHS-Northeast
NO | YES |  |  |  | FFL8537 |  | CAREFUSION | 8100M |  |  | Rental | MHHS-Northeast |  |  |  | FFL8537 |  | Katy |  | Rental | [7 empty] | PUMPINFUSION-ALARIS-Medley 8100 |  | MEDLEY PUMP MODULE LVP *MEMORIAL HERMANN |  |  | PUMPINFUSION-ALARIS-Medley 8100 | [6 empty] | Verified as Rental |  |  | MHHS-Northeast
NO | YES |  |  |  | FFL8545 |  | CAREFUSION | 8100M |  |  | Rental | MHHS-Northeast |  |  |  | FFL8545 |  | Katy |  | Rental | [7 empty] | PUMPINFUSION-ALARIS-Medley 8100 |  | MEDLEY PUMP MODULE LVP *MEMORIAL HERMANN |  |  | PUMPINFUSION-ALARIS-Medley 8100 | [6 empty] | Verified as Rental |  |  | MHHS-Northeast
NO | YES |  |  |  | FFL8549 |  | CAREFUSION | 8100M |  |  | Rental | MHHS-Northeast |  |  |  | FFL8549 |  | Katy |  | Rental | [7 empty] | PUMPINFUSION-ALARIS-Medley 8100 |  | MEDLEY PUMP MODULE LVP *MEMORIAL HERMANN |  |  | PUMPINFUSION-ALARIS-Medley 8100 | [6 empty] | Verified as Rental |  |  | MHHS-Northeast
NO | YES |  |  |  | FFL8554 |  | CAREFUSION | 8100M |  |  | Rental | MHHS-Northeast |  |  |  | FFL8554 |  | Katy |  | Rental | [7 empty] | PUMPINFUSION-ALARIS-Medley 8100 |  | MEDLEY PUMP MODULE LVP *MEMORIAL HERMANN |  |  | PUMPINFUSION-ALARIS-Medley 8100 | [6 empty] | Verified as Rental |  |  | MHHS-Northeast
NO | YES |  |  |  | FFL8561 |  | CAREFUSION | 8100M |  |  | Rental | MHHS-Northeast |  |  |  | FFL8561 |  | Katy |  | Rental | [7 empty] | PUMPINFUSION-ALARIS-Medley 8100 |  | MEDLEY PUMP MODULE LVP *MEMORIAL HERMANN |  |  | PUMPINFUSION-ALARIS-Medley 8100 | [6 empty] | Verified as Rental |  |  | MHHS-Northeast
NO | YES |  |  |  | FFL8565 |  | CAREFUSION | 8100M |  |  | Rental | MHHS-Northeast |  |  |  | FFL8565 |  | Katy |  | Rental | [7 empty] | PUMPINFUSION-ALARIS-Medley 8100 |  | MEDLEY PUMP MODULE LVP *MEMORIAL HERMANN |  |  | PUMPINFUSION-ALARIS-Medley 8100 | [6 empty] | Verified as Rental |  |  | MHHS-Northeast
NO | YES |  |  |  | FFL8608 |  | CAREFUSION | 8100M |  |  | Rental | MHHS-Northeast |  |  |  | FFL8608 |  | Katy |  | Rental | [7 empty] | PUMPINFUSION-ALARIS-Medley 8100 |  | MEDLEY PUMP MODULE LVP *MEMORIAL HERMANN |  |  | PUMPINFUSION-ALARIS-Medley 8100 | [6 empty] | Verified as Rental |  |  | MHHS-Northeast
NO | YES |  |  |  | FFL8611 |  | CAREFUSION | 8100M |  |  | Rental | MHHS-Northeast |  |  |  | FFL8611 |  | Katy |  | Rental | [7 empty] | PUMPINFUSION-ALARIS-Medley 8100 |  | MEDLEY PUMP MODULE LVP *MEMORIAL HERMANN |  |  | PUMPINFUSION-ALARIS-Medley 8100 | [6 empty] | Verified as Rental |  |  | MHHS-Northeast
NO | YES |  |  |  | FFL8616 |  | CAREFUSION | 8100M |  |  | Rental | MHHS-Northeast |  |  |  | FFL8616 |  | Katy |  | Rental | [7 empty] | PUMPINFUSION-ALARIS-Medley 8100 |  | MEDLEY PUMP MODULE LVP *MEMORIAL HERMANN |  |  | PUMPINFUSION-ALARIS-Medley 8100 | [6 empty] | Verified as Rental |  |  | MHHS-Northeast
NO | YES |  |  |  | FFL8619 |  | CAREFUSION | 8100M |  |  | Rental | MHHS-Northeast |  |  |  | FFL8619 |  | Katy |  | Rental | [7 empty] | PUMPINFUSION-ALARIS-Medley 8100 |  | MEDLEY PUMP MODULE LVP *MEMORIAL HERMANN |  |  | PUMPINFUSION-ALARIS-Medley 8100 | [6 empty] | Verified as Rental |  |  | MHHS-Northeast
NO | YES |  |  |  | FFL8646 |  | CAREFUSION | 8100M |  |  | Rental | MHHS-Northeast |  |  |  | FFL8646 |  | Katy |  | Rental | [7 empty] | PUMPINFUSION-ALARIS-Medley 8100 |  | MEDLEY PUMP MODULE LVP *MEMORIAL HERMANN |  |  | PUMPINFUSION-ALARIS-Medley 8100 | [6 empty] | Verified as Rental |  |  | MHHS-Northeast
NO | YES |  |  |  | FFL8693 |  | CAREFUSION | 8100M |  |  | Rental | MHHS-Northeast |  |  |  | FFL8693 |  | Katy |  | Rental | [7 empty] | PUMPINFUSION-ALARIS-Medley 8100 |  | MEDLEY PUMP MODULE LVP *MEMORIAL HERMANN |  |  | PUMPINFUSION-ALARIS-Medley 8100 | [6 empty] | Verified as Rental |  |  | MHHS-Northeast
NO | YES |  |  |  | FFL8705 |  | CAREFUSION | 8100M |  |  | Rental | MHHS-Northeast |  |  |  | FFL8705 |  | Katy |  | Rental | [7 empty] | PUMPINFUSION-ALARIS-Medley 8100 |  | MEDLEY PUMP MODULE LVP *MEMORIAL HERMANN |  |  | PUMPINFUSION-ALARIS-Medley 8100 | [6 empty] | Verified as Rental |  |  | MHHS-Northeast
NO | YES |  |  |  | FFL8708 |  | CAREFUSION | 8100M |  |  | Rental | MHHS-Northeast |  |  |  | FFL8708 |  | Katy |  | Rental | [7 empty] | PUMPINFUSION-ALARIS-Medley 8100 |  | MEDLEY PUMP MODULE LVP *MEMORIAL HERMANN |  |  | PUMPINFUSION-ALARIS-Medley 8100 | [6 empty] | Verified as Rental |  |  | MHHS-Northeast
NO | YES |  |  |  | FFL8731 |  | CAREFUSION | 8100M |  |  | Rental | MHHS-Northeast |  |  |  | FFL8731 |  | Katy |  | Rental | [7 empty] | PUMPINFUSION-ALARIS-Medley 8100 |  | MEDLEY PUMP MODULE LVP *MEMORIAL HERMANN |  |  | PUMPINFUSION-ALARIS-Medley 8100 | [6 empty] | Verified as Rental |  |  | MHHS-Northeast
NO | YES |  |  |  | FFL8737 |  | CAREFUSION | 8100M |  |  | Rental | MHHS-Northeast |  |  |  | FFL8737 |  | Katy |  | Rental | [7 empty] | PUMPINFUSION-ALARIS-Medley 8100 |  | MEDLEY PUMP MODULE LVP *MEMORIAL HERMANN |  |  | PUMPINFUSION-ALARIS-Medley 8100 | [6 empty] | Verified as Rental |  |  | MHHS-Northeast
NO | YES |  |  |  | FFL8739 |  | CAREFUSION | 8100M |  |  | Rental | MHHS-Northeast |  |  |  | FFL8739 |  | Katy |  | Rental | [7 empty] | PUMPINFUSION-ALARIS-Medley 8100 |  | MEDLEY PUMP MODULE LVP *MEMORIAL HERMANN |  |  | PUMPINFUSION-ALARIS-Medley 8100 | [6 empty] | Verified as Rental |  |  | MHHS-Northeast
NO | YES |  |  |  | FFL8740 |  | CAREFUSION | 8100M |  |  | Rental | MHHS-Northeast |  |  |  | FFL8740 |  | Katy |  | Rental | [7 empty] | PUMPINFUSION-ALARIS-Medley 8100 |  | MEDLEY PUMP MODULE LVP *MEMORIAL HERMANN |  |  | PUMPINFUSION-ALARIS-Medley 8100 | [6 empty] | Verified as Rental |  |  | MHHS-Northeast
NO | YES |  |  |  | FFL8755 |  | CAREFUSION | 8100M |  |  | Rental | MHHS-Northeast |  |  |  | FFL8755 |  | Katy |  | Rental | [7 empty] | PUMPINFUSION-ALARIS-Medley 8100 |  | MEDLEY PUMP MODULE LVP *MEMORIAL HERMANN |  |  | PUMPINFUSION-ALARIS-Medley 8100 | [6 empty] | Verified as Rental |  |  | MHHS-Northeast
NO | YES |  |  |  | FFL417 |  | CAREFUSION | 8100M |  |  | Rental | MHHS-Orthopedic & Spine |  |  |  | FFL417 |  | Central & Greater Heights |  | Rental | [7 empty] | PUMPINFUSION-ALARIS-Medley 8100 |  | MEDLEY PUMP MODULE LVP *MEMORIAL HERMANN |  |  | PUMPINFUSION-ALARIS-Medley 8100 | [6 empty] | Verified as Rental |  |  | MHHS-Orthopedic & Spine
NO | YES |  |  |  | FFL885 |  | CAREFUSION | 8100M |  |  | Rental | MHHS-Orthopedic & Spine |  |  |  | FFL885 |  | Central & Greater Heights |  | Rental | [7 empty] | PUMPINFUSION-ALARIS-Medley 8100 |  | MEDLEY PUMP MODULE LVP *MEMORIAL HERMANN |  |  | PUMPINFUSION-ALARIS-Medley 8100 | [6 empty] | Verified as Rental |  |  | MHHS-Orthopedic & Spine
NO | YES |  |  |  | FFL1172 |  | CAREFUSION | 8100M |  |  | Rental | MHHS-Orthopedic & Spine |  |  |  | FFL1172 |  | Central & Greater Heights |  | Rental | [7 empty] | PUMPINFUSION-ALARIS-Medley 8100 |  | MEDLEY PUMP MODULE LVP *MEMORIAL HERMANN |  |  | PUMPINFUSION-ALARIS-Medley 8100 | [6 empty] | Verified as Rental |  |  | MHHS-Orthopedic & Spine
NO | YES |  |  |  | FFL1273 |  | CAREFUSION | 8100M |  |  | Rental | MHHS-Orthopedic & Spine |  |  |  | FFL1273 |  | Central & Greater Heights |  | Rental | [7 empty] | PUMPINFUSION-ALARIS-Medley 8100 |  | MEDLEY PUMP MODULE LVP *MEMORIAL HERMANN |  |  | PUMPINFUSION-ALARIS-Medley 8100 | [6 empty] | Verified as Rental |  |  | MHHS-Orthopedic & Spine
NO | YES |  |  |  | FFL1539 |  | CAREFUSION | 8100M |  |  | Rental | MHHS-Orthopedic & Spine |  |  |  | FFL1539 |  | Central & Greater Heights |  | Rental | [7 empty] | PUMPINFUSION-ALARIS-Medley 8100 |  | MEDLEY PUMP MODULE LVP *MEMORIAL HERMANN |  |  | PUMPINFUSION-ALARIS-Medley 8100 | [6 empty] | Verified as Rental |  |  | MHHS-Orthopedic & Spine
NO | YES |  |  |  | FFL1781 |  | CAREFUSION | 8100M |  |  | Rental | MHHS-Orthopedic & Spine |  |  |  | FFL1781 |  | Central & Greater Heights |  | Rental | [7 empty] | PUMPINFUSION-ALARIS-Medley 8100 |  | MEDLEY PUMP MODULE LVP *MEMORIAL HERMANN |  |  | PUMPINFUSION-ALARIS-Medley 8100 | [6 empty] | Verified as Rental |  |  | MHHS-Orthopedic & Spine
NO | YES |  |  |  | FFL1815 |  | CAREFUSION | 8100M |  |  | Rental | MHHS-Orthopedic & Spine |  |  |  | FFL1815 |  | Central & Greater Heights |  | Rental | [7 empty] | PUMPINFUSION-ALARIS-Medley 8100 |  | MEDLEY PUMP MODULE LVP *MEMORIAL HERMANN |  |  | PUMPINFUSION-ALARIS-Medley 8100 | [6 empty] | Verified as Rental |  |  | MHHS-Orthopedic & Spine
NO | YES |  |  |  | FFL2060 |  | CAREFUSION | 8100M |  |  | Rental | MHHS-Orthopedic & Spine |  |  |  | FFL2060 |  | Central & Greater Heights |  | Rental | [7 empty] | PUMPINFUSION-ALARIS-Medley 8100 |  | MEDLEY PUMP MODULE LVP *MEMORIAL HERMANN |  |  | PUMPINFUSION-ALARIS-Medley 8100 | [6 empty] | Verified as Rental |  |  | MHHS-Orthopedic & Spine
NO | YES |  |  |  | FFL2078 |  | CAREFUSION | 8100M |  |  | Rental | MHHS-Orthopedic & Spine |  |  |  | FFL2078 |  | Central & Greater Heights |  | Rental | [7 empty] | PUMPINFUSION-ALARIS-Medley 8100 |  | MEDLEY PUMP MODULE LVP *MEMORIAL HERMANN |  |  | PUMPINFUSION-ALARIS-Medley 8100 | [6 empty] | Verified as Rental |  |  | MHHS-Orthopedic & Spine
NO | YES |  |  |  | FFL2086 |  | CAREFUSION | 8100M |  |  | Rental | MHHS-Orthopedic & Spine |  |  |  | FFL2086 |  | Central & Greater Heights |  | Rental | [7 empty] | PUMPINFUSION-ALARIS-Medley 8100 |  | MEDLEY PUMP MODULE LVP *MEMORIAL HERMANN |  |  | PUMPINFUSION-ALARIS-Medley 8100 | [6 empty] | Verified as Rental |  |  | MHHS-Orthopedic & Spine
NO | YES |  |  |  | FFL2365 |  | CAREFUSION | 8100M |  |  | Rental | MHHS-Orthopedic & Spine |  |  |  | FFL2365 |  | Central & Greater Heights |  | Rental | [7 empty] | PUMPINFUSION-ALARIS-Medley 8100 |  | MEDLEY PUMP MODULE LVP *MEMORIAL HERMANN |  |  | PUMPINFUSION-ALARIS-Medley 8100 | [6 empty] | Verified as Rental |  |  | MHHS-Orthopedic & Spine
NO | YES |  |  |  | FFL2449 |  | CAREFUSION | 8100M |  |  | Rental | MHHS-Orthopedic & Spine |  |  |  | FFL2449 |  | Central & Greater Heights |  | Rental | [7 empty] | PUMPINFUSION-ALARIS-Medley 8100 |  | MEDLEY PUMP MODULE LVP *MEMORIAL HERMANN |  |  | PUMPINFUSION-ALARIS-Medley 8100 | [6 empty] | Verified as Rental |  |  | MHHS-Orthopedic & Spine
NO | YES |  |  |  | FFL2457 |  | CAREFUSION | 8100M |  |  | Rental | MHHS-Orthopedic & Spine |  |  |  | FFL2457 |  | Central & Greater Heights |  | Rental | [7 empty] | PUMPINFUSION-ALARIS-Medley 8100 |  | MEDLEY PUMP MODULE LVP *MEMORIAL HERMANN |  |  | PUMPINFUSION-ALARIS-Medley 8100 | [6 empty] | Verified as Rental |  |  | MHHS-Orthopedic & Spine
NO | YES |  |  |  | FFL3075 |  | CAREFUSION | 8100M |  |  | Rental | MHHS-Orthopedic & Spine |  |  |  | FFL3075 |  | Central & Greater Heights |  | Rental | [7 empty] | PUMPINFUSION-ALARIS-Medley 8100 |  | MEDLEY PUMP MODULE LVP *MEMORIAL HERMANN |  |  | PUMPINFUSION-ALARIS-Medley 8100 | [6 empty] | Verified as Rental |  |  | MHHS-Orthopedic & Spine
NO | YES |  |  |  | FFL3157 |  | CAREFUSION | 8100M |  |  | Rental | MHHS-Orthopedic & Spine |  |  |  | FFL3157 |  | Central & Greater Heights |  | Rental | [7 empty] | PUMPINFUSION-ALARIS-Medley 8100 |  | MEDLEY PUMP MODULE LVP *MEMORIAL HERMANN |  |  | PUMPINFUSION-ALARIS-Medley 8100 | [6 empty] | Verified as Rental |  |  | MHHS-Orthopedic & Spine
NO | YES |  |  |  | FFL3257 |  | CAREFUSION | 8100M |  |  | Rental | MHHS-Orthopedic & Spine |  |  |  | FFL3257 |  | Central & Greater Heights |  | Rental | [7 empty] | PUMPINFUSION-ALARIS-Medley 8100 |  | MEDLEY PUMP MODULE LVP *MEMORIAL HERMANN |  |  | PUMPINFUSION-ALARIS-Medley 8100 | [6 empty] | Verified as Rental |  |  | MHHS-Orthopedic & Spine
NO | YES |  |  |  | FFL3365 |  | CAREFUSION | 8100M |  |  | Rental | MHHS-Orthopedic & Spine |  |  |  | FFL3365 |  | Central & Greater Heights |  | Rental | [7 empty] | PUMPINFUSION-ALARIS-Medley 8100 |  | MEDLEY PUMP MODULE LVP *MEMORIAL HERMANN |  |  | PUMPINFUSION-ALARIS-Medley 8100 | [6 empty] | Verified as Rental |  |  | MHHS-Orthopedic & Spine
NO | YES |  |  |  | FFL3514 |  | CAREFUSION | 8100M |  |  | Rental | MHHS-Orthopedic & Spine |  |  |  | FFL3514 |  | Central & Greater Heights |  | Rental | [7 empty] | PUMPINFUSION-ALARIS-Medley 8100 |  | MEDLEY PUMP MODULE LVP *MEMORIAL HERMANN |  |  | PUMPINFUSION-ALARIS-Medley 8100 | [6 empty] | Verified as Rental |  |  | MHHS-Orthopedic & Spine
NO | YES |  |  |  | FFL3649 |  | CAREFUSION | 8100M |  |  | Rental | MHHS-Orthopedic & Spine |  |  |  | FFL3649 |  | Central & Greater Heights |  | Rental | [7 empty] | PUMPINFUSION-ALARIS-Medley 8100 |  | MEDLEY PUMP MODULE LVP *MEMORIAL HERMANN |  |  | PUMPINFUSION-ALARIS-Medley 8100 | [6 empty] | Verified as Rental |  |  | MHHS-Orthopedic & Spine
NO | YES |  |  |  | FFL3784 |  | CAREFUSION | 8100M |  |  | Rental | MHHS-Orthopedic & Spine |  |  |  | FFL3784 |  | Central & Greater Heights |  | Rental | [7 empty] | PUMPINFUSION-ALARIS-Medley 8100 |  | MEDLEY PUMP MODULE LVP *MEMORIAL HERMANN |  |  | PUMPINFUSION-ALARIS-Medley 8100 | [6 empty] | Verified as Rental |  |  | MHHS-Orthopedic & Spine
NO | YES |  |  |  | FFL3872 |  | CAREFUSION | 8100M |  |  | Rental | MHHS-Orthopedic & Spine |  |  |  | FFL3872 |  | Central & Greater Heights |  | Rental | [7 empty] | PUMPINFUSION-ALARIS-Medley 8100 |  | MEDLEY PUMP MODULE LVP *MEMORIAL HERMANN |  |  | PUMPINFUSION-ALARIS-Medley 8100 | [6 empty] | Verified as Rental |  |  | MHHS-Orthopedic & Spine
NO | YES |  |  |  | FFL3965 |  | CAREFUSION | 8100M |  |  | Rental | MHHS-Orthopedic & Spine |  |  |  | FFL3965 |  | Central & Greater Heights |  | Rental | [7 empty] | PUMPINFUSION-ALARIS-Medley 8100 |  | MEDLEY PUMP MODULE LVP *MEMORIAL HERMANN |  |  | PUMPINFUSION-ALARIS-Medley 8100 | [6 empty] | Verified as Rental |  |  | MHHS-Orthopedic & Spine
NO | YES |  |  |  | FFL4133 |  | CAREFUSION | 8100M |  |  | Rental | MHHS-Orthopedic & Spine |  |  |  | FFL4133 |  | Central & Greater Heights |  | Rental | [7 empty] | PUMPINFUSION-ALARIS-Medley 8100 |  | MEDLEY PUMP MODULE LVP *MEMORIAL HERMANN |  |  | PUMPINFUSION-ALARIS-Medley 8100 | [6 empty] | Verified as Rental |  |  | MHHS-Orthopedic & Spine
NO | YES |  |  |  | FFL4426 |  | CAREFUSION | 8100M |  |  | Rental | MHHS-Orthopedic & Spine |  |  |  | FFL4426 |  | Central & Greater Heights |  | Rental | [7 empty] | PUMPINFUSION-ALARIS-Medley 8100 |  | MEDLEY PUMP MODULE LVP *MEMORIAL HERMANN |  |  | PUMPINFUSION-ALARIS-Medley 8100 | [6 empty] | Verified as Rental |  |  | MHHS-Orthopedic & Spine
NO | YES |  |  |  | FFL4502 |  | CAREFUSION | 8100M |  |  | Rental | MHHS-Orthopedic & Spine |  |  |  | FFL4502 |  | Central & Greater Heights |  | Rental | [7 empty] | PUMPINFUSION-ALARIS-Medley 8100 |  | MEDLEY PUMP MODULE LVP *MEMORIAL HERMANN |  |  | PUMPINFUSION-ALARIS-Medley 8100 | [6 empty] | Verified as Rental |  |  | MHHS-Orthopedic & Spine
NO | YES |  |  |  | FFL4667 |  | CAREFUSION | 8100M |  |  | Rental | MHHS-Orthopedic & Spine |  |  |  | FFL4667 |  | Central & Greater Heights |  | Rental | [7 empty] | PUMPINFUSION-ALARIS-Medley 8100 |  | MEDLEY PUMP MODULE LVP *MEMORIAL HERMANN |  |  | PUMPINFUSION-ALARIS-Medley 8100 | [6 empty] | Verified as Rental |  |  | MHHS-Orthopedic & Spine
NO | YES |  |  |  | FFL4956 |  | CAREFUSION | 8100M |  |  | Rental | MHHS-Orthopedic & Spine |  |  |  | FFL4956 |  | Central & Greater Heights |  | Rental | [7 empty] | PUMPINFUSION-ALARIS-Medley 8100 |  | MEDLEY PUMP MODULE LVP *MEMORIAL HERMANN |  |  | PUMPINFUSION-ALARIS-Medley 8100 | [6 empty] | Verified as Rental |  |  | MHHS-Orthopedic & Spine
NO | YES |  |  |  | FFL5075 |  | CAREFUSION | 8100M |  |  | Rental | MHHS-Orthopedic & Spine |  |  |  | FFL5075 |  | Central & Greater Heights |  | Rental | [7 empty] | PUMPINFUSION-ALARIS-Medley 8100 |  | MEDLEY PUMP MODULE LVP *MEMORIAL HERMANN |  |  | PUMPINFUSION-ALARIS-Medley 8100 | [6 empty] | Verified as Rental |  |  | MHHS-Orthopedic & Spine
NO | YES |  |  |  | FFL5096 |  | CAREFUSION | 8100M |  |  | Rental | MHHS-Orthopedic & Spine |  |  |  | FFL5096 |  | Central & Greater Heights |  | Rental | [7 empty] | PUMPINFUSION-ALARIS-Medley 8100 |  | MEDLEY PUMP MODULE LVP *MEMORIAL HERMANN |  |  | PUMPINFUSION-ALARIS-Medley 8100 | [6 empty] | Verified as Rental |  |  | MHHS-Orthopedic & Spine
NO | YES |  |  |  | FFL5194 |  | CAREFUSION | 8100M |  |  | Rental | MHHS-Orthopedic & Spine |  |  |  | FFL5194 |  | Central & Greater Heights |  | Rental | [7 empty] | PUMPINFUSION-ALARIS-Medley 8100 |  | MEDLEY PUMP MODULE LVP *MEMORIAL HERMANN |  |  | PUMPINFUSION-ALARIS-Medley 8100 | [6 empty] | Verified as Rental |  |  | MHHS-Orthopedic & Spine
NO | YES |  |  |  | FFL5344 |  | CAREFUSION | 8100M |  |  | Rental | MHHS-Orthopedic & Spine |  |  |  | FFL5344 |  | Central & Greater Heights |  | Rental | [7 empty] | PUMPINFUSION-ALARIS-Medley 8100 |  | MEDLEY PUMP MODULE LVP *MEMORIAL HERMANN |  |  | PUMPINFUSION-ALARIS-Medley 8100 | [6 empty] | Verified as Rental |  |  | MHHS-Orthopedic & Spine
NO | YES |  |  |  | FFL5376 |  | CAREFUSION | 8100M |  |  | Rental | MHHS-Orthopedic & Spine |  |  |  | FFL5376 |  | Central & Greater Heights |  | Rental | [7 empty] | PUMPINFUSION-ALARIS-Medley 8100 |  | MEDLEY PUMP MODULE LVP *MEMORIAL HERMANN |  |  | PUMPINFUSION-ALARIS-Medley 8100 | [6 empty] | Verified as Rental |  |  | MHHS-Orthopedic & Spine
NO | YES |  |  |  | FFL5430 |  | CAREFUSION | 8100M |  |  | Rental | MHHS-Orthopedic & Spine |  |  |  | FFL5430 |  | Central & Greater Heights |  | Rental | [7 empty] | PUMPINFUSION-ALARIS-Medley 8100 |  | MEDLEY PUMP MODULE LVP *MEMORIAL HERMANN |  |  | PUMPINFUSION-ALARIS-Medley 8100 | [6 empty] | Verified as Rental |  |  | MHHS-Orthopedic & Spine
NO | YES |  |  |  | FFL5568 |  | CAREFUSION | 8100M |  |  | Rental | MHHS-Orthopedic & Spine |  |  |  | FFL5568 |  | Central & Greater Heights |  | Rental | [7 empty] | PUMPINFUSION-ALARIS-Medley 8100 |  | MEDLEY PUMP MODULE LVP *MEMORIAL HERMANN |  |  | PUMPINFUSION-ALARIS-Medley 8100 | [6 empty] | Verified as Rental |  |  | MHHS-Orthopedic & Spine
NO | YES |  |  |  | FFL5577 |  | CAREFUSION | 8100M |  |  | Rental | MHHS-Orthopedic & Spine |  |  |  | FFL5577 |  | Central & Greater Heights |  | Rental | [7 empty] | PUMPINFUSION-ALARIS-Medley 8100 |  | MEDLEY PUMP MODULE LVP *MEMORIAL HERMANN |  |  | PUMPINFUSION-ALARIS-Medley 8100 | [6 empty] | Verified as Rental |  |  | MHHS-Orthopedic & Spine
NO | YES |  |  |  | FFL5622 |  | CAREFUSION | 8100M |  |  | Rental | MHHS-Orthopedic & Spine |  |  |  | FFL5622 |  | Central & Greater Heights |  | Rental | [7 empty] | PUMPINFUSION-ALARIS-Medley 8100 |  | MEDLEY PUMP MODULE LVP *MEMORIAL HERMANN |  |  | PUMPINFUSION-ALARIS-Medley 8100 | [6 empty] | Verified as Rental |  |  | MHHS-Orthopedic & Spine
NO | YES |  |  |  | FFL5743 |  | CAREFUSION | 8100M |  |  | Rental | MHHS-Orthopedic & Spine |  |  |  | FFL5743 |  | Central & Greater Heights |  | Rental | [7 empty] | PUMPINFUSION-ALARIS-Medley 8100 |  | MEDLEY PUMP MODULE LVP *MEMORIAL HERMANN |  |  | PUMPINFUSION-ALARIS-Medley 8100 | [6 empty] | Verified as Rental |  |  | MHHS-Orthopedic & Spine
NO | YES |  |  |  | FFL6206 |  | CAREFUSION | 8100M |  |  | Rental | MHHS-Orthopedic & Spine |  |  |  | FFL6206 |  | Central & Greater Heights |  | Rental | [7 empty] | PUMPINFUSION-ALARIS-Medley 8100 |  | MEDLEY PUMP MODULE LVP *MEMORIAL HERMANN |  |  | PUMPINFUSION-ALARIS-Medley 8100 | [6 empty] | Verified as Rental |  |  | MHHS-Orthopedic & Spine
NO | YES |  |  |  | FFL6352 |  | CAREFUSION | 8100M |  |  | Rental | MHHS-Orthopedic & Spine |  |  |  | FFL6352 |  | Central & Greater Heights |  | Rental | [7 empty] | PUMPINFUSION-ALARIS-Medley 8100 |  | MEDLEY PUMP MODULE LVP *MEMORIAL HERMANN |  |  | PUMPINFUSION-ALARIS-Medley 8100 | [6 empty] | Verified as Rental |  |  | MHHS-Orthopedic & Spine
NO | YES |  |  |  | FFL6456 |  | CAREFUSION | 8100M |  |  | Rental | MHHS-Orthopedic & Spine |  |  |  | FFL6456 |  | Central & Greater Heights |  | Rental | [7 empty] | PUMPINFUSION-ALARIS-Medley 8100 |  | MEDLEY PUMP MODULE LVP *MEMORIAL HERMANN |  |  | PUMPINFUSION-ALARIS-Medley 8100 | [6 empty] | Verified as Rental |  |  | MHHS-Orthopedic & Spine
NO | YES |  |  |  | FFL6534 |  | CAREFUSION | 8100M |  |  | Rental | MHHS-Orthopedic & Spine |  |  |  | FFL6534 |  | Central & Greater Heights |  | Rental | [7 empty] | PUMPINFUSION-ALARIS-Medley 8100 |  | MEDLEY PUMP MODULE LVP *MEMORIAL HERMANN |  |  | PUMPINFUSION-ALARIS-Medley 8100 | [6 empty] | Verified as Rental |  |  | MHHS-Orthopedic & Spine
NO | YES |  |  |  | FFL6616 |  | CAREFUSION | 8100M |  |  | Rental | MHHS-Orthopedic & Spine |  |  |  | FFL6616 |  | Central & Greater Heights |  | Rental | [7 empty] | PUMPINFUSION-ALARIS-Medley 8100 |  | MEDLEY PUMP MODULE LVP *MEMORIAL HERMANN |  |  | PUMPINFUSION-ALARIS-Medley 8100 | [6 empty] | Verified as Rental |  |  | MHHS-Orthopedic & Spine
NO | YES |  |  |  | FFL6788 |  | CAREFUSION | 8100M |  |  | Rental | MHHS-Orthopedic & Spine |  |  |  | FFL6788 |  | Central & Greater Heights |  | Rental | [7 empty] | PUMPINFUSION-ALARIS-Medley 8100 |  | MEDLEY PUMP MODULE LVP *MEMORIAL HERMANN |  |  | PUMPINFUSION-ALARIS-Medley 8100 | [6 empty] | Verified as Rental |  |  | MHHS-Orthopedic & Spine
NO | YES |  |  |  | FFL6890 |  | CAREFUSION | 8100M |  |  | Rental | MHHS-Orthopedic & Spine |  |  |  | FFL6890 |  | Central & Greater Heights |  | Rental | [7 empty] | PUMPINFUSION-ALARIS-Medley 8100 |  | MEDLEY PUMP MODULE LVP *MEMORIAL HERMANN |  |  | PUMPINFUSION-ALARIS-Medley 8100 | [6 empty] | Verified as Rental |  |  | MHHS-Orthopedic & Spine
NO | YES |  |  |  | FFL6937 |  | CAREFUSION | 8100M |  |  | Rental | MHHS-Orthopedic & Spine |  |  |  | FFL6937 |  | Central & Greater Heights |  | Rental | [7 empty] | PUMPINFUSION-ALARIS-Medley 8100 |  | MEDLEY PUMP MODULE LVP *MEMORIAL HERMANN |  |  | PUMPINFUSION-ALARIS-Medley 8100 | [6 empty] | Verified as Rental |  |  | MHHS-Orthopedic & Spine
NO | YES |  |  |  | FFL7070 |  | CAREFUSION | 8100M |  |  | Rental | MHHS-Orthopedic & Spine |  |  |  | FFL7070 |  | Central & Greater Heights |  | Rental | [7 empty] | PUMPINFUSION-ALARIS-Medley 8100 |  | MEDLEY PUMP MODULE LVP *MEMORIAL HERMANN |  |  | PUMPINFUSION-ALARIS-Medley 8100 | [6 empty] | Verified as Rental |  |  | MHHS-Orthopedic & Spine
NO | YES |  |  |  | FFL7246 |  | CAREFUSION | 8100M |  |  | Rental | MHHS-Orthopedic & Spine |  |  |  | FFL7246 |  | Central & Greater Heights |  | Rental | [7 empty] | PUMPINFUSION-ALARIS-Medley 8100 |  | MEDLEY PUMP MODULE LVP *MEMORIAL HERMANN |  |  | PUMPINFUSION-ALARIS-Medley 8100 | [6 empty] | Verified as Rental |  |  | MHHS-Orthopedic & Spine
NO | YES |  |  |  | FFL7562 |  | CAREFUSION | 8100M |  |  | Rental | MHHS-Orthopedic & Spine |  |  |  | FFL7562 |  | Central & Greater Heights |  | Rental | [7 empty] | PUMPINFUSION-ALARIS-Medley 8100 |  | MEDLEY PUMP MODULE LVP *MEMORIAL HERMANN |  |  | PUMPINFUSION-ALARIS-Medley 8100 | [6 empty] | Verified as Rental |  |  | MHHS-Orthopedic & Spine
NO | YES |  |  |  | FFL7700 |  | CAREFUSION | 8100M |  |  | Rental | MHHS-Orthopedic & Spine |  |  |  | FFL7700 |  | Central & Greater Heights |  | Rental | [7 empty] | PUMPINFUSION-ALARIS-Medley 8100 |  | MEDLEY PUMP MODULE LVP *MEMORIAL HERMANN |  |  | PUMPINFUSION-ALARIS-Medley 8100 | [6 empty] | Verified as Rental |  |  | MHHS-Orthopedic & Spine
NO | YES |  |  |  | FFL8008 |  | CAREFUSION | 8100M |  |  | Rental | MHHS-Orthopedic & Spine |  |  |  | FFL8008 |  | Central & Greater Heights |  | Rental | [7 empty] | PUMPINFUSION-ALARIS-Medley 8100 |  | MEDLEY PUMP MODULE LVP *MEMORIAL HERMANN |  |  | PUMPINFUSION-ALARIS-Medley 8100 | [6 empty] | Verified as Rental |  |  | MHHS-Orthopedic & Spine
NO | YES |  |  |  | FFL8011 |  | CAREFUSION | 8100M |  |  | Rental | MHHS-Orthopedic & Spine |  |  |  | FFL8011 |  | Central & Greater Heights |  | Rental | [7 empty] | PUMPINFUSION-ALARIS-Medley 8100 |  | MEDLEY PUMP MODULE LVP *MEMORIAL HERMANN |  |  | PUMPINFUSION-ALARIS-Medley 8100 | [6 empty] | Verified as Rental |  |  | MHHS-Orthopedic & Spine
NO | YES |  |  |  | FFL8062 |  | CAREFUSION | 8100M |  |  | Rental | MHHS-Orthopedic & Spine |  |  |  | FFL8062 |  | Central & Greater Heights |  | Rental | [7 empty] | PUMPINFUSION-ALARIS-Medley 8100 |  | MEDLEY PUMP MODULE LVP *MEMORIAL HERMANN |  |  | PUMPINFUSION-ALARIS-Medley 8100 | [6 empty] | Verified as Rental |  |  | MHHS-Orthopedic & Spine
NO | YES |  |  |  | FFL8119 |  | CAREFUSION | 8100M |  |  | Rental | MHHS-Orthopedic & Spine |  |  |  | FFL8119 |  | Central & Greater Heights |  | Rental | [7 empty] | PUMPINFUSION-ALARIS-Medley 8100 |  | MEDLEY PUMP MODULE LVP *MEMORIAL HERMANN |  |  | PUMPINFUSION-ALARIS-Medley 8100 | [6 empty] | Verified as Rental |  |  | MHHS-Orthopedic & Spine
NO | YES |  |  |  | FFL8181 |  | CAREFUSION | 8100M |  |  | Rental | MHHS-Orthopedic & Spine |  |  |  | FFL8181 |  | Central & Greater Heights |  | Rental | [7 empty] | PUMPINFUSION-ALARIS-Medley 8100 |  | MEDLEY PUMP MODULE LVP *MEMORIAL HERMANN |  |  | PUMPINFUSION-ALARIS-Medley 8100 | [6 empty] | Verified as Rental |  |  | MHHS-Orthopedic & Spine
NO | YES |  |  |  | FFL8222 |  | CAREFUSION | 8100M |  |  | Rental | MHHS-Orthopedic & Spine |  |  |  | FFL8222 |  | Central & Greater Heights |  | Rental | [7 empty] | PUMPINFUSION-ALARIS-Medley 8100 |  | MEDLEY PUMP MODULE LVP *MEMORIAL HERMANN |  |  | PUMPINFUSION-ALARIS-Medley 8100 | [6 empty] | Verified as Rental |  |  | MHHS-Orthopedic & Spine
NO | YES |  |  |  | FFL8364 |  | CAREFUSION | 8100M |  |  | Rental | MHHS-Orthopedic & Spine |  |  |  | FFL8364 |  | Central & Greater Heights |  | Rental | [7 empty] | PUMPINFUSION-ALARIS-Medley 8100 |  | MEDLEY PUMP MODULE LVP *MEMORIAL HERMANN |  |  | PUMPINFUSION-ALARIS-Medley 8100 | [6 empty] | Verified as Rental |  |  | MHHS-Orthopedic & Spine
NO | YES |  |  |  | FFL8436 |  | CAREFUSION | 8100M |  |  | Rental | MHHS-Orthopedic & Spine |  |  |  | FFL8436 |  | Central & Greater Heights |  | Rental | [7 empty] | PUMPINFUSION-ALARIS-Medley 8100 |  | MEDLEY PUMP MODULE LVP *MEMORIAL HERMANN |  |  | PUMPINFUSION-ALARIS-Medley 8100 | [6 empty] | Verified as Rental |  |  | MHHS-Orthopedic & Spine
NO | YES |  |  |  | FFL8462 |  | CAREFUSION | 8100M |  |  | Rental | MHHS-Orthopedic & Spine |  |  |  | FFL8462 |  | Central & Greater Heights |  | Rental | [7 empty] | PUMPINFUSION-ALARIS-Medley 8100 |  | MEDLEY PUMP MODULE LVP *MEMORIAL HERMANN |  |  | PUMPINFUSION-ALARIS-Medley 8100 | [6 empty] | Verified as Rental |  |  | MHHS-Orthopedic & Spine
NO | YES |  |  |  | FFL8475 |  | CAREFUSION | 8100M |  |  | Rental | MHHS-Orthopedic & Spine |  |  |  | FFL8475 |  | Central & Greater Heights |  | Rental | [7 empty] | PUMPINFUSION-ALARIS-Medley 8100 |  | MEDLEY PUMP MODULE LVP *MEMORIAL HERMANN |  |  | PUMPINFUSION-ALARIS-Medley 8100 | [6 empty] | Verified as Rental |  |  | MHHS-Orthopedic & Spine
NO | YES |  |  |  | FFL8498 |  | CAREFUSION | 8100M |  |  | Rental | MHHS-Orthopedic & Spine |  |  |  | FFL8498 |  | Central & Greater Heights |  | Rental | [7 empty] | PUMPINFUSION-ALARIS-Medley 8100 |  | MEDLEY PUMP MODULE LVP *MEMORIAL HERMANN |  |  | PUMPINFUSION-ALARIS-Medley 8100 | [6 empty] | Verified as Rental |  |  | MHHS-Orthopedic & Spine
NO | YES |  |  |  | FFL8538 |  | CAREFUSION | 8100M |  |  | Rental | MHHS-Orthopedic & Spine |  |  |  | FFL8538 |  | Central & Greater Heights |  | Rental | [7 empty] | PUMPINFUSION-ALARIS-Medley 8100 |  | MEDLEY PUMP MODULE LVP *MEMORIAL HERMANN |  |  | PUMPINFUSION-ALARIS-Medley 8100 | [6 empty] | Verified as Rental |  |  | MHHS-Orthopedic & Spine
NO | YES |  |  |  | FFL8654 |  | CAREFUSION | 8100M |  |  | Rental | MHHS-Orthopedic & Spine |  |  |  | FFL8654 |  | Central & Greater Heights |  | Rental | [7 empty] | PUMPINFUSION-ALARIS-Medley 8100 |  | MEDLEY PUMP MODULE LVP *MEMORIAL HERMANN |  |  | PUMPINFUSION-ALARIS-Medley 8100 | [6 empty] | Verified as Rental |  |  | MHHS-Orthopedic & Spine
NO | YES |  |  |  | FFL8690 |  | CAREFUSION | 8100M |  |  | Rental | MHHS-Orthopedic & Spine |  |  |  | FFL8690 |  | Central & Greater Heights |  | Rental | [7 empty] | PUMPINFUSION-ALARIS-Medley 8100 |  | MEDLEY PUMP MODULE LVP *MEMORIAL HERMANN |  |  | PUMPINFUSION-ALARIS-Medley 8100 | [6 empty] | Verified as Rental |  |  | MHHS-Orthopedic & Spine
NO | YES |  |  |  | FFL8691 |  | CAREFUSION | 8100M |  |  | Rental | MHHS-Orthopedic & Spine |  |  |  | FFL8691 |  | Central & Greater Heights |  | Rental | [7 empty] | PUMPINFUSION-ALARIS-Medley 8100 |  | MEDLEY PUMP MODULE LVP *MEMORIAL HERMANN |  |  | PUMPINFUSION-ALARIS-Medley 8100 | [6 empty] | Verified as Rental |  |  | MHHS-Orthopedic & Spine
NO | YES |  |  |  | FFL8719 |  | CAREFUSION | 8100M |  |  | Rental | MHHS-Orthopedic & Spine |  |  |  | FFL8719 |  | Central & Greater Heights |  | Rental | [7 empty] | PUMPINFUSION-ALARIS-Medley 8100 |  | MEDLEY PUMP MODULE LVP *MEMORIAL HERMANN |  |  | PUMPINFUSION-ALARIS-Medley 8100 | [6 empty] | Verified as Rental |  |  | MHHS-Orthopedic & Spine
NO | YES |  |  |  | FFL8732 |  | CAREFUSION | 8100M |  |  | Rental | MHHS-Orthopedic & Spine |  |  |  | FFL8732 |  | Central & Greater Heights |  | Rental | [7 empty] | PUMPINFUSION-ALARIS-Medley 8100 |  | MEDLEY PUMP MODULE LVP *MEMORIAL HERMANN |  |  | PUMPINFUSION-ALARIS-Medley 8100 | [6 empty] | Verified as Rental |  |  | MHHS-Orthopedic & Spine
NO | YES |  |  |  | FFL162 |  | CAREFUSION | 8100M |  |  | Rental | MHHS-Pearland Hospital |  |  |  | FFL162 |  | Pearland |  | Rental | [7 empty] | PUMPINFUSION-ALARIS-Medley 8100 |  | MEDLEY PUMP MODULE LVP *MEMORIAL HERMANN |  |  | PUMPINFUSION-ALARIS-Medley 8100 | [6 empty] | Verified as Rental |  |  | MHHS-Pearland Hospital
NO | YES |  |  |  | FFL169 |  | CAREFUSION | 8100M |  |  | Rental | MHHS-Pearland Hospital |  |  |  | FFL169 |  | Pearland |  | Rental | [7 empty] | PUMPINFUSION-ALARIS-Medley 8100 |  | MEDLEY PUMP MODULE LVP *MEMORIAL HERMANN |  |  | PUMPINFUSION-ALARIS-Medley 8100 | [6 empty] | Verified as Rental |  |  | MHHS-Pearland Hospital
NO | YES |  |  |  | FFL234 |  | CAREFUSION | 8100M |  |  | Rental | MHHS-Pearland Hospital |  |  |  | FFL234 |  | Pearland |  | Rental | [7 empty] | PUMPINFUSION-ALARIS-Medley 8100 |  | MEDLEY PUMP MODULE LVP *MEMORIAL HERMANN |  |  | PUMPINFUSION-ALARIS-Medley 8100 | [6 empty] | Verified as Rental |  |  | MHHS-Pearland Hospital
NO | YES |  |  |  | FFL244 |  | CAREFUSION | 8100M |  |  | Rental | MHHS-Pearland Hospital |  |  |  | FFL244 |  | Pearland |  | Rental | [7 empty] | PUMPINFUSION-ALARIS-Medley 8100 |  | MEDLEY PUMP MODULE LVP *MEMORIAL HERMANN |  |  | PUMPINFUSION-ALARIS-Medley 8100 | [6 empty] | Verified as Rental |  |  | MHHS-Pearland Hospital
NO | YES |  |  |  | FFL317 |  | CAREFUSION | 8100M |  |  | Rental | MHHS-Pearland Hospital |  |  |  | FFL317 |  | Pearland |  | Rental | [7 empty] | PUMPINFUSION-ALARIS-Medley 8100 |  | MEDLEY PUMP MODULE LVP *MEMORIAL HERMANN |  |  | PUMPINFUSION-ALARIS-Medley 8100 | [6 empty] | Verified as Rental |  |  | MHHS-Pearland Hospital
NO | YES |  |  |  | FFL335 |  | CAREFUSION | 8100M |  |  | Rental | MHHS-Pearland Hospital |  |  |  | FFL335 |  | Pearland |  | Rental | [7 empty] | PUMPINFUSION-ALARIS-Medley 8100 |  | MEDLEY PUMP MODULE LVP *MEMORIAL HERMANN |  |  | PUMPINFUSION-ALARIS-Medley 8100 | [6 empty] | Verified as Rental |  |  | MHHS-Pearland Hospital
NO | YES |  |  |  | FFL337 |  | CAREFUSION | 8100M |  |  | Rental | MHHS-Pearland Hospital |  |  |  | FFL337 |  | Pearland |  | Rental | [7 empty] | PUMPINFUSION-ALARIS-Medley 8100 |  | MEDLEY PUMP MODULE LVP *MEMORIAL HERMANN |  |  | PUMPINFUSION-ALARIS-Medley 8100 | [6 empty] | Verified as Rental |  |  | MHHS-Pearland Hospital
NO | YES |  |  |  | FFL341 |  | CAREFUSION | 8100M |  |  | Rental | MHHS-Pearland Hospital |  |  |  | FFL341 |  | Pearland |  | Rental | [7 empty] | PUMPINFUSION-ALARIS-Medley 8100 |  | MEDLEY PUMP MODULE LVP *MEMORIAL HERMANN |  |  | PUMPINFUSION-ALARIS-Medley 8100 | [6 empty] | Verified as Rental |  |  | MHHS-Pearland Hospital
NO | YES |  |  |  | FFL422 |  | CAREFUSION | 8100M |  |  | Rental | MHHS-Pearland Hospital |  |  |  | FFL422 |  | Pearland |  | Rental | [7 empty] | PUMPINFUSION-ALARIS-Medley 8100 |  | MEDLEY PUMP MODULE LVP *MEMORIAL HERMANN |  |  | PUMPINFUSION-ALARIS-Medley 8100 | [6 empty] | Verified as Rental |  |  | MHHS-Pearland Hospital
NO | YES |  |  |  | FFL532 |  | CAREFUSION | 8100M |  |  | Rental | MHHS-Pearland Hospital |  |  |  | FFL532 |  | Pearland |  | Rental | [7 empty] | PUMPINFUSION-ALARIS-Medley 8100 |  | MEDLEY PUMP MODULE LVP *MEMORIAL HERMANN |  |  | PUMPINFUSION-ALARIS-Medley 8100 | [6 empty] | Verified as Rental |  |  | MHHS-Pearland Hospital
NO | YES |  |  |  | FFL633 |  | CAREFUSION | 8100M |  |  | Rental | MHHS-Pearland Hospital |  |  |  | FFL633 |  | Pearland |  | Rental | [7 empty] | PUMPINFUSION-ALARIS-Medley 8100 |  | MEDLEY PUMP MODULE LVP *MEMORIAL HERMANN |  |  | PUMPINFUSION-ALARIS-Medley 8100 | [6 empty] | Verified as Rental |  |  | MHHS-Pearland Hospital
NO | YES |  |  |  | FFL713 |  | CAREFUSION | 8100M |  |  | Rental | MHHS-Pearland Hospital |  |  |  | FFL713 |  | Pearland |  | Rental | [7 empty] | PUMPINFUSION-ALARIS-Medley 8100 |  | MEDLEY PUMP MODULE LVP *MEMORIAL HERMANN |  |  | PUMPINFUSION-ALARIS-Medley 8100 | [6 empty] | Verified as Rental |  |  | MHHS-Pearland Hospital
NO | YES |  |  |  | FFL714 |  | CAREFUSION | 8100M |  |  | Rental | MHHS-Pearland Hospital |  |  |  | FFL714 |  | Pearland |  | Rental | [7 empty] | PUMPINFUSION-ALARIS-Medley 8100 |  | MEDLEY PUMP MODULE LVP *MEMORIAL HERMANN |  |  | PUMPINFUSION-ALARIS-Medley 8100 | [6 empty] | Verified as Rental |  |  | MHHS-Pearland Hospital
NO | YES |  |  |  | FFL744 |  | CAREFUSION | 8100M |  |  | Rental | MHHS-Pearland Hospital |  |  |  | FFL744 |  | Pearland |  | Rental | [7 empty] | PUMPINFUSION-ALARIS-Medley 8100 |  | MEDLEY PUMP MODULE LVP *MEMORIAL HERMANN |  |  | PUMPINFUSION-ALARIS-Medley 8100 | [6 empty] | Verified as Rental |  |  | MHHS-Pearland Hospital
NO | YES |  |  |  | FFL779 |  | CAREFUSION | 8100M |  |  | Rental | MHHS-Pearland Hospital |  |  |  | FFL779 |  | Pearland |  | Rental | [7 empty] | PUMPINFUSION-ALARIS-Medley 8100 |  | MEDLEY PUMP MODULE LVP *MEMORIAL HERMANN |  |  | PUMPINFUSION-ALARIS-Medley 8100 | [6 empty] | Verified as Rental |  |  | MHHS-Pearland Hospital
NO | YES |  |  |  | FFL780 |  | CAREFUSION | 8100M |  |  | Rental | MHHS-Pearland Hospital |  |  |  | FFL780 |  | Pearland |  | Rental | [7 empty] | PUMPINFUSION-ALARIS-Medley 8100 |  | MEDLEY PUMP MODULE LVP *MEMORIAL HERMANN |  |  | PUMPINFUSION-ALARIS-Medley 8100 | [6 empty] | Verified as Rental |  |  | MHHS-Pearland Hospital
NO | YES |  |  |  | FFL802 |  | CAREFUSION | 8100M |  |  | Rental | MHHS-Pearland Hospital |  |  |  | FFL802 |  | Pearland |  | Rental | [7 empty] | PUMPINFUSION-ALARIS-Medley 8100 |  | MEDLEY PUMP MODULE LVP *MEMORIAL HERMANN |  |  | PUMPINFUSION-ALARIS-Medley 8100 | [6 empty] | Verified as Rental |  |  | MHHS-Pearland Hospital
NO | YES |  |  |  | FFL813 |  | CAREFUSION | 8100M |  |  | Rental | MHHS-Pearland Hospital |  |  |  | FFL813 |  | Pearland |  | Rental | [7 empty] | PUMPINFUSION-ALARIS-Medley 8100 |  | MEDLEY PUMP MODULE LVP *MEMORIAL HERMANN |  |  | PUMPINFUSION-ALARIS-Medley 8100 | [6 empty] | Verified as Rental |  |  | MHHS-Pearland Hospital
NO | YES |  |  |  | FFL1052 |  | CAREFUSION | 8100M |  |  | Rental | MHHS-Pearland Hospital |  |  |  | FFL1052 |  | Pearland |  | Rental | [7 empty] | PUMPINFUSION-ALARIS-Medley 8100 |  | MEDLEY PUMP MODULE LVP *MEMORIAL HERMANN |  |  | PUMPINFUSION-ALARIS-Medley 8100 | [6 empty] | Verified as Rental |  |  | MHHS-Pearland Hospital
NO | YES |  |  |  | FFL1055 |  | CAREFUSION | 8100M |  |  | Rental | MHHS-Pearland Hospital |  |  |  | FFL1055 |  | Pearland |  | Rental | [7 empty] | PUMPINFUSION-ALARIS-Medley 8100 |  | MEDLEY PUMP MODULE LVP *MEMORIAL HERMANN |  |  | PUMPINFUSION-ALARIS-Medley 8100 | [6 empty] | Verified as Rental |  |  | MHHS-Pearland Hospital
NO | YES |  |  |  | FFL1146 |  | CAREFUSION | 8100M |  |  | Rental | MHHS-Pearland Hospital |  |  |  | FFL1146 |  | Pearland |  | Rental | [7 empty] | PUMPINFUSION-ALARIS-Medley 8100 |  | MEDLEY PUMP MODULE LVP *MEMORIAL HERMANN |  |  | PUMPINFUSION-ALARIS-Medley 8100 | [6 empty] | Verified as Rental |  |  | MHHS-Pearland Hospital
NO | YES |  |  |  | FFL1161 |  | CAREFUSION | 8100M |  |  | Rental | MHHS-Pearland Hospital |  |  |  | FFL1161 |  | Pearland |  | Rental | [7 empty] | PUMPINFUSION-ALARIS-Medley 8100 |  | MEDLEY PUMP MODULE LVP *MEMORIAL HERMANN |  |  | PUMPINFUSION-ALARIS-Medley 8100 | [6 empty] | Verified as Rental |  |  | MHHS-Pearland Hospital
NO | YES |  |  |  | FFL1197 |  | CAREFUSION | 8100M |  |  | Rental | MHHS-Pearland Hospital |  |  |  | FFL1197 |  | Pearland |  | Rental | [7 empty] | PUMPINFUSION-ALARIS-Medley 8100 |  | MEDLEY PUMP MODULE LVP *MEMORIAL HERMANN |  |  | PUMPINFUSION-ALARIS-Medley 8100 | [6 empty] | Verified as Rental |  |  | MHHS-Pearland Hospital
NO | YES |  |  |  | FFL1211 |  | CAREFUSION | 8100M |  |  | Rental | MHHS-Pearland Hospital |  |  |  | FFL1211 |  | Pearland |  | Rental | [7 empty] | PUMPINFUSION-ALARIS-Medley 8100 |  | MEDLEY PUMP MODULE LVP *MEMORIAL HERMANN |  |  | PUMPINFUSION-ALARIS-Medley 8100 | [6 empty] | Verified as Rental |  |  | MHHS-Pearland Hospital
NO | YES |  |  |  | FFL1327 |  | CAREFUSION | 8100M |  |  | Rental | MHHS-Pearland Hospital |  |  |  | FFL1327 |  | Pearland |  | Rental | [7 empty] | PUMPINFUSION-ALARIS-Medley 8100 |  | MEDLEY PUMP MODULE LVP *MEMORIAL HERMANN |  |  | PUMPINFUSION-ALARIS-Medley 8100 | [6 empty] | Verified as Rental |  |  | MHHS-Pearland Hospital
NO | YES |  |  |  | FFL1446 |  | CAREFUSION | 8100M |  |  | Rental | MHHS-Pearland Hospital |  |  |  | FFL1446 |  | Pearland |  | Rental | [7 empty] | PUMPINFUSION-ALARIS-Medley 8100 |  | MEDLEY PUMP MODULE LVP *MEMORIAL HERMANN |  |  | PUMPINFUSION-ALARIS-Medley 8100 | [6 empty] | Verified as Rental |  |  | MHHS-Pearland Hospital
NO | YES |  |  |  | FFL1450 |  | CAREFUSION | 8100M |  |  | Rental | MHHS-Pearland Hospital |  |  |  | FFL1450 |  | Pearland |  | Rental | [7 empty] | PUMPINFUSION-ALARIS-Medley 8100 |  | MEDLEY PUMP MODULE LVP *MEMORIAL HERMANN |  |  | PUMPINFUSION-ALARIS-Medley 8100 | [6 empty] | Verified as Rental |  |  | MHHS-Pearland Hospital
NO | YES |  |  |  | FFL1461 |  | CAREFUSION | 8100M |  |  | Rental | MHHS-Pearland Hospital |  |  |  | FFL1461 |  | Pearland |  | Rental | [7 empty] | PUMPINFUSION-ALARIS-Medley 8100 |  | MEDLEY PUMP MODULE LVP *MEMORIAL HERMANN |  |  | PUMPINFUSION-ALARIS-Medley 8100 | [6 empty] | Verified as Rental |  |  | MHHS-Pearland Hospital
NO | YES |  |  |  | FFL1580 |  | CAREFUSION | 8100M |  |  | Rental | MHHS-Pearland Hospital |  |  |  | FFL1580 |  | Pearland |  | Rental | [7 empty] | PUMPINFUSION-ALARIS-Medley 8100 |  | MEDLEY PUMP MODULE LVP *MEMORIAL HERMANN |  |  | PUMPINFUSION-ALARIS-Medley 8100 | [6 empty] | Verified as Rental |  |  | MHHS-Pearland Hospital
NO | YES |  |  |  | FFL1597 |  | CAREFUSION | 8100M |  |  | Rental | MHHS-Pearland Hospital |  |  |  | FFL1597 |  | Pearland |  | Rental | [7 empty] | PUMPINFUSION-ALARIS-Medley 8100 |  | MEDLEY PUMP MODULE LVP *MEMORIAL HERMANN |  |  | PUMPINFUSION-ALARIS-Medley 8100 | [6 empty] | Verified as Rental |  |  | MHHS-Pearland Hospital
NO | YES |  |  |  | FFL1600 |  | CAREFUSION | 8100M |  |  | Rental | MHHS-Pearland Hospital |  |  |  | FFL1600 |  | Pearland |  | Rental | [7 empty] | PUMPINFUSION-ALARIS-Medley 8100 |  | MEDLEY PUMP MODULE LVP *MEMORIAL HERMANN |  |  | PUMPINFUSION-ALARIS-Medley 8100 | [6 empty] | Verified as Rental |  |  | MHHS-Pearland Hospital
NO | YES |  |  |  | FFL1632 |  | CAREFUSION | 8100M |  |  | Rental | MHHS-Pearland Hospital |  |  |  | FFL1632 |  | Pearland |  | Rental | [7 empty] | PUMPINFUSION-ALARIS-Medley 8100 |  | MEDLEY PUMP MODULE LVP *MEMORIAL HERMANN |  |  | PUMPINFUSION-ALARIS-Medley 8100 | [6 empty] | Verified as Rental |  |  | MHHS-Pearland Hospital
NO | YES |  |  |  | FFL1659 |  | CAREFUSION | 8100M |  |  | Rental | MHHS-Pearland Hospital |  |  |  | FFL1659 |  | Pearland |  | Rental | [7 empty] | PUMPINFUSION-ALARIS-Medley 8100 |  | MEDLEY PUMP MODULE LVP *MEMORIAL HERMANN |  |  | PUMPINFUSION-ALARIS-Medley 8100 | [6 empty] | Verified as Rental |  |  | MHHS-Pearland Hospital
NO | YES |  |  |  | FFL1660 |  | CAREFUSION | 8100M |  |  | Rental | MHHS-Pearland Hospital |  |  |  | FFL1660 |  | Pearland |  | Rental | [7 empty] | PUMPINFUSION-ALARIS-Medley 8100 |  | MEDLEY PUMP MODULE LVP *MEMORIAL HERMANN |  |  | PUMPINFUSION-ALARIS-Medley 8100 | [6 empty] | Verified as Rental |  |  | MHHS-Pearland Hospital
NO | YES |  |  |  | FFL1712 |  | CAREFUSION | 8100M |  |  | Rental | MHHS-Pearland Hospital |  |  |  | FFL1712 |  | Pearland |  | Rental | [7 empty] | PUMPINFUSION-ALARIS-Medley 8100 |  | MEDLEY PUMP MODULE LVP *MEMORIAL HERMANN |  |  | PUMPINFUSION-ALARIS-Medley 8100 | [6 empty] | Verified as Rental |  |  | MHHS-Pearland Hospital
NO | YES |  |  |  | FFL1714 |  | CAREFUSION | 8100M |  |  | Rental | MHHS-Pearland Hospital |  |  |  | FFL1714 |  | Pearland |  | Rental | [7 empty] | PUMPINFUSION-ALARIS-Medley 8100 |  | MEDLEY PUMP MODULE LVP *MEMORIAL HERMANN |  |  | PUMPINFUSION-ALARIS-Medley 8100 | [6 empty] | Verified as Rental |  |  | MHHS-Pearland Hospital
NO | YES |  |  |  | FFL1718 |  | CAREFUSION | 8100M |  |  | Rental | MHHS-Pearland Hospital |  |  |  | FFL1718 |  | Pearland |  | Rental | [7 empty] | PUMPINFUSION-ALARIS-Medley 8100 |  | MEDLEY PUMP MODULE LVP *MEMORIAL HERMANN |  |  | PUMPINFUSION-ALARIS-Medley 8100 | [6 empty] | Verified as Rental |  |  | MHHS-Pearland Hospital
NO | YES |  |  |  | FFL1732 |  | CAREFUSION | 8100M |  |  | Rental | MHHS-Pearland Hospital |  |  |  | FFL1732 |  | Pearland |  | Rental | [7 empty] | PUMPINFUSION-ALARIS-Medley 8100 |  | MEDLEY PUMP MODULE LVP *MEMORIAL HERMANN |  |  | PUMPINFUSION-ALARIS-Medley 8100 | [6 empty] | Verified as Rental |  |  | MHHS-Pearland Hospital
NO | YES |  |  |  | FFL1750 |  | CAREFUSION | 8100M |  |  | Rental | MHHS-Pearland Hospital |  |  |  | FFL1750 |  | Pearland |  | Rental | [7 empty] | PUMPINFUSION-ALARIS-Medley 8100 |  | MEDLEY PUMP MODULE LVP *MEMORIAL HERMANN |  |  | PUMPINFUSION-ALARIS-Medley 8100 | [6 empty] | Verified as Rental |  |  | MHHS-Pearland Hospital
NO | YES |  |  |  | FFL1797 |  | CAREFUSION | 8100M |  |  | Rental | MHHS-Pearland Hospital |  |  |  | FFL1797 |  | Pearland |  | Rental | [7 empty] | PUMPINFUSION-ALARIS-Medley 8100 |  | MEDLEY PUMP MODULE LVP *MEMORIAL HERMANN |  |  | PUMPINFUSION-ALARIS-Medley 8100 | [6 empty] | Verified as Rental |  |  | MHHS-Pearland Hospital
NO | YES |  |  |  | FFL1845 |  | CAREFUSION | 8100M |  |  | Rental | MHHS-Pearland Hospital |  |  |  | FFL1845 |  | Pearland |  | Rental | [7 empty] | PUMPINFUSION-ALARIS-Medley 8100 |  | MEDLEY PUMP MODULE LVP *MEMORIAL HERMANN |  |  | PUMPINFUSION-ALARIS-Medley 8100 | [6 empty] | Verified as Rental |  |  | MHHS-Pearland Hospital
NO | YES |  |  |  | FFL1883 |  | CAREFUSION | 8100M |  |  | Rental | MHHS-Pearland Hospital |  |  |  | FFL1883 |  | Pearland |  | Rental | [7 empty] | PUMPINFUSION-ALARIS-Medley 8100 |  | MEDLEY PUMP MODULE LVP *MEMORIAL HERMANN |  |  | PUMPINFUSION-ALARIS-Medley 8100 | [6 empty] | Verified as Rental |  |  | MHHS-Pearland Hospital
NO | YES |  |  |  | FFL1930 |  | CAREFUSION | 8100M |  |  | Rental | MHHS-Pearland Hospital |  |  |  | FFL1930 |  | Pearland |  | Rental | [7 empty] | PUMPINFUSION-ALARIS-Medley 8100 |  | MEDLEY PUMP MODULE LVP *MEMORIAL HERMANN |  |  | PUMPINFUSION-ALARIS-Medley 8100 | [6 empty] | Verified as Rental |  |  | MHHS-Pearland Hospital
NO | YES |  |  |  | FFL1951 |  | CAREFUSION | 8100M |  |  | Rental | MHHS-Pearland Hospital |  |  |  | FFL1951 |  | Pearland |  | Rental | [7 empty] | PUMPINFUSION-ALARIS-Medley 8100 |  | MEDLEY PUMP MODULE LVP *MEMORIAL HERMANN |  |  | PUMPINFUSION-ALARIS-Medley 8100 | [6 empty] | Verified as Rental |  |  | MHHS-Pearland Hospital
NO | YES |  |  |  | FFL2109 |  | CAREFUSION | 8100M |  |  | Rental | MHHS-Pearland Hospital |  |  |  | FFL2109 |  | Pearland |  | Rental | [7 empty] | PUMPINFUSION-ALARIS-Medley 8100 |  | MEDLEY PUMP MODULE LVP *MEMORIAL HERMANN |  |  | PUMPINFUSION-ALARIS-Medley 8100 | [6 empty] | Verified as Rental |  |  | MHHS-Pearland Hospital
NO | YES |  |  |  | FFL2279 |  | CAREFUSION | 8100M |  |  | Rental | MHHS-Pearland Hospital |  |  |  | FFL2279 |  | Pearland |  | Rental | [7 empty] | PUMPINFUSION-ALARIS-Medley 8100 |  | MEDLEY PUMP MODULE LVP *MEMORIAL HERMANN |  |  | PUMPINFUSION-ALARIS-Medley 8100 | [6 empty] | Verified as Rental |  |  | MHHS-Pearland Hospital
NO | YES |  |  |  | FFL2314 |  | CAREFUSION | 8100M |  |  | Rental | MHHS-Pearland Hospital |  |  |  | FFL2314 |  | Pearland |  | Rental | [7 empty] | PUMPINFUSION-ALARIS-Medley 8100 |  | MEDLEY PUMP MODULE LVP *MEMORIAL HERMANN |  |  | PUMPINFUSION-ALARIS-Medley 8100 | [6 empty] | Verified as Rental |  |  | MHHS-Pearland Hospital
NO | YES |  |  |  | FFL2327 |  | CAREFUSION | 8100M |  |  | Rental | MHHS-Pearland Hospital |  |  |  | FFL2327 |  | Pearland |  | Rental | [7 empty] | PUMPINFUSION-ALARIS-Medley 8100 |  | MEDLEY PUMP MODULE LVP *MEMORIAL HERMANN |  |  | PUMPINFUSION-ALARIS-Medley 8100 | [6 empty] | Verified as Rental |  |  | MHHS-Pearland Hospital
NO | YES |  |  |  | FFL2372 |  | CAREFUSION | 8100M |  |  | Rental | MHHS-Pearland Hospital |  |  |  | FFL2372 |  | Pearland |  | Rental | [7 empty] | PUMPINFUSION-ALARIS-Medley 8100 |  | MEDLEY PUMP MODULE LVP *MEMORIAL HERMANN |  |  | PUMPINFUSION-ALARIS-Medley 8100 | [6 empty] | Verified as Rental |  |  | MHHS-Pearland Hospital
NO | YES |  |  |  | FFL2374 |  | CAREFUSION | 8100M |  |  | Rental | MHHS-Pearland Hospital |  |  |  | FFL2374 |  | Pearland |  | Rental | [7 empty] | PUMPINFUSION-ALARIS-Medley 8100 |  | MEDLEY PUMP MODULE LVP *MEMORIAL HERMANN |  |  | PUMPINFUSION-ALARIS-Medley 8100 | [6 empty] | Verified as Rental |  |  | MHHS-Pearland Hospital
NO | YES |  |  |  | FFL2398 |  | CAREFUSION | 8100M |  |  | Rental | MHHS-Pearland Hospital |  |  |  | FFL2398 |  | Pearland |  | Rental | [7 empty] | PUMPINFUSION-ALARIS-Medley 8100 |  | MEDLEY PUMP MODULE LVP *MEMORIAL HERMANN |  |  | PUMPINFUSION-ALARIS-Medley 8100 | [6 empty] | Verified as Rental |  |  | MHHS-Pearland Hospital
NO | YES |  |  |  | FFL2401 |  | CAREFUSION | 8100M |  |  | Rental | MHHS-Pearland Hospital |  |  |  | FFL2401 |  | Pearland |  | Rental | [7 empty] | PUMPINFUSION-ALARIS-Medley 8100 |  | MEDLEY PUMP MODULE LVP *MEMORIAL HERMANN |  |  | PUMPINFUSION-ALARIS-Medley 8100 | [6 empty] | Verified as Rental |  |  | MHHS-Pearland Hospital
NO | YES |  |  |  | FFL2447 |  | CAREFUSION | 8100M |  |  | Rental | MHHS-Pearland Hospital |  |  |  | FFL2447 |  | Pearland |  | Rental | [7 empty] | PUMPINFUSION-ALARIS-Medley 8100 |  | MEDLEY PUMP MODULE LVP *MEMORIAL HERMANN |  |  | PUMPINFUSION-ALARIS-Medley 8100 | [6 empty] | Verified as Rental |  |  | MHHS-Pearland Hospital
NO | YES |  |  |  | FFL2478 |  | CAREFUSION | 8100M |  |  | Rental | MHHS-Pearland Hospital |  |  |  | FFL2478 |  | Pearland |  | Rental | [7 empty] | PUMPINFUSION-ALARIS-Medley 8100 |  | MEDLEY PUMP MODULE LVP *MEMORIAL HERMANN |  |  | PUMPINFUSION-ALARIS-Medley 8100 | [6 empty] | Verified as Rental |  |  | MHHS-Pearland Hospital
NO | YES |  |  |  | FFL2530 |  | CAREFUSION | 8100M |  |  | Rental | MHHS-Pearland Hospital |  |  |  | FFL2530 |  | Pearland |  | Rental | [7 empty] | PUMPINFUSION-ALARIS-Medley 8100 |  | MEDLEY PUMP MODULE LVP *MEMORIAL HERMANN |  |  | PUMPINFUSION-ALARIS-Medley 8100 | [6 empty] | Verified as Rental |  |  | MHHS-Pearland Hospital
NO | YES |  |  |  | FFL2546 |  | CAREFUSION | 8100M |  |  | Rental | MHHS-Pearland Hospital |  |  |  | FFL2546 |  | Pearland |  | Rental | [7 empty] | PUMPINFUSION-ALARIS-Medley 8100 |  | MEDLEY PUMP MODULE LVP *MEMORIAL HERMANN |  |  | PUMPINFUSION-ALARIS-Medley 8100 | [6 empty] | Verified as Rental |  |  | MHHS-Pearland Hospital
NO | YES |  |  |  | FFL2555 |  | CAREFUSION | 8100M |  |  | Rental | MHHS-Pearland Hospital |  |  |  | FFL2555 |  | Pearland |  | Rental | [7 empty] | PUMPINFUSION-ALARIS-Medley 8100 |  | MEDLEY PUMP MODULE LVP *MEMORIAL HERMANN |  |  | PUMPINFUSION-ALARIS-Medley 8100 | [6 empty] | Verified as Rental |  |  | MHHS-Pearland Hospital
NO | YES |  |  |  | FFL2559 |  | CAREFUSION | 8100M |  |  | Rental | MHHS-Pearland Hospital |  |  |  | FFL2559 |  | Pearland |  | Rental | [7 empty] | PUMPINFUSION-ALARIS-Medley 8100 |  | MEDLEY PUMP MODULE LVP *MEMORIAL HERMANN |  |  | PUMPINFUSION-ALARIS-Medley 8100 | [6 empty] | Verified as Rental |  |  | MHHS-Pearland Hospital
NO | YES |  |  |  | FFL2630 |  | CAREFUSION | 8100M |  |  | Rental | MHHS-Pearland Hospital |  |  |  | FFL2630 |  | Pearland |  | Rental | [7 empty] | PUMPINFUSION-ALARIS-Medley 8100 |  | MEDLEY PUMP MODULE LVP *MEMORIAL HERMANN |  |  | PUMPINFUSION-ALARIS-Medley 8100 | [6 empty] | Verified as Rental |  |  | MHHS-Pearland Hospital
NO | YES |  |  |  | FFL2673 |  | CAREFUSION | 8100M |  |  | Rental | MHHS-Pearland Hospital |  |  |  | FFL2673 |  | Pearland |  | Rental | [7 empty] | PUMPINFUSION-ALARIS-Medley 8100 |  | MEDLEY PUMP MODULE LVP *MEMORIAL HERMANN |  |  | PUMPINFUSION-ALARIS-Medley 8100 | [6 empty] | Verified as Rental |  |  | MHHS-Pearland Hospital
NO | YES |  |  |  | FFL2762 |  | CAREFUSION | 8100M |  |  | Rental | MHHS-Pearland Hospital |  |  |  | FFL2762 |  | Pearland |  | Rental | [7 empty] | PUMPINFUSION-ALARIS-Medley 8100 |  | MEDLEY PUMP MODULE LVP *MEMORIAL HERMANN |  |  | PUMPINFUSION-ALARIS-Medley 8100 | [6 empty] | Verified as Rental |  |  | MHHS-Pearland Hospital
NO | YES |  |  |  | FFL2764 |  | CAREFUSION | 8100M |  |  | Rental | MHHS-Pearland Hospital |  |  |  | FFL2764 |  | Pearland |  | Rental | [7 empty] | PUMPINFUSION-ALARIS-Medley 8100 |  | MEDLEY PUMP MODULE LVP *MEMORIAL HERMANN |  |  | PUMPINFUSION-ALARIS-Medley 8100 | [6 empty] | Verified as Rental |  |  | MHHS-Pearland Hospital
NO | YES |  |  |  | FFL2791 |  | CAREFUSION | 8100M |  |  | Rental | MHHS-Pearland Hospital |  |  |  | FFL2791 |  | Pearland |  | Rental | [7 empty] | PUMPINFUSION-ALARIS-Medley 8100 |  | MEDLEY PUMP MODULE LVP *MEMORIAL HERMANN |  |  | PUMPINFUSION-ALARIS-Medley 8100 | [6 empty] | Verified as Rental |  |  | MHHS-Pearland Hospital
NO | YES |  |  |  | FFL2930 |  | CAREFUSION | 8100M |  |  | Rental | MHHS-Pearland Hospital |  |  |  | FFL2930 |  | Pearland |  | Rental | [7 empty] | PUMPINFUSION-ALARIS-Medley 8100 |  | MEDLEY PUMP MODULE LVP *MEMORIAL HERMANN |  |  | PUMPINFUSION-ALARIS-Medley 8100 | [6 empty] | Verified as Rental |  |  | MHHS-Pearland Hospital
NO | YES |  |  |  | FFL3080 |  | CAREFUSION | 8100M |  |  | Rental | MHHS-Pearland Hospital |  |  |  | FFL3080 |  | Pearland |  | Rental | [7 empty] | PUMPINFUSION-ALARIS-Medley 8100 |  | MEDLEY PUMP MODULE LVP *MEMORIAL HERMANN |  |  | PUMPINFUSION-ALARIS-Medley 8100 | [6 empty] | Verified as Rental |  |  | MHHS-Pearland Hospital
NO | YES |  |  |  | FFL3146 |  | CAREFUSION | 8100M |  |  | Rental | MHHS-Pearland Hospital |  |  |  | FFL3146 |  | Pearland |  | Rental | [7 empty] | PUMPINFUSION-ALARIS-Medley 8100 |  | MEDLEY PUMP MODULE LVP *MEMORIAL HERMANN |  |  | PUMPINFUSION-ALARIS-Medley 8100 | [6 empty] | Verified as Rental |  |  | MHHS-Pearland Hospital
NO | YES |  |  |  | FFL3149 |  | CAREFUSION | 8100M |  |  | Rental | MHHS-Pearland Hospital |  |  |  | FFL3149 |  | Pearland |  | Rental | [7 empty] | PUMPINFUSION-ALARIS-Medley 8100 |  | MEDLEY PUMP MODULE LVP *MEMORIAL HERMANN |  |  | PUMPINFUSION-ALARIS-Medley 8100 | [6 empty] | Verified as Rental |  |  | MHHS-Pearland Hospital
NO | YES |  |  |  | FFL3374 |  | CAREFUSION | 8100M |  |  | Rental | MHHS-Pearland Hospital |  |  |  | FFL3374 |  | Pearland |  | Rental | [7 empty] | PUMPINFUSION-ALARIS-Medley 8100 |  | MEDLEY PUMP MODULE LVP *MEMORIAL HERMANN |  |  | PUMPINFUSION-ALARIS-Medley 8100 | [6 empty] | Verified as Rental |  |  | MHHS-Pearland Hospital
NO | YES |  |  |  | FFL3386 |  | CAREFUSION | 8100M |  |  | Rental | MHHS-Pearland Hospital |  |  |  | FFL3386 |  | Pearland |  | Rental | [7 empty] | PUMPINFUSION-ALARIS-Medley 8100 |  | MEDLEY PUMP MODULE LVP *MEMORIAL HERMANN |  |  | PUMPINFUSION-ALARIS-Medley 8100 | [6 empty] | Verified as Rental |  |  | MHHS-Pearland Hospital
NO | YES |  |  |  | FFL3438 |  | CAREFUSION | 8100M |  |  | Rental | MHHS-Pearland Hospital |  |  |  | FFL3438 |  | Pearland |  | Rental | [7 empty] | PUMPINFUSION-ALARIS-Medley 8100 |  | MEDLEY PUMP MODULE LVP *MEMORIAL HERMANN |  |  | PUMPINFUSION-ALARIS-Medley 8100 | [6 empty] | Verified as Rental |  |  | MHHS-Pearland Hospital
NO | YES |  |  |  | FFL3478 |  | CAREFUSION | 8100M |  |  | Rental | MHHS-Pearland Hospital |  |  |  | FFL3478 |  | Pearland |  | Rental | [7 empty] | PUMPINFUSION-ALARIS-Medley 8100 |  | MEDLEY PUMP MODULE LVP *MEMORIAL HERMANN |  |  | PUMPINFUSION-ALARIS-Medley 8100 | [6 empty] | Verified as Rental |  |  | MHHS-Pearland Hospital
NO | YES |  |  |  | FFL3489 |  | CAREFUSION | 8100M |  |  | Rental | MHHS-Pearland Hospital |  |  |  | FFL3489 |  | Pearland |  | Rental | [7 empty] | PUMPINFUSION-ALARIS-Medley 8100 |  | MEDLEY PUMP MODULE LVP *MEMORIAL HERMANN |  |  | PUMPINFUSION-ALARIS-Medley 8100 | [6 empty] | Verified as Rental |  |  | MHHS-Pearland Hospital
NO | YES |  |  |  | FFL3501 |  | CAREFUSION | 8100M |  |  | Rental | MHHS-Pearland Hospital |  |  |  | FFL3501 |  | Pearland |  | Rental | [7 empty] | PUMPINFUSION-ALARIS-Medley 8100 |  | MEDLEY PUMP MODULE LVP *MEMORIAL HERMANN |  |  | PUMPINFUSION-ALARIS-Medley 8100 | [6 empty] | Verified as Rental |  |  | MHHS-Pearland Hospital
NO | YES |  |  |  | FFL3539 |  | CAREFUSION | 8100M |  |  | Rental | MHHS-Pearland Hospital |  |  |  | FFL3539 |  | Pearland |  | Rental | [7 empty] | PUMPINFUSION-ALARIS-Medley 8100 |  | MEDLEY PUMP MODULE LVP *MEMORIAL HERMANN |  |  | PUMPINFUSION-ALARIS-Medley 8100 | [6 empty] | Verified as Rental |  |  | MHHS-Pearland Hospital
NO | YES |  |  |  | FFL3540 |  | CAREFUSION | 8100M |  |  | Rental | MHHS-Pearland Hospital |  |  |  | FFL3540 |  | Pearland |  | Rental | [7 empty] | PUMPINFUSION-ALARIS-Medley 8100 |  | MEDLEY PUMP MODULE LVP *MEMORIAL HERMANN |  |  | PUMPINFUSION-ALARIS-Medley 8100 | [6 empty] | Verified as Rental |  |  | MHHS-Pearland Hospital
NO | YES |  |  |  | FFL3549 |  | CAREFUSION | 8100M |  |  | Rental | MHHS-Pearland Hospital |  |  |  | FFL3549 |  | Pearland |  | Rental | [7 empty] | PUMPINFUSION-ALARIS-Medley 8100 |  | MEDLEY PUMP MODULE LVP *MEMORIAL HERMANN |  |  | PUMPINFUSION-ALARIS-Medley 8100 | [6 empty] | Verified as Rental |  |  | MHHS-Pearland Hospital
NO | YES |  |  |  | FFL3585 |  | CAREFUSION | 8100M |  |  | Rental | MHHS-Pearland Hospital |  |  |  | FFL3585 |  | Pearland |  | Rental | [7 empty] | PUMPINFUSION-ALARIS-Medley 8100 |  | MEDLEY PUMP MODULE LVP *MEMORIAL HERMANN |  |  | PUMPINFUSION-ALARIS-Medley 8100 | [6 empty] | Verified as Rental |  |  | MHHS-Pearland Hospital
NO | YES |  |  |  | FFL3659 |  | CAREFUSION | 8100M |  |  | Rental | MHHS-Pearland Hospital |  |  |  | FFL3659 |  | Pearland |  | Rental | [7 empty] | PUMPINFUSION-ALARIS-Medley 8100 |  | MEDLEY PUMP MODULE LVP *MEMORIAL HERMANN |  |  | PUMPINFUSION-ALARIS-Medley 8100 | [6 empty] | Verified as Rental |  |  | MHHS-Pearland Hospital
NO | YES |  |  |  | FFL3691 |  | CAREFUSION | 8100M |  |  | Rental | MHHS-Pearland Hospital |  |  |  | FFL3691 |  | Pearland |  | Rental | [7 empty] | PUMPINFUSION-ALARIS-Medley 8100 |  | MEDLEY PUMP MODULE LVP *MEMORIAL HERMANN |  |  | PUMPINFUSION-ALARIS-Medley 8100 | [6 empty] | Verified as Rental |  |  | MHHS-Pearland Hospital
NO | YES |  |  |  | FFL3704 |  | CAREFUSION | 8100M |  |  | Rental | MHHS-Pearland Hospital |  |  |  | FFL3704 |  | Pearland |  | Rental | [7 empty] | PUMPINFUSION-ALARIS-Medley 8100 |  | MEDLEY PUMP MODULE LVP *MEMORIAL HERMANN |  |  | PUMPINFUSION-ALARIS-Medley 8100 | [6 empty] | Verified as Rental |  |  | MHHS-Pearland Hospital
NO | YES |  |  |  | FFL3767 |  | CAREFUSION | 8100M |  |  | Rental | MHHS-Pearland Hospital |  |  |  | FFL3767 |  | Pearland |  | Rental | [7 empty] | PUMPINFUSION-ALARIS-Medley 8100 |  | MEDLEY PUMP MODULE LVP *MEMORIAL HERMANN |  |  | PUMPINFUSION-ALARIS-Medley 8100 | [6 empty] | Verified as Rental |  |  | MHHS-Pearland Hospital
NO | YES |  |  |  | FFL3774 |  | CAREFUSION | 8100M |  |  | Rental | MHHS-Pearland Hospital |  |  |  | FFL3774 |  | Pearland |  | Rental | [7 empty] | PUMPINFUSION-ALARIS-Medley 8100 |  | MEDLEY PUMP MODULE LVP *MEMORIAL HERMANN |  |  | PUMPINFUSION-ALARIS-Medley 8100 | [6 empty] | Verified as Rental |  |  | MHHS-Pearland Hospital
NO | YES |  |  |  | FFL3800 |  | CAREFUSION | 8100M |  |  | Rental | MHHS-Pearland Hospital |  |  |  | FFL3800 |  | Pearland |  | Rental | [7 empty] | PUMPINFUSION-ALARIS-Medley 8100 |  | MEDLEY PUMP MODULE LVP *MEMORIAL HERMANN |  |  | PUMPINFUSION-ALARIS-Medley 8100 | [6 empty] | Verified as Rental |  |  | MHHS-Pearland Hospital
NO | YES |  |  |  | FFL3852 |  | CAREFUSION | 8100M |  |  | Rental | MHHS-Pearland Hospital |  |  |  | FFL3852 |  | Pearland |  | Rental | [7 empty] | PUMPINFUSION-ALARIS-Medley 8100 |  | MEDLEY PUMP MODULE LVP *MEMORIAL HERMANN |  |  | PUMPINFUSION-ALARIS-Medley 8100 | [6 empty] | Verified as Rental |  |  | MHHS-Pearland Hospital
NO | YES |  |  |  | FFL3877 |  | CAREFUSION | 8100M |  |  | Rental | MHHS-Pearland Hospital |  |  |  | FFL3877 |  | Pearland |  | Rental | [7 empty] | PUMPINFUSION-ALARIS-Medley 8100 |  | MEDLEY PUMP MODULE LVP *MEMORIAL HERMANN |  |  | PUMPINFUSION-ALARIS-Medley 8100 | [6 empty] | Verified as Rental |  |  | MHHS-Pearland Hospital
NO | YES |  |  |  | FFL3878 |  | CAREFUSION | 8100M |  |  | Rental | MHHS-Pearland Hospital |  |  |  | FFL3878 |  | Pearland |  | Rental | [7 empty] | PUMPINFUSION-ALARIS-Medley 8100 |  | MEDLEY PUMP MODULE LVP *MEMORIAL HERMANN |  |  | PUMPINFUSION-ALARIS-Medley 8100 | [6 empty] | Verified as Rental |  |  | MHHS-Pearland Hospital
NO | YES |  |  |  | FFL3928 |  | CAREFUSION | 8100M |  |  | Rental | MHHS-Pearland Hospital |  |  |  | FFL3928 |  | Pearland |  | Rental | [7 empty] | PUMPINFUSION-ALARIS-Medley 8100 |  | MEDLEY PUMP MODULE LVP *MEMORIAL HERMANN |  |  | PUMPINFUSION-ALARIS-Medley 8100 | [6 empty] | Verified as Rental |  |  | MHHS-Pearland Hospital
NO | YES |  |  |  | FFL3999 |  | CAREFUSION | 8100M |  |  | Rental | MHHS-Pearland Hospital |  |  |  | FFL3999 |  | Pearland |  | Rental | [7 empty] | PUMPINFUSION-ALARIS-Medley 8100 |  | MEDLEY PUMP MODULE LVP *MEMORIAL HERMANN |  |  | PUMPINFUSION-ALARIS-Medley 8100 | [6 empty] | Verified as Rental |  |  | MHHS-Pearland Hospital
NO | YES |  |  |  | FFL4013 |  | CAREFUSION | 8100M |  |  | Rental | MHHS-Pearland Hospital |  |  |  | FFL4013 |  | Pearland |  | Rental | [7 empty] | PUMPINFUSION-ALARIS-Medley 8100 |  | MEDLEY PUMP MODULE LVP *MEMORIAL HERMANN |  |  | PUMPINFUSION-ALARIS-Medley 8100 | [6 empty] | Verified as Rental |  |  | MHHS-Pearland Hospital
NO | YES |  |  |  | FFL4024 |  | CAREFUSION | 8100M |  |  | Rental | MHHS-Pearland Hospital |  |  |  | FFL4024 |  | Pearland |  | Rental | [7 empty] | PUMPINFUSION-ALARIS-Medley 8100 |  | MEDLEY PUMP MODULE LVP *MEMORIAL HERMANN |  |  | PUMPINFUSION-ALARIS-Medley 8100 | [6 empty] | Verified as Rental |  |  | MHHS-Pearland Hospital
NO | YES |  |  |  | FFL4066 |  | CAREFUSION | 8100M |  |  | Rental | MHHS-Pearland Hospital |  |  |  | FFL4066 |  | Pearland |  | Rental | [7 empty] | PUMPINFUSION-ALARIS-Medley 8100 |  | MEDLEY PUMP MODULE LVP *MEMORIAL HERMANN |  |  | PUMPINFUSION-ALARIS-Medley 8100 | [6 empty] | Verified as Rental |  |  | MHHS-Pearland Hospital
NO | YES |  |  |  | FFL4090 |  | CAREFUSION | 8100M |  |  | Rental | MHHS-Pearland Hospital |  |  |  | FFL4090 |  | Pearland |  | Rental | [7 empty] | PUMPINFUSION-ALARIS-Medley 8100 |  | MEDLEY PUMP MODULE LVP *MEMORIAL HERMANN |  |  | PUMPINFUSION-ALARIS-Medley 8100 | [6 empty] | Verified as Rental |  |  | MHHS-Pearland Hospital
NO | YES |  |  |  | FFL4112 |  | CAREFUSION | 8100M |  |  | Rental | MHHS-Pearland Hospital |  |  |  | FFL4112 |  | Pearland |  | Rental | [7 empty] | PUMPINFUSION-ALARIS-Medley 8100 |  | MEDLEY PUMP MODULE LVP *MEMORIAL HERMANN |  |  | PUMPINFUSION-ALARIS-Medley 8100 | [6 empty] | Verified as Rental |  |  | MHHS-Pearland Hospital
NO | YES |  |  |  | FFL4118 |  | CAREFUSION | 8100M |  |  | Rental | MHHS-Pearland Hospital |  |  |  | FFL4118 |  | Pearland |  | Rental | [7 empty] | PUMPINFUSION-ALARIS-Medley 8100 |  | MEDLEY PUMP MODULE LVP *MEMORIAL HERMANN |  |  | PUMPINFUSION-ALARIS-Medley 8100 | [6 empty] | Verified as Rental |  |  | MHHS-Pearland Hospital
NO | YES |  |  |  | FFL4125 |  | CAREFUSION | 8100M |  |  | Rental | MHHS-Pearland Hospital |  |  |  | FFL4125 |  | Pearland |  | Rental | [7 empty] | PUMPINFUSION-ALARIS-Medley 8100 |  | MEDLEY PUMP MODULE LVP *MEMORIAL HERMANN |  |  | PUMPINFUSION-ALARIS-Medley 8100 | [6 empty] | Verified as Rental |  |  | MHHS-Pearland Hospital
NO | YES |  |  |  | FFL4159 |  | CAREFUSION | 8100M |  |  | Rental | MHHS-Pearland Hospital |  |  |  | FFL4159 |  | Pearland |  | Rental | [7 empty] | PUMPINFUSION-ALARIS-Medley 8100 |  | MEDLEY PUMP MODULE LVP *MEMORIAL HERMANN |  |  | PUMPINFUSION-ALARIS-Medley 8100 | [6 empty] | Verified as Rental |  |  | MHHS-Pearland Hospital
NO | YES |  |  |  | FFL4175 |  | CAREFUSION | 8100M |  |  | Rental | MHHS-Pearland Hospital |  |  |  | FFL4175 |  | Pearland |  | Rental | [7 empty] | PUMPINFUSION-ALARIS-Medley 8100 |  | MEDLEY PUMP MODULE LVP *MEMORIAL HERMANN |  |  | PUMPINFUSION-ALARIS-Medley 8100 | [6 empty] | Verified as Rental |  |  | MHHS-Pearland Hospital
NO | YES |  |  |  | FFL4202 |  | CAREFUSION | 8100M |  |  | Rental | MHHS-Pearland Hospital |  |  |  | FFL4202 |  | Pearland |  | Rental | [7 empty] | PUMPINFUSION-ALARIS-Medley 8100 |  | MEDLEY PUMP MODULE LVP *MEMORIAL HERMANN |  |  | PUMPINFUSION-ALARIS-Medley 8100 | [6 empty] | Verified as Rental |  |  | MHHS-Pearland Hospital
NO | YES |  |  |  | FFL4204 |  | CAREFUSION | 8100M |  |  | Rental | MHHS-Pearland Hospital |  |  |  | FFL4204 |  | Pearland |  | Rental | [7 empty] | PUMPINFUSION-ALARIS-Medley 8100 |  | MEDLEY PUMP MODULE LVP *MEMORIAL HERMANN |  |  | PUMPINFUSION-ALARIS-Medley 8100 | [6 empty] | Verified as Rental |  |  | MHHS-Pearland Hospital
NO | YES |  |  |  | FFL4220 |  | CAREFUSION | 8100M |  |  | Rental | MHHS-Pearland Hospital |  |  |  | FFL4220 |  | Pearland |  | Rental | [7 empty] | PUMPINFUSION-ALARIS-Medley 8100 |  | MEDLEY PUMP MODULE LVP *MEMORIAL HERMANN |  |  | PUMPINFUSION-ALARIS-Medley 8100 | [6 empty] | Verified as Rental |  |  | MHHS-Pearland Hospital
NO | YES |  |  |  | FFL4271 |  | CAREFUSION | 8100M |  |  | Rental | MHHS-Pearland Hospital |  |  |  | FFL4271 |  | Pearland |  | Rental | [7 empty] | PUMPINFUSION-ALARIS-Medley 8100 |  | MEDLEY PUMP MODULE LVP *MEMORIAL HERMANN |  |  | PUMPINFUSION-ALARIS-Medley 8100 | [6 empty] | Verified as Rental |  |  | MHHS-Pearland Hospital
NO | YES |  |  |  | FFL4332 |  | CAREFUSION | 8100M |  |  | Rental | MHHS-Pearland Hospital |  |  |  | FFL4332 |  | Pearland |  | Rental | [7 empty] | PUMPINFUSION-ALARIS-Medley 8100 |  | MEDLEY PUMP MODULE LVP *MEMORIAL HERMANN |  |  | PUMPINFUSION-ALARIS-Medley 8100 | [6 empty] | Verified as Rental |  |  | MHHS-Pearland Hospital
NO | YES |  |  |  | FFL4347 |  | CAREFUSION | 8100M |  |  | Rental | MHHS-Pearland Hospital |  |  |  | FFL4347 |  | Pearland |  | Rental | [7 empty] | PUMPINFUSION-ALARIS-Medley 8100 |  | MEDLEY PUMP MODULE LVP *MEMORIAL HERMANN |  |  | PUMPINFUSION-ALARIS-Medley 8100 | [6 empty] | Verified as Rental |  |  | MHHS-Pearland Hospital
NO | YES |  |  |  | FFL4362 |  | CAREFUSION | 8100M |  |  | Rental | MHHS-Pearland Hospital |  |  |  | FFL4362 |  | Pearland |  | Rental | [7 empty] | PUMPINFUSION-ALARIS-Medley 8100 |  | MEDLEY PUMP MODULE LVP *MEMORIAL HERMANN |  |  | PUMPINFUSION-ALARIS-Medley 8100 | [6 empty] | Verified as Rental |  |  | MHHS-Pearland Hospital
NO | YES |  |  |  | FFL4396 |  | CAREFUSION | 8100M |  |  | Rental | MHHS-Pearland Hospital |  |  |  | FFL4396 |  | Pearland |  | Rental | [7 empty] | PUMPINFUSION-ALARIS-Medley 8100 |  | MEDLEY PUMP MODULE LVP *MEMORIAL HERMANN |  |  | PUMPINFUSION-ALARIS-Medley 8100 | [6 empty] | Verified as Rental |  |  | MHHS-Pearland Hospital
NO | YES |  |  |  | FFL4422 |  | CAREFUSION | 8100M |  |  | Rental | MHHS-Pearland Hospital |  |  |  | FFL4422 |  | Pearland |  | Rental | [7 empty] | PUMPINFUSION-ALARIS-Medley 8100 |  | MEDLEY PUMP MODULE LVP *MEMORIAL HERMANN |  |  | PUMPINFUSION-ALARIS-Medley 8100 | [6 empty] | Verified as Rental |  |  | MHHS-Pearland Hospital
NO | YES |  |  |  | FFL4505 |  | CAREFUSION | 8100M |  |  | Rental | MHHS-Pearland Hospital |  |  |  | FFL4505 |  | Pearland |  | Rental | [7 empty] | PUMPINFUSION-ALARIS-Medley 8100 |  | MEDLEY PUMP MODULE LVP *MEMORIAL HERMANN |  |  | PUMPINFUSION-ALARIS-Medley 8100 | [6 empty] | Verified as Rental |  |  | MHHS-Pearland Hospital
NO | YES |  |  |  | FFL4573 |  | CAREFUSION | 8100M |  |  | Rental | MHHS-Pearland Hospital |  |  |  | FFL4573 |  | Pearland |  | Rental | [7 empty] | PUMPINFUSION-ALARIS-Medley 8100 |  | MEDLEY PUMP MODULE LVP *MEMORIAL HERMANN |  |  | PUMPINFUSION-ALARIS-Medley 8100 | [6 empty] | Verified as Rental |  |  | MHHS-Pearland Hospital
NO | YES |  |  |  | FFL4586 |  | CAREFUSION | 8100M |  |  | Rental | MHHS-Pearland Hospital |  |  |  | FFL4586 |  | Pearland |  | Rental | [7 empty] | PUMPINFUSION-ALARIS-Medley 8100 |  | MEDLEY PUMP MODULE LVP *MEMORIAL HERMANN |  |  | PUMPINFUSION-ALARIS-Medley 8100 | [6 empty] | Verified as Rental |  |  | MHHS-Pearland Hospital
NO | YES |  |  |  | FFL4606 |  | CAREFUSION | 8100M |  |  | Rental | MHHS-Pearland Hospital |  |  |  | FFL4606 |  | Pearland |  | Rental | [7 empty] | PUMPINFUSION-ALARIS-Medley 8100 |  | MEDLEY PUMP MODULE LVP *MEMORIAL HERMANN |  |  | PUMPINFUSION-ALARIS-Medley 8100 | [6 empty] | Verified as Rental |  |  | MHHS-Pearland Hospital
NO | YES |  |  |  | FFL4723 |  | CAREFUSION | 8100M |  |  | Rental | MHHS-Pearland Hospital |  |  |  | FFL4723 |  | Pearland |  | Rental | [7 empty] | PUMPINFUSION-ALARIS-Medley 8100 |  | MEDLEY PUMP MODULE LVP *MEMORIAL HERMANN |  |  | PUMPINFUSION-ALARIS-Medley 8100 | [6 empty] | Verified as Rental |  |  | MHHS-Pearland Hospital
NO | YES |  |  |  | FFL4735 |  | CAREFUSION | 8100M |  |  | Rental | MHHS-Pearland Hospital |  |  |  | FFL4735 |  | Pearland |  | Rental | [7 empty] | PUMPINFUSION-ALARIS-Medley 8100 |  | MEDLEY PUMP MODULE LVP *MEMORIAL HERMANN |  |  | PUMPINFUSION-ALARIS-Medley 8100 | [6 empty] | Verified as Rental |  |  | MHHS-Pearland Hospital
NO | YES |  |  |  | FFL4761 |  | CAREFUSION | 8100M |  |  | Rental | MHHS-Pearland Hospital |  |  |  | FFL4761 |  | Pearland |  | Rental | [7 empty] | PUMPINFUSION-ALARIS-Medley 8100 |  | MEDLEY PUMP MODULE LVP *MEMORIAL HERMANN |  |  | PUMPINFUSION-ALARIS-Medley 8100 | [6 empty] | Verified as Rental |  |  | MHHS-Pearland Hospital
NO | YES |  |  |  | FFL4808 |  | CAREFUSION | 8100M |  |  | Rental | MHHS-Pearland Hospital |  |  |  | FFL4808 |  | Pearland |  | Rental | [7 empty] | PUMPINFUSION-ALARIS-Medley 8100 |  | MEDLEY PUMP MODULE LVP *MEMORIAL HERMANN |  |  | PUMPINFUSION-ALARIS-Medley 8100 | [6 empty] | Verified as Rental |  |  | MHHS-Pearland Hospital
NO | YES |  |  |  | FFL4837 |  | CAREFUSION | 8100M |  |  | Rental | MHHS-Pearland Hospital |  |  |  | FFL4837 |  | Pearland |  | Rental | [7 empty] | PUMPINFUSION-ALARIS-Medley 8100 |  | MEDLEY PUMP MODULE LVP *MEMORIAL HERMANN |  |  | PUMPINFUSION-ALARIS-Medley 8100 | [6 empty] | Verified as Rental |  |  | MHHS-Pearland Hospital
NO | YES |  |  |  | FFL4839 |  | CAREFUSION | 8100M |  |  | Rental | MHHS-Pearland Hospital |  |  |  | FFL4839 |  | Pearland |  | Rental | [7 empty] | PUMPINFUSION-ALARIS-Medley 8100 |  | MEDLEY PUMP MODULE LVP *MEMORIAL HERMANN |  |  | PUMPINFUSION-ALARIS-Medley 8100 | [6 empty] | Verified as Rental |  |  | MHHS-Pearland Hospital
NO | YES |  |  |  | FFL4847 |  | CAREFUSION | 8100M |  |  | Rental | MHHS-Pearland Hospital |  |  |  | FFL4847 |  | Pearland |  | Rental | [7 empty] | PUMPINFUSION-ALARIS-Medley 8100 |  | MEDLEY PUMP MODULE LVP *MEMORIAL HERMANN |  |  | PUMPINFUSION-ALARIS-Medley 8100 | [6 empty] | Verified as Rental |  |  | MHHS-Pearland Hospital
NO | YES |  |  |  | FFL4899 |  | CAREFUSION | 8100M |  |  | Rental | MHHS-Pearland Hospital |  |  |  | FFL4899 |  | Pearland |  | Rental | [7 empty] | PUMPINFUSION-ALARIS-Medley 8100 |  | MEDLEY PUMP MODULE LVP *MEMORIAL HERMANN |  |  | PUMPINFUSION-ALARIS-Medley 8100 | [6 empty] | Verified as Rental |  |  | MHHS-Pearland Hospital
NO | YES |  |  |  | FFL4913 |  | CAREFUSION | 8100M |  |  | Rental | MHHS-Pearland Hospital |  |  |  | FFL4913 |  | Pearland |  | Rental | [7 empty] | PUMPINFUSION-ALARIS-Medley 8100 |  | MEDLEY PUMP MODULE LVP *MEMORIAL HERMANN |  |  | PUMPINFUSION-ALARIS-Medley 8100 | [6 empty] | Verified as Rental |  |  | MHHS-Pearland Hospital
NO | YES |  |  |  | FFL4940 |  | CAREFUSION | 8100M |  |  | Rental | MHHS-Pearland Hospital |  |  |  | FFL4940 |  | Pearland |  | Rental | [7 empty] | PUMPINFUSION-ALARIS-Medley 8100 |  | MEDLEY PUMP MODULE LVP *MEMORIAL HERMANN |  |  | PUMPINFUSION-ALARIS-Medley 8100 | [6 empty] | Verified as Rental |  |  | MHHS-Pearland Hospital
NO | YES |  |  |  | FFL4941 |  | CAREFUSION | 8100M |  |  | Rental | MHHS-Pearland Hospital |  |  |  | FFL4941 |  | Pearland |  | Rental | [7 empty] | PUMPINFUSION-ALARIS-Medley 8100 |  | MEDLEY PUMP MODULE LVP *MEMORIAL HERMANN |  |  | PUMPINFUSION-ALARIS-Medley 8100 | [6 empty] | Verified as Rental |  |  | MHHS-Pearland Hospital
NO | YES |  |  |  | FFL4985 |  | CAREFUSION | 8100M |  |  | Rental | MHHS-Pearland Hospital |  |  |  | FFL4985 |  | Pearland |  | Rental | [7 empty] | PUMPINFUSION-ALARIS-Medley 8100 |  | MEDLEY PUMP MODULE LVP *MEMORIAL HERMANN |  |  | PUMPINFUSION-ALARIS-Medley 8100 | [6 empty] | Verified as Rental |  |  | MHHS-Pearland Hospital
NO | YES |  |  |  | FFL4998 |  | CAREFUSION | 8100M |  |  | Rental | MHHS-Pearland Hospital |  |  |  | FFL4998 |  | Pearland |  | Rental | [7 empty] | PUMPINFUSION-ALARIS-Medley 8100 |  | MEDLEY PUMP MODULE LVP *MEMORIAL HERMANN |  |  | PUMPINFUSION-ALARIS-Medley 8100 | [6 empty] | Verified as Rental |  |  | MHHS-Pearland Hospital
NO | YES |  |  |  | FFL5054 |  | CAREFUSION | 8100M |  |  | Rental | MHHS-Pearland Hospital |  |  |  | FFL5054 |  | Pearland |  | Rental | [7 empty] | PUMPINFUSION-ALARIS-Medley 8100 |  | MEDLEY PUMP MODULE LVP *MEMORIAL HERMANN |  |  | PUMPINFUSION-ALARIS-Medley 8100 | [6 empty] | Verified as Rental |  |  | MHHS-Pearland Hospital
NO | YES |  |  |  | FFL5062 |  | CAREFUSION | 8100M |  |  | Rental | MHHS-Pearland Hospital |  |  |  | FFL5062 |  | Pearland |  | Rental | [7 empty] | PUMPINFUSION-ALARIS-Medley 8100 |  | MEDLEY PUMP MODULE LVP *MEMORIAL HERMANN |  |  | PUMPINFUSION-ALARIS-Medley 8100 | [6 empty] | Verified as Rental |  |  | MHHS-Pearland Hospital
NO | YES |  |  |  | FFL5115 |  | CAREFUSION | 8100M |  |  | Rental | MHHS-Pearland Hospital |  |  |  | FFL5115 |  | Pearland |  | Rental | [7 empty] | PUMPINFUSION-ALARIS-Medley 8100 |  | MEDLEY PUMP MODULE LVP *MEMORIAL HERMANN |  |  | PUMPINFUSION-ALARIS-Medley 8100 | [6 empty] | Verified as Rental |  |  | MHHS-Pearland Hospital
NO | YES |  |  |  | FFL5230 |  | CAREFUSION | 8100M |  |  | Rental | MHHS-Pearland Hospital |  |  |  | FFL5230 |  | Pearland |  | Rental | [7 empty] | PUMPINFUSION-ALARIS-Medley 8100 |  | MEDLEY PUMP MODULE LVP *MEMORIAL HERMANN |  |  | PUMPINFUSION-ALARIS-Medley 8100 | [6 empty] | Verified as Rental |  |  | MHHS-Pearland Hospital
NO | YES |  |  |  | FFL5244 |  | CAREFUSION | 8100M |  |  | Rental | MHHS-Pearland Hospital |  |  |  | FFL5244 |  | Pearland |  | Rental | [7 empty] | PUMPINFUSION-ALARIS-Medley 8100 |  | MEDLEY PUMP MODULE LVP *MEMORIAL HERMANN |  |  | PUMPINFUSION-ALARIS-Medley 8100 | [6 empty] | Verified as Rental |  |  | MHHS-Pearland Hospital
NO | YES |  |  |  | FFL5252 |  | CAREFUSION | 8100M |  |  | Rental | MHHS-Pearland Hospital |  |  |  | FFL5252 |  | Pearland |  | Rental | [7 empty] | PUMPINFUSION-ALARIS-Medley 8100 |  | MEDLEY PUMP MODULE LVP *MEMORIAL HERMANN |  |  | PUMPINFUSION-ALARIS-Medley 8100 | [6 empty] | Verified as Rental |  |  | MHHS-Pearland Hospital
NO | YES |  |  |  | FFL5274 |  | CAREFUSION | 8100M |  |  | Rental | MHHS-Pearland Hospital |  |  |  | FFL5274 |  | Pearland |  | Rental | [7 empty] | PUMPINFUSION-ALARIS-Medley 8100 |  | MEDLEY PUMP MODULE LVP *MEMORIAL HERMANN |  |  | PUMPINFUSION-ALARIS-Medley 8100 | [6 empty] | Verified as Rental |  |  | MHHS-Pearland Hospital
NO | YES |  |  |  | FFL5322 |  | CAREFUSION | 8100M |  |  | Rental | MHHS-Pearland Hospital |  |  |  | FFL5322 |  | Pearland |  | Rental | [7 empty] | PUMPINFUSION-ALARIS-Medley 8100 |  | MEDLEY PUMP MODULE LVP *MEMORIAL HERMANN |  |  | PUMPINFUSION-ALARIS-Medley 8100 | [6 empty] | Verified as Rental |  |  | MHHS-Pearland Hospital
NO | YES |  |  |  | FFL5336 |  | CAREFUSION | 8100M |  |  | Rental | MHHS-Pearland Hospital |  |  |  | FFL5336 |  | Pearland |  | Rental | [7 empty] | PUMPINFUSION-ALARIS-Medley 8100 |  | MEDLEY PUMP MODULE LVP *MEMORIAL HERMANN |  |  | PUMPINFUSION-ALARIS-Medley 8100 | [6 empty] | Verified as Rental |  |  | MHHS-Pearland Hospital
NO | YES |  |  |  | FFL5338 |  | CAREFUSION | 8100M |  |  | Rental | MHHS-Pearland Hospital |  |  |  | FFL5338 |  | Pearland |  | Rental | [7 empty] | PUMPINFUSION-ALARIS-Medley 8100 |  | MEDLEY PUMP MODULE LVP *MEMORIAL HERMANN |  |  | PUMPINFUSION-ALARIS-Medley 8100 | [6 empty] | Verified as Rental |  |  | MHHS-Pearland Hospital
NO | YES |  |  |  | FFL5426 |  | CAREFUSION | 8100M |  |  | Rental | MHHS-Pearland Hospital |  |  |  | FFL5426 |  | Pearland |  | Rental | [7 empty] | PUMPINFUSION-ALARIS-Medley 8100 |  | MEDLEY PUMP MODULE LVP *MEMORIAL HERMANN |  |  | PUMPINFUSION-ALARIS-Medley 8100 | [6 empty] | Verified as Rental |  |  | MHHS-Pearland Hospital
NO | YES |  |  |  | FFL5584 |  | CAREFUSION | 8100M |  |  | Rental | MHHS-Pearland Hospital |  |  |  | FFL5584 |  | Pearland |  | Rental | [7 empty] | PUMPINFUSION-ALARIS-Medley 8100 |  | MEDLEY PUMP MODULE LVP *MEMORIAL HERMANN |  |  | PUMPINFUSION-ALARIS-Medley 8100 | [6 empty] | Verified as Rental |  |  | MHHS-Pearland Hospital
NO | YES |  |  |  | FFL5610 |  | CAREFUSION | 8100M |  |  | Rental | MHHS-Pearland Hospital |  |  |  | FFL5610 |  | Pearland |  | Rental | [7 empty] | PUMPINFUSION-ALARIS-Medley 8100 |  | MEDLEY PUMP MODULE LVP *MEMORIAL HERMANN |  |  | PUMPINFUSION-ALARIS-Medley 8100 | [6 empty] | Verified as Rental |  |  | MHHS-Pearland Hospital
NO | YES |  |  |  | FFL5700 |  | CAREFUSION | 8100M |  |  | Rental | MHHS-Pearland Hospital |  |  |  | FFL5700 |  | Pearland |  | Rental | [7 empty] | PUMPINFUSION-ALARIS-Medley 8100 |  | MEDLEY PUMP MODULE LVP *MEMORIAL HERMANN |  |  | PUMPINFUSION-ALARIS-Medley 8100 | [6 empty] | Verified as Rental |  |  | MHHS-Pearland Hospital
NO | YES |  |  |  | FFL5755 |  | CAREFUSION | 8100M |  |  | Rental | MHHS-Pearland Hospital |  |  |  | FFL5755 |  | Pearland |  | Rental | [7 empty] | PUMPINFUSION-ALARIS-Medley 8100 |  | MEDLEY PUMP MODULE LVP *MEMORIAL HERMANN |  |  | PUMPINFUSION-ALARIS-Medley 8100 | [6 empty] | Verified as Rental |  |  | MHHS-Pearland Hospital
NO | YES |  |  |  | FFL5825 |  | CAREFUSION | 8100M |  |  | Rental | MHHS-Pearland Hospital |  |  |  | FFL5825 |  | Pearland |  | Rental | [7 empty] | PUMPINFUSION-ALARIS-Medley 8100 |  | MEDLEY PUMP MODULE LVP *MEMORIAL HERMANN |  |  | PUMPINFUSION-ALARIS-Medley 8100 | [6 empty] | Verified as Rental |  |  | MHHS-Pearland Hospital
NO | YES |  |  |  | FFL5888 |  | CAREFUSION | 8100M |  |  | Rental | MHHS-Pearland Hospital |  |  |  | FFL5888 |  | Pearland |  | Rental | [7 empty] | PUMPINFUSION-ALARIS-Medley 8100 |  | MEDLEY PUMP MODULE LVP *MEMORIAL HERMANN |  |  | PUMPINFUSION-ALARIS-Medley 8100 | [6 empty] | Verified as Rental |  |  | MHHS-Pearland Hospital
NO | YES |  |  |  | FFL5925 |  | CAREFUSION | 8100M |  |  | Rental | MHHS-Pearland Hospital |  |  |  | FFL5925 |  | Pearland |  | Rental | [7 empty] | PUMPINFUSION-ALARIS-Medley 8100 |  | MEDLEY PUMP MODULE LVP *MEMORIAL HERMANN |  |  | PUMPINFUSION-ALARIS-Medley 8100 | [6 empty] | Verified as Rental |  |  | MHHS-Pearland Hospital
NO | YES |  |  |  | FFL6022 |  | CAREFUSION | 8100M |  |  | Rental | MHHS-Pearland Hospital |  |  |  | FFL6022 |  | Pearland |  | Rental | [7 empty] | PUMPINFUSION-ALARIS-Medley 8100 |  | MEDLEY PUMP MODULE LVP *MEMORIAL HERMANN |  |  | PUMPINFUSION-ALARIS-Medley 8100 | [6 empty] | Verified as Rental |  |  | MHHS-Pearland Hospital
NO | YES |  |  |  | FFL6059 |  | CAREFUSION | 8100M |  |  | Rental | MHHS-Pearland Hospital |  |  |  | FFL6059 |  | Pearland |  | Rental | [7 empty] | PUMPINFUSION-ALARIS-Medley 8100 |  | MEDLEY PUMP MODULE LVP *MEMORIAL HERMANN |  |  | PUMPINFUSION-ALARIS-Medley 8100 | [6 empty] | Verified as Rental |  |  | MHHS-Pearland Hospital
NO | YES |  |  |  | FFL6097 |  | CAREFUSION | 8100M |  |  | Rental | MHHS-Pearland Hospital |  |  |  | FFL6097 |  | Pearland |  | Rental | [7 empty] | PUMPINFUSION-ALARIS-Medley 8100 |  | MEDLEY PUMP MODULE LVP *MEMORIAL HERMANN |  |  | PUMPINFUSION-ALARIS-Medley 8100 | [6 empty] | Verified as Rental |  |  | MHHS-Pearland Hospital
NO | YES |  |  |  | FFL6127 |  | CAREFUSION | 8100M |  |  | Rental | MHHS-Pearland Hospital |  |  |  | FFL6127 |  | Pearland |  | Rental | [7 empty] | PUMPINFUSION-ALARIS-Medley 8100 |  | MEDLEY PUMP MODULE LVP *MEMORIAL HERMANN |  |  | PUMPINFUSION-ALARIS-Medley 8100 | [6 empty] | Verified as Rental |  |  | MHHS-Pearland Hospital
NO | YES |  |  |  | FFL6137 |  | CAREFUSION | 8100M |  |  | Rental | MHHS-Pearland Hospital |  |  |  | FFL6137 |  | Pearland |  | Rental | [7 empty] | PUMPINFUSION-ALARIS-Medley 8100 |  | MEDLEY PUMP MODULE LVP *MEMORIAL HERMANN |  |  | PUMPINFUSION-ALARIS-Medley 8100 | [6 empty] | Verified as Rental |  |  | MHHS-Pearland Hospital
NO | YES |  |  |  | FFL6146 |  | CAREFUSION | 8100M |  |  | Rental | MHHS-Pearland Hospital |  |  |  | FFL6146 |  | Pearland |  | Rental | [7 empty] | PUMPINFUSION-ALARIS-Medley 8100 |  | MEDLEY PUMP MODULE LVP *MEMORIAL HERMANN |  |  | PUMPINFUSION-ALARIS-Medley 8100 | [6 empty] | Verified as Rental |  |  | MHHS-Pearland Hospital
NO | YES |  |  |  | FFL6177 |  | CAREFUSION | 8100M |  |  | Rental | MHHS-Pearland Hospital |  |  |  | FFL6177 |  | Pearland |  | Rental | [7 empty] | PUMPINFUSION-ALARIS-Medley 8100 |  | MEDLEY PUMP MODULE LVP *MEMORIAL HERMANN |  |  | PUMPINFUSION-ALARIS-Medley 8100 | [6 empty] | Verified as Rental |  |  | MHHS-Pearland Hospital
NO | YES |  |  |  | FFL6180 |  | CAREFUSION | 8100M |  |  | Rental | MHHS-Pearland Hospital |  |  |  | FFL6180 |  | Pearland |  | Rental | [7 empty] | PUMPINFUSION-ALARIS-Medley 8100 |  | MEDLEY PUMP MODULE LVP *MEMORIAL HERMANN |  |  | PUMPINFUSION-ALARIS-Medley 8100 | [6 empty] | Verified as Rental |  |  | MHHS-Pearland Hospital
NO | YES |  |  |  | FFL6192 |  | CAREFUSION | 8100M |  |  | Rental | MHHS-Pearland Hospital |  |  |  | FFL6192 |  | Pearland |  | Rental | [7 empty] | PUMPINFUSION-ALARIS-Medley 8100 |  | MEDLEY PUMP MODULE LVP *MEMORIAL HERMANN |  |  | PUMPINFUSION-ALARIS-Medley 8100 | [6 empty] | Verified as Rental |  |  | MHHS-Pearland Hospital
NO | YES |  |  |  | FFL6202 |  | CAREFUSION | 8100M |  |  | Rental | MHHS-Pearland Hospital |  |  |  | FFL6202 |  | Pearland |  | Rental | [7 empty] | PUMPINFUSION-ALARIS-Medley 8100 |  | MEDLEY PUMP MODULE LVP *MEMORIAL HERMANN |  |  | PUMPINFUSION-ALARIS-Medley 8100 | [6 empty] | Verified as Rental |  |  | MHHS-Pearland Hospital
NO | YES |  |  |  | FFL6208 |  | CAREFUSION | 8100M |  |  | Rental | MHHS-Pearland Hospital |  |  |  | FFL6208 |  | Pearland |  | Rental | [7 empty] | PUMPINFUSION-ALARIS-Medley 8100 |  | MEDLEY PUMP MODULE LVP *MEMORIAL HERMANN |  |  | PUMPINFUSION-ALARIS-Medley 8100 | [6 empty] | Verified as Rental |  |  | MHHS-Pearland Hospital
NO | YES |  |  |  | FFL6213 |  | CAREFUSION | 8100M |  |  | Rental | MHHS-Pearland Hospital |  |  |  | FFL6213 |  | Pearland |  | Rental | [7 empty] | PUMPINFUSION-ALARIS-Medley 8100 |  | MEDLEY PUMP MODULE LVP *MEMORIAL HERMANN |  |  | PUMPINFUSION-ALARIS-Medley 8100 | [6 empty] | Verified as Rental |  |  | MHHS-Pearland Hospital
NO | YES |  |  |  | FFL6255 |  | CAREFUSION | 8100M |  |  | Rental | MHHS-Pearland Hospital |  |  |  | FFL6255 |  | Pearland |  | Rental | [7 empty] | PUMPINFUSION-ALARIS-Medley 8100 |  | MEDLEY PUMP MODULE LVP *MEMORIAL HERMANN |  |  | PUMPINFUSION-ALARIS-Medley 8100 | [6 empty] | Verified as Rental |  |  | MHHS-Pearland Hospital
NO | YES |  |  |  | FFL6306 |  | CAREFUSION | 8100M |  |  | Rental | MHHS-Pearland Hospital |  |  |  | FFL6306 |  | Pearland |  | Rental | [7 empty] | PUMPINFUSION-ALARIS-Medley 8100 |  | MEDLEY PUMP MODULE LVP *MEMORIAL HERMANN |  |  | PUMPINFUSION-ALARIS-Medley 8100 | [6 empty] | Verified as Rental |  |  | MHHS-Pearland Hospital
NO | YES |  |  |  | FFL6350 |  | CAREFUSION | 8100M |  |  | Rental | MHHS-Pearland Hospital |  |  |  | FFL6350 |  | Pearland |  | Rental | [7 empty] | PUMPINFUSION-ALARIS-Medley 8100 |  | MEDLEY PUMP MODULE LVP *MEMORIAL HERMANN |  |  | PUMPINFUSION-ALARIS-Medley 8100 | [6 empty] | Verified as Rental |  |  | MHHS-Pearland Hospital
NO | YES |  |  |  | FFL6374 |  | CAREFUSION | 8100M |  |  | Rental | MHHS-Pearland Hospital |  |  |  | FFL6374 |  | Pearland |  | Rental | [7 empty] | PUMPINFUSION-ALARIS-Medley 8100 |  | MEDLEY PUMP MODULE LVP *MEMORIAL HERMANN |  |  | PUMPINFUSION-ALARIS-Medley 8100 | [6 empty] | Verified as Rental |  |  | MHHS-Pearland Hospital
NO | YES |  |  |  | FFL6387 |  | CAREFUSION | 8100M |  |  | Rental | MHHS-Pearland Hospital |  |  |  | FFL6387 |  | Pearland |  | Rental | [7 empty] | PUMPINFUSION-ALARIS-Medley 8100 |  | MEDLEY PUMP MODULE LVP *MEMORIAL HERMANN |  |  | PUMPINFUSION-ALARIS-Medley 8100 | [6 empty] | Verified as Rental |  |  | MHHS-Pearland Hospital
NO | YES |  |  |  | FFL6508 |  | CAREFUSION | 8100M |  |  | Rental | MHHS-Pearland Hospital |  |  |  | FFL6508 |  | Pearland |  | Rental | [7 empty] | PUMPINFUSION-ALARIS-Medley 8100 |  | MEDLEY PUMP MODULE LVP *MEMORIAL HERMANN |  |  | PUMPINFUSION-ALARIS-Medley 8100 | [6 empty] | Verified as Rental |  |  | MHHS-Pearland Hospital
NO | YES |  |  |  | FFL6554 |  | CAREFUSION | 8100M |  |  | Rental | MHHS-Pearland Hospital |  |  |  | FFL6554 |  | Pearland |  | Rental | [7 empty] | PUMPINFUSION-ALARIS-Medley 8100 |  | MEDLEY PUMP MODULE LVP *MEMORIAL HERMANN |  |  | PUMPINFUSION-ALARIS-Medley 8100 | [6 empty] | Verified as Rental |  |  | MHHS-Pearland Hospital
NO | YES |  |  |  | FFL6555 |  | CAREFUSION | 8100M |  |  | Rental | MHHS-Pearland Hospital |  |  |  | FFL6555 |  | Pearland |  | Rental | [7 empty] | PUMPINFUSION-ALARIS-Medley 8100 |  | MEDLEY PUMP MODULE LVP *MEMORIAL HERMANN |  |  | PUMPINFUSION-ALARIS-Medley 8100 | [6 empty] | Verified as Rental |  |  | MHHS-Pearland Hospital
NO | YES |  |  |  | FFL6566 |  | CAREFUSION | 8100M |  |  | Rental | MHHS-Pearland Hospital |  |  |  | FFL6566 |  | Pearland |  | Rental | [7 empty] | PUMPINFUSION-ALARIS-Medley 8100 |  | MEDLEY PUMP MODULE LVP *MEMORIAL HERMANN |  |  | PUMPINFUSION-ALARIS-Medley 8100 | [6 empty] | Verified as Rental |  |  | MHHS-Pearland Hospital
NO | YES |  |  |  | FFL6622 |  | CAREFUSION | 8100M |  |  | Rental | MHHS-Pearland Hospital |  |  |  | FFL6622 |  | Pearland |  | Rental | [7 empty] | PUMPINFUSION-ALARIS-Medley 8100 |  | MEDLEY PUMP MODULE LVP *MEMORIAL HERMANN |  |  | PUMPINFUSION-ALARIS-Medley 8100 | [6 empty] | Verified as Rental |  |  | MHHS-Pearland Hospital
NO | YES |  |  |  | FFL6636 |  | CAREFUSION | 8100M |  |  | Rental | MHHS-Pearland Hospital |  |  |  | FFL6636 |  | Pearland |  | Rental | [7 empty] | PUMPINFUSION-ALARIS-Medley 8100 |  | MEDLEY PUMP MODULE LVP *MEMORIAL HERMANN |  |  | PUMPINFUSION-ALARIS-Medley 8100 | [6 empty] | Verified as Rental |  |  | MHHS-Pearland Hospital
NO | YES |  |  |  | FFL6642 |  | CAREFUSION | 8100M |  |  | Rental | MHHS-Pearland Hospital |  |  |  | FFL6642 |  | Pearland |  | Rental | [7 empty] | PUMPINFUSION-ALARIS-Medley 8100 |  | MEDLEY PUMP MODULE LVP *MEMORIAL HERMANN |  |  | PUMPINFUSION-ALARIS-Medley 8100 | [6 empty] | Verified as Rental |  |  | MHHS-Pearland Hospital
NO | YES |  |  |  | FFL6678 |  | CAREFUSION | 8100M |  |  | Rental | MHHS-Pearland Hospital |  |  |  | FFL6678 |  | Pearland |  | Rental | [7 empty] | PUMPINFUSION-ALARIS-Medley 8100 |  | MEDLEY PUMP MODULE LVP *MEMORIAL HERMANN |  |  | PUMPINFUSION-ALARIS-Medley 8100 | [6 empty] | Verified as Rental |  |  | MHHS-Pearland Hospital
NO | YES |  |  |  | FFL6717 |  | CAREFUSION | 8100M |  |  | Rental | MHHS-Pearland Hospital |  |  |  | FFL6717 |  | Pearland |  | Rental | [7 empty] | PUMPINFUSION-ALARIS-Medley 8100 |  | MEDLEY PUMP MODULE LVP *MEMORIAL HERMANN |  |  | PUMPINFUSION-ALARIS-Medley 8100 | [6 empty] | Verified as Rental |  |  | MHHS-Pearland Hospital
NO | YES |  |  |  | FFL6735 |  | CAREFUSION | 8100M |  |  | Rental | MHHS-Pearland Hospital |  |  |  | FFL6735 |  | Pearland |  | Rental | [7 empty] | PUMPINFUSION-ALARIS-Medley 8100 |  | MEDLEY PUMP MODULE LVP *MEMORIAL HERMANN |  |  | PUMPINFUSION-ALARIS-Medley 8100 | [6 empty] | Verified as Rental |  |  | MHHS-Pearland Hospital
NO | YES |  |  |  | FFL6743 |  | CAREFUSION | 8100M |  |  | Rental | MHHS-Pearland Hospital |  |  |  | FFL6743 |  | Pearland |  | Rental | [7 empty] | PUMPINFUSION-ALARIS-Medley 8100 |  | MEDLEY PUMP MODULE LVP *MEMORIAL HERMANN |  |  | PUMPINFUSION-ALARIS-Medley 8100 | [6 empty] | Verified as Rental |  |  | MHHS-Pearland Hospital
NO | YES |  |  |  | FFL6769 |  | CAREFUSION | 8100M |  |  | Rental | MHHS-Pearland Hospital |  |  |  | FFL6769 |  | Pearland |  | Rental | [7 empty] | PUMPINFUSION-ALARIS-Medley 8100 |  | MEDLEY PUMP MODULE LVP *MEMORIAL HERMANN |  |  | PUMPINFUSION-ALARIS-Medley 8100 | [6 empty] | Verified as Rental |  |  | MHHS-Pearland Hospital
NO | YES |  |  |  | FFL6781 |  | CAREFUSION | 8100M |  |  | Rental | MHHS-Pearland Hospital |  |  |  | FFL6781 |  | Pearland |  | Rental | [7 empty] | PUMPINFUSION-ALARIS-Medley 8100 |  | MEDLEY PUMP MODULE LVP *MEMORIAL HERMANN |  |  | PUMPINFUSION-ALARIS-Medley 8100 | [6 empty] | Verified as Rental |  |  | MHHS-Pearland Hospital
NO | YES |  |  |  | FFL6813 |  | CAREFUSION | 8100M |  |  | Rental | MHHS-Pearland Hospital |  |  |  | FFL6813 |  | Pearland |  | Rental | [7 empty] | PUMPINFUSION-ALARIS-Medley 8100 |  | MEDLEY PUMP MODULE LVP *MEMORIAL HERMANN |  |  | PUMPINFUSION-ALARIS-Medley 8100 | [6 empty] | Verified as Rental |  |  | MHHS-Pearland Hospital
NO | YES |  |  |  | FFL6840 |  | CAREFUSION | 8100M |  |  | Rental | MHHS-Pearland Hospital |  |  |  | FFL6840 |  | Pearland |  | Rental | [7 empty] | PUMPINFUSION-ALARIS-Medley 8100 |  | MEDLEY PUMP MODULE LVP *MEMORIAL HERMANN |  |  | PUMPINFUSION-ALARIS-Medley 8100 | [6 empty] | Verified as Rental |  |  | MHHS-Pearland Hospital
NO | YES |  |  |  | FFL6870 |  | CAREFUSION | 8100M |  |  | Rental | MHHS-Pearland Hospital |  |  |  | FFL6870 |  | Pearland |  | Rental | [7 empty] | PUMPINFUSION-ALARIS-Medley 8100 |  | MEDLEY PUMP MODULE LVP *MEMORIAL HERMANN |  |  | PUMPINFUSION-ALARIS-Medley 8100 | [6 empty] | Verified as Rental |  |  | MHHS-Pearland Hospital
NO | YES |  |  |  | FFL6888 |  | CAREFUSION | 8100M |  |  | Rental | MHHS-Pearland Hospital |  |  |  | FFL6888 |  | Pearland |  | Rental | [7 empty] | PUMPINFUSION-ALARIS-Medley 8100 |  | MEDLEY PUMP MODULE LVP *MEMORIAL HERMANN |  |  | PUMPINFUSION-ALARIS-Medley 8100 | [6 empty] | Verified as Rental |  |  | MHHS-Pearland Hospital
NO | YES |  |  |  | FFL6917 |  | CAREFUSION | 8100M |  |  | Rental | MHHS-Pearland Hospital |  |  |  | FFL6917 |  | Pearland |  | Rental | [7 empty] | PUMPINFUSION-ALARIS-Medley 8100 |  | MEDLEY PUMP MODULE LVP *MEMORIAL HERMANN |  |  | PUMPINFUSION-ALARIS-Medley 8100 | [6 empty] | Verified as Rental |  |  | MHHS-Pearland Hospital
NO | YES |  |  |  | FFL7207 |  | CAREFUSION | 8100M |  |  | Rental | MHHS-Pearland Hospital |  |  |  | FFL7207 |  | Pearland |  | Rental | [7 empty] | PUMPINFUSION-ALARIS-Medley 8100 |  | MEDLEY PUMP MODULE LVP *MEMORIAL HERMANN |  |  | PUMPINFUSION-ALARIS-Medley 8100 | [6 empty] | Verified as Rental |  |  | MHHS-Pearland Hospital
NO | YES |  |  |  | FFL7208 |  | CAREFUSION | 8100M |  |  | Rental | MHHS-Pearland Hospital |  |  |  | FFL7208 |  | Pearland |  | Rental | [7 empty] | PUMPINFUSION-ALARIS-Medley 8100 |  | MEDLEY PUMP MODULE LVP *MEMORIAL HERMANN |  |  | PUMPINFUSION-ALARIS-Medley 8100 | [6 empty] | Verified as Rental |  |  | MHHS-Pearland Hospital
NO | YES |  |  |  | FFL7299 |  | CAREFUSION | 8100M |  |  | Rental | MHHS-Pearland Hospital |  |  |  | FFL7299 |  | Pearland |  | Rental | [7 empty] | PUMPINFUSION-ALARIS-Medley 8100 |  | MEDLEY PUMP MODULE LVP *MEMORIAL HERMANN |  |  | PUMPINFUSION-ALARIS-Medley 8100 | [6 empty] | Verified as Rental |  |  | MHHS-Pearland Hospital
NO | YES |  |  |  | FFL7336 |  | CAREFUSION | 8100M |  |  | Rental | MHHS-Pearland Hospital |  |  |  | FFL7336 |  | Pearland |  | Rental | [7 empty] | PUMPINFUSION-ALARIS-Medley 8100 |  | MEDLEY PUMP MODULE LVP *MEMORIAL HERMANN |  |  | PUMPINFUSION-ALARIS-Medley 8100 | [6 empty] | Verified as Rental |  |  | MHHS-Pearland Hospital
NO | YES |  |  |  | FFL7341 |  | CAREFUSION | 8100M |  |  | Rental | MHHS-Pearland Hospital |  |  |  | FFL7341 |  | Pearland |  | Rental | [7 empty] | PUMPINFUSION-ALARIS-Medley 8100 |  | MEDLEY PUMP MODULE LVP *MEMORIAL HERMANN |  |  | PUMPINFUSION-ALARIS-Medley 8100 | [6 empty] | Verified as Rental |  |  | MHHS-Pearland Hospital
NO | YES |  |  |  | FFL7383 |  | CAREFUSION | 8100M |  |  | Rental | MHHS-Pearland Hospital |  |  |  | FFL7383 |  | Pearland |  | Rental | [7 empty] | PUMPINFUSION-ALARIS-Medley 8100 |  | MEDLEY PUMP MODULE LVP *MEMORIAL HERMANN |  |  | PUMPINFUSION-ALARIS-Medley 8100 | [6 empty] | Verified as Rental |  |  | MHHS-Pearland Hospital
NO | YES |  |  |  | FFL7403 |  | CAREFUSION | 8100M |  |  | Rental | MHHS-Pearland Hospital |  |  |  | FFL7403 |  | Pearland |  | Rental | [7 empty] | PUMPINFUSION-ALARIS-Medley 8100 |  | MEDLEY PUMP MODULE LVP *MEMORIAL HERMANN |  |  | PUMPINFUSION-ALARIS-Medley 8100 | [6 empty] | Verified as Rental |  |  | MHHS-Pearland Hospital
NO | YES |  |  |  | FFL7518 |  | CAREFUSION | 8100M |  |  | Rental | MHHS-Pearland Hospital |  |  |  | FFL7518 |  | Pearland |  | Rental | [7 empty] | PUMPINFUSION-ALARIS-Medley 8100 |  | MEDLEY PUMP MODULE LVP *MEMORIAL HERMANN |  |  | PUMPINFUSION-ALARIS-Medley 8100 | [6 empty] | Verified as Rental |  |  | MHHS-Pearland Hospital
NO | YES |  |  |  | FFL7521 |  | CAREFUSION | 8100M |  |  | Rental | MHHS-Pearland Hospital |  |  |  | FFL7521 |  | Pearland |  | Rental | [7 empty] | PUMPINFUSION-ALARIS-Medley 8100 |  | MEDLEY PUMP MODULE LVP *MEMORIAL HERMANN |  |  | PUMPINFUSION-ALARIS-Medley 8100 | [6 empty] | Verified as Rental |  |  | MHHS-Pearland Hospital
NO | YES |  |  |  | FFL7543 |  | CAREFUSION | 8100M |  |  | Rental | MHHS-Pearland Hospital |  |  |  | FFL7543 |  | Pearland |  | Rental | [7 empty] | PUMPINFUSION-ALARIS-Medley 8100 |  | MEDLEY PUMP MODULE LVP *MEMORIAL HERMANN |  |  | PUMPINFUSION-ALARIS-Medley 8100 | [6 empty] | Verified as Rental |  |  | MHHS-Pearland Hospital
NO | YES |  |  |  | FFL7580 |  | CAREFUSION | 8100M |  |  | Rental | MHHS-Pearland Hospital |  |  |  | FFL7580 |  | Pearland |  | Rental | [7 empty] | PUMPINFUSION-ALARIS-Medley 8100 |  | MEDLEY PUMP MODULE LVP *MEMORIAL HERMANN |  |  | PUMPINFUSION-ALARIS-Medley 8100 | [6 empty] | Verified as Rental |  |  | MHHS-Pearland Hospital
NO | YES |  |  |  | FFL7625 |  | CAREFUSION | 8100M |  |  | Rental | MHHS-Pearland Hospital |  |  |  | FFL7625 |  | Pearland |  | Rental | [7 empty] | PUMPINFUSION-ALARIS-Medley 8100 |  | MEDLEY PUMP MODULE LVP *MEMORIAL HERMANN |  |  | PUMPINFUSION-ALARIS-Medley 8100 | [6 empty] | Verified as Rental |  |  | MHHS-Pearland Hospital
NO | YES |  |  |  | FFL7661 |  | CAREFUSION | 8100M |  |  | Rental | MHHS-Pearland Hospital |  |  |  | FFL7661 |  | Pearland |  | Rental | [7 empty] | PUMPINFUSION-ALARIS-Medley 8100 |  | MEDLEY PUMP MODULE LVP *MEMORIAL HERMANN |  |  | PUMPINFUSION-ALARIS-Medley 8100 | [6 empty] | Verified as Rental |  |  | MHHS-Pearland Hospital
NO | YES |  |  |  | FFL7787 |  | CAREFUSION | 8100M |  |  | Rental | MHHS-Pearland Hospital |  |  |  | FFL7787 |  | Pearland |  | Rental | [7 empty] | PUMPINFUSION-ALARIS-Medley 8100 |  | MEDLEY PUMP MODULE LVP *MEMORIAL HERMANN |  |  | PUMPINFUSION-ALARIS-Medley 8100 | [6 empty] | Verified as Rental |  |  | MHHS-Pearland Hospital
NO | YES |  |  |  | FFL7873 |  | CAREFUSION | 8100M |  |  | Rental | MHHS-Pearland Hospital |  |  |  | FFL7873 |  | Pearland |  | Rental | [7 empty] | PUMPINFUSION-ALARIS-Medley 8100 |  | MEDLEY PUMP MODULE LVP *MEMORIAL HERMANN |  |  | PUMPINFUSION-ALARIS-Medley 8100 | [6 empty] | Verified as Rental |  |  | MHHS-Pearland Hospital
NO | YES |  |  |  | FFL7908 |  | CAREFUSION | 8100M |  |  | Rental | MHHS-Pearland Hospital |  |  |  | FFL7908 |  | Pearland |  | Rental | [7 empty] | PUMPINFUSION-ALARIS-Medley 8100 |  | MEDLEY PUMP MODULE LVP *MEMORIAL HERMANN |  |  | PUMPINFUSION-ALARIS-Medley 8100 | [6 empty] | Verified as Rental |  |  | MHHS-Pearland Hospital
NO | YES |  |  |  | FFL7911 |  | CAREFUSION | 8100M |  |  | Rental | MHHS-Pearland Hospital |  |  |  | FFL7911 |  | Pearland |  | Rental | [7 empty] | PUMPINFUSION-ALARIS-Medley 8100 |  | MEDLEY PUMP MODULE LVP *MEMORIAL HERMANN |  |  | PUMPINFUSION-ALARIS-Medley 8100 | [6 empty] | Verified as Rental |  |  | MHHS-Pearland Hospital
NO | YES |  |  |  | FFL7994 |  | CAREFUSION | 8100M |  |  | Rental | MHHS-Pearland Hospital |  |  |  | FFL7994 |  | Pearland |  | Rental | [7 empty] | PUMPINFUSION-ALARIS-Medley 8100 |  | MEDLEY PUMP MODULE LVP *MEMORIAL HERMANN |  |  | PUMPINFUSION-ALARIS-Medley 8100 | [6 empty] | Verified as Rental |  |  | MHHS-Pearland Hospital
NO | YES |  |  |  | FFL8127 |  | CAREFUSION | 8100M |  |  | Rental | MHHS-Pearland Hospital |  |  |  | FFL8127 |  | Pearland |  | Rental | [7 empty] | PUMPINFUSION-ALARIS-Medley 8100 |  | MEDLEY PUMP MODULE LVP *MEMORIAL HERMANN |  |  | PUMPINFUSION-ALARIS-Medley 8100 | [6 empty] | Verified as Rental |  |  | MHHS-Pearland Hospital
NO | YES |  |  |  | FFL8203 |  | CAREFUSION | 8100M |  |  | Rental | MHHS-Pearland Hospital |  |  |  | FFL8203 |  | Pearland |  | Rental | [7 empty] | PUMPINFUSION-ALARIS-Medley 8100 |  | MEDLEY PUMP MODULE LVP *MEMORIAL HERMANN |  |  | PUMPINFUSION-ALARIS-Medley 8100 | [6 empty] | Verified as Rental |  |  | MHHS-Pearland Hospital
NO | YES |  |  |  | FFL8576 |  | CAREFUSION | 8100M |  |  | Rental | MHHS-Pearland Hospital |  |  |  | FFL8576 |  | Pearland |  | Rental | [7 empty] | PUMPINFUSION-ALARIS-Medley 8100 |  | MEDLEY PUMP MODULE LVP *MEMORIAL HERMANN |  |  | PUMPINFUSION-ALARIS-Medley 8100 | [6 empty] | Verified as Rental |  |  | MHHS-Pearland Hospital
NO | YES |  |  |  | FFL8630 |  | CAREFUSION | 8100M |  |  | Rental | MHHS-Pearland Hospital |  |  |  | FFL8630 |  | Pearland |  | Rental | [7 empty] | PUMPINFUSION-ALARIS-Medley 8100 |  | MEDLEY PUMP MODULE LVP *MEMORIAL HERMANN |  |  | PUMPINFUSION-ALARIS-Medley 8100 | [6 empty] | Verified as Rental |  |  | MHHS-Pearland Hospital
NO | YES |  |  |  | FFL8697 |  | CAREFUSION | 8100M |  |  | Rental | MHHS-Pearland Hospital |  |  |  | FFL8697 |  | Pearland |  | Rental | [7 empty] | PUMPINFUSION-ALARIS-Medley 8100 |  | MEDLEY PUMP MODULE LVP *MEMORIAL HERMANN |  |  | PUMPINFUSION-ALARIS-Medley 8100 | [6 empty] | Verified as Rental |  |  | MHHS-Pearland Hospital
NO | YES |  |  |  | FFL8723 |  | CAREFUSION | 8100M |  |  | Rental | MHHS-Pearland Hospital |  |  |  | FFL8723 |  | Pearland |  | Rental | [7 empty] | PUMPINFUSION-ALARIS-Medley 8100 |  | MEDLEY PUMP MODULE LVP *MEMORIAL HERMANN |  |  | PUMPINFUSION-ALARIS-Medley 8100 | [6 empty] | Verified as Rental |  |  | MHHS-Pearland Hospital
NO | YES |  |  |  | FFL8761 |  | CAREFUSION | 8100M |  |  | Rental | MHHS-Pearland Hospital |  |  |  | FFL8761 |  | Pearland |  | Rental | [7 empty] | PUMPINFUSION-ALARIS-Medley 8100 |  | MEDLEY PUMP MODULE LVP *MEMORIAL HERMANN |  |  | PUMPINFUSION-ALARIS-Medley 8100 | [6 empty] | Verified as Rental |  |  | MHHS-Pearland Hospital
NO | YES |  |  |  | FFL8765 |  | CAREFUSION | 8100M |  |  | Rental | MHHS-Pearland Hospital |  |  |  | FFL8765 |  | Pearland |  | Rental | [7 empty] | PUMPINFUSION-ALARIS-Medley 8100 |  | MEDLEY PUMP MODULE LVP *MEMORIAL HERMANN |  |  | PUMPINFUSION-ALARIS-Medley 8100 | [6 empty] | Verified as Rental |  |  | MHHS-Pearland Hospital
NO | YES |  |  |  | FFL1092 |  | CAREFUSION | 8100M |  |  | Rental | MHHS-Sienna PlantationCCC |  |  |  | FFL1092 |  | Sugar Land |  | Rental | [7 empty] | PUMPINFUSION-ALARIS-Medley 8100 |  | MEDLEY PUMP MODULE LVP *MEMORIAL HERMANN |  |  | PUMPINFUSION-ALARIS-Medley 8100 | [6 empty] | Verified as Rental |  |  | MHHS-Sienna PlantationCCC
NO | YES |  |  |  | FFL2135 |  | CAREFUSION | 8100M |  |  | Rental | MHHS-Sienna PlantationCCC |  |  |  | FFL2135 |  | Sugar Land |  | Rental | [7 empty] | PUMPINFUSION-ALARIS-Medley 8100 |  | MEDLEY PUMP MODULE LVP *MEMORIAL HERMANN |  |  | PUMPINFUSION-ALARIS-Medley 8100 | [6 empty] | Verified as Rental |  |  | MHHS-Sienna PlantationCCC
NO | YES |  |  |  | FFL2375 |  | CAREFUSION | 8100M |  |  | Rental | MHHS-Sienna PlantationCCC |  |  |  | FFL2375 |  | Sugar Land |  | Rental | [7 empty] | PUMPINFUSION-ALARIS-Medley 8100 |  | MEDLEY PUMP MODULE LVP *MEMORIAL HERMANN |  |  | PUMPINFUSION-ALARIS-Medley 8100 | [6 empty] | Verified as Rental |  |  | MHHS-Sienna PlantationCCC
NO | YES |  |  |  | FFL2436 |  | CAREFUSION | 8100M |  |  | Rental | MHHS-Sienna PlantationCCC |  |  |  | FFL2436 |  | Sugar Land |  | Rental | [7 empty] | PUMPINFUSION-ALARIS-Medley 8100 |  | MEDLEY PUMP MODULE LVP *MEMORIAL HERMANN |  |  | PUMPINFUSION-ALARIS-Medley 8100 | [6 empty] | Verified as Rental |  |  | MHHS-Sienna PlantationCCC
NO | YES |  |  |  | FFL2928 |  | CAREFUSION | 8100M |  |  | Rental | MHHS-Sienna PlantationCCC |  |  |  | FFL2928 |  | Sugar Land |  | Rental | [7 empty] | PUMPINFUSION-ALARIS-Medley 8100 |  | MEDLEY PUMP MODULE LVP *MEMORIAL HERMANN |  |  | PUMPINFUSION-ALARIS-Medley 8100 | [6 empty] | Verified as Rental |  |  | MHHS-Sienna PlantationCCC
NO | YES |  |  |  | FFL3458 |  | CAREFUSION | 8100M |  |  | Rental | MHHS-Sienna PlantationCCC |  |  |  | FFL3458 |  | Sugar Land |  | Rental | [7 empty] | PUMPINFUSION-ALARIS-Medley 8100 |  | MEDLEY PUMP MODULE LVP *MEMORIAL HERMANN |  |  | PUMPINFUSION-ALARIS-Medley 8100 | [6 empty] | Verified as Rental |  |  | MHHS-Sienna PlantationCCC
NO | YES |  |  |  | FFL3746 |  | CAREFUSION | 8100M |  |  | Rental | MHHS-Sienna PlantationCCC |  |  |  | FFL3746 |  | Sugar Land |  | Rental | [7 empty] | PUMPINFUSION-ALARIS-Medley 8100 |  | MEDLEY PUMP MODULE LVP *MEMORIAL HERMANN |  |  | PUMPINFUSION-ALARIS-Medley 8100 | [6 empty] | Verified as Rental |  |  | MHHS-Sienna PlantationCCC
NO | YES |  |  |  | FFL3927 |  | CAREFUSION | 8100M |  |  | Rental | MHHS-Sienna PlantationCCC |  |  |  | FFL3927 |  | Sugar Land |  | Rental | [7 empty] | PUMPINFUSION-ALARIS-Medley 8100 |  | MEDLEY PUMP MODULE LVP *MEMORIAL HERMANN |  |  | PUMPINFUSION-ALARIS-Medley 8100 | [6 empty] | Verified as Rental |  |  | MHHS-Sienna PlantationCCC
NO | YES |  |  |  | FFL4929 |  | CAREFUSION | 8100M |  |  | Rental | MHHS-Sienna PlantationCCC |  |  |  | FFL4929 |  | Sugar Land |  | Rental | [7 empty] | PUMPINFUSION-ALARIS-Medley 8100 |  | MEDLEY PUMP MODULE LVP *MEMORIAL HERMANN |  |  | PUMPINFUSION-ALARIS-Medley 8100 | [6 empty] | Verified as Rental |  |  | MHHS-Sienna PlantationCCC
NO | YES |  |  |  | FFL5432 |  | CAREFUSION | 8100M |  |  | Rental | MHHS-Sienna PlantationCCC |  |  |  | FFL5432 |  | Sugar Land |  | Rental | [7 empty] | PUMPINFUSION-ALARIS-Medley 8100 |  | MEDLEY PUMP MODULE LVP *MEMORIAL HERMANN |  |  | PUMPINFUSION-ALARIS-Medley 8100 | [6 empty] | Verified as Rental |  |  | MHHS-Sienna PlantationCCC
NO | YES |  |  |  | FFL5492 |  | CAREFUSION | 8100M |  |  | Rental | MHHS-Sienna PlantationCCC |  |  |  | FFL5492 |  | Sugar Land |  | Rental | [7 empty] | PUMPINFUSION-ALARIS-Medley 8100 |  | MEDLEY PUMP MODULE LVP *MEMORIAL HERMANN |  |  | PUMPINFUSION-ALARIS-Medley 8100 | [6 empty] | Verified as Rental |  |  | MHHS-Sienna PlantationCCC
NO | YES |  |  |  | FFL5657 |  | CAREFUSION | 8100M |  |  | Rental | MHHS-Sienna PlantationCCC |  |  |  | FFL5657 |  | Sugar Land |  | Rental | [7 empty] | PUMPINFUSION-ALARIS-Medley 8100 |  | MEDLEY PUMP MODULE LVP *MEMORIAL HERMANN |  |  | PUMPINFUSION-ALARIS-Medley 8100 | [6 empty] | Verified as Rental |  |  | MHHS-Sienna PlantationCCC
NO | YES |  |  |  | FFL6346 |  | CAREFUSION | 8100M |  |  | Rental | MHHS-Sienna PlantationCCC |  |  |  | FFL6346 |  | Sugar Land |  | Rental | [7 empty] | PUMPINFUSION-ALARIS-Medley 8100 |  | MEDLEY PUMP MODULE LVP *MEMORIAL HERMANN |  |  | PUMPINFUSION-ALARIS-Medley 8100 | [6 empty] | Verified as Rental |  |  | MHHS-Sienna PlantationCCC
NO | YES |  |  |  | FFL6719 |  | CAREFUSION | 8100M |  |  | Rental | MHHS-Sienna PlantationCCC |  |  |  | FFL6719 |  | Sugar Land |  | Rental | [7 empty] | PUMPINFUSION-ALARIS-Medley 8100 |  | MEDLEY PUMP MODULE LVP *MEMORIAL HERMANN |  |  | PUMPINFUSION-ALARIS-Medley 8100 | [6 empty] | Verified as Rental |  |  | MHHS-Sienna PlantationCCC
NO | YES |  |  |  | FFL7165 |  | CAREFUSION | 8100M |  |  | Rental | MHHS-Sienna PlantationCCC |  |  |  | FFL7165 |  | Sugar Land |  | Rental | [7 empty] | PUMPINFUSION-ALARIS-Medley 8100 |  | MEDLEY PUMP MODULE LVP *MEMORIAL HERMANN |  |  | PUMPINFUSION-ALARIS-Medley 8100 | [6 empty] | Verified as Rental |  |  | MHHS-Sienna PlantationCCC
NO | YES |  |  |  | FFL7375 |  | CAREFUSION | 8100M |  |  | Rental | MHHS-Sienna PlantationCCC |  |  |  | FFL7375 |  | Sugar Land |  | Rental | [7 empty] | PUMPINFUSION-ALARIS-Medley 8100 |  | MEDLEY PUMP MODULE LVP *MEMORIAL HERMANN |  |  | PUMPINFUSION-ALARIS-Medley 8100 | [6 empty] | Verified as Rental |  |  | MHHS-Sienna PlantationCCC
NO | YES |  |  |  | FFL7502 |  | CAREFUSION | 8100M |  |  | Rental | MHHS-Sienna PlantationCCC |  |  |  | FFL7502 |  | Sugar Land |  | Rental | [7 empty] | PUMPINFUSION-ALARIS-Medley 8100 |  | MEDLEY PUMP MODULE LVP *MEMORIAL HERMANN |  |  | PUMPINFUSION-ALARIS-Medley 8100 | [6 empty] | Verified as Rental |  |  | MHHS-Sienna PlantationCCC
NO | YES |  |  |  | FFL8137 |  | CAREFUSION | 8100M |  |  | Rental | MHHS-Sienna PlantationCCC |  |  |  | FFL8137 |  | Sugar Land |  | Rental | [7 empty] | PUMPINFUSION-ALARIS-Medley 8100 |  | MEDLEY PUMP MODULE LVP *MEMORIAL HERMANN |  |  | PUMPINFUSION-ALARIS-Medley 8100 | [6 empty] | Verified as Rental |  |  | MHHS-Sienna PlantationCCC
NO | YES |  |  |  | FFL8714 |  | CAREFUSION | 8100M |  |  | Rental | MHHS-Sienna PlantationCCC |  |  |  | FFL8714 |  | Sugar Land |  | Rental | [7 empty] | PUMPINFUSION-ALARIS-Medley 8100 |  | MEDLEY PUMP MODULE LVP *MEMORIAL HERMANN |  |  | PUMPINFUSION-ALARIS-Medley 8100 | [6 empty] | Verified as Rental |  |  | MHHS-Sienna PlantationCCC
NO | YES |  |  |  | FFL649 |  | CAREFUSION | 8100M |  |  | Rental | MHHS-Spring CCC |  |  |  | FFL649 |  | Woodlands |  | Rental | [7 empty] | PUMPINFUSION-ALARIS-Medley 8100 |  | MEDLEY PUMP MODULE LVP *MEMORIAL HERMANN |  |  | PUMPINFUSION-ALARIS-Medley 8100 | [6 empty] | Verified as Rental |  |  | MHHS-Spring CCC
NO | YES |  |  |  | FFL821 |  | CAREFUSION | 8100M |  |  | Rental | MHHS-Spring CCC |  |  |  | FFL821 |  | Woodlands |  | Rental | [7 empty] | PUMPINFUSION-ALARIS-Medley 8100 |  | MEDLEY PUMP MODULE LVP *MEMORIAL HERMANN |  |  | PUMPINFUSION-ALARIS-Medley 8100 | [6 empty] | Verified as Rental |  |  | MHHS-Spring CCC
NO | YES |  |  |  | FFL1087 |  | CAREFUSION | 8100M |  |  | Rental | MHHS-Spring CCC |  |  |  | FFL1087 |  | Woodlands |  | Rental | [7 empty] | PUMPINFUSION-ALARIS-Medley 8100 |  | MEDLEY PUMP MODULE LVP *MEMORIAL HERMANN |  |  | PUMPINFUSION-ALARIS-Medley 8100 | [6 empty] | Verified as Rental |  |  | MHHS-Spring CCC
NO | YES |  |  |  | FFL1554 |  | CAREFUSION | 8100M |  |  | Rental | MHHS-Spring CCC |  |  |  | FFL1554 |  | Woodlands |  | Rental | [7 empty] | PUMPINFUSION-ALARIS-Medley 8100 |  | MEDLEY PUMP MODULE LVP *MEMORIAL HERMANN |  |  | PUMPINFUSION-ALARIS-Medley 8100 | [6 empty] | Verified as Rental |  |  | MHHS-Spring CCC
NO | YES |  |  |  | FFL2242 |  | CAREFUSION | 8100M |  |  | Rental | MHHS-Spring CCC |  |  |  | FFL2242 |  | Woodlands |  | Rental | [7 empty] | PUMPINFUSION-ALARIS-Medley 8100 |  | MEDLEY PUMP MODULE LVP *MEMORIAL HERMANN |  |  | PUMPINFUSION-ALARIS-Medley 8100 | [6 empty] | Verified as Rental |  |  | MHHS-Spring CCC
NO | YES |  |  |  | FFL3481 |  | CAREFUSION | 8100M |  |  | Rental | MHHS-Spring CCC |  |  |  | FFL3481 |  | Woodlands |  | Rental | [7 empty] | PUMPINFUSION-ALARIS-Medley 8100 |  | MEDLEY PUMP MODULE LVP *MEMORIAL HERMANN |  |  | PUMPINFUSION-ALARIS-Medley 8100 | [6 empty] | Verified as Rental |  |  | MHHS-Spring CCC
NO | YES |  |  |  | FFL3884 |  | CAREFUSION | 8100M |  |  | Rental | MHHS-Spring CCC |  |  |  | FFL3884 |  | Woodlands |  | Rental | [7 empty] | PUMPINFUSION-ALARIS-Medley 8100 |  | MEDLEY PUMP MODULE LVP *MEMORIAL HERMANN |  |  | PUMPINFUSION-ALARIS-Medley 8100 | [6 empty] | Verified as Rental |  |  | MHHS-Spring CCC
NO | YES |  |  |  | FFL4010 |  | CAREFUSION | 8100M |  |  | Rental | MHHS-Spring CCC |  |  |  | FFL4010 |  | Woodlands |  | Rental | [7 empty] | PUMPINFUSION-ALARIS-Medley 8100 |  | MEDLEY PUMP MODULE LVP *MEMORIAL HERMANN |  |  | PUMPINFUSION-ALARIS-Medley 8100 | [6 empty] | Verified as Rental |  |  | MHHS-Spring CCC
NO | YES |  |  |  | FFL4229 |  | CAREFUSION | 8100M |  |  | Rental | MHHS-Spring CCC |  |  |  | FFL4229 |  | Woodlands |  | Rental | [7 empty] | PUMPINFUSION-ALARIS-Medley 8100 |  | MEDLEY PUMP MODULE LVP *MEMORIAL HERMANN |  |  | PUMPINFUSION-ALARIS-Medley 8100 | [6 empty] | Verified as Rental |  |  | MHHS-Spring CCC
NO | YES |  |  |  | FFL5927 |  | CAREFUSION | 8100M |  |  | Rental | MHHS-Spring CCC |  |  |  | FFL5927 |  | Woodlands |  | Rental | [7 empty] | PUMPINFUSION-ALARIS-Medley 8100 |  | MEDLEY PUMP MODULE LVP *MEMORIAL HERMANN |  |  | PUMPINFUSION-ALARIS-Medley 8100 | [6 empty] | Verified as Rental |  |  | MHHS-Spring CCC
NO | YES |  |  |  | FFL5979 |  | CAREFUSION | 8100M |  |  | Rental | MHHS-Spring CCC |  |  |  | FFL5979 |  | Woodlands |  | Rental | [7 empty] | PUMPINFUSION-ALARIS-Medley 8100 |  | MEDLEY PUMP MODULE LVP *MEMORIAL HERMANN |  |  | PUMPINFUSION-ALARIS-Medley 8100 | [6 empty] | Verified as Rental |  |  | MHHS-Spring CCC
NO | YES |  |  |  | FFL7072 |  | CAREFUSION | 8100M |  |  | Rental | MHHS-Spring CCC |  |  |  | FFL7072 |  | Woodlands |  | Rental | [7 empty] | PUMPINFUSION-ALARIS-Medley 8100 |  | MEDLEY PUMP MODULE LVP *MEMORIAL HERMANN |  |  | PUMPINFUSION-ALARIS-Medley 8100 | [6 empty] | Verified as Rental |  |  | MHHS-Spring CCC
NO | YES |  |  |  | FFL8466 |  | CAREFUSION | 8100M |  |  | Rental | MHHS-Spring CCC |  |  |  | FFL8466 |  | Woodlands |  | Rental | [7 empty] | PUMPINFUSION-ALARIS-Medley 8100 |  | MEDLEY PUMP MODULE LVP *MEMORIAL HERMANN |  |  | PUMPINFUSION-ALARIS-Medley 8100 | [6 empty] | Verified as Rental |  |  | MHHS-Spring CCC
NO | YES |  |  |  | FFL242 |  | CAREFUSION | 8100M |  |  | Rental | MHHS-Summer Creek CCC |  |  |  | FFL242 |  | Katy |  | Rental | [7 empty] | PUMPINFUSION-ALARIS-Medley 8100 |  | MEDLEY PUMP MODULE LVP *MEMORIAL HERMANN |  |  | PUMPINFUSION-ALARIS-Medley 8100 | [6 empty] | Verified as Rental |  |  | MHHS-Summer Creek CCC
NO | YES |  |  |  | FFL699 |  | CAREFUSION | 8100M |  |  | Rental | MHHS-Summer Creek CCC |  |  |  | FFL699 |  | Katy |  | Rental | [7 empty] | PUMPINFUSION-ALARIS-Medley 8100 |  | MEDLEY PUMP MODULE LVP *MEMORIAL HERMANN |  |  | PUMPINFUSION-ALARIS-Medley 8100 | [6 empty] | Verified as Rental |  |  | MHHS-Summer Creek CCC
NO | YES |  |  |  | FFL1853 |  | CAREFUSION | 8100M |  |  | Rental | MHHS-Summer Creek CCC |  |  |  | FFL1853 |  | Katy |  | Rental | [7 empty] | PUMPINFUSION-ALARIS-Medley 8100 |  | MEDLEY PUMP MODULE LVP *MEMORIAL HERMANN |  |  | PUMPINFUSION-ALARIS-Medley 8100 | [6 empty] | Verified as Rental |  |  | MHHS-Summer Creek CCC
NO | YES |  |  |  | FFL2275 |  | CAREFUSION | 8100M |  |  | Rental | MHHS-Summer Creek CCC |  |  |  | FFL2275 |  | Katy |  | Rental | [7 empty] | PUMPINFUSION-ALARIS-Medley 8100 |  | MEDLEY PUMP MODULE LVP *MEMORIAL HERMANN |  |  | PUMPINFUSION-ALARIS-Medley 8100 | [6 empty] | Verified as Rental |  |  | MHHS-Summer Creek CCC
NO | YES |  |  |  | FFL2875 |  | CAREFUSION | 8100M |  |  | Rental | MHHS-Summer Creek CCC |  |  |  | FFL2875 |  | Katy |  | Rental | [7 empty] | PUMPINFUSION-ALARIS-Medley 8100 |  | MEDLEY PUMP MODULE LVP *MEMORIAL HERMANN |  |  | PUMPINFUSION-ALARIS-Medley 8100 | [6 empty] | Verified as Rental |  |  | MHHS-Summer Creek CCC
NO | YES |  |  |  | FFL2904 |  | CAREFUSION | 8100M |  |  | Rental | MHHS-Summer Creek CCC |  |  |  | FFL2904 |  | Katy |  | Rental | [7 empty] | PUMPINFUSION-ALARIS-Medley 8100 |  | MEDLEY PUMP MODULE LVP *MEMORIAL HERMANN |  |  | PUMPINFUSION-ALARIS-Medley 8100 | [6 empty] | Verified as Rental |  |  | MHHS-Summer Creek CCC
NO | YES |  |  |  | FFL4304 |  | CAREFUSION | 8100M |  |  | Rental | MHHS-Summer Creek CCC |  |  |  | FFL4304 |  | Katy |  | Rental | [7 empty] | PUMPINFUSION-ALARIS-Medley 8100 |  | MEDLEY PUMP MODULE LVP *MEMORIAL HERMANN |  |  | PUMPINFUSION-ALARIS-Medley 8100 | [6 empty] | Verified as Rental |  |  | MHHS-Summer Creek CCC
NO | YES |  |  |  | FFL4414 |  | CAREFUSION | 8100M |  |  | Rental | MHHS-Summer Creek CCC |  |  |  | FFL4414 |  | Katy |  | Rental | [7 empty] | PUMPINFUSION-ALARIS-Medley 8100 |  | MEDLEY PUMP MODULE LVP *MEMORIAL HERMANN |  |  | PUMPINFUSION-ALARIS-Medley 8100 | [6 empty] | Verified as Rental |  |  | MHHS-Summer Creek CCC
NO | YES |  |  |  | FFL4762 |  | CAREFUSION | 8100M |  |  | Rental | MHHS-Summer Creek CCC |  |  |  | FFL4762 |  | Katy |  | Rental | [7 empty] | PUMPINFUSION-ALARIS-Medley 8100 |  | MEDLEY PUMP MODULE LVP *MEMORIAL HERMANN |  |  | PUMPINFUSION-ALARIS-Medley 8100 | [6 empty] | Verified as Rental |  |  | MHHS-Summer Creek CCC
NO | YES |  |  |  | FFL4848 |  | CAREFUSION | 8100M |  |  | Rental | MHHS-Summer Creek CCC |  |  |  | FFL4848 |  | Katy |  | Rental | [7 empty] | PUMPINFUSION-ALARIS-Medley 8100 |  | MEDLEY PUMP MODULE LVP *MEMORIAL HERMANN |  |  | PUMPINFUSION-ALARIS-Medley 8100 | [6 empty] | Verified as Rental |  |  | MHHS-Summer Creek CCC
NO | YES |  |  |  | FFL5132 |  | CAREFUSION | 8100M |  |  | Rental | MHHS-Summer Creek CCC |  |  |  | FFL5132 |  | Katy |  | Rental | [7 empty] | PUMPINFUSION-ALARIS-Medley 8100 |  | MEDLEY PUMP MODULE LVP *MEMORIAL HERMANN |  |  | PUMPINFUSION-ALARIS-Medley 8100 | [6 empty] | Verified as Rental |  |  | MHHS-Summer Creek CCC
NO | YES |  |  |  | FFL5299 |  | CAREFUSION | 8100M |  |  | Rental | MHHS-Summer Creek CCC |  |  |  | FFL5299 |  | Katy |  | Rental | [7 empty] | PUMPINFUSION-ALARIS-Medley 8100 |  | MEDLEY PUMP MODULE LVP *MEMORIAL HERMANN |  |  | PUMPINFUSION-ALARIS-Medley 8100 | [6 empty] | Verified as Rental |  |  | MHHS-Summer Creek CCC
NO | YES |  |  |  | FFL5729 |  | CAREFUSION | 8100M |  |  | Rental | MHHS-Summer Creek CCC |  |  |  | FFL5729 |  | Katy |  | Rental | [7 empty] | PUMPINFUSION-ALARIS-Medley 8100 |  | MEDLEY PUMP MODULE LVP *MEMORIAL HERMANN |  |  | PUMPINFUSION-ALARIS-Medley 8100 | [6 empty] | Verified as Rental |  |  | MHHS-Summer Creek CCC
NO | YES |  |  |  | FFL5841 |  | CAREFUSION | 8100M |  |  | Rental | MHHS-Summer Creek CCC |  |  |  | FFL5841 |  | Katy |  | Rental | [7 empty] | PUMPINFUSION-ALARIS-Medley 8100 |  | MEDLEY PUMP MODULE LVP *MEMORIAL HERMANN |  |  | PUMPINFUSION-ALARIS-Medley 8100 | [6 empty] | Verified as Rental |  |  | MHHS-Summer Creek CCC
NO | YES |  |  |  | FFL6205 |  | CAREFUSION | 8100M |  |  | Rental | MHHS-Summer Creek CCC |  |  |  | FFL6205 |  | Katy |  | Rental | [7 empty] | PUMPINFUSION-ALARIS-Medley 8100 |  | MEDLEY PUMP MODULE LVP *MEMORIAL HERMANN |  |  | PUMPINFUSION-ALARIS-Medley 8100 | [6 empty] | Verified as Rental |  |  | MHHS-Summer Creek CCC
NO | YES |  |  |  | FFL7468 |  | CAREFUSION | 8100M |  |  | Rental | MHHS-Summer Creek CCC |  |  |  | FFL7468 |  | Katy |  | Rental | [7 empty] | PUMPINFUSION-ALARIS-Medley 8100 |  | MEDLEY PUMP MODULE LVP *MEMORIAL HERMANN |  |  | PUMPINFUSION-ALARIS-Medley 8100 | [6 empty] | Verified as Rental |  |  | MHHS-Summer Creek CCC
NO | YES |  |  |  | FFL7604 |  | CAREFUSION | 8100M |  |  | Rental | MHHS-Summer Creek CCC |  |  |  | FFL7604 |  | Katy |  | Rental | [7 empty] | PUMPINFUSION-ALARIS-Medley 8100 |  | MEDLEY PUMP MODULE LVP *MEMORIAL HERMANN |  |  | PUMPINFUSION-ALARIS-Medley 8100 | [6 empty] | Verified as Rental |  |  | MHHS-Summer Creek CCC
NO | YES |  |  |  | FFL7785 |  | CAREFUSION | 8100M |  |  | Rental | MHHS-Summer Creek CCC |  |  |  | FFL7785 |  | Katy |  | Rental | [7 empty] | PUMPINFUSION-ALARIS-Medley 8100 |  | MEDLEY PUMP MODULE LVP *MEMORIAL HERMANN |  |  | PUMPINFUSION-ALARIS-Medley 8100 | [6 empty] | Verified as Rental |  |  | MHHS-Summer Creek CCC
NO | YES |  |  |  | FFL8110 |  | CAREFUSION | 8100M |  |  | Rental | MHHS-Summer Creek CCC |  |  |  | FFL8110 |  | Katy |  | Rental | [7 empty] | PUMPINFUSION-ALARIS-Medley 8100 |  | MEDLEY PUMP MODULE LVP *MEMORIAL HERMANN |  |  | PUMPINFUSION-ALARIS-Medley 8100 | [6 empty] | Verified as Rental |  |  | MHHS-Summer Creek CCC
NO | YES |  |  |  | FFL8212 |  | CAREFUSION | 8100M |  |  | Rental | MHHS-Summer Creek CCC |  |  |  | FFL8212 |  | Katy |  | Rental | [7 empty] | PUMPINFUSION-ALARIS-Medley 8100 |  | MEDLEY PUMP MODULE LVP *MEMORIAL HERMANN |  |  | PUMPINFUSION-ALARIS-Medley 8100 | [6 empty] | Verified as Rental |  |  | MHHS-Summer Creek CCC
NO | YES |  |  |  | FFL8415 |  | CAREFUSION | 8100M |  |  | Rental | MHHS-Summer Creek CCC |  |  |  | FFL8415 |  | Katy |  | Rental | [7 empty] | PUMPINFUSION-ALARIS-Medley 8100 |  | MEDLEY PUMP MODULE LVP *MEMORIAL HERMANN |  |  | PUMPINFUSION-ALARIS-Medley 8100 | [6 empty] | Verified as Rental |  |  | MHHS-Summer Creek CCC
NO | YES |  |  |  | FFL8473 |  | CAREFUSION | 8100M |  |  | Rental | MHHS-Summer Creek CCC |  |  |  | FFL8473 |  | Katy |  | Rental | [7 empty] | PUMPINFUSION-ALARIS-Medley 8100 |  | MEDLEY PUMP MODULE LVP *MEMORIAL HERMANN |  |  | PUMPINFUSION-ALARIS-Medley 8100 | [6 empty] | Verified as Rental |  |  | MHHS-Summer Creek CCC
NO | YES |  |  |  | FFL216 |  | CAREFUSION | 8100M |  |  | Rental | MHHS-TIRR |  |  |  | FFL216 |  | TMC |  | Rental | [7 empty] | PUMPINFUSION-ALARIS-Medley 8100 |  | MEDLEY PUMP MODULE LVP *MEMORIAL HERMANN |  |  | PUMPINFUSION-ALARIS-Medley 8100 | [6 empty] | Verified as Rental |  |  | MHHS-TIRR
NO | YES |  |  |  | FFL285 |  | CAREFUSION | 8100M |  |  | Rental | MHHS-TIRR |  |  |  | FFL285 |  | TMC |  | Rental | [7 empty] | PUMPINFUSION-ALARIS-Medley 8100 |  | MEDLEY PUMP MODULE LVP *MEMORIAL HERMANN |  |  | PUMPINFUSION-ALARIS-Medley 8100 | [6 empty] | Verified as Rental |  |  | MHHS-TIRR
NO | YES |  |  |  | FFL389 |  | CAREFUSION | 8100M |  |  | Rental | MHHS-TIRR |  |  |  | FFL389 |  | TMC |  | Rental | [7 empty] | PUMPINFUSION-ALARIS-Medley 8100 |  | MEDLEY PUMP MODULE LVP *MEMORIAL HERMANN |  |  | PUMPINFUSION-ALARIS-Medley 8100 | [6 empty] | Verified as Rental |  |  | MHHS-TIRR
NO | YES |  |  |  | FFL410 |  | CAREFUSION | 8100M |  |  | Rental | MHHS-TIRR |  |  |  | FFL410 |  | TMC |  | Rental | [7 empty] | PUMPINFUSION-ALARIS-Medley 8100 |  | MEDLEY PUMP MODULE LVP *MEMORIAL HERMANN |  |  | PUMPINFUSION-ALARIS-Medley 8100 | [6 empty] | Verified as Rental |  |  | MHHS-TIRR
NO | YES |  |  |  | FFL555 |  | CAREFUSION | 8100M |  |  | Rental | MHHS-TIRR |  |  |  | FFL555 |  | TMC |  | Rental | [7 empty] | PUMPINFUSION-ALARIS-Medley 8100 |  | MEDLEY PUMP MODULE LVP *MEMORIAL HERMANN |  |  | PUMPINFUSION-ALARIS-Medley 8100 | [6 empty] | Verified as Rental |  |  | MHHS-TIRR
NO | YES |  |  |  | FFL661 |  | CAREFUSION | 8100M |  |  | Rental | MHHS-TIRR |  |  |  | FFL661 |  | TMC |  | Rental | [7 empty] | PUMPINFUSION-ALARIS-Medley 8100 |  | MEDLEY PUMP MODULE LVP *MEMORIAL HERMANN |  |  | PUMPINFUSION-ALARIS-Medley 8100 | [6 empty] | Verified as Rental |  |  | MHHS-TIRR
NO | YES |  |  |  | FFL926 |  | CAREFUSION | 8100M |  |  | Rental | MHHS-TIRR |  |  |  | FFL926 |  | TMC |  | Rental | [7 empty] | PUMPINFUSION-ALARIS-Medley 8100 |  | MEDLEY PUMP MODULE LVP *MEMORIAL HERMANN |  |  | PUMPINFUSION-ALARIS-Medley 8100 | [6 empty] | Verified as Rental |  |  | MHHS-TIRR
NO | YES |  |  |  | FFL1353 |  | CAREFUSION | 8100M |  |  | Rental | MHHS-TIRR |  |  |  | FFL1353 |  | TMC |  | Rental | [7 empty] | PUMPINFUSION-ALARIS-Medley 8100 |  | MEDLEY PUMP MODULE LVP *MEMORIAL HERMANN |  |  | PUMPINFUSION-ALARIS-Medley 8100 | [6 empty] | Verified as Rental |  |  | MHHS-TIRR
NO | YES |  |  |  | FFL1734 |  | CAREFUSION | 8100M |  |  | Rental | MHHS-TIRR |  |  |  | FFL1734 |  | TMC |  | Rental | [7 empty] | PUMPINFUSION-ALARIS-Medley 8100 |  | MEDLEY PUMP MODULE LVP *MEMORIAL HERMANN |  |  | PUMPINFUSION-ALARIS-Medley 8100 | [6 empty] | Verified as Rental |  |  | MHHS-TIRR
NO | YES |  |  |  | FFL1844 |  | CAREFUSION | 8100M |  |  | Rental | MHHS-TIRR |  |  |  | FFL1844 |  | TMC |  | Rental | [7 empty] | PUMPINFUSION-ALARIS-Medley 8100 |  | MEDLEY PUMP MODULE LVP *MEMORIAL HERMANN |  |  | PUMPINFUSION-ALARIS-Medley 8100 | [6 empty] | Verified as Rental |  |  | MHHS-TIRR
NO | YES |  |  |  | FFL2234 |  | CAREFUSION | 8100M |  |  | Rental | MHHS-TIRR |  |  |  | FFL2234 |  | TMC |  | Rental | [7 empty] | PUMPINFUSION-ALARIS-Medley 8100 |  | MEDLEY PUMP MODULE LVP *MEMORIAL HERMANN |  |  | PUMPINFUSION-ALARIS-Medley 8100 | [6 empty] | Verified as Rental |  |  | MHHS-TIRR
NO | YES |  |  |  | FFL2339 |  | CAREFUSION | 8100M |  |  | Rental | MHHS-TIRR |  |  |  | FFL2339 |  | TMC |  | Rental | [7 empty] | PUMPINFUSION-ALARIS-Medley 8100 |  | MEDLEY PUMP MODULE LVP *MEMORIAL HERMANN |  |  | PUMPINFUSION-ALARIS-Medley 8100 | [6 empty] | Verified as Rental |  |  | MHHS-TIRR
NO | YES |  |  |  | FFL2381 |  | CAREFUSION | 8100M |  |  | Rental | MHHS-TIRR |  |  |  | FFL2381 |  | TMC |  | Rental | [7 empty] | PUMPINFUSION-ALARIS-Medley 8100 |  | MEDLEY PUMP MODULE LVP *MEMORIAL HERMANN |  |  | PUMPINFUSION-ALARIS-Medley 8100 | [6 empty] | Verified as Rental |  |  | MHHS-TIRR
NO | YES |  |  |  | FFL2648 |  | CAREFUSION | 8100M |  |  | Rental | MHHS-TIRR |  |  |  | FFL2648 |  | TMC |  | Rental | [7 empty] | PUMPINFUSION-ALARIS-Medley 8100 |  | MEDLEY PUMP MODULE LVP *MEMORIAL HERMANN |  |  | PUMPINFUSION-ALARIS-Medley 8100 | [6 empty] | Verified as Rental |  |  | MHHS-TIRR
NO | YES |  |  |  | FFL2726 |  | CAREFUSION | 8100M |  |  | Rental | MHHS-TIRR |  |  |  | FFL2726 |  | TMC |  | Rental | [7 empty] | PUMPINFUSION-ALARIS-Medley 8100 |  | MEDLEY PUMP MODULE LVP *MEMORIAL HERMANN |  |  | PUMPINFUSION-ALARIS-Medley 8100 | [6 empty] | Verified as Rental |  |  | MHHS-TIRR
NO | YES |  |  |  | FFL3283 |  | CAREFUSION | 8100M |  |  | Rental | MHHS-TIRR |  |  |  | FFL3283 |  | TMC |  | Rental | [7 empty] | PUMPINFUSION-ALARIS-Medley 8100 |  | MEDLEY PUMP MODULE LVP *MEMORIAL HERMANN |  |  | PUMPINFUSION-ALARIS-Medley 8100 | [6 empty] | Verified as Rental |  |  | MHHS-TIRR
NO | YES |  |  |  | FFL3298 |  | CAREFUSION | 8100M |  |  | Rental | MHHS-TIRR |  |  |  | FFL3298 |  | TMC |  | Rental | [7 empty] | PUMPINFUSION-ALARIS-Medley 8100 |  | MEDLEY PUMP MODULE LVP *MEMORIAL HERMANN |  |  | PUMPINFUSION-ALARIS-Medley 8100 | [6 empty] | Verified as Rental |  |  | MHHS-TIRR
NO | YES |  |  |  | FFL3445 |  | CAREFUSION | 8100M |  |  | Rental | MHHS-TIRR |  |  |  | FFL3445 |  | TMC |  | Rental | [7 empty] | PUMPINFUSION-ALARIS-Medley 8100 |  | MEDLEY PUMP MODULE LVP *MEMORIAL HERMANN |  |  | PUMPINFUSION-ALARIS-Medley 8100 | [6 empty] | Verified as Rental |  |  | MHHS-TIRR
NO | YES |  |  |  | FFL3579 |  | CAREFUSION | 8100M |  |  | Rental | MHHS-TIRR |  |  |  | FFL3579 |  | TMC |  | Rental | [7 empty] | PUMPINFUSION-ALARIS-Medley 8100 |  | MEDLEY PUMP MODULE LVP *MEMORIAL HERMANN |  |  | PUMPINFUSION-ALARIS-Medley 8100 | [6 empty] | Verified as Rental |  |  | MHHS-TIRR
NO | YES |  |  |  | FFL3621 |  | CAREFUSION | 8100M |  |  | Rental | MHHS-TIRR |  |  |  | FFL3621 |  | TMC |  | Rental | [7 empty] | PUMPINFUSION-ALARIS-Medley 8100 |  | MEDLEY PUMP MODULE LVP *MEMORIAL HERMANN |  |  | PUMPINFUSION-ALARIS-Medley 8100 | [6 empty] | Verified as Rental |  |  | MHHS-TIRR
NO | YES |  |  |  | FFL3640 |  | CAREFUSION | 8100M |  |  | Rental | MHHS-TIRR |  |  |  | FFL3640 |  | TMC |  | Rental | [7 empty] | PUMPINFUSION-ALARIS-Medley 8100 |  | MEDLEY PUMP MODULE LVP *MEMORIAL HERMANN |  |  | PUMPINFUSION-ALARIS-Medley 8100 | [6 empty] | Verified as Rental |  |  | MHHS-TIRR
NO | YES |  |  |  | FFL3717 |  | CAREFUSION | 8100M |  |  | Rental | MHHS-TIRR |  |  |  | FFL3717 |  | TMC |  | Rental | [7 empty] | PUMPINFUSION-ALARIS-Medley 8100 |  | MEDLEY PUMP MODULE LVP *MEMORIAL HERMANN |  |  | PUMPINFUSION-ALARIS-Medley 8100 | [6 empty] | Verified as Rental |  |  | MHHS-TIRR
NO | YES |  |  |  | FFL4009 |  | CAREFUSION | 8100M |  |  | Rental | MHHS-TIRR |  |  |  | FFL4009 |  | TMC |  | Rental | [7 empty] | PUMPINFUSION-ALARIS-Medley 8100 |  | MEDLEY PUMP MODULE LVP *MEMORIAL HERMANN |  |  | PUMPINFUSION-ALARIS-Medley 8100 | [6 empty] | Verified as Rental |  |  | MHHS-TIRR
NO | YES |  |  |  | FFL4039 |  | CAREFUSION | 8100M |  |  | Rental | MHHS-TIRR |  |  |  | FFL4039 |  | TMC |  | Rental | [7 empty] | PUMPINFUSION-ALARIS-Medley 8100 |  | MEDLEY PUMP MODULE LVP *MEMORIAL HERMANN |  |  | PUMPINFUSION-ALARIS-Medley 8100 | [6 empty] | Verified as Rental |  |  | MHHS-TIRR
NO | YES |  |  |  | FFL4103 |  | CAREFUSION | 8100M |  |  | Rental | MHHS-TIRR |  |  |  | FFL4103 |  | TMC |  | Rental | [7 empty] | PUMPINFUSION-ALARIS-Medley 8100 |  | MEDLEY PUMP MODULE LVP *MEMORIAL HERMANN |  |  | PUMPINFUSION-ALARIS-Medley 8100 | [6 empty] | Verified as Rental |  |  | MHHS-TIRR
NO | YES |  |  |  | FFL4219 |  | CAREFUSION | 8100M |  |  | Rental | MHHS-TIRR |  |  |  | FFL4219 |  | TMC |  | Rental | [7 empty] | PUMPINFUSION-ALARIS-Medley 8100 |  | MEDLEY PUMP MODULE LVP *MEMORIAL HERMANN |  |  | PUMPINFUSION-ALARIS-Medley 8100 | [6 empty] | Verified as Rental |  |  | MHHS-TIRR
NO | YES |  |  |  | FFL4246 |  | CAREFUSION | 8100M |  |  | Rental | MHHS-TIRR |  |  |  | FFL4246 |  | TMC |  | Rental | [7 empty] | PUMPINFUSION-ALARIS-Medley 8100 |  | MEDLEY PUMP MODULE LVP *MEMORIAL HERMANN |  |  | PUMPINFUSION-ALARIS-Medley 8100 | [6 empty] | Verified as Rental |  |  | MHHS-TIRR
NO | YES |  |  |  | FFL4638 |  | CAREFUSION | 8100M |  |  | Rental | MHHS-TIRR |  |  |  | FFL4638 |  | TMC |  | Rental | [7 empty] | PUMPINFUSION-ALARIS-Medley 8100 |  | MEDLEY PUMP MODULE LVP *MEMORIAL HERMANN |  |  | PUMPINFUSION-ALARIS-Medley 8100 | [6 empty] | Verified as Rental |  |  | MHHS-TIRR
NO | YES |  |  |  | FFL4677 |  | CAREFUSION | 8100M |  |  | Rental | MHHS-TIRR |  |  |  | FFL4677 |  | TMC |  | Rental | [7 empty] | PUMPINFUSION-ALARIS-Medley 8100 |  | MEDLEY PUMP MODULE LVP *MEMORIAL HERMANN |  |  | PUMPINFUSION-ALARIS-Medley 8100 | [6 empty] | Verified as Rental |  |  | MHHS-TIRR
NO | YES |  |  |  | FFL4684 |  | CAREFUSION | 8100M |  |  | Rental | MHHS-TIRR |  |  |  | FFL4684 |  | TMC |  | Rental | [7 empty] | PUMPINFUSION-ALARIS-Medley 8100 |  | MEDLEY PUMP MODULE LVP *MEMORIAL HERMANN |  |  | PUMPINFUSION-ALARIS-Medley 8100 | [6 empty] | Verified as Rental |  |  | MHHS-TIRR
NO | YES |  |  |  | FFL4855 |  | CAREFUSION | 8100M |  |  | Rental | MHHS-TIRR |  |  |  | FFL4855 |  | TMC |  | Rental | [7 empty] | PUMPINFUSION-ALARIS-Medley 8100 |  | MEDLEY PUMP MODULE LVP *MEMORIAL HERMANN |  |  | PUMPINFUSION-ALARIS-Medley 8100 | [6 empty] | Verified as Rental |  |  | MHHS-TIRR
NO | YES |  |  |  | FFL4919 |  | CAREFUSION | 8100M |  |  | Rental | MHHS-TIRR |  |  |  | FFL4919 |  | TMC |  | Rental | [7 empty] | PUMPINFUSION-ALARIS-Medley 8100 |  | MEDLEY PUMP MODULE LVP *MEMORIAL HERMANN |  |  | PUMPINFUSION-ALARIS-Medley 8100 | [6 empty] | Verified as Rental |  |  | MHHS-TIRR
NO | YES |  |  |  | FFL4939 |  | CAREFUSION | 8100M |  |  | Rental | MHHS-TIRR |  |  |  | FFL4939 |  | TMC |  | Rental | [7 empty] | PUMPINFUSION-ALARIS-Medley 8100 |  | MEDLEY PUMP MODULE LVP *MEMORIAL HERMANN |  |  | PUMPINFUSION-ALARIS-Medley 8100 | [6 empty] | Verified as Rental |  |  | MHHS-TIRR
NO | YES |  |  |  | FFL5011 |  | CAREFUSION | 8100M |  |  | Rental | MHHS-TIRR |  |  |  | FFL5011 |  | TMC |  | Rental | [7 empty] | PUMPINFUSION-ALARIS-Medley 8100 |  | MEDLEY PUMP MODULE LVP *MEMORIAL HERMANN |  |  | PUMPINFUSION-ALARIS-Medley 8100 | [6 empty] | Verified as Rental |  |  | MHHS-TIRR
NO | YES |  |  |  | FFL5024 |  | CAREFUSION | 8100M |  |  | Rental | MHHS-TIRR |  |  |  | FFL5024 |  | TMC |  | Rental | [7 empty] | PUMPINFUSION-ALARIS-Medley 8100 |  | MEDLEY PUMP MODULE LVP *MEMORIAL HERMANN |  |  | PUMPINFUSION-ALARIS-Medley 8100 | [6 empty] | Verified as Rental |  |  | MHHS-TIRR
NO | YES |  |  |  | FFL5038 |  | CAREFUSION | 8100M |  |  | Rental | MHHS-TIRR |  |  |  | FFL5038 |  | TMC |  | Rental | [7 empty] | PUMPINFUSION-ALARIS-Medley 8100 |  | MEDLEY PUMP MODULE LVP *MEMORIAL HERMANN |  |  | PUMPINFUSION-ALARIS-Medley 8100 | [6 empty] | Verified as Rental |  |  | MHHS-TIRR
NO | YES |  |  |  | FFL5236 |  | CAREFUSION | 8100M |  |  | Rental | MHHS-TIRR |  |  |  | FFL5236 |  | TMC |  | Rental | [7 empty] | PUMPINFUSION-ALARIS-Medley 8100 |  | MEDLEY PUMP MODULE LVP *MEMORIAL HERMANN |  |  | PUMPINFUSION-ALARIS-Medley 8100 | [6 empty] | Verified as Rental |  |  | MHHS-TIRR
NO | YES |  |  |  | FFL5367 |  | CAREFUSION | 8100M |  |  | Rental | MHHS-TIRR |  |  |  | FFL5367 |  | TMC |  | Rental | [7 empty] | PUMPINFUSION-ALARIS-Medley 8100 |  | MEDLEY PUMP MODULE LVP *MEMORIAL HERMANN |  |  | PUMPINFUSION-ALARIS-Medley 8100 | [6 empty] | Verified as Rental |  |  | MHHS-TIRR
NO | YES |  |  |  | FFL5424 |  | CAREFUSION | 8100M |  |  | Rental | MHHS-TIRR |  |  |  | FFL5424 |  | TMC |  | Rental | [7 empty] | PUMPINFUSION-ALARIS-Medley 8100 |  | MEDLEY PUMP MODULE LVP *MEMORIAL HERMANN |  |  | PUMPINFUSION-ALARIS-Medley 8100 | [6 empty] | Verified as Rental |  |  | MHHS-TIRR
NO | YES |  |  |  | FFL5586 |  | CAREFUSION | 8100M |  |  | Rental | MHHS-TIRR |  |  |  | FFL5586 |  | TMC |  | Rental | [7 empty] | PUMPINFUSION-ALARIS-Medley 8100 |  | MEDLEY PUMP MODULE LVP *MEMORIAL HERMANN |  |  | PUMPINFUSION-ALARIS-Medley 8100 | [6 empty] | Verified as Rental |  |  | MHHS-TIRR
NO | YES |  |  |  | FFL5880 |  | CAREFUSION | 8100M |  |  | Rental | MHHS-TIRR |  |  |  | FFL5880 |  | TMC |  | Rental | [7 empty] | PUMPINFUSION-ALARIS-Medley 8100 |  | MEDLEY PUMP MODULE LVP *MEMORIAL HERMANN |  |  | PUMPINFUSION-ALARIS-Medley 8100 | [6 empty] | Verified as Rental |  |  | MHHS-TIRR
NO | YES |  |  |  | FFL6023 |  | CAREFUSION | 8100M |  |  | Rental | MHHS-TIRR |  |  |  | FFL6023 |  | TMC |  | Rental | [7 empty] | PUMPINFUSION-ALARIS-Medley 8100 |  | MEDLEY PUMP MODULE LVP *MEMORIAL HERMANN |  |  | PUMPINFUSION-ALARIS-Medley 8100 | [6 empty] | Verified as Rental |  |  | MHHS-TIRR
NO | YES |  |  |  | FFL6054 |  | CAREFUSION | 8100M |  |  | Rental | MHHS-TIRR |  |  |  | FFL6054 |  | TMC |  | Rental | [7 empty] | PUMPINFUSION-ALARIS-Medley 8100 |  | MEDLEY PUMP MODULE LVP *MEMORIAL HERMANN |  |  | PUMPINFUSION-ALARIS-Medley 8100 | [6 empty] | Verified as Rental |  |  | MHHS-TIRR
NO | YES |  |  |  | FFL6109 |  | CAREFUSION | 8100M |  |  | Rental | MHHS-TIRR |  |  |  | FFL6109 |  | TMC |  | Rental | [7 empty] | PUMPINFUSION-ALARIS-Medley 8100 |  | MEDLEY PUMP MODULE LVP *MEMORIAL HERMANN |  |  | PUMPINFUSION-ALARIS-Medley 8100 | [6 empty] | Verified as Rental |  |  | MHHS-TIRR
NO | YES |  |  |  | FFL6112 |  | CAREFUSION | 8100M |  |  | Rental | MHHS-TIRR |  |  |  | FFL6112 |  | TMC |  | Rental | [7 empty] | PUMPINFUSION-ALARIS-Medley 8100 |  | MEDLEY PUMP MODULE LVP *MEMORIAL HERMANN |  |  | PUMPINFUSION-ALARIS-Medley 8100 | [6 empty] | Verified as Rental |  |  | MHHS-TIRR
NO | YES |  |  |  | FFL6138 |  | CAREFUSION | 8100M |  |  | Rental | MHHS-TIRR |  |  |  | FFL6138 |  | TMC |  | Rental | [7 empty] | PUMPINFUSION-ALARIS-Medley 8100 |  | MEDLEY PUMP MODULE LVP *MEMORIAL HERMANN |  |  | PUMPINFUSION-ALARIS-Medley 8100 | [6 empty] | Verified as Rental |  |  | MHHS-TIRR
NO | YES |  |  |  | FFL6567 |  | CAREFUSION | 8100M |  |  | Rental | MHHS-TIRR |  |  |  | FFL6567 |  | TMC |  | Rental | [7 empty] | PUMPINFUSION-ALARIS-Medley 8100 |  | MEDLEY PUMP MODULE LVP *MEMORIAL HERMANN |  |  | PUMPINFUSION-ALARIS-Medley 8100 | [6 empty] | Verified as Rental |  |  | MHHS-TIRR
NO | YES |  |  |  | FFL6691 |  | CAREFUSION | 8100M |  |  | Rental | MHHS-TIRR |  |  |  | FFL6691 |  | TMC |  | Rental | [7 empty] | PUMPINFUSION-ALARIS-Medley 8100 |  | MEDLEY PUMP MODULE LVP *MEMORIAL HERMANN |  |  | PUMPINFUSION-ALARIS-Medley 8100 | [6 empty] | Verified as Rental |  |  | MHHS-TIRR
NO | YES |  |  |  | FFL6709 |  | CAREFUSION | 8100M |  |  | Rental | MHHS-TIRR |  |  |  | FFL6709 |  | TMC |  | Rental | [7 empty] | PUMPINFUSION-ALARIS-Medley 8100 |  | MEDLEY PUMP MODULE LVP *MEMORIAL HERMANN |  |  | PUMPINFUSION-ALARIS-Medley 8100 | [6 empty] | Verified as Rental |  |  | MHHS-TIRR
NO | YES |  |  |  | FFL6712 |  | CAREFUSION | 8100M |  |  | Rental | MHHS-TIRR |  |  |  | FFL6712 |  | TMC |  | Rental | [7 empty] | PUMPINFUSION-ALARIS-Medley 8100 |  | MEDLEY PUMP MODULE LVP *MEMORIAL HERMANN |  |  | PUMPINFUSION-ALARIS-Medley 8100 | [6 empty] | Verified as Rental |  |  | MHHS-TIRR
NO | YES |  |  |  | FFL6961 |  | CAREFUSION | 8100M |  |  | Rental | MHHS-TIRR |  |  |  | FFL6961 |  | TMC |  | Rental | [7 empty] | PUMPINFUSION-ALARIS-Medley 8100 |  | MEDLEY PUMP MODULE LVP *MEMORIAL HERMANN |  |  | PUMPINFUSION-ALARIS-Medley 8100 | [6 empty] | Verified as Rental |  |  | MHHS-TIRR
NO | YES |  |  |  | FFL7031 |  | CAREFUSION | 8100M |  |  | Rental | MHHS-TIRR |  |  |  | FFL7031 |  | TMC |  | Rental | [7 empty] | PUMPINFUSION-ALARIS-Medley 8100 |  | MEDLEY PUMP MODULE LVP *MEMORIAL HERMANN |  |  | PUMPINFUSION-ALARIS-Medley 8100 | [6 empty] | Verified as Rental |  |  | MHHS-TIRR
NO | YES |  |  |  | FFL7204 |  | CAREFUSION | 8100M |  |  | Rental | MHHS-TIRR |  |  |  | FFL7204 |  | TMC |  | Rental | [7 empty] | PUMPINFUSION-ALARIS-Medley 8100 |  | MEDLEY PUMP MODULE LVP *MEMORIAL HERMANN |  |  | PUMPINFUSION-ALARIS-Medley 8100 | [6 empty] | Verified as Rental |  |  | MHHS-TIRR
NO | YES |  |  |  | FFL7599 |  | CAREFUSION | 8100M |  |  | Rental | MHHS-TIRR |  |  |  | FFL7599 |  | TMC |  | Rental | [7 empty] | PUMPINFUSION-ALARIS-Medley 8100 |  | MEDLEY PUMP MODULE LVP *MEMORIAL HERMANN |  |  | PUMPINFUSION-ALARIS-Medley 8100 | [6 empty] | Verified as Rental |  |  | MHHS-TIRR
NO | YES |  |  |  | FFL7738 |  | CAREFUSION | 8100M |  |  | Rental | MHHS-TIRR |  |  |  | FFL7738 |  | TMC |  | Rental | [7 empty] | PUMPINFUSION-ALARIS-Medley 8100 |  | MEDLEY PUMP MODULE LVP *MEMORIAL HERMANN |  |  | PUMPINFUSION-ALARIS-Medley 8100 | [6 empty] | Verified as Rental |  |  | MHHS-TIRR
NO | YES |  |  |  | FFL7815 |  | CAREFUSION | 8100M |  |  | Rental | MHHS-TIRR |  |  |  | FFL7815 |  | TMC |  | Rental | [7 empty] | PUMPINFUSION-ALARIS-Medley 8100 |  | MEDLEY PUMP MODULE LVP *MEMORIAL HERMANN |  |  | PUMPINFUSION-ALARIS-Medley 8100 | [6 empty] | Verified as Rental |  |  | MHHS-TIRR
NO | YES |  |  |  | FFL7993 |  | CAREFUSION | 8100M |  |  | Rental | MHHS-TIRR |  |  |  | FFL7993 |  | TMC |  | Rental | [7 empty] | PUMPINFUSION-ALARIS-Medley 8100 |  | MEDLEY PUMP MODULE LVP *MEMORIAL HERMANN |  |  | PUMPINFUSION-ALARIS-Medley 8100 | [6 empty] | Verified as Rental |  |  | MHHS-TIRR
NO | YES |  |  |  | FFL8084 |  | CAREFUSION | 8100M |  |  | Rental | MHHS-TIRR |  |  |  | FFL8084 |  | TMC |  | Rental | [7 empty] | PUMPINFUSION-ALARIS-Medley 8100 |  | MEDLEY PUMP MODULE LVP *MEMORIAL HERMANN |  |  | PUMPINFUSION-ALARIS-Medley 8100 | [6 empty] | Verified as Rental |  |  | MHHS-TIRR
NO | YES |  |  |  | FFL8128 |  | CAREFUSION | 8100M |  |  | Rental | MHHS-TIRR |  |  |  | FFL8128 |  | TMC |  | Rental | [7 empty] | PUMPINFUSION-ALARIS-Medley 8100 |  | MEDLEY PUMP MODULE LVP *MEMORIAL HERMANN |  |  | PUMPINFUSION-ALARIS-Medley 8100 | [6 empty] | Verified as Rental |  |  | MHHS-TIRR
NO | YES |  |  |  | FFL8539 |  | CAREFUSION | 8100M |  |  | Rental | MHHS-TIRR |  |  |  | FFL8539 |  | TMC |  | Rental | [7 empty] | PUMPINFUSION-ALARIS-Medley 8100 |  | MEDLEY PUMP MODULE LVP *MEMORIAL HERMANN |  |  | PUMPINFUSION-ALARIS-Medley 8100 | [6 empty] | Verified as Rental |  |  | MHHS-TIRR
NO | YES |  |  |  | FFL8581 |  | CAREFUSION | 8100M |  |  | Rental | MHHS-TIRR |  |  |  | FFL8581 |  | TMC |  | Rental | [7 empty] | PUMPINFUSION-ALARIS-Medley 8100 |  | MEDLEY PUMP MODULE LVP *MEMORIAL HERMANN |  |  | PUMPINFUSION-ALARIS-Medley 8100 | [6 empty] | Verified as Rental |  |  | MHHS-TIRR
NO | YES |  |  |  | FFL8692 |  | CAREFUSION | 8100M |  |  | Rental | MHHS-TIRR |  |  |  | FFL8692 |  | TMC |  | Rental | [7 empty] | PUMPINFUSION-ALARIS-Medley 8100 |  | MEDLEY PUMP MODULE LVP *MEMORIAL HERMANN |  |  | PUMPINFUSION-ALARIS-Medley 8100 | [6 empty] | Verified as Rental |  |  | MHHS-TIRR
NO | YES |  |  |  | FFL102 |  | CAREFUSION | 8100M |  |  | Rental | MHHS-Southeast |  |  |  | FFL102 |  | Southeast & Bay Area |  | Rental | [7 empty] | PUMPINFUSION-ALARIS-Medley 8100 |  | MEDLEY PUMP MODULE LVP *MEMORIAL HERMANN |  |  | PUMPINFUSION-ALARIS-Medley 8100 | [6 empty] | Verified as Rental |  |  | MHHS-Southeast
NO | YES |  |  |  | FFL105 |  | CAREFUSION | 8100M |  |  | Rental | MHHS-Southeast |  |  |  | FFL105 |  | Southeast & Bay Area |  | Rental | [7 empty] | PUMPINFUSION-ALARIS-Medley 8100 |  | MEDLEY PUMP MODULE LVP *MEMORIAL HERMANN |  |  | PUMPINFUSION-ALARIS-Medley 8100 | [6 empty] | Verified as Rental |  |  | MHHS-Southeast
NO | YES | Serial Number 14151392 |  |  | FFL113 |  | CAREFUSION | 8100M |  |  | Rental | MHHS-Southeast |  |  |  | FFL113 |  | Southeast & Bay Area |  | Rental | [7 empty] | PUMPINFUSION-ALARIS-Medley 8100 |  | MEDLEY PUMP MODULE LVP *MEMORIAL HERMANN |  |  | PUMPINFUSION-ALARIS-Medley 8100 | [6 empty] | Verified as Rental |  |  | MHHS-Southeast
NO | YES |  |  |  | FFL114 |  | CAREFUSION | 8100M |  |  | Rental | MHHS-Southeast |  |  |  | FFL114 |  | Southeast & Bay Area |  | Rental | [7 empty] | PUMPINFUSION-ALARIS-Medley 8100 |  | MEDLEY PUMP MODULE LVP *MEMORIAL HERMANN |  |  | PUMPINFUSION-ALARIS-Medley 8100 | [6 empty] | Verified as Rental |  |  | MHHS-Southeast
NO | YES |  |  |  | FFL126 |  | CAREFUSION | 8100M |  |  | Rental | MHHS-Southeast |  |  |  | FFL126 |  | Southeast & Bay Area |  | Rental | [7 empty] | PUMPINFUSION-ALARIS-Medley 8100 |  | MEDLEY PUMP MODULE LVP *MEMORIAL HERMANN |  |  | PUMPINFUSION-ALARIS-Medley 8100 | [6 empty] | Verified as Rental |  |  | MHHS-Southeast
NO | YES |  |  |  | FFL128 |  | CAREFUSION | 8100M |  |  | Rental | MHHS-Southeast |  |  |  | FFL128 |  | Southeast & Bay Area |  | Rental | [7 empty] | PUMPINFUSION-ALARIS-Medley 8100 |  | MEDLEY PUMP MODULE LVP *MEMORIAL HERMANN |  |  | PUMPINFUSION-ALARIS-Medley 8100 | [6 empty] | Verified as Rental |  |  | MHHS-Southeast
NO | YES |  |  |  | FFL131 |  | CAREFUSION | 8100M |  |  | Rental | MHHS-Southeast |  |  |  | FFL131 |  | Southeast & Bay Area |  | Rental | [7 empty] | PUMPINFUSION-ALARIS-Medley 8100 |  | MEDLEY PUMP MODULE LVP *MEMORIAL HERMANN |  |  | PUMPINFUSION-ALARIS-Medley 8100 | [6 empty] | Verified as Rental |  |  | MHHS-Southeast
NO | YES |  |  |  | FFL134 |  | CAREFUSION | 8100M |  |  | Rental | MHHS-Southeast |  |  |  | FFL134 |  | Southeast & Bay Area |  | Rental | [7 empty] | PUMPINFUSION-ALARIS-Medley 8100 |  | MEDLEY PUMP MODULE LVP *MEMORIAL HERMANN |  |  | PUMPINFUSION-ALARIS-Medley 8100 | [6 empty] | Verified as Rental |  |  | MHHS-Southeast
NO | YES |  |  |  | FFL143 |  | CAREFUSION | 8100M |  |  | Rental | MHHS-Southeast |  |  |  | FFL143 |  | Southeast & Bay Area |  | Rental | [7 empty] | PUMPINFUSION-ALARIS-Medley 8100 |  | MEDLEY PUMP MODULE LVP *MEMORIAL HERMANN |  |  | PUMPINFUSION-ALARIS-Medley 8100 | [6 empty] | Verified as Rental |  |  | MHHS-Southeast
NO | YES |  |  |  | FFL144 |  | CAREFUSION | 8100M |  |  | Rental | MHHS-Southeast |  |  |  | FFL144 |  | Southeast & Bay Area |  | Rental | [7 empty] | PUMPINFUSION-ALARIS-Medley 8100 |  | MEDLEY PUMP MODULE LVP *MEMORIAL HERMANN |  |  | PUMPINFUSION-ALARIS-Medley 8100 | [6 empty] | Verified as Rental |  |  | MHHS-Southeast
NO | YES |  |  |  | FFL166 |  | CAREFUSION | 8100M |  |  | Rental | MHHS-Southeast |  |  |  | FFL166 |  | Southeast & Bay Area |  | Rental | [7 empty] | PUMPINFUSION-ALARIS-Medley 8100 |  | MEDLEY PUMP MODULE LVP *MEMORIAL HERMANN |  |  | PUMPINFUSION-ALARIS-Medley 8100 | [6 empty] | Verified as Rental |  |  | MHHS-Southeast
NO | YES |  |  |  | FFL204 |  | CAREFUSION | 8100M |  |  | Rental | MHHS-Southeast |  |  |  | FFL204 |  | Southeast & Bay Area |  | Rental | [7 empty] | PUMPINFUSION-ALARIS-Medley 8100 |  | MEDLEY PUMP MODULE LVP *MEMORIAL HERMANN |  |  | PUMPINFUSION-ALARIS-Medley 8100 | [6 empty] | Verified as Rental |  |  | MHHS-Southeast
NO | YES |  |  |  | FFL226 |  | CAREFUSION | 8100M |  |  | Rental | MHHS-Southeast |  |  |  | FFL226 |  | Southeast & Bay Area |  | Rental | [7 empty] | PUMPINFUSION-ALARIS-Medley 8100 |  | MEDLEY PUMP MODULE LVP *MEMORIAL HERMANN |  |  | PUMPINFUSION-ALARIS-Medley 8100 | [6 empty] | Verified as Rental |  |  | MHHS-Southeast
NO | YES |  |  |  | FFL227 |  | CAREFUSION | 8100M |  |  | Rental | MHHS-Southeast |  |  |  | FFL227 |  | Southeast & Bay Area |  | Rental | [7 empty] | PUMPINFUSION-ALARIS-Medley 8100 |  | MEDLEY PUMP MODULE LVP *MEMORIAL HERMANN |  |  | PUMPINFUSION-ALARIS-Medley 8100 | [6 empty] | Verified as Rental |  |  | MHHS-Southeast
NO | YES |  |  |  | FFL261 |  | CAREFUSION | 8100M |  |  | Rental | MHHS-Southeast |  |  |  | FFL261 |  | Southeast & Bay Area |  | Rental | [7 empty] | PUMPINFUSION-ALARIS-Medley 8100 |  | MEDLEY PUMP MODULE LVP *MEMORIAL HERMANN |  |  | PUMPINFUSION-ALARIS-Medley 8100 | [6 empty] | Verified as Rental |  |  | MHHS-Southeast
NO | YES |  |  |  | FFL267 |  | CAREFUSION | 8100M |  |  | Rental | MHHS-Southeast |  |  |  | FFL267 |  | Southeast & Bay Area |  | Rental | [7 empty] | PUMPINFUSION-ALARIS-Medley 8100 |  | MEDLEY PUMP MODULE LVP *MEMORIAL HERMANN |  |  | PUMPINFUSION-ALARIS-Medley 8100 | [6 empty] | Verified as Rental |  |  | MHHS-Southeast
NO | YES |  |  |  | FFL273 |  | CAREFUSION | 8100M |  |  | Rental | MHHS-Southeast |  |  |  | FFL273 |  | Southeast & Bay Area |  | Rental | [7 empty] | PUMPINFUSION-ALARIS-Medley 8100 |  | MEDLEY PUMP MODULE LVP *MEMORIAL HERMANN |  |  | PUMPINFUSION-ALARIS-Medley 8100 | [6 empty] | Verified as Rental |  |  | MHHS-Southeast
NO | YES |  |  |  | FFL277 |  | CAREFUSION | 8100M |  |  | Rental | MHHS-Southeast |  |  |  | FFL277 |  | Southeast & Bay Area |  | Rental | [7 empty] | PUMPINFUSION-ALARIS-Medley 8100 |  | MEDLEY PUMP MODULE LVP *MEMORIAL HERMANN |  |  | PUMPINFUSION-ALARIS-Medley 8100 | [6 empty] | Verified as Rental |  |  | MHHS-Southeast
NO | YES |  |  |  | FFL280 |  | CAREFUSION | 8100M |  |  | Rental | MHHS-Southeast |  |  |  | FFL280 |  | Southeast & Bay Area |  | Rental | [7 empty] | PUMPINFUSION-ALARIS-Medley 8100 |  | MEDLEY PUMP MODULE LVP *MEMORIAL HERMANN |  |  | PUMPINFUSION-ALARIS-Medley 8100 | [6 empty] | Verified as Rental |  |  | MHHS-Southeast
NO | YES |  |  |  | FFL284 |  | CAREFUSION | 8100M |  |  | Rental | MHHS-Southeast |  |  |  | FFL284 |  | Southeast & Bay Area |  | Rental | [7 empty] | PUMPINFUSION-ALARIS-Medley 8100 |  | MEDLEY PUMP MODULE LVP *MEMORIAL HERMANN |  |  | PUMPINFUSION-ALARIS-Medley 8100 | [6 empty] | Verified as Rental |  |  | MHHS-Southeast
NO | YES |  |  |  | FFL287 |  | CAREFUSION | 8100M |  |  | Rental | MHHS-Southeast |  |  |  | FFL287 |  | Southeast & Bay Area |  | Rental | [7 empty] | PUMPINFUSION-ALARIS-Medley 8100 |  | MEDLEY PUMP MODULE LVP *MEMORIAL HERMANN |  |  | PUMPINFUSION-ALARIS-Medley 8100 | [6 empty] | Verified as Rental |  |  | MHHS-Southeast
NO | YES |  |  |  | FFL292 |  | CAREFUSION | 8100M |  |  | Rental | MHHS-Southeast |  |  |  | FFL292 |  | Southeast & Bay Area |  | Rental | [7 empty] | PUMPINFUSION-ALARIS-Medley 8100 |  | MEDLEY PUMP MODULE LVP *MEMORIAL HERMANN |  |  | PUMPINFUSION-ALARIS-Medley 8100 | [6 empty] | Verified as Rental |  |  | MHHS-Southeast
NO | YES |  |  |  | FFL306 |  | CAREFUSION | 8100M |  |  | Rental | MHHS-Southeast |  |  |  | FFL306 |  | Southeast & Bay Area |  | Rental | [7 empty] | PUMPINFUSION-ALARIS-Medley 8100 |  | MEDLEY PUMP MODULE LVP *MEMORIAL HERMANN |  |  | PUMPINFUSION-ALARIS-Medley 8100 | [6 empty] | Verified as Rental |  |  | MHHS-Southeast
NO | YES |  |  |  | FFL314 |  | CAREFUSION | 8100M |  |  | Rental | MHHS-Southeast |  |  |  | FFL314 |  | Southeast & Bay Area |  | Rental | [7 empty] | PUMPINFUSION-ALARIS-Medley 8100 |  | MEDLEY PUMP MODULE LVP *MEMORIAL HERMANN |  |  | PUMPINFUSION-ALARIS-Medley 8100 | [6 empty] | Verified as Rental |  |  | MHHS-Southeast
NO | YES |  |  |  | FFL330 |  | CAREFUSION | 8100M |  |  | Rental | MHHS-Southeast |  |  |  | FFL330 |  | Southeast & Bay Area |  | Rental | [7 empty] | PUMPINFUSION-ALARIS-Medley 8100 |  | MEDLEY PUMP MODULE LVP *MEMORIAL HERMANN |  |  | PUMPINFUSION-ALARIS-Medley 8100 | [6 empty] | Verified as Rental |  |  | MHHS-Southeast
NO | YES |  |  |  | FFL334 |  | CAREFUSION | 8100M |  |  | Rental | MHHS-Southeast |  |  |  | FFL334 |  | Southeast & Bay Area |  | Rental | [7 empty] | PUMPINFUSION-ALARIS-Medley 8100 |  | MEDLEY PUMP MODULE LVP *MEMORIAL HERMANN |  |  | PUMPINFUSION-ALARIS-Medley 8100 | [6 empty] | Verified as Rental |  |  | MHHS-Southeast
NO | YES |  |  |  | FFL336 |  | CAREFUSION | 8100M |  |  | Rental | MHHS-Southeast |  |  |  | FFL336 |  | Southeast & Bay Area |  | Rental | [7 empty] | PUMPINFUSION-ALARIS-Medley 8100 |  | MEDLEY PUMP MODULE LVP *MEMORIAL HERMANN |  |  | PUMPINFUSION-ALARIS-Medley 8100 | [6 empty] | Verified as Rental |  |  | MHHS-Southeast
NO | YES |  |  |  | FFL338 |  | CAREFUSION | 8100M |  |  | Rental | MHHS-Southeast |  |  |  | FFL338 |  | Southeast & Bay Area |  | Rental | [7 empty] | PUMPINFUSION-ALARIS-Medley 8100 |  | MEDLEY PUMP MODULE LVP *MEMORIAL HERMANN |  |  | PUMPINFUSION-ALARIS-Medley 8100 | [6 empty] | Verified as Rental |  |  | MHHS-Southeast
NO | YES |  |  |  | FFL340 |  | CAREFUSION | 8100M |  |  | Rental | MHHS-Southeast |  |  |  | FFL340 |  | Southeast & Bay Area |  | Rental | [7 empty] | PUMPINFUSION-ALARIS-Medley 8100 |  | MEDLEY PUMP MODULE LVP *MEMORIAL HERMANN |  |  | PUMPINFUSION-ALARIS-Medley 8100 | [6 empty] | Verified as Rental |  |  | MHHS-Southeast
NO | YES |  |  |  | FFL347 |  | CAREFUSION | 8100M |  |  | Rental | MHHS-Southeast |  |  |  | FFL347 |  | Southeast & Bay Area |  | Rental | [7 empty] | PUMPINFUSION-ALARIS-Medley 8100 |  | MEDLEY PUMP MODULE LVP *MEMORIAL HERMANN |  |  | PUMPINFUSION-ALARIS-Medley 8100 | [6 empty] | Verified as Rental |  |  | MHHS-Southeast
NO | YES |  |  |  | FFL350 |  | CAREFUSION | 8100M |  |  | Rental | MHHS-Southeast |  |  |  | FFL350 |  | Southeast & Bay Area |  | Rental | [7 empty] | PUMPINFUSION-ALARIS-Medley 8100 |  | MEDLEY PUMP MODULE LVP *MEMORIAL HERMANN |  |  | PUMPINFUSION-ALARIS-Medley 8100 | [6 empty] | Verified as Rental |  |  | MHHS-Southeast
NO | YES |  |  |  | FFL366 |  | CAREFUSION | 8100M |  |  | Rental | MHHS-Southeast |  |  |  | FFL366 |  | Southeast & Bay Area |  | Rental | [7 empty] | PUMPINFUSION-ALARIS-Medley 8100 |  | MEDLEY PUMP MODULE LVP *MEMORIAL HERMANN |  |  | PUMPINFUSION-ALARIS-Medley 8100 | [6 empty] | Verified as Rental |  |  | MHHS-Southeast
NO | YES |  |  |  | FFL379 |  | CAREFUSION | 8100M |  |  | Rental | MHHS-Southeast |  |  |  | FFL379 |  | Southeast & Bay Area |  | Rental | [7 empty] | PUMPINFUSION-ALARIS-Medley 8100 |  | MEDLEY PUMP MODULE LVP *MEMORIAL HERMANN |  |  | PUMPINFUSION-ALARIS-Medley 8100 | [6 empty] | Verified as Rental |  |  | MHHS-Southeast
NO | YES |  |  |  | FFL400 |  | CAREFUSION | 8100M |  |  | Rental | MHHS-Southeast |  |  |  | FFL400 |  | Southeast & Bay Area |  | Rental | [7 empty] | PUMPINFUSION-ALARIS-Medley 8100 |  | MEDLEY PUMP MODULE LVP *MEMORIAL HERMANN |  |  | PUMPINFUSION-ALARIS-Medley 8100 | [6 empty] | Verified as Rental |  |  | MHHS-Southeast
NO | YES |  |  |  | FFL415 |  | CAREFUSION | 8100M |  |  | Rental | MHHS-Southeast |  |  |  | FFL415 |  | Southeast & Bay Area |  | Rental | [7 empty] | PUMPINFUSION-ALARIS-Medley 8100 |  | MEDLEY PUMP MODULE LVP *MEMORIAL HERMANN |  |  | PUMPINFUSION-ALARIS-Medley 8100 | [6 empty] | Verified as Rental |  |  | MHHS-Southeast
NO | YES |  |  |  | FFL421 |  | CAREFUSION | 8100M |  |  | Rental | MHHS-Southeast |  |  |  | FFL421 |  | Southeast & Bay Area |  | Rental | [7 empty] | PUMPINFUSION-ALARIS-Medley 8100 |  | MEDLEY PUMP MODULE LVP *MEMORIAL HERMANN |  |  | PUMPINFUSION-ALARIS-Medley 8100 | [6 empty] | Verified as Rental |  |  | MHHS-Southeast
NO | YES |  |  |  | FFL439 |  | CAREFUSION | 8100M |  |  | Rental | MHHS-Southeast |  |  |  | FFL439 |  | Southeast & Bay Area |  | Rental | [7 empty] | PUMPINFUSION-ALARIS-Medley 8100 |  | MEDLEY PUMP MODULE LVP *MEMORIAL HERMANN |  |  | PUMPINFUSION-ALARIS-Medley 8100 | [6 empty] | Verified as Rental |  |  | MHHS-Southeast
NO | YES |  |  |  | FFL445 |  | CAREFUSION | 8100M |  |  | Rental | MHHS-Southeast |  |  |  | FFL445 |  | Southeast & Bay Area |  | Rental | [7 empty] | PUMPINFUSION-ALARIS-Medley 8100 |  | MEDLEY PUMP MODULE LVP *MEMORIAL HERMANN |  |  | PUMPINFUSION-ALARIS-Medley 8100 | [6 empty] | Verified as Rental |  |  | MHHS-Southeast
NO | YES |  |  |  | FFL460 |  | CAREFUSION | 8100M |  |  | Rental | MHHS-Southeast |  |  |  | FFL460 |  | Southeast & Bay Area |  | Rental | [7 empty] | PUMPINFUSION-ALARIS-Medley 8100 |  | MEDLEY PUMP MODULE LVP *MEMORIAL HERMANN |  |  | PUMPINFUSION-ALARIS-Medley 8100 | [6 empty] | Verified as Rental |  |  | MHHS-Southeast
NO | YES |  |  |  | FFL477 |  | CAREFUSION | 8100M |  |  | Rental | MHHS-Southeast |  |  |  | FFL477 |  | Southeast & Bay Area |  | Rental | [7 empty] | PUMPINFUSION-ALARIS-Medley 8100 |  | MEDLEY PUMP MODULE LVP *MEMORIAL HERMANN |  |  | PUMPINFUSION-ALARIS-Medley 8100 | [6 empty] | Verified as Rental |  |  | MHHS-Southeast
NO | YES |  |  |  | FFL481 |  | CAREFUSION | 8100M |  |  | Rental | MHHS-Southeast |  |  |  | FFL481 |  | Southeast & Bay Area |  | Rental | [7 empty] | PUMPINFUSION-ALARIS-Medley 8100 |  | MEDLEY PUMP MODULE LVP *MEMORIAL HERMANN |  |  | PUMPINFUSION-ALARIS-Medley 8100 | [6 empty] | Verified as Rental |  |  | MHHS-Southeast
NO | YES |  |  |  | FFL489 |  | CAREFUSION | 8100M |  |  | Rental | MHHS-Southeast |  |  |  | FFL489 |  | Southeast & Bay Area |  | Rental | [7 empty] | PUMPINFUSION-ALARIS-Medley 8100 |  | MEDLEY PUMP MODULE LVP *MEMORIAL HERMANN |  |  | PUMPINFUSION-ALARIS-Medley 8100 | [6 empty] | Verified as Rental |  |  | MHHS-Southeast
NO | YES |  |  |  | FFL500 |  | CAREFUSION | 8100M |  |  | Rental | MHHS-Southeast |  |  |  | FFL500 |  | Southeast & Bay Area |  | Rental | [7 empty] | PUMPINFUSION-ALARIS-Medley 8100 |  | MEDLEY PUMP MODULE LVP *MEMORIAL HERMANN |  |  | PUMPINFUSION-ALARIS-Medley 8100 | [6 empty] | Verified as Rental |  |  | MHHS-Southeast
NO | YES |  |  |  | FFL518 |  | CAREFUSION | 8100M |  |  | Rental | MHHS-Southeast |  |  |  | FFL518 |  | Southeast & Bay Area |  | Rental | [7 empty] | PUMPINFUSION-ALARIS-Medley 8100 |  | MEDLEY PUMP MODULE LVP *MEMORIAL HERMANN |  |  | PUMPINFUSION-ALARIS-Medley 8100 | [6 empty] | Verified as Rental |  |  | MHHS-Southeast
NO | YES |  |  |  | FFL521 |  | CAREFUSION | 8100M |  |  | Rental | MHHS-Southeast |  |  |  | FFL521 |  | Southeast & Bay Area |  | Rental | [7 empty] | PUMPINFUSION-ALARIS-Medley 8100 |  | MEDLEY PUMP MODULE LVP *MEMORIAL HERMANN |  |  | PUMPINFUSION-ALARIS-Medley 8100 | [6 empty] | Verified as Rental |  |  | MHHS-Southeast
NO | YES |  |  |  | FFL522 |  | CAREFUSION | 8100M |  |  | Rental | MHHS-Southeast |  |  |  | FFL522 |  | Southeast & Bay Area |  | Rental | [7 empty] | PUMPINFUSION-ALARIS-Medley 8100 |  | MEDLEY PUMP MODULE LVP *MEMORIAL HERMANN |  |  | PUMPINFUSION-ALARIS-Medley 8100 | [6 empty] | Verified as Rental |  |  | MHHS-Southeast
NO | YES |  |  |  | FFL534 |  | CAREFUSION | 8100M |  |  | Rental | MHHS-Southeast |  |  |  | FFL534 |  | Southeast & Bay Area |  | Rental | [7 empty] | PUMPINFUSION-ALARIS-Medley 8100 |  | MEDLEY PUMP MODULE LVP *MEMORIAL HERMANN |  |  | PUMPINFUSION-ALARIS-Medley 8100 | [6 empty] | Verified as Rental |  |  | MHHS-Southeast
NO | YES |  |  |  | FFL543 |  | CAREFUSION | 8100M |  |  | Rental | MHHS-Southeast |  |  |  | FFL543 |  | Southeast & Bay Area |  | Rental | [7 empty] | PUMPINFUSION-ALARIS-Medley 8100 |  | MEDLEY PUMP MODULE LVP *MEMORIAL HERMANN |  |  | PUMPINFUSION-ALARIS-Medley 8100 | [6 empty] | Verified as Rental |  |  | MHHS-Southeast
NO | YES |  |  |  | FFL578 |  | CAREFUSION | 8100M |  |  | Rental | MHHS-Southeast |  |  |  | FFL578 |  | Southeast & Bay Area |  | Rental | [7 empty] | PUMPINFUSION-ALARIS-Medley 8100 |  | MEDLEY PUMP MODULE LVP *MEMORIAL HERMANN |  |  | PUMPINFUSION-ALARIS-Medley 8100 | [6 empty] | Verified as Rental |  |  | MHHS-Southeast
NO | YES |  |  |  | FFL603 |  | CAREFUSION | 8100M |  |  | Rental | MHHS-Southeast |  |  |  | FFL603 |  | Southeast & Bay Area |  | Rental | [7 empty] | PUMPINFUSION-ALARIS-Medley 8100 |  | MEDLEY PUMP MODULE LVP *MEMORIAL HERMANN |  |  | PUMPINFUSION-ALARIS-Medley 8100 | [6 empty] | Verified as Rental |  |  | MHHS-Southeast
NO | YES |  |  |  | FFL616 |  | CAREFUSION | 8100M |  |  | Rental | MHHS-Southeast |  |  |  | FFL616 |  | Southeast & Bay Area |  | Rental | [7 empty] | PUMPINFUSION-ALARIS-Medley 8100 |  | MEDLEY PUMP MODULE LVP *MEMORIAL HERMANN |  |  | PUMPINFUSION-ALARIS-Medley 8100 | [6 empty] | Verified as Rental |  |  | MHHS-Southeast
NO | YES |  |  |  | FFL624 |  | CAREFUSION | 8100M |  |  | Rental | MHHS-Southeast |  |  |  | FFL624 |  | Southeast & Bay Area |  | Rental | [7 empty] | PUMPINFUSION-ALARIS-Medley 8100 |  | MEDLEY PUMP MODULE LVP *MEMORIAL HERMANN |  |  | PUMPINFUSION-ALARIS-Medley 8100 | [6 empty] | Verified as Rental |  |  | MHHS-Southeast
NO | YES |  |  |  | FFL644 |  | CAREFUSION | 8100M |  |  | Rental | MHHS-Southeast |  |  |  | FFL644 |  | Southeast & Bay Area |  | Rental | [7 empty] | PUMPINFUSION-ALARIS-Medley 8100 |  | MEDLEY PUMP MODULE LVP *MEMORIAL HERMANN |  |  | PUMPINFUSION-ALARIS-Medley 8100 | [6 empty] | Verified as Rental |  |  | MHHS-Southeast
NO | YES |  |  |  | FFL657 |  | CAREFUSION | 8100M |  |  | Rental | MHHS-Southeast |  |  |  | FFL657 |  | Southeast & Bay Area |  | Rental | [7 empty] | PUMPINFUSION-ALARIS-Medley 8100 |  | MEDLEY PUMP MODULE LVP *MEMORIAL HERMANN |  |  | PUMPINFUSION-ALARIS-Medley 8100 | [6 empty] | Verified as Rental |  |  | MHHS-Southeast
NO | YES |  |  |  | FFL670 |  | CAREFUSION | 8100M |  |  | Rental | MHHS-Southeast |  |  |  | FFL670 |  | Southeast & Bay Area |  | Rental | [7 empty] | PUMPINFUSION-ALARIS-Medley 8100 |  | MEDLEY PUMP MODULE LVP *MEMORIAL HERMANN |  |  | PUMPINFUSION-ALARIS-Medley 8100 | [6 empty] | Verified as Rental |  |  | MHHS-Southeast
NO | YES |  |  |  | FFL690 |  | CAREFUSION | 8100M |  |  | Rental | MHHS-Southeast |  |  |  | FFL690 |  | Southeast & Bay Area |  | Rental | [7 empty] | PUMPINFUSION-ALARIS-Medley 8100 |  | MEDLEY PUMP MODULE LVP *MEMORIAL HERMANN |  |  | PUMPINFUSION-ALARIS-Medley 8100 | [6 empty] | Verified as Rental |  |  | MHHS-Southeast
NO | YES |  |  |  | FFL692 |  | CAREFUSION | 8100M |  |  | Rental | MHHS-Southeast |  |  |  | FFL692 |  | Southeast & Bay Area |  | Rental | [7 empty] | PUMPINFUSION-ALARIS-Medley 8100 |  | MEDLEY PUMP MODULE LVP *MEMORIAL HERMANN |  |  | PUMPINFUSION-ALARIS-Medley 8100 | [6 empty] | Verified as Rental |  |  | MHHS-Southeast
NO | YES |  |  |  | FFL706 |  | CAREFUSION | 8100M |  |  | Rental | MHHS-Southeast |  |  |  | FFL706 |  | Southeast & Bay Area |  | Rental | [7 empty] | PUMPINFUSION-ALARIS-Medley 8100 |  | MEDLEY PUMP MODULE LVP *MEMORIAL HERMANN |  |  | PUMPINFUSION-ALARIS-Medley 8100 | [6 empty] | Verified as Rental |  |  | MHHS-Southeast
NO | YES |  |  |  | FFL747 |  | CAREFUSION | 8100M |  |  | Rental | MHHS-Southeast |  |  |  | FFL747 |  | Southeast & Bay Area |  | Rental | [7 empty] | PUMPINFUSION-ALARIS-Medley 8100 |  | MEDLEY PUMP MODULE LVP *MEMORIAL HERMANN |  |  | PUMPINFUSION-ALARIS-Medley 8100 | [6 empty] | Verified as Rental |  |  | MHHS-Southeast
NO | YES |  |  |  | FFL757 |  | CAREFUSION | 8100M |  |  | Rental | MHHS-Southeast |  |  |  | FFL757 |  | Southeast & Bay Area |  | Rental | [7 empty] | PUMPINFUSION-ALARIS-Medley 8100 |  | MEDLEY PUMP MODULE LVP *MEMORIAL HERMANN |  |  | PUMPINFUSION-ALARIS-Medley 8100 | [6 empty] | Verified as Rental |  |  | MHHS-Southeast
NO | YES |  |  |  | FFL820 |  | CAREFUSION | 8100M |  |  | Rental | MHHS-Southeast |  |  |  | FFL820 |  | Southeast & Bay Area |  | Rental | [7 empty] | PUMPINFUSION-ALARIS-Medley 8100 |  | MEDLEY PUMP MODULE LVP *MEMORIAL HERMANN |  |  | PUMPINFUSION-ALARIS-Medley 8100 | [6 empty] | Verified as Rental |  |  | MHHS-Southeast
NO | YES |  |  |  | FFL837 |  | CAREFUSION | 8100M |  |  | Rental | MHHS-Southeast |  |  |  | FFL837 |  | Southeast & Bay Area |  | Rental | [7 empty] | PUMPINFUSION-ALARIS-Medley 8100 |  | MEDLEY PUMP MODULE LVP *MEMORIAL HERMANN |  |  | PUMPINFUSION-ALARIS-Medley 8100 | [6 empty] | Verified as Rental |  |  | MHHS-Southeast
NO | YES |  |  |  | FFL853 |  | CAREFUSION | 8100M |  |  | Rental | MHHS-Southeast |  |  |  | FFL853 |  | Southeast & Bay Area |  | Rental | [7 empty] | PUMPINFUSION-ALARIS-Medley 8100 |  | MEDLEY PUMP MODULE LVP *MEMORIAL HERMANN |  |  | PUMPINFUSION-ALARIS-Medley 8100 | [6 empty] | Verified as Rental |  |  | MHHS-Southeast
NO | YES |  |  |  | FFL857 |  | CAREFUSION | 8100M |  |  | Rental | MHHS-Southeast |  |  |  | FFL857 |  | Southeast & Bay Area |  | Rental | [7 empty] | PUMPINFUSION-ALARIS-Medley 8100 |  | MEDLEY PUMP MODULE LVP *MEMORIAL HERMANN |  |  | PUMPINFUSION-ALARIS-Medley 8100 | [6 empty] | Verified as Rental |  |  | MHHS-Southeast
NO | YES |  |  |  | FFL867 |  | CAREFUSION | 8100M |  |  | Rental | MHHS-Southeast |  |  |  | FFL867 |  | Southeast & Bay Area |  | Rental | [7 empty] | PUMPINFUSION-ALARIS-Medley 8100 |  | MEDLEY PUMP MODULE LVP *MEMORIAL HERMANN |  |  | PUMPINFUSION-ALARIS-Medley 8100 | [6 empty] | Verified as Rental |  |  | MHHS-Southeast
NO | YES |  |  |  | FFL888 |  | CAREFUSION | 8100M |  |  | Rental | MHHS-Southeast |  |  |  | FFL888 |  | Southeast & Bay Area |  | Rental | [7 empty] | PUMPINFUSION-ALARIS-Medley 8100 |  | MEDLEY PUMP MODULE LVP *MEMORIAL HERMANN |  |  | PUMPINFUSION-ALARIS-Medley 8100 | [6 empty] | Verified as Rental |  |  | MHHS-Southeast
NO | YES |  |  |  | FFL894 |  | CAREFUSION | 8100M |  |  | Rental | MHHS-Southeast |  |  |  | FFL894 |  | Southeast & Bay Area |  | Rental | [7 empty] | PUMPINFUSION-ALARIS-Medley 8100 |  | MEDLEY PUMP MODULE LVP *MEMORIAL HERMANN |  |  | PUMPINFUSION-ALARIS-Medley 8100 | [6 empty] | Verified as Rental |  |  | MHHS-Southeast
NO | YES |  |  |  | FFL896 |  | CAREFUSION | 8100M |  |  | Rental | MHHS-Southeast |  |  |  | FFL896 |  | Southeast & Bay Area |  | Rental | [7 empty] | PUMPINFUSION-ALARIS-Medley 8100 |  | MEDLEY PUMP MODULE LVP *MEMORIAL HERMANN |  |  | PUMPINFUSION-ALARIS-Medley 8100 | [6 empty] | Verified as Rental |  |  | MHHS-Southeast
NO | YES |  |  |  | FFL906 |  | CAREFUSION | 8100M |  |  | Rental | MHHS-Southeast |  |  |  | FFL906 |  | Southeast & Bay Area |  | Rental | [7 empty] | PUMPINFUSION-ALARIS-Medley 8100 |  | MEDLEY PUMP MODULE LVP *MEMORIAL HERMANN |  |  | PUMPINFUSION-ALARIS-Medley 8100 | [6 empty] | Verified as Rental |  |  | MHHS-Southeast
NO | YES |  |  |  | FFL921 |  | CAREFUSION | 8100M |  |  | Rental | MHHS-Southeast |  |  |  | FFL921 |  | Southeast & Bay Area |  | Rental | [7 empty] | PUMPINFUSION-ALARIS-Medley 8100 |  | MEDLEY PUMP MODULE LVP *MEMORIAL HERMANN |  |  | PUMPINFUSION-ALARIS-Medley 8100 | [6 empty] | Verified as Rental |  |  | MHHS-Southeast
NO | YES |  |  |  | FFL937 |  | CAREFUSION | 8100M |  |  | Rental | MHHS-Southeast |  |  |  | FFL937 |  | Southeast & Bay Area |  | Rental | [7 empty] | PUMPINFUSION-ALARIS-Medley 8100 |  | MEDLEY PUMP MODULE LVP *MEMORIAL HERMANN |  |  | PUMPINFUSION-ALARIS-Medley 8100 | [6 empty] | Verified as Rental |  |  | MHHS-Southeast
NO | YES |  |  |  | FFL939 |  | CAREFUSION | 8100M |  |  | Rental | MHHS-Southeast |  |  |  | FFL939 |  | Southeast & Bay Area |  | Rental | [7 empty] | PUMPINFUSION-ALARIS-Medley 8100 |  | MEDLEY PUMP MODULE LVP *MEMORIAL HERMANN |  |  | PUMPINFUSION-ALARIS-Medley 8100 | [6 empty] | Verified as Rental |  |  | MHHS-Southeast
NO | YES |  |  |  | FFL997 |  | CAREFUSION | 8100M |  |  | Rental | MHHS-Southeast |  |  |  | FFL997 |  | Southeast & Bay Area |  | Rental | [7 empty] | PUMPINFUSION-ALARIS-Medley 8100 |  | MEDLEY PUMP MODULE LVP *MEMORIAL HERMANN |  |  | PUMPINFUSION-ALARIS-Medley 8100 | [6 empty] | Verified as Rental |  |  | MHHS-Southeast
NO | YES |  |  |  | FFL998 |  | CAREFUSION | 8100M |  |  | Rental | MHHS-Southeast |  |  |  | FFL998 |  | Southeast & Bay Area |  | Rental | [7 empty] | PUMPINFUSION-ALARIS-Medley 8100 |  | MEDLEY PUMP MODULE LVP *MEMORIAL HERMANN |  |  | PUMPINFUSION-ALARIS-Medley 8100 | [6 empty] | Verified as Rental |  |  | MHHS-Southeast
NO | YES |  |  |  | FFL1001 |  | CAREFUSION | 8100M |  |  | Rental | MHHS-Southeast |  |  |  | FFL1001 |  | Southeast & Bay Area |  | Rental | [7 empty] | PUMPINFUSION-ALARIS-Medley 8100 |  | MEDLEY PUMP MODULE LVP *MEMORIAL HERMANN |  |  | PUMPINFUSION-ALARIS-Medley 8100 | [6 empty] | Verified as Rental |  |  | MHHS-Southeast
NO | YES |  |  |  | FFL1040 |  | CAREFUSION | 8100M |  |  | Rental | MHHS-Southeast |  |  |  | FFL1040 |  | Southeast & Bay Area |  | Rental | [7 empty] | PUMPINFUSION-ALARIS-Medley 8100 |  | MEDLEY PUMP MODULE LVP *MEMORIAL HERMANN |  |  | PUMPINFUSION-ALARIS-Medley 8100 | [6 empty] | Verified as Rental |  |  | MHHS-Southeast
NO | YES |  |  |  | FFL1068 |  | CAREFUSION | 8100M |  |  | Rental | MHHS-Southeast |  |  |  | FFL1068 |  | Southeast & Bay Area |  | Rental | [7 empty] | PUMPINFUSION-ALARIS-Medley 8100 |  | MEDLEY PUMP MODULE LVP *MEMORIAL HERMANN |  |  | PUMPINFUSION-ALARIS-Medley 8100 | [6 empty] | Verified as Rental |  |  | MHHS-Southeast
NO | YES |  |  |  | FFL1078 |  | CAREFUSION | 8100M |  |  | Rental | MHHS-Southeast |  |  |  | FFL1078 |  | Southeast & Bay Area |  | Rental | [7 empty] | PUMPINFUSION-ALARIS-Medley 8100 |  | MEDLEY PUMP MODULE LVP *MEMORIAL HERMANN |  |  | PUMPINFUSION-ALARIS-Medley 8100 | [6 empty] | Verified as Rental |  |  | MHHS-Southeast
NO | YES |  |  |  | FFL1086 |  | CAREFUSION | 8100M |  |  | Rental | MHHS-Southeast |  |  |  | FFL1086 |  | Southeast & Bay Area |  | Rental | [7 empty] | PUMPINFUSION-ALARIS-Medley 8100 |  | MEDLEY PUMP MODULE LVP *MEMORIAL HERMANN |  |  | PUMPINFUSION-ALARIS-Medley 8100 | [6 empty] | Verified as Rental |  |  | MHHS-Southeast
NO | YES |  |  |  | FFL1089 |  | CAREFUSION | 8100M |  |  | Rental | MHHS-Southeast |  |  |  | FFL1089 |  | Southeast & Bay Area |  | Rental | [7 empty] | PUMPINFUSION-ALARIS-Medley 8100 |  | MEDLEY PUMP MODULE LVP *MEMORIAL HERMANN |  |  | PUMPINFUSION-ALARIS-Medley 8100 | [6 empty] | Verified as Rental |  |  | MHHS-Southeast
NO | YES |  |  |  | FFL1100 |  | CAREFUSION | 8100M |  |  | Rental | MHHS-Southeast |  |  |  | FFL1100 |  | Southeast & Bay Area |  | Rental | [7 empty] | PUMPINFUSION-ALARIS-Medley 8100 |  | MEDLEY PUMP MODULE LVP *MEMORIAL HERMANN |  |  | PUMPINFUSION-ALARIS-Medley 8100 | [6 empty] | Verified as Rental |  |  | MHHS-Southeast
NO | YES |  |  |  | FFL1101 |  | CAREFUSION | 8100M |  |  | Rental | MHHS-Southeast |  |  |  | FFL1101 |  | Southeast & Bay Area |  | Rental | [7 empty] | PUMPINFUSION-ALARIS-Medley 8100 |  | MEDLEY PUMP MODULE LVP *MEMORIAL HERMANN |  |  | PUMPINFUSION-ALARIS-Medley 8100 | [6 empty] | Verified as Rental |  |  | MHHS-Southeast
NO | YES |  |  |  | FFL1103 |  | CAREFUSION | 8100M |  |  | Rental | MHHS-Southeast |  |  |  | FFL1103 |  | Southeast & Bay Area |  | Rental | [7 empty] | PUMPINFUSION-ALARIS-Medley 8100 |  | MEDLEY PUMP MODULE LVP *MEMORIAL HERMANN |  |  | PUMPINFUSION-ALARIS-Medley 8100 | [6 empty] | Verified as Rental |  |  | MHHS-Southeast
NO | YES |  |  |  | FFL1114 |  | CAREFUSION | 8100M |  |  | Rental | MHHS-Southeast |  |  |  | FFL1114 |  | Southeast & Bay Area |  | Rental | [7 empty] | PUMPINFUSION-ALARIS-Medley 8100 |  | MEDLEY PUMP MODULE LVP *MEMORIAL HERMANN |  |  | PUMPINFUSION-ALARIS-Medley 8100 | [6 empty] | Verified as Rental |  |  | MHHS-Southeast
NO | YES |  |  |  | FFL1157 |  | CAREFUSION | 8100M |  |  | Rental | MHHS-Southeast |  |  |  | FFL1157 |  | Southeast & Bay Area |  | Rental | [7 empty] | PUMPINFUSION-ALARIS-Medley 8100 |  | MEDLEY PUMP MODULE LVP *MEMORIAL HERMANN |  |  | PUMPINFUSION-ALARIS-Medley 8100 | [6 empty] | Verified as Rental |  |  | MHHS-Southeast
NO | YES |  |  |  | FFL1180 |  | CAREFUSION | 8100M |  |  | Rental | MHHS-Southeast |  |  |  | FFL1180 |  | Southeast & Bay Area |  | Rental | [7 empty] | PUMPINFUSION-ALARIS-Medley 8100 |  | MEDLEY PUMP MODULE LVP *MEMORIAL HERMANN |  |  | PUMPINFUSION-ALARIS-Medley 8100 | [6 empty] | Verified as Rental |  |  | MHHS-Southeast
NO | YES |  |  |  | FFL1195 |  | CAREFUSION | 8100M |  |  | Rental | MHHS-Southeast |  |  |  | FFL1195 |  | Southeast & Bay Area |  | Rental | [7 empty] | PUMPINFUSION-ALARIS-Medley 8100 |  | MEDLEY PUMP MODULE LVP *MEMORIAL HERMANN |  |  | PUMPINFUSION-ALARIS-Medley 8100 | [6 empty] | Verified as Rental |  |  | MHHS-Southeast
NO | YES |  |  |  | FFL1214 |  | CAREFUSION | 8100M |  |  | Rental | MHHS-Southeast |  |  |  | FFL1214 |  | Southeast & Bay Area |  | Rental | [7 empty] | PUMPINFUSION-ALARIS-Medley 8100 |  | MEDLEY PUMP MODULE LVP *MEMORIAL HERMANN |  |  | PUMPINFUSION-ALARIS-Medley 8100 | [6 empty] | Verified as Rental |  |  | MHHS-Southeast
NO | YES |  |  |  | FFL1234 |  | CAREFUSION | 8100M |  |  | Rental | MHHS-Southeast |  |  |  | FFL1234 |  | Southeast & Bay Area |  | Rental | [7 empty] | PUMPINFUSION-ALARIS-Medley 8100 |  | MEDLEY PUMP MODULE LVP *MEMORIAL HERMANN |  |  | PUMPINFUSION-ALARIS-Medley 8100 | [6 empty] | Verified as Rental |  |  | MHHS-Southeast
NO | YES |  |  |  | FFL1266 |  | CAREFUSION | 8100M |  |  | Rental | MHHS-Southeast |  |  |  | FFL1266 |  | Southeast & Bay Area |  | Rental | [7 empty] | PUMPINFUSION-ALARIS-Medley 8100 |  | MEDLEY PUMP MODULE LVP *MEMORIAL HERMANN |  |  | PUMPINFUSION-ALARIS-Medley 8100 | [6 empty] | Verified as Rental |  |  | MHHS-Southeast
NO | YES |  |  |  | FFL1268 |  | CAREFUSION | 8100M |  |  | Rental | MHHS-Southeast |  |  |  | FFL1268 |  | Southeast & Bay Area |  | Rental | [7 empty] | PUMPINFUSION-ALARIS-Medley 8100 |  | MEDLEY PUMP MODULE LVP *MEMORIAL HERMANN |  |  | PUMPINFUSION-ALARIS-Medley 8100 | [6 empty] | Verified as Rental |  |  | MHHS-Southeast
NO | YES |  |  |  | FFL1274 |  | CAREFUSION | 8100M |  |  | Rental | MHHS-Southeast |  |  |  | FFL1274 |  | Southeast & Bay Area |  | Rental | [7 empty] | PUMPINFUSION-ALARIS-Medley 8100 |  | MEDLEY PUMP MODULE LVP *MEMORIAL HERMANN |  |  | PUMPINFUSION-ALARIS-Medley 8100 | [6 empty] | Verified as Rental |  |  | MHHS-Southeast
NO | YES |  |  |  | FFL1277 |  | CAREFUSION | 8100M |  |  | Rental | MHHS-Southeast |  |  |  | FFL1277 |  | Southeast & Bay Area |  | Rental | [7 empty] | PUMPINFUSION-ALARIS-Medley 8100 |  | MEDLEY PUMP MODULE LVP *MEMORIAL HERMANN |  |  | PUMPINFUSION-ALARIS-Medley 8100 | [6 empty] | Verified as Rental |  |  | MHHS-Southeast
NO | YES |  |  |  | FFL1294 |  | CAREFUSION | 8100M |  |  | Rental | MHHS-Southeast |  |  |  | FFL1294 |  | Southeast & Bay Area |  | Rental | [7 empty] | PUMPINFUSION-ALARIS-Medley 8100 |  | MEDLEY PUMP MODULE LVP *MEMORIAL HERMANN |  |  | PUMPINFUSION-ALARIS-Medley 8100 | [6 empty] | Verified as Rental |  |  | MHHS-Southeast
NO | YES |  |  |  | FFL1295 |  | CAREFUSION | 8100M |  |  | Rental | MHHS-Southeast |  |  |  | FFL1295 |  | Southeast & Bay Area |  | Rental | [7 empty] | PUMPINFUSION-ALARIS-Medley 8100 |  | MEDLEY PUMP MODULE LVP *MEMORIAL HERMANN |  |  | PUMPINFUSION-ALARIS-Medley 8100 | [6 empty] | Verified as Rental |  |  | MHHS-Southeast
NO | YES |  |  |  | FFL1324 |  | CAREFUSION | 8100M |  |  | Rental | MHHS-Southeast |  |  |  | FFL1324 |  | Southeast & Bay Area |  | Rental | [7 empty] | PUMPINFUSION-ALARIS-Medley 8100 |  | MEDLEY PUMP MODULE LVP *MEMORIAL HERMANN |  |  | PUMPINFUSION-ALARIS-Medley 8100 | [6 empty] | Verified as Rental |  |  | MHHS-Southeast
NO | YES |  |  |  | FFL1350 |  | CAREFUSION | 8100M |  |  | Rental | MHHS-Southeast |  |  |  | FFL1350 |  | Southeast & Bay Area |  | Rental | [7 empty] | PUMPINFUSION-ALARIS-Medley 8100 |  | MEDLEY PUMP MODULE LVP *MEMORIAL HERMANN |  |  | PUMPINFUSION-ALARIS-Medley 8100 | [6 empty] | Verified as Rental |  |  | MHHS-Southeast
NO | YES |  |  |  | FFL1403 |  | CAREFUSION | 8100M |  |  | Rental | MHHS-Southeast |  |  |  | FFL1403 |  | Southeast & Bay Area |  | Rental | [7 empty] | PUMPINFUSION-ALARIS-Medley 8100 |  | MEDLEY PUMP MODULE LVP *MEMORIAL HERMANN |  |  | PUMPINFUSION-ALARIS-Medley 8100 | [6 empty] | Verified as Rental |  |  | MHHS-Southeast
NO | YES |  |  |  | FFL1407 |  | CAREFUSION | 8100M |  |  | Rental | MHHS-Southeast |  |  |  | FFL1407 |  | Southeast & Bay Area |  | Rental | [7 empty] | PUMPINFUSION-ALARIS-Medley 8100 |  | MEDLEY PUMP MODULE LVP *MEMORIAL HERMANN |  |  | PUMPINFUSION-ALARIS-Medley 8100 | [6 empty] | Verified as Rental |  |  | MHHS-Southeast
NO | YES |  |  |  | FFL1413 |  | CAREFUSION | 8100M |  |  | Rental | MHHS-Southeast |  |  |  | FFL1413 |  | Southeast & Bay Area |  | Rental | [7 empty] | PUMPINFUSION-ALARIS-Medley 8100 |  | MEDLEY PUMP MODULE LVP *MEMORIAL HERMANN |  |  | PUMPINFUSION-ALARIS-Medley 8100 | [6 empty] | Verified as Rental |  |  | MHHS-Southeast
NO | YES |  |  |  | FFL1417 |  | CAREFUSION | 8100M |  |  | Rental | MHHS-Southeast |  |  |  | FFL1417 |  | Southeast & Bay Area |  | Rental | [7 empty] | PUMPINFUSION-ALARIS-Medley 8100 |  | MEDLEY PUMP MODULE LVP *MEMORIAL HERMANN |  |  | PUMPINFUSION-ALARIS-Medley 8100 | [6 empty] | Verified as Rental |  |  | MHHS-Southeast
NO | YES |  |  |  | FFL1459 |  | CAREFUSION | 8100M |  |  | Rental | MHHS-Southeast |  |  |  | FFL1459 |  | Southeast & Bay Area |  | Rental | [7 empty] | PUMPINFUSION-ALARIS-Medley 8100 |  | MEDLEY PUMP MODULE LVP *MEMORIAL HERMANN |  |  | PUMPINFUSION-ALARIS-Medley 8100 | [6 empty] | Verified as Rental |  |  | MHHS-Southeast
NO | YES |  |  |  | FFL1478 |  | CAREFUSION | 8100M |  |  | Rental | MHHS-Southeast |  |  |  | FFL1478 |  | Southeast & Bay Area |  | Rental | [7 empty] | PUMPINFUSION-ALARIS-Medley 8100 |  | MEDLEY PUMP MODULE LVP *MEMORIAL HERMANN |  |  | PUMPINFUSION-ALARIS-Medley 8100 | [6 empty] | Verified as Rental |  |  | MHHS-Southeast
NO | YES |  |  |  | FFL1488 |  | CAREFUSION | 8100M |  |  | Rental | MHHS-Southeast |  |  |  | FFL1488 |  | Southeast & Bay Area |  | Rental | [7 empty] | PUMPINFUSION-ALARIS-Medley 8100 |  | MEDLEY PUMP MODULE LVP *MEMORIAL HERMANN |  |  | PUMPINFUSION-ALARIS-Medley 8100 | [6 empty] | Verified as Rental |  |  | MHHS-Southeast
NO | YES |  |  |  | FFL1495 |  | CAREFUSION | 8100M |  |  | Rental | MHHS-Southeast |  |  |  | FFL1495 |  | Southeast & Bay Area |  | Rental | [7 empty] | PUMPINFUSION-ALARIS-Medley 8100 |  | MEDLEY PUMP MODULE LVP *MEMORIAL HERMANN |  |  | PUMPINFUSION-ALARIS-Medley 8100 | [6 empty] | Verified as Rental |  |  | MHHS-Southeast
NO | YES |  |  |  | FFL1508 |  | CAREFUSION | 8100M |  |  | Rental | MHHS-Southeast |  |  |  | FFL1508 |  | Southeast & Bay Area |  | Rental | [7 empty] | PUMPINFUSION-ALARIS-Medley 8100 |  | MEDLEY PUMP MODULE LVP *MEMORIAL HERMANN |  |  | PUMPINFUSION-ALARIS-Medley 8100 | [6 empty] | Verified as Rental |  |  | MHHS-Southeast
NO | YES |  |  |  | FFL1533 |  | CAREFUSION | 8100M |  |  | Rental | MHHS-Southeast |  |  |  | FFL1533 |  | Southeast & Bay Area |  | Rental | [7 empty] | PUMPINFUSION-ALARIS-Medley 8100 |  | MEDLEY PUMP MODULE LVP *MEMORIAL HERMANN |  |  | PUMPINFUSION-ALARIS-Medley 8100 | [6 empty] | Verified as Rental |  |  | MHHS-Southeast
NO | YES |  |  |  | FFL1542 |  | CAREFUSION | 8100M |  |  | Rental | MHHS-Southeast |  |  |  | FFL1542 |  | Southeast & Bay Area |  | Rental | [7 empty] | PUMPINFUSION-ALARIS-Medley 8100 |  | MEDLEY PUMP MODULE LVP *MEMORIAL HERMANN |  |  | PUMPINFUSION-ALARIS-Medley 8100 | [6 empty] | Verified as Rental |  |  | MHHS-Southeast
NO | YES |  |  |  | FFL1550 |  | CAREFUSION | 8100M |  |  | Rental | MHHS-Southeast |  |  |  | FFL1550 |  | Southeast & Bay Area |  | Rental | [7 empty] | PUMPINFUSION-ALARIS-Medley 8100 |  | MEDLEY PUMP MODULE LVP *MEMORIAL HERMANN |  |  | PUMPINFUSION-ALARIS-Medley 8100 | [6 empty] | Verified as Rental |  |  | MHHS-Southeast
NO | YES |  |  |  | FFL1562 |  | CAREFUSION | 8100M |  |  | Rental | MHHS-Southeast |  |  |  | FFL1562 |  | Southeast & Bay Area |  | Rental | [7 empty] | PUMPINFUSION-ALARIS-Medley 8100 |  | MEDLEY PUMP MODULE LVP *MEMORIAL HERMANN |  |  | PUMPINFUSION-ALARIS-Medley 8100 | [6 empty] | Verified as Rental |  |  | MHHS-Southeast
NO | YES |  |  |  | FFL1578 |  | CAREFUSION | 8100M |  |  | Rental | MHHS-Southeast |  |  |  | FFL1578 |  | Southeast & Bay Area |  | Rental | [7 empty] | PUMPINFUSION-ALARIS-Medley 8100 |  | MEDLEY PUMP MODULE LVP *MEMORIAL HERMANN |  |  | PUMPINFUSION-ALARIS-Medley 8100 | [6 empty] | Verified as Rental |  |  | MHHS-Southeast
NO | YES |  |  |  | FFL1592 |  | CAREFUSION | 8100M |  |  | Rental | MHHS-Southeast |  |  |  | FFL1592 |  | Southeast & Bay Area |  | Rental | [7 empty] | PUMPINFUSION-ALARIS-Medley 8100 |  | MEDLEY PUMP MODULE LVP *MEMORIAL HERMANN |  |  | PUMPINFUSION-ALARIS-Medley 8100 | [6 empty] | Verified as Rental |  |  | MHHS-Southeast
NO | YES |  |  |  | FFL1598 |  | CAREFUSION | 8100M |  |  | Rental | MHHS-Southeast |  |  |  | FFL1598 |  | Southeast & Bay Area |  | Rental | [7 empty] | PUMPINFUSION-ALARIS-Medley 8100 |  | MEDLEY PUMP MODULE LVP *MEMORIAL HERMANN |  |  | PUMPINFUSION-ALARIS-Medley 8100 | [6 empty] | Verified as Rental |  |  | MHHS-Southeast
NO | YES |  |  |  | FFL1615 |  | CAREFUSION | 8100M |  |  | Rental | MHHS-Southeast |  |  |  | FFL1615 |  | Southeast & Bay Area |  | Rental | [7 empty] | PUMPINFUSION-ALARIS-Medley 8100 |  | MEDLEY PUMP MODULE LVP *MEMORIAL HERMANN |  |  | PUMPINFUSION-ALARIS-Medley 8100 | [6 empty] | Verified as Rental |  |  | MHHS-Southeast
NO | YES |  |  |  | FFL1639 |  | CAREFUSION | 8100M |  |  | Rental | MHHS-Southeast |  |  |  | FFL1639 |  | Southeast & Bay Area |  | Rental | [7 empty] | PUMPINFUSION-ALARIS-Medley 8100 |  | MEDLEY PUMP MODULE LVP *MEMORIAL HERMANN |  |  | PUMPINFUSION-ALARIS-Medley 8100 | [6 empty] | Verified as Rental |  |  | MHHS-Southeast
NO | YES |  |  |  | FFL1650 |  | CAREFUSION | 8100M |  |  | Rental | MHHS-Southeast |  |  |  | FFL1650 |  | Southeast & Bay Area |  | Rental | [7 empty] | PUMPINFUSION-ALARIS-Medley 8100 |  | MEDLEY PUMP MODULE LVP *MEMORIAL HERMANN |  |  | PUMPINFUSION-ALARIS-Medley 8100 | [6 empty] | Verified as Rental |  |  | MHHS-Southeast
NO | YES |  |  |  | FFL1662 |  | CAREFUSION | 8100M |  |  | Rental | MHHS-Southeast |  |  |  | FFL1662 |  | Southeast & Bay Area |  | Rental | [7 empty] | PUMPINFUSION-ALARIS-Medley 8100 |  | MEDLEY PUMP MODULE LVP *MEMORIAL HERMANN |  |  | PUMPINFUSION-ALARIS-Medley 8100 | [6 empty] | Verified as Rental |  |  | MHHS-Southeast
NO | YES |  |  |  | FFL1663 |  | CAREFUSION | 8100M |  |  | Rental | MHHS-Southeast |  |  |  | FFL1663 |  | Southeast & Bay Area |  | Rental | [7 empty] | PUMPINFUSION-ALARIS-Medley 8100 |  | MEDLEY PUMP MODULE LVP *MEMORIAL HERMANN |  |  | PUMPINFUSION-ALARIS-Medley 8100 | [6 empty] | Verified as Rental |  |  | MHHS-Southeast
NO | YES |  |  |  | FFL1666 |  | CAREFUSION | 8100M |  |  | Rental | MHHS-Southeast |  |  |  | FFL1666 |  | Southeast & Bay Area |  | Rental | [7 empty] | PUMPINFUSION-ALARIS-Medley 8100 |  | MEDLEY PUMP MODULE LVP *MEMORIAL HERMANN |  |  | PUMPINFUSION-ALARIS-Medley 8100 | [6 empty] | Verified as Rental |  |  | MHHS-Southeast
NO | YES |  |  |  | FFL1678 |  | CAREFUSION | 8100M |  |  | Rental | MHHS-Southeast |  |  |  | FFL1678 |  | Southeast & Bay Area |  | Rental | [7 empty] | PUMPINFUSION-ALARIS-Medley 8100 |  | MEDLEY PUMP MODULE LVP *MEMORIAL HERMANN |  |  | PUMPINFUSION-ALARIS-Medley 8100 | [6 empty] | Verified as Rental |  |  | MHHS-Southeast
NO | YES |  |  |  | FFL1685 |  | CAREFUSION | 8100M |  |  | Rental | MHHS-Southeast |  |  |  | FFL1685 |  | Southeast & Bay Area |  | Rental | [7 empty] | PUMPINFUSION-ALARIS-Medley 8100 |  | MEDLEY PUMP MODULE LVP *MEMORIAL HERMANN |  |  | PUMPINFUSION-ALARIS-Medley 8100 | [6 empty] | Verified as Rental |  |  | MHHS-Southeast
NO | YES |  |  |  | FFL1701 |  | CAREFUSION | 8100M |  |  | Rental | MHHS-Southeast |  |  |  | FFL1701 |  | Southeast & Bay Area |  | Rental | [7 empty] | PUMPINFUSION-ALARIS-Medley 8100 |  | MEDLEY PUMP MODULE LVP *MEMORIAL HERMANN |  |  | PUMPINFUSION-ALARIS-Medley 8100 | [6 empty] | Verified as Rental |  |  | MHHS-Southeast
NO | YES |  |  |  | FFL1721 |  | CAREFUSION | 8100M |  |  | Rental | MHHS-Southeast |  |  |  | FFL1721 |  | Southeast & Bay Area |  | Rental | [7 empty] | PUMPINFUSION-ALARIS-Medley 8100 |  | MEDLEY PUMP MODULE LVP *MEMORIAL HERMANN |  |  | PUMPINFUSION-ALARIS-Medley 8100 | [6 empty] | Verified as Rental |  |  | MHHS-Southeast
NO | YES |  |  |  | FFL1738 |  | CAREFUSION | 8100M |  |  | Rental | MHHS-Southeast |  |  |  | FFL1738 |  | Southeast & Bay Area |  | Rental | [7 empty] | PUMPINFUSION-ALARIS-Medley 8100 |  | MEDLEY PUMP MODULE LVP *MEMORIAL HERMANN |  |  | PUMPINFUSION-ALARIS-Medley 8100 | [6 empty] | Verified as Rental |  |  | MHHS-Southeast
NO | YES |  |  |  | FFL1740 |  | CAREFUSION | 8100M |  |  | Rental | MHHS-Southeast |  |  |  | FFL1740 |  | Southeast & Bay Area |  | Rental | [7 empty] | PUMPINFUSION-ALARIS-Medley 8100 |  | MEDLEY PUMP MODULE LVP *MEMORIAL HERMANN |  |  | PUMPINFUSION-ALARIS-Medley 8100 | [6 empty] | Verified as Rental |  |  | MHHS-Southeast
NO | YES |  |  |  | FFL1747 |  | CAREFUSION | 8100M |  |  | Rental | MHHS-Southeast |  |  |  | FFL1747 |  | Southeast & Bay Area |  | Rental | [7 empty] | PUMPINFUSION-ALARIS-Medley 8100 |  | MEDLEY PUMP MODULE LVP *MEMORIAL HERMANN |  |  | PUMPINFUSION-ALARIS-Medley 8100 | [6 empty] | Verified as Rental |  |  | MHHS-Southeast
NO | YES |  |  |  | FFL1789 |  | CAREFUSION | 8100M |  |  | Rental | MHHS-Southeast |  |  |  | FFL1789 |  | Southeast & Bay Area |  | Rental | [7 empty] | PUMPINFUSION-ALARIS-Medley 8100 |  | MEDLEY PUMP MODULE LVP *MEMORIAL HERMANN |  |  | PUMPINFUSION-ALARIS-Medley 8100 | [6 empty] | Verified as Rental |  |  | MHHS-Southeast
NO | YES |  |  |  | FFL1806 |  | CAREFUSION | 8100M |  |  | Rental | MHHS-Southeast |  |  |  | FFL1806 |  | Southeast & Bay Area |  | Rental | [7 empty] | PUMPINFUSION-ALARIS-Medley 8100 |  | MEDLEY PUMP MODULE LVP *MEMORIAL HERMANN |  |  | PUMPINFUSION-ALARIS-Medley 8100 | [6 empty] | Verified as Rental |  |  | MHHS-Southeast
NO | YES |  |  |  | FFL1811 |  | CAREFUSION | 8100M |  |  | Rental | MHHS-Southeast |  |  |  | FFL1811 |  | Southeast & Bay Area |  | Rental | [7 empty] | PUMPINFUSION-ALARIS-Medley 8100 |  | MEDLEY PUMP MODULE LVP *MEMORIAL HERMANN |  |  | PUMPINFUSION-ALARIS-Medley 8100 | [6 empty] | Verified as Rental |  |  | MHHS-Southeast
NO | YES |  |  |  | FFL1825 |  | CAREFUSION | 8100M |  |  | Rental | MHHS-Southeast |  |  |  | FFL1825 |  | Southeast & Bay Area |  | Rental | [7 empty] | PUMPINFUSION-ALARIS-Medley 8100 |  | MEDLEY PUMP MODULE LVP *MEMORIAL HERMANN |  |  | PUMPINFUSION-ALARIS-Medley 8100 | [6 empty] | Verified as Rental |  |  | MHHS-Southeast
NO | YES |  |  |  | FFL1877 |  | CAREFUSION | 8100M |  |  | Rental | MHHS-Southeast |  |  |  | FFL1877 |  | Southeast & Bay Area |  | Rental | [7 empty] | PUMPINFUSION-ALARIS-Medley 8100 |  | MEDLEY PUMP MODULE LVP *MEMORIAL HERMANN |  |  | PUMPINFUSION-ALARIS-Medley 8100 | [6 empty] | Verified as Rental |  |  | MHHS-Southeast
NO | YES |  |  |  | FFL1881 |  | CAREFUSION | 8100M |  |  | Rental | MHHS-Southeast |  |  |  | FFL1881 |  | Southeast & Bay Area |  | Rental | [7 empty] | PUMPINFUSION-ALARIS-Medley 8100 |  | MEDLEY PUMP MODULE LVP *MEMORIAL HERMANN |  |  | PUMPINFUSION-ALARIS-Medley 8100 | [6 empty] | Verified as Rental |  |  | MHHS-Southeast
NO | YES |  |  |  | FFL1884 |  | CAREFUSION | 8100M |  |  | Rental | MHHS-Southeast |  |  |  | FFL1884 |  | Southeast & Bay Area |  | Rental | [7 empty] | PUMPINFUSION-ALARIS-Medley 8100 |  | MEDLEY PUMP MODULE LVP *MEMORIAL HERMANN |  |  | PUMPINFUSION-ALARIS-Medley 8100 | [6 empty] | Verified as Rental |  |  | MHHS-Southeast
NO | YES |  |  |  | FFL1896 |  | CAREFUSION | 8100M |  |  | Rental | MHHS-Southeast |  |  |  | FFL1896 |  | Southeast & Bay Area |  | Rental | [7 empty] | PUMPINFUSION-ALARIS-Medley 8100 |  | MEDLEY PUMP MODULE LVP *MEMORIAL HERMANN |  |  | PUMPINFUSION-ALARIS-Medley 8100 | [6 empty] | Verified as Rental |  |  | MHHS-Southeast
NO | YES |  |  |  | FFL1901 |  | CAREFUSION | 8100M |  |  | Rental | MHHS-Southeast |  |  |  | FFL1901 |  | Southeast & Bay Area |  | Rental | [7 empty] | PUMPINFUSION-ALARIS-Medley 8100 |  | MEDLEY PUMP MODULE LVP *MEMORIAL HERMANN |  |  | PUMPINFUSION-ALARIS-Medley 8100 | [6 empty] | Verified as Rental |  |  | MHHS-Southeast
NO | YES |  |  |  | FFL1913 |  | CAREFUSION | 8100M |  |  | Rental | MHHS-Southeast |  |  |  | FFL1913 |  | Southeast & Bay Area |  | Rental | [7 empty] | PUMPINFUSION-ALARIS-Medley 8100 |  | MEDLEY PUMP MODULE LVP *MEMORIAL HERMANN |  |  | PUMPINFUSION-ALARIS-Medley 8100 | [6 empty] | Verified as Rental |  |  | MHHS-Southeast
NO | YES |  |  |  | FFL1919 |  | CAREFUSION | 8100M |  |  | Rental | MHHS-Southeast |  |  |  | FFL1919 |  | Southeast & Bay Area |  | Rental | [7 empty] | PUMPINFUSION-ALARIS-Medley 8100 |  | MEDLEY PUMP MODULE LVP *MEMORIAL HERMANN |  |  | PUMPINFUSION-ALARIS-Medley 8100 | [6 empty] | Verified as Rental |  |  | MHHS-Southeast
NO | YES |  |  |  | FFL1929 |  | CAREFUSION | 8100M |  |  | Rental | MHHS-Southeast |  |  |  | FFL1929 |  | Southeast & Bay Area |  | Rental | [7 empty] | PUMPINFUSION-ALARIS-Medley 8100 |  | MEDLEY PUMP MODULE LVP *MEMORIAL HERMANN |  |  | PUMPINFUSION-ALARIS-Medley 8100 | [6 empty] | Verified as Rental |  |  | MHHS-Southeast
NO | YES |  |  |  | FFL1931 |  | CAREFUSION | 8100M |  |  | Rental | MHHS-Southeast |  |  |  | FFL1931 |  | Southeast & Bay Area |  | Rental | [7 empty] | PUMPINFUSION-ALARIS-Medley 8100 |  | MEDLEY PUMP MODULE LVP *MEMORIAL HERMANN |  |  | PUMPINFUSION-ALARIS-Medley 8100 | [6 empty] | Verified as Rental |  |  | MHHS-Southeast
NO | YES |  |  |  | FFL1965 |  | CAREFUSION | 8100M |  |  | Rental | MHHS-Southeast |  |  |  | FFL1965 |  | Southeast & Bay Area |  | Rental | [7 empty] | PUMPINFUSION-ALARIS-Medley 8100 |  | MEDLEY PUMP MODULE LVP *MEMORIAL HERMANN |  |  | PUMPINFUSION-ALARIS-Medley 8100 | [6 empty] | Verified as Rental |  |  | MHHS-Southeast
NO | YES |  |  |  | FFL1979 |  | CAREFUSION | 8100M |  |  | Rental | MHHS-Southeast |  |  |  | FFL1979 |  | Southeast & Bay Area |  | Rental | [7 empty] | PUMPINFUSION-ALARIS-Medley 8100 |  | MEDLEY PUMP MODULE LVP *MEMORIAL HERMANN |  |  | PUMPINFUSION-ALARIS-Medley 8100 | [6 empty] | Verified as Rental |  |  | MHHS-Southeast
NO | YES |  |  |  | FFL2001 |  | CAREFUSION | 8100M |  |  | Rental | MHHS-Southeast |  |  |  | FFL2001 |  | Southeast & Bay Area |  | Rental | [7 empty] | PUMPINFUSION-ALARIS-Medley 8100 |  | MEDLEY PUMP MODULE LVP *MEMORIAL HERMANN |  |  | PUMPINFUSION-ALARIS-Medley 8100 | [6 empty] | Verified as Rental |  |  | MHHS-Southeast
NO | YES |  |  |  | FFL2009 |  | CAREFUSION | 8100M |  |  | Rental | MHHS-Southeast |  |  |  | FFL2009 |  | Southeast & Bay Area |  | Rental | [7 empty] | PUMPINFUSION-ALARIS-Medley 8100 |  | MEDLEY PUMP MODULE LVP *MEMORIAL HERMANN |  |  | PUMPINFUSION-ALARIS-Medley 8100 | [6 empty] | Verified as Rental |  |  | MHHS-Southeast
NO | YES |  |  |  | FFL2010 |  | CAREFUSION | 8100M |  |  | Rental | MHHS-Southeast |  |  |  | FFL2010 |  | Southeast & Bay Area |  | Rental | [7 empty] | PUMPINFUSION-ALARIS-Medley 8100 |  | MEDLEY PUMP MODULE LVP *MEMORIAL HERMANN |  |  | PUMPINFUSION-ALARIS-Medley 8100 | [6 empty] | Verified as Rental |  |  | MHHS-Southeast
NO | YES |  |  |  | FFL2012 |  | CAREFUSION | 8100M |  |  | Rental | MHHS-Southeast |  |  |  | FFL2012 |  | Southeast & Bay Area |  | Rental | [7 empty] | PUMPINFUSION-ALARIS-Medley 8100 |  | MEDLEY PUMP MODULE LVP *MEMORIAL HERMANN |  |  | PUMPINFUSION-ALARIS-Medley 8100 | [6 empty] | Verified as Rental |  |  | MHHS-Southeast
NO | YES |  |  |  | FFL2037 |  | CAREFUSION | 8100M |  |  | Rental | MHHS-Southeast |  |  |  | FFL2037 |  | Southeast & Bay Area |  | Rental | [7 empty] | PUMPINFUSION-ALARIS-Medley 8100 |  | MEDLEY PUMP MODULE LVP *MEMORIAL HERMANN |  |  | PUMPINFUSION-ALARIS-Medley 8100 | [6 empty] | Verified as Rental |  |  | MHHS-Southeast
NO | YES |  |  |  | FFL2041 |  | CAREFUSION | 8100M |  |  | Rental | MHHS-Southeast |  |  |  | FFL2041 |  | Southeast & Bay Area |  | Rental | [7 empty] | PUMPINFUSION-ALARIS-Medley 8100 |  | MEDLEY PUMP MODULE LVP *MEMORIAL HERMANN |  |  | PUMPINFUSION-ALARIS-Medley 8100 | [6 empty] | Verified as Rental |  |  | MHHS-Southeast
NO | YES |  |  |  | FFL2048 |  | CAREFUSION | 8100M |  |  | Rental | MHHS-Southeast |  |  |  | FFL2048 |  | Southeast & Bay Area |  | Rental | [7 empty] | PUMPINFUSION-ALARIS-Medley 8100 |  | MEDLEY PUMP MODULE LVP *MEMORIAL HERMANN |  |  | PUMPINFUSION-ALARIS-Medley 8100 | [6 empty] | Verified as Rental |  |  | MHHS-Southeast
NO | YES |  |  |  | FFL2061 |  | CAREFUSION | 8100M |  |  | Rental | MHHS-Southeast |  |  |  | FFL2061 |  | Southeast & Bay Area |  | Rental | [7 empty] | PUMPINFUSION-ALARIS-Medley 8100 |  | MEDLEY PUMP MODULE LVP *MEMORIAL HERMANN |  |  | PUMPINFUSION-ALARIS-Medley 8100 | [6 empty] | Verified as Rental |  |  | MHHS-Southeast
NO | YES |  |  |  | FFL2069 |  | CAREFUSION | 8100M |  |  | Rental | MHHS-Southeast |  |  |  | FFL2069 |  | Southeast & Bay Area |  | Rental | [7 empty] | PUMPINFUSION-ALARIS-Medley 8100 |  | MEDLEY PUMP MODULE LVP *MEMORIAL HERMANN |  |  | PUMPINFUSION-ALARIS-Medley 8100 | [6 empty] | Verified as Rental |  |  | MHHS-Southeast
NO | YES |  |  |  | FFL2073 |  | CAREFUSION | 8100M |  |  | Rental | MHHS-Southeast |  |  |  | FFL2073 |  | Southeast & Bay Area |  | Rental | [7 empty] | PUMPINFUSION-ALARIS-Medley 8100 |  | MEDLEY PUMP MODULE LVP *MEMORIAL HERMANN |  |  | PUMPINFUSION-ALARIS-Medley 8100 | [6 empty] | Verified as Rental |  |  | MHHS-Southeast
NO | YES |  |  |  | FFL2079 |  | CAREFUSION | 8100M |  |  | Rental | MHHS-Southeast |  |  |  | FFL2079 |  | Southeast & Bay Area |  | Rental | [7 empty] | PUMPINFUSION-ALARIS-Medley 8100 |  | MEDLEY PUMP MODULE LVP *MEMORIAL HERMANN |  |  | PUMPINFUSION-ALARIS-Medley 8100 | [6 empty] | Verified as Rental |  |  | MHHS-Southeast
NO | YES |  |  |  | FFL2104 |  | CAREFUSION | 8100M |  |  | Rental | MHHS-Southeast |  |  |  | FFL2104 |  | Southeast & Bay Area |  | Rental | [7 empty] | PUMPINFUSION-ALARIS-Medley 8100 |  | MEDLEY PUMP MODULE LVP *MEMORIAL HERMANN |  |  | PUMPINFUSION-ALARIS-Medley 8100 | [6 empty] | Verified as Rental |  |  | MHHS-Southeast
NO | YES |  |  |  | FFL2105 |  | CAREFUSION | 8100M |  |  | Rental | MHHS-Southeast |  |  |  | FFL2105 |  | Southeast & Bay Area |  | Rental | [7 empty] | PUMPINFUSION-ALARIS-Medley 8100 |  | MEDLEY PUMP MODULE LVP *MEMORIAL HERMANN |  |  | PUMPINFUSION-ALARIS-Medley 8100 | [6 empty] | Verified as Rental |  |  | MHHS-Southeast
NO | YES |  |  |  | FFL2118 |  | CAREFUSION | 8100M |  |  | Rental | MHHS-Southeast |  |  |  | FFL2118 |  | Southeast & Bay Area |  | Rental | [7 empty] | PUMPINFUSION-ALARIS-Medley 8100 |  | MEDLEY PUMP MODULE LVP *MEMORIAL HERMANN |  |  | PUMPINFUSION-ALARIS-Medley 8100 | [6 empty] | Verified as Rental |  |  | MHHS-Southeast
NO | YES |  |  |  | FFL2131 |  | CAREFUSION | 8100M |  |  | Rental | MHHS-Southeast |  |  |  | FFL2131 |  | Southeast & Bay Area |  | Rental | [7 empty] | PUMPINFUSION-ALARIS-Medley 8100 |  | MEDLEY PUMP MODULE LVP *MEMORIAL HERMANN |  |  | PUMPINFUSION-ALARIS-Medley 8100 | [6 empty] | Verified as Rental |  |  | MHHS-Southeast
NO | YES |  |  |  | FFL2134 |  | CAREFUSION | 8100M |  |  | Rental | MHHS-Southeast |  |  |  | FFL2134 |  | Southeast & Bay Area |  | Rental | [7 empty] | PUMPINFUSION-ALARIS-Medley 8100 |  | MEDLEY PUMP MODULE LVP *MEMORIAL HERMANN |  |  | PUMPINFUSION-ALARIS-Medley 8100 | [6 empty] | Verified as Rental |  |  | MHHS-Southeast
NO | YES |  |  |  | FFL2136 |  | CAREFUSION | 8100M |  |  | Rental | MHHS-Southeast |  |  |  | FFL2136 |  | Southeast & Bay Area |  | Rental | [7 empty] | PUMPINFUSION-ALARIS-Medley 8100 |  | MEDLEY PUMP MODULE LVP *MEMORIAL HERMANN |  |  | PUMPINFUSION-ALARIS-Medley 8100 | [6 empty] | Verified as Rental |  |  | MHHS-Southeast
NO | YES |  |  |  | FFL2139 |  | CAREFUSION | 8100M |  |  | Rental | MHHS-Southeast |  |  |  | FFL2139 |  | Southeast & Bay Area |  | Rental | [7 empty] | PUMPINFUSION-ALARIS-Medley 8100 |  | MEDLEY PUMP MODULE LVP *MEMORIAL HERMANN |  |  | PUMPINFUSION-ALARIS-Medley 8100 | [6 empty] | Verified as Rental |  |  | MHHS-Southeast
NO | YES |  |  |  | FFL2150 |  | CAREFUSION | 8100M |  |  | Rental | MHHS-Southeast |  |  |  | FFL2150 |  | Southeast & Bay Area |  | Rental | [7 empty] | PUMPINFUSION-ALARIS-Medley 8100 |  | MEDLEY PUMP MODULE LVP *MEMORIAL HERMANN |  |  | PUMPINFUSION-ALARIS-Medley 8100 | [6 empty] | Verified as Rental |  |  | MHHS-Southeast
NO | YES |  |  |  | FFL2154 |  | CAREFUSION | 8100M |  |  | Rental | MHHS-Southeast |  |  |  | FFL2154 |  | Southeast & Bay Area |  | Rental | [7 empty] | PUMPINFUSION-ALARIS-Medley 8100 |  | MEDLEY PUMP MODULE LVP *MEMORIAL HERMANN |  |  | PUMPINFUSION-ALARIS-Medley 8100 | [6 empty] | Verified as Rental |  |  | MHHS-Southeast
NO | YES |  |  |  | FFL2173 |  | CAREFUSION | 8100M |  |  | Rental | MHHS-Southeast |  |  |  | FFL2173 |  | Southeast & Bay Area |  | Rental | [7 empty] | PUMPINFUSION-ALARIS-Medley 8100 |  | MEDLEY PUMP MODULE LVP *MEMORIAL HERMANN |  |  | PUMPINFUSION-ALARIS-Medley 8100 | [6 empty] | Verified as Rental |  |  | MHHS-Southeast
NO | YES |  |  |  | FFL2188 |  | CAREFUSION | 8100M |  |  | Rental | MHHS-Southeast |  |  |  | FFL2188 |  | Southeast & Bay Area |  | Rental | [7 empty] | PUMPINFUSION-ALARIS-Medley 8100 |  | MEDLEY PUMP MODULE LVP *MEMORIAL HERMANN |  |  | PUMPINFUSION-ALARIS-Medley 8100 | [6 empty] | Verified as Rental |  |  | MHHS-Southeast
NO | YES |  |  |  | FFL2207 |  | CAREFUSION | 8100M |  |  | Rental | MHHS-Southeast |  |  |  | FFL2207 |  | Southeast & Bay Area |  | Rental | [7 empty] | PUMPINFUSION-ALARIS-Medley 8100 |  | MEDLEY PUMP MODULE LVP *MEMORIAL HERMANN |  |  | PUMPINFUSION-ALARIS-Medley 8100 | [6 empty] | Verified as Rental |  |  | MHHS-Southeast
NO | YES |  |  |  | FFL2240 |  | CAREFUSION | 8100M |  |  | Rental | MHHS-Southeast |  |  |  | FFL2240 |  | Southeast & Bay Area |  | Rental | [7 empty] | PUMPINFUSION-ALARIS-Medley 8100 |  | MEDLEY PUMP MODULE LVP *MEMORIAL HERMANN |  |  | PUMPINFUSION-ALARIS-Medley 8100 | [6 empty] | Verified as Rental |  |  | MHHS-Southeast
NO | YES |  |  |  | FFL2257 |  | CAREFUSION | 8100M |  |  | Rental | MHHS-Southeast |  |  |  | FFL2257 |  | Southeast & Bay Area |  | Rental | [7 empty] | PUMPINFUSION-ALARIS-Medley 8100 |  | MEDLEY PUMP MODULE LVP *MEMORIAL HERMANN |  |  | PUMPINFUSION-ALARIS-Medley 8100 | [6 empty] | Verified as Rental |  |  | MHHS-Southeast
NO | YES |  |  |  | FFL2262 |  | CAREFUSION | 8100M |  |  | Rental | MHHS-Southeast |  |  |  | FFL2262 |  | Southeast & Bay Area |  | Rental | [7 empty] | PUMPINFUSION-ALARIS-Medley 8100 |  | MEDLEY PUMP MODULE LVP *MEMORIAL HERMANN |  |  | PUMPINFUSION-ALARIS-Medley 8100 | [6 empty] | Verified as Rental |  |  | MHHS-Southeast
NO | YES |  |  |  | FFL2285 |  | CAREFUSION | 8100M |  |  | Rental | MHHS-Southeast |  |  |  | FFL2285 |  | Southeast & Bay Area |  | Rental | [7 empty] | PUMPINFUSION-ALARIS-Medley 8100 |  | MEDLEY PUMP MODULE LVP *MEMORIAL HERMANN |  |  | PUMPINFUSION-ALARIS-Medley 8100 | [6 empty] | Verified as Rental |  |  | MHHS-Southeast
NO | YES |  |  |  | FFL2302 |  | CAREFUSION | 8100M |  |  | Rental | MHHS-Southeast |  |  |  | FFL2302 |  | Southeast & Bay Area |  | Rental | [7 empty] | PUMPINFUSION-ALARIS-Medley 8100 |  | MEDLEY PUMP MODULE LVP *MEMORIAL HERMANN |  |  | PUMPINFUSION-ALARIS-Medley 8100 | [6 empty] | Verified as Rental |  |  | MHHS-Southeast
NO | YES |  |  |  | FFL2304 |  | CAREFUSION | 8100M |  |  | Rental | MHHS-Southeast |  |  |  | FFL2304 |  | Southeast & Bay Area |  | Rental | [7 empty] | PUMPINFUSION-ALARIS-Medley 8100 |  | MEDLEY PUMP MODULE LVP *MEMORIAL HERMANN |  |  | PUMPINFUSION-ALARIS-Medley 8100 | [6 empty] | Verified as Rental |  |  | MHHS-Southeast
NO | YES |  |  |  | FFL2315 |  | CAREFUSION | 8100M |  |  | Rental | MHHS-Southeast |  |  |  | FFL2315 |  | Southeast & Bay Area |  | Rental | [7 empty] | PUMPINFUSION-ALARIS-Medley 8100 |  | MEDLEY PUMP MODULE LVP *MEMORIAL HERMANN |  |  | PUMPINFUSION-ALARIS-Medley 8100 | [6 empty] | Verified as Rental |  |  | MHHS-Southeast
NO | YES |  |  |  | FFL2319 |  | CAREFUSION | 8100M |  |  | Rental | MHHS-Southeast |  |  |  | FFL2319 |  | Southeast & Bay Area |  | Rental | [7 empty] | PUMPINFUSION-ALARIS-Medley 8100 |  | MEDLEY PUMP MODULE LVP *MEMORIAL HERMANN |  |  | PUMPINFUSION-ALARIS-Medley 8100 | [6 empty] | Verified as Rental |  |  | MHHS-Southeast
NO | YES |  |  |  | FFL2323 |  | CAREFUSION | 8100M |  |  | Rental | MHHS-Southeast |  |  |  | FFL2323 |  | Southeast & Bay Area |  | Rental | [7 empty] | PUMPINFUSION-ALARIS-Medley 8100 |  | MEDLEY PUMP MODULE LVP *MEMORIAL HERMANN |  |  | PUMPINFUSION-ALARIS-Medley 8100 | [6 empty] | Verified as Rental |  |  | MHHS-Southeast
NO | YES |  |  |  | FFL2368 |  | CAREFUSION | 8100M |  |  | Rental | MHHS-Southeast |  |  |  | FFL2368 |  | Southeast & Bay Area |  | Rental | [7 empty] | PUMPINFUSION-ALARIS-Medley 8100 |  | MEDLEY PUMP MODULE LVP *MEMORIAL HERMANN |  |  | PUMPINFUSION-ALARIS-Medley 8100 | [6 empty] | Verified as Rental |  |  | MHHS-Southeast
NO | YES |  |  |  | FFL2371 |  | CAREFUSION | 8100M |  |  | Rental | MHHS-Southeast |  |  |  | FFL2371 |  | Southeast & Bay Area |  | Rental | [7 empty] | PUMPINFUSION-ALARIS-Medley 8100 |  | MEDLEY PUMP MODULE LVP *MEMORIAL HERMANN |  |  | PUMPINFUSION-ALARIS-Medley 8100 | [6 empty] | Verified as Rental |  |  | MHHS-Southeast
NO | YES |  |  |  | FFL2380 |  | CAREFUSION | 8100M |  |  | Rental | MHHS-Southeast |  |  |  | FFL2380 |  | Southeast & Bay Area |  | Rental | [7 empty] | PUMPINFUSION-ALARIS-Medley 8100 |  | MEDLEY PUMP MODULE LVP *MEMORIAL HERMANN |  |  | PUMPINFUSION-ALARIS-Medley 8100 | [6 empty] | Verified as Rental |  |  | MHHS-Southeast
NO | YES |  |  |  | FFL2407 |  | CAREFUSION | 8100M |  |  | Rental | MHHS-Southeast |  |  |  | FFL2407 |  | Southeast & Bay Area |  | Rental | [7 empty] | PUMPINFUSION-ALARIS-Medley 8100 |  | MEDLEY PUMP MODULE LVP *MEMORIAL HERMANN |  |  | PUMPINFUSION-ALARIS-Medley 8100 | [6 empty] | Verified as Rental |  |  | MHHS-Southeast
NO | YES |  |  |  | FFL2416 |  | CAREFUSION | 8100M |  |  | Rental | MHHS-Southeast |  |  |  | FFL2416 |  | Southeast & Bay Area |  | Rental | [7 empty] | PUMPINFUSION-ALARIS-Medley 8100 |  | MEDLEY PUMP MODULE LVP *MEMORIAL HERMANN |  |  | PUMPINFUSION-ALARIS-Medley 8100 | [6 empty] | Verified as Rental |  |  | MHHS-Southeast
NO | YES |  |  |  | FFL2423 |  | CAREFUSION | 8100M |  |  | Rental | MHHS-Southeast |  |  |  | FFL2423 |  | Southeast & Bay Area |  | Rental | [7 empty] | PUMPINFUSION-ALARIS-Medley 8100 |  | MEDLEY PUMP MODULE LVP *MEMORIAL HERMANN |  |  | PUMPINFUSION-ALARIS-Medley 8100 | [6 empty] | Verified as Rental |  |  | MHHS-Southeast
NO | YES |  |  |  | FFL2429 |  | CAREFUSION | 8100M |  |  | Rental | MHHS-Southeast |  |  |  | FFL2429 |  | Southeast & Bay Area |  | Rental | [7 empty] | PUMPINFUSION-ALARIS-Medley 8100 |  | MEDLEY PUMP MODULE LVP *MEMORIAL HERMANN |  |  | PUMPINFUSION-ALARIS-Medley 8100 | [6 empty] | Verified as Rental |  |  | MHHS-Southeast
NO | YES |  |  |  | FFL2431 |  | CAREFUSION | 8100M |  |  | Rental | MHHS-Southeast |  |  |  | FFL2431 |  | Southeast & Bay Area |  | Rental | [7 empty] | PUMPINFUSION-ALARIS-Medley 8100 |  | MEDLEY PUMP MODULE LVP *MEMORIAL HERMANN |  |  | PUMPINFUSION-ALARIS-Medley 8100 | [6 empty] | Verified as Rental |  |  | MHHS-Southeast
NO | YES |  |  |  | FFL2435 |  | CAREFUSION | 8100M |  |  | Rental | MHHS-Southeast |  |  |  | FFL2435 |  | Southeast & Bay Area |  | Rental | [7 empty] | PUMPINFUSION-ALARIS-Medley 8100 |  | MEDLEY PUMP MODULE LVP *MEMORIAL HERMANN |  |  | PUMPINFUSION-ALARIS-Medley 8100 | [6 empty] | Verified as Rental |  |  | MHHS-Southeast
NO | YES |  |  |  | FFL2440 |  | CAREFUSION | 8100M |  |  | Rental | MHHS-Southeast |  |  |  | FFL2440 |  | Southeast & Bay Area |  | Rental | [7 empty] | PUMPINFUSION-ALARIS-Medley 8100 |  | MEDLEY PUMP MODULE LVP *MEMORIAL HERMANN |  |  | PUMPINFUSION-ALARIS-Medley 8100 | [6 empty] | Verified as Rental |  |  | MHHS-Southeast
NO | YES |  |  |  | FFL2444 |  | CAREFUSION | 8100M |  |  | Rental | MHHS-Southeast |  |  |  | FFL2444 |  | Southeast & Bay Area |  | Rental | [7 empty] | PUMPINFUSION-ALARIS-Medley 8100 |  | MEDLEY PUMP MODULE LVP *MEMORIAL HERMANN |  |  | PUMPINFUSION-ALARIS-Medley 8100 | [6 empty] | Verified as Rental |  |  | MHHS-Southeast
NO | YES |  |  |  | FFL2448 |  | CAREFUSION | 8100M |  |  | Rental | MHHS-Southeast |  |  |  | FFL2448 |  | Southeast & Bay Area |  | Rental | [7 empty] | PUMPINFUSION-ALARIS-Medley 8100 |  | MEDLEY PUMP MODULE LVP *MEMORIAL HERMANN |  |  | PUMPINFUSION-ALARIS-Medley 8100 | [6 empty] | Verified as Rental |  |  | MHHS-Southeast
NO | YES |  |  |  | FFL2464 |  | CAREFUSION | 8100M |  |  | Rental | MHHS-Southeast |  |  |  | FFL2464 |  | Southeast & Bay Area |  | Rental | [7 empty] | PUMPINFUSION-ALARIS-Medley 8100 |  | MEDLEY PUMP MODULE LVP *MEMORIAL HERMANN |  |  | PUMPINFUSION-ALARIS-Medley 8100 | [6 empty] | Verified as Rental |  |  | MHHS-Southeast
NO | YES |  |  |  | FFL2465 |  | CAREFUSION | 8100M |  |  | Rental | MHHS-Southeast |  |  |  | FFL2465 |  | Southeast & Bay Area |  | Rental | [7 empty] | PUMPINFUSION-ALARIS-Medley 8100 |  | MEDLEY PUMP MODULE LVP *MEMORIAL HERMANN |  |  | PUMPINFUSION-ALARIS-Medley 8100 | [6 empty] | Verified as Rental |  |  | MHHS-Southeast
NO | YES |  |  |  | FFL2467 |  | CAREFUSION | 8100M |  |  | Rental | MHHS-Southeast |  |  |  | FFL2467 |  | Southeast & Bay Area |  | Rental | [7 empty] | PUMPINFUSION-ALARIS-Medley 8100 |  | MEDLEY PUMP MODULE LVP *MEMORIAL HERMANN |  |  | PUMPINFUSION-ALARIS-Medley 8100 | [6 empty] | Verified as Rental |  |  | MHHS-Southeast
NO | YES |  |  |  | FFL2486 |  | CAREFUSION | 8100M |  |  | Rental | MHHS-Southeast |  |  |  | FFL2486 |  | Southeast & Bay Area |  | Rental | [7 empty] | PUMPINFUSION-ALARIS-Medley 8100 |  | MEDLEY PUMP MODULE LVP *MEMORIAL HERMANN |  |  | PUMPINFUSION-ALARIS-Medley 8100 | [6 empty] | Verified as Rental |  |  | MHHS-Southeast
NO | YES |  |  |  | FFL2491 |  | CAREFUSION | 8100M |  |  | Rental | MHHS-Southeast |  |  |  | FFL2491 |  | Southeast & Bay Area |  | Rental | [7 empty] | PUMPINFUSION-ALARIS-Medley 8100 |  | MEDLEY PUMP MODULE LVP *MEMORIAL HERMANN |  |  | PUMPINFUSION-ALARIS-Medley 8100 | [6 empty] | Verified as Rental |  |  | MHHS-Southeast
NO | YES |  |  |  | FFL2506 |  | CAREFUSION | 8100M |  |  | Rental | MHHS-Southeast |  |  |  | FFL2506 |  | Southeast & Bay Area |  | Rental | [7 empty] | PUMPINFUSION-ALARIS-Medley 8100 |  | MEDLEY PUMP MODULE LVP *MEMORIAL HERMANN |  |  | PUMPINFUSION-ALARIS-Medley 8100 | [6 empty] | Verified as Rental |  |  | MHHS-Southeast
NO | YES |  |  |  | FFL2522 |  | CAREFUSION | 8100M |  |  | Rental | MHHS-Southeast |  |  |  | FFL2522 |  | Southeast & Bay Area |  | Rental | [7 empty] | PUMPINFUSION-ALARIS-Medley 8100 |  | MEDLEY PUMP MODULE LVP *MEMORIAL HERMANN |  |  | PUMPINFUSION-ALARIS-Medley 8100 | [6 empty] | Verified as Rental |  |  | MHHS-Southeast
NO | YES |  |  |  | FFL2547 |  | CAREFUSION | 8100M |  |  | Rental | MHHS-Southeast |  |  |  | FFL2547 |  | Southeast & Bay Area |  | Rental | [7 empty] | PUMPINFUSION-ALARIS-Medley 8100 |  | MEDLEY PUMP MODULE LVP *MEMORIAL HERMANN |  |  | PUMPINFUSION-ALARIS-Medley 8100 | [6 empty] | Verified as Rental |  |  | MHHS-Southeast
NO | YES |  |  |  | FFL2556 |  | CAREFUSION | 8100M |  |  | Rental | MHHS-Southeast |  |  |  | FFL2556 |  | Southeast & Bay Area |  | Rental | [7 empty] | PUMPINFUSION-ALARIS-Medley 8100 |  | MEDLEY PUMP MODULE LVP *MEMORIAL HERMANN |  |  | PUMPINFUSION-ALARIS-Medley 8100 | [6 empty] | Verified as Rental |  |  | MHHS-Southeast
NO | YES |  |  |  | FFL2557 |  | CAREFUSION | 8100M |  |  | Rental | MHHS-Southeast |  |  |  | FFL2557 |  | Southeast & Bay Area |  | Rental | [7 empty] | PUMPINFUSION-ALARIS-Medley 8100 |  | MEDLEY PUMP MODULE LVP *MEMORIAL HERMANN |  |  | PUMPINFUSION-ALARIS-Medley 8100 | [6 empty] | Verified as Rental |  |  | MHHS-Southeast
NO | YES |  |  |  | FFL2560 |  | CAREFUSION | 8100M |  |  | Rental | MHHS-Southeast |  |  |  | FFL2560 |  | Southeast & Bay Area |  | Rental | [7 empty] | PUMPINFUSION-ALARIS-Medley 8100 |  | MEDLEY PUMP MODULE LVP *MEMORIAL HERMANN |  |  | PUMPINFUSION-ALARIS-Medley 8100 | [6 empty] | Verified as Rental |  |  | MHHS-Southeast
NO | YES |  |  |  | FFL2593 |  | CAREFUSION | 8100M |  |  | Rental | MHHS-Southeast |  |  |  | FFL2593 |  | Southeast & Bay Area |  | Rental | [7 empty] | PUMPINFUSION-ALARIS-Medley 8100 |  | MEDLEY PUMP MODULE LVP *MEMORIAL HERMANN |  |  | PUMPINFUSION-ALARIS-Medley 8100 | [6 empty] | Verified as Rental |  |  | MHHS-Southeast
NO | YES |  |  |  | FFL2603 |  | CAREFUSION | 8100M |  |  | Rental | MHHS-Southeast |  |  |  | FFL2603 |  | Southeast & Bay Area |  | Rental | [7 empty] | PUMPINFUSION-ALARIS-Medley 8100 |  | MEDLEY PUMP MODULE LVP *MEMORIAL HERMANN |  |  | PUMPINFUSION-ALARIS-Medley 8100 | [6 empty] | Verified as Rental |  |  | MHHS-Southeast
NO | YES |  |  |  | FFL2614 |  | CAREFUSION | 8100M |  |  | Rental | MHHS-Southeast |  |  |  | FFL2614 |  | Southeast & Bay Area |  | Rental | [7 empty] | PUMPINFUSION-ALARIS-Medley 8100 |  | MEDLEY PUMP MODULE LVP *MEMORIAL HERMANN |  |  | PUMPINFUSION-ALARIS-Medley 8100 | [6 empty] | Verified as Rental |  |  | MHHS-Southeast
NO | YES |  |  |  | FFL2616 |  | CAREFUSION | 8100M |  |  | Rental | MHHS-Southeast |  |  |  | FFL2616 |  | Southeast & Bay Area |  | Rental | [7 empty] | PUMPINFUSION-ALARIS-Medley 8100 |  | MEDLEY PUMP MODULE LVP *MEMORIAL HERMANN |  |  | PUMPINFUSION-ALARIS-Medley 8100 | [6 empty] | Verified as Rental |  |  | MHHS-Southeast
NO | YES |  |  |  | FFL2631 |  | CAREFUSION | 8100M |  |  | Rental | MHHS-Southeast |  |  |  | FFL2631 |  | Southeast & Bay Area |  | Rental | [7 empty] | PUMPINFUSION-ALARIS-Medley 8100 |  | MEDLEY PUMP MODULE LVP *MEMORIAL HERMANN |  |  | PUMPINFUSION-ALARIS-Medley 8100 | [6 empty] | Verified as Rental |  |  | MHHS-Southeast
NO | YES |  |  |  | FFL2643 |  | CAREFUSION | 8100M |  |  | Rental | MHHS-Southeast |  |  |  | FFL2643 |  | Southeast & Bay Area |  | Rental | [7 empty] | PUMPINFUSION-ALARIS-Medley 8100 |  | MEDLEY PUMP MODULE LVP *MEMORIAL HERMANN |  |  | PUMPINFUSION-ALARIS-Medley 8100 | [6 empty] | Verified as Rental |  |  | MHHS-Southeast
NO | YES |  |  |  | FFL2653 |  | CAREFUSION | 8100M |  |  | Rental | MHHS-Southeast |  |  |  | FFL2653 |  | Southeast & Bay Area |  | Rental | [7 empty] | PUMPINFUSION-ALARIS-Medley 8100 |  | MEDLEY PUMP MODULE LVP *MEMORIAL HERMANN |  |  | PUMPINFUSION-ALARIS-Medley 8100 | [6 empty] | Verified as Rental |  |  | MHHS-Southeast
NO | YES |  |  |  | FFL2656 |  | CAREFUSION | 8100M |  |  | Rental | MHHS-Southeast |  |  |  | FFL2656 |  | Southeast & Bay Area |  | Rental | [7 empty] | PUMPINFUSION-ALARIS-Medley 8100 |  | MEDLEY PUMP MODULE LVP *MEMORIAL HERMANN |  |  | PUMPINFUSION-ALARIS-Medley 8100 | [6 empty] | Verified as Rental |  |  | MHHS-Southeast
NO | YES |  |  |  | FFL2663 |  | CAREFUSION | 8100M |  |  | Rental | MHHS-Southeast |  |  |  | FFL2663 |  | Southeast & Bay Area |  | Rental | [7 empty] | PUMPINFUSION-ALARIS-Medley 8100 |  | MEDLEY PUMP MODULE LVP *MEMORIAL HERMANN |  |  | PUMPINFUSION-ALARIS-Medley 8100 | [6 empty] | Verified as Rental |  |  | MHHS-Southeast
NO | YES |  |  |  | FFL2682 |  | CAREFUSION | 8100M |  |  | Rental | MHHS-Southeast |  |  |  | FFL2682 |  | Southeast & Bay Area |  | Rental | [7 empty] | PUMPINFUSION-ALARIS-Medley 8100 |  | MEDLEY PUMP MODULE LVP *MEMORIAL HERMANN |  |  | PUMPINFUSION-ALARIS-Medley 8100 | [6 empty] | Verified as Rental |  |  | MHHS-Southeast
NO | YES |  |  |  | FFL2695 |  | CAREFUSION | 8100M |  |  | Rental | MHHS-Southeast |  |  |  | FFL2695 |  | Southeast & Bay Area |  | Rental | [7 empty] | PUMPINFUSION-ALARIS-Medley 8100 |  | MEDLEY PUMP MODULE LVP *MEMORIAL HERMANN |  |  | PUMPINFUSION-ALARIS-Medley 8100 | [6 empty] | Verified as Rental |  |  | MHHS-Southeast
NO | YES |  |  |  | FFL2702 |  | CAREFUSION | 8100M |  |  | Rental | MHHS-Southeast |  |  |  | FFL2702 |  | Southeast & Bay Area |  | Rental | [7 empty] | PUMPINFUSION-ALARIS-Medley 8100 |  | MEDLEY PUMP MODULE LVP *MEMORIAL HERMANN |  |  | PUMPINFUSION-ALARIS-Medley 8100 | [6 empty] | Verified as Rental |  |  | MHHS-Southeast
NO | YES |  |  |  | FFL2712 |  | CAREFUSION | 8100M |  |  | Rental | MHHS-Southeast |  |  |  | FFL2712 |  | Southeast & Bay Area |  | Rental | [7 empty] | PUMPINFUSION-ALARIS-Medley 8100 |  | MEDLEY PUMP MODULE LVP *MEMORIAL HERMANN |  |  | PUMPINFUSION-ALARIS-Medley 8100 | [6 empty] | Verified as Rental |  |  | MHHS-Southeast
NO | YES |  |  |  | FFL2713 |  | CAREFUSION | 8100M |  |  | Rental | MHHS-Southeast |  |  |  | FFL2713 |  | Southeast & Bay Area |  | Rental | [7 empty] | PUMPINFUSION-ALARIS-Medley 8100 |  | MEDLEY PUMP MODULE LVP *MEMORIAL HERMANN |  |  | PUMPINFUSION-ALARIS-Medley 8100 | [6 empty] | Verified as Rental |  |  | MHHS-Southeast
NO | YES |  |  |  | FFL2716 |  | CAREFUSION | 8100M |  |  | Rental | MHHS-Southeast |  |  |  | FFL2716 |  | Southeast & Bay Area |  | Rental | [7 empty] | PUMPINFUSION-ALARIS-Medley 8100 |  | MEDLEY PUMP MODULE LVP *MEMORIAL HERMANN |  |  | PUMPINFUSION-ALARIS-Medley 8100 | [6 empty] | Verified as Rental |  |  | MHHS-Southeast
NO | YES |  |  |  | FFL2724 |  | CAREFUSION | 8100M |  |  | Rental | MHHS-Southeast |  |  |  | FFL2724 |  | Southeast & Bay Area |  | Rental | [7 empty] | PUMPINFUSION-ALARIS-Medley 8100 |  | MEDLEY PUMP MODULE LVP *MEMORIAL HERMANN |  |  | PUMPINFUSION-ALARIS-Medley 8100 | [6 empty] | Verified as Rental |  |  | MHHS-Southeast
NO | YES |  |  |  | FFL2732 |  | CAREFUSION | 8100M |  |  | Rental | MHHS-Southeast |  |  |  | FFL2732 |  | Southeast & Bay Area |  | Rental | [7 empty] | PUMPINFUSION-ALARIS-Medley 8100 |  | MEDLEY PUMP MODULE LVP *MEMORIAL HERMANN |  |  | PUMPINFUSION-ALARIS-Medley 8100 | [6 empty] | Verified as Rental |  |  | MHHS-Southeast
NO | YES |  |  |  | FFL2733 |  | CAREFUSION | 8100M |  |  | Rental | MHHS-Southeast |  |  |  | FFL2733 |  | Southeast & Bay Area |  | Rental | [7 empty] | PUMPINFUSION-ALARIS-Medley 8100 |  | MEDLEY PUMP MODULE LVP *MEMORIAL HERMANN |  |  | PUMPINFUSION-ALARIS-Medley 8100 | [6 empty] | Verified as Rental |  |  | MHHS-Southeast
NO | YES |  |  |  | FFL2736 |  | CAREFUSION | 8100M |  |  | Rental | MHHS-Southeast |  |  |  | FFL2736 |  | Southeast & Bay Area |  | Rental | [7 empty] | PUMPINFUSION-ALARIS-Medley 8100 |  | MEDLEY PUMP MODULE LVP *MEMORIAL HERMANN |  |  | PUMPINFUSION-ALARIS-Medley 8100 | [6 empty] | Verified as Rental |  |  | MHHS-Southeast
NO | YES |  |  |  | FFL2741 |  | CAREFUSION | 8100M |  |  | Rental | MHHS-Southeast |  |  |  | FFL2741 |  | Southeast & Bay Area |  | Rental | [7 empty] | PUMPINFUSION-ALARIS-Medley 8100 |  | MEDLEY PUMP MODULE LVP *MEMORIAL HERMANN |  |  | PUMPINFUSION-ALARIS-Medley 8100 | [6 empty] | Verified as Rental |  |  | MHHS-Southeast
NO | YES |  |  |  | FFL2759 |  | CAREFUSION | 8100M |  |  | Rental | MHHS-Southeast |  |  |  | FFL2759 |  | Southeast & Bay Area |  | Rental | [7 empty] | PUMPINFUSION-ALARIS-Medley 8100 |  | MEDLEY PUMP MODULE LVP *MEMORIAL HERMANN |  |  | PUMPINFUSION-ALARIS-Medley 8100 | [6 empty] | Verified as Rental |  |  | MHHS-Southeast
NO | YES |  |  |  | FFL2763 |  | CAREFUSION | 8100M |  |  | Rental | MHHS-Southeast |  |  |  | FFL2763 |  | Southeast & Bay Area |  | Rental | [7 empty] | PUMPINFUSION-ALARIS-Medley 8100 |  | MEDLEY PUMP MODULE LVP *MEMORIAL HERMANN |  |  | PUMPINFUSION-ALARIS-Medley 8100 | [6 empty] | Verified as Rental |  |  | MHHS-Southeast
NO | YES |  |  |  | FFL2796 |  | CAREFUSION | 8100M |  |  | Rental | MHHS-Southeast |  |  |  | FFL2796 |  | Southeast & Bay Area |  | Rental | [7 empty] | PUMPINFUSION-ALARIS-Medley 8100 |  | MEDLEY PUMP MODULE LVP *MEMORIAL HERMANN |  |  | PUMPINFUSION-ALARIS-Medley 8100 | [6 empty] | Verified as Rental |  |  | MHHS-Southeast
NO | YES |  |  |  | FFL2801 |  | CAREFUSION | 8100M |  |  | Rental | MHHS-Southeast |  |  |  | FFL2801 |  | Southeast & Bay Area |  | Rental | [7 empty] | PUMPINFUSION-ALARIS-Medley 8100 |  | MEDLEY PUMP MODULE LVP *MEMORIAL HERMANN |  |  | PUMPINFUSION-ALARIS-Medley 8100 | [6 empty] | Verified as Rental |  |  | MHHS-Southeast
NO | YES |  |  |  | FFL2808 |  | CAREFUSION | 8100M |  |  | Rental | MHHS-Southeast |  |  |  | FFL2808 |  | Southeast & Bay Area |  | Rental | [7 empty] | PUMPINFUSION-ALARIS-Medley 8100 |  | MEDLEY PUMP MODULE LVP *MEMORIAL HERMANN |  |  | PUMPINFUSION-ALARIS-Medley 8100 | [6 empty] | Verified as Rental |  |  | MHHS-Southeast
NO | YES |  |  |  | FFL2837 |  | CAREFUSION | 8100M |  |  | Rental | MHHS-Southeast |  |  |  | FFL2837 |  | Southeast & Bay Area |  | Rental | [7 empty] | PUMPINFUSION-ALARIS-Medley 8100 |  | MEDLEY PUMP MODULE LVP *MEMORIAL HERMANN |  |  | PUMPINFUSION-ALARIS-Medley 8100 | [6 empty] | Verified as Rental |  |  | MHHS-Southeast
NO | YES |  |  |  | FFL2839 |  | CAREFUSION | 8100M |  |  | Rental | MHHS-Southeast |  |  |  | FFL2839 |  | Southeast & Bay Area |  | Rental | [7 empty] | PUMPINFUSION-ALARIS-Medley 8100 |  | MEDLEY PUMP MODULE LVP *MEMORIAL HERMANN |  |  | PUMPINFUSION-ALARIS-Medley 8100 | [6 empty] | Verified as Rental |  |  | MHHS-Southeast
NO | YES |  |  |  | FFL2846 |  | CAREFUSION | 8100M |  |  | Rental | MHHS-Southeast |  |  |  | FFL2846 |  | Southeast & Bay Area |  | Rental | [7 empty] | PUMPINFUSION-ALARIS-Medley 8100 |  | MEDLEY PUMP MODULE LVP *MEMORIAL HERMANN |  |  | PUMPINFUSION-ALARIS-Medley 8100 | [6 empty] | Verified as Rental |  |  | MHHS-Southeast
NO | YES |  |  |  | FFL2849 |  | CAREFUSION | 8100M |  |  | Rental | MHHS-Southeast |  |  |  | FFL2849 |  | Southeast & Bay Area |  | Rental | [7 empty] | PUMPINFUSION-ALARIS-Medley 8100 |  | MEDLEY PUMP MODULE LVP *MEMORIAL HERMANN |  |  | PUMPINFUSION-ALARIS-Medley 8100 | [6 empty] | Verified as Rental |  |  | MHHS-Southeast
NO | YES |  |  |  | FFL2855 |  | CAREFUSION | 8100M |  |  | Rental | MHHS-Southeast |  |  |  | FFL2855 |  | Southeast & Bay Area |  | Rental | [7 empty] | PUMPINFUSION-ALARIS-Medley 8100 |  | MEDLEY PUMP MODULE LVP *MEMORIAL HERMANN |  |  | PUMPINFUSION-ALARIS-Medley 8100 | [6 empty] | Verified as Rental |  |  | MHHS-Southeast
NO | YES |  |  |  | FFL2872 |  | CAREFUSION | 8100M |  |  | Rental | MHHS-Southeast |  |  |  | FFL2872 |  | Southeast & Bay Area |  | Rental | [7 empty] | PUMPINFUSION-ALARIS-Medley 8100 |  | MEDLEY PUMP MODULE LVP *MEMORIAL HERMANN |  |  | PUMPINFUSION-ALARIS-Medley 8100 | [6 empty] | Verified as Rental |  |  | MHHS-Southeast
NO | YES |  |  |  | FFL2873 |  | CAREFUSION | 8100M |  |  | Rental | MHHS-Southeast |  |  |  | FFL2873 |  | Southeast & Bay Area |  | Rental | [7 empty] | PUMPINFUSION-ALARIS-Medley 8100 |  | MEDLEY PUMP MODULE LVP *MEMORIAL HERMANN |  |  | PUMPINFUSION-ALARIS-Medley 8100 | [6 empty] | Verified as Rental |  |  | MHHS-Southeast
NO | YES |  |  |  | FFL2915 |  | CAREFUSION | 8100M |  |  | Rental | MHHS-Southeast |  |  |  | FFL2915 |  | Southeast & Bay Area |  | Rental | [7 empty] | PUMPINFUSION-ALARIS-Medley 8100 |  | MEDLEY PUMP MODULE LVP *MEMORIAL HERMANN |  |  | PUMPINFUSION-ALARIS-Medley 8100 | [6 empty] | Verified as Rental |  |  | MHHS-Southeast
NO | YES |  |  |  | FFL2918 |  | CAREFUSION | 8100M |  |  | Rental | MHHS-Southeast |  |  |  | FFL2918 |  | Southeast & Bay Area |  | Rental | [7 empty] | PUMPINFUSION-ALARIS-Medley 8100 |  | MEDLEY PUMP MODULE LVP *MEMORIAL HERMANN |  |  | PUMPINFUSION-ALARIS-Medley 8100 | [6 empty] | Verified as Rental |  |  | MHHS-Southeast
NO | YES |  |  |  | FFL2919 |  | CAREFUSION | 8100M |  |  | Rental | MHHS-Southeast |  |  |  | FFL2919 |  | Southeast & Bay Area |  | Rental | [7 empty] | PUMPINFUSION-ALARIS-Medley 8100 |  | MEDLEY PUMP MODULE LVP *MEMORIAL HERMANN |  |  | PUMPINFUSION-ALARIS-Medley 8100 | [6 empty] | Verified as Rental |  |  | MHHS-Southeast
NO | YES |  |  |  | FFL2922 |  | CAREFUSION | 8100M |  |  | Rental | MHHS-Southeast |  |  |  | FFL2922 |  | Southeast & Bay Area |  | Rental | [7 empty] | PUMPINFUSION-ALARIS-Medley 8100 |  | MEDLEY PUMP MODULE LVP *MEMORIAL HERMANN |  |  | PUMPINFUSION-ALARIS-Medley 8100 | [6 empty] | Verified as Rental |  |  | MHHS-Southeast
NO | YES |  |  |  | FFL2949 |  | CAREFUSION | 8100M |  |  | Rental | MHHS-Southeast |  |  |  | FFL2949 |  | Southeast & Bay Area |  | Rental | [7 empty] | PUMPINFUSION-ALARIS-Medley 8100 |  | MEDLEY PUMP MODULE LVP *MEMORIAL HERMANN |  |  | PUMPINFUSION-ALARIS-Medley 8100 | [6 empty] | Verified as Rental |  |  | MHHS-Southeast
NO | YES |  |  |  | FFL2950 |  | CAREFUSION | 8100M |  |  | Rental | MHHS-Southeast |  |  |  | FFL2950 |  | Southeast & Bay Area |  | Rental | [7 empty] | PUMPINFUSION-ALARIS-Medley 8100 |  | MEDLEY PUMP MODULE LVP *MEMORIAL HERMANN |  |  | PUMPINFUSION-ALARIS-Medley 8100 | [6 empty] | Verified as Rental |  |  | MHHS-Southeast
NO | YES |  |  |  | FFL2964 |  | CAREFUSION | 8100M |  |  | Rental | MHHS-Southeast |  |  |  | FFL2964 |  | Southeast & Bay Area |  | Rental | [7 empty] | PUMPINFUSION-ALARIS-Medley 8100 |  | MEDLEY PUMP MODULE LVP *MEMORIAL HERMANN |  |  | PUMPINFUSION-ALARIS-Medley 8100 | [6 empty] | Verified as Rental |  |  | MHHS-Southeast
NO | YES |  |  |  | FFL2976 |  | CAREFUSION | 8100M |  |  | Rental | MHHS-Southeast |  |  |  | FFL2976 |  | Southeast & Bay Area |  | Rental | [7 empty] | PUMPINFUSION-ALARIS-Medley 8100 |  | MEDLEY PUMP MODULE LVP *MEMORIAL HERMANN |  |  | PUMPINFUSION-ALARIS-Medley 8100 | [6 empty] | Verified as Rental |  |  | MHHS-Southeast
NO | YES |  |  |  | FFL2977 |  | CAREFUSION | 8100M |  |  | Rental | MHHS-Southeast |  |  |  | FFL2977 |  | Southeast & Bay Area |  | Rental | [7 empty] | PUMPINFUSION-ALARIS-Medley 8100 |  | MEDLEY PUMP MODULE LVP *MEMORIAL HERMANN |  |  | PUMPINFUSION-ALARIS-Medley 8100 | [6 empty] | Verified as Rental |  |  | MHHS-Southeast
NO | YES |  |  |  | FFL2983 |  | CAREFUSION | 8100M |  |  | Rental | MHHS-Southeast |  |  |  | FFL2983 |  | Southeast & Bay Area |  | Rental | [7 empty] | PUMPINFUSION-ALARIS-Medley 8100 |  | MEDLEY PUMP MODULE LVP *MEMORIAL HERMANN |  |  | PUMPINFUSION-ALARIS-Medley 8100 | [6 empty] | Verified as Rental |  |  | MHHS-Southeast
NO | YES |  |  |  | FFL2992 |  | CAREFUSION | 8100M |  |  | Rental | MHHS-Southeast |  |  |  | FFL2992 |  | Southeast & Bay Area |  | Rental | [7 empty] | PUMPINFUSION-ALARIS-Medley 8100 |  | MEDLEY PUMP MODULE LVP *MEMORIAL HERMANN |  |  | PUMPINFUSION-ALARIS-Medley 8100 | [6 empty] | Verified as Rental |  |  | MHHS-Southeast
NO | YES |  |  |  | FFL2994 |  | CAREFUSION | 8100M |  |  | Rental | MHHS-Southeast |  |  |  | FFL2994 |  | Southeast & Bay Area |  | Rental | [7 empty] | PUMPINFUSION-ALARIS-Medley 8100 |  | MEDLEY PUMP MODULE LVP *MEMORIAL HERMANN |  |  | PUMPINFUSION-ALARIS-Medley 8100 | [6 empty] | Verified as Rental |  |  | MHHS-Southeast
NO | YES |  |  |  | FFL3014 |  | CAREFUSION | 8100M |  |  | Rental | MHHS-Southeast |  |  |  | FFL3014 |  | Southeast & Bay Area |  | Rental | [7 empty] | PUMPINFUSION-ALARIS-Medley 8100 |  | MEDLEY PUMP MODULE LVP *MEMORIAL HERMANN |  |  | PUMPINFUSION-ALARIS-Medley 8100 | [6 empty] | Verified as Rental |  |  | MHHS-Southeast
NO | YES |  |  |  | FFL3017 |  | CAREFUSION | 8100M |  |  | Rental | MHHS-Southeast |  |  |  | FFL3017 |  | Southeast & Bay Area |  | Rental | [7 empty] | PUMPINFUSION-ALARIS-Medley 8100 |  | MEDLEY PUMP MODULE LVP *MEMORIAL HERMANN |  |  | PUMPINFUSION-ALARIS-Medley 8100 | [6 empty] | Verified as Rental |  |  | MHHS-Southeast
NO | YES |  |  |  | FFL3021 |  | CAREFUSION | 8100M |  |  | Rental | MHHS-Southeast |  |  |  | FFL3021 |  | Southeast & Bay Area |  | Rental | [7 empty] | PUMPINFUSION-ALARIS-Medley 8100 |  | MEDLEY PUMP MODULE LVP *MEMORIAL HERMANN |  |  | PUMPINFUSION-ALARIS-Medley 8100 | [6 empty] | Verified as Rental |  |  | MHHS-Southeast
NO | YES |  |  |  | FFL3031 |  | CAREFUSION | 8100M |  |  | Rental | MHHS-Southeast |  |  |  | FFL3031 |  | Southeast & Bay Area |  | Rental | [7 empty] | PUMPINFUSION-ALARIS-Medley 8100 |  | MEDLEY PUMP MODULE LVP *MEMORIAL HERMANN |  |  | PUMPINFUSION-ALARIS-Medley 8100 | [6 empty] | Verified as Rental |  |  | MHHS-Southeast
NO | YES |  |  |  | FFL3069 |  | CAREFUSION | 8100M |  |  | Rental | MHHS-Southeast |  |  |  | FFL3069 |  | Southeast & Bay Area |  | Rental | [7 empty] | PUMPINFUSION-ALARIS-Medley 8100 |  | MEDLEY PUMP MODULE LVP *MEMORIAL HERMANN |  |  | PUMPINFUSION-ALARIS-Medley 8100 | [6 empty] | Verified as Rental |  |  | MHHS-Southeast
NO | YES |  |  |  | FFL3078 |  | CAREFUSION | 8100M |  |  | Rental | MHHS-Southeast |  |  |  | FFL3078 |  | Southeast & Bay Area |  | Rental | [7 empty] | PUMPINFUSION-ALARIS-Medley 8100 |  | MEDLEY PUMP MODULE LVP *MEMORIAL HERMANN |  |  | PUMPINFUSION-ALARIS-Medley 8100 | [6 empty] | Verified as Rental |  |  | MHHS-Southeast
NO | YES |  |  |  | FFL3091 |  | CAREFUSION | 8100M |  |  | Rental | MHHS-Southeast |  |  |  | FFL3091 |  | Southeast & Bay Area |  | Rental | [7 empty] | PUMPINFUSION-ALARIS-Medley 8100 |  | MEDLEY PUMP MODULE LVP *MEMORIAL HERMANN |  |  | PUMPINFUSION-ALARIS-Medley 8100 | [6 empty] | Verified as Rental |  |  | MHHS-Southeast
NO | YES |  |  |  | FFL3096 |  | CAREFUSION | 8100M |  |  | Rental | MHHS-Southeast |  |  |  | FFL3096 |  | Southeast & Bay Area |  | Rental | [7 empty] | PUMPINFUSION-ALARIS-Medley 8100 |  | MEDLEY PUMP MODULE LVP *MEMORIAL HERMANN |  |  | PUMPINFUSION-ALARIS-Medley 8100 | [6 empty] | Verified as Rental |  |  | MHHS-Southeast
NO | YES |  |  |  | FFL3140 |  | CAREFUSION | 8100M |  |  | Rental | MHHS-Southeast |  |  |  | FFL3140 |  | Southeast & Bay Area |  | Rental | [7 empty] | PUMPINFUSION-ALARIS-Medley 8100 |  | MEDLEY PUMP MODULE LVP *MEMORIAL HERMANN |  |  | PUMPINFUSION-ALARIS-Medley 8100 | [6 empty] | Verified as Rental |  |  | MHHS-Southeast
NO | YES |  |  |  | FFL3143 |  | CAREFUSION | 8100M |  |  | Rental | MHHS-Southeast |  |  |  | FFL3143 |  | Southeast & Bay Area |  | Rental | [7 empty] | PUMPINFUSION-ALARIS-Medley 8100 |  | MEDLEY PUMP MODULE LVP *MEMORIAL HERMANN |  |  | PUMPINFUSION-ALARIS-Medley 8100 | [6 empty] | Verified as Rental |  |  | MHHS-Southeast
NO | YES |  |  |  | FFL3158 |  | CAREFUSION | 8100M |  |  | Rental | MHHS-Southeast |  |  |  | FFL3158 |  | Southeast & Bay Area |  | Rental | [7 empty] | PUMPINFUSION-ALARIS-Medley 8100 |  | MEDLEY PUMP MODULE LVP *MEMORIAL HERMANN |  |  | PUMPINFUSION-ALARIS-Medley 8100 | [6 empty] | Verified as Rental |  |  | MHHS-Southeast
NO | YES |  |  |  | FFL3179 |  | CAREFUSION | 8100M |  |  | Rental | MHHS-Southeast |  |  |  | FFL3179 |  | Southeast & Bay Area |  | Rental | [7 empty] | PUMPINFUSION-ALARIS-Medley 8100 |  | MEDLEY PUMP MODULE LVP *MEMORIAL HERMANN |  |  | PUMPINFUSION-ALARIS-Medley 8100 | [6 empty] | Verified as Rental |  |  | MHHS-Southeast
NO | YES |  |  |  | FFL3198 |  | CAREFUSION | 8100M |  |  | Rental | MHHS-Southeast |  |  |  | FFL3198 |  | Southeast & Bay Area |  | Rental | [7 empty] | PUMPINFUSION-ALARIS-Medley 8100 |  | MEDLEY PUMP MODULE LVP *MEMORIAL HERMANN |  |  | PUMPINFUSION-ALARIS-Medley 8100 | [6 empty] | Verified as Rental |  |  | MHHS-Southeast
NO | YES |  |  |  | FFL3219 |  | CAREFUSION | 8100M |  |  | Rental | MHHS-Southeast |  |  |  | FFL3219 |  | Southeast & Bay Area |  | Rental | [7 empty] | PUMPINFUSION-ALARIS-Medley 8100 |  | MEDLEY PUMP MODULE LVP *MEMORIAL HERMANN |  |  | PUMPINFUSION-ALARIS-Medley 8100 | [6 empty] | Verified as Rental |  |  | MHHS-Southeast
NO | YES |  |  |  | FFL3220 |  | CAREFUSION | 8100M |  |  | Rental | MHHS-Southeast |  |  |  | FFL3220 |  | Southeast & Bay Area |  | Rental | [7 empty] | PUMPINFUSION-ALARIS-Medley 8100 |  | MEDLEY PUMP MODULE LVP *MEMORIAL HERMANN |  |  | PUMPINFUSION-ALARIS-Medley 8100 | [6 empty] | Verified as Rental |  |  | MHHS-Southeast
NO | YES |  |  |  | FFL3224 |  | CAREFUSION | 8100M |  |  | Rental | MHHS-Southeast |  |  |  | FFL3224 |  | Southeast & Bay Area |  | Rental | [7 empty] | PUMPINFUSION-ALARIS-Medley 8100 |  | MEDLEY PUMP MODULE LVP *MEMORIAL HERMANN |  |  | PUMPINFUSION-ALARIS-Medley 8100 | [6 empty] | Verified as Rental |  |  | MHHS-Southeast
NO | YES |  |  |  | FFL3304 |  | CAREFUSION | 8100M |  |  | Rental | MHHS-Southeast |  |  |  | FFL3304 |  | Southeast & Bay Area |  | Rental | [7 empty] | PUMPINFUSION-ALARIS-Medley 8100 |  | MEDLEY PUMP MODULE LVP *MEMORIAL HERMANN |  |  | PUMPINFUSION-ALARIS-Medley 8100 | [6 empty] | Verified as Rental |  |  | MHHS-Southeast
NO | YES |  |  |  | FFL3312 |  | CAREFUSION | 8100M |  |  | Rental | MHHS-Southeast |  |  |  | FFL3312 |  | Southeast & Bay Area |  | Rental | [7 empty] | PUMPINFUSION-ALARIS-Medley 8100 |  | MEDLEY PUMP MODULE LVP *MEMORIAL HERMANN |  |  | PUMPINFUSION-ALARIS-Medley 8100 | [6 empty] | Verified as Rental |  |  | MHHS-Southeast
NO | YES |  |  |  | FFL3319 |  | CAREFUSION | 8100M |  |  | Rental | MHHS-Southeast |  |  |  | FFL3319 |  | Southeast & Bay Area |  | Rental | [7 empty] | PUMPINFUSION-ALARIS-Medley 8100 |  | MEDLEY PUMP MODULE LVP *MEMORIAL HERMANN |  |  | PUMPINFUSION-ALARIS-Medley 8100 | [6 empty] | Verified as Rental |  |  | MHHS-Southeast
NO | YES |  |  |  | FFL3328 |  | CAREFUSION | 8100M |  |  | Rental | MHHS-Southeast |  |  |  | FFL3328 |  | Southeast & Bay Area |  | Rental | [7 empty] | PUMPINFUSION-ALARIS-Medley 8100 |  | MEDLEY PUMP MODULE LVP *MEMORIAL HERMANN |  |  | PUMPINFUSION-ALARIS-Medley 8100 | [6 empty] | Verified as Rental |  |  | MHHS-Southeast
NO | YES |  |  |  | FFL3356 |  | CAREFUSION | 8100M |  |  | Rental | MHHS-Southeast |  |  |  | FFL3356 |  | Southeast & Bay Area |  | Rental | [7 empty] | PUMPINFUSION-ALARIS-Medley 8100 |  | MEDLEY PUMP MODULE LVP *MEMORIAL HERMANN |  |  | PUMPINFUSION-ALARIS-Medley 8100 | [6 empty] | Verified as Rental |  |  | MHHS-Southeast
NO | YES |  |  |  | FFL3363 |  | CAREFUSION | 8100M |  |  | Rental | MHHS-Southeast |  |  |  | FFL3363 |  | Southeast & Bay Area |  | Rental | [7 empty] | PUMPINFUSION-ALARIS-Medley 8100 |  | MEDLEY PUMP MODULE LVP *MEMORIAL HERMANN |  |  | PUMPINFUSION-ALARIS-Medley 8100 | [6 empty] | Verified as Rental |  |  | MHHS-Southeast
NO | YES |  |  |  | FFL3381 |  | CAREFUSION | 8100M |  |  | Rental | MHHS-Southeast |  |  |  | FFL3381 |  | Southeast & Bay Area |  | Rental | [7 empty] | PUMPINFUSION-ALARIS-Medley 8100 |  | MEDLEY PUMP MODULE LVP *MEMORIAL HERMANN |  |  | PUMPINFUSION-ALARIS-Medley 8100 | [6 empty] | Verified as Rental |  |  | MHHS-Southeast
NO | YES |  |  |  | FFL3382 |  | CAREFUSION | 8100M |  |  | Rental | MHHS-Southeast |  |  |  | FFL3382 |  | Southeast & Bay Area |  | Rental | [7 empty] | PUMPINFUSION-ALARIS-Medley 8100 |  | MEDLEY PUMP MODULE LVP *MEMORIAL HERMANN |  |  | PUMPINFUSION-ALARIS-Medley 8100 | [6 empty] | Verified as Rental |  |  | MHHS-Southeast
NO | YES |  |  |  | FFL3417 |  | CAREFUSION | 8100M |  |  | Rental | MHHS-Southeast |  |  |  | FFL3417 |  | Southeast & Bay Area |  | Rental | [7 empty] | PUMPINFUSION-ALARIS-Medley 8100 |  | MEDLEY PUMP MODULE LVP *MEMORIAL HERMANN |  |  | PUMPINFUSION-ALARIS-Medley 8100 | [6 empty] | Verified as Rental |  |  | MHHS-Southeast
NO | YES |  |  |  | FFL3422 |  | CAREFUSION | 8100M |  |  | Rental | MHHS-Southeast |  |  |  | FFL3422 |  | Southeast & Bay Area |  | Rental | [7 empty] | PUMPINFUSION-ALARIS-Medley 8100 |  | MEDLEY PUMP MODULE LVP *MEMORIAL HERMANN |  |  | PUMPINFUSION-ALARIS-Medley 8100 | [6 empty] | Verified as Rental |  |  | MHHS-Southeast
NO | YES |  |  |  | FFL3477 |  | CAREFUSION | 8100M |  |  | Rental | MHHS-Southeast |  |  |  | FFL3477 |  | Southeast & Bay Area |  | Rental | [7 empty] | PUMPINFUSION-ALARIS-Medley 8100 |  | MEDLEY PUMP MODULE LVP *MEMORIAL HERMANN |  |  | PUMPINFUSION-ALARIS-Medley 8100 | [6 empty] | Verified as Rental |  |  | MHHS-Southeast
NO | YES |  |  |  | FFL3517 |  | CAREFUSION | 8100M |  |  | Rental | MHHS-Southeast |  |  |  | FFL3517 |  | Southeast & Bay Area |  | Rental | [7 empty] | PUMPINFUSION-ALARIS-Medley 8100 |  | MEDLEY PUMP MODULE LVP *MEMORIAL HERMANN |  |  | PUMPINFUSION-ALARIS-Medley 8100 | [6 empty] | Verified as Rental |  |  | MHHS-Southeast
NO | YES |  |  |  | FFL3529 |  | CAREFUSION | 8100M |  |  | Rental | MHHS-Southeast |  |  |  | FFL3529 |  | Southeast & Bay Area |  | Rental | [7 empty] | PUMPINFUSION-ALARIS-Medley 8100 |  | MEDLEY PUMP MODULE LVP *MEMORIAL HERMANN |  |  | PUMPINFUSION-ALARIS-Medley 8100 | [6 empty] | Verified as Rental |  |  | MHHS-Southeast
NO | YES |  |  |  | FFL3541 |  | CAREFUSION | 8100M |  |  | Rental | MHHS-Southeast |  |  |  | FFL3541 |  | Southeast & Bay Area |  | Rental | [7 empty] | PUMPINFUSION-ALARIS-Medley 8100 |  | MEDLEY PUMP MODULE LVP *MEMORIAL HERMANN |  |  | PUMPINFUSION-ALARIS-Medley 8100 | [6 empty] | Verified as Rental |  |  | MHHS-Southeast
NO | YES |  |  |  | FFL3544 |  | CAREFUSION | 8100M |  |  | Rental | MHHS-Southeast |  |  |  | FFL3544 |  | Southeast & Bay Area |  | Rental | [7 empty] | PUMPINFUSION-ALARIS-Medley 8100 |  | MEDLEY PUMP MODULE LVP *MEMORIAL HERMANN |  |  | PUMPINFUSION-ALARIS-Medley 8100 | [6 empty] | Verified as Rental |  |  | MHHS-Southeast
NO | YES |  |  |  | FFL3583 |  | CAREFUSION | 8100M |  |  | Rental | MHHS-Southeast |  |  |  | FFL3583 |  | Southeast & Bay Area |  | Rental | [7 empty] | PUMPINFUSION-ALARIS-Medley 8100 |  | MEDLEY PUMP MODULE LVP *MEMORIAL HERMANN |  |  | PUMPINFUSION-ALARIS-Medley 8100 | [6 empty] | Verified as Rental |  |  | MHHS-Southeast
NO | YES |  |  |  | FFL3601 |  | CAREFUSION | 8100M |  |  | Rental | MHHS-Southeast |  |  |  | FFL3601 |  | Southeast & Bay Area |  | Rental | [7 empty] | PUMPINFUSION-ALARIS-Medley 8100 |  | MEDLEY PUMP MODULE LVP *MEMORIAL HERMANN |  |  | PUMPINFUSION-ALARIS-Medley 8100 | [6 empty] | Verified as Rental |  |  | MHHS-Southeast
NO | YES |  |  |  | FFL3629 |  | CAREFUSION | 8100M |  |  | Rental | MHHS-Southeast |  |  |  | FFL3629 |  | Southeast & Bay Area |  | Rental | [7 empty] | PUMPINFUSION-ALARIS-Medley 8100 |  | MEDLEY PUMP MODULE LVP *MEMORIAL HERMANN |  |  | PUMPINFUSION-ALARIS-Medley 8100 | [6 empty] | Verified as Rental |  |  | MHHS-Southeast
NO | YES |  |  |  | FFL3638 |  | CAREFUSION | 8100M |  |  | Rental | MHHS-Southeast |  |  |  | FFL3638 |  | Southeast & Bay Area |  | Rental | [7 empty] | PUMPINFUSION-ALARIS-Medley 8100 |  | MEDLEY PUMP MODULE LVP *MEMORIAL HERMANN |  |  | PUMPINFUSION-ALARIS-Medley 8100 | [6 empty] | Verified as Rental |  |  | MHHS-Southeast
NO | YES |  |  |  | FFL3689 |  | CAREFUSION | 8100M |  |  | Rental | MHHS-Southeast |  |  |  | FFL3689 |  | Southeast & Bay Area |  | Rental | [7 empty] | PUMPINFUSION-ALARIS-Medley 8100 |  | MEDLEY PUMP MODULE LVP *MEMORIAL HERMANN |  |  | PUMPINFUSION-ALARIS-Medley 8100 | [6 empty] | Verified as Rental |  |  | MHHS-Southeast
NO | YES |  |  |  | FFL3707 |  | CAREFUSION | 8100M |  |  | Rental | MHHS-Southeast |  |  |  | FFL3707 |  | Southeast & Bay Area |  | Rental | [7 empty] | PUMPINFUSION-ALARIS-Medley 8100 |  | MEDLEY PUMP MODULE LVP *MEMORIAL HERMANN |  |  | PUMPINFUSION-ALARIS-Medley 8100 | [6 empty] | Verified as Rental |  |  | MHHS-Southeast
NO | YES |  |  |  | FFL3716 |  | CAREFUSION | 8100M |  |  | Rental | MHHS-Southeast |  |  |  | FFL3716 |  | Southeast & Bay Area |  | Rental | [7 empty] | PUMPINFUSION-ALARIS-Medley 8100 |  | MEDLEY PUMP MODULE LVP *MEMORIAL HERMANN |  |  | PUMPINFUSION-ALARIS-Medley 8100 | [6 empty] | Verified as Rental |  |  | MHHS-Southeast
NO | YES |  |  |  | FFL3718 |  | CAREFUSION | 8100M |  |  | Rental | MHHS-Southeast |  |  |  | FFL3718 |  | Southeast & Bay Area |  | Rental | [7 empty] | PUMPINFUSION-ALARIS-Medley 8100 |  | MEDLEY PUMP MODULE LVP *MEMORIAL HERMANN |  |  | PUMPINFUSION-ALARIS-Medley 8100 | [6 empty] | Verified as Rental |  |  | MHHS-Southeast
NO | YES |  |  |  | FFL3726 |  | CAREFUSION | 8100M |  |  | Rental | MHHS-Southeast |  |  |  | FFL3726 |  | Southeast & Bay Area |  | Rental | [7 empty] | PUMPINFUSION-ALARIS-Medley 8100 |  | MEDLEY PUMP MODULE LVP *MEMORIAL HERMANN |  |  | PUMPINFUSION-ALARIS-Medley 8100 | [6 empty] | Verified as Rental |  |  | MHHS-Southeast
NO | YES |  |  |  | FFL3733 |  | CAREFUSION | 8100M |  |  | Rental | MHHS-Southeast |  |  |  | FFL3733 |  | Southeast & Bay Area |  | Rental | [7 empty] | PUMPINFUSION-ALARIS-Medley 8100 |  | MEDLEY PUMP MODULE LVP *MEMORIAL HERMANN |  |  | PUMPINFUSION-ALARIS-Medley 8100 | [6 empty] | Verified as Rental |  |  | MHHS-Southeast
NO | YES |  |  |  | FFL3735 |  | CAREFUSION | 8100M |  |  | Rental | MHHS-Southeast |  |  |  | FFL3735 |  | Southeast & Bay Area |  | Rental | [7 empty] | PUMPINFUSION-ALARIS-Medley 8100 |  | MEDLEY PUMP MODULE LVP *MEMORIAL HERMANN |  |  | PUMPINFUSION-ALARIS-Medley 8100 | [6 empty] | Verified as Rental |  |  | MHHS-Southeast
NO | YES |  |  |  | FFL3751 |  | CAREFUSION | 8100M |  |  | Rental | MHHS-Southeast |  |  |  | FFL3751 |  | Southeast & Bay Area |  | Rental | [7 empty] | PUMPINFUSION-ALARIS-Medley 8100 |  | MEDLEY PUMP MODULE LVP *MEMORIAL HERMANN |  |  | PUMPINFUSION-ALARIS-Medley 8100 | [6 empty] | Verified as Rental |  |  | MHHS-Southeast
NO | YES |  |  |  | FFL3756 |  | CAREFUSION | 8100M |  |  | Rental | MHHS-Southeast |  |  |  | FFL3756 |  | Southeast & Bay Area |  | Rental | [7 empty] | PUMPINFUSION-ALARIS-Medley 8100 |  | MEDLEY PUMP MODULE LVP *MEMORIAL HERMANN |  |  | PUMPINFUSION-ALARIS-Medley 8100 | [6 empty] | Verified as Rental |  |  | MHHS-Southeast
NO | YES |  |  |  | FFL3769 |  | CAREFUSION | 8100M |  |  | Rental | MHHS-Southeast |  |  |  | FFL3769 |  | Southeast & Bay Area |  | Rental | [7 empty] | PUMPINFUSION-ALARIS-Medley 8100 |  | MEDLEY PUMP MODULE LVP *MEMORIAL HERMANN |  |  | PUMPINFUSION-ALARIS-Medley 8100 | [6 empty] | Verified as Rental |  |  | MHHS-Southeast
NO | YES |  |  |  | FFL3770 |  | CAREFUSION | 8100M |  |  | Rental | MHHS-Southeast |  |  |  | FFL3770 |  | Southeast & Bay Area |  | Rental | [7 empty] | PUMPINFUSION-ALARIS-Medley 8100 |  | MEDLEY PUMP MODULE LVP *MEMORIAL HERMANN |  |  | PUMPINFUSION-ALARIS-Medley 8100 | [6 empty] | Verified as Rental |  |  | MHHS-Southeast
NO | YES |  |  |  | FFL3773 |  | CAREFUSION | 8100M |  |  | Rental | MHHS-Southeast |  |  |  | FFL3773 |  | Southeast & Bay Area |  | Rental | [7 empty] | PUMPINFUSION-ALARIS-Medley 8100 |  | MEDLEY PUMP MODULE LVP *MEMORIAL HERMANN |  |  | PUMPINFUSION-ALARIS-Medley 8100 | [6 empty] | Verified as Rental |  |  | MHHS-Southeast
NO | YES |  |  |  | FFL3778 |  | CAREFUSION | 8100M |  |  | Rental | MHHS-Southeast |  |  |  | FFL3778 |  | Southeast & Bay Area |  | Rental | [7 empty] | PUMPINFUSION-ALARIS-Medley 8100 |  | MEDLEY PUMP MODULE LVP *MEMORIAL HERMANN |  |  | PUMPINFUSION-ALARIS-Medley 8100 | [6 empty] | Verified as Rental |  |  | MHHS-Southeast
NO | YES |  |  |  | FFL3783 |  | CAREFUSION | 8100M |  |  | Rental | MHHS-Southeast |  |  |  | FFL3783 |  | Southeast & Bay Area |  | Rental | [7 empty] | PUMPINFUSION-ALARIS-Medley 8100 |  | MEDLEY PUMP MODULE LVP *MEMORIAL HERMANN |  |  | PUMPINFUSION-ALARIS-Medley 8100 | [6 empty] | Verified as Rental |  |  | MHHS-Southeast
NO | YES |  |  |  | FFL3811 |  | CAREFUSION | 8100M |  |  | Rental | MHHS-Southeast |  |  |  | FFL3811 |  | Southeast & Bay Area |  | Rental | [7 empty] | PUMPINFUSION-ALARIS-Medley 8100 |  | MEDLEY PUMP MODULE LVP *MEMORIAL HERMANN |  |  | PUMPINFUSION-ALARIS-Medley 8100 | [6 empty] | Verified as Rental |  |  | MHHS-Southeast
NO | YES |  |  |  | FFL3815 |  | CAREFUSION | 8100M |  |  | Rental | MHHS-Southeast |  |  |  | FFL3815 |  | Southeast & Bay Area |  | Rental | [7 empty] | PUMPINFUSION-ALARIS-Medley 8100 |  | MEDLEY PUMP MODULE LVP *MEMORIAL HERMANN |  |  | PUMPINFUSION-ALARIS-Medley 8100 | [6 empty] | Verified as Rental |  |  | MHHS-Southeast
NO | YES |  |  |  | FFL3817 |  | CAREFUSION | 8100M |  |  | Rental | MHHS-Southeast |  |  |  | FFL3817 |  | Southeast & Bay Area |  | Rental | [7 empty] | PUMPINFUSION-ALARIS-Medley 8100 |  | MEDLEY PUMP MODULE LVP *MEMORIAL HERMANN |  |  | PUMPINFUSION-ALARIS-Medley 8100 | [6 empty] | Verified as Rental |  |  | MHHS-Southeast
NO | YES |  |  |  | FFL3840 |  | CAREFUSION | 8100M |  |  | Rental | MHHS-Southeast |  |  |  | FFL3840 |  | Southeast & Bay Area |  | Rental | [7 empty] | PUMPINFUSION-ALARIS-Medley 8100 |  | MEDLEY PUMP MODULE LVP *MEMORIAL HERMANN |  |  | PUMPINFUSION-ALARIS-Medley 8100 | [6 empty] | Verified as Rental |  |  | MHHS-Southeast
NO | YES |  |  |  | FFL3845 |  | CAREFUSION | 8100M |  |  | Rental | MHHS-Southeast |  |  |  | FFL3845 |  | Southeast & Bay Area |  | Rental | [7 empty] | PUMPINFUSION-ALARIS-Medley 8100 |  | MEDLEY PUMP MODULE LVP *MEMORIAL HERMANN |  |  | PUMPINFUSION-ALARIS-Medley 8100 | [6 empty] | Verified as Rental |  |  | MHHS-Southeast
NO | YES |  |  |  | FFL3856 |  | CAREFUSION | 8100M |  |  | Rental | MHHS-Southeast |  |  |  | FFL3856 |  | Southeast & Bay Area |  | Rental | [7 empty] | PUMPINFUSION-ALARIS-Medley 8100 |  | MEDLEY PUMP MODULE LVP *MEMORIAL HERMANN |  |  | PUMPINFUSION-ALARIS-Medley 8100 | [6 empty] | Verified as Rental |  |  | MHHS-Southeast
NO | YES |  |  |  | FFL3890 |  | CAREFUSION | 8100M |  |  | Rental | MHHS-Southeast |  |  |  | FFL3890 |  | Southeast & Bay Area |  | Rental | [7 empty] | PUMPINFUSION-ALARIS-Medley 8100 |  | MEDLEY PUMP MODULE LVP *MEMORIAL HERMANN |  |  | PUMPINFUSION-ALARIS-Medley 8100 | [6 empty] | Verified as Rental |  |  | MHHS-Southeast
NO | YES |  |  |  | FFL3913 |  | CAREFUSION | 8100M |  |  | Rental | MHHS-Southeast |  |  |  | FFL3913 |  | Southeast & Bay Area |  | Rental | [7 empty] | PUMPINFUSION-ALARIS-Medley 8100 |  | MEDLEY PUMP MODULE LVP *MEMORIAL HERMANN |  |  | PUMPINFUSION-ALARIS-Medley 8100 | [6 empty] | Verified as Rental |  |  | MHHS-Southeast
NO | YES |  |  |  | FFL3914 |  | CAREFUSION | 8100M |  |  | Rental | MHHS-Southeast |  |  |  | FFL3914 |  | Southeast & Bay Area |  | Rental | [7 empty] | PUMPINFUSION-ALARIS-Medley 8100 |  | MEDLEY PUMP MODULE LVP *MEMORIAL HERMANN |  |  | PUMPINFUSION-ALARIS-Medley 8100 | [6 empty] | Verified as Rental |  |  | MHHS-Southeast
NO | YES |  |  |  | FFL3921 |  | CAREFUSION | 8100M |  |  | Rental | MHHS-Southeast |  |  |  | FFL3921 |  | Southeast & Bay Area |  | Rental | [7 empty] | PUMPINFUSION-ALARIS-Medley 8100 |  | MEDLEY PUMP MODULE LVP *MEMORIAL HERMANN |  |  | PUMPINFUSION-ALARIS-Medley 8100 | [6 empty] | Verified as Rental |  |  | MHHS-Southeast
NO | YES |  |  |  | FFL3933 |  | CAREFUSION | 8100M |  |  | Rental | MHHS-Southeast |  |  |  | FFL3933 |  | Southeast & Bay Area |  | Rental | [7 empty] | PUMPINFUSION-ALARIS-Medley 8100 |  | MEDLEY PUMP MODULE LVP *MEMORIAL HERMANN |  |  | PUMPINFUSION-ALARIS-Medley 8100 | [6 empty] | Verified as Rental |  |  | MHHS-Southeast
NO | YES |  |  |  | FFL3941 |  | CAREFUSION | 8100M |  |  | Rental | MHHS-Southeast |  |  |  | FFL3941 |  | Southeast & Bay Area |  | Rental | [7 empty] | PUMPINFUSION-ALARIS-Medley 8100 |  | MEDLEY PUMP MODULE LVP *MEMORIAL HERMANN |  |  | PUMPINFUSION-ALARIS-Medley 8100 | [6 empty] | Verified as Rental |  |  | MHHS-Southeast
NO | YES |  |  |  | FFL3946 |  | CAREFUSION | 8100M |  |  | Rental | MHHS-Southeast |  |  |  | FFL3946 |  | Southeast & Bay Area |  | Rental | [7 empty] | PUMPINFUSION-ALARIS-Medley 8100 |  | MEDLEY PUMP MODULE LVP *MEMORIAL HERMANN |  |  | PUMPINFUSION-ALARIS-Medley 8100 | [6 empty] | Verified as Rental |  |  | MHHS-Southeast
NO | YES |  |  |  | FFL3947 |  | CAREFUSION | 8100M |  |  | Rental | MHHS-Southeast |  |  |  | FFL3947 |  | Southeast & Bay Area |  | Rental | [7 empty] | PUMPINFUSION-ALARIS-Medley 8100 |  | MEDLEY PUMP MODULE LVP *MEMORIAL HERMANN |  |  | PUMPINFUSION-ALARIS-Medley 8100 | [6 empty] | Verified as Rental |  |  | MHHS-Southeast
NO | YES |  |  |  | FFL3948 |  | CAREFUSION | 8100M |  |  | Rental | MHHS-Southeast |  |  |  | FFL3948 |  | Southeast & Bay Area |  | Rental | [7 empty] | PUMPINFUSION-ALARIS-Medley 8100 |  | MEDLEY PUMP MODULE LVP *MEMORIAL HERMANN |  |  | PUMPINFUSION-ALARIS-Medley 8100 | [6 empty] | Verified as Rental |  |  | MHHS-Southeast
NO | YES |  |  |  | FFL3970 |  | CAREFUSION | 8100M |  |  | Rental | MHHS-Southeast |  |  |  | FFL3970 |  | Southeast & Bay Area |  | Rental | [7 empty] | PUMPINFUSION-ALARIS-Medley 8100 |  | MEDLEY PUMP MODULE LVP *MEMORIAL HERMANN |  |  | PUMPINFUSION-ALARIS-Medley 8100 | [6 empty] | Verified as Rental |  |  | MHHS-Southeast
NO | YES |  |  |  | FFL3973 |  | CAREFUSION | 8100M |  |  | Rental | MHHS-Southeast |  |  |  | FFL3973 |  | Southeast & Bay Area |  | Rental | [7 empty] | PUMPINFUSION-ALARIS-Medley 8100 |  | MEDLEY PUMP MODULE LVP *MEMORIAL HERMANN |  |  | PUMPINFUSION-ALARIS-Medley 8100 | [6 empty] | Verified as Rental |  |  | MHHS-Southeast
NO | YES |  |  |  | FFL3978 |  | CAREFUSION | 8100M |  |  | Rental | MHHS-Southeast |  |  |  | FFL3978 |  | Southeast & Bay Area |  | Rental | [7 empty] | PUMPINFUSION-ALARIS-Medley 8100 |  | MEDLEY PUMP MODULE LVP *MEMORIAL HERMANN |  |  | PUMPINFUSION-ALARIS-Medley 8100 | [6 empty] | Verified as Rental |  |  | MHHS-Southeast
NO | YES |  |  |  | FFL3991 |  | CAREFUSION | 8100M |  |  | Rental | MHHS-Southeast |  |  |  | FFL3991 |  | Southeast & Bay Area |  | Rental | [7 empty] | PUMPINFUSION-ALARIS-Medley 8100 |  | MEDLEY PUMP MODULE LVP *MEMORIAL HERMANN |  |  | PUMPINFUSION-ALARIS-Medley 8100 | [6 empty] | Verified as Rental |  |  | MHHS-Southeast
NO | YES |  |  |  | FFL3996 |  | CAREFUSION | 8100M |  |  | Rental | MHHS-Southeast |  |  |  | FFL3996 |  | Southeast & Bay Area |  | Rental | [7 empty] | PUMPINFUSION-ALARIS-Medley 8100 |  | MEDLEY PUMP MODULE LVP *MEMORIAL HERMANN |  |  | PUMPINFUSION-ALARIS-Medley 8100 | [6 empty] | Verified as Rental |  |  | MHHS-Southeast
NO | YES |  |  |  | FFL4000 |  | CAREFUSION | 8100M |  |  | Rental | MHHS-Southeast |  |  |  | FFL4000 |  | Southeast & Bay Area |  | Rental | [7 empty] | PUMPINFUSION-ALARIS-Medley 8100 |  | MEDLEY PUMP MODULE LVP *MEMORIAL HERMANN |  |  | PUMPINFUSION-ALARIS-Medley 8100 | [6 empty] | Verified as Rental |  |  | MHHS-Southeast
NO | YES |  |  |  | FFL4021 |  | CAREFUSION | 8100M |  |  | Rental | MHHS-Southeast |  |  |  | FFL4021 |  | Southeast & Bay Area |  | Rental | [7 empty] | PUMPINFUSION-ALARIS-Medley 8100 |  | MEDLEY PUMP MODULE LVP *MEMORIAL HERMANN |  |  | PUMPINFUSION-ALARIS-Medley 8100 | [6 empty] | Verified as Rental |  |  | MHHS-Southeast
NO | YES |  |  |  | FFL4033 |  | CAREFUSION | 8100M |  |  | Rental | MHHS-Southeast |  |  |  | FFL4033 |  | Southeast & Bay Area |  | Rental | [7 empty] | PUMPINFUSION-ALARIS-Medley 8100 |  | MEDLEY PUMP MODULE LVP *MEMORIAL HERMANN |  |  | PUMPINFUSION-ALARIS-Medley 8100 | [6 empty] | Verified as Rental |  |  | MHHS-Southeast
NO | YES |  |  |  | FFL4052 |  | CAREFUSION | 8100M |  |  | Rental | MHHS-Southeast |  |  |  | FFL4052 |  | Southeast & Bay Area |  | Rental | [7 empty] | PUMPINFUSION-ALARIS-Medley 8100 |  | MEDLEY PUMP MODULE LVP *MEMORIAL HERMANN |  |  | PUMPINFUSION-ALARIS-Medley 8100 | [6 empty] | Verified as Rental |  |  | MHHS-Southeast
NO | YES |  |  |  | FFL4069 |  | CAREFUSION | 8100M |  |  | Rental | MHHS-Southeast |  |  |  | FFL4069 |  | Southeast & Bay Area |  | Rental | [7 empty] | PUMPINFUSION-ALARIS-Medley 8100 |  | MEDLEY PUMP MODULE LVP *MEMORIAL HERMANN |  |  | PUMPINFUSION-ALARIS-Medley 8100 | [6 empty] | Verified as Rental |  |  | MHHS-Southeast
NO | YES |  |  |  | FFL4071 |  | CAREFUSION | 8100M |  |  | Rental | MHHS-Southeast |  |  |  | FFL4071 |  | Southeast & Bay Area |  | Rental | [7 empty] | PUMPINFUSION-ALARIS-Medley 8100 |  | MEDLEY PUMP MODULE LVP *MEMORIAL HERMANN |  |  | PUMPINFUSION-ALARIS-Medley 8100 | [6 empty] | Verified as Rental |  |  | MHHS-Southeast
NO | YES |  |  |  | FFL4072 |  | CAREFUSION | 8100M |  |  | Rental | MHHS-Southeast |  |  |  | FFL4072 |  | Southeast & Bay Area |  | Rental | [7 empty] | PUMPINFUSION-ALARIS-Medley 8100 |  | MEDLEY PUMP MODULE LVP *MEMORIAL HERMANN |  |  | PUMPINFUSION-ALARIS-Medley 8100 | [6 empty] | Verified as Rental |  |  | MHHS-Southeast
NO | YES |  |  |  | FFL4108 |  | CAREFUSION | 8100M |  |  | Rental | MHHS-Southeast |  |  |  | FFL4108 |  | Southeast & Bay Area |  | Rental | [7 empty] | PUMPINFUSION-ALARIS-Medley 8100 |  | MEDLEY PUMP MODULE LVP *MEMORIAL HERMANN |  |  | PUMPINFUSION-ALARIS-Medley 8100 | [6 empty] | Verified as Rental |  |  | MHHS-Southeast
NO | YES |  |  |  | FFL4131 |  | CAREFUSION | 8100M |  |  | Rental | MHHS-Southeast |  |  |  | FFL4131 |  | Southeast & Bay Area |  | Rental | [7 empty] | PUMPINFUSION-ALARIS-Medley 8100 |  | MEDLEY PUMP MODULE LVP *MEMORIAL HERMANN |  |  | PUMPINFUSION-ALARIS-Medley 8100 | [6 empty] | Verified as Rental |  |  | MHHS-Southeast
NO | YES |  |  |  | FFL4164 |  | CAREFUSION | 8100M |  |  | Rental | MHHS-Southeast |  |  |  | FFL4164 |  | Southeast & Bay Area |  | Rental | [7 empty] | PUMPINFUSION-ALARIS-Medley 8100 |  | MEDLEY PUMP MODULE LVP *MEMORIAL HERMANN |  |  | PUMPINFUSION-ALARIS-Medley 8100 | [6 empty] | Verified as Rental |  |  | MHHS-Southeast
NO | YES |  |  |  | FFL4172 |  | CAREFUSION | 8100M |  |  | Rental | MHHS-Southeast |  |  |  | FFL4172 |  | Southeast & Bay Area |  | Rental | [7 empty] | PUMPINFUSION-ALARIS-Medley 8100 |  | MEDLEY PUMP MODULE LVP *MEMORIAL HERMANN |  |  | PUMPINFUSION-ALARIS-Medley 8100 | [6 empty] | Verified as Rental |  |  | MHHS-Southeast
NO | YES |  |  |  | FFL4212 |  | CAREFUSION | 8100M |  |  | Rental | MHHS-Southeast |  |  |  | FFL4212 |  | Southeast & Bay Area |  | Rental | [7 empty] | PUMPINFUSION-ALARIS-Medley 8100 |  | MEDLEY PUMP MODULE LVP *MEMORIAL HERMANN |  |  | PUMPINFUSION-ALARIS-Medley 8100 | [6 empty] | Verified as Rental |  |  | MHHS-Southeast
NO | YES |  |  |  | FFL4225 |  | CAREFUSION | 8100M |  |  | Rental | MHHS-Southeast |  |  |  | FFL4225 |  | Southeast & Bay Area |  | Rental | [7 empty] | PUMPINFUSION-ALARIS-Medley 8100 |  | MEDLEY PUMP MODULE LVP *MEMORIAL HERMANN |  |  | PUMPINFUSION-ALARIS-Medley 8100 | [6 empty] | Verified as Rental |  |  | MHHS-Southeast
NO | YES |  |  |  | FFL4284 |  | CAREFUSION | 8100M |  |  | Rental | MHHS-Southeast |  |  |  | FFL4284 |  | Southeast & Bay Area |  | Rental | [7 empty] | PUMPINFUSION-ALARIS-Medley 8100 |  | MEDLEY PUMP MODULE LVP *MEMORIAL HERMANN |  |  | PUMPINFUSION-ALARIS-Medley 8100 | [6 empty] | Verified as Rental |  |  | MHHS-Southeast
NO | YES |  |  |  | FFL4287 |  | CAREFUSION | 8100M |  |  | Rental | MHHS-Southeast |  |  |  | FFL4287 |  | Southeast & Bay Area |  | Rental | [7 empty] | PUMPINFUSION-ALARIS-Medley 8100 |  | MEDLEY PUMP MODULE LVP *MEMORIAL HERMANN |  |  | PUMPINFUSION-ALARIS-Medley 8100 | [6 empty] | Verified as Rental |  |  | MHHS-Southeast
NO | YES |  |  |  | FFL4302 |  | CAREFUSION | 8100M |  |  | Rental | MHHS-Southeast |  |  |  | FFL4302 |  | Southeast & Bay Area |  | Rental | [7 empty] | PUMPINFUSION-ALARIS-Medley 8100 |  | MEDLEY PUMP MODULE LVP *MEMORIAL HERMANN |  |  | PUMPINFUSION-ALARIS-Medley 8100 | [6 empty] | Verified as Rental |  |  | MHHS-Southeast
NO | YES |  |  |  | FFL4325 |  | CAREFUSION | 8100M |  |  | Rental | MHHS-Southeast |  |  |  | FFL4325 |  | Southeast & Bay Area |  | Rental | [7 empty] | PUMPINFUSION-ALARIS-Medley 8100 |  | MEDLEY PUMP MODULE LVP *MEMORIAL HERMANN |  |  | PUMPINFUSION-ALARIS-Medley 8100 | [6 empty] | Verified as Rental |  |  | MHHS-Southeast
NO | YES |  |  |  | FFL4329 |  | CAREFUSION | 8100M |  |  | Rental | MHHS-Southeast |  |  |  | FFL4329 |  | Southeast & Bay Area |  | Rental | [7 empty] | PUMPINFUSION-ALARIS-Medley 8100 |  | MEDLEY PUMP MODULE LVP *MEMORIAL HERMANN |  |  | PUMPINFUSION-ALARIS-Medley 8100 | [6 empty] | Verified as Rental |  |  | MHHS-Southeast
NO | YES |  |  |  | FFL4360 |  | CAREFUSION | 8100M |  |  | Rental | MHHS-Southeast |  |  |  | FFL4360 |  | Southeast & Bay Area |  | Rental | [7 empty] | PUMPINFUSION-ALARIS-Medley 8100 |  | MEDLEY PUMP MODULE LVP *MEMORIAL HERMANN |  |  | PUMPINFUSION-ALARIS-Medley 8100 | [6 empty] | Verified as Rental |  |  | MHHS-Southeast
NO | YES |  |  |  | FFL4369 |  | CAREFUSION | 8100M |  |  | Rental | MHHS-Southeast |  |  |  | FFL4369 |  | Southeast & Bay Area |  | Rental | [7 empty] | PUMPINFUSION-ALARIS-Medley 8100 |  | MEDLEY PUMP MODULE LVP *MEMORIAL HERMANN |  |  | PUMPINFUSION-ALARIS-Medley 8100 | [6 empty] | Verified as Rental |  |  | MHHS-Southeast
NO | YES |  |  |  | FFL4405 |  | CAREFUSION | 8100M |  |  | Rental | MHHS-Southeast |  |  |  | FFL4405 |  | Southeast & Bay Area |  | Rental | [7 empty] | PUMPINFUSION-ALARIS-Medley 8100 |  | MEDLEY PUMP MODULE LVP *MEMORIAL HERMANN |  |  | PUMPINFUSION-ALARIS-Medley 8100 | [6 empty] | Verified as Rental |  |  | MHHS-Southeast
NO | YES |  |  |  | FFL4410 |  | CAREFUSION | 8100M |  |  | Rental | MHHS-Southeast |  |  |  | FFL4410 |  | Southeast & Bay Area |  | Rental | [7 empty] | PUMPINFUSION-ALARIS-Medley 8100 |  | MEDLEY PUMP MODULE LVP *MEMORIAL HERMANN |  |  | PUMPINFUSION-ALARIS-Medley 8100 | [6 empty] | Verified as Rental |  |  | MHHS-Southeast
NO | YES |  |  |  | FFL4463 |  | CAREFUSION | 8100M |  |  | Rental | MHHS-Southeast |  |  |  | FFL4463 |  | Southeast & Bay Area |  | Rental | [7 empty] | PUMPINFUSION-ALARIS-Medley 8100 |  | MEDLEY PUMP MODULE LVP *MEMORIAL HERMANN |  |  | PUMPINFUSION-ALARIS-Medley 8100 | [6 empty] | Verified as Rental |  |  | MHHS-Southeast
NO | YES |  |  |  | FFL4478 |  | CAREFUSION | 8100M |  |  | Rental | MHHS-Southeast |  |  |  | FFL4478 |  | Southeast & Bay Area |  | Rental | [7 empty] | PUMPINFUSION-ALARIS-Medley 8100 |  | MEDLEY PUMP MODULE LVP *MEMORIAL HERMANN |  |  | PUMPINFUSION-ALARIS-Medley 8100 | [6 empty] | Verified as Rental |  |  | MHHS-Southeast
NO | YES |  |  |  | FFL4496 |  | CAREFUSION | 8100M |  |  | Rental | MHHS-Southeast |  |  |  | FFL4496 |  | Southeast & Bay Area |  | Rental | [7 empty] | PUMPINFUSION-ALARIS-Medley 8100 |  | MEDLEY PUMP MODULE LVP *MEMORIAL HERMANN |  |  | PUMPINFUSION-ALARIS-Medley 8100 | [6 empty] | Verified as Rental |  |  | MHHS-Southeast
NO | YES |  |  |  | FFL4501 |  | CAREFUSION | 8100M |  |  | Rental | MHHS-Southeast |  |  |  | FFL4501 |  | Southeast & Bay Area |  | Rental | [7 empty] | PUMPINFUSION-ALARIS-Medley 8100 |  | MEDLEY PUMP MODULE LVP *MEMORIAL HERMANN |  |  | PUMPINFUSION-ALARIS-Medley 8100 | [6 empty] | Verified as Rental |  |  | MHHS-Southeast
NO | YES |  |  |  | FFL4513 |  | CAREFUSION | 8100M |  |  | Rental | MHHS-Southeast |  |  |  | FFL4513 |  | Southeast & Bay Area |  | Rental | [7 empty] | PUMPINFUSION-ALARIS-Medley 8100 |  | MEDLEY PUMP MODULE LVP *MEMORIAL HERMANN |  |  | PUMPINFUSION-ALARIS-Medley 8100 | [6 empty] | Verified as Rental |  |  | MHHS-Southeast
NO | YES |  |  |  | FFL4547 |  | CAREFUSION | 8100M |  |  | Rental | MHHS-Southeast |  |  |  | FFL4547 |  | Southeast & Bay Area |  | Rental | [7 empty] | PUMPINFUSION-ALARIS-Medley 8100 |  | MEDLEY PUMP MODULE LVP *MEMORIAL HERMANN |  |  | PUMPINFUSION-ALARIS-Medley 8100 | [6 empty] | Verified as Rental |  |  | MHHS-Southeast
NO | YES |  |  |  | FFL4562 |  | CAREFUSION | 8100M |  |  | Rental | MHHS-Southeast |  |  |  | FFL4562 |  | Southeast & Bay Area |  | Rental | [7 empty] | PUMPINFUSION-ALARIS-Medley 8100 |  | MEDLEY PUMP MODULE LVP *MEMORIAL HERMANN |  |  | PUMPINFUSION-ALARIS-Medley 8100 | [6 empty] | Verified as Rental |  |  | MHHS-Southeast
NO | YES |  |  |  | FFL4571 |  | CAREFUSION | 8100M |  |  | Rental | MHHS-Southeast |  |  |  | FFL4571 |  | Southeast & Bay Area |  | Rental | [7 empty] | PUMPINFUSION-ALARIS-Medley 8100 |  | MEDLEY PUMP MODULE LVP *MEMORIAL HERMANN |  |  | PUMPINFUSION-ALARIS-Medley 8100 | [6 empty] | Verified as Rental |  |  | MHHS-Southeast
NO | YES |  |  |  | FFL4618 |  | CAREFUSION | 8100M |  |  | Rental | MHHS-Southeast |  |  |  | FFL4618 |  | Southeast & Bay Area |  | Rental | [7 empty] | PUMPINFUSION-ALARIS-Medley 8100 |  | MEDLEY PUMP MODULE LVP *MEMORIAL HERMANN |  |  | PUMPINFUSION-ALARIS-Medley 8100 | [6 empty] | Verified as Rental |  |  | MHHS-Southeast
NO | YES |  |  |  | FFL4651 |  | CAREFUSION | 8100M |  |  | Rental | MHHS-Southeast |  |  |  | FFL4651 |  | Southeast & Bay Area |  | Rental | [7 empty] | PUMPINFUSION-ALARIS-Medley 8100 |  | MEDLEY PUMP MODULE LVP *MEMORIAL HERMANN |  |  | PUMPINFUSION-ALARIS-Medley 8100 | [6 empty] | Verified as Rental |  |  | MHHS-Southeast
NO | YES |  |  |  | FFL4683 |  | CAREFUSION | 8100M |  |  | Rental | MHHS-Southeast |  |  |  | FFL4683 |  | Southeast & Bay Area |  | Rental | [7 empty] | PUMPINFUSION-ALARIS-Medley 8100 |  | MEDLEY PUMP MODULE LVP *MEMORIAL HERMANN |  |  | PUMPINFUSION-ALARIS-Medley 8100 | [6 empty] | Verified as Rental |  |  | MHHS-Southeast
NO | YES |  |  |  | FFL4690 |  | CAREFUSION | 8100M |  |  | Rental | MHHS-Southeast |  |  |  | FFL4690 |  | Southeast & Bay Area |  | Rental | [7 empty] | PUMPINFUSION-ALARIS-Medley 8100 |  | MEDLEY PUMP MODULE LVP *MEMORIAL HERMANN |  |  | PUMPINFUSION-ALARIS-Medley 8100 | [6 empty] | Verified as Rental |  |  | MHHS-Southeast
NO | YES |  |  |  | FFL4706 |  | CAREFUSION | 8100M |  |  | Rental | MHHS-Southeast |  |  |  | FFL4706 |  | Southeast & Bay Area |  | Rental | [7 empty] | PUMPINFUSION-ALARIS-Medley 8100 |  | MEDLEY PUMP MODULE LVP *MEMORIAL HERMANN |  |  | PUMPINFUSION-ALARIS-Medley 8100 | [6 empty] | Verified as Rental |  |  | MHHS-Southeast
NO | YES |  |  |  | FFL4717 |  | CAREFUSION | 8100M |  |  | Rental | MHHS-Southeast |  |  |  | FFL4717 |  | Southeast & Bay Area |  | Rental | [7 empty] | PUMPINFUSION-ALARIS-Medley 8100 |  | MEDLEY PUMP MODULE LVP *MEMORIAL HERMANN |  |  | PUMPINFUSION-ALARIS-Medley 8100 | [6 empty] | Verified as Rental |  |  | MHHS-Southeast
NO | YES |  |  |  | FFL4722 |  | CAREFUSION | 8100M |  |  | Rental | MHHS-Southeast |  |  |  | FFL4722 |  | Southeast & Bay Area |  | Rental | [7 empty] | PUMPINFUSION-ALARIS-Medley 8100 |  | MEDLEY PUMP MODULE LVP *MEMORIAL HERMANN |  |  | PUMPINFUSION-ALARIS-Medley 8100 | [6 empty] | Verified as Rental |  |  | MHHS-Southeast
NO | YES |  |  |  | FFL4734 |  | CAREFUSION | 8100M |  |  | Rental | MHHS-Southeast |  |  |  | FFL4734 |  | Southeast & Bay Area |  | Rental | [7 empty] | PUMPINFUSION-ALARIS-Medley 8100 |  | MEDLEY PUMP MODULE LVP *MEMORIAL HERMANN |  |  | PUMPINFUSION-ALARIS-Medley 8100 | [6 empty] | Verified as Rental |  |  | MHHS-Southeast
NO | YES |  |  |  | FFL4753 |  | CAREFUSION | 8100M |  |  | Rental | MHHS-Southeast |  |  |  | FFL4753 |  | Southeast & Bay Area |  | Rental | [7 empty] | PUMPINFUSION-ALARIS-Medley 8100 |  | MEDLEY PUMP MODULE LVP *MEMORIAL HERMANN |  |  | PUMPINFUSION-ALARIS-Medley 8100 | [6 empty] | Verified as Rental |  |  | MHHS-Southeast
NO | YES |  |  |  | FFL4784 |  | CAREFUSION | 8100M |  |  | Rental | MHHS-Southeast |  |  |  | FFL4784 |  | Southeast & Bay Area |  | Rental | [7 empty] | PUMPINFUSION-ALARIS-Medley 8100 |  | MEDLEY PUMP MODULE LVP *MEMORIAL HERMANN |  |  | PUMPINFUSION-ALARIS-Medley 8100 | [6 empty] | Verified as Rental |  |  | MHHS-Southeast
NO | YES |  |  |  | FFL4800 |  | CAREFUSION | 8100M |  |  | Rental | MHHS-Southeast |  |  |  | FFL4800 |  | Southeast & Bay Area |  | Rental | [7 empty] | PUMPINFUSION-ALARIS-Medley 8100 |  | MEDLEY PUMP MODULE LVP *MEMORIAL HERMANN |  |  | PUMPINFUSION-ALARIS-Medley 8100 | [6 empty] | Verified as Rental |  |  | MHHS-Southeast
NO | YES |  |  |  | FFL4801 |  | CAREFUSION | 8100M |  |  | Rental | MHHS-Southeast |  |  |  | FFL4801 |  | Southeast & Bay Area |  | Rental | [7 empty] | PUMPINFUSION-ALARIS-Medley 8100 |  | MEDLEY PUMP MODULE LVP *MEMORIAL HERMANN |  |  | PUMPINFUSION-ALARIS-Medley 8100 | [6 empty] | Verified as Rental |  |  | MHHS-Southeast
NO | YES |  |  |  | FFL4817 |  | CAREFUSION | 8100M |  |  | Rental | MHHS-Southeast |  |  |  | FFL4817 |  | Southeast & Bay Area |  | Rental | [7 empty] | PUMPINFUSION-ALARIS-Medley 8100 |  | MEDLEY PUMP MODULE LVP *MEMORIAL HERMANN |  |  | PUMPINFUSION-ALARIS-Medley 8100 | [6 empty] | Verified as Rental |  |  | MHHS-Southeast
NO | YES |  |  |  | FFL4850 |  | CAREFUSION | 8100M |  |  | Rental | MHHS-Southeast |  |  |  | FFL4850 |  | Southeast & Bay Area |  | Rental | [7 empty] | PUMPINFUSION-ALARIS-Medley 8100 |  | MEDLEY PUMP MODULE LVP *MEMORIAL HERMANN |  |  | PUMPINFUSION-ALARIS-Medley 8100 | [6 empty] | Verified as Rental |  |  | MHHS-Southeast
NO | YES |  |  |  | FFL4897 |  | CAREFUSION | 8100M |  |  | Rental | MHHS-Southeast |  |  |  | FFL4897 |  | Southeast & Bay Area |  | Rental | [7 empty] | PUMPINFUSION-ALARIS-Medley 8100 |  | MEDLEY PUMP MODULE LVP *MEMORIAL HERMANN |  |  | PUMPINFUSION-ALARIS-Medley 8100 | [6 empty] | Verified as Rental |  |  | MHHS-Southeast
NO | YES |  |  |  | FFL4898 |  | CAREFUSION | 8100M |  |  | Rental | MHHS-Southeast |  |  |  | FFL4898 |  | Southeast & Bay Area |  | Rental | [7 empty] | PUMPINFUSION-ALARIS-Medley 8100 |  | MEDLEY PUMP MODULE LVP *MEMORIAL HERMANN |  |  | PUMPINFUSION-ALARIS-Medley 8100 | [6 empty] | Verified as Rental |  |  | MHHS-Southeast
NO | YES |  |  |  | FFL4908 |  | CAREFUSION | 8100M |  |  | Rental | MHHS-Southeast |  |  |  | FFL4908 |  | Southeast & Bay Area |  | Rental | [7 empty] | PUMPINFUSION-ALARIS-Medley 8100 |  | MEDLEY PUMP MODULE LVP *MEMORIAL HERMANN |  |  | PUMPINFUSION-ALARIS-Medley 8100 | [6 empty] | Verified as Rental |  |  | MHHS-Southeast
NO | YES |  |  |  | FFL4912 |  | CAREFUSION | 8100M |  |  | Rental | MHHS-Southeast |  |  |  | FFL4912 |  | Southeast & Bay Area |  | Rental | [7 empty] | PUMPINFUSION-ALARIS-Medley 8100 |  | MEDLEY PUMP MODULE LVP *MEMORIAL HERMANN |  |  | PUMPINFUSION-ALARIS-Medley 8100 | [6 empty] | Verified as Rental |  |  | MHHS-Southeast
NO | YES |  |  |  | FFL4921 |  | CAREFUSION | 8100M |  |  | Rental | MHHS-Southeast |  |  |  | FFL4921 |  | Southeast & Bay Area |  | Rental | [7 empty] | PUMPINFUSION-ALARIS-Medley 8100 |  | MEDLEY PUMP MODULE LVP *MEMORIAL HERMANN |  |  | PUMPINFUSION-ALARIS-Medley 8100 | [6 empty] | Verified as Rental |  |  | MHHS-Southeast
NO | YES |  |  |  | FFL4936 |  | CAREFUSION | 8100M |  |  | Rental | MHHS-Southeast |  |  |  | FFL4936 |  | Southeast & Bay Area |  | Rental | [7 empty] | PUMPINFUSION-ALARIS-Medley 8100 |  | MEDLEY PUMP MODULE LVP *MEMORIAL HERMANN |  |  | PUMPINFUSION-ALARIS-Medley 8100 | [6 empty] | Verified as Rental |  |  | MHHS-Southeast
NO | YES |  |  |  | FFL4984 |  | CAREFUSION | 8100M |  |  | Rental | MHHS-Southeast |  |  |  | FFL4984 |  | Southeast & Bay Area |  | Rental | [7 empty] | PUMPINFUSION-ALARIS-Medley 8100 |  | MEDLEY PUMP MODULE LVP *MEMORIAL HERMANN |  |  | PUMPINFUSION-ALARIS-Medley 8100 | [6 empty] | Verified as Rental |  |  | MHHS-Southeast
NO | YES |  |  |  | FFL5001 |  | CAREFUSION | 8100M |  |  | Rental | MHHS-Southeast |  |  |  | FFL5001 |  | Southeast & Bay Area |  | Rental | [7 empty] | PUMPINFUSION-ALARIS-Medley 8100 |  | MEDLEY PUMP MODULE LVP *MEMORIAL HERMANN |  |  | PUMPINFUSION-ALARIS-Medley 8100 | [6 empty] | Verified as Rental |  |  | MHHS-Southeast
NO | YES |  |  |  | FFL5002 |  | CAREFUSION | 8100M |  |  | Rental | MHHS-Southeast |  |  |  | FFL5002 |  | Southeast & Bay Area |  | Rental | [7 empty] | PUMPINFUSION-ALARIS-Medley 8100 |  | MEDLEY PUMP MODULE LVP *MEMORIAL HERMANN |  |  | PUMPINFUSION-ALARIS-Medley 8100 | [6 empty] | Verified as Rental |  |  | MHHS-Southeast
NO | YES |  |  |  | FFL5004 |  | CAREFUSION | 8100M |  |  | Rental | MHHS-Southeast |  |  |  | FFL5004 |  | Southeast & Bay Area |  | Rental | [7 empty] | PUMPINFUSION-ALARIS-Medley 8100 |  | MEDLEY PUMP MODULE LVP *MEMORIAL HERMANN |  |  | PUMPINFUSION-ALARIS-Medley 8100 | [6 empty] | Verified as Rental |  |  | MHHS-Southeast
NO | YES |  |  |  | FFL5018 |  | CAREFUSION | 8100M |  |  | Rental | MHHS-Southeast |  |  |  | FFL5018 |  | Southeast & Bay Area |  | Rental | [7 empty] | PUMPINFUSION-ALARIS-Medley 8100 |  | MEDLEY PUMP MODULE LVP *MEMORIAL HERMANN |  |  | PUMPINFUSION-ALARIS-Medley 8100 | [6 empty] | Verified as Rental |  |  | MHHS-Southeast
NO | YES |  |  |  | FFL5023 |  | CAREFUSION | 8100M |  |  | Rental | MHHS-Southeast |  |  |  | FFL5023 |  | Southeast & Bay Area |  | Rental | [7 empty] | PUMPINFUSION-ALARIS-Medley 8100 |  | MEDLEY PUMP MODULE LVP *MEMORIAL HERMANN |  |  | PUMPINFUSION-ALARIS-Medley 8100 | [6 empty] | Verified as Rental |  |  | MHHS-Southeast
NO | YES |  |  |  | FFL5044 |  | CAREFUSION | 8100M |  |  | Rental | MHHS-Southeast |  |  |  | FFL5044 |  | Southeast & Bay Area |  | Rental | [7 empty] | PUMPINFUSION-ALARIS-Medley 8100 |  | MEDLEY PUMP MODULE LVP *MEMORIAL HERMANN |  |  | PUMPINFUSION-ALARIS-Medley 8100 | [6 empty] | Verified as Rental |  |  | MHHS-Southeast
NO | YES |  |  |  | FFL5048 |  | CAREFUSION | 8100M |  |  | Rental | MHHS-Southeast |  |  |  | FFL5048 |  | Southeast & Bay Area |  | Rental | [7 empty] | PUMPINFUSION-ALARIS-Medley 8100 |  | MEDLEY PUMP MODULE LVP *MEMORIAL HERMANN |  |  | PUMPINFUSION-ALARIS-Medley 8100 | [6 empty] | Verified as Rental |  |  | MHHS-Southeast
NO | YES |  |  |  | FFL5081 |  | CAREFUSION | 8100M |  |  | Rental | MHHS-Southeast |  |  |  | FFL5081 |  | Southeast & Bay Area |  | Rental | [7 empty] | PUMPINFUSION-ALARIS-Medley 8100 |  | MEDLEY PUMP MODULE LVP *MEMORIAL HERMANN |  |  | PUMPINFUSION-ALARIS-Medley 8100 | [6 empty] | Verified as Rental |  |  | MHHS-Southeast
NO | YES |  |  |  | FFL5094 |  | CAREFUSION | 8100M |  |  | Rental | MHHS-Southeast |  |  |  | FFL5094 |  | Southeast & Bay Area |  | Rental | [7 empty] | PUMPINFUSION-ALARIS-Medley 8100 |  | MEDLEY PUMP MODULE LVP *MEMORIAL HERMANN |  |  | PUMPINFUSION-ALARIS-Medley 8100 | [6 empty] | Verified as Rental |  |  | MHHS-Southeast
NO | YES |  |  |  | FFL5095 |  | CAREFUSION | 8100M |  |  | Rental | MHHS-Southeast |  |  |  | FFL5095 |  | Southeast & Bay Area |  | Rental | [7 empty] | PUMPINFUSION-ALARIS-Medley 8100 |  | MEDLEY PUMP MODULE LVP *MEMORIAL HERMANN |  |  | PUMPINFUSION-ALARIS-Medley 8100 | [6 empty] | Verified as Rental |  |  | MHHS-Southeast
NO | YES |  |  |  | FFL5104 |  | CAREFUSION | 8100M |  |  | Rental | MHHS-Southeast |  |  |  | FFL5104 |  | Southeast & Bay Area |  | Rental | [7 empty] | PUMPINFUSION-ALARIS-Medley 8100 |  | MEDLEY PUMP MODULE LVP *MEMORIAL HERMANN |  |  | PUMPINFUSION-ALARIS-Medley 8100 | [6 empty] | Verified as Rental |  |  | MHHS-Southeast
NO | YES |  |  |  | FFL5109 |  | CAREFUSION | 8100M |  |  | Rental | MHHS-Southeast |  |  |  | FFL5109 |  | Southeast & Bay Area |  | Rental | [7 empty] | PUMPINFUSION-ALARIS-Medley 8100 |  | MEDLEY PUMP MODULE LVP *MEMORIAL HERMANN |  |  | PUMPINFUSION-ALARIS-Medley 8100 | [6 empty] | Verified as Rental |  |  | MHHS-Southeast
NO | YES |  |  |  | FFL5117 |  | CAREFUSION | 8100M |  |  | Rental | MHHS-Southeast |  |  |  | FFL5117 |  | Southeast & Bay Area |  | Rental | [7 empty] | PUMPINFUSION-ALARIS-Medley 8100 |  | MEDLEY PUMP MODULE LVP *MEMORIAL HERMANN |  |  | PUMPINFUSION-ALARIS-Medley 8100 | [6 empty] | Verified as Rental |  |  | MHHS-Southeast
NO | YES |  |  |  | FFL5133 |  | CAREFUSION | 8100M |  |  | Rental | MHHS-Southeast |  |  |  | FFL5133 |  | Southeast & Bay Area |  | Rental | [7 empty] | PUMPINFUSION-ALARIS-Medley 8100 |  | MEDLEY PUMP MODULE LVP *MEMORIAL HERMANN |  |  | PUMPINFUSION-ALARIS-Medley 8100 | [6 empty] | Verified as Rental |  |  | MHHS-Southeast
NO | YES |  |  |  | FFL5147 |  | CAREFUSION | 8100M |  |  | Rental | MHHS-Southeast |  |  |  | FFL5147 |  | Southeast & Bay Area |  | Rental | [7 empty] | PUMPINFUSION-ALARIS-Medley 8100 |  | MEDLEY PUMP MODULE LVP *MEMORIAL HERMANN |  |  | PUMPINFUSION-ALARIS-Medley 8100 | [6 empty] | Verified as Rental |  |  | MHHS-Southeast
NO | YES |  |  |  | FFL5156 |  | CAREFUSION | 8100M |  |  | Rental | MHHS-Southeast |  |  |  | FFL5156 |  | Southeast & Bay Area |  | Rental | [7 empty] | PUMPINFUSION-ALARIS-Medley 8100 |  | MEDLEY PUMP MODULE LVP *MEMORIAL HERMANN |  |  | PUMPINFUSION-ALARIS-Medley 8100 | [6 empty] | Verified as Rental |  |  | MHHS-Southeast
NO | YES |  |  |  | FFL5157 |  | CAREFUSION | 8100M |  |  | Rental | MHHS-Southeast |  |  |  | FFL5157 |  | Southeast & Bay Area |  | Rental | [7 empty] | PUMPINFUSION-ALARIS-Medley 8100 |  | MEDLEY PUMP MODULE LVP *MEMORIAL HERMANN |  |  | PUMPINFUSION-ALARIS-Medley 8100 | [6 empty] | Verified as Rental |  |  | MHHS-Southeast
NO | YES |  |  |  | FFL5161 |  | CAREFUSION | 8100M |  |  | Rental | MHHS-Southeast |  |  |  | FFL5161 |  | Southeast & Bay Area |  | Rental | [7 empty] | PUMPINFUSION-ALARIS-Medley 8100 |  | MEDLEY PUMP MODULE LVP *MEMORIAL HERMANN |  |  | PUMPINFUSION-ALARIS-Medley 8100 | [6 empty] | Verified as Rental |  |  | MHHS-Southeast
NO | YES |  |  |  | FFL5165 |  | CAREFUSION | 8100M |  |  | Rental | MHHS-Southeast |  |  |  | FFL5165 |  | Southeast & Bay Area |  | Rental | [7 empty] | PUMPINFUSION-ALARIS-Medley 8100 |  | MEDLEY PUMP MODULE LVP *MEMORIAL HERMANN |  |  | PUMPINFUSION-ALARIS-Medley 8100 | [6 empty] | Verified as Rental |  |  | MHHS-Southeast
NO | YES |  |  |  | FFL5171 |  | CAREFUSION | 8100M |  |  | Rental | MHHS-Southeast |  |  |  | FFL5171 |  | Southeast & Bay Area |  | Rental | [7 empty] | PUMPINFUSION-ALARIS-Medley 8100 |  | MEDLEY PUMP MODULE LVP *MEMORIAL HERMANN |  |  | PUMPINFUSION-ALARIS-Medley 8100 | [6 empty] | Verified as Rental |  |  | MHHS-Southeast
NO | YES |  |  |  | FFL5177 |  | CAREFUSION | 8100M |  |  | Rental | MHHS-Southeast |  |  |  | FFL5177 |  | Southeast & Bay Area |  | Rental | [7 empty] | PUMPINFUSION-ALARIS-Medley 8100 |  | MEDLEY PUMP MODULE LVP *MEMORIAL HERMANN |  |  | PUMPINFUSION-ALARIS-Medley 8100 | [6 empty] | Verified as Rental |  |  | MHHS-Southeast
NO | YES |  |  |  | FFL5185 |  | CAREFUSION | 8100M |  |  | Rental | MHHS-Southeast |  |  |  | FFL5185 |  | Southeast & Bay Area |  | Rental | [7 empty] | PUMPINFUSION-ALARIS-Medley 8100 |  | MEDLEY PUMP MODULE LVP *MEMORIAL HERMANN |  |  | PUMPINFUSION-ALARIS-Medley 8100 | [6 empty] | Verified as Rental |  |  | MHHS-Southeast
NO | YES |  |  |  | FFL5196 |  | CAREFUSION | 8100M |  |  | Rental | MHHS-Southeast |  |  |  | FFL5196 |  | Southeast & Bay Area |  | Rental | [7 empty] | PUMPINFUSION-ALARIS-Medley 8100 |  | MEDLEY PUMP MODULE LVP *MEMORIAL HERMANN |  |  | PUMPINFUSION-ALARIS-Medley 8100 | [6 empty] | Verified as Rental |  |  | MHHS-Southeast
NO | YES |  |  |  | FFL5198 |  | CAREFUSION | 8100M |  |  | Rental | MHHS-Southeast |  |  |  | FFL5198 |  | Southeast & Bay Area |  | Rental | [7 empty] | PUMPINFUSION-ALARIS-Medley 8100 |  | MEDLEY PUMP MODULE LVP *MEMORIAL HERMANN |  |  | PUMPINFUSION-ALARIS-Medley 8100 | [6 empty] | Verified as Rental |  |  | MHHS-Southeast
NO | YES |  |  |  | FFL5204 |  | CAREFUSION | 8100M |  |  | Rental | MHHS-Southeast |  |  |  | FFL5204 |  | Southeast & Bay Area |  | Rental | [7 empty] | PUMPINFUSION-ALARIS-Medley 8100 |  | MEDLEY PUMP MODULE LVP *MEMORIAL HERMANN |  |  | PUMPINFUSION-ALARIS-Medley 8100 | [6 empty] | Verified as Rental |  |  | MHHS-Southeast
NO | YES |  |  |  | FFL5210 |  | CAREFUSION | 8100M |  |  | Rental | MHHS-Southeast |  |  |  | FFL5210 |  | Southeast & Bay Area |  | Rental | [7 empty] | PUMPINFUSION-ALARIS-Medley 8100 |  | MEDLEY PUMP MODULE LVP *MEMORIAL HERMANN |  |  | PUMPINFUSION-ALARIS-Medley 8100 | [6 empty] | Verified as Rental |  |  | MHHS-Southeast
NO | YES |  |  |  | FFL5217 |  | CAREFUSION | 8100M |  |  | Rental | MHHS-Southeast |  |  |  | FFL5217 |  | Southeast & Bay Area |  | Rental | [7 empty] | PUMPINFUSION-ALARIS-Medley 8100 |  | MEDLEY PUMP MODULE LVP *MEMORIAL HERMANN |  |  | PUMPINFUSION-ALARIS-Medley 8100 | [6 empty] | Verified as Rental |  |  | MHHS-Southeast
NO | YES |  |  |  | FFL5241 |  | CAREFUSION | 8100M |  |  | Rental | MHHS-Southeast |  |  |  | FFL5241 |  | Southeast & Bay Area |  | Rental | [7 empty] | PUMPINFUSION-ALARIS-Medley 8100 |  | MEDLEY PUMP MODULE LVP *MEMORIAL HERMANN |  |  | PUMPINFUSION-ALARIS-Medley 8100 | [6 empty] | Verified as Rental |  |  | MHHS-Southeast
NO | YES |  |  |  | FFL5257 |  | CAREFUSION | 8100M |  |  | Rental | MHHS-Southeast |  |  |  | FFL5257 |  | Southeast & Bay Area |  | Rental | [7 empty] | PUMPINFUSION-ALARIS-Medley 8100 |  | MEDLEY PUMP MODULE LVP *MEMORIAL HERMANN |  |  | PUMPINFUSION-ALARIS-Medley 8100 | [6 empty] | Verified as Rental |  |  | MHHS-Southeast
NO | YES |  |  |  | FFL5259 |  | CAREFUSION | 8100M |  |  | Rental | MHHS-Southeast |  |  |  | FFL5259 |  | Southeast & Bay Area |  | Rental | [7 empty] | PUMPINFUSION-ALARIS-Medley 8100 |  | MEDLEY PUMP MODULE LVP *MEMORIAL HERMANN |  |  | PUMPINFUSION-ALARIS-Medley 8100 | [6 empty] | Verified as Rental |  |  | MHHS-Southeast
NO | YES |  |  |  | FFL5260 |  | CAREFUSION | 8100M |  |  | Rental | MHHS-Southeast |  |  |  | FFL5260 |  | Southeast & Bay Area |  | Rental | [7 empty] | PUMPINFUSION-ALARIS-Medley 8100 |  | MEDLEY PUMP MODULE LVP *MEMORIAL HERMANN |  |  | PUMPINFUSION-ALARIS-Medley 8100 | [6 empty] | Verified as Rental |  |  | MHHS-Southeast
NO | YES |  |  |  | FFL5263 |  | CAREFUSION | 8100M |  |  | Rental | MHHS-Southeast |  |  |  | FFL5263 |  | Southeast & Bay Area |  | Rental | [7 empty] | PUMPINFUSION-ALARIS-Medley 8100 |  | MEDLEY PUMP MODULE LVP *MEMORIAL HERMANN |  |  | PUMPINFUSION-ALARIS-Medley 8100 | [6 empty] | Verified as Rental |  |  | MHHS-Southeast
NO | YES |  |  |  | FFL5278 |  | CAREFUSION | 8100M |  |  | Rental | MHHS-Southeast |  |  |  | FFL5278 |  | Southeast & Bay Area |  | Rental | [7 empty] | PUMPINFUSION-ALARIS-Medley 8100 |  | MEDLEY PUMP MODULE LVP *MEMORIAL HERMANN |  |  | PUMPINFUSION-ALARIS-Medley 8100 | [6 empty] | Verified as Rental |  |  | MHHS-Southeast
NO | YES |  |  |  | FFL5293 |  | CAREFUSION | 8100M |  |  | Rental | MHHS-Southeast |  |  |  | FFL5293 |  | Southeast & Bay Area |  | Rental | [7 empty] | PUMPINFUSION-ALARIS-Medley 8100 |  | MEDLEY PUMP MODULE LVP *MEMORIAL HERMANN |  |  | PUMPINFUSION-ALARIS-Medley 8100 | [6 empty] | Verified as Rental |  |  | MHHS-Southeast
NO | YES |  |  |  | FFL5316 |  | CAREFUSION | 8100M |  |  | Rental | MHHS-Southeast |  |  |  | FFL5316 |  | Southeast & Bay Area |  | Rental | [7 empty] | PUMPINFUSION-ALARIS-Medley 8100 |  | MEDLEY PUMP MODULE LVP *MEMORIAL HERMANN |  |  | PUMPINFUSION-ALARIS-Medley 8100 | [6 empty] | Verified as Rental |  |  | MHHS-Southeast
NO | YES |  |  |  | FFL5339 |  | CAREFUSION | 8100M |  |  | Rental | MHHS-Southeast |  |  |  | FFL5339 |  | Southeast & Bay Area |  | Rental | [7 empty] | PUMPINFUSION-ALARIS-Medley 8100 |  | MEDLEY PUMP MODULE LVP *MEMORIAL HERMANN |  |  | PUMPINFUSION-ALARIS-Medley 8100 | [6 empty] | Verified as Rental |  |  | MHHS-Southeast
NO | YES |  |  |  | FFL5356 |  | CAREFUSION | 8100M |  |  | Rental | MHHS-Southeast |  |  |  | FFL5356 |  | Southeast & Bay Area |  | Rental | [7 empty] | PUMPINFUSION-ALARIS-Medley 8100 |  | MEDLEY PUMP MODULE LVP *MEMORIAL HERMANN |  |  | PUMPINFUSION-ALARIS-Medley 8100 | [6 empty] | Verified as Rental |  |  | MHHS-Southeast
NO | YES |  |  |  | FFL5370 |  | CAREFUSION | 8100M |  |  | Rental | MHHS-Southeast |  |  |  | FFL5370 |  | Southeast & Bay Area |  | Rental | [7 empty] | PUMPINFUSION-ALARIS-Medley 8100 |  | MEDLEY PUMP MODULE LVP *MEMORIAL HERMANN |  |  | PUMPINFUSION-ALARIS-Medley 8100 | [6 empty] | Verified as Rental |  |  | MHHS-Southeast
NO | YES |  |  |  | FFL5373 |  | CAREFUSION | 8100M |  |  | Rental | MHHS-Southeast |  |  |  | FFL5373 |  | Southeast & Bay Area |  | Rental | [7 empty] | PUMPINFUSION-ALARIS-Medley 8100 |  | MEDLEY PUMP MODULE LVP *MEMORIAL HERMANN |  |  | PUMPINFUSION-ALARIS-Medley 8100 | [6 empty] | Verified as Rental |  |  | MHHS-Southeast
NO | YES |  |  |  | FFL5414 |  | CAREFUSION | 8100M |  |  | Rental | MHHS-Southeast |  |  |  | FFL5414 |  | Southeast & Bay Area |  | Rental | [7 empty] | PUMPINFUSION-ALARIS-Medley 8100 |  | MEDLEY PUMP MODULE LVP *MEMORIAL HERMANN |  |  | PUMPINFUSION-ALARIS-Medley 8100 | [6 empty] | Verified as Rental |  |  | MHHS-Southeast
NO | YES |  |  |  | FFL5417 |  | CAREFUSION | 8100M |  |  | Rental | MHHS-Southeast |  |  |  | FFL5417 |  | Southeast & Bay Area |  | Rental | [7 empty] | PUMPINFUSION-ALARIS-Medley 8100 |  | MEDLEY PUMP MODULE LVP *MEMORIAL HERMANN |  |  | PUMPINFUSION-ALARIS-Medley 8100 | [6 empty] | Verified as Rental |  |  | MHHS-Southeast
NO | YES |  |  |  | FFL5431 |  | CAREFUSION | 8100M |  |  | Rental | MHHS-Southeast |  |  |  | FFL5431 |  | Southeast & Bay Area |  | Rental | [7 empty] | PUMPINFUSION-ALARIS-Medley 8100 |  | MEDLEY PUMP MODULE LVP *MEMORIAL HERMANN |  |  | PUMPINFUSION-ALARIS-Medley 8100 | [6 empty] | Verified as Rental |  |  | MHHS-Southeast
NO | YES |  |  |  | FFL5434 |  | CAREFUSION | 8100M |  |  | Rental | MHHS-Southeast |  |  |  | FFL5434 |  | Southeast & Bay Area |  | Rental | [7 empty] | PUMPINFUSION-ALARIS-Medley 8100 |  | MEDLEY PUMP MODULE LVP *MEMORIAL HERMANN |  |  | PUMPINFUSION-ALARIS-Medley 8100 | [6 empty] | Verified as Rental |  |  | MHHS-Southeast
NO | YES |  |  |  | FFL5448 |  | CAREFUSION | 8100M |  |  | Rental | MHHS-Southeast |  |  |  | FFL5448 |  | Southeast & Bay Area |  | Rental | [7 empty] | PUMPINFUSION-ALARIS-Medley 8100 |  | MEDLEY PUMP MODULE LVP *MEMORIAL HERMANN |  |  | PUMPINFUSION-ALARIS-Medley 8100 | [6 empty] | Verified as Rental |  |  | MHHS-Southeast
NO | YES |  |  |  | FFL5455 |  | CAREFUSION | 8100M |  |  | Rental | MHHS-Southeast |  |  |  | FFL5455 |  | Southeast & Bay Area |  | Rental | [7 empty] | PUMPINFUSION-ALARIS-Medley 8100 |  | MEDLEY PUMP MODULE LVP *MEMORIAL HERMANN |  |  | PUMPINFUSION-ALARIS-Medley 8100 | [6 empty] | Verified as Rental |  |  | MHHS-Southeast
NO | YES |  |  |  | FFL5472 |  | CAREFUSION | 8100M |  |  | Rental | MHHS-Southeast |  |  |  | FFL5472 |  | Southeast & Bay Area |  | Rental | [7 empty] | PUMPINFUSION-ALARIS-Medley 8100 |  | MEDLEY PUMP MODULE LVP *MEMORIAL HERMANN |  |  | PUMPINFUSION-ALARIS-Medley 8100 | [6 empty] | Verified as Rental |  |  | MHHS-Southeast
NO | YES |  |  |  | FFL5484 |  | CAREFUSION | 8100M |  |  | Rental | MHHS-Southeast |  |  |  | FFL5484 |  | Southeast & Bay Area |  | Rental | [7 empty] | PUMPINFUSION-ALARIS-Medley 8100 |  | MEDLEY PUMP MODULE LVP *MEMORIAL HERMANN |  |  | PUMPINFUSION-ALARIS-Medley 8100 | [6 empty] | Verified as Rental |  |  | MHHS-Southeast
NO | YES |  |  |  | FFL5486 |  | CAREFUSION | 8100M |  |  | Rental | MHHS-Southeast |  |  |  | FFL5486 |  | Southeast & Bay Area |  | Rental | [7 empty] | PUMPINFUSION-ALARIS-Medley 8100 |  | MEDLEY PUMP MODULE LVP *MEMORIAL HERMANN |  |  | PUMPINFUSION-ALARIS-Medley 8100 | [6 empty] | Verified as Rental |  |  | MHHS-Southeast
NO | YES |  |  |  | FFL5488 |  | CAREFUSION | 8100M |  |  | Rental | MHHS-Southeast |  |  |  | FFL5488 |  | Southeast & Bay Area |  | Rental | [7 empty] | PUMPINFUSION-ALARIS-Medley 8100 |  | MEDLEY PUMP MODULE LVP *MEMORIAL HERMANN |  |  | PUMPINFUSION-ALARIS-Medley 8100 | [6 empty] | Verified as Rental |  |  | MHHS-Southeast
NO | YES |  |  |  | FFL5502 |  | CAREFUSION | 8100M |  |  | Rental | MHHS-Southeast |  |  |  | FFL5502 |  | Southeast & Bay Area |  | Rental | [7 empty] | PUMPINFUSION-ALARIS-Medley 8100 |  | MEDLEY PUMP MODULE LVP *MEMORIAL HERMANN |  |  | PUMPINFUSION-ALARIS-Medley 8100 | [6 empty] | Verified as Rental |  |  | MHHS-Southeast
NO | YES |  |  |  | FFL5518 |  | CAREFUSION | 8100M |  |  | Rental | MHHS-Southeast |  |  |  | FFL5518 |  | Southeast & Bay Area |  | Rental | [7 empty] | PUMPINFUSION-ALARIS-Medley 8100 |  | MEDLEY PUMP MODULE LVP *MEMORIAL HERMANN |  |  | PUMPINFUSION-ALARIS-Medley 8100 | [6 empty] | Verified as Rental |  |  | MHHS-Southeast
NO | YES |  |  |  | FFL5559 |  | CAREFUSION | 8100M |  |  | Rental | MHHS-Southeast |  |  |  | FFL5559 |  | Southeast & Bay Area |  | Rental | [7 empty] | PUMPINFUSION-ALARIS-Medley 8100 |  | MEDLEY PUMP MODULE LVP *MEMORIAL HERMANN |  |  | PUMPINFUSION-ALARIS-Medley 8100 | [6 empty] | Verified as Rental |  |  | MHHS-Southeast
NO | YES |  |  |  | FFL5567 |  | CAREFUSION | 8100M |  |  | Rental | MHHS-Southeast |  |  |  | FFL5567 |  | Southeast & Bay Area |  | Rental | [7 empty] | PUMPINFUSION-ALARIS-Medley 8100 |  | MEDLEY PUMP MODULE LVP *MEMORIAL HERMANN |  |  | PUMPINFUSION-ALARIS-Medley 8100 | [6 empty] | Verified as Rental |  |  | MHHS-Southeast
NO | YES |  |  |  | FFL5579 |  | CAREFUSION | 8100M |  |  | Rental | MHHS-Southeast |  |  |  | FFL5579 |  | Southeast & Bay Area |  | Rental | [7 empty] | PUMPINFUSION-ALARIS-Medley 8100 |  | MEDLEY PUMP MODULE LVP *MEMORIAL HERMANN |  |  | PUMPINFUSION-ALARIS-Medley 8100 | [6 empty] | Verified as Rental |  |  | MHHS-Southeast
NO | YES |  |  |  | FFL5581 |  | CAREFUSION | 8100M |  |  | Rental | MHHS-Southeast |  |  |  | FFL5581 |  | Southeast & Bay Area |  | Rental | [7 empty] | PUMPINFUSION-ALARIS-Medley 8100 |  | MEDLEY PUMP MODULE LVP *MEMORIAL HERMANN |  |  | PUMPINFUSION-ALARIS-Medley 8100 | [6 empty] | Verified as Rental |  |  | MHHS-Southeast
NO | YES |  |  |  | FFL5588 |  | CAREFUSION | 8100M |  |  | Rental | MHHS-Southeast |  |  |  | FFL5588 |  | Southeast & Bay Area |  | Rental | [7 empty] | PUMPINFUSION-ALARIS-Medley 8100 |  | MEDLEY PUMP MODULE LVP *MEMORIAL HERMANN |  |  | PUMPINFUSION-ALARIS-Medley 8100 | [6 empty] | Verified as Rental |  |  | MHHS-Southeast
NO | YES |  |  |  | FFL5590 |  | CAREFUSION | 8100M |  |  | Rental | MHHS-Southeast |  |  |  | FFL5590 |  | Southeast & Bay Area |  | Rental | [7 empty] | PUMPINFUSION-ALARIS-Medley 8100 |  | MEDLEY PUMP MODULE LVP *MEMORIAL HERMANN |  |  | PUMPINFUSION-ALARIS-Medley 8100 | [6 empty] | Verified as Rental |  |  | MHHS-Southeast
NO | YES |  |  |  | FFL5595 |  | CAREFUSION | 8100M |  |  | Rental | MHHS-Southeast |  |  |  | FFL5595 |  | Southeast & Bay Area |  | Rental | [7 empty] | PUMPINFUSION-ALARIS-Medley 8100 |  | MEDLEY PUMP MODULE LVP *MEMORIAL HERMANN |  |  | PUMPINFUSION-ALARIS-Medley 8100 | [6 empty] | Verified as Rental |  |  | MHHS-Southeast
NO | YES |  |  |  | FFL5606 |  | CAREFUSION | 8100M |  |  | Rental | MHHS-Southeast |  |  |  | FFL5606 |  | Southeast & Bay Area |  | Rental | [7 empty] | PUMPINFUSION-ALARIS-Medley 8100 |  | MEDLEY PUMP MODULE LVP *MEMORIAL HERMANN |  |  | PUMPINFUSION-ALARIS-Medley 8100 | [6 empty] | Verified as Rental |  |  | MHHS-Southeast
NO | YES |  |  |  | FFL5614 |  | CAREFUSION | 8100M |  |  | Rental | MHHS-Southeast |  |  |  | FFL5614 |  | Southeast & Bay Area |  | Rental | [7 empty] | PUMPINFUSION-ALARIS-Medley 8100 |  | MEDLEY PUMP MODULE LVP *MEMORIAL HERMANN |  |  | PUMPINFUSION-ALARIS-Medley 8100 | [6 empty] | Verified as Rental |  |  | MHHS-Southeast
NO | YES |  |  |  | FFL5638 |  | CAREFUSION | 8100M |  |  | Rental | MHHS-Southeast |  |  |  | FFL5638 |  | Southeast & Bay Area |  | Rental | [7 empty] | PUMPINFUSION-ALARIS-Medley 8100 |  | MEDLEY PUMP MODULE LVP *MEMORIAL HERMANN |  |  | PUMPINFUSION-ALARIS-Medley 8100 | [6 empty] | Verified as Rental |  |  | MHHS-Southeast
NO | YES |  |  |  | FFL5639 |  | CAREFUSION | 8100M |  |  | Rental | MHHS-Southeast |  |  |  | FFL5639 |  | Southeast & Bay Area |  | Rental | [7 empty] | PUMPINFUSION-ALARIS-Medley 8100 |  | MEDLEY PUMP MODULE LVP *MEMORIAL HERMANN |  |  | PUMPINFUSION-ALARIS-Medley 8100 | [6 empty] | Verified as Rental |  |  | MHHS-Southeast
NO | YES |  |  |  | FFL5644 |  | CAREFUSION | 8100M |  |  | Rental | MHHS-Southeast |  |  |  | FFL5644 |  | Southeast & Bay Area |  | Rental | [7 empty] | PUMPINFUSION-ALARIS-Medley 8100 |  | MEDLEY PUMP MODULE LVP *MEMORIAL HERMANN |  |  | PUMPINFUSION-ALARIS-Medley 8100 | [6 empty] | Verified as Rental |  |  | MHHS-Southeast
NO | YES |  |  |  | FFL5652 |  | CAREFUSION | 8100M |  |  | Rental | MHHS-Southeast |  |  |  | FFL5652 |  | Southeast & Bay Area |  | Rental | [7 empty] | PUMPINFUSION-ALARIS-Medley 8100 |  | MEDLEY PUMP MODULE LVP *MEMORIAL HERMANN |  |  | PUMPINFUSION-ALARIS-Medley 8100 | [6 empty] | Verified as Rental |  |  | MHHS-Southeast
NO | YES |  |  |  | FFL5655 |  | CAREFUSION | 8100M |  |  | Rental | MHHS-Southeast |  |  |  | FFL5655 |  | Southeast & Bay Area |  | Rental | [7 empty] | PUMPINFUSION-ALARIS-Medley 8100 |  | MEDLEY PUMP MODULE LVP *MEMORIAL HERMANN |  |  | PUMPINFUSION-ALARIS-Medley 8100 | [6 empty] | Verified as Rental |  |  | MHHS-Southeast
NO | YES |  |  |  | FFL5664 |  | CAREFUSION | 8100M |  |  | Rental | MHHS-Southeast |  |  |  | FFL5664 |  | Southeast & Bay Area |  | Rental | [7 empty] | PUMPINFUSION-ALARIS-Medley 8100 |  | MEDLEY PUMP MODULE LVP *MEMORIAL HERMANN |  |  | PUMPINFUSION-ALARIS-Medley 8100 | [6 empty] | Verified as Rental |  |  | MHHS-Southeast
NO | YES |  |  |  | FFL5670 |  | CAREFUSION | 8100M |  |  | Rental | MHHS-Southeast |  |  |  | FFL5670 |  | Southeast & Bay Area |  | Rental | [7 empty] | PUMPINFUSION-ALARIS-Medley 8100 |  | MEDLEY PUMP MODULE LVP *MEMORIAL HERMANN |  |  | PUMPINFUSION-ALARIS-Medley 8100 | [6 empty] | Verified as Rental |  |  | MHHS-Southeast
NO | YES |  |  |  | FFL5672 |  | CAREFUSION | 8100M |  |  | Rental | MHHS-Southeast |  |  |  | FFL5672 |  | Southeast & Bay Area |  | Rental | [7 empty] | PUMPINFUSION-ALARIS-Medley 8100 |  | MEDLEY PUMP MODULE LVP *MEMORIAL HERMANN |  |  | PUMPINFUSION-ALARIS-Medley 8100 | [6 empty] | Verified as Rental |  |  | MHHS-Southeast
NO | YES |  |  |  | FFL5689 |  | CAREFUSION | 8100M |  |  | Rental | MHHS-Southeast |  |  |  | FFL5689 |  | Southeast & Bay Area |  | Rental | [7 empty] | PUMPINFUSION-ALARIS-Medley 8100 |  | MEDLEY PUMP MODULE LVP *MEMORIAL HERMANN |  |  | PUMPINFUSION-ALARIS-Medley 8100 | [6 empty] | Verified as Rental |  |  | MHHS-Southeast
NO | YES |  |  |  | FFL5690 |  | CAREFUSION | 8100M |  |  | Rental | MHHS-Southeast |  |  |  | FFL5690 |  | Southeast & Bay Area |  | Rental | [7 empty] | PUMPINFUSION-ALARIS-Medley 8100 |  | MEDLEY PUMP MODULE LVP *MEMORIAL HERMANN |  |  | PUMPINFUSION-ALARIS-Medley 8100 | [6 empty] | Verified as Rental |  |  | MHHS-Southeast
NO | YES |  |  |  | FFL5703 |  | CAREFUSION | 8100M |  |  | Rental | MHHS-Southeast |  |  |  | FFL5703 |  | Southeast & Bay Area |  | Rental | [7 empty] | PUMPINFUSION-ALARIS-Medley 8100 |  | MEDLEY PUMP MODULE LVP *MEMORIAL HERMANN |  |  | PUMPINFUSION-ALARIS-Medley 8100 | [6 empty] | Verified as Rental |  |  | MHHS-Southeast
NO | YES |  |  |  | FFL5704 |  | CAREFUSION | 8100M |  |  | Rental | MHHS-Southeast |  |  |  | FFL5704 |  | Southeast & Bay Area |  | Rental | [7 empty] | PUMPINFUSION-ALARIS-Medley 8100 |  | MEDLEY PUMP MODULE LVP *MEMORIAL HERMANN |  |  | PUMPINFUSION-ALARIS-Medley 8100 | [6 empty] | Verified as Rental |  |  | MHHS-Southeast
NO | YES |  |  |  | FFL5707 |  | CAREFUSION | 8100M |  |  | Rental | MHHS-Southeast |  |  |  | FFL5707 |  | Southeast & Bay Area |  | Rental | [7 empty] | PUMPINFUSION-ALARIS-Medley 8100 |  | MEDLEY PUMP MODULE LVP *MEMORIAL HERMANN |  |  | PUMPINFUSION-ALARIS-Medley 8100 | [6 empty] | Verified as Rental |  |  | MHHS-Southeast
NO | YES |  |  |  | FFL5713 |  | CAREFUSION | 8100M |  |  | Rental | MHHS-Southeast |  |  |  | FFL5713 |  | Southeast & Bay Area |  | Rental | [7 empty] | PUMPINFUSION-ALARIS-Medley 8100 |  | MEDLEY PUMP MODULE LVP *MEMORIAL HERMANN |  |  | PUMPINFUSION-ALARIS-Medley 8100 | [6 empty] | Verified as Rental |  |  | MHHS-Southeast
NO | YES |  |  |  | FFL5720 |  | CAREFUSION | 8100M |  |  | Rental | MHHS-Southeast |  |  |  | FFL5720 |  | Southeast & Bay Area |  | Rental | [7 empty] | PUMPINFUSION-ALARIS-Medley 8100 |  | MEDLEY PUMP MODULE LVP *MEMORIAL HERMANN |  |  | PUMPINFUSION-ALARIS-Medley 8100 | [6 empty] | Verified as Rental |  |  | MHHS-Southeast
NO | YES |  |  |  | FFL5730 |  | CAREFUSION | 8100M |  |  | Rental | MHHS-Southeast |  |  |  | FFL5730 |  | Southeast & Bay Area |  | Rental | [7 empty] | PUMPINFUSION-ALARIS-Medley 8100 |  | MEDLEY PUMP MODULE LVP *MEMORIAL HERMANN |  |  | PUMPINFUSION-ALARIS-Medley 8100 | [6 empty] | Verified as Rental |  |  | MHHS-Southeast
NO | YES |  |  |  | FFL5734 |  | CAREFUSION | 8100M |  |  | Rental | MHHS-Southeast |  |  |  | FFL5734 |  | Southeast & Bay Area |  | Rental | [7 empty] | PUMPINFUSION-ALARIS-Medley 8100 |  | MEDLEY PUMP MODULE LVP *MEMORIAL HERMANN |  |  | PUMPINFUSION-ALARIS-Medley 8100 | [6 empty] | Verified as Rental |  |  | MHHS-Southeast
NO | YES |  |  |  | FFL5746 |  | CAREFUSION | 8100M |  |  | Rental | MHHS-Southeast |  |  |  | FFL5746 |  | Southeast & Bay Area |  | Rental | [7 empty] | PUMPINFUSION-ALARIS-Medley 8100 |  | MEDLEY PUMP MODULE LVP *MEMORIAL HERMANN |  |  | PUMPINFUSION-ALARIS-Medley 8100 | [6 empty] | Verified as Rental |  |  | MHHS-Southeast
NO | YES |  |  |  | FFL5751 |  | CAREFUSION | 8100M |  |  | Rental | MHHS-Southeast |  |  |  | FFL5751 |  | Southeast & Bay Area |  | Rental | [7 empty] | PUMPINFUSION-ALARIS-Medley 8100 |  | MEDLEY PUMP MODULE LVP *MEMORIAL HERMANN |  |  | PUMPINFUSION-ALARIS-Medley 8100 | [6 empty] | Verified as Rental |  |  | MHHS-Southeast
NO | YES |  |  |  | FFL5770 |  | CAREFUSION | 8100M |  |  | Rental | MHHS-Southeast |  |  |  | FFL5770 |  | Southeast & Bay Area |  | Rental | [7 empty] | PUMPINFUSION-ALARIS-Medley 8100 |  | MEDLEY PUMP MODULE LVP *MEMORIAL HERMANN |  |  | PUMPINFUSION-ALARIS-Medley 8100 | [6 empty] | Verified as Rental |  |  | MHHS-Southeast
NO | YES |  |  |  | FFL5771 |  | CAREFUSION | 8100M |  |  | Rental | MHHS-Southeast |  |  |  | FFL5771 |  | Southeast & Bay Area |  | Rental | [7 empty] | PUMPINFUSION-ALARIS-Medley 8100 |  | MEDLEY PUMP MODULE LVP *MEMORIAL HERMANN |  |  | PUMPINFUSION-ALARIS-Medley 8100 | [6 empty] | Verified as Rental |  |  | MHHS-Southeast
NO | YES |  |  |  | FFL5781 |  | CAREFUSION | 8100M |  |  | Rental | MHHS-Southeast |  |  |  | FFL5781 |  | Southeast & Bay Area |  | Rental | [7 empty] | PUMPINFUSION-ALARIS-Medley 8100 |  | MEDLEY PUMP MODULE LVP *MEMORIAL HERMANN |  |  | PUMPINFUSION-ALARIS-Medley 8100 | [6 empty] | Verified as Rental |  |  | MHHS-Southeast
NO | YES |  |  |  | FFL5796 |  | CAREFUSION | 8100M |  |  | Rental | MHHS-Southeast |  |  |  | FFL5796 |  | Southeast & Bay Area |  | Rental | [7 empty] | PUMPINFUSION-ALARIS-Medley 8100 |  | MEDLEY PUMP MODULE LVP *MEMORIAL HERMANN |  |  | PUMPINFUSION-ALARIS-Medley 8100 | [6 empty] | Verified as Rental |  |  | MHHS-Southeast
NO | YES |  |  |  | FFL5804 |  | CAREFUSION | 8100M |  |  | Rental | MHHS-Southeast |  |  |  | FFL5804 |  | Southeast & Bay Area |  | Rental | [7 empty] | PUMPINFUSION-ALARIS-Medley 8100 |  | MEDLEY PUMP MODULE LVP *MEMORIAL HERMANN |  |  | PUMPINFUSION-ALARIS-Medley 8100 | [6 empty] | Verified as Rental |  |  | MHHS-Southeast
NO | YES |  |  |  | FFL5810 |  | CAREFUSION | 8100M |  |  | Rental | MHHS-Southeast |  |  |  | FFL5810 |  | Southeast & Bay Area |  | Rental | [7 empty] | PUMPINFUSION-ALARIS-Medley 8100 |  | MEDLEY PUMP MODULE LVP *MEMORIAL HERMANN |  |  | PUMPINFUSION-ALARIS-Medley 8100 | [6 empty] | Verified as Rental |  |  | MHHS-Southeast
NO | YES |  |  |  | FFL5844 |  | CAREFUSION | 8100M |  |  | Rental | MHHS-Southeast |  |  |  | FFL5844 |  | Southeast & Bay Area |  | Rental | [7 empty] | PUMPINFUSION-ALARIS-Medley 8100 |  | MEDLEY PUMP MODULE LVP *MEMORIAL HERMANN |  |  | PUMPINFUSION-ALARIS-Medley 8100 | [6 empty] | Verified as Rental |  |  | MHHS-Southeast
NO | YES |  |  |  | FFL5861 |  | CAREFUSION | 8100M |  |  | Rental | MHHS-Southeast |  |  |  | FFL5861 |  | Southeast & Bay Area |  | Rental | [7 empty] | PUMPINFUSION-ALARIS-Medley 8100 |  | MEDLEY PUMP MODULE LVP *MEMORIAL HERMANN |  |  | PUMPINFUSION-ALARIS-Medley 8100 | [6 empty] | Verified as Rental |  |  | MHHS-Southeast
NO | YES |  |  |  | FFL5870 |  | CAREFUSION | 8100M |  |  | Rental | MHHS-Southeast |  |  |  | FFL5870 |  | Southeast & Bay Area |  | Rental | [7 empty] | PUMPINFUSION-ALARIS-Medley 8100 |  | MEDLEY PUMP MODULE LVP *MEMORIAL HERMANN |  |  | PUMPINFUSION-ALARIS-Medley 8100 | [6 empty] | Verified as Rental |  |  | MHHS-Southeast
NO | YES |  |  |  | FFL5874 |  | CAREFUSION | 8100M |  |  | Rental | MHHS-Southeast |  |  |  | FFL5874 |  | Southeast & Bay Area |  | Rental | [7 empty] | PUMPINFUSION-ALARIS-Medley 8100 |  | MEDLEY PUMP MODULE LVP *MEMORIAL HERMANN |  |  | PUMPINFUSION-ALARIS-Medley 8100 | [6 empty] | Verified as Rental |  |  | MHHS-Southeast
NO | YES |  |  |  | FFL5884 |  | CAREFUSION | 8100M |  |  | Rental | MHHS-Southeast |  |  |  | FFL5884 |  | Southeast & Bay Area |  | Rental | [7 empty] | PUMPINFUSION-ALARIS-Medley 8100 |  | MEDLEY PUMP MODULE LVP *MEMORIAL HERMANN |  |  | PUMPINFUSION-ALARIS-Medley 8100 | [6 empty] | Verified as Rental |  |  | MHHS-Southeast
NO | YES |  |  |  | FFL5885 |  | CAREFUSION | 8100M |  |  | Rental | MHHS-Southeast |  |  |  | FFL5885 |  | Southeast & Bay Area |  | Rental | [7 empty] | PUMPINFUSION-ALARIS-Medley 8100 |  | MEDLEY PUMP MODULE LVP *MEMORIAL HERMANN |  |  | PUMPINFUSION-ALARIS-Medley 8100 | [6 empty] | Verified as Rental |  |  | MHHS-Southeast
NO | YES |  |  |  | FFL5889 |  | CAREFUSION | 8100M |  |  | Rental | MHHS-Southeast |  |  |  | FFL5889 |  | Southeast & Bay Area |  | Rental | [7 empty] | PUMPINFUSION-ALARIS-Medley 8100 |  | MEDLEY PUMP MODULE LVP *MEMORIAL HERMANN |  |  | PUMPINFUSION-ALARIS-Medley 8100 | [6 empty] | Verified as Rental |  |  | MHHS-Southeast
NO | YES |  |  |  | FFL5898 |  | CAREFUSION | 8100M |  |  | Rental | MHHS-Southeast |  |  |  | FFL5898 |  | Southeast & Bay Area |  | Rental | [7 empty] | PUMPINFUSION-ALARIS-Medley 8100 |  | MEDLEY PUMP MODULE LVP *MEMORIAL HERMANN |  |  | PUMPINFUSION-ALARIS-Medley 8100 | [6 empty] | Verified as Rental |  |  | MHHS-Southeast
NO | YES |  |  |  | FFL5912 |  | CAREFUSION | 8100M |  |  | Rental | MHHS-Southeast |  |  |  | FFL5912 |  | Southeast & Bay Area |  | Rental | [7 empty] | PUMPINFUSION-ALARIS-Medley 8100 |  | MEDLEY PUMP MODULE LVP *MEMORIAL HERMANN |  |  | PUMPINFUSION-ALARIS-Medley 8100 | [6 empty] | Verified as Rental |  |  | MHHS-Southeast
NO | YES |  |  |  | FFL5922 |  | CAREFUSION | 8100M |  |  | Rental | MHHS-Southeast |  |  |  | FFL5922 |  | Southeast & Bay Area |  | Rental | [7 empty] | PUMPINFUSION-ALARIS-Medley 8100 |  | MEDLEY PUMP MODULE LVP *MEMORIAL HERMANN |  |  | PUMPINFUSION-ALARIS-Medley 8100 | [6 empty] | Verified as Rental |  |  | MHHS-Southeast
NO | YES |  |  |  | FFL5926 |  | CAREFUSION | 8100M |  |  | Rental | MHHS-Southeast |  |  |  | FFL5926 |  | Southeast & Bay Area |  | Rental | [7 empty] | PUMPINFUSION-ALARIS-Medley 8100 |  | MEDLEY PUMP MODULE LVP *MEMORIAL HERMANN |  |  | PUMPINFUSION-ALARIS-Medley 8100 | [6 empty] | Verified as Rental |  |  | MHHS-Southeast
NO | YES |  |  |  | FFL5934 |  | CAREFUSION | 8100M |  |  | Rental | MHHS-Southeast |  |  |  | FFL5934 |  | Southeast & Bay Area |  | Rental | [7 empty] | PUMPINFUSION-ALARIS-Medley 8100 |  | MEDLEY PUMP MODULE LVP *MEMORIAL HERMANN |  |  | PUMPINFUSION-ALARIS-Medley 8100 | [6 empty] | Verified as Rental |  |  | MHHS-Southeast
NO | YES |  |  |  | FFL5938 |  | CAREFUSION | 8100M |  |  | Rental | MHHS-Southeast |  |  |  | FFL5938 |  | Southeast & Bay Area |  | Rental | [7 empty] | PUMPINFUSION-ALARIS-Medley 8100 |  | MEDLEY PUMP MODULE LVP *MEMORIAL HERMANN |  |  | PUMPINFUSION-ALARIS-Medley 8100 | [6 empty] | Verified as Rental |  |  | MHHS-Southeast
NO | YES |  |  |  | FFL5944 |  | CAREFUSION | 8100M |  |  | Rental | MHHS-Southeast |  |  |  | FFL5944 |  | Southeast & Bay Area |  | Rental | [7 empty] | PUMPINFUSION-ALARIS-Medley 8100 |  | MEDLEY PUMP MODULE LVP *MEMORIAL HERMANN |  |  | PUMPINFUSION-ALARIS-Medley 8100 | [6 empty] | Verified as Rental |  |  | MHHS-Southeast
NO | YES |  |  |  | FFL5978 |  | CAREFUSION | 8100M |  |  | Rental | MHHS-Southeast |  |  |  | FFL5978 |  | Southeast & Bay Area |  | Rental | [7 empty] | PUMPINFUSION-ALARIS-Medley 8100 |  | MEDLEY PUMP MODULE LVP *MEMORIAL HERMANN |  |  | PUMPINFUSION-ALARIS-Medley 8100 | [6 empty] | Verified as Rental |  |  | MHHS-Southeast
NO | YES |  |  |  | FFL5990 |  | CAREFUSION | 8100M |  |  | Rental | MHHS-Southeast |  |  |  | FFL5990 |  | Southeast & Bay Area |  | Rental | [7 empty] | PUMPINFUSION-ALARIS-Medley 8100 |  | MEDLEY PUMP MODULE LVP *MEMORIAL HERMANN |  |  | PUMPINFUSION-ALARIS-Medley 8100 | [6 empty] | Verified as Rental |  |  | MHHS-Southeast
NO | YES |  |  |  | FFL5991 |  | CAREFUSION | 8100M |  |  | Rental | MHHS-Southeast |  |  |  | FFL5991 |  | Southeast & Bay Area |  | Rental | [7 empty] | PUMPINFUSION-ALARIS-Medley 8100 |  | MEDLEY PUMP MODULE LVP *MEMORIAL HERMANN |  |  | PUMPINFUSION-ALARIS-Medley 8100 | [6 empty] | Verified as Rental |  |  | MHHS-Southeast
NO | YES |  |  |  | FFL5998 |  | CAREFUSION | 8100M |  |  | Rental | MHHS-Southeast |  |  |  | FFL5998 |  | Southeast & Bay Area |  | Rental | [7 empty] | PUMPINFUSION-ALARIS-Medley 8100 |  | MEDLEY PUMP MODULE LVP *MEMORIAL HERMANN |  |  | PUMPINFUSION-ALARIS-Medley 8100 | [6 empty] | Verified as Rental |  |  | MHHS-Southeast
NO | YES |  |  |  | FFL6013 |  | CAREFUSION | 8100M |  |  | Rental | MHHS-Southeast |  |  |  | FFL6013 |  | Southeast & Bay Area |  | Rental | [7 empty] | PUMPINFUSION-ALARIS-Medley 8100 |  | MEDLEY PUMP MODULE LVP *MEMORIAL HERMANN |  |  | PUMPINFUSION-ALARIS-Medley 8100 | [6 empty] | Verified as Rental |  |  | MHHS-Southeast
NO | YES |  |  |  | FFL6014 |  | CAREFUSION | 8100M |  |  | Rental | MHHS-Southeast |  |  |  | FFL6014 |  | Southeast & Bay Area |  | Rental | [7 empty] | PUMPINFUSION-ALARIS-Medley 8100 |  | MEDLEY PUMP MODULE LVP *MEMORIAL HERMANN |  |  | PUMPINFUSION-ALARIS-Medley 8100 | [6 empty] | Verified as Rental |  |  | MHHS-Southeast
NO | YES |  |  |  | FFL6017 |  | CAREFUSION | 8100M |  |  | Rental | MHHS-Southeast |  |  |  | FFL6017 |  | Southeast & Bay Area |  | Rental | [7 empty] | PUMPINFUSION-ALARIS-Medley 8100 |  | MEDLEY PUMP MODULE LVP *MEMORIAL HERMANN |  |  | PUMPINFUSION-ALARIS-Medley 8100 | [6 empty] | Verified as Rental |  |  | MHHS-Southeast
NO | YES |  |  |  | FFL6024 |  | CAREFUSION | 8100M |  |  | Rental | MHHS-Southeast |  |  |  | FFL6024 |  | Southeast & Bay Area |  | Rental | [7 empty] | PUMPINFUSION-ALARIS-Medley 8100 |  | MEDLEY PUMP MODULE LVP *MEMORIAL HERMANN |  |  | PUMPINFUSION-ALARIS-Medley 8100 | [6 empty] | Verified as Rental |  |  | MHHS-Southeast
NO | YES |  |  |  | FFL6038 |  | CAREFUSION | 8100M |  |  | Rental | MHHS-Southeast |  |  |  | FFL6038 |  | Southeast & Bay Area |  | Rental | [7 empty] | PUMPINFUSION-ALARIS-Medley 8100 |  | MEDLEY PUMP MODULE LVP *MEMORIAL HERMANN |  |  | PUMPINFUSION-ALARIS-Medley 8100 | [6 empty] | Verified as Rental |  |  | MHHS-Southeast
NO | YES |  |  |  | FFL6066 |  | CAREFUSION | 8100M |  |  | Rental | MHHS-Southeast |  |  |  | FFL6066 |  | Southeast & Bay Area |  | Rental | [7 empty] | PUMPINFUSION-ALARIS-Medley 8100 |  | MEDLEY PUMP MODULE LVP *MEMORIAL HERMANN |  |  | PUMPINFUSION-ALARIS-Medley 8100 | [6 empty] | Verified as Rental |  |  | MHHS-Southeast
NO | YES |  |  |  | FFL6076 |  | CAREFUSION | 8100M |  |  | Rental | MHHS-Southeast |  |  |  | FFL6076 |  | Southeast & Bay Area |  | Rental | [7 empty] | PUMPINFUSION-ALARIS-Medley 8100 |  | MEDLEY PUMP MODULE LVP *MEMORIAL HERMANN |  |  | PUMPINFUSION-ALARIS-Medley 8100 | [6 empty] | Verified as Rental |  |  | MHHS-Southeast
NO | YES |  |  |  | FFL6080 |  | CAREFUSION | 8100M |  |  | Rental | MHHS-Southeast |  |  |  | FFL6080 |  | Southeast & Bay Area |  | Rental | [7 empty] | PUMPINFUSION-ALARIS-Medley 8100 |  | MEDLEY PUMP MODULE LVP *MEMORIAL HERMANN |  |  | PUMPINFUSION-ALARIS-Medley 8100 | [6 empty] | Verified as Rental |  |  | MHHS-Southeast
NO | YES |  |  |  | FFL6085 |  | CAREFUSION | 8100M |  |  | Rental | MHHS-Southeast |  |  |  | FFL6085 |  | Southeast & Bay Area |  | Rental | [7 empty] | PUMPINFUSION-ALARIS-Medley 8100 |  | MEDLEY PUMP MODULE LVP *MEMORIAL HERMANN |  |  | PUMPINFUSION-ALARIS-Medley 8100 | [6 empty] | Verified as Rental |  |  | MHHS-Southeast
NO | YES |  |  |  | FFL6090 |  | CAREFUSION | 8100M |  |  | Rental | MHHS-Southeast |  |  |  | FFL6090 |  | Southeast & Bay Area |  | Rental | [7 empty] | PUMPINFUSION-ALARIS-Medley 8100 |  | MEDLEY PUMP MODULE LVP *MEMORIAL HERMANN |  |  | PUMPINFUSION-ALARIS-Medley 8100 | [6 empty] | Verified as Rental |  |  | MHHS-Southeast
NO | YES |  |  |  | FFL6154 |  | CAREFUSION | 8100M |  |  | Rental | MHHS-Southeast |  |  |  | FFL6154 |  | Southeast & Bay Area |  | Rental | [7 empty] | PUMPINFUSION-ALARIS-Medley 8100 |  | MEDLEY PUMP MODULE LVP *MEMORIAL HERMANN |  |  | PUMPINFUSION-ALARIS-Medley 8100 | [6 empty] | Verified as Rental |  |  | MHHS-Southeast
NO | YES |  |  |  | FFL6179 |  | CAREFUSION | 8100M |  |  | Rental | MHHS-Southeast |  |  |  | FFL6179 |  | Southeast & Bay Area |  | Rental | [7 empty] | PUMPINFUSION-ALARIS-Medley 8100 |  | MEDLEY PUMP MODULE LVP *MEMORIAL HERMANN |  |  | PUMPINFUSION-ALARIS-Medley 8100 | [6 empty] | Verified as Rental |  |  | MHHS-Southeast
NO | YES |  |  |  | FFL6185 |  | CAREFUSION | 8100M |  |  | Rental | MHHS-Southeast |  |  |  | FFL6185 |  | Southeast & Bay Area |  | Rental | [7 empty] | PUMPINFUSION-ALARIS-Medley 8100 |  | MEDLEY PUMP MODULE LVP *MEMORIAL HERMANN |  |  | PUMPINFUSION-ALARIS-Medley 8100 | [6 empty] | Verified as Rental |  |  | MHHS-Southeast
NO | YES |  |  |  | FFL6200 |  | CAREFUSION | 8100M |  |  | Rental | MHHS-Southeast |  |  |  | FFL6200 |  | Southeast & Bay Area |  | Rental | [7 empty] | PUMPINFUSION-ALARIS-Medley 8100 |  | MEDLEY PUMP MODULE LVP *MEMORIAL HERMANN |  |  | PUMPINFUSION-ALARIS-Medley 8100 | [6 empty] | Verified as Rental |  |  | MHHS-Southeast
NO | YES |  |  |  | FFL6201 |  | CAREFUSION | 8100M |  |  | Rental | MHHS-Southeast |  |  |  | FFL6201 |  | Southeast & Bay Area |  | Rental | [7 empty] | PUMPINFUSION-ALARIS-Medley 8100 |  | MEDLEY PUMP MODULE LVP *MEMORIAL HERMANN |  |  | PUMPINFUSION-ALARIS-Medley 8100 | [6 empty] | Verified as Rental |  |  | MHHS-Southeast
NO | YES |  |  |  | FFL6207 |  | CAREFUSION | 8100M |  |  | Rental | MHHS-Southeast |  |  |  | FFL6207 |  | Southeast & Bay Area |  | Rental | [7 empty] | PUMPINFUSION-ALARIS-Medley 8100 |  | MEDLEY PUMP MODULE LVP *MEMORIAL HERMANN |  |  | PUMPINFUSION-ALARIS-Medley 8100 | [6 empty] | Verified as Rental |  |  | MHHS-Southeast
NO | YES |  |  |  | FFL6217 |  | CAREFUSION | 8100M |  |  | Rental | MHHS-Southeast |  |  |  | FFL6217 |  | Southeast & Bay Area |  | Rental | [7 empty] | PUMPINFUSION-ALARIS-Medley 8100 |  | MEDLEY PUMP MODULE LVP *MEMORIAL HERMANN |  |  | PUMPINFUSION-ALARIS-Medley 8100 | [6 empty] | Verified as Rental |  |  | MHHS-Southeast
NO | YES |  |  |  | FFL6223 |  | CAREFUSION | 8100M |  |  | Rental | MHHS-Southeast |  |  |  | FFL6223 |  | Southeast & Bay Area |  | Rental | [7 empty] | PUMPINFUSION-ALARIS-Medley 8100 |  | MEDLEY PUMP MODULE LVP *MEMORIAL HERMANN |  |  | PUMPINFUSION-ALARIS-Medley 8100 | [6 empty] | Verified as Rental |  |  | MHHS-Southeast
NO | YES |  |  |  | FFL6232 |  | CAREFUSION | 8100M |  |  | Rental | MHHS-Southeast |  |  |  | FFL6232 |  | Southeast & Bay Area |  | Rental | [7 empty] | PUMPINFUSION-ALARIS-Medley 8100 |  | MEDLEY PUMP MODULE LVP *MEMORIAL HERMANN |  |  | PUMPINFUSION-ALARIS-Medley 8100 | [6 empty] | Verified as Rental |  |  | MHHS-Southeast
NO | YES |  |  |  | FFL6235 |  | CAREFUSION | 8100M |  |  | Rental | MHHS-Southeast |  |  |  | FFL6235 |  | Southeast & Bay Area |  | Rental | [7 empty] | PUMPINFUSION-ALARIS-Medley 8100 |  | MEDLEY PUMP MODULE LVP *MEMORIAL HERMANN |  |  | PUMPINFUSION-ALARIS-Medley 8100 | [6 empty] | Verified as Rental |  |  | MHHS-Southeast
NO | YES |  |  |  | FFL6262 |  | CAREFUSION | 8100M |  |  | Rental | MHHS-Southeast |  |  |  | FFL6262 |  | Southeast & Bay Area |  | Rental | [7 empty] | PUMPINFUSION-ALARIS-Medley 8100 |  | MEDLEY PUMP MODULE LVP *MEMORIAL HERMANN |  |  | PUMPINFUSION-ALARIS-Medley 8100 | [6 empty] | Verified as Rental |  |  | MHHS-Southeast
NO | YES |  |  |  | FFL6263 |  | CAREFUSION | 8100M |  |  | Rental | MHHS-Southeast |  |  |  | FFL6263 |  | Southeast & Bay Area |  | Rental | [7 empty] | PUMPINFUSION-ALARIS-Medley 8100 |  | MEDLEY PUMP MODULE LVP *MEMORIAL HERMANN |  |  | PUMPINFUSION-ALARIS-Medley 8100 | [6 empty] | Verified as Rental |  |  | MHHS-Southeast
NO | YES |  |  |  | FFL6271 |  | CAREFUSION | 8100M |  |  | Rental | MHHS-Southeast |  |  |  | FFL6271 |  | Southeast & Bay Area |  | Rental | [7 empty] | PUMPINFUSION-ALARIS-Medley 8100 |  | MEDLEY PUMP MODULE LVP *MEMORIAL HERMANN |  |  | PUMPINFUSION-ALARIS-Medley 8100 | [6 empty] | Verified as Rental |  |  | MHHS-Southeast
NO | YES |  |  |  | FFL6274 |  | CAREFUSION | 8100M |  |  | Rental | MHHS-Southeast |  |  |  | FFL6274 |  | Southeast & Bay Area |  | Rental | [7 empty] | PUMPINFUSION-ALARIS-Medley 8100 |  | MEDLEY PUMP MODULE LVP *MEMORIAL HERMANN |  |  | PUMPINFUSION-ALARIS-Medley 8100 | [6 empty] | Verified as Rental |  |  | MHHS-Southeast
NO | YES |  |  |  | FFL6278 |  | CAREFUSION | 8100M |  |  | Rental | MHHS-Southeast |  |  |  | FFL6278 |  | Southeast & Bay Area |  | Rental | [7 empty] | PUMPINFUSION-ALARIS-Medley 8100 |  | MEDLEY PUMP MODULE LVP *MEMORIAL HERMANN |  |  | PUMPINFUSION-ALARIS-Medley 8100 | [6 empty] | Verified as Rental |  |  | MHHS-Southeast
NO | YES |  |  |  | FFL6282 |  | CAREFUSION | 8100M |  |  | Rental | MHHS-Southeast |  |  |  | FFL6282 |  | Southeast & Bay Area |  | Rental | [7 empty] | PUMPINFUSION-ALARIS-Medley 8100 |  | MEDLEY PUMP MODULE LVP *MEMORIAL HERMANN |  |  | PUMPINFUSION-ALARIS-Medley 8100 | [6 empty] | Verified as Rental |  |  | MHHS-Southeast
NO | YES |  |  |  | FFL6290 |  | CAREFUSION | 8100M |  |  | Rental | MHHS-Southeast |  |  |  | FFL6290 |  | Southeast & Bay Area |  | Rental | [7 empty] | PUMPINFUSION-ALARIS-Medley 8100 |  | MEDLEY PUMP MODULE LVP *MEMORIAL HERMANN |  |  | PUMPINFUSION-ALARIS-Medley 8100 | [6 empty] | Verified as Rental |  |  | MHHS-Southeast
NO | YES |  |  |  | FFL6303 |  | CAREFUSION | 8100M |  |  | Rental | MHHS-Southeast |  |  |  | FFL6303 |  | Southeast & Bay Area |  | Rental | [7 empty] | PUMPINFUSION-ALARIS-Medley 8100 |  | MEDLEY PUMP MODULE LVP *MEMORIAL HERMANN |  |  | PUMPINFUSION-ALARIS-Medley 8100 | [6 empty] | Verified as Rental |  |  | MHHS-Southeast
NO | YES |  |  |  | FFL6317 |  | CAREFUSION | 8100M |  |  | Rental | MHHS-Southeast |  |  |  | FFL6317 |  | Southeast & Bay Area |  | Rental | [7 empty] | PUMPINFUSION-ALARIS-Medley 8100 |  | MEDLEY PUMP MODULE LVP *MEMORIAL HERMANN |  |  | PUMPINFUSION-ALARIS-Medley 8100 | [6 empty] | Verified as Rental |  |  | MHHS-Southeast
NO | YES |  |  |  | FFL6327 |  | CAREFUSION | 8100M |  |  | Rental | MHHS-Southeast |  |  |  | FFL6327 |  | Southeast & Bay Area |  | Rental | [7 empty] | PUMPINFUSION-ALARIS-Medley 8100 |  | MEDLEY PUMP MODULE LVP *MEMORIAL HERMANN |  |  | PUMPINFUSION-ALARIS-Medley 8100 | [6 empty] | Verified as Rental |  |  | MHHS-Southeast
NO | YES |  |  |  | FFL6369 |  | CAREFUSION | 8100M |  |  | Rental | MHHS-Southeast |  |  |  | FFL6369 |  | Southeast & Bay Area |  | Rental | [7 empty] | PUMPINFUSION-ALARIS-Medley 8100 |  | MEDLEY PUMP MODULE LVP *MEMORIAL HERMANN |  |  | PUMPINFUSION-ALARIS-Medley 8100 | [6 empty] | Verified as Rental |  |  | MHHS-Southeast
NO | YES |  |  |  | FFL6370 |  | CAREFUSION | 8100M |  |  | Rental | MHHS-Southeast |  |  |  | FFL6370 |  | Southeast & Bay Area |  | Rental | [7 empty] | PUMPINFUSION-ALARIS-Medley 8100 |  | MEDLEY PUMP MODULE LVP *MEMORIAL HERMANN |  |  | PUMPINFUSION-ALARIS-Medley 8100 | [6 empty] | Verified as Rental |  |  | MHHS-Southeast
NO | YES |  |  |  | FFL6372 |  | CAREFUSION | 8100M |  |  | Rental | MHHS-Southeast |  |  |  | FFL6372 |  | Southeast & Bay Area |  | Rental | [7 empty] | PUMPINFUSION-ALARIS-Medley 8100 |  | MEDLEY PUMP MODULE LVP *MEMORIAL HERMANN |  |  | PUMPINFUSION-ALARIS-Medley 8100 | [6 empty] | Verified as Rental |  |  | MHHS-Southeast
NO | YES |  |  |  | FFL6376 |  | CAREFUSION | 8100M |  |  | Rental | MHHS-Southeast |  |  |  | FFL6376 |  | Southeast & Bay Area |  | Rental | [7 empty] | PUMPINFUSION-ALARIS-Medley 8100 |  | MEDLEY PUMP MODULE LVP *MEMORIAL HERMANN |  |  | PUMPINFUSION-ALARIS-Medley 8100 | [6 empty] | Verified as Rental |  |  | MHHS-Southeast
NO | YES |  |  |  | FFL6392 |  | CAREFUSION | 8100M |  |  | Rental | MHHS-Southeast |  |  |  | FFL6392 |  | Southeast & Bay Area |  | Rental | [7 empty] | PUMPINFUSION-ALARIS-Medley 8100 |  | MEDLEY PUMP MODULE LVP *MEMORIAL HERMANN |  |  | PUMPINFUSION-ALARIS-Medley 8100 | [6 empty] | Verified as Rental |  |  | MHHS-Southeast
NO | YES |  |  |  | FFL6404 |  | CAREFUSION | 8100M |  |  | Rental | MHHS-Southeast |  |  |  | FFL6404 |  | Southeast & Bay Area |  | Rental | [7 empty] | PUMPINFUSION-ALARIS-Medley 8100 |  | MEDLEY PUMP MODULE LVP *MEMORIAL HERMANN |  |  | PUMPINFUSION-ALARIS-Medley 8100 | [6 empty] | Verified as Rental |  |  | MHHS-Southeast
NO | YES |  |  |  | FFL6420 |  | CAREFUSION | 8100M |  |  | Rental | MHHS-Southeast |  |  |  | FFL6420 |  | Southeast & Bay Area |  | Rental | [7 empty] | PUMPINFUSION-ALARIS-Medley 8100 |  | MEDLEY PUMP MODULE LVP *MEMORIAL HERMANN |  |  | PUMPINFUSION-ALARIS-Medley 8100 | [6 empty] | Verified as Rental |  |  | MHHS-Southeast
NO | YES |  |  |  | FFL6436 |  | CAREFUSION | 8100M |  |  | Rental | MHHS-Southeast |  |  |  | FFL6436 |  | Southeast & Bay Area |  | Rental | [7 empty] | PUMPINFUSION-ALARIS-Medley 8100 |  | MEDLEY PUMP MODULE LVP *MEMORIAL HERMANN |  |  | PUMPINFUSION-ALARIS-Medley 8100 | [6 empty] | Verified as Rental |  |  | MHHS-Southeast
NO | YES |  |  |  | FFL6442 |  | CAREFUSION | 8100M |  |  | Rental | MHHS-Southeast |  |  |  | FFL6442 |  | Southeast & Bay Area |  | Rental | [7 empty] | PUMPINFUSION-ALARIS-Medley 8100 |  | MEDLEY PUMP MODULE LVP *MEMORIAL HERMANN |  |  | PUMPINFUSION-ALARIS-Medley 8100 | [6 empty] | Verified as Rental |  |  | MHHS-Southeast
NO | YES |  |  |  | FFL6458 |  | CAREFUSION | 8100M |  |  | Rental | MHHS-Southeast |  |  |  | FFL6458 |  | Southeast & Bay Area |  | Rental | [7 empty] | PUMPINFUSION-ALARIS-Medley 8100 |  | MEDLEY PUMP MODULE LVP *MEMORIAL HERMANN |  |  | PUMPINFUSION-ALARIS-Medley 8100 | [6 empty] | Verified as Rental |  |  | MHHS-Southeast
NO | YES |  |  |  | FFL6465 |  | CAREFUSION | 8100M |  |  | Rental | MHHS-Southeast |  |  |  | FFL6465 |  | Southeast & Bay Area |  | Rental | [7 empty] | PUMPINFUSION-ALARIS-Medley 8100 |  | MEDLEY PUMP MODULE LVP *MEMORIAL HERMANN |  |  | PUMPINFUSION-ALARIS-Medley 8100 | [6 empty] | Verified as Rental |  |  | MHHS-Southeast
NO | YES |  |  |  | FFL6477 |  | CAREFUSION | 8100M |  |  | Rental | MHHS-Southeast |  |  |  | FFL6477 |  | Southeast & Bay Area |  | Rental | [7 empty] | PUMPINFUSION-ALARIS-Medley 8100 |  | MEDLEY PUMP MODULE LVP *MEMORIAL HERMANN |  |  | PUMPINFUSION-ALARIS-Medley 8100 | [6 empty] | Verified as Rental |  |  | MHHS-Southeast
NO | YES |  |  |  | FFL6479 |  | CAREFUSION | 8100M |  |  | Rental | MHHS-Southeast |  |  |  | FFL6479 |  | Southeast & Bay Area |  | Rental | [7 empty] | PUMPINFUSION-ALARIS-Medley 8100 |  | MEDLEY PUMP MODULE LVP *MEMORIAL HERMANN |  |  | PUMPINFUSION-ALARIS-Medley 8100 | [6 empty] | Verified as Rental |  |  | MHHS-Southeast
NO | YES |  |  |  | FFL6480 |  | CAREFUSION | 8100M |  |  | Rental | MHHS-Southeast |  |  |  | FFL6480 |  | Southeast & Bay Area |  | Rental | [7 empty] | PUMPINFUSION-ALARIS-Medley 8100 |  | MEDLEY PUMP MODULE LVP *MEMORIAL HERMANN |  |  | PUMPINFUSION-ALARIS-Medley 8100 | [6 empty] | Verified as Rental |  |  | MHHS-Southeast
NO | YES |  |  |  | FFL6482 |  | CAREFUSION | 8100M |  |  | Rental | MHHS-Southeast |  |  |  | FFL6482 |  | Southeast & Bay Area |  | Rental | [7 empty] | PUMPINFUSION-ALARIS-Medley 8100 |  | MEDLEY PUMP MODULE LVP *MEMORIAL HERMANN |  |  | PUMPINFUSION-ALARIS-Medley 8100 | [6 empty] | Verified as Rental |  |  | MHHS-Southeast
NO | YES |  |  |  | FFL6498 |  | CAREFUSION | 8100M |  |  | Rental | MHHS-Southeast |  |  |  | FFL6498 |  | Southeast & Bay Area |  | Rental | [7 empty] | PUMPINFUSION-ALARIS-Medley 8100 |  | MEDLEY PUMP MODULE LVP *MEMORIAL HERMANN |  |  | PUMPINFUSION-ALARIS-Medley 8100 | [6 empty] | Verified as Rental |  |  | MHHS-Southeast
NO | YES |  |  |  | FFL6505 |  | CAREFUSION | 8100M |  |  | Rental | MHHS-Southeast |  |  |  | FFL6505 |  | Southeast & Bay Area |  | Rental | [7 empty] | PUMPINFUSION-ALARIS-Medley 8100 |  | MEDLEY PUMP MODULE LVP *MEMORIAL HERMANN |  |  | PUMPINFUSION-ALARIS-Medley 8100 | [6 empty] | Verified as Rental |  |  | MHHS-Southeast
NO | YES |  |  |  | FFL6519 |  | CAREFUSION | 8100M |  |  | Rental | MHHS-Southeast |  |  |  | FFL6519 |  | Southeast & Bay Area |  | Rental | [7 empty] | PUMPINFUSION-ALARIS-Medley 8100 |  | MEDLEY PUMP MODULE LVP *MEMORIAL HERMANN |  |  | PUMPINFUSION-ALARIS-Medley 8100 | [6 empty] | Verified as Rental |  |  | MHHS-Southeast
NO | YES |  |  |  | FFL6526 |  | CAREFUSION | 8100M |  |  | Rental | MHHS-Southeast |  |  |  | FFL6526 |  | Southeast & Bay Area |  | Rental | [7 empty] | PUMPINFUSION-ALARIS-Medley 8100 |  | MEDLEY PUMP MODULE LVP *MEMORIAL HERMANN |  |  | PUMPINFUSION-ALARIS-Medley 8100 | [6 empty] | Verified as Rental |  |  | MHHS-Southeast
NO | YES |  |  |  | FFL6577 |  | CAREFUSION | 8100M |  |  | Rental | MHHS-Southeast |  |  |  | FFL6577 |  | Southeast & Bay Area |  | Rental | [7 empty] | PUMPINFUSION-ALARIS-Medley 8100 |  | MEDLEY PUMP MODULE LVP *MEMORIAL HERMANN |  |  | PUMPINFUSION-ALARIS-Medley 8100 | [6 empty] | Verified as Rental |  |  | MHHS-Southeast
NO | YES |  |  |  | FFL6592 |  | CAREFUSION | 8100M |  |  | Rental | MHHS-Southeast |  |  |  | FFL6592 |  | Southeast & Bay Area |  | Rental | [7 empty] | PUMPINFUSION-ALARIS-Medley 8100 |  | MEDLEY PUMP MODULE LVP *MEMORIAL HERMANN |  |  | PUMPINFUSION-ALARIS-Medley 8100 | [6 empty] | Verified as Rental |  |  | MHHS-Southeast
NO | YES |  |  |  | FFL6604 |  | CAREFUSION | 8100M |  |  | Rental | MHHS-Southeast |  |  |  | FFL6604 |  | Southeast & Bay Area |  | Rental | [7 empty] | PUMPINFUSION-ALARIS-Medley 8100 |  | MEDLEY PUMP MODULE LVP *MEMORIAL HERMANN |  |  | PUMPINFUSION-ALARIS-Medley 8100 | [6 empty] | Verified as Rental |  |  | MHHS-Southeast
NO | YES |  |  |  | FFL6609 |  | CAREFUSION | 8100M |  |  | Rental | MHHS-Southeast |  |  |  | FFL6609 |  | Southeast & Bay Area |  | Rental | [7 empty] | PUMPINFUSION-ALARIS-Medley 8100 |  | MEDLEY PUMP MODULE LVP *MEMORIAL HERMANN |  |  | PUMPINFUSION-ALARIS-Medley 8100 | [6 empty] | Verified as Rental |  |  | MHHS-Southeast
NO | YES |  |  |  | FFL6629 |  | CAREFUSION | 8100M |  |  | Rental | MHHS-Southeast |  |  |  | FFL6629 |  | Southeast & Bay Area |  | Rental | [7 empty] | PUMPINFUSION-ALARIS-Medley 8100 |  | MEDLEY PUMP MODULE LVP *MEMORIAL HERMANN |  |  | PUMPINFUSION-ALARIS-Medley 8100 | [6 empty] | Verified as Rental |  |  | MHHS-Southeast
NO | YES |  |  |  | FFL6649 |  | CAREFUSION | 8100M |  |  | Rental | MHHS-Southeast |  |  |  | FFL6649 |  | Southeast & Bay Area |  | Rental | [7 empty] | PUMPINFUSION-ALARIS-Medley 8100 |  | MEDLEY PUMP MODULE LVP *MEMORIAL HERMANN |  |  | PUMPINFUSION-ALARIS-Medley 8100 | [6 empty] | Verified as Rental |  |  | MHHS-Southeast
NO | YES |  |  |  | FFL6670 |  | CAREFUSION | 8100M |  |  | Rental | MHHS-Southeast |  |  |  | FFL6670 |  | Southeast & Bay Area |  | Rental | [7 empty] | PUMPINFUSION-ALARIS-Medley 8100 |  | MEDLEY PUMP MODULE LVP *MEMORIAL HERMANN |  |  | PUMPINFUSION-ALARIS-Medley 8100 | [6 empty] | Verified as Rental |  |  | MHHS-Southeast
NO | YES |  |  |  | FFL6677 |  | CAREFUSION | 8100M |  |  | Rental | MHHS-Southeast |  |  |  | FFL6677 |  | Southeast & Bay Area |  | Rental | [7 empty] | PUMPINFUSION-ALARIS-Medley 8100 |  | MEDLEY PUMP MODULE LVP *MEMORIAL HERMANN |  |  | PUMPINFUSION-ALARIS-Medley 8100 | [6 empty] | Verified as Rental |  |  | MHHS-Southeast
NO | YES |  |  |  | FFL6684 |  | CAREFUSION | 8100M |  |  | Rental | MHHS-Southeast |  |  |  | FFL6684 |  | Southeast & Bay Area |  | Rental | [7 empty] | PUMPINFUSION-ALARIS-Medley 8100 |  | MEDLEY PUMP MODULE LVP *MEMORIAL HERMANN |  |  | PUMPINFUSION-ALARIS-Medley 8100 | [6 empty] | Verified as Rental |  |  | MHHS-Southeast
NO | YES |  |  |  | FFL6702 |  | CAREFUSION | 8100M |  |  | Rental | MHHS-Southeast |  |  |  | FFL6702 |  | Southeast & Bay Area |  | Rental | [7 empty] | PUMPINFUSION-ALARIS-Medley 8100 |  | MEDLEY PUMP MODULE LVP *MEMORIAL HERMANN |  |  | PUMPINFUSION-ALARIS-Medley 8100 | [6 empty] | Verified as Rental |  |  | MHHS-Southeast
NO | YES |  |  |  | FFL6710 |  | CAREFUSION | 8100M |  |  | Rental | MHHS-Southeast |  |  |  | FFL6710 |  | Southeast & Bay Area |  | Rental | [7 empty] | PUMPINFUSION-ALARIS-Medley 8100 |  | MEDLEY PUMP MODULE LVP *MEMORIAL HERMANN |  |  | PUMPINFUSION-ALARIS-Medley 8100 | [6 empty] | Verified as Rental |  |  | MHHS-Southeast
NO | YES |  |  |  | FFL6723 |  | CAREFUSION | 8100M |  |  | Rental | MHHS-Southeast |  |  |  | FFL6723 |  | Southeast & Bay Area |  | Rental | [7 empty] | PUMPINFUSION-ALARIS-Medley 8100 |  | MEDLEY PUMP MODULE LVP *MEMORIAL HERMANN |  |  | PUMPINFUSION-ALARIS-Medley 8100 | [6 empty] | Verified as Rental |  |  | MHHS-Southeast
NO | YES |  |  |  | FFL6728 |  | CAREFUSION | 8100M |  |  | Rental | MHHS-Southeast |  |  |  | FFL6728 |  | Southeast & Bay Area |  | Rental | [7 empty] | PUMPINFUSION-ALARIS-Medley 8100 |  | MEDLEY PUMP MODULE LVP *MEMORIAL HERMANN |  |  | PUMPINFUSION-ALARIS-Medley 8100 | [6 empty] | Verified as Rental |  |  | MHHS-Southeast
NO | YES |  |  |  | FFL6742 |  | CAREFUSION | 8100M |  |  | Rental | MHHS-Southeast |  |  |  | FFL6742 |  | Southeast & Bay Area |  | Rental | [7 empty] | PUMPINFUSION-ALARIS-Medley 8100 |  | MEDLEY PUMP MODULE LVP *MEMORIAL HERMANN |  |  | PUMPINFUSION-ALARIS-Medley 8100 | [6 empty] | Verified as Rental |  |  | MHHS-Southeast
NO | YES |  |  |  | FFL6747 |  | CAREFUSION | 8100M |  |  | Rental | MHHS-Southeast |  |  |  | FFL6747 |  | Southeast & Bay Area |  | Rental | [7 empty] | PUMPINFUSION-ALARIS-Medley 8100 |  | MEDLEY PUMP MODULE LVP *MEMORIAL HERMANN |  |  | PUMPINFUSION-ALARIS-Medley 8100 | [6 empty] | Verified as Rental |  |  | MHHS-Southeast
NO | YES |  |  |  | FFL6754 |  | CAREFUSION | 8100M |  |  | Rental | MHHS-Southeast |  |  |  | FFL6754 |  | Southeast & Bay Area |  | Rental | [7 empty] | PUMPINFUSION-ALARIS-Medley 8100 |  | MEDLEY PUMP MODULE LVP *MEMORIAL HERMANN |  |  | PUMPINFUSION-ALARIS-Medley 8100 | [6 empty] | Verified as Rental |  |  | MHHS-Southeast
NO | YES |  |  |  | FFL6768 |  | CAREFUSION | 8100M |  |  | Rental | MHHS-Southeast |  |  |  | FFL6768 |  | Southeast & Bay Area |  | Rental | [7 empty] | PUMPINFUSION-ALARIS-Medley 8100 |  | MEDLEY PUMP MODULE LVP *MEMORIAL HERMANN |  |  | PUMPINFUSION-ALARIS-Medley 8100 | [6 empty] | Verified as Rental |  |  | MHHS-Southeast
NO | YES |  |  |  | FFL6771 |  | CAREFUSION | 8100M |  |  | Rental | MHHS-Southeast |  |  |  | FFL6771 |  | Southeast & Bay Area |  | Rental | [7 empty] | PUMPINFUSION-ALARIS-Medley 8100 |  | MEDLEY PUMP MODULE LVP *MEMORIAL HERMANN |  |  | PUMPINFUSION-ALARIS-Medley 8100 | [6 empty] | Verified as Rental |  |  | MHHS-Southeast
NO | YES |  |  |  | FFL6773 |  | CAREFUSION | 8100M |  |  | Rental | MHHS-Southeast |  |  |  | FFL6773 |  | Southeast & Bay Area |  | Rental | [7 empty] | PUMPINFUSION-ALARIS-Medley 8100 |  | MEDLEY PUMP MODULE LVP *MEMORIAL HERMANN |  |  | PUMPINFUSION-ALARIS-Medley 8100 | [6 empty] | Verified as Rental |  |  | MHHS-Southeast
NO | YES |  |  |  | FFL6791 |  | CAREFUSION | 8100M |  |  | Rental | MHHS-Southeast |  |  |  | FFL6791 |  | Southeast & Bay Area |  | Rental | [7 empty] | PUMPINFUSION-ALARIS-Medley 8100 |  | MEDLEY PUMP MODULE LVP *MEMORIAL HERMANN |  |  | PUMPINFUSION-ALARIS-Medley 8100 | [6 empty] | Verified as Rental |  |  | MHHS-Southeast
NO | YES |  |  |  | FFL6793 |  | CAREFUSION | 8100M |  |  | Rental | MHHS-Southeast |  |  |  | FFL6793 |  | Southeast & Bay Area |  | Rental | [7 empty] | PUMPINFUSION-ALARIS-Medley 8100 |  | MEDLEY PUMP MODULE LVP *MEMORIAL HERMANN |  |  | PUMPINFUSION-ALARIS-Medley 8100 | [6 empty] | Verified as Rental |  |  | MHHS-Southeast
NO | YES |  |  |  | FFL6795 |  | CAREFUSION | 8100M |  |  | Rental | MHHS-Southeast |  |  |  | FFL6795 |  | Southeast & Bay Area |  | Rental | [7 empty] | PUMPINFUSION-ALARIS-Medley 8100 |  | MEDLEY PUMP MODULE LVP *MEMORIAL HERMANN |  |  | PUMPINFUSION-ALARIS-Medley 8100 | [6 empty] | Verified as Rental |  |  | MHHS-Southeast
NO | YES |  |  |  | FFL6822 |  | CAREFUSION | 8100M |  |  | Rental | MHHS-Southeast |  |  |  | FFL6822 |  | Southeast & Bay Area |  | Rental | [7 empty] | PUMPINFUSION-ALARIS-Medley 8100 |  | MEDLEY PUMP MODULE LVP *MEMORIAL HERMANN |  |  | PUMPINFUSION-ALARIS-Medley 8100 | [6 empty] | Verified as Rental |  |  | MHHS-Southeast
NO | YES |  |  |  | FFL6825 |  | CAREFUSION | 8100M |  |  | Rental | MHHS-Southeast |  |  |  | FFL6825 |  | Southeast & Bay Area |  | Rental | [7 empty] | PUMPINFUSION-ALARIS-Medley 8100 |  | MEDLEY PUMP MODULE LVP *MEMORIAL HERMANN |  |  | PUMPINFUSION-ALARIS-Medley 8100 | [6 empty] | Verified as Rental |  |  | MHHS-Southeast
NO | YES |  |  |  | FFL6834 |  | CAREFUSION | 8100M |  |  | Rental | MHHS-Southeast |  |  |  | FFL6834 |  | Southeast & Bay Area |  | Rental | [7 empty] | PUMPINFUSION-ALARIS-Medley 8100 |  | MEDLEY PUMP MODULE LVP *MEMORIAL HERMANN |  |  | PUMPINFUSION-ALARIS-Medley 8100 | [6 empty] | Verified as Rental |  |  | MHHS-Southeast
NO | YES |  |  |  | FFL6844 |  | CAREFUSION | 8100M |  |  | Rental | MHHS-Southeast |  |  |  | FFL6844 |  | Southeast & Bay Area |  | Rental | [7 empty] | PUMPINFUSION-ALARIS-Medley 8100 |  | MEDLEY PUMP MODULE LVP *MEMORIAL HERMANN |  |  | PUMPINFUSION-ALARIS-Medley 8100 | [6 empty] | Verified as Rental |  |  | MHHS-Southeast
NO | YES |  |  |  | FFL6854 |  | CAREFUSION | 8100M |  |  | Rental | MHHS-Southeast |  |  |  | FFL6854 |  | Southeast & Bay Area |  | Rental | [7 empty] | PUMPINFUSION-ALARIS-Medley 8100 |  | MEDLEY PUMP MODULE LVP *MEMORIAL HERMANN |  |  | PUMPINFUSION-ALARIS-Medley 8100 | [6 empty] | Verified as Rental |  |  | MHHS-Southeast
NO | YES |  |  |  | FFL6856 |  | CAREFUSION | 8100M |  |  | Rental | MHHS-Southeast |  |  |  | FFL6856 |  | Southeast & Bay Area |  | Rental | [7 empty] | PUMPINFUSION-ALARIS-Medley 8100 |  | MEDLEY PUMP MODULE LVP *MEMORIAL HERMANN |  |  | PUMPINFUSION-ALARIS-Medley 8100 | [6 empty] | Verified as Rental |  |  | MHHS-Southeast
NO | YES |  |  |  | FFL6878 |  | CAREFUSION | 8100M |  |  | Rental | MHHS-Southeast |  |  |  | FFL6878 |  | Southeast & Bay Area |  | Rental | [7 empty] | PUMPINFUSION-ALARIS-Medley 8100 |  | MEDLEY PUMP MODULE LVP *MEMORIAL HERMANN |  |  | PUMPINFUSION-ALARIS-Medley 8100 | [6 empty] | Verified as Rental |  |  | MHHS-Southeast
NO | YES |  |  |  | FFL6886 |  | CAREFUSION | 8100M |  |  | Rental | MHHS-Southeast |  |  |  | FFL6886 |  | Southeast & Bay Area |  | Rental | [7 empty] | PUMPINFUSION-ALARIS-Medley 8100 |  | MEDLEY PUMP MODULE LVP *MEMORIAL HERMANN |  |  | PUMPINFUSION-ALARIS-Medley 8100 | [6 empty] | Verified as Rental |  |  | MHHS-Southeast
NO | YES |  |  |  | FFL6891 |  | CAREFUSION | 8100M |  |  | Rental | MHHS-Southeast |  |  |  | FFL6891 |  | Southeast & Bay Area |  | Rental | [7 empty] | PUMPINFUSION-ALARIS-Medley 8100 |  | MEDLEY PUMP MODULE LVP *MEMORIAL HERMANN |  |  | PUMPINFUSION-ALARIS-Medley 8100 | [6 empty] | Verified as Rental |  |  | MHHS-Southeast
NO | YES |  |  |  | FFL6895 |  | CAREFUSION | 8100M |  |  | Rental | MHHS-Southeast |  |  |  | FFL6895 |  | Southeast & Bay Area |  | Rental | [7 empty] | PUMPINFUSION-ALARIS-Medley 8100 |  | MEDLEY PUMP MODULE LVP *MEMORIAL HERMANN |  |  | PUMPINFUSION-ALARIS-Medley 8100 | [6 empty] | Verified as Rental |  |  | MHHS-Southeast
NO | YES |  |  |  | FFL6902 |  | CAREFUSION | 8100M |  |  | Rental | MHHS-Southeast |  |  |  | FFL6902 |  | Southeast & Bay Area |  | Rental | [7 empty] | PUMPINFUSION-ALARIS-Medley 8100 |  | MEDLEY PUMP MODULE LVP *MEMORIAL HERMANN |  |  | PUMPINFUSION-ALARIS-Medley 8100 | [6 empty] | Verified as Rental |  |  | MHHS-Southeast
NO | YES |  |  |  | FFL6906 |  | CAREFUSION | 8100M |  |  | Rental | MHHS-Southeast |  |  |  | FFL6906 |  | Southeast & Bay Area |  | Rental | [7 empty] | PUMPINFUSION-ALARIS-Medley 8100 |  | MEDLEY PUMP MODULE LVP *MEMORIAL HERMANN |  |  | PUMPINFUSION-ALARIS-Medley 8100 | [6 empty] | Verified as Rental |  |  | MHHS-Southeast
NO | YES |  |  |  | FFL6914 |  | CAREFUSION | 8100M |  |  | Rental | MHHS-Southeast |  |  |  | FFL6914 |  | Southeast & Bay Area |  | Rental | [7 empty] | PUMPINFUSION-ALARIS-Medley 8100 |  | MEDLEY PUMP MODULE LVP *MEMORIAL HERMANN |  |  | PUMPINFUSION-ALARIS-Medley 8100 | [6 empty] | Verified as Rental |  |  | MHHS-Southeast
NO | YES |  |  |  | FFL6922 |  | CAREFUSION | 8100M |  |  | Rental | MHHS-Southeast |  |  |  | FFL6922 |  | Southeast & Bay Area |  | Rental | [7 empty] | PUMPINFUSION-ALARIS-Medley 8100 |  | MEDLEY PUMP MODULE LVP *MEMORIAL HERMANN |  |  | PUMPINFUSION-ALARIS-Medley 8100 | [6 empty] | Verified as Rental |  |  | MHHS-Southeast
NO | YES |  |  |  | FFL6933 |  | CAREFUSION | 8100M |  |  | Rental | MHHS-Southeast |  |  |  | FFL6933 |  | Southeast & Bay Area |  | Rental | [7 empty] | PUMPINFUSION-ALARIS-Medley 8100 |  | MEDLEY PUMP MODULE LVP *MEMORIAL HERMANN |  |  | PUMPINFUSION-ALARIS-Medley 8100 | [6 empty] | Verified as Rental |  |  | MHHS-Southeast
NO | YES |  |  |  | FFL6934 |  | CAREFUSION | 8100M |  |  | Rental | MHHS-Southeast |  |  |  | FFL6934 |  | Southeast & Bay Area |  | Rental | [7 empty] | PUMPINFUSION-ALARIS-Medley 8100 |  | MEDLEY PUMP MODULE LVP *MEMORIAL HERMANN |  |  | PUMPINFUSION-ALARIS-Medley 8100 | [6 empty] | Verified as Rental |  |  | MHHS-Southeast
NO | YES |  |  |  | FFL6936 |  | CAREFUSION | 8100M |  |  | Rental | MHHS-Southeast |  |  |  | FFL6936 |  | Southeast & Bay Area |  | Rental | [7 empty] | PUMPINFUSION-ALARIS-Medley 8100 |  | MEDLEY PUMP MODULE LVP *MEMORIAL HERMANN |  |  | PUMPINFUSION-ALARIS-Medley 8100 | [6 empty] | Verified as Rental |  |  | MHHS-Southeast
NO | YES |  |  |  | FFL6966 |  | CAREFUSION | 8100M |  |  | Rental | MHHS-Southeast |  |  |  | FFL6966 |  | Southeast & Bay Area |  | Rental | [7 empty] | PUMPINFUSION-ALARIS-Medley 8100 |  | MEDLEY PUMP MODULE LVP *MEMORIAL HERMANN |  |  | PUMPINFUSION-ALARIS-Medley 8100 | [6 empty] | Verified as Rental |  |  | MHHS-Southeast
NO | YES |  |  |  | FFL6970 |  | CAREFUSION | 8100M |  |  | Rental | MHHS-Southeast |  |  |  | FFL6970 |  | Southeast & Bay Area |  | Rental | [7 empty] | PUMPINFUSION-ALARIS-Medley 8100 |  | MEDLEY PUMP MODULE LVP *MEMORIAL HERMANN |  |  | PUMPINFUSION-ALARIS-Medley 8100 | [6 empty] | Verified as Rental |  |  | MHHS-Southeast
NO | YES |  |  |  | FFL6972 |  | CAREFUSION | 8100M |  |  | Rental | MHHS-Southeast |  |  |  | FFL6972 |  | Southeast & Bay Area |  | Rental | [7 empty] | PUMPINFUSION-ALARIS-Medley 8100 |  | MEDLEY PUMP MODULE LVP *MEMORIAL HERMANN |  |  | PUMPINFUSION-ALARIS-Medley 8100 | [6 empty] | Verified as Rental |  |  | MHHS-Southeast
NO | YES |  |  |  | FFL6975 |  | CAREFUSION | 8100M |  |  | Rental | MHHS-Southeast |  |  |  | FFL6975 |  | Southeast & Bay Area |  | Rental | [7 empty] | PUMPINFUSION-ALARIS-Medley 8100 |  | MEDLEY PUMP MODULE LVP *MEMORIAL HERMANN |  |  | PUMPINFUSION-ALARIS-Medley 8100 | [6 empty] | Verified as Rental |  |  | MHHS-Southeast
NO | YES |  |  |  | FFL6985 |  | CAREFUSION | 8100M |  |  | Rental | MHHS-Southeast |  |  |  | FFL6985 |  | Southeast & Bay Area |  | Rental | [7 empty] | PUMPINFUSION-ALARIS-Medley 8100 |  | MEDLEY PUMP MODULE LVP *MEMORIAL HERMANN |  |  | PUMPINFUSION-ALARIS-Medley 8100 | [6 empty] | Verified as Rental |  |  | MHHS-Southeast
NO | YES |  |  |  | FFL6997 |  | CAREFUSION | 8100M |  |  | Rental | MHHS-Southeast |  |  |  | FFL6997 |  | Southeast & Bay Area |  | Rental | [7 empty] | PUMPINFUSION-ALARIS-Medley 8100 |  | MEDLEY PUMP MODULE LVP *MEMORIAL HERMANN |  |  | PUMPINFUSION-ALARIS-Medley 8100 | [6 empty] | Verified as Rental |  |  | MHHS-Southeast
NO | YES |  |  |  | FFL7000 |  | CAREFUSION | 8100M |  |  | Rental | MHHS-Southeast |  |  |  | FFL7000 |  | Southeast & Bay Area |  | Rental | [7 empty] | PUMPINFUSION-ALARIS-Medley 8100 |  | MEDLEY PUMP MODULE LVP *MEMORIAL HERMANN |  |  | PUMPINFUSION-ALARIS-Medley 8100 | [6 empty] | Verified as Rental |  |  | MHHS-Southeast
NO | YES |  |  |  | FFL7001 |  | CAREFUSION | 8100M |  |  | Rental | MHHS-Southeast |  |  |  | FFL7001 |  | Southeast & Bay Area |  | Rental | [7 empty] | PUMPINFUSION-ALARIS-Medley 8100 |  | MEDLEY PUMP MODULE LVP *MEMORIAL HERMANN |  |  | PUMPINFUSION-ALARIS-Medley 8100 | [6 empty] | Verified as Rental |  |  | MHHS-Southeast
NO | YES |  |  |  | FFL7006 |  | CAREFUSION | 8100M |  |  | Rental | MHHS-Southeast |  |  |  | FFL7006 |  | Southeast & Bay Area |  | Rental | [7 empty] | PUMPINFUSION-ALARIS-Medley 8100 |  | MEDLEY PUMP MODULE LVP *MEMORIAL HERMANN |  |  | PUMPINFUSION-ALARIS-Medley 8100 | [6 empty] | Verified as Rental |  |  | MHHS-Southeast
NO | YES |  |  |  | FFL7011 |  | CAREFUSION | 8100M |  |  | Rental | MHHS-Southeast |  |  |  | FFL7011 |  | Southeast & Bay Area |  | Rental | [7 empty] | PUMPINFUSION-ALARIS-Medley 8100 |  | MEDLEY PUMP MODULE LVP *MEMORIAL HERMANN |  |  | PUMPINFUSION-ALARIS-Medley 8100 | [6 empty] | Verified as Rental |  |  | MHHS-Southeast
NO | YES |  |  |  | FFL7012 |  | CAREFUSION | 8100M |  |  | Rental | MHHS-Southeast |  |  |  | FFL7012 |  | Southeast & Bay Area |  | Rental | [7 empty] | PUMPINFUSION-ALARIS-Medley 8100 |  | MEDLEY PUMP MODULE LVP *MEMORIAL HERMANN |  |  | PUMPINFUSION-ALARIS-Medley 8100 | [6 empty] | Verified as Rental |  |  | MHHS-Southeast
NO | YES |  |  |  | FFL7020 |  | CAREFUSION | 8100M |  |  | Rental | MHHS-Southeast |  |  |  | FFL7020 |  | Southeast & Bay Area |  | Rental | [7 empty] | PUMPINFUSION-ALARIS-Medley 8100 |  | MEDLEY PUMP MODULE LVP *MEMORIAL HERMANN |  |  | PUMPINFUSION-ALARIS-Medley 8100 | [6 empty] | Verified as Rental |  |  | MHHS-Southeast
NO | YES |  |  |  | FFL7038 |  | CAREFUSION | 8100M |  |  | Rental | MHHS-Southeast |  |  |  | FFL7038 |  | Southeast & Bay Area |  | Rental | [7 empty] | PUMPINFUSION-ALARIS-Medley 8100 |  | MEDLEY PUMP MODULE LVP *MEMORIAL HERMANN |  |  | PUMPINFUSION-ALARIS-Medley 8100 | [6 empty] | Verified as Rental |  |  | MHHS-Southeast
NO | YES |  |  |  | FFL7039 |  | CAREFUSION | 8100M |  |  | Rental | MHHS-Southeast |  |  |  | FFL7039 |  | Southeast & Bay Area |  | Rental | [7 empty] | PUMPINFUSION-ALARIS-Medley 8100 |  | MEDLEY PUMP MODULE LVP *MEMORIAL HERMANN |  |  | PUMPINFUSION-ALARIS-Medley 8100 | [6 empty] | Verified as Rental |  |  | MHHS-Southeast
NO | YES |  |  |  | FFL7057 |  | CAREFUSION | 8100M |  |  | Rental | MHHS-Southeast |  |  |  | FFL7057 |  | Southeast & Bay Area |  | Rental | [7 empty] | PUMPINFUSION-ALARIS-Medley 8100 |  | MEDLEY PUMP MODULE LVP *MEMORIAL HERMANN |  |  | PUMPINFUSION-ALARIS-Medley 8100 | [6 empty] | Verified as Rental |  |  | MHHS-Southeast
NO | YES |  |  |  | FFL7064 |  | CAREFUSION | 8100M |  |  | Rental | MHHS-Southeast |  |  |  | FFL7064 |  | Southeast & Bay Area |  | Rental | [7 empty] | PUMPINFUSION-ALARIS-Medley 8100 |  | MEDLEY PUMP MODULE LVP *MEMORIAL HERMANN |  |  | PUMPINFUSION-ALARIS-Medley 8100 | [6 empty] | Verified as Rental |  |  | MHHS-Southeast
NO | YES |  |  |  | FFL7065 |  | CAREFUSION | 8100M |  |  | Rental | MHHS-Southeast |  |  |  | FFL7065 |  | Southeast & Bay Area |  | Rental | [7 empty] | PUMPINFUSION-ALARIS-Medley 8100 |  | MEDLEY PUMP MODULE LVP *MEMORIAL HERMANN |  |  | PUMPINFUSION-ALARIS-Medley 8100 | [6 empty] | Verified as Rental |  |  | MHHS-Southeast
NO | YES |  |  |  | FFL7077 |  | CAREFUSION | 8100M |  |  | Rental | MHHS-Southeast |  |  |  | FFL7077 |  | Southeast & Bay Area |  | Rental | [7 empty] | PUMPINFUSION-ALARIS-Medley 8100 |  | MEDLEY PUMP MODULE LVP *MEMORIAL HERMANN |  |  | PUMPINFUSION-ALARIS-Medley 8100 | [6 empty] | Verified as Rental |  |  | MHHS-Southeast
NO | YES |  |  |  | FFL7096 |  | CAREFUSION | 8100M |  |  | Rental | MHHS-Southeast |  |  |  | FFL7096 |  | Southeast & Bay Area |  | Rental | [7 empty] | PUMPINFUSION-ALARIS-Medley 8100 |  | MEDLEY PUMP MODULE LVP *MEMORIAL HERMANN |  |  | PUMPINFUSION-ALARIS-Medley 8100 | [6 empty] | Verified as Rental |  |  | MHHS-Southeast
NO | YES |  |  |  | FFL7101 |  | CAREFUSION | 8100M |  |  | Rental | MHHS-Southeast |  |  |  | FFL7101 |  | Southeast & Bay Area |  | Rental | [7 empty] | PUMPINFUSION-ALARIS-Medley 8100 |  | MEDLEY PUMP MODULE LVP *MEMORIAL HERMANN |  |  | PUMPINFUSION-ALARIS-Medley 8100 | [6 empty] | Verified as Rental |  |  | MHHS-Southeast
NO | YES |  |  |  | FFL7110 |  | CAREFUSION | 8100M |  |  | Rental | MHHS-Southeast |  |  |  | FFL7110 |  | Southeast & Bay Area |  | Rental | [7 empty] | PUMPINFUSION-ALARIS-Medley 8100 |  | MEDLEY PUMP MODULE LVP *MEMORIAL HERMANN |  |  | PUMPINFUSION-ALARIS-Medley 8100 | [6 empty] | Verified as Rental |  |  | MHHS-Southeast
NO | YES |  |  |  | FFL7112 |  | CAREFUSION | 8100M |  |  | Rental | MHHS-Southeast |  |  |  | FFL7112 |  | Southeast & Bay Area |  | Rental | [7 empty] | PUMPINFUSION-ALARIS-Medley 8100 |  | MEDLEY PUMP MODULE LVP *MEMORIAL HERMANN |  |  | PUMPINFUSION-ALARIS-Medley 8100 | [6 empty] | Verified as Rental |  |  | MHHS-Southeast
NO | YES |  |  |  | FFL7185 |  | CAREFUSION | 8100M |  |  | Rental | MHHS-Southeast |  |  |  | FFL7185 |  | Southeast & Bay Area |  | Rental | [7 empty] | PUMPINFUSION-ALARIS-Medley 8100 |  | MEDLEY PUMP MODULE LVP *MEMORIAL HERMANN |  |  | PUMPINFUSION-ALARIS-Medley 8100 | [6 empty] | Verified as Rental |  |  | MHHS-Southeast
NO | YES |  |  |  | FFL7188 |  | CAREFUSION | 8100M |  |  | Rental | MHHS-Southeast |  |  |  | FFL7188 |  | Southeast & Bay Area |  | Rental | [7 empty] | PUMPINFUSION-ALARIS-Medley 8100 |  | MEDLEY PUMP MODULE LVP *MEMORIAL HERMANN |  |  | PUMPINFUSION-ALARIS-Medley 8100 | [6 empty] | Verified as Rental |  |  | MHHS-Southeast
NO | YES |  |  |  | FFL7190 |  | CAREFUSION | 8100M |  |  | Rental | MHHS-Southeast |  |  |  | FFL7190 |  | Southeast & Bay Area |  | Rental | [7 empty] | PUMPINFUSION-ALARIS-Medley 8100 |  | MEDLEY PUMP MODULE LVP *MEMORIAL HERMANN |  |  | PUMPINFUSION-ALARIS-Medley 8100 | [6 empty] | Verified as Rental |  |  | MHHS-Southeast
NO | YES |  |  |  | FFL7200 |  | CAREFUSION | 8100M |  |  | Rental | MHHS-Southeast |  |  |  | FFL7200 |  | Southeast & Bay Area |  | Rental | [7 empty] | PUMPINFUSION-ALARIS-Medley 8100 |  | MEDLEY PUMP MODULE LVP *MEMORIAL HERMANN |  |  | PUMPINFUSION-ALARIS-Medley 8100 | [6 empty] | Verified as Rental |  |  | MHHS-Southeast
NO | YES |  |  |  | FFL7201 |  | CAREFUSION | 8100M |  |  | Rental | MHHS-Southeast |  |  |  | FFL7201 |  | Southeast & Bay Area |  | Rental | [7 empty] | PUMPINFUSION-ALARIS-Medley 8100 |  | MEDLEY PUMP MODULE LVP *MEMORIAL HERMANN |  |  | PUMPINFUSION-ALARIS-Medley 8100 | [6 empty] | Verified as Rental |  |  | MHHS-Southeast
NO | YES |  |  |  | FFL7229 |  | CAREFUSION | 8100M |  |  | Rental | MHHS-Southeast |  |  |  | FFL7229 |  | Southeast & Bay Area |  | Rental | [7 empty] | PUMPINFUSION-ALARIS-Medley 8100 |  | MEDLEY PUMP MODULE LVP *MEMORIAL HERMANN |  |  | PUMPINFUSION-ALARIS-Medley 8100 | [6 empty] | Verified as Rental |  |  | MHHS-Southeast
NO | YES |  |  |  | FFL7230 |  | CAREFUSION | 8100M |  |  | Rental | MHHS-Southeast |  |  |  | FFL7230 |  | Southeast & Bay Area |  | Rental | [7 empty] | PUMPINFUSION-ALARIS-Medley 8100 |  | MEDLEY PUMP MODULE LVP *MEMORIAL HERMANN |  |  | PUMPINFUSION-ALARIS-Medley 8100 | [6 empty] | Verified as Rental |  |  | MHHS-Southeast
NO | YES |  |  |  | FFL7233 |  | CAREFUSION | 8100M |  |  | Rental | MHHS-Southeast |  |  |  | FFL7233 |  | Southeast & Bay Area |  | Rental | [7 empty] | PUMPINFUSION-ALARIS-Medley 8100 |  | MEDLEY PUMP MODULE LVP *MEMORIAL HERMANN |  |  | PUMPINFUSION-ALARIS-Medley 8100 | [6 empty] | Verified as Rental |  |  | MHHS-Southeast
NO | YES |  |  |  | FFL7239 |  | CAREFUSION | 8100M |  |  | Rental | MHHS-Southeast |  |  |  | FFL7239 |  | Southeast & Bay Area |  | Rental | [7 empty] | PUMPINFUSION-ALARIS-Medley 8100 |  | MEDLEY PUMP MODULE LVP *MEMORIAL HERMANN |  |  | PUMPINFUSION-ALARIS-Medley 8100 | [6 empty] | Verified as Rental |  |  | MHHS-Southeast
NO | YES |  |  |  | FFL7247 |  | CAREFUSION | 8100M |  |  | Rental | MHHS-Southeast |  |  |  | FFL7247 |  | Southeast & Bay Area |  | Rental | [7 empty] | PUMPINFUSION-ALARIS-Medley 8100 |  | MEDLEY PUMP MODULE LVP *MEMORIAL HERMANN |  |  | PUMPINFUSION-ALARIS-Medley 8100 | [6 empty] | Verified as Rental |  |  | MHHS-Southeast
NO | YES |  |  |  | FFL7256 |  | CAREFUSION | 8100M |  |  | Rental | MHHS-Southeast |  |  |  | FFL7256 |  | Southeast & Bay Area |  | Rental | [7 empty] | PUMPINFUSION-ALARIS-Medley 8100 |  | MEDLEY PUMP MODULE LVP *MEMORIAL HERMANN |  |  | PUMPINFUSION-ALARIS-Medley 8100 | [6 empty] | Verified as Rental |  |  | MHHS-Southeast
NO | YES |  |  |  | FFL7263 |  | CAREFUSION | 8100M |  |  | Rental | MHHS-Southeast |  |  |  | FFL7263 |  | Southeast & Bay Area |  | Rental | [7 empty] | PUMPINFUSION-ALARIS-Medley 8100 |  | MEDLEY PUMP MODULE LVP *MEMORIAL HERMANN |  |  | PUMPINFUSION-ALARIS-Medley 8100 | [6 empty] | Verified as Rental |  |  | MHHS-Southeast
NO | YES |  |  |  | FFL7269 |  | CAREFUSION | 8100M |  |  | Rental | MHHS-Southeast |  |  |  | FFL7269 |  | Southeast & Bay Area |  | Rental | [7 empty] | PUMPINFUSION-ALARIS-Medley 8100 |  | MEDLEY PUMP MODULE LVP *MEMORIAL HERMANN |  |  | PUMPINFUSION-ALARIS-Medley 8100 | [6 empty] | Verified as Rental |  |  | MHHS-Southeast
NO | YES |  |  |  | FFL7289 |  | CAREFUSION | 8100M |  |  | Rental | MHHS-Southeast |  |  |  | FFL7289 |  | Southeast & Bay Area |  | Rental | [7 empty] | PUMPINFUSION-ALARIS-Medley 8100 |  | MEDLEY PUMP MODULE LVP *MEMORIAL HERMANN |  |  | PUMPINFUSION-ALARIS-Medley 8100 | [6 empty] | Verified as Rental |  |  | MHHS-Southeast
NO | YES |  |  |  | FFL7295 |  | CAREFUSION | 8100M |  |  | Rental | MHHS-Southeast |  |  |  | FFL7295 |  | Southeast & Bay Area |  | Rental | [7 empty] | PUMPINFUSION-ALARIS-Medley 8100 |  | MEDLEY PUMP MODULE LVP *MEMORIAL HERMANN |  |  | PUMPINFUSION-ALARIS-Medley 8100 | [6 empty] | Verified as Rental |  |  | MHHS-Southeast
NO | YES |  |  |  | FFL7317 |  | CAREFUSION | 8100M |  |  | Rental | MHHS-Southeast |  |  |  | FFL7317 |  | Southeast & Bay Area |  | Rental | [7 empty] | PUMPINFUSION-ALARIS-Medley 8100 |  | MEDLEY PUMP MODULE LVP *MEMORIAL HERMANN |  |  | PUMPINFUSION-ALARIS-Medley 8100 | [6 empty] | Verified as Rental |  |  | MHHS-Southeast
NO | YES |  |  |  | FFL7376 |  | CAREFUSION | 8100M |  |  | Rental | MHHS-Southeast |  |  |  | FFL7376 |  | Southeast & Bay Area |  | Rental | [7 empty] | PUMPINFUSION-ALARIS-Medley 8100 |  | MEDLEY PUMP MODULE LVP *MEMORIAL HERMANN |  |  | PUMPINFUSION-ALARIS-Medley 8100 | [6 empty] | Verified as Rental |  |  | MHHS-Southeast
NO | YES |  |  |  | FFL7384 |  | CAREFUSION | 8100M |  |  | Rental | MHHS-Southeast |  |  |  | FFL7384 |  | Southeast & Bay Area |  | Rental | [7 empty] | PUMPINFUSION-ALARIS-Medley 8100 |  | MEDLEY PUMP MODULE LVP *MEMORIAL HERMANN |  |  | PUMPINFUSION-ALARIS-Medley 8100 | [6 empty] | Verified as Rental |  |  | MHHS-Southeast
NO | YES |  |  |  | FFL7412 |  | CAREFUSION | 8100M |  |  | Rental | MHHS-Southeast |  |  |  | FFL7412 |  | Southeast & Bay Area |  | Rental | [7 empty] | PUMPINFUSION-ALARIS-Medley 8100 |  | MEDLEY PUMP MODULE LVP *MEMORIAL HERMANN |  |  | PUMPINFUSION-ALARIS-Medley 8100 | [6 empty] | Verified as Rental |  |  | MHHS-Southeast
NO | YES |  |  |  | FFL7415 |  | CAREFUSION | 8100M |  |  | Rental | MHHS-Southeast |  |  |  | FFL7415 |  | Southeast & Bay Area |  | Rental | [7 empty] | PUMPINFUSION-ALARIS-Medley 8100 |  | MEDLEY PUMP MODULE LVP *MEMORIAL HERMANN |  |  | PUMPINFUSION-ALARIS-Medley 8100 | [6 empty] | Verified as Rental |  |  | MHHS-Southeast
NO | YES |  |  |  | FFL7423 |  | CAREFUSION | 8100M |  |  | Rental | MHHS-Southeast |  |  |  | FFL7423 |  | Southeast & Bay Area |  | Rental | [7 empty] | PUMPINFUSION-ALARIS-Medley 8100 |  | MEDLEY PUMP MODULE LVP *MEMORIAL HERMANN |  |  | PUMPINFUSION-ALARIS-Medley 8100 | [6 empty] | Verified as Rental |  |  | MHHS-Southeast
NO | YES |  |  |  | FFL7426 |  | CAREFUSION | 8100M |  |  | Rental | MHHS-Southeast |  |  |  | FFL7426 |  | Southeast & Bay Area |  | Rental | [7 empty] | PUMPINFUSION-ALARIS-Medley 8100 |  | MEDLEY PUMP MODULE LVP *MEMORIAL HERMANN |  |  | PUMPINFUSION-ALARIS-Medley 8100 | [6 empty] | Verified as Rental |  |  | MHHS-Southeast
NO | YES |  |  |  | FFL7454 |  | CAREFUSION | 8100M |  |  | Rental | MHHS-Southeast |  |  |  | FFL7454 |  | Southeast & Bay Area |  | Rental | [7 empty] | PUMPINFUSION-ALARIS-Medley 8100 |  | MEDLEY PUMP MODULE LVP *MEMORIAL HERMANN |  |  | PUMPINFUSION-ALARIS-Medley 8100 | [6 empty] | Verified as Rental |  |  | MHHS-Southeast
NO | YES |  |  |  | FFL7475 |  | CAREFUSION | 8100M |  |  | Rental | MHHS-Southeast |  |  |  | FFL7475 |  | Southeast & Bay Area |  | Rental | [7 empty] | PUMPINFUSION-ALARIS-Medley 8100 |  | MEDLEY PUMP MODULE LVP *MEMORIAL HERMANN |  |  | PUMPINFUSION-ALARIS-Medley 8100 | [6 empty] | Verified as Rental |  |  | MHHS-Southeast
NO | YES |  |  |  | FFL7504 |  | CAREFUSION | 8100M |  |  | Rental | MHHS-Southeast |  |  |  | FFL7504 |  | Southeast & Bay Area |  | Rental | [7 empty] | PUMPINFUSION-ALARIS-Medley 8100 |  | MEDLEY PUMP MODULE LVP *MEMORIAL HERMANN |  |  | PUMPINFUSION-ALARIS-Medley 8100 | [6 empty] | Verified as Rental |  |  | MHHS-Southeast
NO | YES |  |  |  | FFL7510 |  | CAREFUSION | 8100M |  |  | Rental | MHHS-Southeast |  |  |  | FFL7510 |  | Southeast & Bay Area |  | Rental | [7 empty] | PUMPINFUSION-ALARIS-Medley 8100 |  | MEDLEY PUMP MODULE LVP *MEMORIAL HERMANN |  |  | PUMPINFUSION-ALARIS-Medley 8100 | [6 empty] | Verified as Rental |  |  | MHHS-Southeast
NO | YES |  |  |  | FFL7511 |  | CAREFUSION | 8100M |  |  | Rental | MHHS-Southeast |  |  |  | FFL7511 |  | Southeast & Bay Area |  | Rental | [7 empty] | PUMPINFUSION-ALARIS-Medley 8100 |  | MEDLEY PUMP MODULE LVP *MEMORIAL HERMANN |  |  | PUMPINFUSION-ALARIS-Medley 8100 | [6 empty] | Verified as Rental |  |  | MHHS-Southeast
NO | YES |  |  |  | FFL7516 |  | CAREFUSION | 8100M |  |  | Rental | MHHS-Southeast |  |  |  | FFL7516 |  | Southeast & Bay Area |  | Rental | [7 empty] | PUMPINFUSION-ALARIS-Medley 8100 |  | MEDLEY PUMP MODULE LVP *MEMORIAL HERMANN |  |  | PUMPINFUSION-ALARIS-Medley 8100 | [6 empty] | Verified as Rental |  |  | MHHS-Southeast
NO | YES |  |  |  | FFL7520 |  | CAREFUSION | 8100M |  |  | Rental | MHHS-Southeast |  |  |  | FFL7520 |  | Southeast & Bay Area |  | Rental | [7 empty] | PUMPINFUSION-ALARIS-Medley 8100 |  | MEDLEY PUMP MODULE LVP *MEMORIAL HERMANN |  |  | PUMPINFUSION-ALARIS-Medley 8100 | [6 empty] | Verified as Rental |  |  | MHHS-Southeast
NO | YES |  |  |  | FFL7535 |  | CAREFUSION | 8100M |  |  | Rental | MHHS-Southeast |  |  |  | FFL7535 |  | Southeast & Bay Area |  | Rental | [7 empty] | PUMPINFUSION-ALARIS-Medley 8100 |  | MEDLEY PUMP MODULE LVP *MEMORIAL HERMANN |  |  | PUMPINFUSION-ALARIS-Medley 8100 | [6 empty] | Verified as Rental |  |  | MHHS-Southeast
NO | YES |  |  |  | FFL7537 |  | CAREFUSION | 8100M |  |  | Rental | MHHS-Southeast |  |  |  | FFL7537 |  | Southeast & Bay Area |  | Rental | [7 empty] | PUMPINFUSION-ALARIS-Medley 8100 |  | MEDLEY PUMP MODULE LVP *MEMORIAL HERMANN |  |  | PUMPINFUSION-ALARIS-Medley 8100 | [6 empty] | Verified as Rental |  |  | MHHS-Southeast
NO | YES |  |  |  | FFL7577 |  | CAREFUSION | 8100M |  |  | Rental | MHHS-Southeast |  |  |  | FFL7577 |  | Southeast & Bay Area |  | Rental | [7 empty] | PUMPINFUSION-ALARIS-Medley 8100 |  | MEDLEY PUMP MODULE LVP *MEMORIAL HERMANN |  |  | PUMPINFUSION-ALARIS-Medley 8100 | [6 empty] | Verified as Rental |  |  | MHHS-Southeast
NO | YES |  |  |  | FFL7578 |  | CAREFUSION | 8100M |  |  | Rental | MHHS-Southeast |  |  |  | FFL7578 |  | Southeast & Bay Area |  | Rental | [7 empty] | PUMPINFUSION-ALARIS-Medley 8100 |  | MEDLEY PUMP MODULE LVP *MEMORIAL HERMANN |  |  | PUMPINFUSION-ALARIS-Medley 8100 | [6 empty] | Verified as Rental |  |  | MHHS-Southeast
NO | YES |  |  |  | FFL7592 |  | CAREFUSION | 8100M |  |  | Rental | MHHS-Southeast |  |  |  | FFL7592 |  | Southeast & Bay Area |  | Rental | [7 empty] | PUMPINFUSION-ALARIS-Medley 8100 |  | MEDLEY PUMP MODULE LVP *MEMORIAL HERMANN |  |  | PUMPINFUSION-ALARIS-Medley 8100 | [6 empty] | Verified as Rental |  |  | MHHS-Southeast
NO | YES |  |  |  | FFL7598 |  | CAREFUSION | 8100M |  |  | Rental | MHHS-Southeast |  |  |  | FFL7598 |  | Southeast & Bay Area |  | Rental | [7 empty] | PUMPINFUSION-ALARIS-Medley 8100 |  | MEDLEY PUMP MODULE LVP *MEMORIAL HERMANN |  |  | PUMPINFUSION-ALARIS-Medley 8100 | [6 empty] | Verified as Rental |  |  | MHHS-Southeast
NO | YES |  |  |  | FFL7616 |  | CAREFUSION | 8100M |  |  | Rental | MHHS-Southeast |  |  |  | FFL7616 |  | Southeast & Bay Area |  | Rental | [7 empty] | PUMPINFUSION-ALARIS-Medley 8100 |  | MEDLEY PUMP MODULE LVP *MEMORIAL HERMANN |  |  | PUMPINFUSION-ALARIS-Medley 8100 | [6 empty] | Verified as Rental |  |  | MHHS-Southeast
NO | YES |  |  |  | FFL7623 |  | CAREFUSION | 8100M |  |  | Rental | MHHS-Southeast |  |  |  | FFL7623 |  | Southeast & Bay Area |  | Rental | [7 empty] | PUMPINFUSION-ALARIS-Medley 8100 |  | MEDLEY PUMP MODULE LVP *MEMORIAL HERMANN |  |  | PUMPINFUSION-ALARIS-Medley 8100 | [6 empty] | Verified as Rental |  |  | MHHS-Southeast
NO | YES |  |  |  | FFL7669 |  | CAREFUSION | 8100M |  |  | Rental | MHHS-Southeast |  |  |  | FFL7669 |  | Southeast & Bay Area |  | Rental | [7 empty] | PUMPINFUSION-ALARIS-Medley 8100 |  | MEDLEY PUMP MODULE LVP *MEMORIAL HERMANN |  |  | PUMPINFUSION-ALARIS-Medley 8100 | [6 empty] | Verified as Rental |  |  | MHHS-Southeast
NO | YES |  |  |  | FFL7673 |  | CAREFUSION | 8100M |  |  | Rental | MHHS-Southeast |  |  |  | FFL7673 |  | Southeast & Bay Area |  | Rental | [7 empty] | PUMPINFUSION-ALARIS-Medley 8100 |  | MEDLEY PUMP MODULE LVP *MEMORIAL HERMANN |  |  | PUMPINFUSION-ALARIS-Medley 8100 | [6 empty] | Verified as Rental |  |  | MHHS-Southeast
NO | YES |  |  |  | FFL7675 |  | CAREFUSION | 8100M |  |  | Rental | MHHS-Southeast |  |  |  | FFL7675 |  | Southeast & Bay Area |  | Rental | [7 empty] | PUMPINFUSION-ALARIS-Medley 8100 |  | MEDLEY PUMP MODULE LVP *MEMORIAL HERMANN |  |  | PUMPINFUSION-ALARIS-Medley 8100 | [6 empty] | Verified as Rental |  |  | MHHS-Southeast
NO | YES |  |  |  | FFL7691 |  | CAREFUSION | 8100M |  |  | Rental | MHHS-Southeast |  |  |  | FFL7691 |  | Southeast & Bay Area |  | Rental | [7 empty] | PUMPINFUSION-ALARIS-Medley 8100 |  | MEDLEY PUMP MODULE LVP *MEMORIAL HERMANN |  |  | PUMPINFUSION-ALARIS-Medley 8100 | [6 empty] | Verified as Rental |  |  | MHHS-Southeast
NO | YES |  |  |  | FFL7701 |  | CAREFUSION | 8100M |  |  | Rental | MHHS-Southeast |  |  |  | FFL7701 |  | Southeast & Bay Area |  | Rental | [7 empty] | PUMPINFUSION-ALARIS-Medley 8100 |  | MEDLEY PUMP MODULE LVP *MEMORIAL HERMANN |  |  | PUMPINFUSION-ALARIS-Medley 8100 | [6 empty] | Verified as Rental |  |  | MHHS-Southeast
NO | YES |  |  |  | FFL7702 |  | CAREFUSION | 8100M |  |  | Rental | MHHS-Southeast |  |  |  | FFL7702 |  | Southeast & Bay Area |  | Rental | [7 empty] | PUMPINFUSION-ALARIS-Medley 8100 |  | MEDLEY PUMP MODULE LVP *MEMORIAL HERMANN |  |  | PUMPINFUSION-ALARIS-Medley 8100 | [6 empty] | Verified as Rental |  |  | MHHS-Southeast
NO | YES |  |  |  | FFL7744 |  | CAREFUSION | 8100M |  |  | Rental | MHHS-Southeast |  |  |  | FFL7744 |  | Southeast & Bay Area |  | Rental | [7 empty] | PUMPINFUSION-ALARIS-Medley 8100 |  | MEDLEY PUMP MODULE LVP *MEMORIAL HERMANN |  |  | PUMPINFUSION-ALARIS-Medley 8100 | [6 empty] | Verified as Rental |  |  | MHHS-Southeast
NO | YES |  |  |  | FFL7759 |  | CAREFUSION | 8100M |  |  | Rental | MHHS-Southeast |  |  |  | FFL7759 |  | Southeast & Bay Area |  | Rental | [7 empty] | PUMPINFUSION-ALARIS-Medley 8100 |  | MEDLEY PUMP MODULE LVP *MEMORIAL HERMANN |  |  | PUMPINFUSION-ALARIS-Medley 8100 | [6 empty] | Verified as Rental |  |  | MHHS-Southeast
NO | YES |  |  |  | FFL7769 |  | CAREFUSION | 8100M |  |  | Rental | MHHS-Southeast |  |  |  | FFL7769 |  | Southeast & Bay Area |  | Rental | [7 empty] | PUMPINFUSION-ALARIS-Medley 8100 |  | MEDLEY PUMP MODULE LVP *MEMORIAL HERMANN |  |  | PUMPINFUSION-ALARIS-Medley 8100 | [6 empty] | Verified as Rental |  |  | MHHS-Southeast
NO | YES |  |  |  | FFL7778 |  | CAREFUSION | 8100M |  |  | Rental | MHHS-Southeast |  |  |  | FFL7778 |  | Southeast & Bay Area |  | Rental | [7 empty] | PUMPINFUSION-ALARIS-Medley 8100 |  | MEDLEY PUMP MODULE LVP *MEMORIAL HERMANN |  |  | PUMPINFUSION-ALARIS-Medley 8100 | [6 empty] | Verified as Rental |  |  | MHHS-Southeast
NO | YES |  |  |  | FFL7790 |  | CAREFUSION | 8100M |  |  | Rental | MHHS-Southeast |  |  |  | FFL7790 |  | Southeast & Bay Area |  | Rental | [7 empty] | PUMPINFUSION-ALARIS-Medley 8100 |  | MEDLEY PUMP MODULE LVP *MEMORIAL HERMANN |  |  | PUMPINFUSION-ALARIS-Medley 8100 | [6 empty] | Verified as Rental |  |  | MHHS-Southeast
NO | YES |  |  |  | FFL7800 |  | CAREFUSION | 8100M |  |  | Rental | MHHS-Southeast |  |  |  | FFL7800 |  | Southeast & Bay Area |  | Rental | [7 empty] | PUMPINFUSION-ALARIS-Medley 8100 |  | MEDLEY PUMP MODULE LVP *MEMORIAL HERMANN |  |  | PUMPINFUSION-ALARIS-Medley 8100 | [6 empty] | Verified as Rental |  |  | MHHS-Southeast
NO | YES |  |  |  | FFL7803 |  | CAREFUSION | 8100M |  |  | Rental | MHHS-Southeast |  |  |  | FFL7803 |  | Southeast & Bay Area |  | Rental | [7 empty] | PUMPINFUSION-ALARIS-Medley 8100 |  | MEDLEY PUMP MODULE LVP *MEMORIAL HERMANN |  |  | PUMPINFUSION-ALARIS-Medley 8100 | [6 empty] | Verified as Rental |  |  | MHHS-Southeast
NO | YES |  |  |  | FFL7810 |  | CAREFUSION | 8100M |  |  | Rental | MHHS-Southeast |  |  |  | FFL7810 |  | Southeast & Bay Area |  | Rental | [7 empty] | PUMPINFUSION-ALARIS-Medley 8100 |  | MEDLEY PUMP MODULE LVP *MEMORIAL HERMANN |  |  | PUMPINFUSION-ALARIS-Medley 8100 | [6 empty] | Verified as Rental |  |  | MHHS-Southeast
NO | YES |  |  |  | FFL7872 |  | CAREFUSION | 8100M |  |  | Rental | MHHS-Southeast |  |  |  | FFL7872 |  | Southeast & Bay Area |  | Rental | [7 empty] | PUMPINFUSION-ALARIS-Medley 8100 |  | MEDLEY PUMP MODULE LVP *MEMORIAL HERMANN |  |  | PUMPINFUSION-ALARIS-Medley 8100 | [6 empty] | Verified as Rental |  |  | MHHS-Southeast
NO | YES |  |  |  | FFL7926 |  | CAREFUSION | 8100M |  |  | Rental | MHHS-Southeast |  |  |  | FFL7926 |  | Southeast & Bay Area |  | Rental | [7 empty] | PUMPINFUSION-ALARIS-Medley 8100 |  | MEDLEY PUMP MODULE LVP *MEMORIAL HERMANN |  |  | PUMPINFUSION-ALARIS-Medley 8100 | [6 empty] | Verified as Rental |  |  | MHHS-Southeast
NO | YES |  |  |  | FFL7947 |  | CAREFUSION | 8100M |  |  | Rental | MHHS-Southeast |  |  |  | FFL7947 |  | Southeast & Bay Area |  | Rental | [7 empty] | PUMPINFUSION-ALARIS-Medley 8100 |  | MEDLEY PUMP MODULE LVP *MEMORIAL HERMANN |  |  | PUMPINFUSION-ALARIS-Medley 8100 | [6 empty] | Verified as Rental |  |  | MHHS-Southeast
NO | YES |  |  |  | FFL7950 |  | CAREFUSION | 8100M |  |  | Rental | MHHS-Southeast |  |  |  | FFL7950 |  | Southeast & Bay Area |  | Rental | [7 empty] | PUMPINFUSION-ALARIS-Medley 8100 |  | MEDLEY PUMP MODULE LVP *MEMORIAL HERMANN |  |  | PUMPINFUSION-ALARIS-Medley 8100 | [6 empty] | Verified as Rental |  |  | MHHS-Southeast
NO | YES |  |  |  | FFL7968 |  | CAREFUSION | 8100M |  |  | Rental | MHHS-Southeast |  |  |  | FFL7968 |  | Southeast & Bay Area |  | Rental | [7 empty] | PUMPINFUSION-ALARIS-Medley 8100 |  | MEDLEY PUMP MODULE LVP *MEMORIAL HERMANN |  |  | PUMPINFUSION-ALARIS-Medley 8100 | [6 empty] | Verified as Rental |  |  | MHHS-Southeast
NO | YES |  |  |  | FFL7983 |  | CAREFUSION | 8100M |  |  | Rental | MHHS-Southeast |  |  |  | FFL7983 |  | Southeast & Bay Area |  | Rental | [7 empty] | PUMPINFUSION-ALARIS-Medley 8100 |  | MEDLEY PUMP MODULE LVP *MEMORIAL HERMANN |  |  | PUMPINFUSION-ALARIS-Medley 8100 | [6 empty] | Verified as Rental |  |  | MHHS-Southeast
NO | YES |  |  |  | FFL8024 |  | CAREFUSION | 8100M |  |  | Rental | MHHS-Southeast |  |  |  | FFL8024 |  | Southeast & Bay Area |  | Rental | [7 empty] | PUMPINFUSION-ALARIS-Medley 8100 |  | MEDLEY PUMP MODULE LVP *MEMORIAL HERMANN |  |  | PUMPINFUSION-ALARIS-Medley 8100 | [6 empty] | Verified as Rental |  |  | MHHS-Southeast
NO | YES |  |  |  | FFL8034 |  | CAREFUSION | 8100M |  |  | Rental | MHHS-Southeast |  |  |  | FFL8034 |  | Southeast & Bay Area |  | Rental | [7 empty] | PUMPINFUSION-ALARIS-Medley 8100 |  | MEDLEY PUMP MODULE LVP *MEMORIAL HERMANN |  |  | PUMPINFUSION-ALARIS-Medley 8100 | [6 empty] | Verified as Rental |  |  | MHHS-Southeast
NO | YES |  |  |  | FFL8120 |  | CAREFUSION | 8100M |  |  | Rental | MHHS-Southeast |  |  |  | FFL8120 |  | Southeast & Bay Area |  | Rental | [7 empty] | PUMPINFUSION-ALARIS-Medley 8100 |  | MEDLEY PUMP MODULE LVP *MEMORIAL HERMANN |  |  | PUMPINFUSION-ALARIS-Medley 8100 | [6 empty] | Verified as Rental |  |  | MHHS-Southeast
NO | YES |  |  |  | FFL8122 |  | CAREFUSION | 8100M |  |  | Rental | MHHS-Southeast |  |  |  | FFL8122 |  | Southeast & Bay Area |  | Rental | [7 empty] | PUMPINFUSION-ALARIS-Medley 8100 |  | MEDLEY PUMP MODULE LVP *MEMORIAL HERMANN |  |  | PUMPINFUSION-ALARIS-Medley 8100 | [6 empty] | Verified as Rental |  |  | MHHS-Southeast
NO | YES |  |  |  | FFL8126 |  | CAREFUSION | 8100M |  |  | Rental | MHHS-Southeast |  |  |  | FFL8126 |  | Southeast & Bay Area |  | Rental | [7 empty] | PUMPINFUSION-ALARIS-Medley 8100 |  | MEDLEY PUMP MODULE LVP *MEMORIAL HERMANN |  |  | PUMPINFUSION-ALARIS-Medley 8100 | [6 empty] | Verified as Rental |  |  | MHHS-Southeast
NO | YES |  |  |  | FFL8152 |  | CAREFUSION | 8100M |  |  | Rental | MHHS-Southeast |  |  |  | FFL8152 |  | Southeast & Bay Area |  | Rental | [7 empty] | PUMPINFUSION-ALARIS-Medley 8100 |  | MEDLEY PUMP MODULE LVP *MEMORIAL HERMANN |  |  | PUMPINFUSION-ALARIS-Medley 8100 | [6 empty] | Verified as Rental |  |  | MHHS-Southeast
NO | YES |  |  |  | FFL8154 |  | CAREFUSION | 8100M |  |  | Rental | MHHS-Southeast |  |  |  | FFL8154 |  | Southeast & Bay Area |  | Rental | [7 empty] | PUMPINFUSION-ALARIS-Medley 8100 |  | MEDLEY PUMP MODULE LVP *MEMORIAL HERMANN |  |  | PUMPINFUSION-ALARIS-Medley 8100 | [6 empty] | Verified as Rental |  |  | MHHS-Southeast
NO | YES |  |  |  | FFL8156 |  | CAREFUSION | 8100M |  |  | Rental | MHHS-Southeast |  |  |  | FFL8156 |  | Southeast & Bay Area |  | Rental | [7 empty] | PUMPINFUSION-ALARIS-Medley 8100 |  | MEDLEY PUMP MODULE LVP *MEMORIAL HERMANN |  |  | PUMPINFUSION-ALARIS-Medley 8100 | [6 empty] | Verified as Rental |  |  | MHHS-Southeast
NO | YES |  |  |  | FFL8157 |  | CAREFUSION | 8100M |  |  | Rental | MHHS-Southeast |  |  |  | FFL8157 |  | Southeast & Bay Area |  | Rental | [7 empty] | PUMPINFUSION-ALARIS-Medley 8100 |  | MEDLEY PUMP MODULE LVP *MEMORIAL HERMANN |  |  | PUMPINFUSION-ALARIS-Medley 8100 | [6 empty] | Verified as Rental |  |  | MHHS-Southeast
NO | YES |  |  |  | FFL8166 |  | CAREFUSION | 8100M |  |  | Rental | MHHS-Southeast |  |  |  | FFL8166 |  | Southeast & Bay Area |  | Rental | [7 empty] | PUMPINFUSION-ALARIS-Medley 8100 |  | MEDLEY PUMP MODULE LVP *MEMORIAL HERMANN |  |  | PUMPINFUSION-ALARIS-Medley 8100 | [6 empty] | Verified as Rental |  |  | MHHS-Southeast
NO | YES |  |  |  | FFL8168 |  | CAREFUSION | 8100M |  |  | Rental | MHHS-Southeast |  |  |  | FFL8168 |  | Southeast & Bay Area |  | Rental | [7 empty] | PUMPINFUSION-ALARIS-Medley 8100 |  | MEDLEY PUMP MODULE LVP *MEMORIAL HERMANN |  |  | PUMPINFUSION-ALARIS-Medley 8100 | [6 empty] | Verified as Rental |  |  | MHHS-Southeast
NO | YES |  |  |  | FFL8175 |  | CAREFUSION | 8100M |  |  | Rental | MHHS-Southeast |  |  |  | FFL8175 |  | Southeast & Bay Area |  | Rental | [7 empty] | PUMPINFUSION-ALARIS-Medley 8100 |  | MEDLEY PUMP MODULE LVP *MEMORIAL HERMANN |  |  | PUMPINFUSION-ALARIS-Medley 8100 | [6 empty] | Verified as Rental |  |  | MHHS-Southeast
NO | YES |  |  |  | FFL8194 |  | CAREFUSION | 8100M |  |  | Rental | MHHS-Southeast |  |  |  | FFL8194 |  | Southeast & Bay Area |  | Rental | [7 empty] | PUMPINFUSION-ALARIS-Medley 8100 |  | MEDLEY PUMP MODULE LVP *MEMORIAL HERMANN |  |  | PUMPINFUSION-ALARIS-Medley 8100 | [6 empty] | Verified as Rental |  |  | MHHS-Southeast
NO | YES |  |  |  | FFL8271 |  | CAREFUSION | 8100M |  |  | Rental | MHHS-Southeast |  |  |  | FFL8271 |  | Southeast & Bay Area |  | Rental | [7 empty] | PUMPINFUSION-ALARIS-Medley 8100 |  | MEDLEY PUMP MODULE LVP *MEMORIAL HERMANN |  |  | PUMPINFUSION-ALARIS-Medley 8100 | [6 empty] | Verified as Rental |  |  | MHHS-Southeast
NO | YES |  |  |  | FFL8272 |  | CAREFUSION | 8100M |  |  | Rental | MHHS-Southeast |  |  |  | FFL8272 |  | Southeast & Bay Area |  | Rental | [7 empty] | PUMPINFUSION-ALARIS-Medley 8100 |  | MEDLEY PUMP MODULE LVP *MEMORIAL HERMANN |  |  | PUMPINFUSION-ALARIS-Medley 8100 | [6 empty] | Verified as Rental |  |  | MHHS-Southeast
NO | YES |  |  |  | FFL8294 |  | CAREFUSION | 8100M |  |  | Rental | MHHS-Southeast |  |  |  | FFL8294 |  | Southeast & Bay Area |  | Rental | [7 empty] | PUMPINFUSION-ALARIS-Medley 8100 |  | MEDLEY PUMP MODULE LVP *MEMORIAL HERMANN |  |  | PUMPINFUSION-ALARIS-Medley 8100 | [6 empty] | Verified as Rental |  |  | MHHS-Southeast
NO | YES |  |  |  | FFL8305 |  | CAREFUSION | 8100M |  |  | Rental | MHHS-Southeast |  |  |  | FFL8305 |  | Southeast & Bay Area |  | Rental | [7 empty] | PUMPINFUSION-ALARIS-Medley 8100 |  | MEDLEY PUMP MODULE LVP *MEMORIAL HERMANN |  |  | PUMPINFUSION-ALARIS-Medley 8100 | [6 empty] | Verified as Rental |  |  | MHHS-Southeast
NO | YES |  |  |  | FFL8336 |  | CAREFUSION | 8100M |  |  | Rental | MHHS-Southeast |  |  |  | FFL8336 |  | Southeast & Bay Area |  | Rental | [7 empty] | PUMPINFUSION-ALARIS-Medley 8100 |  | MEDLEY PUMP MODULE LVP *MEMORIAL HERMANN |  |  | PUMPINFUSION-ALARIS-Medley 8100 | [6 empty] | Verified as Rental |  |  | MHHS-Southeast
NO | YES |  |  |  | FFL8356 |  | CAREFUSION | 8100M |  |  | Rental | MHHS-Southeast |  |  |  | FFL8356 |  | Southeast & Bay Area |  | Rental | [7 empty] | PUMPINFUSION-ALARIS-Medley 8100 |  | MEDLEY PUMP MODULE LVP *MEMORIAL HERMANN |  |  | PUMPINFUSION-ALARIS-Medley 8100 | [6 empty] | Verified as Rental |  |  | MHHS-Southeast
NO | YES |  |  |  | FFL8386 |  | CAREFUSION | 8100M |  |  | Rental | MHHS-Southeast |  |  |  | FFL8386 |  | Southeast & Bay Area |  | Rental | [7 empty] | PUMPINFUSION-ALARIS-Medley 8100 |  | MEDLEY PUMP MODULE LVP *MEMORIAL HERMANN |  |  | PUMPINFUSION-ALARIS-Medley 8100 | [6 empty] | Verified as Rental |  |  | MHHS-Southeast
NO | YES |  |  |  | FFL8420 |  | CAREFUSION | 8100M |  |  | Rental | MHHS-Southeast |  |  |  | FFL8420 |  | Southeast & Bay Area |  | Rental | [7 empty] | PUMPINFUSION-ALARIS-Medley 8100 |  | MEDLEY PUMP MODULE LVP *MEMORIAL HERMANN |  |  | PUMPINFUSION-ALARIS-Medley 8100 | [6 empty] | Verified as Rental |  |  | MHHS-Southeast
NO | YES |  |  |  | FFL8426 |  | CAREFUSION | 8100M |  |  | Rental | MHHS-Southeast |  |  |  | FFL8426 |  | Southeast & Bay Area |  | Rental | [7 empty] | PUMPINFUSION-ALARIS-Medley 8100 |  | MEDLEY PUMP MODULE LVP *MEMORIAL HERMANN |  |  | PUMPINFUSION-ALARIS-Medley 8100 | [6 empty] | Verified as Rental |  |  | MHHS-Southeast
NO | YES |  |  |  | FFL8536 |  | CAREFUSION | 8100M |  |  | Rental | MHHS-Southeast |  |  |  | FFL8536 |  | Southeast & Bay Area |  | Rental | [7 empty] | PUMPINFUSION-ALARIS-Medley 8100 |  | MEDLEY PUMP MODULE LVP *MEMORIAL HERMANN |  |  | PUMPINFUSION-ALARIS-Medley 8100 | [6 empty] | Verified as Rental |  |  | MHHS-Southeast
NO | YES |  |  |  | FFL8553 |  | CAREFUSION | 8100M |  |  | Rental | MHHS-Southeast |  |  |  | FFL8553 |  | Southeast & Bay Area |  | Rental | [7 empty] | PUMPINFUSION-ALARIS-Medley 8100 |  | MEDLEY PUMP MODULE LVP *MEMORIAL HERMANN |  |  | PUMPINFUSION-ALARIS-Medley 8100 | [6 empty] | Verified as Rental |  |  | MHHS-Southeast
NO | YES |  |  |  | FFL8600 |  | CAREFUSION | 8100M |  |  | Rental | MHHS-Southeast |  |  |  | FFL8600 |  | Southeast & Bay Area |  | Rental | [7 empty] | PUMPINFUSION-ALARIS-Medley 8100 |  | MEDLEY PUMP MODULE LVP *MEMORIAL HERMANN |  |  | PUMPINFUSION-ALARIS-Medley 8100 | [6 empty] | Verified as Rental |  |  | MHHS-Southeast
NO | YES |  |  |  | FFL8602 |  | CAREFUSION | 8100M |  |  | Rental | MHHS-Southeast |  |  |  | FFL8602 |  | Southeast & Bay Area |  | Rental | [7 empty] | PUMPINFUSION-ALARIS-Medley 8100 |  | MEDLEY PUMP MODULE LVP *MEMORIAL HERMANN |  |  | PUMPINFUSION-ALARIS-Medley 8100 | [6 empty] | Verified as Rental |  |  | MHHS-Southeast
NO | YES |  |  |  | FFL8603 |  | CAREFUSION | 8100M |  |  | Rental | MHHS-Southeast |  |  |  | FFL8603 |  | Southeast & Bay Area |  | Rental | [7 empty] | PUMPINFUSION-ALARIS-Medley 8100 |  | MEDLEY PUMP MODULE LVP *MEMORIAL HERMANN |  |  | PUMPINFUSION-ALARIS-Medley 8100 | [6 empty] | Verified as Rental |  |  | MHHS-Southeast
NO | YES |  |  |  | FFL8607 |  | CAREFUSION | 8100M |  |  | Rental | MHHS-Southeast |  |  |  | FFL8607 |  | Southeast & Bay Area |  | Rental | [7 empty] | PUMPINFUSION-ALARIS-Medley 8100 |  | MEDLEY PUMP MODULE LVP *MEMORIAL HERMANN |  |  | PUMPINFUSION-ALARIS-Medley 8100 | [6 empty] | Verified as Rental |  |  | MHHS-Southeast
NO | YES |  |  |  | FFL8631 |  | CAREFUSION | 8100M |  |  | Rental | MHHS-Southeast |  |  |  | FFL8631 |  | Southeast & Bay Area |  | Rental | [7 empty] | PUMPINFUSION-ALARIS-Medley 8100 |  | MEDLEY PUMP MODULE LVP *MEMORIAL HERMANN |  |  | PUMPINFUSION-ALARIS-Medley 8100 | [6 empty] | Verified as Rental |  |  | MHHS-Southeast
NO | YES |  |  |  | FFL8656 |  | CAREFUSION | 8100M |  |  | Rental | MHHS-Southeast |  |  |  | FFL8656 |  | Southeast & Bay Area |  | Rental | [7 empty] | PUMPINFUSION-ALARIS-Medley 8100 |  | MEDLEY PUMP MODULE LVP *MEMORIAL HERMANN |  |  | PUMPINFUSION-ALARIS-Medley 8100 | [6 empty] | Verified as Rental |  |  | MHHS-Southeast
NO | YES |  |  |  | FFL8660 |  | CAREFUSION | 8100M |  |  | Rental | MHHS-Southeast |  |  |  | FFL8660 |  | Southeast & Bay Area |  | Rental | [7 empty] | PUMPINFUSION-ALARIS-Medley 8100 |  | MEDLEY PUMP MODULE LVP *MEMORIAL HERMANN |  |  | PUMPINFUSION-ALARIS-Medley 8100 | [6 empty] | Verified as Rental |  |  | MHHS-Southeast
NO | YES |  |  |  | FFL8666 |  | CAREFUSION | 8100M |  |  | Rental | MHHS-Southeast |  |  |  | FFL8666 |  | Southeast & Bay Area |  | Rental | [7 empty] | PUMPINFUSION-ALARIS-Medley 8100 |  | MEDLEY PUMP MODULE LVP *MEMORIAL HERMANN |  |  | PUMPINFUSION-ALARIS-Medley 8100 | [6 empty] | Verified as Rental |  |  | MHHS-Southeast
NO | YES |  |  |  | FFL8667 |  | CAREFUSION | 8100M |  |  | Rental | MHHS-Southeast |  |  |  | FFL8667 |  | Southeast & Bay Area |  | Rental | [7 empty] | PUMPINFUSION-ALARIS-Medley 8100 |  | MEDLEY PUMP MODULE LVP *MEMORIAL HERMANN |  |  | PUMPINFUSION-ALARIS-Medley 8100 | [6 empty] | Verified as Rental |  |  | MHHS-Southeast
NO | YES |  |  |  | FFL8695 |  | CAREFUSION | 8100M |  |  | Rental | MHHS-Southeast |  |  |  | FFL8695 |  | Southeast & Bay Area |  | Rental | [7 empty] | PUMPINFUSION-ALARIS-Medley 8100 |  | MEDLEY PUMP MODULE LVP *MEMORIAL HERMANN |  |  | PUMPINFUSION-ALARIS-Medley 8100 | [6 empty] | Verified as Rental |  |  | MHHS-Southeast
NO | YES |  |  |  | FFL8753 |  | CAREFUSION | 8100M |  |  | Rental | MHHS-Southeast |  |  |  | FFL8753 |  | Southeast & Bay Area |  | Rental | [7 empty] | PUMPINFUSION-ALARIS-Medley 8100 |  | MEDLEY PUMP MODULE LVP *MEMORIAL HERMANN |  |  | PUMPINFUSION-ALARIS-Medley 8100 | [6 empty] | Verified as Rental |  |  | MHHS-Southeast
NO | YES |  |  |  | FFL115 |  | CAREFUSION | 8100M |  |  | Rental | MHHS-Southwest |  |  |  | FFL115 |  | Southwest |  | Rental | [7 empty] | PUMPINFUSION-ALARIS-Medley 8100 |  | MEDLEY PUMP MODULE LVP *MEMORIAL HERMANN |  |  | PUMPINFUSION-ALARIS-Medley 8100 | [6 empty] | Verified as Rental |  |  | MHHS-Southwest
NO | YES |  |  |  | FFL117 |  | CAREFUSION | 8100M |  |  | Rental | MHHS-Southwest |  |  |  | FFL117 |  | Southwest |  | Rental | [7 empty] | PUMPINFUSION-ALARIS-Medley 8100 |  | MEDLEY PUMP MODULE LVP *MEMORIAL HERMANN |  |  | PUMPINFUSION-ALARIS-Medley 8100 | [6 empty] | Verified as Rental |  |  | MHHS-Southwest
NO | YES |  |  |  | FFL123 |  | CAREFUSION | 8100M |  |  | Rental | MHHS-Southwest |  |  |  | FFL123 |  | Southwest |  | Rental | [7 empty] | PUMPINFUSION-ALARIS-Medley 8100 |  | MEDLEY PUMP MODULE LVP *MEMORIAL HERMANN |  |  | PUMPINFUSION-ALARIS-Medley 8100 | [6 empty] | Verified as Rental |  |  | MHHS-Southwest
NO | YES |  |  |  | FFL124 |  | CAREFUSION | 8100M |  |  | Rental | MHHS-Southwest |  |  |  | FFL124 |  | Southwest |  | Rental | [7 empty] | PUMPINFUSION-ALARIS-Medley 8100 |  | MEDLEY PUMP MODULE LVP *MEMORIAL HERMANN |  |  | PUMPINFUSION-ALARIS-Medley 8100 | [6 empty] | Verified as Rental |  |  | MHHS-Southwest
NO | YES |  |  |  | FFL135 |  | CAREFUSION | 8100M |  |  | Rental | MHHS-Southwest |  |  |  | FFL135 |  | Southwest |  | Rental | [7 empty] | PUMPINFUSION-ALARIS-Medley 8100 |  | MEDLEY PUMP MODULE LVP *MEMORIAL HERMANN |  |  | PUMPINFUSION-ALARIS-Medley 8100 | [6 empty] | Verified as Rental |  |  | MHHS-Southwest
NO | YES |  |  |  | FFL138 |  | CAREFUSION | 8100M |  |  | Rental | MHHS-Southwest |  |  |  | FFL138 |  | Southwest |  | Rental | [7 empty] | PUMPINFUSION-ALARIS-Medley 8100 |  | MEDLEY PUMP MODULE LVP *MEMORIAL HERMANN |  |  | PUMPINFUSION-ALARIS-Medley 8100 | [6 empty] | Verified as Rental |  |  | MHHS-Southwest
NO | YES |  |  |  | FFL157 |  | CAREFUSION | 8100M |  |  | Rental | MHHS-Southwest |  |  |  | FFL157 |  | Southwest |  | Rental | [7 empty] | PUMPINFUSION-ALARIS-Medley 8100 |  | MEDLEY PUMP MODULE LVP *MEMORIAL HERMANN |  |  | PUMPINFUSION-ALARIS-Medley 8100 | [6 empty] | Verified as Rental |  |  | MHHS-Southwest
NO | YES |  |  |  | FFL158 |  | CAREFUSION | 8100M |  |  | Rental | MHHS-Southwest |  |  |  | FFL158 |  | Southwest |  | Rental | [7 empty] | PUMPINFUSION-ALARIS-Medley 8100 |  | MEDLEY PUMP MODULE LVP *MEMORIAL HERMANN |  |  | PUMPINFUSION-ALARIS-Medley 8100 | [6 empty] | Verified as Rental |  |  | MHHS-Southwest
NO | YES |  |  |  | FFL168 |  | CAREFUSION | 8100M |  |  | Rental | MHHS-Southwest |  |  |  | FFL168 |  | Southwest |  | Rental | [7 empty] | PUMPINFUSION-ALARIS-Medley 8100 |  | MEDLEY PUMP MODULE LVP *MEMORIAL HERMANN |  |  | PUMPINFUSION-ALARIS-Medley 8100 | [6 empty] | Verified as Rental |  |  | MHHS-Southwest
NO | YES |  |  |  | FFL178 |  | CAREFUSION | 8100M |  |  | Rental | MHHS-Southwest |  |  |  | FFL178 |  | Southwest |  | Rental | [7 empty] | PUMPINFUSION-ALARIS-Medley 8100 |  | MEDLEY PUMP MODULE LVP *MEMORIAL HERMANN |  |  | PUMPINFUSION-ALARIS-Medley 8100 | [6 empty] | Verified as Rental |  |  | MHHS-Southwest
NO | YES |  |  |  | FFL196 |  | CAREFUSION | 8100M |  |  | Rental | MHHS-Southwest |  |  |  | FFL196 |  | Southwest |  | Rental | [7 empty] | PUMPINFUSION-ALARIS-Medley 8100 |  | MEDLEY PUMP MODULE LVP *MEMORIAL HERMANN |  |  | PUMPINFUSION-ALARIS-Medley 8100 | [6 empty] | Verified as Rental |  |  | MHHS-Southwest
NO | YES |  |  |  | FFL230 |  | CAREFUSION | 8100M |  |  | Rental | MHHS-Southwest |  |  |  | FFL230 |  | Southwest |  | Rental | [7 empty] | PUMPINFUSION-ALARIS-Medley 8100 |  | MEDLEY PUMP MODULE LVP *MEMORIAL HERMANN |  |  | PUMPINFUSION-ALARIS-Medley 8100 | [6 empty] | Verified as Rental |  |  | MHHS-Southwest
NO | YES |  |  |  | FFL250 |  | CAREFUSION | 8100M |  |  | Rental | MHHS-Southwest |  |  |  | FFL250 |  | Southwest |  | Rental | [7 empty] | PUMPINFUSION-ALARIS-Medley 8100 |  | MEDLEY PUMP MODULE LVP *MEMORIAL HERMANN |  |  | PUMPINFUSION-ALARIS-Medley 8100 | [6 empty] | Verified as Rental |  |  | MHHS-Southwest
NO | YES |  |  |  | FFL252 |  | CAREFUSION | 8100M |  |  | Rental | MHHS-Southwest |  |  |  | FFL252 |  | Southwest |  | Rental | [7 empty] | PUMPINFUSION-ALARIS-Medley 8100 |  | MEDLEY PUMP MODULE LVP *MEMORIAL HERMANN |  |  | PUMPINFUSION-ALARIS-Medley 8100 | [6 empty] | Verified as Rental |  |  | MHHS-Southwest
NO | YES |  |  |  | FFL262 |  | CAREFUSION | 8100M |  |  | Rental | MHHS-Southwest |  |  |  | FFL262 |  | Southwest |  | Rental | [7 empty] | PUMPINFUSION-ALARIS-Medley 8100 |  | MEDLEY PUMP MODULE LVP *MEMORIAL HERMANN |  |  | PUMPINFUSION-ALARIS-Medley 8100 | [6 empty] | Verified as Rental |  |  | MHHS-Southwest
NO | YES |  |  |  | FFL276 |  | CAREFUSION | 8100M |  |  | Rental | MHHS-Southwest |  |  |  | FFL276 |  | Southwest |  | Rental | [7 empty] | PUMPINFUSION-ALARIS-Medley 8100 |  | MEDLEY PUMP MODULE LVP *MEMORIAL HERMANN |  |  | PUMPINFUSION-ALARIS-Medley 8100 | [6 empty] | Verified as Rental |  |  | MHHS-Southwest
NO | YES |  |  |  | FFL279 |  | CAREFUSION | 8100M |  |  | Rental | MHHS-Southwest |  |  |  | FFL279 |  | Southwest |  | Rental | [7 empty] | PUMPINFUSION-ALARIS-Medley 8100 |  | MEDLEY PUMP MODULE LVP *MEMORIAL HERMANN |  |  | PUMPINFUSION-ALARIS-Medley 8100 | [6 empty] | Verified as Rental |  |  | MHHS-Southwest
NO | YES |  |  |  | FFL281 |  | CAREFUSION | 8100M |  |  | Rental | MHHS-Southwest |  |  |  | FFL281 |  | Southwest |  | Rental | [7 empty] | PUMPINFUSION-ALARIS-Medley 8100 |  | MEDLEY PUMP MODULE LVP *MEMORIAL HERMANN |  |  | PUMPINFUSION-ALARIS-Medley 8100 | [6 empty] | Verified as Rental |  |  | MHHS-Southwest
NO | YES |  |  |  | FFL311 |  | CAREFUSION | 8100M |  |  | Rental | MHHS-Southwest |  |  |  | FFL311 |  | Southwest |  | Rental | [7 empty] | PUMPINFUSION-ALARIS-Medley 8100 |  | MEDLEY PUMP MODULE LVP *MEMORIAL HERMANN |  |  | PUMPINFUSION-ALARIS-Medley 8100 | [6 empty] | Verified as Rental |  |  | MHHS-Southwest
NO | YES |  |  |  | FFL312 |  | CAREFUSION | 8100M |  |  | Rental | MHHS-Southwest |  |  |  | FFL312 |  | Southwest |  | Rental | [7 empty] | PUMPINFUSION-ALARIS-Medley 8100 |  | MEDLEY PUMP MODULE LVP *MEMORIAL HERMANN |  |  | PUMPINFUSION-ALARIS-Medley 8100 | [6 empty] | Verified as Rental |  |  | MHHS-Southwest
NO | YES |  |  |  | FFL339 |  | CAREFUSION | 8100M |  |  | Rental | MHHS-Southwest |  |  |  | FFL339 |  | Southwest |  | Rental | [7 empty] | PUMPINFUSION-ALARIS-Medley 8100 |  | MEDLEY PUMP MODULE LVP *MEMORIAL HERMANN |  |  | PUMPINFUSION-ALARIS-Medley 8100 | [6 empty] | Verified as Rental |  |  | MHHS-Southwest
NO | YES |  |  |  | FFL354 |  | CAREFUSION | 8100M |  |  | Rental | MHHS-Southwest |  |  |  | FFL354 |  | Southwest |  | Rental | [7 empty] | PUMPINFUSION-ALARIS-Medley 8100 |  | MEDLEY PUMP MODULE LVP *MEMORIAL HERMANN |  |  | PUMPINFUSION-ALARIS-Medley 8100 | [6 empty] | Verified as Rental |  |  | MHHS-Southwest
NO | YES |  |  |  | FFL384 |  | CAREFUSION | 8100M |  |  | Rental | MHHS-Southwest |  |  |  | FFL384 |  | Southwest |  | Rental | [7 empty] | PUMPINFUSION-ALARIS-Medley 8100 |  | MEDLEY PUMP MODULE LVP *MEMORIAL HERMANN |  |  | PUMPINFUSION-ALARIS-Medley 8100 | [6 empty] | Verified as Rental |  |  | MHHS-Southwest
NO | YES |  |  |  | FFL403 |  | CAREFUSION | 8100M |  |  | Rental | MHHS-Southwest |  |  |  | FFL403 |  | Southwest |  | Rental | [7 empty] | PUMPINFUSION-ALARIS-Medley 8100 |  | MEDLEY PUMP MODULE LVP *MEMORIAL HERMANN |  |  | PUMPINFUSION-ALARIS-Medley 8100 | [6 empty] | Verified as Rental |  |  | MHHS-Southwest
NO | YES |  |  |  | FFL411 |  | CAREFUSION | 8100M |  |  | Rental | MHHS-Southwest |  |  |  | FFL411 |  | Southwest |  | Rental | [7 empty] | PUMPINFUSION-ALARIS-Medley 8100 |  | MEDLEY PUMP MODULE LVP *MEMORIAL HERMANN |  |  | PUMPINFUSION-ALARIS-Medley 8100 | [6 empty] | Verified as Rental |  |  | MHHS-Southwest
NO | YES |  |  |  | FFL418 |  | CAREFUSION | 8100M |  |  | Rental | MHHS-Southwest |  |  |  | FFL418 |  | Southwest |  | Rental | [7 empty] | PUMPINFUSION-ALARIS-Medley 8100 |  | MEDLEY PUMP MODULE LVP *MEMORIAL HERMANN |  |  | PUMPINFUSION-ALARIS-Medley 8100 | [6 empty] | Verified as Rental |  |  | MHHS-Southwest
NO | YES |  |  |  | FFL419 |  | CAREFUSION | 8100M |  |  | Rental | MHHS-Southwest |  |  |  | FFL419 |  | Southwest |  | Rental | [7 empty] | PUMPINFUSION-ALARIS-Medley 8100 |  | MEDLEY PUMP MODULE LVP *MEMORIAL HERMANN |  |  | PUMPINFUSION-ALARIS-Medley 8100 | [6 empty] | Verified as Rental |  |  | MHHS-Southwest
NO | YES |  |  |  | FFL434 |  | CAREFUSION | 8100M |  |  | Rental | MHHS-Southwest |  |  |  | FFL434 |  | Southwest |  | Rental | [7 empty] | PUMPINFUSION-ALARIS-Medley 8100 |  | MEDLEY PUMP MODULE LVP *MEMORIAL HERMANN |  |  | PUMPINFUSION-ALARIS-Medley 8100 | [6 empty] | Verified as Rental |  |  | MHHS-Southwest
NO | YES |  |  |  | FFL442 |  | CAREFUSION | 8100M |  |  | Rental | MHHS-Southwest |  |  |  | FFL442 |  | Southwest |  | Rental | [7 empty] | PUMPINFUSION-ALARIS-Medley 8100 |  | MEDLEY PUMP MODULE LVP *MEMORIAL HERMANN |  |  | PUMPINFUSION-ALARIS-Medley 8100 | [6 empty] | Verified as Rental |  |  | MHHS-Southwest
NO | YES |  |  |  | FFL450 |  | CAREFUSION | 8100M |  |  | Rental | MHHS-Southwest |  |  |  | FFL450 |  | Southwest |  | Rental | [7 empty] | PUMPINFUSION-ALARIS-Medley 8100 |  | MEDLEY PUMP MODULE LVP *MEMORIAL HERMANN |  |  | PUMPINFUSION-ALARIS-Medley 8100 | [6 empty] | Verified as Rental |  |  | MHHS-Southwest
NO | YES |  |  |  | FFL474 |  | CAREFUSION | 8100M |  |  | Rental | MHHS-Southwest |  |  |  | FFL474 |  | Southwest |  | Rental | [7 empty] | PUMPINFUSION-ALARIS-Medley 8100 |  | MEDLEY PUMP MODULE LVP *MEMORIAL HERMANN |  |  | PUMPINFUSION-ALARIS-Medley 8100 | [6 empty] | Verified as Rental |  |  | MHHS-Southwest
NO | YES |  |  |  | FFL480 |  | CAREFUSION | 8100M |  |  | Rental | MHHS-Southwest |  |  |  | FFL480 |  | Southwest |  | Rental | [7 empty] | PUMPINFUSION-ALARIS-Medley 8100 |  | MEDLEY PUMP MODULE LVP *MEMORIAL HERMANN |  |  | PUMPINFUSION-ALARIS-Medley 8100 | [6 empty] | Verified as Rental |  |  | MHHS-Southwest
NO | YES |  |  |  | FFL516 |  | CAREFUSION | 8100M |  |  | Rental | MHHS-Southwest |  |  |  | FFL516 |  | Southwest |  | Rental | [7 empty] | PUMPINFUSION-ALARIS-Medley 8100 |  | MEDLEY PUMP MODULE LVP *MEMORIAL HERMANN |  |  | PUMPINFUSION-ALARIS-Medley 8100 | [6 empty] | Verified as Rental |  |  | MHHS-Southwest
NO | YES |  |  |  | FFL519 |  | CAREFUSION | 8100M |  |  | Rental | MHHS-Southwest |  |  |  | FFL519 |  | Southwest |  | Rental | [7 empty] | PUMPINFUSION-ALARIS-Medley 8100 |  | MEDLEY PUMP MODULE LVP *MEMORIAL HERMANN |  |  | PUMPINFUSION-ALARIS-Medley 8100 | [6 empty] | Verified as Rental |  |  | MHHS-Southwest
NO | YES |  |  |  | FFL520 |  | CAREFUSION | 8100M |  |  | Rental | MHHS-Southwest |  |  |  | FFL520 |  | Southwest |  | Rental | [7 empty] | PUMPINFUSION-ALARIS-Medley 8100 |  | MEDLEY PUMP MODULE LVP *MEMORIAL HERMANN |  |  | PUMPINFUSION-ALARIS-Medley 8100 | [6 empty] | Verified as Rental |  |  | MHHS-Southwest
NO | YES |  |  |  | FFL524 |  | CAREFUSION | 8100M |  |  | Rental | MHHS-Southwest |  |  |  | FFL524 |  | Southwest |  | Rental | [7 empty] | PUMPINFUSION-ALARIS-Medley 8100 |  | MEDLEY PUMP MODULE LVP *MEMORIAL HERMANN |  |  | PUMPINFUSION-ALARIS-Medley 8100 | [6 empty] | Verified as Rental |  |  | MHHS-Southwest
NO | YES |  |  |  | FFL539 |  | CAREFUSION | 8100M |  |  | Rental | MHHS-Southwest |  |  |  | FFL539 |  | Southwest |  | Rental | [7 empty] | PUMPINFUSION-ALARIS-Medley 8100 |  | MEDLEY PUMP MODULE LVP *MEMORIAL HERMANN |  |  | PUMPINFUSION-ALARIS-Medley 8100 | [6 empty] | Verified as Rental |  |  | MHHS-Southwest
NO | YES |  |  |  | FFL542 |  | CAREFUSION | 8100M |  |  | Rental | MHHS-Southwest |  |  |  | FFL542 |  | Southwest |  | Rental | [7 empty] | PUMPINFUSION-ALARIS-Medley 8100 |  | MEDLEY PUMP MODULE LVP *MEMORIAL HERMANN |  |  | PUMPINFUSION-ALARIS-Medley 8100 | [6 empty] | Verified as Rental |  |  | MHHS-Southwest
NO | YES |  |  |  | FFL561 |  | CAREFUSION | 8100M |  |  | Rental | MHHS-Southwest |  |  |  | FFL561 |  | Southwest |  | Rental | [7 empty] | PUMPINFUSION-ALARIS-Medley 8100 |  | MEDLEY PUMP MODULE LVP *MEMORIAL HERMANN |  |  | PUMPINFUSION-ALARIS-Medley 8100 | [6 empty] | Verified as Rental |  |  | MHHS-Southwest
NO | YES |  |  |  | FFL573 |  | CAREFUSION | 8100M |  |  | Rental | MHHS-Southwest |  |  |  | FFL573 |  | Southwest |  | Rental | [7 empty] | PUMPINFUSION-ALARIS-Medley 8100 |  | MEDLEY PUMP MODULE LVP *MEMORIAL HERMANN |  |  | PUMPINFUSION-ALARIS-Medley 8100 | [6 empty] | Verified as Rental |  |  | MHHS-Southwest
NO | YES |  |  |  | FFL585 |  | CAREFUSION | 8100M |  |  | Rental | MHHS-Southwest |  |  |  | FFL585 |  | Southwest |  | Rental | [7 empty] | PUMPINFUSION-ALARIS-Medley 8100 |  | MEDLEY PUMP MODULE LVP *MEMORIAL HERMANN |  |  | PUMPINFUSION-ALARIS-Medley 8100 | [6 empty] | Verified as Rental |  |  | MHHS-Southwest
NO | YES |  |  |  | FFL587 |  | CAREFUSION | 8100M |  |  | Rental | MHHS-Southwest |  |  |  | FFL587 |  | Southwest |  | Rental | [7 empty] | PUMPINFUSION-ALARIS-Medley 8100 |  | MEDLEY PUMP MODULE LVP *MEMORIAL HERMANN |  |  | PUMPINFUSION-ALARIS-Medley 8100 | [6 empty] | Verified as Rental |  |  | MHHS-Southwest
NO | YES |  |  |  | FFL590 |  | CAREFUSION | 8100M |  |  | Rental | MHHS-Southwest |  |  |  | FFL590 |  | Southwest |  | Rental | [7 empty] | PUMPINFUSION-ALARIS-Medley 8100 |  | MEDLEY PUMP MODULE LVP *MEMORIAL HERMANN |  |  | PUMPINFUSION-ALARIS-Medley 8100 | [6 empty] | Verified as Rental |  |  | MHHS-Southwest
NO | YES |  |  |  | FFL625 |  | CAREFUSION | 8100M |  |  | Rental | MHHS-Southwest |  |  |  | FFL625 |  | Southwest |  | Rental | [7 empty] | PUMPINFUSION-ALARIS-Medley 8100 |  | MEDLEY PUMP MODULE LVP *MEMORIAL HERMANN |  |  | PUMPINFUSION-ALARIS-Medley 8100 | [6 empty] | Verified as Rental |  |  | MHHS-Southwest
NO | YES |  |  |  | FFL639 |  | CAREFUSION | 8100M |  |  | Rental | MHHS-Southwest |  |  |  | FFL639 |  | Southwest |  | Rental | [7 empty] | PUMPINFUSION-ALARIS-Medley 8100 |  | MEDLEY PUMP MODULE LVP *MEMORIAL HERMANN |  |  | PUMPINFUSION-ALARIS-Medley 8100 | [6 empty] | Verified as Rental |  |  | MHHS-Southwest
NO | YES |  |  |  | FFL651 |  | CAREFUSION | 8100M |  |  | Rental | MHHS-Southwest |  |  |  | FFL651 |  | Southwest |  | Rental | [7 empty] | PUMPINFUSION-ALARIS-Medley 8100 |  | MEDLEY PUMP MODULE LVP *MEMORIAL HERMANN |  |  | PUMPINFUSION-ALARIS-Medley 8100 | [6 empty] | Verified as Rental |  |  | MHHS-Southwest
NO | YES |  |  |  | FFL656 |  | CAREFUSION | 8100M |  |  | Rental | MHHS-Southwest |  |  |  | FFL656 |  | Southwest |  | Rental | [7 empty] | PUMPINFUSION-ALARIS-Medley 8100 |  | MEDLEY PUMP MODULE LVP *MEMORIAL HERMANN |  |  | PUMPINFUSION-ALARIS-Medley 8100 | [6 empty] | Verified as Rental |  |  | MHHS-Southwest
NO | YES |  |  |  | FFL664 |  | CAREFUSION | 8100M |  |  | Rental | MHHS-Southwest |  |  |  | FFL664 |  | Southwest |  | Rental | [7 empty] | PUMPINFUSION-ALARIS-Medley 8100 |  | MEDLEY PUMP MODULE LVP *MEMORIAL HERMANN |  |  | PUMPINFUSION-ALARIS-Medley 8100 | [6 empty] | Verified as Rental |  |  | MHHS-Southwest
NO | YES |  |  |  | FFL671 |  | CAREFUSION | 8100M |  |  | Rental | MHHS-Southwest |  |  |  | FFL671 |  | Southwest |  | Rental | [7 empty] | PUMPINFUSION-ALARIS-Medley 8100 |  | MEDLEY PUMP MODULE LVP *MEMORIAL HERMANN |  |  | PUMPINFUSION-ALARIS-Medley 8100 | [6 empty] | Verified as Rental |  |  | MHHS-Southwest
NO | YES |  |  |  | FFL687 |  | CAREFUSION | 8100M |  |  | Rental | MHHS-Southwest |  |  |  | FFL687 |  | Southwest |  | Rental | [7 empty] | PUMPINFUSION-ALARIS-Medley 8100 |  | MEDLEY PUMP MODULE LVP *MEMORIAL HERMANN |  |  | PUMPINFUSION-ALARIS-Medley 8100 | [6 empty] | Verified as Rental |  |  | MHHS-Southwest
NO | YES |  |  |  | FFL698 |  | CAREFUSION | 8100M |  |  | Rental | MHHS-Southwest |  |  |  | FFL698 |  | Southwest |  | Rental | [7 empty] | PUMPINFUSION-ALARIS-Medley 8100 |  | MEDLEY PUMP MODULE LVP *MEMORIAL HERMANN |  |  | PUMPINFUSION-ALARIS-Medley 8100 | [6 empty] | Verified as Rental |  |  | MHHS-Southwest
NO | YES |  |  |  | FFL703 |  | CAREFUSION | 8100M |  |  | Rental | MHHS-Southwest |  |  |  | FFL703 |  | Southwest |  | Rental | [7 empty] | PUMPINFUSION-ALARIS-Medley 8100 |  | MEDLEY PUMP MODULE LVP *MEMORIAL HERMANN |  |  | PUMPINFUSION-ALARIS-Medley 8100 | [6 empty] | Verified as Rental |  |  | MHHS-Southwest
NO | YES |  |  |  | FFL741 |  | CAREFUSION | 8100M |  |  | Rental | MHHS-Southwest |  |  |  | FFL741 |  | Southwest |  | Rental | [7 empty] | PUMPINFUSION-ALARIS-Medley 8100 |  | MEDLEY PUMP MODULE LVP *MEMORIAL HERMANN |  |  | PUMPINFUSION-ALARIS-Medley 8100 | [6 empty] | Verified as Rental |  |  | MHHS-Southwest
NO | YES |  |  |  | FFL752 |  | CAREFUSION | 8100M |  |  | Rental | MHHS-Southwest |  |  |  | FFL752 |  | Southwest |  | Rental | [7 empty] | PUMPINFUSION-ALARIS-Medley 8100 |  | MEDLEY PUMP MODULE LVP *MEMORIAL HERMANN |  |  | PUMPINFUSION-ALARIS-Medley 8100 | [6 empty] | Verified as Rental |  |  | MHHS-Southwest
NO | YES |  |  |  | FFL764 |  | CAREFUSION | 8100M |  |  | Rental | MHHS-Southwest |  |  |  | FFL764 |  | Southwest |  | Rental | [7 empty] | PUMPINFUSION-ALARIS-Medley 8100 |  | MEDLEY PUMP MODULE LVP *MEMORIAL HERMANN |  |  | PUMPINFUSION-ALARIS-Medley 8100 | [6 empty] | Verified as Rental |  |  | MHHS-Southwest
NO | YES |  |  |  | FFL782 |  | CAREFUSION | 8100M |  |  | Rental | MHHS-Southwest |  |  |  | FFL782 |  | Southwest |  | Rental | [7 empty] | PUMPINFUSION-ALARIS-Medley 8100 |  | MEDLEY PUMP MODULE LVP *MEMORIAL HERMANN |  |  | PUMPINFUSION-ALARIS-Medley 8100 | [6 empty] | Verified as Rental |  |  | MHHS-Southwest
NO | YES |  |  |  | FFL787 |  | CAREFUSION | 8100M |  |  | Rental | MHHS-Southwest |  |  |  | FFL787 |  | Southwest |  | Rental | [7 empty] | PUMPINFUSION-ALARIS-Medley 8100 |  | MEDLEY PUMP MODULE LVP *MEMORIAL HERMANN |  |  | PUMPINFUSION-ALARIS-Medley 8100 | [6 empty] | Verified as Rental |  |  | MHHS-Southwest
NO | YES |  |  |  | FFL803 |  | CAREFUSION | 8100M |  |  | Rental | MHHS-Southwest |  |  |  | FFL803 |  | Southwest |  | Rental | [7 empty] | PUMPINFUSION-ALARIS-Medley 8100 |  | MEDLEY PUMP MODULE LVP *MEMORIAL HERMANN |  |  | PUMPINFUSION-ALARIS-Medley 8100 | [6 empty] | Verified as Rental |  |  | MHHS-Southwest
NO | YES |  |  |  | FFL817 |  | CAREFUSION | 8100M |  |  | Rental | MHHS-Southwest |  |  |  | FFL817 |  | Southwest |  | Rental | [7 empty] | PUMPINFUSION-ALARIS-Medley 8100 |  | MEDLEY PUMP MODULE LVP *MEMORIAL HERMANN |  |  | PUMPINFUSION-ALARIS-Medley 8100 | [6 empty] | Verified as Rental |  |  | MHHS-Southwest
NO | YES |  |  |  | FFL818 |  | CAREFUSION | 8100M |  |  | Rental | MHHS-Southwest |  |  |  | FFL818 |  | Southwest |  | Rental | [7 empty] | PUMPINFUSION-ALARIS-Medley 8100 |  | MEDLEY PUMP MODULE LVP *MEMORIAL HERMANN |  |  | PUMPINFUSION-ALARIS-Medley 8100 | [6 empty] | Verified as Rental |  |  | MHHS-Southwest
NO | YES |  |  |  | FFL822 |  | CAREFUSION | 8100M |  |  | Rental | MHHS-Southwest |  |  |  | FFL822 |  | Southwest |  | Rental | [7 empty] | PUMPINFUSION-ALARIS-Medley 8100 |  | MEDLEY PUMP MODULE LVP *MEMORIAL HERMANN |  |  | PUMPINFUSION-ALARIS-Medley 8100 | [6 empty] | Verified as Rental |  |  | MHHS-Southwest
NO | YES |  |  |  | FFL836 |  | CAREFUSION | 8100M |  |  | Rental | MHHS-Southwest |  |  |  | FFL836 |  | Southwest |  | Rental | [7 empty] | PUMPINFUSION-ALARIS-Medley 8100 |  | MEDLEY PUMP MODULE LVP *MEMORIAL HERMANN |  |  | PUMPINFUSION-ALARIS-Medley 8100 | [6 empty] | Verified as Rental |  |  | MHHS-Southwest
NO | YES |  |  |  | FFL847 |  | CAREFUSION | 8100M |  |  | Rental | MHHS-Southwest |  |  |  | FFL847 |  | Southwest |  | Rental | [7 empty] | PUMPINFUSION-ALARIS-Medley 8100 |  | MEDLEY PUMP MODULE LVP *MEMORIAL HERMANN |  |  | PUMPINFUSION-ALARIS-Medley 8100 | [6 empty] | Verified as Rental |  |  | MHHS-Southwest
NO | YES |  |  |  | FFL863 |  | CAREFUSION | 8100M |  |  | Rental | MHHS-Southwest |  |  |  | FFL863 |  | Southwest |  | Rental | [7 empty] | PUMPINFUSION-ALARIS-Medley 8100 |  | MEDLEY PUMP MODULE LVP *MEMORIAL HERMANN |  |  | PUMPINFUSION-ALARIS-Medley 8100 | [6 empty] | Verified as Rental |  |  | MHHS-Southwest
NO | YES |  |  |  | FFL909 |  | CAREFUSION | 8100M |  |  | Rental | MHHS-Southwest |  |  |  | FFL909 |  | Southwest |  | Rental | [7 empty] | PUMPINFUSION-ALARIS-Medley 8100 |  | MEDLEY PUMP MODULE LVP *MEMORIAL HERMANN |  |  | PUMPINFUSION-ALARIS-Medley 8100 | [6 empty] | Verified as Rental |  |  | MHHS-Southwest
NO | YES |  |  |  | FFL928 |  | CAREFUSION | 8100M |  |  | Rental | MHHS-Southwest |  |  |  | FFL928 |  | Southwest |  | Rental | [7 empty] | PUMPINFUSION-ALARIS-Medley 8100 |  | MEDLEY PUMP MODULE LVP *MEMORIAL HERMANN |  |  | PUMPINFUSION-ALARIS-Medley 8100 | [6 empty] | Verified as Rental |  |  | MHHS-Southwest
NO | YES |  |  |  | FFL935 |  | CAREFUSION | 8100M |  |  | Rental | MHHS-Southwest |  |  |  | FFL935 |  | Southwest |  | Rental | [7 empty] | PUMPINFUSION-ALARIS-Medley 8100 |  | MEDLEY PUMP MODULE LVP *MEMORIAL HERMANN |  |  | PUMPINFUSION-ALARIS-Medley 8100 | [6 empty] | Verified as Rental |  |  | MHHS-Southwest
NO | YES |  |  |  | FFL955 |  | CAREFUSION | 8100M |  |  | Rental | MHHS-Southwest |  |  |  | FFL955 |  | Southwest |  | Rental | [7 empty] | PUMPINFUSION-ALARIS-Medley 8100 |  | MEDLEY PUMP MODULE LVP *MEMORIAL HERMANN |  |  | PUMPINFUSION-ALARIS-Medley 8100 | [6 empty] | Verified as Rental |  |  | MHHS-Southwest
NO | YES |  |  |  | FFL957 |  | CAREFUSION | 8100M |  |  | Rental | MHHS-Southwest |  |  |  | FFL957 |  | Southwest |  | Rental | [7 empty] | PUMPINFUSION-ALARIS-Medley 8100 |  | MEDLEY PUMP MODULE LVP *MEMORIAL HERMANN |  |  | PUMPINFUSION-ALARIS-Medley 8100 | [6 empty] | Verified as Rental |  |  | MHHS-Southwest
NO | YES |  |  |  | FFL982 |  | CAREFUSION | 8100M |  |  | Rental | MHHS-Southwest |  |  |  | FFL982 |  | Southwest |  | Rental | [7 empty] | PUMPINFUSION-ALARIS-Medley 8100 |  | MEDLEY PUMP MODULE LVP *MEMORIAL HERMANN |  |  | PUMPINFUSION-ALARIS-Medley 8100 | [6 empty] | Verified as Rental |  |  | MHHS-Southwest
NO | YES |  |  |  | FFL992 |  | CAREFUSION | 8100M |  |  | Rental | MHHS-Southwest |  |  |  | FFL992 |  | Southwest |  | Rental | [7 empty] | PUMPINFUSION-ALARIS-Medley 8100 |  | MEDLEY PUMP MODULE LVP *MEMORIAL HERMANN |  |  | PUMPINFUSION-ALARIS-Medley 8100 | [6 empty] | Verified as Rental |  |  | MHHS-Southwest
NO | YES |  |  |  | FFL1006 |  | CAREFUSION | 8100M |  |  | Rental | MHHS-Southwest |  |  |  | FFL1006 |  | Southwest |  | Rental | [7 empty] | PUMPINFUSION-ALARIS-Medley 8100 |  | MEDLEY PUMP MODULE LVP *MEMORIAL HERMANN |  |  | PUMPINFUSION-ALARIS-Medley 8100 | [6 empty] | Verified as Rental |  |  | MHHS-Southwest
NO | YES |  |  |  | FFL1008 |  | CAREFUSION | 8100M |  |  | Rental | MHHS-Southwest |  |  |  | FFL1008 |  | Southwest |  | Rental | [7 empty] | PUMPINFUSION-ALARIS-Medley 8100 |  | MEDLEY PUMP MODULE LVP *MEMORIAL HERMANN |  |  | PUMPINFUSION-ALARIS-Medley 8100 | [6 empty] | Verified as Rental |  |  | MHHS-Southwest
NO | YES |  |  |  | FFL1017 |  | CAREFUSION | 8100M |  |  | Rental | MHHS-Southwest |  |  |  | FFL1017 |  | Southwest |  | Rental | [7 empty] | PUMPINFUSION-ALARIS-Medley 8100 |  | MEDLEY PUMP MODULE LVP *MEMORIAL HERMANN |  |  | PUMPINFUSION-ALARIS-Medley 8100 | [6 empty] | Verified as Rental |  |  | MHHS-Southwest
NO | YES |  |  |  | FFL1025 |  | CAREFUSION | 8100M |  |  | Rental | MHHS-Southwest |  |  |  | FFL1025 |  | Southwest |  | Rental | [7 empty] | PUMPINFUSION-ALARIS-Medley 8100 |  | MEDLEY PUMP MODULE LVP *MEMORIAL HERMANN |  |  | PUMPINFUSION-ALARIS-Medley 8100 | [6 empty] | Verified as Rental |  |  | MHHS-Southwest
NO | YES |  |  |  | FFL1029 |  | CAREFUSION | 8100M |  |  | Rental | MHHS-Southwest |  |  |  | FFL1029 |  | Southwest |  | Rental | [7 empty] | PUMPINFUSION-ALARIS-Medley 8100 |  | MEDLEY PUMP MODULE LVP *MEMORIAL HERMANN |  |  | PUMPINFUSION-ALARIS-Medley 8100 | [6 empty] | Verified as Rental |  |  | MHHS-Southwest
NO | YES |  |  |  | FFL1042 |  | CAREFUSION | 8100M |  |  | Rental | MHHS-Southwest |  |  |  | FFL1042 |  | Southwest |  | Rental | [7 empty] | PUMPINFUSION-ALARIS-Medley 8100 |  | MEDLEY PUMP MODULE LVP *MEMORIAL HERMANN |  |  | PUMPINFUSION-ALARIS-Medley 8100 | [6 empty] | Verified as Rental |  |  | MHHS-Southwest
NO | YES |  |  |  | FFL1048 |  | CAREFUSION | 8100M |  |  | Rental | MHHS-Southwest |  |  |  | FFL1048 |  | Southwest |  | Rental | [7 empty] | PUMPINFUSION-ALARIS-Medley 8100 |  | MEDLEY PUMP MODULE LVP *MEMORIAL HERMANN |  |  | PUMPINFUSION-ALARIS-Medley 8100 | [6 empty] | Verified as Rental |  |  | MHHS-Southwest
NO | YES |  |  |  | FFL1056 |  | CAREFUSION | 8100M |  |  | Rental | MHHS-Southwest |  |  |  | FFL1056 |  | Southwest |  | Rental | [7 empty] | PUMPINFUSION-ALARIS-Medley 8100 |  | MEDLEY PUMP MODULE LVP *MEMORIAL HERMANN |  |  | PUMPINFUSION-ALARIS-Medley 8100 | [6 empty] | Verified as Rental |  |  | MHHS-Southwest
NO | YES |  |  |  | FFL1061 |  | CAREFUSION | 8100M |  |  | Rental | MHHS-Southwest |  |  |  | FFL1061 |  | Southwest |  | Rental | [7 empty] | PUMPINFUSION-ALARIS-Medley 8100 |  | MEDLEY PUMP MODULE LVP *MEMORIAL HERMANN |  |  | PUMPINFUSION-ALARIS-Medley 8100 | [6 empty] | Verified as Rental |  |  | MHHS-Southwest
NO | YES |  |  |  | FFL1127 |  | CAREFUSION | 8100M |  |  | Rental | MHHS-Southwest |  |  |  | FFL1127 |  | Southwest |  | Rental | [7 empty] | PUMPINFUSION-ALARIS-Medley 8100 |  | MEDLEY PUMP MODULE LVP *MEMORIAL HERMANN |  |  | PUMPINFUSION-ALARIS-Medley 8100 | [6 empty] | Verified as Rental |  |  | MHHS-Southwest
NO | YES |  |  |  | FFL1147 |  | CAREFUSION | 8100M |  |  | Rental | MHHS-Southwest |  |  |  | FFL1147 |  | Southwest |  | Rental | [7 empty] | PUMPINFUSION-ALARIS-Medley 8100 |  | MEDLEY PUMP MODULE LVP *MEMORIAL HERMANN |  |  | PUMPINFUSION-ALARIS-Medley 8100 | [6 empty] | Verified as Rental |  |  | MHHS-Southwest
NO | YES |  |  |  | FFL1148 |  | CAREFUSION | 8100M |  |  | Rental | MHHS-Southwest |  |  |  | FFL1148 |  | Southwest |  | Rental | [7 empty] | PUMPINFUSION-ALARIS-Medley 8100 |  | MEDLEY PUMP MODULE LVP *MEMORIAL HERMANN |  |  | PUMPINFUSION-ALARIS-Medley 8100 | [6 empty] | Verified as Rental |  |  | MHHS-Southwest
NO | YES |  |  |  | FFL1149 |  | CAREFUSION | 8100M |  |  | Rental | MHHS-Southwest |  |  |  | FFL1149 |  | Southwest |  | Rental | [7 empty] | PUMPINFUSION-ALARIS-Medley 8100 |  | MEDLEY PUMP MODULE LVP *MEMORIAL HERMANN |  |  | PUMPINFUSION-ALARIS-Medley 8100 | [6 empty] | Verified as Rental |  |  | MHHS-Southwest
NO | YES |  |  |  | FFL1154 |  | CAREFUSION | 8100M |  |  | Rental | MHHS-Southwest |  |  |  | FFL1154 |  | Southwest |  | Rental | [7 empty] | PUMPINFUSION-ALARIS-Medley 8100 |  | MEDLEY PUMP MODULE LVP *MEMORIAL HERMANN |  |  | PUMPINFUSION-ALARIS-Medley 8100 | [6 empty] | Verified as Rental |  |  | MHHS-Southwest
NO | YES |  |  |  | FFL1213 |  | CAREFUSION | 8100M |  |  | Rental | MHHS-Southwest |  |  |  | FFL1213 |  | Southwest |  | Rental | [7 empty] | PUMPINFUSION-ALARIS-Medley 8100 |  | MEDLEY PUMP MODULE LVP *MEMORIAL HERMANN |  |  | PUMPINFUSION-ALARIS-Medley 8100 | [6 empty] | Verified as Rental |  |  | MHHS-Southwest
NO | YES |  |  |  | FFL1239 |  | CAREFUSION | 8100M |  |  | Rental | MHHS-Southwest |  |  |  | FFL1239 |  | Southwest |  | Rental | [7 empty] | PUMPINFUSION-ALARIS-Medley 8100 |  | MEDLEY PUMP MODULE LVP *MEMORIAL HERMANN |  |  | PUMPINFUSION-ALARIS-Medley 8100 | [6 empty] | Verified as Rental |  |  | MHHS-Southwest
NO | YES |  |  |  | FFL1242 |  | CAREFUSION | 8100M |  |  | Rental | MHHS-Southwest |  |  |  | FFL1242 |  | Southwest |  | Rental | [7 empty] | PUMPINFUSION-ALARIS-Medley 8100 |  | MEDLEY PUMP MODULE LVP *MEMORIAL HERMANN |  |  | PUMPINFUSION-ALARIS-Medley 8100 | [6 empty] | Verified as Rental |  |  | MHHS-Southwest
NO | YES |  |  |  | FFL1258 |  | CAREFUSION | 8100M |  |  | Rental | MHHS-Southwest |  |  |  | FFL1258 |  | Southwest |  | Rental | [7 empty] | PUMPINFUSION-ALARIS-Medley 8100 |  | MEDLEY PUMP MODULE LVP *MEMORIAL HERMANN |  |  | PUMPINFUSION-ALARIS-Medley 8100 | [6 empty] | Verified as Rental |  |  | MHHS-Southwest
NO | YES |  |  |  | FFL1269 |  | CAREFUSION | 8100M |  |  | Rental | MHHS-Southwest |  |  |  | FFL1269 |  | Southwest |  | Rental | [7 empty] | PUMPINFUSION-ALARIS-Medley 8100 |  | MEDLEY PUMP MODULE LVP *MEMORIAL HERMANN |  |  | PUMPINFUSION-ALARIS-Medley 8100 | [6 empty] | Verified as Rental |  |  | MHHS-Southwest
NO | YES |  |  |  | FFL1282 |  | CAREFUSION | 8100M |  |  | Rental | MHHS-Southwest |  |  |  | FFL1282 |  | Southwest |  | Rental | [7 empty] | PUMPINFUSION-ALARIS-Medley 8100 |  | MEDLEY PUMP MODULE LVP *MEMORIAL HERMANN |  |  | PUMPINFUSION-ALARIS-Medley 8100 | [6 empty] | Verified as Rental |  |  | MHHS-Southwest
NO | YES |  |  |  | FFL1283 |  | CAREFUSION | 8100M |  |  | Rental | MHHS-Southwest |  |  |  | FFL1283 |  | Southwest |  | Rental | [7 empty] | PUMPINFUSION-ALARIS-Medley 8100 |  | MEDLEY PUMP MODULE LVP *MEMORIAL HERMANN |  |  | PUMPINFUSION-ALARIS-Medley 8100 | [6 empty] | Verified as Rental |  |  | MHHS-Southwest
NO | YES |  |  |  | FFL1326 |  | CAREFUSION | 8100M |  |  | Rental | MHHS-Southwest |  |  |  | FFL1326 |  | Southwest |  | Rental | [7 empty] | PUMPINFUSION-ALARIS-Medley 8100 |  | MEDLEY PUMP MODULE LVP *MEMORIAL HERMANN |  |  | PUMPINFUSION-ALARIS-Medley 8100 | [6 empty] | Verified as Rental |  |  | MHHS-Southwest
NO | YES |  |  |  | FFL1336 |  | CAREFUSION | 8100M |  |  | Rental | MHHS-Southwest |  |  |  | FFL1336 |  | Southwest |  | Rental | [7 empty] | PUMPINFUSION-ALARIS-Medley 8100 |  | MEDLEY PUMP MODULE LVP *MEMORIAL HERMANN |  |  | PUMPINFUSION-ALARIS-Medley 8100 | [6 empty] | Verified as Rental |  |  | MHHS-Southwest
NO | YES |  |  |  | FFL1347 |  | CAREFUSION | 8100M |  |  | Rental | MHHS-Southwest |  |  |  | FFL1347 |  | Southwest |  | Rental | [7 empty] | PUMPINFUSION-ALARIS-Medley 8100 |  | MEDLEY PUMP MODULE LVP *MEMORIAL HERMANN |  |  | PUMPINFUSION-ALARIS-Medley 8100 | [6 empty] | Verified as Rental |  |  | MHHS-Southwest
NO | YES |  |  |  | FFL1368 |  | CAREFUSION | 8100M |  |  | Rental | MHHS-Southwest |  |  |  | FFL1368 |  | Southwest |  | Rental | [7 empty] | PUMPINFUSION-ALARIS-Medley 8100 |  | MEDLEY PUMP MODULE LVP *MEMORIAL HERMANN |  |  | PUMPINFUSION-ALARIS-Medley 8100 | [6 empty] | Verified as Rental |  |  | MHHS-Southwest
NO | YES |  |  |  | FFL1371 |  | CAREFUSION | 8100M |  |  | Rental | MHHS-Southwest |  |  |  | FFL1371 |  | Southwest |  | Rental | [7 empty] | PUMPINFUSION-ALARIS-Medley 8100 |  | MEDLEY PUMP MODULE LVP *MEMORIAL HERMANN |  |  | PUMPINFUSION-ALARIS-Medley 8100 | [6 empty] | Verified as Rental |  |  | MHHS-Southwest
NO | YES |  |  |  | FFL1377 |  | CAREFUSION | 8100M |  |  | Rental | MHHS-Southwest |  |  |  | FFL1377 |  | Southwest |  | Rental | [7 empty] | PUMPINFUSION-ALARIS-Medley 8100 |  | MEDLEY PUMP MODULE LVP *MEMORIAL HERMANN |  |  | PUMPINFUSION-ALARIS-Medley 8100 | [6 empty] | Verified as Rental |  |  | MHHS-Southwest
NO | YES |  |  |  | FFL1384 |  | CAREFUSION | 8100M |  |  | Rental | MHHS-Southwest |  |  |  | FFL1384 |  | Southwest |  | Rental | [7 empty] | PUMPINFUSION-ALARIS-Medley 8100 |  | MEDLEY PUMP MODULE LVP *MEMORIAL HERMANN |  |  | PUMPINFUSION-ALARIS-Medley 8100 | [6 empty] | Verified as Rental |  |  | MHHS-Southwest
NO | YES |  |  |  | FFL1395 |  | CAREFUSION | 8100M |  |  | Rental | MHHS-Southwest |  |  |  | FFL1395 |  | Southwest |  | Rental | [7 empty] | PUMPINFUSION-ALARIS-Medley 8100 |  | MEDLEY PUMP MODULE LVP *MEMORIAL HERMANN |  |  | PUMPINFUSION-ALARIS-Medley 8100 | [6 empty] | Verified as Rental |  |  | MHHS-Southwest
NO | YES |  |  |  | FFL1401 |  | CAREFUSION | 8100M |  |  | Rental | MHHS-Southwest |  |  |  | FFL1401 |  | Southwest |  | Rental | [7 empty] | PUMPINFUSION-ALARIS-Medley 8100 |  | MEDLEY PUMP MODULE LVP *MEMORIAL HERMANN |  |  | PUMPINFUSION-ALARIS-Medley 8100 | [6 empty] | Verified as Rental |  |  | MHHS-Southwest
NO | YES |  |  |  | FFL1422 |  | CAREFUSION | 8100M |  |  | Rental | MHHS-Southwest |  |  |  | FFL1422 |  | Southwest |  | Rental | [7 empty] | PUMPINFUSION-ALARIS-Medley 8100 |  | MEDLEY PUMP MODULE LVP *MEMORIAL HERMANN |  |  | PUMPINFUSION-ALARIS-Medley 8100 | [6 empty] | Verified as Rental |  |  | MHHS-Southwest
NO | YES |  |  |  | FFL1452 |  | CAREFUSION | 8100M |  |  | Rental | MHHS-Southwest |  |  |  | FFL1452 |  | Southwest |  | Rental | [7 empty] | PUMPINFUSION-ALARIS-Medley 8100 |  | MEDLEY PUMP MODULE LVP *MEMORIAL HERMANN |  |  | PUMPINFUSION-ALARIS-Medley 8100 | [6 empty] | Verified as Rental |  |  | MHHS-Southwest
NO | YES |  |  |  | FFL1475 |  | CAREFUSION | 8100M |  |  | Rental | MHHS-Southwest |  |  |  | FFL1475 |  | Southwest |  | Rental | [7 empty] | PUMPINFUSION-ALARIS-Medley 8100 |  | MEDLEY PUMP MODULE LVP *MEMORIAL HERMANN |  |  | PUMPINFUSION-ALARIS-Medley 8100 | [6 empty] | Verified as Rental |  |  | MHHS-Southwest
NO | YES |  |  |  | FFL1477 |  | CAREFUSION | 8100M |  |  | Rental | MHHS-Southwest |  |  |  | FFL1477 |  | Southwest |  | Rental | [7 empty] | PUMPINFUSION-ALARIS-Medley 8100 |  | MEDLEY PUMP MODULE LVP *MEMORIAL HERMANN |  |  | PUMPINFUSION-ALARIS-Medley 8100 | [6 empty] | Verified as Rental |  |  | MHHS-Southwest
NO | YES |  |  |  | FFL1500 |  | CAREFUSION | 8100M |  |  | Rental | MHHS-Southwest |  |  |  | FFL1500 |  | Southwest |  | Rental | [7 empty] | PUMPINFUSION-ALARIS-Medley 8100 |  | MEDLEY PUMP MODULE LVP *MEMORIAL HERMANN |  |  | PUMPINFUSION-ALARIS-Medley 8100 | [6 empty] | Verified as Rental |  |  | MHHS-Southwest
NO | YES |  |  |  | FFL1514 |  | CAREFUSION | 8100M |  |  | Rental | MHHS-Southwest |  |  |  | FFL1514 |  | Southwest |  | Rental | [7 empty] | PUMPINFUSION-ALARIS-Medley 8100 |  | MEDLEY PUMP MODULE LVP *MEMORIAL HERMANN |  |  | PUMPINFUSION-ALARIS-Medley 8100 | [6 empty] | Verified as Rental |  |  | MHHS-Southwest
NO | YES |  |  |  | FFL1515 |  | CAREFUSION | 8100M |  |  | Rental | MHHS-Southwest |  |  |  | FFL1515 |  | Southwest |  | Rental | [7 empty] | PUMPINFUSION-ALARIS-Medley 8100 |  | MEDLEY PUMP MODULE LVP *MEMORIAL HERMANN |  |  | PUMPINFUSION-ALARIS-Medley 8100 | [6 empty] | Verified as Rental |  |  | MHHS-Southwest
NO | YES |  |  |  | FFL1517 |  | CAREFUSION | 8100M |  |  | Rental | MHHS-Southwest |  |  |  | FFL1517 |  | Southwest |  | Rental | [7 empty] | PUMPINFUSION-ALARIS-Medley 8100 |  | MEDLEY PUMP MODULE LVP *MEMORIAL HERMANN |  |  | PUMPINFUSION-ALARIS-Medley 8100 | [6 empty] | Verified as Rental |  |  | MHHS-Southwest
NO | YES |  |  |  | FFL1528 |  | CAREFUSION | 8100M |  |  | Rental | MHHS-Southwest |  |  |  | FFL1528 |  | Southwest |  | Rental | [7 empty] | PUMPINFUSION-ALARIS-Medley 8100 |  | MEDLEY PUMP MODULE LVP *MEMORIAL HERMANN |  |  | PUMPINFUSION-ALARIS-Medley 8100 | [6 empty] | Verified as Rental |  |  | MHHS-Southwest
NO | YES |  |  |  | FFL1530 |  | CAREFUSION | 8100M |  |  | Rental | MHHS-Southwest |  |  |  | FFL1530 |  | Southwest |  | Rental | [7 empty] | PUMPINFUSION-ALARIS-Medley 8100 |  | MEDLEY PUMP MODULE LVP *MEMORIAL HERMANN |  |  | PUMPINFUSION-ALARIS-Medley 8100 | [6 empty] | Verified as Rental |  |  | MHHS-Southwest
NO | YES |  |  |  | FFL1558 |  | CAREFUSION | 8100M |  |  | Rental | MHHS-Southwest |  |  |  | FFL1558 |  | Southwest |  | Rental | [7 empty] | PUMPINFUSION-ALARIS-Medley 8100 |  | MEDLEY PUMP MODULE LVP *MEMORIAL HERMANN |  |  | PUMPINFUSION-ALARIS-Medley 8100 | [6 empty] | Verified as Rental |  |  | MHHS-Southwest
NO | YES |  |  |  | FFL1575 |  | CAREFUSION | 8100M |  |  | Rental | MHHS-Southwest |  |  |  | FFL1575 |  | Southwest |  | Rental | [7 empty] | PUMPINFUSION-ALARIS-Medley 8100 |  | MEDLEY PUMP MODULE LVP *MEMORIAL HERMANN |  |  | PUMPINFUSION-ALARIS-Medley 8100 | [6 empty] | Verified as Rental |  |  | MHHS-Southwest
NO | YES |  |  |  | FFL1610 |  | CAREFUSION | 8100M |  |  | Rental | MHHS-Southwest |  |  |  | FFL1610 |  | Southwest |  | Rental | [7 empty] | PUMPINFUSION-ALARIS-Medley 8100 |  | MEDLEY PUMP MODULE LVP *MEMORIAL HERMANN |  |  | PUMPINFUSION-ALARIS-Medley 8100 | [6 empty] | Verified as Rental |  |  | MHHS-Southwest
NO | YES |  |  |  | FFL1637 |  | CAREFUSION | 8100M |  |  | Rental | MHHS-Southwest |  |  |  | FFL1637 |  | Southwest |  | Rental | [7 empty] | PUMPINFUSION-ALARIS-Medley 8100 |  | MEDLEY PUMP MODULE LVP *MEMORIAL HERMANN |  |  | PUMPINFUSION-ALARIS-Medley 8100 | [6 empty] | Verified as Rental |  |  | MHHS-Southwest
NO | YES |  |  |  | FFL1638 |  | CAREFUSION | 8100M |  |  | Rental | MHHS-Southwest |  |  |  | FFL1638 |  | Southwest |  | Rental | [7 empty] | PUMPINFUSION-ALARIS-Medley 8100 |  | MEDLEY PUMP MODULE LVP *MEMORIAL HERMANN |  |  | PUMPINFUSION-ALARIS-Medley 8100 | [6 empty] | Verified as Rental |  |  | MHHS-Southwest
NO | YES |  |  |  | FFL1646 |  | CAREFUSION | 8100M |  |  | Rental | MHHS-Southwest |  |  |  | FFL1646 |  | Southwest |  | Rental | [7 empty] | PUMPINFUSION-ALARIS-Medley 8100 |  | MEDLEY PUMP MODULE LVP *MEMORIAL HERMANN |  |  | PUMPINFUSION-ALARIS-Medley 8100 | [6 empty] | Verified as Rental |  |  | MHHS-Southwest
NO | YES |  |  |  | FFL1647 |  | CAREFUSION | 8100M |  |  | Rental | MHHS-Southwest |  |  |  | FFL1647 |  | Southwest |  | Rental | [7 empty] | PUMPINFUSION-ALARIS-Medley 8100 |  | MEDLEY PUMP MODULE LVP *MEMORIAL HERMANN |  |  | PUMPINFUSION-ALARIS-Medley 8100 | [6 empty] | Verified as Rental |  |  | MHHS-Southwest
NO | YES |  |  |  | FFL1664 |  | CAREFUSION | 8100M |  |  | Rental | MHHS-Southwest |  |  |  | FFL1664 |  | Southwest |  | Rental | [7 empty] | PUMPINFUSION-ALARIS-Medley 8100 |  | MEDLEY PUMP MODULE LVP *MEMORIAL HERMANN |  |  | PUMPINFUSION-ALARIS-Medley 8100 | [6 empty] | Verified as Rental |  |  | MHHS-Southwest
NO | YES |  |  |  | FFL1667 |  | CAREFUSION | 8100M |  |  | Rental | MHHS-Southwest |  |  |  | FFL1667 |  | Southwest |  | Rental | [7 empty] | PUMPINFUSION-ALARIS-Medley 8100 |  | MEDLEY PUMP MODULE LVP *MEMORIAL HERMANN |  |  | PUMPINFUSION-ALARIS-Medley 8100 | [6 empty] | Verified as Rental |  |  | MHHS-Southwest
NO | YES |  |  |  | FFL1672 |  | CAREFUSION | 8100M |  |  | Rental | MHHS-Southwest |  |  |  | FFL1672 |  | Southwest |  | Rental | [7 empty] | PUMPINFUSION-ALARIS-Medley 8100 |  | MEDLEY PUMP MODULE LVP *MEMORIAL HERMANN |  |  | PUMPINFUSION-ALARIS-Medley 8100 | [6 empty] | Verified as Rental |  |  | MHHS-Southwest
NO | YES |  |  |  | FFL1681 |  | CAREFUSION | 8100M |  |  | Rental | MHHS-Southwest |  |  |  | FFL1681 |  | Southwest |  | Rental | [7 empty] | PUMPINFUSION-ALARIS-Medley 8100 |  | MEDLEY PUMP MODULE LVP *MEMORIAL HERMANN |  |  | PUMPINFUSION-ALARIS-Medley 8100 | [6 empty] | Verified as Rental |  |  | MHHS-Southwest
NO | YES |  |  |  | FFL1682 |  | CAREFUSION | 8100M |  |  | Rental | MHHS-Southwest |  |  |  | FFL1682 |  | Southwest |  | Rental | [7 empty] | PUMPINFUSION-ALARIS-Medley 8100 |  | MEDLEY PUMP MODULE LVP *MEMORIAL HERMANN |  |  | PUMPINFUSION-ALARIS-Medley 8100 | [6 empty] | Verified as Rental |  |  | MHHS-Southwest
NO | YES |  |  |  | FFL1692 |  | CAREFUSION | 8100M |  |  | Rental | MHHS-Southwest |  |  |  | FFL1692 |  | Southwest |  | Rental | [7 empty] | PUMPINFUSION-ALARIS-Medley 8100 |  | MEDLEY PUMP MODULE LVP *MEMORIAL HERMANN |  |  | PUMPINFUSION-ALARIS-Medley 8100 | [6 empty] | Verified as Rental |  |  | MHHS-Southwest
NO | YES |  |  |  | FFL1693 |  | CAREFUSION | 8100M |  |  | Rental | MHHS-Southwest |  |  |  | FFL1693 |  | Southwest |  | Rental | [7 empty] | PUMPINFUSION-ALARIS-Medley 8100 |  | MEDLEY PUMP MODULE LVP *MEMORIAL HERMANN |  |  | PUMPINFUSION-ALARIS-Medley 8100 | [6 empty] | Verified as Rental |  |  | MHHS-Southwest
NO | YES |  |  |  | FFL1703 |  | CAREFUSION | 8100M |  |  | Rental | MHHS-Southwest |  |  |  | FFL1703 |  | Southwest |  | Rental | [7 empty] | PUMPINFUSION-ALARIS-Medley 8100 |  | MEDLEY PUMP MODULE LVP *MEMORIAL HERMANN |  |  | PUMPINFUSION-ALARIS-Medley 8100 | [6 empty] | Verified as Rental |  |  | MHHS-Southwest
NO | YES |  |  |  | FFL1706 |  | CAREFUSION | 8100M |  |  | Rental | MHHS-Southwest |  |  |  | FFL1706 |  | Southwest |  | Rental | [7 empty] | PUMPINFUSION-ALARIS-Medley 8100 |  | MEDLEY PUMP MODULE LVP *MEMORIAL HERMANN |  |  | PUMPINFUSION-ALARIS-Medley 8100 | [6 empty] | Verified as Rental |  |  | MHHS-Southwest
NO | YES |  |  |  | FFL1711 |  | CAREFUSION | 8100M |  |  | Rental | MHHS-Southwest |  |  |  | FFL1711 |  | Southwest |  | Rental | [7 empty] | PUMPINFUSION-ALARIS-Medley 8100 |  | MEDLEY PUMP MODULE LVP *MEMORIAL HERMANN |  |  | PUMPINFUSION-ALARIS-Medley 8100 | [6 empty] | Verified as Rental |  |  | MHHS-Southwest
NO | YES |  |  |  | FFL1720 |  | CAREFUSION | 8100M |  |  | Rental | MHHS-Southwest |  |  |  | FFL1720 |  | Southwest |  | Rental | [7 empty] | PUMPINFUSION-ALARIS-Medley 8100 |  | MEDLEY PUMP MODULE LVP *MEMORIAL HERMANN |  |  | PUMPINFUSION-ALARIS-Medley 8100 | [6 empty] | Verified as Rental |  |  | MHHS-Southwest
NO | YES |  |  |  | FFL1722 |  | CAREFUSION | 8100M |  |  | Rental | MHHS-Southwest |  |  |  | FFL1722 |  | Southwest |  | Rental | [7 empty] | PUMPINFUSION-ALARIS-Medley 8100 |  | MEDLEY PUMP MODULE LVP *MEMORIAL HERMANN |  |  | PUMPINFUSION-ALARIS-Medley 8100 | [6 empty] | Verified as Rental |  |  | MHHS-Southwest
NO | YES |  |  |  | FFL1736 |  | CAREFUSION | 8100M |  |  | Rental | MHHS-Southwest |  |  |  | FFL1736 |  | Southwest |  | Rental | [7 empty] | PUMPINFUSION-ALARIS-Medley 8100 |  | MEDLEY PUMP MODULE LVP *MEMORIAL HERMANN |  |  | PUMPINFUSION-ALARIS-Medley 8100 | [6 empty] | Verified as Rental |  |  | MHHS-Southwest
NO | YES |  |  |  | FFL1749 |  | CAREFUSION | 8100M |  |  | Rental | MHHS-Southwest |  |  |  | FFL1749 |  | Southwest |  | Rental | [7 empty] | PUMPINFUSION-ALARIS-Medley 8100 |  | MEDLEY PUMP MODULE LVP *MEMORIAL HERMANN |  |  | PUMPINFUSION-ALARIS-Medley 8100 | [6 empty] | Verified as Rental |  |  | MHHS-Southwest
NO | YES |  |  |  | FFL1754 |  | CAREFUSION | 8100M |  |  | Rental | MHHS-Southwest |  |  |  | FFL1754 |  | Southwest |  | Rental | [7 empty] | PUMPINFUSION-ALARIS-Medley 8100 |  | MEDLEY PUMP MODULE LVP *MEMORIAL HERMANN |  |  | PUMPINFUSION-ALARIS-Medley 8100 | [6 empty] | Verified as Rental |  |  | MHHS-Southwest
NO | YES |  |  |  | FFL1760 |  | CAREFUSION | 8100M |  |  | Rental | MHHS-Southwest |  |  |  | FFL1760 |  | Southwest |  | Rental | [7 empty] | PUMPINFUSION-ALARIS-Medley 8100 |  | MEDLEY PUMP MODULE LVP *MEMORIAL HERMANN |  |  | PUMPINFUSION-ALARIS-Medley 8100 | [6 empty] | Verified as Rental |  |  | MHHS-Southwest
NO | YES |  |  |  | FFL1766 |  | CAREFUSION | 8100M |  |  | Rental | MHHS-Southwest |  |  |  | FFL1766 |  | Southwest |  | Rental | [7 empty] | PUMPINFUSION-ALARIS-Medley 8100 |  | MEDLEY PUMP MODULE LVP *MEMORIAL HERMANN |  |  | PUMPINFUSION-ALARIS-Medley 8100 | [6 empty] | Verified as Rental |  |  | MHHS-Southwest
NO | YES |  |  |  | FFL1767 |  | CAREFUSION | 8100M |  |  | Rental | MHHS-Southwest |  |  |  | FFL1767 |  | Southwest |  | Rental | [7 empty] | PUMPINFUSION-ALARIS-Medley 8100 |  | MEDLEY PUMP MODULE LVP *MEMORIAL HERMANN |  |  | PUMPINFUSION-ALARIS-Medley 8100 | [6 empty] | Verified as Rental |  |  | MHHS-Southwest
NO | YES |  |  |  | FFL1773 |  | CAREFUSION | 8100M |  |  | Rental | MHHS-Southwest |  |  |  | FFL1773 |  | Southwest |  | Rental | [7 empty] | PUMPINFUSION-ALARIS-Medley 8100 |  | MEDLEY PUMP MODULE LVP *MEMORIAL HERMANN |  |  | PUMPINFUSION-ALARIS-Medley 8100 | [6 empty] | Verified as Rental |  |  | MHHS-Southwest
NO | YES |  |  |  | FFL1778 |  | CAREFUSION | 8100M |  |  | Rental | MHHS-Southwest |  |  |  | FFL1778 |  | Southwest |  | Rental | [7 empty] | PUMPINFUSION-ALARIS-Medley 8100 |  | MEDLEY PUMP MODULE LVP *MEMORIAL HERMANN |  |  | PUMPINFUSION-ALARIS-Medley 8100 | [6 empty] | Verified as Rental |  |  | MHHS-Southwest
NO | YES |  |  |  | FFL1803 |  | CAREFUSION | 8100M |  |  | Rental | MHHS-Southwest |  |  |  | FFL1803 |  | Southwest |  | Rental | [7 empty] | PUMPINFUSION-ALARIS-Medley 8100 |  | MEDLEY PUMP MODULE LVP *MEMORIAL HERMANN |  |  | PUMPINFUSION-ALARIS-Medley 8100 | [6 empty] | Verified as Rental |  |  | MHHS-Southwest
NO | YES |  |  |  | FFL1820 |  | CAREFUSION | 8100M |  |  | Rental | MHHS-Southwest |  |  |  | FFL1820 |  | Southwest |  | Rental | [7 empty] | PUMPINFUSION-ALARIS-Medley 8100 |  | MEDLEY PUMP MODULE LVP *MEMORIAL HERMANN |  |  | PUMPINFUSION-ALARIS-Medley 8100 | [6 empty] | Verified as Rental |  |  | MHHS-Southwest
NO | YES |  |  |  | FFL1821 |  | CAREFUSION | 8100M |  |  | Rental | MHHS-Southwest |  |  |  | FFL1821 |  | Southwest |  | Rental | [7 empty] | PUMPINFUSION-ALARIS-Medley 8100 |  | MEDLEY PUMP MODULE LVP *MEMORIAL HERMANN |  |  | PUMPINFUSION-ALARIS-Medley 8100 | [6 empty] | Verified as Rental |  |  | MHHS-Southwest
NO | YES |  |  |  | FFL1823 |  | CAREFUSION | 8100M |  |  | Rental | MHHS-Southwest |  |  |  | FFL1823 |  | Southwest |  | Rental | [7 empty] | PUMPINFUSION-ALARIS-Medley 8100 |  | MEDLEY PUMP MODULE LVP *MEMORIAL HERMANN |  |  | PUMPINFUSION-ALARIS-Medley 8100 | [6 empty] | Verified as Rental |  |  | MHHS-Southwest
NO | YES |  |  |  | FFL1843 |  | CAREFUSION | 8100M |  |  | Rental | MHHS-Southwest |  |  |  | FFL1843 |  | Southwest |  | Rental | [7 empty] | PUMPINFUSION-ALARIS-Medley 8100 |  | MEDLEY PUMP MODULE LVP *MEMORIAL HERMANN |  |  | PUMPINFUSION-ALARIS-Medley 8100 | [6 empty] | Verified as Rental |  |  | MHHS-Southwest
NO | YES |  |  |  | FFL1876 |  | CAREFUSION | 8100M |  |  | Rental | MHHS-Southwest |  |  |  | FFL1876 |  | Southwest |  | Rental | [7 empty] | PUMPINFUSION-ALARIS-Medley 8100 |  | MEDLEY PUMP MODULE LVP *MEMORIAL HERMANN |  |  | PUMPINFUSION-ALARIS-Medley 8100 | [6 empty] | Verified as Rental |  |  | MHHS-Southwest
NO | YES |  |  |  | FFL1891 |  | CAREFUSION | 8100M |  |  | Rental | MHHS-Southwest |  |  |  | FFL1891 |  | Southwest |  | Rental | [7 empty] | PUMPINFUSION-ALARIS-Medley 8100 |  | MEDLEY PUMP MODULE LVP *MEMORIAL HERMANN |  |  | PUMPINFUSION-ALARIS-Medley 8100 | [6 empty] | Verified as Rental |  |  | MHHS-Southwest
NO | YES |  |  |  | FFL1934 |  | CAREFUSION | 8100M |  |  | Rental | MHHS-Southwest |  |  |  | FFL1934 |  | Southwest |  | Rental | [7 empty] | PUMPINFUSION-ALARIS-Medley 8100 |  | MEDLEY PUMP MODULE LVP *MEMORIAL HERMANN |  |  | PUMPINFUSION-ALARIS-Medley 8100 | [6 empty] | Verified as Rental |  |  | MHHS-Southwest
NO | YES |  |  |  | FFL1945 |  | CAREFUSION | 8100M |  |  | Rental | MHHS-Southwest |  |  |  | FFL1945 |  | Southwest |  | Rental | [7 empty] | PUMPINFUSION-ALARIS-Medley 8100 |  | MEDLEY PUMP MODULE LVP *MEMORIAL HERMANN |  |  | PUMPINFUSION-ALARIS-Medley 8100 | [6 empty] | Verified as Rental |  |  | MHHS-Southwest
NO | YES |  |  |  | FFL1972 |  | CAREFUSION | 8100M |  |  | Rental | MHHS-Southwest |  |  |  | FFL1972 |  | Southwest |  | Rental | [7 empty] | PUMPINFUSION-ALARIS-Medley 8100 |  | MEDLEY PUMP MODULE LVP *MEMORIAL HERMANN |  |  | PUMPINFUSION-ALARIS-Medley 8100 | [6 empty] | Verified as Rental |  |  | MHHS-Southwest
NO | YES |  |  |  | FFL1976 |  | CAREFUSION | 8100M |  |  | Rental | MHHS-Southwest |  |  |  | FFL1976 |  | Southwest |  | Rental | [7 empty] | PUMPINFUSION-ALARIS-Medley 8100 |  | MEDLEY PUMP MODULE LVP *MEMORIAL HERMANN |  |  | PUMPINFUSION-ALARIS-Medley 8100 | [6 empty] | Verified as Rental |  |  | MHHS-Southwest
NO | YES |  |  |  | FFL1980 |  | CAREFUSION | 8100M |  |  | Rental | MHHS-Southwest |  |  |  | FFL1980 |  | Southwest |  | Rental | [7 empty] | PUMPINFUSION-ALARIS-Medley 8100 |  | MEDLEY PUMP MODULE LVP *MEMORIAL HERMANN |  |  | PUMPINFUSION-ALARIS-Medley 8100 | [6 empty] | Verified as Rental |  |  | MHHS-Southwest
NO | YES |  |  |  | FFL1999 |  | CAREFUSION | 8100M |  |  | Rental | MHHS-Southwest |  |  |  | FFL1999 |  | Southwest |  | Rental | [7 empty] | PUMPINFUSION-ALARIS-Medley 8100 |  | MEDLEY PUMP MODULE LVP *MEMORIAL HERMANN |  |  | PUMPINFUSION-ALARIS-Medley 8100 | [6 empty] | Verified as Rental |  |  | MHHS-Southwest
NO | YES |  |  |  | FFL2007 |  | CAREFUSION | 8100M |  |  | Rental | MHHS-Southwest |  |  |  | FFL2007 |  | Southwest |  | Rental | [7 empty] | PUMPINFUSION-ALARIS-Medley 8100 |  | MEDLEY PUMP MODULE LVP *MEMORIAL HERMANN |  |  | PUMPINFUSION-ALARIS-Medley 8100 | [6 empty] | Verified as Rental |  |  | MHHS-Southwest
NO | YES |  |  |  | FFL2008 |  | CAREFUSION | 8100M |  |  | Rental | MHHS-Southwest |  |  |  | FFL2008 |  | Southwest |  | Rental | [7 empty] | PUMPINFUSION-ALARIS-Medley 8100 |  | MEDLEY PUMP MODULE LVP *MEMORIAL HERMANN |  |  | PUMPINFUSION-ALARIS-Medley 8100 | [6 empty] | Verified as Rental |  |  | MHHS-Southwest
NO | YES |  |  |  | FFL2014 |  | CAREFUSION | 8100M |  |  | Rental | MHHS-Southwest |  |  |  | FFL2014 |  | Southwest |  | Rental | [7 empty] | PUMPINFUSION-ALARIS-Medley 8100 |  | MEDLEY PUMP MODULE LVP *MEMORIAL HERMANN |  |  | PUMPINFUSION-ALARIS-Medley 8100 | [6 empty] | Verified as Rental |  |  | MHHS-Southwest
NO | YES |  |  |  | FFL2030 |  | CAREFUSION | 8100M |  |  | Rental | MHHS-Southwest |  |  |  | FFL2030 |  | Southwest |  | Rental | [7 empty] | PUMPINFUSION-ALARIS-Medley 8100 |  | MEDLEY PUMP MODULE LVP *MEMORIAL HERMANN |  |  | PUMPINFUSION-ALARIS-Medley 8100 | [6 empty] | Verified as Rental |  |  | MHHS-Southwest
NO | YES |  |  |  | FFL2043 |  | CAREFUSION | 8100M |  |  | Rental | MHHS-Southwest |  |  |  | FFL2043 |  | Southwest |  | Rental | [7 empty] | PUMPINFUSION-ALARIS-Medley 8100 |  | MEDLEY PUMP MODULE LVP *MEMORIAL HERMANN |  |  | PUMPINFUSION-ALARIS-Medley 8100 | [6 empty] | Verified as Rental |  |  | MHHS-Southwest
NO | YES |  |  |  | FFL2044 |  | CAREFUSION | 8100M |  |  | Rental | MHHS-Southwest |  |  |  | FFL2044 |  | Southwest |  | Rental | [7 empty] | PUMPINFUSION-ALARIS-Medley 8100 |  | MEDLEY PUMP MODULE LVP *MEMORIAL HERMANN |  |  | PUMPINFUSION-ALARIS-Medley 8100 | [6 empty] | Verified as Rental |  |  | MHHS-Southwest
NO | YES |  |  |  | FFL2054 |  | CAREFUSION | 8100M |  |  | Rental | MHHS-Southwest |  |  |  | FFL2054 |  | Southwest |  | Rental | [7 empty] | PUMPINFUSION-ALARIS-Medley 8100 |  | MEDLEY PUMP MODULE LVP *MEMORIAL HERMANN |  |  | PUMPINFUSION-ALARIS-Medley 8100 | [6 empty] | Verified as Rental |  |  | MHHS-Southwest
NO | YES |  |  |  | FFL2062 |  | CAREFUSION | 8100M |  |  | Rental | MHHS-Southwest |  |  |  | FFL2062 |  | Southwest |  | Rental | [7 empty] | PUMPINFUSION-ALARIS-Medley 8100 |  | MEDLEY PUMP MODULE LVP *MEMORIAL HERMANN |  |  | PUMPINFUSION-ALARIS-Medley 8100 | [6 empty] | Verified as Rental |  |  | MHHS-Southwest
NO | YES |  |  |  | FFL2091 |  | CAREFUSION | 8100M |  |  | Rental | MHHS-Southwest |  |  |  | FFL2091 |  | Southwest |  | Rental | [7 empty] | PUMPINFUSION-ALARIS-Medley 8100 |  | MEDLEY PUMP MODULE LVP *MEMORIAL HERMANN |  |  | PUMPINFUSION-ALARIS-Medley 8100 | [6 empty] | Verified as Rental |  |  | MHHS-Southwest
NO | YES |  |  |  | FFL2103 |  | CAREFUSION | 8100M |  |  | Rental | MHHS-Southwest |  |  |  | FFL2103 |  | Southwest |  | Rental | [7 empty] | PUMPINFUSION-ALARIS-Medley 8100 |  | MEDLEY PUMP MODULE LVP *MEMORIAL HERMANN |  |  | PUMPINFUSION-ALARIS-Medley 8100 | [6 empty] | Verified as Rental |  |  | MHHS-Southwest
NO | YES |  |  |  | FFL2115 |  | CAREFUSION | 8100M |  |  | Rental | MHHS-Southwest |  |  |  | FFL2115 |  | Southwest |  | Rental | [7 empty] | PUMPINFUSION-ALARIS-Medley 8100 |  | MEDLEY PUMP MODULE LVP *MEMORIAL HERMANN |  |  | PUMPINFUSION-ALARIS-Medley 8100 | [6 empty] | Verified as Rental |  |  | MHHS-Southwest
NO | YES |  |  |  | FFL2141 |  | CAREFUSION | 8100M |  |  | Rental | MHHS-Southwest |  |  |  | FFL2141 |  | Southwest |  | Rental | [7 empty] | PUMPINFUSION-ALARIS-Medley 8100 |  | MEDLEY PUMP MODULE LVP *MEMORIAL HERMANN |  |  | PUMPINFUSION-ALARIS-Medley 8100 | [6 empty] | Verified as Rental |  |  | MHHS-Southwest
NO | YES |  |  |  | FFL2145 |  | CAREFUSION | 8100M |  |  | Rental | MHHS-Southwest |  |  |  | FFL2145 |  | Southwest |  | Rental | [7 empty] | PUMPINFUSION-ALARIS-Medley 8100 |  | MEDLEY PUMP MODULE LVP *MEMORIAL HERMANN |  |  | PUMPINFUSION-ALARIS-Medley 8100 | [6 empty] | Verified as Rental |  |  | MHHS-Southwest
NO | YES |  |  |  | FFL2158 |  | CAREFUSION | 8100M |  |  | Rental | MHHS-Southwest |  |  |  | FFL2158 |  | Southwest |  | Rental | [7 empty] | PUMPINFUSION-ALARIS-Medley 8100 |  | MEDLEY PUMP MODULE LVP *MEMORIAL HERMANN |  |  | PUMPINFUSION-ALARIS-Medley 8100 | [6 empty] | Verified as Rental |  |  | MHHS-Southwest
NO | YES |  |  |  | FFL2201 |  | CAREFUSION | 8100M |  |  | Rental | MHHS-Southwest |  |  |  | FFL2201 |  | Southwest |  | Rental | [7 empty] | PUMPINFUSION-ALARIS-Medley 8100 |  | MEDLEY PUMP MODULE LVP *MEMORIAL HERMANN |  |  | PUMPINFUSION-ALARIS-Medley 8100 | [6 empty] | Verified as Rental |  |  | MHHS-Southwest
NO | YES |  |  |  | FFL2205 |  | CAREFUSION | 8100M |  |  | Rental | MHHS-Southwest |  |  |  | FFL2205 |  | Southwest |  | Rental | [7 empty] | PUMPINFUSION-ALARIS-Medley 8100 |  | MEDLEY PUMP MODULE LVP *MEMORIAL HERMANN |  |  | PUMPINFUSION-ALARIS-Medley 8100 | [6 empty] | Verified as Rental |  |  | MHHS-Southwest
NO | YES |  |  |  | FFL2206 |  | CAREFUSION | 8100M |  |  | Rental | MHHS-Southwest |  |  |  | FFL2206 |  | Southwest |  | Rental | [7 empty] | PUMPINFUSION-ALARIS-Medley 8100 |  | MEDLEY PUMP MODULE LVP *MEMORIAL HERMANN |  |  | PUMPINFUSION-ALARIS-Medley 8100 | [6 empty] | Verified as Rental |  |  | MHHS-Southwest
NO | YES |  |  |  | FFL2210 |  | CAREFUSION | 8100M |  |  | Rental | MHHS-Southwest |  |  |  | FFL2210 |  | Southwest |  | Rental | [7 empty] | PUMPINFUSION-ALARIS-Medley 8100 |  | MEDLEY PUMP MODULE LVP *MEMORIAL HERMANN |  |  | PUMPINFUSION-ALARIS-Medley 8100 | [6 empty] | Verified as Rental |  |  | MHHS-Southwest
NO | YES |  |  |  | FFL2223 |  | CAREFUSION | 8100M |  |  | Rental | MHHS-Southwest |  |  |  | FFL2223 |  | Southwest |  | Rental | [7 empty] | PUMPINFUSION-ALARIS-Medley 8100 |  | MEDLEY PUMP MODULE LVP *MEMORIAL HERMANN |  |  | PUMPINFUSION-ALARIS-Medley 8100 | [6 empty] | Verified as Rental |  |  | MHHS-Southwest
NO | YES |  |  |  | FFL2231 |  | CAREFUSION | 8100M |  |  | Rental | MHHS-Southwest |  |  |  | FFL2231 |  | Southwest |  | Rental | [7 empty] | PUMPINFUSION-ALARIS-Medley 8100 |  | MEDLEY PUMP MODULE LVP *MEMORIAL HERMANN |  |  | PUMPINFUSION-ALARIS-Medley 8100 | [6 empty] | Verified as Rental |  |  | MHHS-Southwest
NO | YES |  |  |  | FFL2235 |  | CAREFUSION | 8100M |  |  | Rental | MHHS-Southwest |  |  |  | FFL2235 |  | Southwest |  | Rental | [7 empty] | PUMPINFUSION-ALARIS-Medley 8100 |  | MEDLEY PUMP MODULE LVP *MEMORIAL HERMANN |  |  | PUMPINFUSION-ALARIS-Medley 8100 | [6 empty] | Verified as Rental |  |  | MHHS-Southwest
NO | YES |  |  |  | FFL2236 |  | CAREFUSION | 8100M |  |  | Rental | MHHS-Southwest |  |  |  | FFL2236 |  | Southwest |  | Rental | [7 empty] | PUMPINFUSION-ALARIS-Medley 8100 |  | MEDLEY PUMP MODULE LVP *MEMORIAL HERMANN |  |  | PUMPINFUSION-ALARIS-Medley 8100 | [6 empty] | Verified as Rental |  |  | MHHS-Southwest
NO | YES |  |  |  | FFL2256 |  | CAREFUSION | 8100M |  |  | Rental | MHHS-Southwest |  |  |  | FFL2256 |  | Southwest |  | Rental | [7 empty] | PUMPINFUSION-ALARIS-Medley 8100 |  | MEDLEY PUMP MODULE LVP *MEMORIAL HERMANN |  |  | PUMPINFUSION-ALARIS-Medley 8100 | [6 empty] | Verified as Rental |  |  | MHHS-Southwest
NO | YES |  |  |  | FFL2269 |  | CAREFUSION | 8100M |  |  | Rental | MHHS-Southwest |  |  |  | FFL2269 |  | Southwest |  | Rental | [7 empty] | PUMPINFUSION-ALARIS-Medley 8100 |  | MEDLEY PUMP MODULE LVP *MEMORIAL HERMANN |  |  | PUMPINFUSION-ALARIS-Medley 8100 | [6 empty] | Verified as Rental |  |  | MHHS-Southwest
NO | YES |  |  |  | FFL2284 |  | CAREFUSION | 8100M |  |  | Rental | MHHS-Southwest |  |  |  | FFL2284 |  | Southwest |  | Rental | [7 empty] | PUMPINFUSION-ALARIS-Medley 8100 |  | MEDLEY PUMP MODULE LVP *MEMORIAL HERMANN |  |  | PUMPINFUSION-ALARIS-Medley 8100 | [6 empty] | Verified as Rental |  |  | MHHS-Southwest
NO | YES |  |  |  | FFL2313 |  | CAREFUSION | 8100M |  |  | Rental | MHHS-Southwest |  |  |  | FFL2313 |  | Southwest |  | Rental | [7 empty] | PUMPINFUSION-ALARIS-Medley 8100 |  | MEDLEY PUMP MODULE LVP *MEMORIAL HERMANN |  |  | PUMPINFUSION-ALARIS-Medley 8100 | [6 empty] | Verified as Rental |  |  | MHHS-Southwest
NO | YES |  |  |  | FFL2335 |  | CAREFUSION | 8100M |  |  | Rental | MHHS-Southwest |  |  |  | FFL2335 |  | Southwest |  | Rental | [7 empty] | PUMPINFUSION-ALARIS-Medley 8100 |  | MEDLEY PUMP MODULE LVP *MEMORIAL HERMANN |  |  | PUMPINFUSION-ALARIS-Medley 8100 | [6 empty] | Verified as Rental |  |  | MHHS-Southwest
NO | YES |  |  |  | FFL2343 |  | CAREFUSION | 8100M |  |  | Rental | MHHS-Southwest |  |  |  | FFL2343 |  | Southwest |  | Rental | [7 empty] | PUMPINFUSION-ALARIS-Medley 8100 |  | MEDLEY PUMP MODULE LVP *MEMORIAL HERMANN |  |  | PUMPINFUSION-ALARIS-Medley 8100 | [6 empty] | Verified as Rental |  |  | MHHS-Southwest
NO | YES |  |  |  | FFL2349 |  | CAREFUSION | 8100M |  |  | Rental | MHHS-Southwest |  |  |  | FFL2349 |  | Southwest |  | Rental | [7 empty] | PUMPINFUSION-ALARIS-Medley 8100 |  | MEDLEY PUMP MODULE LVP *MEMORIAL HERMANN |  |  | PUMPINFUSION-ALARIS-Medley 8100 | [6 empty] | Verified as Rental |  |  | MHHS-Southwest
NO | YES |  |  |  | FFL2385 |  | CAREFUSION | 8100M |  |  | Rental | MHHS-Southwest |  |  |  | FFL2385 |  | Southwest |  | Rental | [7 empty] | PUMPINFUSION-ALARIS-Medley 8100 |  | MEDLEY PUMP MODULE LVP *MEMORIAL HERMANN |  |  | PUMPINFUSION-ALARIS-Medley 8100 | [6 empty] | Verified as Rental |  |  | MHHS-Southwest
NO | YES |  |  |  | FFL2392 |  | CAREFUSION | 8100M |  |  | Rental | MHHS-Southwest |  |  |  | FFL2392 |  | Southwest |  | Rental | [7 empty] | PUMPINFUSION-ALARIS-Medley 8100 |  | MEDLEY PUMP MODULE LVP *MEMORIAL HERMANN |  |  | PUMPINFUSION-ALARIS-Medley 8100 | [6 empty] | Verified as Rental |  |  | MHHS-Southwest
NO | YES |  |  |  | FFL2417 |  | CAREFUSION | 8100M |  |  | Rental | MHHS-Southwest |  |  |  | FFL2417 |  | Southwest |  | Rental | [7 empty] | PUMPINFUSION-ALARIS-Medley 8100 |  | MEDLEY PUMP MODULE LVP *MEMORIAL HERMANN |  |  | PUMPINFUSION-ALARIS-Medley 8100 | [6 empty] | Verified as Rental |  |  | MHHS-Southwest
NO | YES |  |  |  | FFL2425 |  | CAREFUSION | 8100M |  |  | Rental | MHHS-Southwest |  |  |  | FFL2425 |  | Southwest |  | Rental | [7 empty] | PUMPINFUSION-ALARIS-Medley 8100 |  | MEDLEY PUMP MODULE LVP *MEMORIAL HERMANN |  |  | PUMPINFUSION-ALARIS-Medley 8100 | [6 empty] | Verified as Rental |  |  | MHHS-Southwest
NO | YES |  |  |  | FFL2453 |  | CAREFUSION | 8100M |  |  | Rental | MHHS-Southwest |  |  |  | FFL2453 |  | Southwest |  | Rental | [7 empty] | PUMPINFUSION-ALARIS-Medley 8100 |  | MEDLEY PUMP MODULE LVP *MEMORIAL HERMANN |  |  | PUMPINFUSION-ALARIS-Medley 8100 | [6 empty] | Verified as Rental |  |  | MHHS-Southwest
NO | YES |  |  |  | FFL2470 |  | CAREFUSION | 8100M |  |  | Rental | MHHS-Southwest |  |  |  | FFL2470 |  | Southwest |  | Rental | [7 empty] | PUMPINFUSION-ALARIS-Medley 8100 |  | MEDLEY PUMP MODULE LVP *MEMORIAL HERMANN |  |  | PUMPINFUSION-ALARIS-Medley 8100 | [6 empty] | Verified as Rental |  |  | MHHS-Southwest
NO | YES |  |  |  | FFL2476 |  | CAREFUSION | 8100M |  |  | Rental | MHHS-Southwest |  |  |  | FFL2476 |  | Southwest |  | Rental | [7 empty] | PUMPINFUSION-ALARIS-Medley 8100 |  | MEDLEY PUMP MODULE LVP *MEMORIAL HERMANN |  |  | PUMPINFUSION-ALARIS-Medley 8100 | [6 empty] | Verified as Rental |  |  | MHHS-Southwest
NO | YES |  |  |  | FFL2487 |  | CAREFUSION | 8100M |  |  | Rental | MHHS-Southwest |  |  |  | FFL2487 |  | Southwest |  | Rental | [7 empty] | PUMPINFUSION-ALARIS-Medley 8100 |  | MEDLEY PUMP MODULE LVP *MEMORIAL HERMANN |  |  | PUMPINFUSION-ALARIS-Medley 8100 | [6 empty] | Verified as Rental |  |  | MHHS-Southwest
NO | YES |  |  |  | FFL2509 |  | CAREFUSION | 8100M |  |  | Rental | MHHS-Southwest |  |  |  | FFL2509 |  | Southwest |  | Rental | [7 empty] | PUMPINFUSION-ALARIS-Medley 8100 |  | MEDLEY PUMP MODULE LVP *MEMORIAL HERMANN |  |  | PUMPINFUSION-ALARIS-Medley 8100 | [6 empty] | Verified as Rental |  |  | MHHS-Southwest
NO | YES |  |  |  | FFL2513 |  | CAREFUSION | 8100M |  |  | Rental | MHHS-Southwest |  |  |  | FFL2513 |  | Southwest |  | Rental | [7 empty] | PUMPINFUSION-ALARIS-Medley 8100 |  | MEDLEY PUMP MODULE LVP *MEMORIAL HERMANN |  |  | PUMPINFUSION-ALARIS-Medley 8100 | [6 empty] | Verified as Rental |  |  | MHHS-Southwest
NO | YES |  |  |  | FFL2514 |  | CAREFUSION | 8100M |  |  | Rental | MHHS-Southwest |  |  |  | FFL2514 |  | Southwest |  | Rental | [7 empty] | PUMPINFUSION-ALARIS-Medley 8100 |  | MEDLEY PUMP MODULE LVP *MEMORIAL HERMANN |  |  | PUMPINFUSION-ALARIS-Medley 8100 | [6 empty] | Verified as Rental |  |  | MHHS-Southwest
NO | YES |  |  |  | FFL2524 |  | CAREFUSION | 8100M |  |  | Rental | MHHS-Southwest |  |  |  | FFL2524 |  | Southwest |  | Rental | [7 empty] | PUMPINFUSION-ALARIS-Medley 8100 |  | MEDLEY PUMP MODULE LVP *MEMORIAL HERMANN |  |  | PUMPINFUSION-ALARIS-Medley 8100 | [6 empty] | Verified as Rental |  |  | MHHS-Southwest
NO | YES |  |  |  | FFL2525 |  | CAREFUSION | 8100M |  |  | Rental | MHHS-Southwest |  |  |  | FFL2525 |  | Southwest |  | Rental | [7 empty] | PUMPINFUSION-ALARIS-Medley 8100 |  | MEDLEY PUMP MODULE LVP *MEMORIAL HERMANN |  |  | PUMPINFUSION-ALARIS-Medley 8100 | [6 empty] | Verified as Rental |  |  | MHHS-Southwest
NO | YES |  |  |  | FFL2533 |  | CAREFUSION | 8100M |  |  | Rental | MHHS-Southwest |  |  |  | FFL2533 |  | Southwest |  | Rental | [7 empty] | PUMPINFUSION-ALARIS-Medley 8100 |  | MEDLEY PUMP MODULE LVP *MEMORIAL HERMANN |  |  | PUMPINFUSION-ALARIS-Medley 8100 | [6 empty] | Verified as Rental |  |  | MHHS-Southwest
NO | YES |  |  |  | FFL2545 |  | CAREFUSION | 8100M |  |  | Rental | MHHS-Southwest |  |  |  | FFL2545 |  | Southwest |  | Rental | [7 empty] | PUMPINFUSION-ALARIS-Medley 8100 |  | MEDLEY PUMP MODULE LVP *MEMORIAL HERMANN |  |  | PUMPINFUSION-ALARIS-Medley 8100 | [6 empty] | Verified as Rental |  |  | MHHS-Southwest
NO | YES |  |  |  | FFL2570 |  | CAREFUSION | 8100M |  |  | Rental | MHHS-Southwest |  |  |  | FFL2570 |  | Southwest |  | Rental | [7 empty] | PUMPINFUSION-ALARIS-Medley 8100 |  | MEDLEY PUMP MODULE LVP *MEMORIAL HERMANN |  |  | PUMPINFUSION-ALARIS-Medley 8100 | [6 empty] | Verified as Rental |  |  | MHHS-Southwest
NO | YES |  |  |  | FFL2576 |  | CAREFUSION | 8100M |  |  | Rental | MHHS-Southwest |  |  |  | FFL2576 |  | Southwest |  | Rental | [7 empty] | PUMPINFUSION-ALARIS-Medley 8100 |  | MEDLEY PUMP MODULE LVP *MEMORIAL HERMANN |  |  | PUMPINFUSION-ALARIS-Medley 8100 | [6 empty] | Verified as Rental |  |  | MHHS-Southwest
NO | YES |  |  |  | FFL2598 |  | CAREFUSION | 8100M |  |  | Rental | MHHS-Southwest |  |  |  | FFL2598 |  | Southwest |  | Rental | [7 empty] | PUMPINFUSION-ALARIS-Medley 8100 |  | MEDLEY PUMP MODULE LVP *MEMORIAL HERMANN |  |  | PUMPINFUSION-ALARIS-Medley 8100 | [6 empty] | Verified as Rental |  |  | MHHS-Southwest
NO | YES |  |  |  | FFL2600 |  | CAREFUSION | 8100M |  |  | Rental | MHHS-Southwest |  |  |  | FFL2600 |  | Southwest |  | Rental | [7 empty] | PUMPINFUSION-ALARIS-Medley 8100 |  | MEDLEY PUMP MODULE LVP *MEMORIAL HERMANN |  |  | PUMPINFUSION-ALARIS-Medley 8100 | [6 empty] | Verified as Rental |  |  | MHHS-Southwest
NO | YES |  |  |  | FFL2610 |  | CAREFUSION | 8100M |  |  | Rental | MHHS-Southwest |  |  |  | FFL2610 |  | Southwest |  | Rental | [7 empty] | PUMPINFUSION-ALARIS-Medley 8100 |  | MEDLEY PUMP MODULE LVP *MEMORIAL HERMANN |  |  | PUMPINFUSION-ALARIS-Medley 8100 | [6 empty] | Verified as Rental |  |  | MHHS-Southwest
NO | YES |  |  |  | FFL2624 |  | CAREFUSION | 8100M |  |  | Rental | MHHS-Southwest |  |  |  | FFL2624 |  | Southwest |  | Rental | [7 empty] | PUMPINFUSION-ALARIS-Medley 8100 |  | MEDLEY PUMP MODULE LVP *MEMORIAL HERMANN |  |  | PUMPINFUSION-ALARIS-Medley 8100 | [6 empty] | Verified as Rental |  |  | MHHS-Southwest
NO | YES |  |  |  | FFL2628 |  | CAREFUSION | 8100M |  |  | Rental | MHHS-Southwest |  |  |  | FFL2628 |  | Southwest |  | Rental | [7 empty] | PUMPINFUSION-ALARIS-Medley 8100 |  | MEDLEY PUMP MODULE LVP *MEMORIAL HERMANN |  |  | PUMPINFUSION-ALARIS-Medley 8100 | [6 empty] | Verified as Rental |  |  | MHHS-Southwest
NO | YES |  |  |  | FFL2645 |  | CAREFUSION | 8100M |  |  | Rental | MHHS-Southwest |  |  |  | FFL2645 |  | Southwest |  | Rental | [7 empty] | PUMPINFUSION-ALARIS-Medley 8100 |  | MEDLEY PUMP MODULE LVP *MEMORIAL HERMANN |  |  | PUMPINFUSION-ALARIS-Medley 8100 | [6 empty] | Verified as Rental |  |  | MHHS-Southwest
NO | YES |  |  |  | FFL2650 |  | CAREFUSION | 8100M |  |  | Rental | MHHS-Southwest |  |  |  | FFL2650 |  | Southwest |  | Rental | [7 empty] | PUMPINFUSION-ALARIS-Medley 8100 |  | MEDLEY PUMP MODULE LVP *MEMORIAL HERMANN |  |  | PUMPINFUSION-ALARIS-Medley 8100 | [6 empty] | Verified as Rental |  |  | MHHS-Southwest
NO | YES |  |  |  | FFL2659 |  | CAREFUSION | 8100M |  |  | Rental | MHHS-Southwest |  |  |  | FFL2659 |  | Southwest |  | Rental | [7 empty] | PUMPINFUSION-ALARIS-Medley 8100 |  | MEDLEY PUMP MODULE LVP *MEMORIAL HERMANN |  |  | PUMPINFUSION-ALARIS-Medley 8100 | [6 empty] | Verified as Rental |  |  | MHHS-Southwest
NO | YES |  |  |  | FFL2696 |  | CAREFUSION | 8100M |  |  | Rental | MHHS-Southwest |  |  |  | FFL2696 |  | Southwest |  | Rental | [7 empty] | PUMPINFUSION-ALARIS-Medley 8100 |  | MEDLEY PUMP MODULE LVP *MEMORIAL HERMANN |  |  | PUMPINFUSION-ALARIS-Medley 8100 | [6 empty] | Verified as Rental |  |  | MHHS-Southwest
NO | YES |  |  |  | FFL2704 |  | CAREFUSION | 8100M |  |  | Rental | MHHS-Southwest |  |  |  | FFL2704 |  | Southwest |  | Rental | [7 empty] | PUMPINFUSION-ALARIS-Medley 8100 |  | MEDLEY PUMP MODULE LVP *MEMORIAL HERMANN |  |  | PUMPINFUSION-ALARIS-Medley 8100 | [6 empty] | Verified as Rental |  |  | MHHS-Southwest
NO | YES |  |  |  | FFL2709 |  | CAREFUSION | 8100M |  |  | Rental | MHHS-Southwest |  |  |  | FFL2709 |  | Southwest |  | Rental | [7 empty] | PUMPINFUSION-ALARIS-Medley 8100 |  | MEDLEY PUMP MODULE LVP *MEMORIAL HERMANN |  |  | PUMPINFUSION-ALARIS-Medley 8100 | [6 empty] | Verified as Rental |  |  | MHHS-Southwest
NO | YES |  |  |  | FFL2710 |  | CAREFUSION | 8100M |  |  | Rental | MHHS-Southwest |  |  |  | FFL2710 |  | Southwest |  | Rental | [7 empty] | PUMPINFUSION-ALARIS-Medley 8100 |  | MEDLEY PUMP MODULE LVP *MEMORIAL HERMANN |  |  | PUMPINFUSION-ALARIS-Medley 8100 | [6 empty] | Verified as Rental |  |  | MHHS-Southwest
NO | YES |  |  |  | FFL2739 |  | CAREFUSION | 8100M |  |  | Rental | MHHS-Southwest |  |  |  | FFL2739 |  | Southwest |  | Rental | [7 empty] | PUMPINFUSION-ALARIS-Medley 8100 |  | MEDLEY PUMP MODULE LVP *MEMORIAL HERMANN |  |  | PUMPINFUSION-ALARIS-Medley 8100 | [6 empty] | Verified as Rental |  |  | MHHS-Southwest
NO | YES |  |  |  | FFL2748 |  | CAREFUSION | 8100M |  |  | Rental | MHHS-Southwest |  |  |  | FFL2748 |  | Southwest |  | Rental | [7 empty] | PUMPINFUSION-ALARIS-Medley 8100 |  | MEDLEY PUMP MODULE LVP *MEMORIAL HERMANN |  |  | PUMPINFUSION-ALARIS-Medley 8100 | [6 empty] | Verified as Rental |  |  | MHHS-Southwest
NO | YES |  |  |  | FFL2753 |  | CAREFUSION | 8100M |  |  | Rental | MHHS-Southwest |  |  |  | FFL2753 |  | Southwest |  | Rental | [7 empty] | PUMPINFUSION-ALARIS-Medley 8100 |  | MEDLEY PUMP MODULE LVP *MEMORIAL HERMANN |  |  | PUMPINFUSION-ALARIS-Medley 8100 | [6 empty] | Verified as Rental |  |  | MHHS-Southwest
NO | YES |  |  |  | FFL2776 |  | CAREFUSION | 8100M |  |  | Rental | MHHS-Southwest |  |  |  | FFL2776 |  | Southwest |  | Rental | [7 empty] | PUMPINFUSION-ALARIS-Medley 8100 |  | MEDLEY PUMP MODULE LVP *MEMORIAL HERMANN |  |  | PUMPINFUSION-ALARIS-Medley 8100 | [6 empty] | Verified as Rental |  |  | MHHS-Southwest
NO | YES |  |  |  | FFL2780 |  | CAREFUSION | 8100M |  |  | Rental | MHHS-Southwest |  |  |  | FFL2780 |  | Southwest |  | Rental | [7 empty] | PUMPINFUSION-ALARIS-Medley 8100 |  | MEDLEY PUMP MODULE LVP *MEMORIAL HERMANN |  |  | PUMPINFUSION-ALARIS-Medley 8100 | [6 empty] | Verified as Rental |  |  | MHHS-Southwest
NO | YES |  |  |  | FFL2787 |  | CAREFUSION | 8100M |  |  | Rental | MHHS-Southwest |  |  |  | FFL2787 |  | Southwest |  | Rental | [7 empty] | PUMPINFUSION-ALARIS-Medley 8100 |  | MEDLEY PUMP MODULE LVP *MEMORIAL HERMANN |  |  | PUMPINFUSION-ALARIS-Medley 8100 | [6 empty] | Verified as Rental |  |  | MHHS-Southwest
NO | YES |  |  |  | FFL2790 |  | CAREFUSION | 8100M |  |  | Rental | MHHS-Southwest |  |  |  | FFL2790 |  | Southwest |  | Rental | [7 empty] | PUMPINFUSION-ALARIS-Medley 8100 |  | MEDLEY PUMP MODULE LVP *MEMORIAL HERMANN |  |  | PUMPINFUSION-ALARIS-Medley 8100 | [6 empty] | Verified as Rental |  |  | MHHS-Southwest
NO | YES |  |  |  | FFL2805 |  | CAREFUSION | 8100M |  |  | Rental | MHHS-Southwest |  |  |  | FFL2805 |  | Southwest |  | Rental | [7 empty] | PUMPINFUSION-ALARIS-Medley 8100 |  | MEDLEY PUMP MODULE LVP *MEMORIAL HERMANN |  |  | PUMPINFUSION-ALARIS-Medley 8100 | [6 empty] | Verified as Rental |  |  | MHHS-Southwest
NO | YES |  |  |  | FFL2807 |  | CAREFUSION | 8100M |  |  | Rental | MHHS-Southwest |  |  |  | FFL2807 |  | Southwest |  | Rental | [7 empty] | PUMPINFUSION-ALARIS-Medley 8100 |  | MEDLEY PUMP MODULE LVP *MEMORIAL HERMANN |  |  | PUMPINFUSION-ALARIS-Medley 8100 | [6 empty] | Verified as Rental |  |  | MHHS-Southwest
NO | YES |  |  |  | FFL2816 |  | CAREFUSION | 8100M |  |  | Rental | MHHS-Southwest |  |  |  | FFL2816 |  | Southwest |  | Rental | [7 empty] | PUMPINFUSION-ALARIS-Medley 8100 |  | MEDLEY PUMP MODULE LVP *MEMORIAL HERMANN |  |  | PUMPINFUSION-ALARIS-Medley 8100 | [6 empty] | Verified as Rental |  |  | MHHS-Southwest
NO | YES |  |  |  | FFL2817 |  | CAREFUSION | 8100M |  |  | Rental | MHHS-Southwest |  |  |  | FFL2817 |  | Southwest |  | Rental | [7 empty] | PUMPINFUSION-ALARIS-Medley 8100 |  | MEDLEY PUMP MODULE LVP *MEMORIAL HERMANN |  |  | PUMPINFUSION-ALARIS-Medley 8100 | [6 empty] | Verified as Rental |  |  | MHHS-Southwest
NO | YES |  |  |  | FFL2829 |  | CAREFUSION | 8100M |  |  | Rental | MHHS-Southwest |  |  |  | FFL2829 |  | Southwest |  | Rental | [7 empty] | PUMPINFUSION-ALARIS-Medley 8100 |  | MEDLEY PUMP MODULE LVP *MEMORIAL HERMANN |  |  | PUMPINFUSION-ALARIS-Medley 8100 | [6 empty] | Verified as Rental |  |  | MHHS-Southwest
NO | YES |  |  |  | FFL2843 |  | CAREFUSION | 8100M |  |  | Rental | MHHS-Southwest |  |  |  | FFL2843 |  | Southwest |  | Rental | [7 empty] | PUMPINFUSION-ALARIS-Medley 8100 |  | MEDLEY PUMP MODULE LVP *MEMORIAL HERMANN |  |  | PUMPINFUSION-ALARIS-Medley 8100 | [6 empty] | Verified as Rental |  |  | MHHS-Southwest
NO | YES |  |  |  | FFL2844 |  | CAREFUSION | 8100M |  |  | Rental | MHHS-Southwest |  |  |  | FFL2844 |  | Southwest |  | Rental | [7 empty] | PUMPINFUSION-ALARIS-Medley 8100 |  | MEDLEY PUMP MODULE LVP *MEMORIAL HERMANN |  |  | PUMPINFUSION-ALARIS-Medley 8100 | [6 empty] | Verified as Rental |  |  | MHHS-Southwest
NO | YES |  |  |  | FFL2845 |  | CAREFUSION | 8100M |  |  | Rental | MHHS-Southwest |  |  |  | FFL2845 |  | Southwest |  | Rental | [7 empty] | PUMPINFUSION-ALARIS-Medley 8100 |  | MEDLEY PUMP MODULE LVP *MEMORIAL HERMANN |  |  | PUMPINFUSION-ALARIS-Medley 8100 | [6 empty] | Verified as Rental |  |  | MHHS-Southwest
NO | YES |  |  |  | FFL2860 |  | CAREFUSION | 8100M |  |  | Rental | MHHS-Southwest |  |  |  | FFL2860 |  | Southwest |  | Rental | [7 empty] | PUMPINFUSION-ALARIS-Medley 8100 |  | MEDLEY PUMP MODULE LVP *MEMORIAL HERMANN |  |  | PUMPINFUSION-ALARIS-Medley 8100 | [6 empty] | Verified as Rental |  |  | MHHS-Southwest
NO | YES |  |  |  | FFL2866 |  | CAREFUSION | 8100M |  |  | Rental | MHHS-Southwest |  |  |  | FFL2866 |  | Southwest |  | Rental | [7 empty] | PUMPINFUSION-ALARIS-Medley 8100 |  | MEDLEY PUMP MODULE LVP *MEMORIAL HERMANN |  |  | PUMPINFUSION-ALARIS-Medley 8100 | [6 empty] | Verified as Rental |  |  | MHHS-Southwest
NO | YES |  |  |  | FFL2867 |  | CAREFUSION | 8100M |  |  | Rental | MHHS-Southwest |  |  |  | FFL2867 |  | Southwest |  | Rental | [7 empty] | PUMPINFUSION-ALARIS-Medley 8100 |  | MEDLEY PUMP MODULE LVP *MEMORIAL HERMANN |  |  | PUMPINFUSION-ALARIS-Medley 8100 | [6 empty] | Verified as Rental |  |  | MHHS-Southwest
NO | YES |  |  |  | FFL2876 |  | CAREFUSION | 8100M |  |  | Rental | MHHS-Southwest |  |  |  | FFL2876 |  | Southwest |  | Rental | [7 empty] | PUMPINFUSION-ALARIS-Medley 8100 |  | MEDLEY PUMP MODULE LVP *MEMORIAL HERMANN |  |  | PUMPINFUSION-ALARIS-Medley 8100 | [6 empty] | Verified as Rental |  |  | MHHS-Southwest
NO | YES |  |  |  | FFL2894 |  | CAREFUSION | 8100M |  |  | Rental | MHHS-Southwest |  |  |  | FFL2894 |  | Southwest |  | Rental | [7 empty] | PUMPINFUSION-ALARIS-Medley 8100 |  | MEDLEY PUMP MODULE LVP *MEMORIAL HERMANN |  |  | PUMPINFUSION-ALARIS-Medley 8100 | [6 empty] | Verified as Rental |  |  | MHHS-Southwest
NO | YES |  |  |  | FFL2902 |  | CAREFUSION | 8100M |  |  | Rental | MHHS-Southwest |  |  |  | FFL2902 |  | Southwest |  | Rental | [7 empty] | PUMPINFUSION-ALARIS-Medley 8100 |  | MEDLEY PUMP MODULE LVP *MEMORIAL HERMANN |  |  | PUMPINFUSION-ALARIS-Medley 8100 | [6 empty] | Verified as Rental |  |  | MHHS-Southwest
NO | YES |  |  |  | FFL2903 |  | CAREFUSION | 8100M |  |  | Rental | MHHS-Southwest |  |  |  | FFL2903 |  | Southwest |  | Rental | [7 empty] | PUMPINFUSION-ALARIS-Medley 8100 |  | MEDLEY PUMP MODULE LVP *MEMORIAL HERMANN |  |  | PUMPINFUSION-ALARIS-Medley 8100 | [6 empty] | Verified as Rental |  |  | MHHS-Southwest
NO | YES |  |  |  | FFL2916 |  | CAREFUSION | 8100M |  |  | Rental | MHHS-Southwest |  |  |  | FFL2916 |  | Southwest |  | Rental | [7 empty] | PUMPINFUSION-ALARIS-Medley 8100 |  | MEDLEY PUMP MODULE LVP *MEMORIAL HERMANN |  |  | PUMPINFUSION-ALARIS-Medley 8100 | [6 empty] | Verified as Rental |  |  | MHHS-Southwest
NO | YES |  |  |  | FFL2921 |  | CAREFUSION | 8100M |  |  | Rental | MHHS-Southwest |  |  |  | FFL2921 |  | Southwest |  | Rental | [7 empty] | PUMPINFUSION-ALARIS-Medley 8100 |  | MEDLEY PUMP MODULE LVP *MEMORIAL HERMANN |  |  | PUMPINFUSION-ALARIS-Medley 8100 | [6 empty] | Verified as Rental |  |  | MHHS-Southwest
NO | YES |  |  |  | FFL2923 |  | CAREFUSION | 8100M |  |  | Rental | MHHS-Southwest |  |  |  | FFL2923 |  | Southwest |  | Rental | [7 empty] | PUMPINFUSION-ALARIS-Medley 8100 |  | MEDLEY PUMP MODULE LVP *MEMORIAL HERMANN |  |  | PUMPINFUSION-ALARIS-Medley 8100 | [6 empty] | Verified as Rental |  |  | MHHS-Southwest
NO | YES |  |  |  | FFL2947 |  | CAREFUSION | 8100M |  |  | Rental | MHHS-Southwest |  |  |  | FFL2947 |  | Southwest |  | Rental | [7 empty] | PUMPINFUSION-ALARIS-Medley 8100 |  | MEDLEY PUMP MODULE LVP *MEMORIAL HERMANN |  |  | PUMPINFUSION-ALARIS-Medley 8100 | [6 empty] | Verified as Rental |  |  | MHHS-Southwest
NO | YES |  |  |  | FFL2981 |  | CAREFUSION | 8100M |  |  | Rental | MHHS-Southwest |  |  |  | FFL2981 |  | Southwest |  | Rental | [7 empty] | PUMPINFUSION-ALARIS-Medley 8100 |  | MEDLEY PUMP MODULE LVP *MEMORIAL HERMANN |  |  | PUMPINFUSION-ALARIS-Medley 8100 | [6 empty] | Verified as Rental |  |  | MHHS-Southwest
NO | YES |  |  |  | FFL2986 |  | CAREFUSION | 8100M |  |  | Rental | MHHS-Southwest |  |  |  | FFL2986 |  | Southwest |  | Rental | [7 empty] | PUMPINFUSION-ALARIS-Medley 8100 |  | MEDLEY PUMP MODULE LVP *MEMORIAL HERMANN |  |  | PUMPINFUSION-ALARIS-Medley 8100 | [6 empty] | Verified as Rental |  |  | MHHS-Southwest
NO | YES |  |  |  | FFL3030 |  | CAREFUSION | 8100M |  |  | Rental | MHHS-Southwest |  |  |  | FFL3030 |  | Southwest |  | Rental | [7 empty] | PUMPINFUSION-ALARIS-Medley 8100 |  | MEDLEY PUMP MODULE LVP *MEMORIAL HERMANN |  |  | PUMPINFUSION-ALARIS-Medley 8100 | [6 empty] | Verified as Rental |  |  | MHHS-Southwest
NO | YES |  |  |  | FFL3036 |  | CAREFUSION | 8100M |  |  | Rental | MHHS-Southwest |  |  |  | FFL3036 |  | Southwest |  | Rental | [7 empty] | PUMPINFUSION-ALARIS-Medley 8100 |  | MEDLEY PUMP MODULE LVP *MEMORIAL HERMANN |  |  | PUMPINFUSION-ALARIS-Medley 8100 | [6 empty] | Verified as Rental |  |  | MHHS-Southwest
NO | YES |  |  |  | FFL3049 |  | CAREFUSION | 8100M |  |  | Rental | MHHS-Southwest |  |  |  | FFL3049 |  | Southwest |  | Rental | [7 empty] | PUMPINFUSION-ALARIS-Medley 8100 |  | MEDLEY PUMP MODULE LVP *MEMORIAL HERMANN |  |  | PUMPINFUSION-ALARIS-Medley 8100 | [6 empty] | Verified as Rental |  |  | MHHS-Southwest
NO | YES |  |  |  | FFL3065 |  | CAREFUSION | 8100M |  |  | Rental | MHHS-Southwest |  |  |  | FFL3065 |  | Southwest |  | Rental | [7 empty] | PUMPINFUSION-ALARIS-Medley 8100 |  | MEDLEY PUMP MODULE LVP *MEMORIAL HERMANN |  |  | PUMPINFUSION-ALARIS-Medley 8100 | [6 empty] | Verified as Rental |  |  | MHHS-Southwest
NO | YES |  |  |  | FFL3071 |  | CAREFUSION | 8100M |  |  | Rental | MHHS-Southwest |  |  |  | FFL3071 |  | Southwest |  | Rental | [7 empty] | PUMPINFUSION-ALARIS-Medley 8100 |  | MEDLEY PUMP MODULE LVP *MEMORIAL HERMANN |  |  | PUMPINFUSION-ALARIS-Medley 8100 | [6 empty] | Verified as Rental |  |  | MHHS-Southwest
NO | YES |  |  |  | FFL3100 |  | CAREFUSION | 8100M |  |  | Rental | MHHS-Southwest |  |  |  | FFL3100 |  | Southwest |  | Rental | [7 empty] | PUMPINFUSION-ALARIS-Medley 8100 |  | MEDLEY PUMP MODULE LVP *MEMORIAL HERMANN |  |  | PUMPINFUSION-ALARIS-Medley 8100 | [6 empty] | Verified as Rental |  |  | MHHS-Southwest
NO | YES |  |  |  | FFL3114 |  | CAREFUSION | 8100M |  |  | Rental | MHHS-Southwest |  |  |  | FFL3114 |  | Southwest |  | Rental | [7 empty] | PUMPINFUSION-ALARIS-Medley 8100 |  | MEDLEY PUMP MODULE LVP *MEMORIAL HERMANN |  |  | PUMPINFUSION-ALARIS-Medley 8100 | [6 empty] | Verified as Rental |  |  | MHHS-Southwest
NO | YES |  |  |  | FFL3117 |  | CAREFUSION | 8100M |  |  | Rental | MHHS-Southwest |  |  |  | FFL3117 |  | Southwest |  | Rental | [7 empty] | PUMPINFUSION-ALARIS-Medley 8100 |  | MEDLEY PUMP MODULE LVP *MEMORIAL HERMANN |  |  | PUMPINFUSION-ALARIS-Medley 8100 | [6 empty] | Verified as Rental |  |  | MHHS-Southwest
NO | YES |  |  |  | FFL3124 |  | CAREFUSION | 8100M |  |  | Rental | MHHS-Southwest |  |  |  | FFL3124 |  | Southwest |  | Rental | [7 empty] | PUMPINFUSION-ALARIS-Medley 8100 |  | MEDLEY PUMP MODULE LVP *MEMORIAL HERMANN |  |  | PUMPINFUSION-ALARIS-Medley 8100 | [6 empty] | Verified as Rental |  |  | MHHS-Southwest
NO | YES |  |  |  | FFL3138 |  | CAREFUSION | 8100M |  |  | Rental | MHHS-Southwest |  |  |  | FFL3138 |  | Southwest |  | Rental | [7 empty] | PUMPINFUSION-ALARIS-Medley 8100 |  | MEDLEY PUMP MODULE LVP *MEMORIAL HERMANN |  |  | PUMPINFUSION-ALARIS-Medley 8100 | [6 empty] | Verified as Rental |  |  | MHHS-Southwest
NO | YES |  |  |  | FFL3144 |  | CAREFUSION | 8100M |  |  | Rental | MHHS-Southwest |  |  |  | FFL3144 |  | Southwest |  | Rental | [7 empty] | PUMPINFUSION-ALARIS-Medley 8100 |  | MEDLEY PUMP MODULE LVP *MEMORIAL HERMANN |  |  | PUMPINFUSION-ALARIS-Medley 8100 | [6 empty] | Verified as Rental |  |  | MHHS-Southwest
NO | YES |  |  |  | FFL3161 |  | CAREFUSION | 8100M |  |  | Rental | MHHS-Southwest |  |  |  | FFL3161 |  | Southwest |  | Rental | [7 empty] | PUMPINFUSION-ALARIS-Medley 8100 |  | MEDLEY PUMP MODULE LVP *MEMORIAL HERMANN |  |  | PUMPINFUSION-ALARIS-Medley 8100 | [6 empty] | Verified as Rental |  |  | MHHS-Southwest
NO | YES |  |  |  | FFL3167 |  | CAREFUSION | 8100M |  |  | Rental | MHHS-Southwest |  |  |  | FFL3167 |  | Southwest |  | Rental | [7 empty] | PUMPINFUSION-ALARIS-Medley 8100 |  | MEDLEY PUMP MODULE LVP *MEMORIAL HERMANN |  |  | PUMPINFUSION-ALARIS-Medley 8100 | [6 empty] | Verified as Rental |  |  | MHHS-Southwest
NO | YES |  |  |  | FFL3170 |  | CAREFUSION | 8100M |  |  | Rental | MHHS-Southwest |  |  |  | FFL3170 |  | Southwest |  | Rental | [7 empty] | PUMPINFUSION-ALARIS-Medley 8100 |  | MEDLEY PUMP MODULE LVP *MEMORIAL HERMANN |  |  | PUMPINFUSION-ALARIS-Medley 8100 | [6 empty] | Verified as Rental |  |  | MHHS-Southwest
NO | YES |  |  |  | FFL3174 |  | CAREFUSION | 8100M |  |  | Rental | MHHS-Southwest |  |  |  | FFL3174 |  | Southwest |  | Rental | [7 empty] | PUMPINFUSION-ALARIS-Medley 8100 |  | MEDLEY PUMP MODULE LVP *MEMORIAL HERMANN |  |  | PUMPINFUSION-ALARIS-Medley 8100 | [6 empty] | Verified as Rental |  |  | MHHS-Southwest
NO | YES |  |  |  | FFL3177 |  | CAREFUSION | 8100M |  |  | Rental | MHHS-Southwest |  |  |  | FFL3177 |  | Southwest |  | Rental | [7 empty] | PUMPINFUSION-ALARIS-Medley 8100 |  | MEDLEY PUMP MODULE LVP *MEMORIAL HERMANN |  |  | PUMPINFUSION-ALARIS-Medley 8100 | [6 empty] | Verified as Rental |  |  | MHHS-Southwest
NO | YES |  |  |  | FFL3190 |  | CAREFUSION | 8100M |  |  | Rental | MHHS-Southwest |  |  |  | FFL3190 |  | Southwest |  | Rental | [7 empty] | PUMPINFUSION-ALARIS-Medley 8100 |  | MEDLEY PUMP MODULE LVP *MEMORIAL HERMANN |  |  | PUMPINFUSION-ALARIS-Medley 8100 | [6 empty] | Verified as Rental |  |  | MHHS-Southwest
NO | YES |  |  |  | FFL3203 |  | CAREFUSION | 8100M |  |  | Rental | MHHS-Southwest |  |  |  | FFL3203 |  | Southwest |  | Rental | [7 empty] | PUMPINFUSION-ALARIS-Medley 8100 |  | MEDLEY PUMP MODULE LVP *MEMORIAL HERMANN |  |  | PUMPINFUSION-ALARIS-Medley 8100 | [6 empty] | Verified as Rental |  |  | MHHS-Southwest
NO | YES |  |  |  | FFL3211 |  | CAREFUSION | 8100M |  |  | Rental | MHHS-Southwest |  |  |  | FFL3211 |  | Southwest |  | Rental | [7 empty] | PUMPINFUSION-ALARIS-Medley 8100 |  | MEDLEY PUMP MODULE LVP *MEMORIAL HERMANN |  |  | PUMPINFUSION-ALARIS-Medley 8100 | [6 empty] | Verified as Rental |  |  | MHHS-Southwest
NO | YES |  |  |  | FFL3223 |  | CAREFUSION | 8100M |  |  | Rental | MHHS-Southwest |  |  |  | FFL3223 |  | Southwest |  | Rental | [7 empty] | PUMPINFUSION-ALARIS-Medley 8100 |  | MEDLEY PUMP MODULE LVP *MEMORIAL HERMANN |  |  | PUMPINFUSION-ALARIS-Medley 8100 | [6 empty] | Verified as Rental |  |  | MHHS-Southwest
NO | YES |  |  |  | FFL3231 |  | CAREFUSION | 8100M |  |  | Rental | MHHS-Southwest |  |  |  | FFL3231 |  | Southwest |  | Rental | [7 empty] | PUMPINFUSION-ALARIS-Medley 8100 |  | MEDLEY PUMP MODULE LVP *MEMORIAL HERMANN |  |  | PUMPINFUSION-ALARIS-Medley 8100 | [6 empty] | Verified as Rental |  |  | MHHS-Southwest
NO | YES |  |  |  | FFL3256 |  | CAREFUSION | 8100M |  |  | Rental | MHHS-Southwest |  |  |  | FFL3256 |  | Southwest |  | Rental | [7 empty] | PUMPINFUSION-ALARIS-Medley 8100 |  | MEDLEY PUMP MODULE LVP *MEMORIAL HERMANN |  |  | PUMPINFUSION-ALARIS-Medley 8100 | [6 empty] | Verified as Rental |  |  | MHHS-Southwest
NO | YES |  |  |  | FFL3267 |  | CAREFUSION | 8100M |  |  | Rental | MHHS-Southwest |  |  |  | FFL3267 |  | Southwest |  | Rental | [7 empty] | PUMPINFUSION-ALARIS-Medley 8100 |  | MEDLEY PUMP MODULE LVP *MEMORIAL HERMANN |  |  | PUMPINFUSION-ALARIS-Medley 8100 | [6 empty] | Verified as Rental |  |  | MHHS-Southwest
NO | YES |  |  |  | FFL3271 |  | CAREFUSION | 8100M |  |  | Rental | MHHS-Southwest |  |  |  | FFL3271 |  | Southwest |  | Rental | [7 empty] | PUMPINFUSION-ALARIS-Medley 8100 |  | MEDLEY PUMP MODULE LVP *MEMORIAL HERMANN |  |  | PUMPINFUSION-ALARIS-Medley 8100 | [6 empty] | Verified as Rental |  |  | MHHS-Southwest
NO | YES |  |  |  | FFL3281 |  | CAREFUSION | 8100M |  |  | Rental | MHHS-Southwest |  |  |  | FFL3281 |  | Southwest |  | Rental | [7 empty] | PUMPINFUSION-ALARIS-Medley 8100 |  | MEDLEY PUMP MODULE LVP *MEMORIAL HERMANN |  |  | PUMPINFUSION-ALARIS-Medley 8100 | [6 empty] | Verified as Rental |  |  | MHHS-Southwest
NO | YES |  |  |  | FFL3297 |  | CAREFUSION | 8100M |  |  | Rental | MHHS-Southwest |  |  |  | FFL3297 |  | Southwest |  | Rental | [7 empty] | PUMPINFUSION-ALARIS-Medley 8100 |  | MEDLEY PUMP MODULE LVP *MEMORIAL HERMANN |  |  | PUMPINFUSION-ALARIS-Medley 8100 | [6 empty] | Verified as Rental |  |  | MHHS-Southwest
NO | YES |  |  |  | FFL3299 |  | CAREFUSION | 8100M |  |  | Rental | MHHS-Southwest |  |  |  | FFL3299 |  | Southwest |  | Rental | [7 empty] | PUMPINFUSION-ALARIS-Medley 8100 |  | MEDLEY PUMP MODULE LVP *MEMORIAL HERMANN |  |  | PUMPINFUSION-ALARIS-Medley 8100 | [6 empty] | Verified as Rental |  |  | MHHS-Southwest
NO | YES |  |  |  | FFL3301 |  | CAREFUSION | 8100M |  |  | Rental | MHHS-Southwest |  |  |  | FFL3301 |  | Southwest |  | Rental | [7 empty] | PUMPINFUSION-ALARIS-Medley 8100 |  | MEDLEY PUMP MODULE LVP *MEMORIAL HERMANN |  |  | PUMPINFUSION-ALARIS-Medley 8100 | [6 empty] | Verified as Rental |  |  | MHHS-Southwest
NO | YES |  |  |  | FFL3303 |  | CAREFUSION | 8100M |  |  | Rental | MHHS-Southwest |  |  |  | FFL3303 |  | Southwest |  | Rental | [7 empty] | PUMPINFUSION-ALARIS-Medley 8100 |  | MEDLEY PUMP MODULE LVP *MEMORIAL HERMANN |  |  | PUMPINFUSION-ALARIS-Medley 8100 | [6 empty] | Verified as Rental |  |  | MHHS-Southwest
NO | YES |  |  |  | FFL3310 |  | CAREFUSION | 8100M |  |  | Rental | MHHS-Southwest |  |  |  | FFL3310 |  | Southwest |  | Rental | [7 empty] | PUMPINFUSION-ALARIS-Medley 8100 |  | MEDLEY PUMP MODULE LVP *MEMORIAL HERMANN |  |  | PUMPINFUSION-ALARIS-Medley 8100 | [6 empty] | Verified as Rental |  |  | MHHS-Southwest
NO | YES |  |  |  | FFL3351 |  | CAREFUSION | 8100M |  |  | Rental | MHHS-Southwest |  |  |  | FFL3351 |  | Southwest |  | Rental | [7 empty] | PUMPINFUSION-ALARIS-Medley 8100 |  | MEDLEY PUMP MODULE LVP *MEMORIAL HERMANN |  |  | PUMPINFUSION-ALARIS-Medley 8100 | [6 empty] | Verified as Rental |  |  | MHHS-Southwest
NO | YES |  |  |  | FFL3353 |  | CAREFUSION | 8100M |  |  | Rental | MHHS-Southwest |  |  |  | FFL3353 |  | Southwest |  | Rental | [7 empty] | PUMPINFUSION-ALARIS-Medley 8100 |  | MEDLEY PUMP MODULE LVP *MEMORIAL HERMANN |  |  | PUMPINFUSION-ALARIS-Medley 8100 | [6 empty] | Verified as Rental |  |  | MHHS-Southwest
NO | YES |  |  |  | FFL3364 |  | CAREFUSION | 8100M |  |  | Rental | MHHS-Southwest |  |  |  | FFL3364 |  | Southwest |  | Rental | [7 empty] | PUMPINFUSION-ALARIS-Medley 8100 |  | MEDLEY PUMP MODULE LVP *MEMORIAL HERMANN |  |  | PUMPINFUSION-ALARIS-Medley 8100 | [6 empty] | Verified as Rental |  |  | MHHS-Southwest
NO | YES |  |  |  | FFL3388 |  | CAREFUSION | 8100M |  |  | Rental | MHHS-Southwest |  |  |  | FFL3388 |  | Southwest |  | Rental | [7 empty] | PUMPINFUSION-ALARIS-Medley 8100 |  | MEDLEY PUMP MODULE LVP *MEMORIAL HERMANN |  |  | PUMPINFUSION-ALARIS-Medley 8100 | [6 empty] | Verified as Rental |  |  | MHHS-Southwest
NO | YES |  |  |  | FFL3405 |  | CAREFUSION | 8100M |  |  | Rental | MHHS-Southwest |  |  |  | FFL3405 |  | Southwest |  | Rental | [7 empty] | PUMPINFUSION-ALARIS-Medley 8100 |  | MEDLEY PUMP MODULE LVP *MEMORIAL HERMANN |  |  | PUMPINFUSION-ALARIS-Medley 8100 | [6 empty] | Verified as Rental |  |  | MHHS-Southwest
NO | YES |  |  |  | FFL3457 |  | CAREFUSION | 8100M |  |  | Rental | MHHS-Southwest |  |  |  | FFL3457 |  | Southwest |  | Rental | [7 empty] | PUMPINFUSION-ALARIS-Medley 8100 |  | MEDLEY PUMP MODULE LVP *MEMORIAL HERMANN |  |  | PUMPINFUSION-ALARIS-Medley 8100 | [6 empty] | Verified as Rental |  |  | MHHS-Southwest
NO | YES |  |  |  | FFL3460 |  | CAREFUSION | 8100M |  |  | Rental | MHHS-Southwest |  |  |  | FFL3460 |  | Southwest |  | Rental | [7 empty] | PUMPINFUSION-ALARIS-Medley 8100 |  | MEDLEY PUMP MODULE LVP *MEMORIAL HERMANN |  |  | PUMPINFUSION-ALARIS-Medley 8100 | [6 empty] | Verified as Rental |  |  | MHHS-Southwest
NO | YES |  |  |  | FFL3461 |  | CAREFUSION | 8100M |  |  | Rental | MHHS-Southwest |  |  |  | FFL3461 |  | Southwest |  | Rental | [7 empty] | PUMPINFUSION-ALARIS-Medley 8100 |  | MEDLEY PUMP MODULE LVP *MEMORIAL HERMANN |  |  | PUMPINFUSION-ALARIS-Medley 8100 | [6 empty] | Verified as Rental |  |  | MHHS-Southwest
NO | YES |  |  |  | FFL3470 |  | CAREFUSION | 8100M |  |  | Rental | MHHS-Southwest |  |  |  | FFL3470 |  | Southwest |  | Rental | [7 empty] | PUMPINFUSION-ALARIS-Medley 8100 |  | MEDLEY PUMP MODULE LVP *MEMORIAL HERMANN |  |  | PUMPINFUSION-ALARIS-Medley 8100 | [6 empty] | Verified as Rental |  |  | MHHS-Southwest
NO | YES |  |  |  | FFL3475 |  | CAREFUSION | 8100M |  |  | Rental | MHHS-Southwest |  |  |  | FFL3475 |  | Southwest |  | Rental | [7 empty] | PUMPINFUSION-ALARIS-Medley 8100 |  | MEDLEY PUMP MODULE LVP *MEMORIAL HERMANN |  |  | PUMPINFUSION-ALARIS-Medley 8100 | [6 empty] | Verified as Rental |  |  | MHHS-Southwest
NO | YES |  |  |  | FFL3479 |  | CAREFUSION | 8100M |  |  | Rental | MHHS-Southwest |  |  |  | FFL3479 |  | Southwest |  | Rental | [7 empty] | PUMPINFUSION-ALARIS-Medley 8100 |  | MEDLEY PUMP MODULE LVP *MEMORIAL HERMANN |  |  | PUMPINFUSION-ALARIS-Medley 8100 | [6 empty] | Verified as Rental |  |  | MHHS-Southwest
NO | YES |  |  |  | FFL3486 |  | CAREFUSION | 8100M |  |  | Rental | MHHS-Southwest |  |  |  | FFL3486 |  | Southwest |  | Rental | [7 empty] | PUMPINFUSION-ALARIS-Medley 8100 |  | MEDLEY PUMP MODULE LVP *MEMORIAL HERMANN |  |  | PUMPINFUSION-ALARIS-Medley 8100 | [6 empty] | Verified as Rental |  |  | MHHS-Southwest
NO | YES |  |  |  | FFL3505 |  | CAREFUSION | 8100M |  |  | Rental | MHHS-Southwest |  |  |  | FFL3505 |  | Southwest |  | Rental | [7 empty] | PUMPINFUSION-ALARIS-Medley 8100 |  | MEDLEY PUMP MODULE LVP *MEMORIAL HERMANN |  |  | PUMPINFUSION-ALARIS-Medley 8100 | [6 empty] | Verified as Rental |  |  | MHHS-Southwest
NO | YES |  |  |  | FFL3507 |  | CAREFUSION | 8100M |  |  | Rental | MHHS-Southwest |  |  |  | FFL3507 |  | Southwest |  | Rental | [7 empty] | PUMPINFUSION-ALARIS-Medley 8100 |  | MEDLEY PUMP MODULE LVP *MEMORIAL HERMANN |  |  | PUMPINFUSION-ALARIS-Medley 8100 | [6 empty] | Verified as Rental |  |  | MHHS-Southwest
NO | YES |  |  |  | FFL3526 |  | CAREFUSION | 8100M |  |  | Rental | MHHS-Southwest |  |  |  | FFL3526 |  | Southwest |  | Rental | [7 empty] | PUMPINFUSION-ALARIS-Medley 8100 |  | MEDLEY PUMP MODULE LVP *MEMORIAL HERMANN |  |  | PUMPINFUSION-ALARIS-Medley 8100 | [6 empty] | Verified as Rental |  |  | MHHS-Southwest
NO | YES |  |  |  | FFL3559 |  | CAREFUSION | 8100M |  |  | Rental | MHHS-Southwest |  |  |  | FFL3559 |  | Southwest |  | Rental | [7 empty] | PUMPINFUSION-ALARIS-Medley 8100 |  | MEDLEY PUMP MODULE LVP *MEMORIAL HERMANN |  |  | PUMPINFUSION-ALARIS-Medley 8100 | [6 empty] | Verified as Rental |  |  | MHHS-Southwest
NO | YES |  |  |  | FFL3598 |  | CAREFUSION | 8100M |  |  | Rental | MHHS-Southwest |  |  |  | FFL3598 |  | Southwest |  | Rental | [7 empty] | PUMPINFUSION-ALARIS-Medley 8100 |  | MEDLEY PUMP MODULE LVP *MEMORIAL HERMANN |  |  | PUMPINFUSION-ALARIS-Medley 8100 | [6 empty] | Verified as Rental |  |  | MHHS-Southwest
NO | YES |  |  |  | FFL3606 |  | CAREFUSION | 8100M |  |  | Rental | MHHS-Southwest |  |  |  | FFL3606 |  | Southwest |  | Rental | [7 empty] | PUMPINFUSION-ALARIS-Medley 8100 |  | MEDLEY PUMP MODULE LVP *MEMORIAL HERMANN |  |  | PUMPINFUSION-ALARIS-Medley 8100 | [6 empty] | Verified as Rental |  |  | MHHS-Southwest
NO | YES |  |  |  | FFL3619 |  | CAREFUSION | 8100M |  |  | Rental | MHHS-Southwest |  |  |  | FFL3619 |  | Southwest |  | Rental | [7 empty] | PUMPINFUSION-ALARIS-Medley 8100 |  | MEDLEY PUMP MODULE LVP *MEMORIAL HERMANN |  |  | PUMPINFUSION-ALARIS-Medley 8100 | [6 empty] | Verified as Rental |  |  | MHHS-Southwest
NO | YES |  |  |  | FFL3624 |  | CAREFUSION | 8100M |  |  | Rental | MHHS-Southwest |  |  |  | FFL3624 |  | Southwest |  | Rental | [7 empty] | PUMPINFUSION-ALARIS-Medley 8100 |  | MEDLEY PUMP MODULE LVP *MEMORIAL HERMANN |  |  | PUMPINFUSION-ALARIS-Medley 8100 | [6 empty] | Verified as Rental |  |  | MHHS-Southwest
NO | YES |  |  |  | FFL3650 |  | CAREFUSION | 8100M |  |  | Rental | MHHS-Southwest |  |  |  | FFL3650 |  | Southwest |  | Rental | [7 empty] | PUMPINFUSION-ALARIS-Medley 8100 |  | MEDLEY PUMP MODULE LVP *MEMORIAL HERMANN |  |  | PUMPINFUSION-ALARIS-Medley 8100 | [6 empty] | Verified as Rental |  |  | MHHS-Southwest
NO | YES |  |  |  | FFL3662 |  | CAREFUSION | 8100M |  |  | Rental | MHHS-Southwest |  |  |  | FFL3662 |  | Southwest |  | Rental | [7 empty] | PUMPINFUSION-ALARIS-Medley 8100 |  | MEDLEY PUMP MODULE LVP *MEMORIAL HERMANN |  |  | PUMPINFUSION-ALARIS-Medley 8100 | [6 empty] | Verified as Rental |  |  | MHHS-Southwest
NO | YES |  |  |  | FFL3674 |  | CAREFUSION | 8100M |  |  | Rental | MHHS-Southwest |  |  |  | FFL3674 |  | Southwest |  | Rental | [7 empty] | PUMPINFUSION-ALARIS-Medley 8100 |  | MEDLEY PUMP MODULE LVP *MEMORIAL HERMANN |  |  | PUMPINFUSION-ALARIS-Medley 8100 | [6 empty] | Verified as Rental |  |  | MHHS-Southwest
NO | YES |  |  |  | FFL3675 |  | CAREFUSION | 8100M |  |  | Rental | MHHS-Southwest |  |  |  | FFL3675 |  | Southwest |  | Rental | [7 empty] | PUMPINFUSION-ALARIS-Medley 8100 |  | MEDLEY PUMP MODULE LVP *MEMORIAL HERMANN |  |  | PUMPINFUSION-ALARIS-Medley 8100 | [6 empty] | Verified as Rental |  |  | MHHS-Southwest
NO | YES |  |  |  | FFL3676 |  | CAREFUSION | 8100M |  |  | Rental | MHHS-Southwest |  |  |  | FFL3676 |  | Southwest |  | Rental | [7 empty] | PUMPINFUSION-ALARIS-Medley 8100 |  | MEDLEY PUMP MODULE LVP *MEMORIAL HERMANN |  |  | PUMPINFUSION-ALARIS-Medley 8100 | [6 empty] | Verified as Rental |  |  | MHHS-Southwest
NO | YES |  |  |  | FFL3682 |  | CAREFUSION | 8100M |  |  | Rental | MHHS-Southwest |  |  |  | FFL3682 |  | Southwest |  | Rental | [7 empty] | PUMPINFUSION-ALARIS-Medley 8100 |  | MEDLEY PUMP MODULE LVP *MEMORIAL HERMANN |  |  | PUMPINFUSION-ALARIS-Medley 8100 | [6 empty] | Verified as Rental |  |  | MHHS-Southwest
NO | YES |  |  |  | FFL3686 |  | CAREFUSION | 8100M |  |  | Rental | MHHS-Southwest |  |  |  | FFL3686 |  | Southwest |  | Rental | [7 empty] | PUMPINFUSION-ALARIS-Medley 8100 |  | MEDLEY PUMP MODULE LVP *MEMORIAL HERMANN |  |  | PUMPINFUSION-ALARIS-Medley 8100 | [6 empty] | Verified as Rental |  |  | MHHS-Southwest
NO | YES |  |  |  | FFL3697 |  | CAREFUSION | 8100M |  |  | Rental | MHHS-Southwest |  |  |  | FFL3697 |  | Southwest |  | Rental | [7 empty] | PUMPINFUSION-ALARIS-Medley 8100 |  | MEDLEY PUMP MODULE LVP *MEMORIAL HERMANN |  |  | PUMPINFUSION-ALARIS-Medley 8100 | [6 empty] | Verified as Rental |  |  | MHHS-Southwest
NO | YES |  |  |  | FFL3702 |  | CAREFUSION | 8100M |  |  | Rental | MHHS-Southwest |  |  |  | FFL3702 |  | Southwest |  | Rental | [7 empty] | PUMPINFUSION-ALARIS-Medley 8100 |  | MEDLEY PUMP MODULE LVP *MEMORIAL HERMANN |  |  | PUMPINFUSION-ALARIS-Medley 8100 | [6 empty] | Verified as Rental |  |  | MHHS-Southwest
NO | YES |  |  |  | FFL3727 |  | CAREFUSION | 8100M |  |  | Rental | MHHS-Southwest |  |  |  | FFL3727 |  | Southwest |  | Rental | [7 empty] | PUMPINFUSION-ALARIS-Medley 8100 |  | MEDLEY PUMP MODULE LVP *MEMORIAL HERMANN |  |  | PUMPINFUSION-ALARIS-Medley 8100 | [6 empty] | Verified as Rental |  |  | MHHS-Southwest
NO | YES |  |  |  | FFL3760 |  | CAREFUSION | 8100M |  |  | Rental | MHHS-Southwest |  |  |  | FFL3760 |  | Southwest |  | Rental | [7 empty] | PUMPINFUSION-ALARIS-Medley 8100 |  | MEDLEY PUMP MODULE LVP *MEMORIAL HERMANN |  |  | PUMPINFUSION-ALARIS-Medley 8100 | [6 empty] | Verified as Rental |  |  | MHHS-Southwest
NO | YES |  |  |  | FFL3761 |  | CAREFUSION | 8100M |  |  | Rental | MHHS-Southwest |  |  |  | FFL3761 |  | Southwest |  | Rental | [7 empty] | PUMPINFUSION-ALARIS-Medley 8100 |  | MEDLEY PUMP MODULE LVP *MEMORIAL HERMANN |  |  | PUMPINFUSION-ALARIS-Medley 8100 | [6 empty] | Verified as Rental |  |  | MHHS-Southwest
NO | YES |  |  |  | FFL3768 |  | CAREFUSION | 8100M |  |  | Rental | MHHS-Southwest |  |  |  | FFL3768 |  | Southwest |  | Rental | [7 empty] | PUMPINFUSION-ALARIS-Medley 8100 |  | MEDLEY PUMP MODULE LVP *MEMORIAL HERMANN |  |  | PUMPINFUSION-ALARIS-Medley 8100 | [6 empty] | Verified as Rental |  |  | MHHS-Southwest
NO | YES |  |  |  | FFL3796 |  | CAREFUSION | 8100M |  |  | Rental | MHHS-Southwest |  |  |  | FFL3796 |  | Southwest |  | Rental | [7 empty] | PUMPINFUSION-ALARIS-Medley 8100 |  | MEDLEY PUMP MODULE LVP *MEMORIAL HERMANN |  |  | PUMPINFUSION-ALARIS-Medley 8100 | [6 empty] | Verified as Rental |  |  | MHHS-Southwest
NO | YES |  |  |  | FFL3798 |  | CAREFUSION | 8100M |  |  | Rental | MHHS-Southwest |  |  |  | FFL3798 |  | Southwest |  | Rental | [7 empty] | PUMPINFUSION-ALARIS-Medley 8100 |  | MEDLEY PUMP MODULE LVP *MEMORIAL HERMANN |  |  | PUMPINFUSION-ALARIS-Medley 8100 | [6 empty] | Verified as Rental |  |  | MHHS-Southwest
NO | YES |  |  |  | FFL3836 |  | CAREFUSION | 8100M |  |  | Rental | MHHS-Southwest |  |  |  | FFL3836 |  | Southwest |  | Rental | [7 empty] | PUMPINFUSION-ALARIS-Medley 8100 |  | MEDLEY PUMP MODULE LVP *MEMORIAL HERMANN |  |  | PUMPINFUSION-ALARIS-Medley 8100 | [6 empty] | Verified as Rental |  |  | MHHS-Southwest
NO | YES |  |  |  | FFL3842 |  | CAREFUSION | 8100M |  |  | Rental | MHHS-Southwest |  |  |  | FFL3842 |  | Southwest |  | Rental | [7 empty] | PUMPINFUSION-ALARIS-Medley 8100 |  | MEDLEY PUMP MODULE LVP *MEMORIAL HERMANN |  |  | PUMPINFUSION-ALARIS-Medley 8100 | [6 empty] | Verified as Rental |  |  | MHHS-Southwest
NO | YES |  |  |  | FFL3850 |  | CAREFUSION | 8100M |  |  | Rental | MHHS-Southwest |  |  |  | FFL3850 |  | Southwest |  | Rental | [7 empty] | PUMPINFUSION-ALARIS-Medley 8100 |  | MEDLEY PUMP MODULE LVP *MEMORIAL HERMANN |  |  | PUMPINFUSION-ALARIS-Medley 8100 | [6 empty] | Verified as Rental |  |  | MHHS-Southwest
NO | YES |  |  |  | FFL3851 |  | CAREFUSION | 8100M |  |  | Rental | MHHS-Southwest |  |  |  | FFL3851 |  | Southwest |  | Rental | [7 empty] | PUMPINFUSION-ALARIS-Medley 8100 |  | MEDLEY PUMP MODULE LVP *MEMORIAL HERMANN |  |  | PUMPINFUSION-ALARIS-Medley 8100 | [6 empty] | Verified as Rental |  |  | MHHS-Southwest
NO | YES |  |  |  | FFL3875 |  | CAREFUSION | 8100M |  |  | Rental | MHHS-Southwest |  |  |  | FFL3875 |  | Southwest |  | Rental | [7 empty] | PUMPINFUSION-ALARIS-Medley 8100 |  | MEDLEY PUMP MODULE LVP *MEMORIAL HERMANN |  |  | PUMPINFUSION-ALARIS-Medley 8100 | [6 empty] | Verified as Rental |  |  | MHHS-Southwest
NO | YES |  |  |  | FFL3883 |  | CAREFUSION | 8100M |  |  | Rental | MHHS-Southwest |  |  |  | FFL3883 |  | Southwest |  | Rental | [7 empty] | PUMPINFUSION-ALARIS-Medley 8100 |  | MEDLEY PUMP MODULE LVP *MEMORIAL HERMANN |  |  | PUMPINFUSION-ALARIS-Medley 8100 | [6 empty] | Verified as Rental |  |  | MHHS-Southwest
NO | YES |  |  |  | FFL3905 |  | CAREFUSION | 8100M |  |  | Rental | MHHS-Southwest |  |  |  | FFL3905 |  | Southwest |  | Rental | [7 empty] | PUMPINFUSION-ALARIS-Medley 8100 |  | MEDLEY PUMP MODULE LVP *MEMORIAL HERMANN |  |  | PUMPINFUSION-ALARIS-Medley 8100 | [6 empty] | Verified as Rental |  |  | MHHS-Southwest
NO | YES |  |  |  | FFL3908 |  | CAREFUSION | 8100M |  |  | Rental | MHHS-Southwest |  |  |  | FFL3908 |  | Southwest |  | Rental | [7 empty] | PUMPINFUSION-ALARIS-Medley 8100 |  | MEDLEY PUMP MODULE LVP *MEMORIAL HERMANN |  |  | PUMPINFUSION-ALARIS-Medley 8100 | [6 empty] | Verified as Rental |  |  | MHHS-Southwest
NO | YES |  |  |  | FFL3916 |  | CAREFUSION | 8100M |  |  | Rental | MHHS-Southwest |  |  |  | FFL3916 |  | Southwest |  | Rental | [7 empty] | PUMPINFUSION-ALARIS-Medley 8100 |  | MEDLEY PUMP MODULE LVP *MEMORIAL HERMANN |  |  | PUMPINFUSION-ALARIS-Medley 8100 | [6 empty] | Verified as Rental |  |  | MHHS-Southwest
NO | YES |  |  |  | FFL3919 |  | CAREFUSION | 8100M |  |  | Rental | MHHS-Southwest |  |  |  | FFL3919 |  | Southwest |  | Rental | [7 empty] | PUMPINFUSION-ALARIS-Medley 8100 |  | MEDLEY PUMP MODULE LVP *MEMORIAL HERMANN |  |  | PUMPINFUSION-ALARIS-Medley 8100 | [6 empty] | Verified as Rental |  |  | MHHS-Southwest
NO | YES |  |  |  | FFL3938 |  | CAREFUSION | 8100M |  |  | Rental | MHHS-Southwest |  |  |  | FFL3938 |  | Southwest |  | Rental | [7 empty] | PUMPINFUSION-ALARIS-Medley 8100 |  | MEDLEY PUMP MODULE LVP *MEMORIAL HERMANN |  |  | PUMPINFUSION-ALARIS-Medley 8100 | [6 empty] | Verified as Rental |  |  | MHHS-Southwest
NO | YES |  |  |  | FFL3959 |  | CAREFUSION | 8100M |  |  | Rental | MHHS-Southwest |  |  |  | FFL3959 |  | Southwest |  | Rental | [7 empty] | PUMPINFUSION-ALARIS-Medley 8100 |  | MEDLEY PUMP MODULE LVP *MEMORIAL HERMANN |  |  | PUMPINFUSION-ALARIS-Medley 8100 | [6 empty] | Verified as Rental |  |  | MHHS-Southwest
NO | YES |  |  |  | FFL3971 |  | CAREFUSION | 8100M |  |  | Rental | MHHS-Southwest |  |  |  | FFL3971 |  | Southwest |  | Rental | [7 empty] | PUMPINFUSION-ALARIS-Medley 8100 |  | MEDLEY PUMP MODULE LVP *MEMORIAL HERMANN |  |  | PUMPINFUSION-ALARIS-Medley 8100 | [6 empty] | Verified as Rental |  |  | MHHS-Southwest
NO | YES |  |  |  | FFL3983 |  | CAREFUSION | 8100M |  |  | Rental | MHHS-Southwest |  |  |  | FFL3983 |  | Southwest |  | Rental | [7 empty] | PUMPINFUSION-ALARIS-Medley 8100 |  | MEDLEY PUMP MODULE LVP *MEMORIAL HERMANN |  |  | PUMPINFUSION-ALARIS-Medley 8100 | [6 empty] | Verified as Rental |  |  | MHHS-Southwest
NO | YES |  |  |  | FFL3986 |  | CAREFUSION | 8100M |  |  | Rental | MHHS-Southwest |  |  |  | FFL3986 |  | Southwest |  | Rental | [7 empty] | PUMPINFUSION-ALARIS-Medley 8100 |  | MEDLEY PUMP MODULE LVP *MEMORIAL HERMANN |  |  | PUMPINFUSION-ALARIS-Medley 8100 | [6 empty] | Verified as Rental |  |  | MHHS-Southwest
NO | YES |  |  |  | FFL3987 |  | CAREFUSION | 8100M |  |  | Rental | MHHS-Southwest |  |  |  | FFL3987 |  | Southwest |  | Rental | [7 empty] | PUMPINFUSION-ALARIS-Medley 8100 |  | MEDLEY PUMP MODULE LVP *MEMORIAL HERMANN |  |  | PUMPINFUSION-ALARIS-Medley 8100 | [6 empty] | Verified as Rental |  |  | MHHS-Southwest
NO | YES |  |  |  | FFL4014 |  | CAREFUSION | 8100M |  |  | Rental | MHHS-Southwest |  |  |  | FFL4014 |  | Southwest |  | Rental | [7 empty] | PUMPINFUSION-ALARIS-Medley 8100 |  | MEDLEY PUMP MODULE LVP *MEMORIAL HERMANN |  |  | PUMPINFUSION-ALARIS-Medley 8100 | [6 empty] | Verified as Rental |  |  | MHHS-Southwest
NO | YES |  |  |  | FFL4018 |  | CAREFUSION | 8100M |  |  | Rental | MHHS-Southwest |  |  |  | FFL4018 |  | Southwest |  | Rental | [7 empty] | PUMPINFUSION-ALARIS-Medley 8100 |  | MEDLEY PUMP MODULE LVP *MEMORIAL HERMANN |  |  | PUMPINFUSION-ALARIS-Medley 8100 | [6 empty] | Verified as Rental |  |  | MHHS-Southwest
NO | YES |  |  |  | FFL4041 |  | CAREFUSION | 8100M |  |  | Rental | MHHS-Southwest |  |  |  | FFL4041 |  | Southwest |  | Rental | [7 empty] | PUMPINFUSION-ALARIS-Medley 8100 |  | MEDLEY PUMP MODULE LVP *MEMORIAL HERMANN |  |  | PUMPINFUSION-ALARIS-Medley 8100 | [6 empty] | Verified as Rental |  |  | MHHS-Southwest
NO | YES |  |  |  | FFL4044 |  | CAREFUSION | 8100M |  |  | Rental | MHHS-Southwest |  |  |  | FFL4044 |  | Southwest |  | Rental | [7 empty] | PUMPINFUSION-ALARIS-Medley 8100 |  | MEDLEY PUMP MODULE LVP *MEMORIAL HERMANN |  |  | PUMPINFUSION-ALARIS-Medley 8100 | [6 empty] | Verified as Rental |  |  | MHHS-Southwest
NO | YES |  |  |  | FFL4053 |  | CAREFUSION | 8100M |  |  | Rental | MHHS-Southwest |  |  |  | FFL4053 |  | Southwest |  | Rental | [7 empty] | PUMPINFUSION-ALARIS-Medley 8100 |  | MEDLEY PUMP MODULE LVP *MEMORIAL HERMANN |  |  | PUMPINFUSION-ALARIS-Medley 8100 | [6 empty] | Verified as Rental |  |  | MHHS-Southwest
NO | YES |  |  |  | FFL4058 |  | CAREFUSION | 8100M |  |  | Rental | MHHS-Southwest |  |  |  | FFL4058 |  | Southwest |  | Rental | [7 empty] | PUMPINFUSION-ALARIS-Medley 8100 |  | MEDLEY PUMP MODULE LVP *MEMORIAL HERMANN |  |  | PUMPINFUSION-ALARIS-Medley 8100 | [6 empty] | Verified as Rental |  |  | MHHS-Southwest
NO | YES |  |  |  | FFL4073 |  | CAREFUSION | 8100M |  |  | Rental | MHHS-Southwest |  |  |  | FFL4073 |  | Southwest |  | Rental | [7 empty] | PUMPINFUSION-ALARIS-Medley 8100 |  | MEDLEY PUMP MODULE LVP *MEMORIAL HERMANN |  |  | PUMPINFUSION-ALARIS-Medley 8100 | [6 empty] | Verified as Rental |  |  | MHHS-Southwest
NO | YES |  |  |  | FFL4086 |  | CAREFUSION | 8100M |  |  | Rental | MHHS-Southwest |  |  |  | FFL4086 |  | Southwest |  | Rental | [7 empty] | PUMPINFUSION-ALARIS-Medley 8100 |  | MEDLEY PUMP MODULE LVP *MEMORIAL HERMANN |  |  | PUMPINFUSION-ALARIS-Medley 8100 | [6 empty] | Verified as Rental |  |  | MHHS-Southwest
NO | YES |  |  |  | FFL4101 |  | CAREFUSION | 8100M |  |  | Rental | MHHS-Southwest |  |  |  | FFL4101 |  | Southwest |  | Rental | [7 empty] | PUMPINFUSION-ALARIS-Medley 8100 |  | MEDLEY PUMP MODULE LVP *MEMORIAL HERMANN |  |  | PUMPINFUSION-ALARIS-Medley 8100 | [6 empty] | Verified as Rental |  |  | MHHS-Southwest
NO | YES |  |  |  | FFL4102 |  | CAREFUSION | 8100M |  |  | Rental | MHHS-Southwest |  |  |  | FFL4102 |  | Southwest |  | Rental | [7 empty] | PUMPINFUSION-ALARIS-Medley 8100 |  | MEDLEY PUMP MODULE LVP *MEMORIAL HERMANN |  |  | PUMPINFUSION-ALARIS-Medley 8100 | [6 empty] | Verified as Rental |  |  | MHHS-Southwest
NO | YES |  |  |  | FFL4107 |  | CAREFUSION | 8100M |  |  | Rental | MHHS-Southwest |  |  |  | FFL4107 |  | Southwest |  | Rental | [7 empty] | PUMPINFUSION-ALARIS-Medley 8100 |  | MEDLEY PUMP MODULE LVP *MEMORIAL HERMANN |  |  | PUMPINFUSION-ALARIS-Medley 8100 | [6 empty] | Verified as Rental |  |  | MHHS-Southwest
NO | YES |  |  |  | FFL4122 |  | CAREFUSION | 8100M |  |  | Rental | MHHS-Southwest |  |  |  | FFL4122 |  | Southwest |  | Rental | [7 empty] | PUMPINFUSION-ALARIS-Medley 8100 |  | MEDLEY PUMP MODULE LVP *MEMORIAL HERMANN |  |  | PUMPINFUSION-ALARIS-Medley 8100 | [6 empty] | Verified as Rental |  |  | MHHS-Southwest
NO | YES |  |  |  | FFL4135 |  | CAREFUSION | 8100M |  |  | Rental | MHHS-Southwest |  |  |  | FFL4135 |  | Southwest |  | Rental | [7 empty] | PUMPINFUSION-ALARIS-Medley 8100 |  | MEDLEY PUMP MODULE LVP *MEMORIAL HERMANN |  |  | PUMPINFUSION-ALARIS-Medley 8100 | [6 empty] | Verified as Rental |  |  | MHHS-Southwest
NO | YES |  |  |  | FFL4149 |  | CAREFUSION | 8100M |  |  | Rental | MHHS-Southwest |  |  |  | FFL4149 |  | Southwest |  | Rental | [7 empty] | PUMPINFUSION-ALARIS-Medley 8100 |  | MEDLEY PUMP MODULE LVP *MEMORIAL HERMANN |  |  | PUMPINFUSION-ALARIS-Medley 8100 | [6 empty] | Verified as Rental |  |  | MHHS-Southwest
NO | YES |  |  |  | FFL4152 |  | CAREFUSION | 8100M |  |  | Rental | MHHS-Southwest |  |  |  | FFL4152 |  | Southwest |  | Rental | [7 empty] | PUMPINFUSION-ALARIS-Medley 8100 |  | MEDLEY PUMP MODULE LVP *MEMORIAL HERMANN |  |  | PUMPINFUSION-ALARIS-Medley 8100 | [6 empty] | Verified as Rental |  |  | MHHS-Southwest
NO | YES |  |  |  | FFL4163 |  | CAREFUSION | 8100M |  |  | Rental | MHHS-Southwest |  |  |  | FFL4163 |  | Southwest |  | Rental | [7 empty] | PUMPINFUSION-ALARIS-Medley 8100 |  | MEDLEY PUMP MODULE LVP *MEMORIAL HERMANN |  |  | PUMPINFUSION-ALARIS-Medley 8100 | [6 empty] | Verified as Rental |  |  | MHHS-Southwest
NO | YES |  |  |  | FFL4170 |  | CAREFUSION | 8100M |  |  | Rental | MHHS-Southwest |  |  |  | FFL4170 |  | Southwest |  | Rental | [7 empty] | PUMPINFUSION-ALARIS-Medley 8100 |  | MEDLEY PUMP MODULE LVP *MEMORIAL HERMANN |  |  | PUMPINFUSION-ALARIS-Medley 8100 | [6 empty] | Verified as Rental |  |  | MHHS-Southwest
NO | YES |  |  |  | FFL4179 |  | CAREFUSION | 8100M |  |  | Rental | MHHS-Southwest |  |  |  | FFL4179 |  | Southwest |  | Rental | [7 empty] | PUMPINFUSION-ALARIS-Medley 8100 |  | MEDLEY PUMP MODULE LVP *MEMORIAL HERMANN |  |  | PUMPINFUSION-ALARIS-Medley 8100 | [6 empty] | Verified as Rental |  |  | MHHS-Southwest
NO | YES |  |  |  | FFL4206 |  | CAREFUSION | 8100M |  |  | Rental | MHHS-Southwest |  |  |  | FFL4206 |  | Southwest |  | Rental | [7 empty] | PUMPINFUSION-ALARIS-Medley 8100 |  | MEDLEY PUMP MODULE LVP *MEMORIAL HERMANN |  |  | PUMPINFUSION-ALARIS-Medley 8100 | [6 empty] | Verified as Rental |  |  | MHHS-Southwest
NO | YES |  |  |  | FFL4221 |  | CAREFUSION | 8100M |  |  | Rental | MHHS-Southwest |  |  |  | FFL4221 |  | Southwest |  | Rental | [7 empty] | PUMPINFUSION-ALARIS-Medley 8100 |  | MEDLEY PUMP MODULE LVP *MEMORIAL HERMANN |  |  | PUMPINFUSION-ALARIS-Medley 8100 | [6 empty] | Verified as Rental |  |  | MHHS-Southwest
NO | YES |  |  |  | FFL4222 |  | CAREFUSION | 8100M |  |  | Rental | MHHS-Southwest |  |  |  | FFL4222 |  | Southwest |  | Rental | [7 empty] | PUMPINFUSION-ALARIS-Medley 8100 |  | MEDLEY PUMP MODULE LVP *MEMORIAL HERMANN |  |  | PUMPINFUSION-ALARIS-Medley 8100 | [6 empty] | Verified as Rental |  |  | MHHS-Southwest
NO | YES |  |  |  | FFL4227 |  | CAREFUSION | 8100M |  |  | Rental | MHHS-Southwest |  |  |  | FFL4227 |  | Southwest |  | Rental | [7 empty] | PUMPINFUSION-ALARIS-Medley 8100 |  | MEDLEY PUMP MODULE LVP *MEMORIAL HERMANN |  |  | PUMPINFUSION-ALARIS-Medley 8100 | [6 empty] | Verified as Rental |  |  | MHHS-Southwest
NO | YES |  |  |  | FFL4237 |  | CAREFUSION | 8100M |  |  | Rental | MHHS-Southwest |  |  |  | FFL4237 |  | Southwest |  | Rental | [7 empty] | PUMPINFUSION-ALARIS-Medley 8100 |  | MEDLEY PUMP MODULE LVP *MEMORIAL HERMANN |  |  | PUMPINFUSION-ALARIS-Medley 8100 | [6 empty] | Verified as Rental |  |  | MHHS-Southwest
NO | YES |  |  |  | FFL4242 |  | CAREFUSION | 8100M |  |  | Rental | MHHS-Southwest |  |  |  | FFL4242 |  | Southwest |  | Rental | [7 empty] | PUMPINFUSION-ALARIS-Medley 8100 |  | MEDLEY PUMP MODULE LVP *MEMORIAL HERMANN |  |  | PUMPINFUSION-ALARIS-Medley 8100 | [6 empty] | Verified as Rental |  |  | MHHS-Southwest
NO | YES |  |  |  | FFL4248 |  | CAREFUSION | 8100M |  |  | Rental | MHHS-Southwest |  |  |  | FFL4248 |  | Southwest |  | Rental | [7 empty] | PUMPINFUSION-ALARIS-Medley 8100 |  | MEDLEY PUMP MODULE LVP *MEMORIAL HERMANN |  |  | PUMPINFUSION-ALARIS-Medley 8100 | [6 empty] | Verified as Rental |  |  | MHHS-Southwest
NO | YES |  |  |  | FFL4265 |  | CAREFUSION | 8100M |  |  | Rental | MHHS-Southwest |  |  |  | FFL4265 |  | Southwest |  | Rental | [7 empty] | PUMPINFUSION-ALARIS-Medley 8100 |  | MEDLEY PUMP MODULE LVP *MEMORIAL HERMANN |  |  | PUMPINFUSION-ALARIS-Medley 8100 | [6 empty] | Verified as Rental |  |  | MHHS-Southwest
NO | YES |  |  |  | FFL4277 |  | CAREFUSION | 8100M |  |  | Rental | MHHS-Southwest |  |  |  | FFL4277 |  | Southwest |  | Rental | [7 empty] | PUMPINFUSION-ALARIS-Medley 8100 |  | MEDLEY PUMP MODULE LVP *MEMORIAL HERMANN |  |  | PUMPINFUSION-ALARIS-Medley 8100 | [6 empty] | Verified as Rental |  |  | MHHS-Southwest
NO | YES |  |  |  | FFL4278 |  | CAREFUSION | 8100M |  |  | Rental | MHHS-Southwest |  |  |  | FFL4278 |  | Southwest |  | Rental | [7 empty] | PUMPINFUSION-ALARIS-Medley 8100 |  | MEDLEY PUMP MODULE LVP *MEMORIAL HERMANN |  |  | PUMPINFUSION-ALARIS-Medley 8100 | [6 empty] | Verified as Rental |  |  | MHHS-Southwest
NO | YES |  |  |  | FFL4300 |  | CAREFUSION | 8100M |  |  | Rental | MHHS-Southwest |  |  |  | FFL4300 |  | Southwest |  | Rental | [7 empty] | PUMPINFUSION-ALARIS-Medley 8100 |  | MEDLEY PUMP MODULE LVP *MEMORIAL HERMANN |  |  | PUMPINFUSION-ALARIS-Medley 8100 | [6 empty] | Verified as Rental |  |  | MHHS-Southwest
NO | YES |  |  |  | FFL4310 |  | CAREFUSION | 8100M |  |  | Rental | MHHS-Southwest |  |  |  | FFL4310 |  | Southwest |  | Rental | [7 empty] | PUMPINFUSION-ALARIS-Medley 8100 |  | MEDLEY PUMP MODULE LVP *MEMORIAL HERMANN |  |  | PUMPINFUSION-ALARIS-Medley 8100 | [6 empty] | Verified as Rental |  |  | MHHS-Southwest
NO | YES |  |  |  | FFL4340 |  | CAREFUSION | 8100M |  |  | Rental | MHHS-Southwest |  |  |  | FFL4340 |  | Southwest |  | Rental | [7 empty] | PUMPINFUSION-ALARIS-Medley 8100 |  | MEDLEY PUMP MODULE LVP *MEMORIAL HERMANN |  |  | PUMPINFUSION-ALARIS-Medley 8100 | [6 empty] | Verified as Rental |  |  | MHHS-Southwest
NO | YES |  |  |  | FFL4363 |  | CAREFUSION | 8100M |  |  | Rental | MHHS-Southwest |  |  |  | FFL4363 |  | Southwest |  | Rental | [7 empty] | PUMPINFUSION-ALARIS-Medley 8100 |  | MEDLEY PUMP MODULE LVP *MEMORIAL HERMANN |  |  | PUMPINFUSION-ALARIS-Medley 8100 | [6 empty] | Verified as Rental |  |  | MHHS-Southwest
NO | YES |  |  |  | FFL4367 |  | CAREFUSION | 8100M |  |  | Rental | MHHS-Southwest |  |  |  | FFL4367 |  | Southwest |  | Rental | [7 empty] | PUMPINFUSION-ALARIS-Medley 8100 |  | MEDLEY PUMP MODULE LVP *MEMORIAL HERMANN |  |  | PUMPINFUSION-ALARIS-Medley 8100 | [6 empty] | Verified as Rental |  |  | MHHS-Southwest
NO | YES |  |  |  | FFL4376 |  | CAREFUSION | 8100M |  |  | Rental | MHHS-Southwest |  |  |  | FFL4376 |  | Southwest |  | Rental | [7 empty] | PUMPINFUSION-ALARIS-Medley 8100 |  | MEDLEY PUMP MODULE LVP *MEMORIAL HERMANN |  |  | PUMPINFUSION-ALARIS-Medley 8100 | [6 empty] | Verified as Rental |  |  | MHHS-Southwest
NO | YES |  |  |  | FFL4377 |  | CAREFUSION | 8100M |  |  | Rental | MHHS-Southwest |  |  |  | FFL4377 |  | Southwest |  | Rental | [7 empty] | PUMPINFUSION-ALARIS-Medley 8100 |  | MEDLEY PUMP MODULE LVP *MEMORIAL HERMANN |  |  | PUMPINFUSION-ALARIS-Medley 8100 | [6 empty] | Verified as Rental |  |  | MHHS-Southwest
NO | YES |  |  |  | FFL4389 |  | CAREFUSION | 8100M |  |  | Rental | MHHS-Southwest |  |  |  | FFL4389 |  | Southwest |  | Rental | [7 empty] | PUMPINFUSION-ALARIS-Medley 8100 |  | MEDLEY PUMP MODULE LVP *MEMORIAL HERMANN |  |  | PUMPINFUSION-ALARIS-Medley 8100 | [6 empty] | Verified as Rental |  |  | MHHS-Southwest
NO | YES |  |  |  | FFL4394 |  | CAREFUSION | 8100M |  |  | Rental | MHHS-Southwest |  |  |  | FFL4394 |  | Southwest |  | Rental | [7 empty] | PUMPINFUSION-ALARIS-Medley 8100 |  | MEDLEY PUMP MODULE LVP *MEMORIAL HERMANN |  |  | PUMPINFUSION-ALARIS-Medley 8100 | [6 empty] | Verified as Rental |  |  | MHHS-Southwest
NO | YES |  |  |  | FFL4395 |  | CAREFUSION | 8100M |  |  | Rental | MHHS-Southwest |  |  |  | FFL4395 |  | Southwest |  | Rental | [7 empty] | PUMPINFUSION-ALARIS-Medley 8100 |  | MEDLEY PUMP MODULE LVP *MEMORIAL HERMANN |  |  | PUMPINFUSION-ALARIS-Medley 8100 | [6 empty] | Verified as Rental |  |  | MHHS-Southwest
NO | YES |  |  |  | FFL4408 |  | CAREFUSION | 8100M |  |  | Rental | MHHS-Southwest |  |  |  | FFL4408 |  | Southwest |  | Rental | [7 empty] | PUMPINFUSION-ALARIS-Medley 8100 |  | MEDLEY PUMP MODULE LVP *MEMORIAL HERMANN |  |  | PUMPINFUSION-ALARIS-Medley 8100 | [6 empty] | Verified as Rental |  |  | MHHS-Southwest
NO | YES |  |  |  | FFL4416 |  | CAREFUSION | 8100M |  |  | Rental | MHHS-Southwest |  |  |  | FFL4416 |  | Southwest |  | Rental | [7 empty] | PUMPINFUSION-ALARIS-Medley 8100 |  | MEDLEY PUMP MODULE LVP *MEMORIAL HERMANN |  |  | PUMPINFUSION-ALARIS-Medley 8100 | [6 empty] | Verified as Rental |  |  | MHHS-Southwest
NO | YES |  |  |  | FFL4427 |  | CAREFUSION | 8100M |  |  | Rental | MHHS-Southwest |  |  |  | FFL4427 |  | Southwest |  | Rental | [7 empty] | PUMPINFUSION-ALARIS-Medley 8100 |  | MEDLEY PUMP MODULE LVP *MEMORIAL HERMANN |  |  | PUMPINFUSION-ALARIS-Medley 8100 | [6 empty] | Verified as Rental |  |  | MHHS-Southwest
NO | YES |  |  |  | FFL4453 |  | CAREFUSION | 8100M |  |  | Rental | MHHS-Southwest |  |  |  | FFL4453 |  | Southwest |  | Rental | [7 empty] | PUMPINFUSION-ALARIS-Medley 8100 |  | MEDLEY PUMP MODULE LVP *MEMORIAL HERMANN |  |  | PUMPINFUSION-ALARIS-Medley 8100 | [6 empty] | Verified as Rental |  |  | MHHS-Southwest
NO | YES |  |  |  | FFL4462 |  | CAREFUSION | 8100M |  |  | Rental | MHHS-Southwest |  |  |  | FFL4462 |  | Southwest |  | Rental | [7 empty] | PUMPINFUSION-ALARIS-Medley 8100 |  | MEDLEY PUMP MODULE LVP *MEMORIAL HERMANN |  |  | PUMPINFUSION-ALARIS-Medley 8100 | [6 empty] | Verified as Rental |  |  | MHHS-Southwest
NO | YES |  |  |  | FFL4481 |  | CAREFUSION | 8100M |  |  | Rental | MHHS-Southwest |  |  |  | FFL4481 |  | Southwest |  | Rental | [7 empty] | PUMPINFUSION-ALARIS-Medley 8100 |  | MEDLEY PUMP MODULE LVP *MEMORIAL HERMANN |  |  | PUMPINFUSION-ALARIS-Medley 8100 | [6 empty] | Verified as Rental |  |  | MHHS-Southwest
NO | YES |  |  |  | FFL4483 |  | CAREFUSION | 8100M |  |  | Rental | MHHS-Southwest |  |  |  | FFL4483 |  | Southwest |  | Rental | [7 empty] | PUMPINFUSION-ALARIS-Medley 8100 |  | MEDLEY PUMP MODULE LVP *MEMORIAL HERMANN |  |  | PUMPINFUSION-ALARIS-Medley 8100 | [6 empty] | Verified as Rental |  |  | MHHS-Southwest
NO | YES |  |  |  | FFL4485 |  | CAREFUSION | 8100M |  |  | Rental | MHHS-Southwest |  |  |  | FFL4485 |  | Southwest |  | Rental | [7 empty] | PUMPINFUSION-ALARIS-Medley 8100 |  | MEDLEY PUMP MODULE LVP *MEMORIAL HERMANN |  |  | PUMPINFUSION-ALARIS-Medley 8100 | [6 empty] | Verified as Rental |  |  | MHHS-Southwest
NO | YES |  |  |  | FFL4489 |  | CAREFUSION | 8100M |  |  | Rental | MHHS-Southwest |  |  |  | FFL4489 |  | Southwest |  | Rental | [7 empty] | PUMPINFUSION-ALARIS-Medley 8100 |  | MEDLEY PUMP MODULE LVP *MEMORIAL HERMANN |  |  | PUMPINFUSION-ALARIS-Medley 8100 | [6 empty] | Verified as Rental |  |  | MHHS-Southwest
NO | YES |  |  |  | FFL4497 |  | CAREFUSION | 8100M |  |  | Rental | MHHS-Southwest |  |  |  | FFL4497 |  | Southwest |  | Rental | [7 empty] | PUMPINFUSION-ALARIS-Medley 8100 |  | MEDLEY PUMP MODULE LVP *MEMORIAL HERMANN |  |  | PUMPINFUSION-ALARIS-Medley 8100 | [6 empty] | Verified as Rental |  |  | MHHS-Southwest
NO | YES |  |  |  | FFL4499 |  | CAREFUSION | 8100M |  |  | Rental | MHHS-Southwest |  |  |  | FFL4499 |  | Southwest |  | Rental | [7 empty] | PUMPINFUSION-ALARIS-Medley 8100 |  | MEDLEY PUMP MODULE LVP *MEMORIAL HERMANN |  |  | PUMPINFUSION-ALARIS-Medley 8100 | [6 empty] | Verified as Rental |  |  | MHHS-Southwest
NO | YES |  |  |  | FFL4503 |  | CAREFUSION | 8100M |  |  | Rental | MHHS-Southwest |  |  |  | FFL4503 |  | Southwest |  | Rental | [7 empty] | PUMPINFUSION-ALARIS-Medley 8100 |  | MEDLEY PUMP MODULE LVP *MEMORIAL HERMANN |  |  | PUMPINFUSION-ALARIS-Medley 8100 | [6 empty] | Verified as Rental |  |  | MHHS-Southwest
NO | YES |  |  |  | FFL4504 |  | CAREFUSION | 8100M |  |  | Rental | MHHS-Southwest |  |  |  | FFL4504 |  | Southwest |  | Rental | [7 empty] | PUMPINFUSION-ALARIS-Medley 8100 |  | MEDLEY PUMP MODULE LVP *MEMORIAL HERMANN |  |  | PUMPINFUSION-ALARIS-Medley 8100 | [6 empty] | Verified as Rental |  |  | MHHS-Southwest
NO | YES |  |  |  | FFL4510 |  | CAREFUSION | 8100M |  |  | Rental | MHHS-Southwest |  |  |  | FFL4510 |  | Southwest |  | Rental | [7 empty] | PUMPINFUSION-ALARIS-Medley 8100 |  | MEDLEY PUMP MODULE LVP *MEMORIAL HERMANN |  |  | PUMPINFUSION-ALARIS-Medley 8100 | [6 empty] | Verified as Rental |  |  | MHHS-Southwest
NO | YES |  |  |  | FFL4522 |  | CAREFUSION | 8100M |  |  | Rental | MHHS-Southwest |  |  |  | FFL4522 |  | Southwest |  | Rental | [7 empty] | PUMPINFUSION-ALARIS-Medley 8100 |  | MEDLEY PUMP MODULE LVP *MEMORIAL HERMANN |  |  | PUMPINFUSION-ALARIS-Medley 8100 | [6 empty] | Verified as Rental |  |  | MHHS-Southwest
NO | YES |  |  |  | FFL4525 |  | CAREFUSION | 8100M |  |  | Rental | MHHS-Southwest |  |  |  | FFL4525 |  | Southwest |  | Rental | [7 empty] | PUMPINFUSION-ALARIS-Medley 8100 |  | MEDLEY PUMP MODULE LVP *MEMORIAL HERMANN |  |  | PUMPINFUSION-ALARIS-Medley 8100 | [6 empty] | Verified as Rental |  |  | MHHS-Southwest
NO | YES |  |  |  | FFL4545 |  | CAREFUSION | 8100M |  |  | Rental | MHHS-Southwest |  |  |  | FFL4545 |  | Southwest |  | Rental | [7 empty] | PUMPINFUSION-ALARIS-Medley 8100 |  | MEDLEY PUMP MODULE LVP *MEMORIAL HERMANN |  |  | PUMPINFUSION-ALARIS-Medley 8100 | [6 empty] | Verified as Rental |  |  | MHHS-Southwest
NO | YES |  |  |  | FFL4548 |  | CAREFUSION | 8100M |  |  | Rental | MHHS-Southwest |  |  |  | FFL4548 |  | Southwest |  | Rental | [7 empty] | PUMPINFUSION-ALARIS-Medley 8100 |  | MEDLEY PUMP MODULE LVP *MEMORIAL HERMANN |  |  | PUMPINFUSION-ALARIS-Medley 8100 | [6 empty] | Verified as Rental |  |  | MHHS-Southwest
NO | YES |  |  |  | FFL4561 |  | CAREFUSION | 8100M |  |  | Rental | MHHS-Southwest |  |  |  | FFL4561 |  | Southwest |  | Rental | [7 empty] | PUMPINFUSION-ALARIS-Medley 8100 |  | MEDLEY PUMP MODULE LVP *MEMORIAL HERMANN |  |  | PUMPINFUSION-ALARIS-Medley 8100 | [6 empty] | Verified as Rental |  |  | MHHS-Southwest
NO | YES |  |  |  | FFL4574 |  | CAREFUSION | 8100M |  |  | Rental | MHHS-Southwest |  |  |  | FFL4574 |  | Southwest |  | Rental | [7 empty] | PUMPINFUSION-ALARIS-Medley 8100 |  | MEDLEY PUMP MODULE LVP *MEMORIAL HERMANN |  |  | PUMPINFUSION-ALARIS-Medley 8100 | [6 empty] | Verified as Rental |  |  | MHHS-Southwest
NO | YES |  |  |  | FFL4585 |  | CAREFUSION | 8100M |  |  | Rental | MHHS-Southwest |  |  |  | FFL4585 |  | Southwest |  | Rental | [7 empty] | PUMPINFUSION-ALARIS-Medley 8100 |  | MEDLEY PUMP MODULE LVP *MEMORIAL HERMANN |  |  | PUMPINFUSION-ALARIS-Medley 8100 | [6 empty] | Verified as Rental |  |  | MHHS-Southwest
NO | YES |  |  |  | FFL4589 |  | CAREFUSION | 8100M |  |  | Rental | MHHS-Southwest |  |  |  | FFL4589 |  | Southwest |  | Rental | [7 empty] | PUMPINFUSION-ALARIS-Medley 8100 |  | MEDLEY PUMP MODULE LVP *MEMORIAL HERMANN |  |  | PUMPINFUSION-ALARIS-Medley 8100 | [6 empty] | Verified as Rental |  |  | MHHS-Southwest
NO | YES |  |  |  | FFL4590 |  | CAREFUSION | 8100M |  |  | Rental | MHHS-Southwest |  |  |  | FFL4590 |  | Southwest |  | Rental | [7 empty] | PUMPINFUSION-ALARIS-Medley 8100 |  | MEDLEY PUMP MODULE LVP *MEMORIAL HERMANN |  |  | PUMPINFUSION-ALARIS-Medley 8100 | [6 empty] | Verified as Rental |  |  | MHHS-Southwest
NO | YES |  |  |  | FFL4591 |  | CAREFUSION | 8100M |  |  | Rental | MHHS-Southwest |  |  |  | FFL4591 |  | Southwest |  | Rental | [7 empty] | PUMPINFUSION-ALARIS-Medley 8100 |  | MEDLEY PUMP MODULE LVP *MEMORIAL HERMANN |  |  | PUMPINFUSION-ALARIS-Medley 8100 | [6 empty] | Verified as Rental |  |  | MHHS-Southwest
NO | YES |  |  |  | FFL4596 |  | CAREFUSION | 8100M |  |  | Rental | MHHS-Southwest |  |  |  | FFL4596 |  | Southwest |  | Rental | [7 empty] | PUMPINFUSION-ALARIS-Medley 8100 |  | MEDLEY PUMP MODULE LVP *MEMORIAL HERMANN |  |  | PUMPINFUSION-ALARIS-Medley 8100 | [6 empty] | Verified as Rental |  |  | MHHS-Southwest
NO | YES |  |  |  | FFL4597 |  | CAREFUSION | 8100M |  |  | Rental | MHHS-Southwest |  |  |  | FFL4597 |  | Southwest |  | Rental | [7 empty] | PUMPINFUSION-ALARIS-Medley 8100 |  | MEDLEY PUMP MODULE LVP *MEMORIAL HERMANN |  |  | PUMPINFUSION-ALARIS-Medley 8100 | [6 empty] | Verified as Rental |  |  | MHHS-Southwest
NO | YES |  |  |  | FFL4608 |  | CAREFUSION | 8100M |  |  | Rental | MHHS-Southwest |  |  |  | FFL4608 |  | Southwest |  | Rental | [7 empty] | PUMPINFUSION-ALARIS-Medley 8100 |  | MEDLEY PUMP MODULE LVP *MEMORIAL HERMANN |  |  | PUMPINFUSION-ALARIS-Medley 8100 | [6 empty] | Verified as Rental |  |  | MHHS-Southwest
NO | YES |  |  |  | FFL4620 |  | CAREFUSION | 8100M |  |  | Rental | MHHS-Southwest |  |  |  | FFL4620 |  | Southwest |  | Rental | [7 empty] | PUMPINFUSION-ALARIS-Medley 8100 |  | MEDLEY PUMP MODULE LVP *MEMORIAL HERMANN |  |  | PUMPINFUSION-ALARIS-Medley 8100 | [6 empty] | Verified as Rental |  |  | MHHS-Southwest
NO | YES |  |  |  | FFL4644 |  | CAREFUSION | 8100M |  |  | Rental | MHHS-Southwest |  |  |  | FFL4644 |  | Southwest |  | Rental | [7 empty] | PUMPINFUSION-ALARIS-Medley 8100 |  | MEDLEY PUMP MODULE LVP *MEMORIAL HERMANN |  |  | PUMPINFUSION-ALARIS-Medley 8100 | [6 empty] | Verified as Rental |  |  | MHHS-Southwest
NO | YES |  |  |  | FFL4649 |  | CAREFUSION | 8100M |  |  | Rental | MHHS-Southwest |  |  |  | FFL4649 |  | Southwest |  | Rental | [7 empty] | PUMPINFUSION-ALARIS-Medley 8100 |  | MEDLEY PUMP MODULE LVP *MEMORIAL HERMANN |  |  | PUMPINFUSION-ALARIS-Medley 8100 | [6 empty] | Verified as Rental |  |  | MHHS-Southwest
NO | YES |  |  |  | FFL4663 |  | CAREFUSION | 8100M |  |  | Rental | MHHS-Southwest |  |  |  | FFL4663 |  | Southwest |  | Rental | [7 empty] | PUMPINFUSION-ALARIS-Medley 8100 |  | MEDLEY PUMP MODULE LVP *MEMORIAL HERMANN |  |  | PUMPINFUSION-ALARIS-Medley 8100 | [6 empty] | Verified as Rental |  |  | MHHS-Southwest
NO | YES |  |  |  | FFL4668 |  | CAREFUSION | 8100M |  |  | Rental | MHHS-Southwest |  |  |  | FFL4668 |  | Southwest |  | Rental | [7 empty] | PUMPINFUSION-ALARIS-Medley 8100 |  | MEDLEY PUMP MODULE LVP *MEMORIAL HERMANN |  |  | PUMPINFUSION-ALARIS-Medley 8100 | [6 empty] | Verified as Rental |  |  | MHHS-Southwest
NO | YES |  |  |  | FFL4669 |  | CAREFUSION | 8100M |  |  | Rental | MHHS-Southwest |  |  |  | FFL4669 |  | Southwest |  | Rental | [7 empty] | PUMPINFUSION-ALARIS-Medley 8100 |  | MEDLEY PUMP MODULE LVP *MEMORIAL HERMANN |  |  | PUMPINFUSION-ALARIS-Medley 8100 | [6 empty] | Verified as Rental |  |  | MHHS-Southwest
NO | YES |  |  |  | FFL4673 |  | CAREFUSION | 8100M |  |  | Rental | MHHS-Southwest |  |  |  | FFL4673 |  | Southwest |  | Rental | [7 empty] | PUMPINFUSION-ALARIS-Medley 8100 |  | MEDLEY PUMP MODULE LVP *MEMORIAL HERMANN |  |  | PUMPINFUSION-ALARIS-Medley 8100 | [6 empty] | Verified as Rental |  |  | MHHS-Southwest
NO | YES |  |  |  | FFL4685 |  | CAREFUSION | 8100M |  |  | Rental | MHHS-Southwest |  |  |  | FFL4685 |  | Southwest |  | Rental | [7 empty] | PUMPINFUSION-ALARIS-Medley 8100 |  | MEDLEY PUMP MODULE LVP *MEMORIAL HERMANN |  |  | PUMPINFUSION-ALARIS-Medley 8100 | [6 empty] | Verified as Rental |  |  | MHHS-Southwest
NO | YES |  |  |  | FFL4695 |  | CAREFUSION | 8100M |  |  | Rental | MHHS-Southwest |  |  |  | FFL4695 |  | Southwest |  | Rental | [7 empty] | PUMPINFUSION-ALARIS-Medley 8100 |  | MEDLEY PUMP MODULE LVP *MEMORIAL HERMANN |  |  | PUMPINFUSION-ALARIS-Medley 8100 | [6 empty] | Verified as Rental |  |  | MHHS-Southwest
NO | YES |  |  |  | FFL4700 |  | CAREFUSION | 8100M |  |  | Rental | MHHS-Southwest |  |  |  | FFL4700 |  | Southwest |  | Rental | [7 empty] | PUMPINFUSION-ALARIS-Medley 8100 |  | MEDLEY PUMP MODULE LVP *MEMORIAL HERMANN |  |  | PUMPINFUSION-ALARIS-Medley 8100 | [6 empty] | Verified as Rental |  |  | MHHS-Southwest
NO | YES |  |  |  | FFL4716 |  | CAREFUSION | 8100M |  |  | Rental | MHHS-Southwest |  |  |  | FFL4716 |  | Southwest |  | Rental | [7 empty] | PUMPINFUSION-ALARIS-Medley 8100 |  | MEDLEY PUMP MODULE LVP *MEMORIAL HERMANN |  |  | PUMPINFUSION-ALARIS-Medley 8100 | [6 empty] | Verified as Rental |  |  | MHHS-Southwest
NO | YES |  |  |  | FFL4729 |  | CAREFUSION | 8100M |  |  | Rental | MHHS-Southwest |  |  |  | FFL4729 |  | Southwest |  | Rental | [7 empty] | PUMPINFUSION-ALARIS-Medley 8100 |  | MEDLEY PUMP MODULE LVP *MEMORIAL HERMANN |  |  | PUMPINFUSION-ALARIS-Medley 8100 | [6 empty] | Verified as Rental |  |  | MHHS-Southwest
NO | YES |  |  |  | FFL4797 |  | CAREFUSION | 8100M |  |  | Rental | MHHS-Southwest |  |  |  | FFL4797 |  | Southwest |  | Rental | [7 empty] | PUMPINFUSION-ALARIS-Medley 8100 |  | MEDLEY PUMP MODULE LVP *MEMORIAL HERMANN |  |  | PUMPINFUSION-ALARIS-Medley 8100 | [6 empty] | Verified as Rental |  |  | MHHS-Southwest
NO | YES |  |  |  | FFL4807 |  | CAREFUSION | 8100M |  |  | Rental | MHHS-Southwest |  |  |  | FFL4807 |  | Southwest |  | Rental | [7 empty] | PUMPINFUSION-ALARIS-Medley 8100 |  | MEDLEY PUMP MODULE LVP *MEMORIAL HERMANN |  |  | PUMPINFUSION-ALARIS-Medley 8100 | [6 empty] | Verified as Rental |  |  | MHHS-Southwest
NO | YES |  |  |  | FFL4813 |  | CAREFUSION | 8100M |  |  | Rental | MHHS-Southwest |  |  |  | FFL4813 |  | Southwest |  | Rental | [7 empty] | PUMPINFUSION-ALARIS-Medley 8100 |  | MEDLEY PUMP MODULE LVP *MEMORIAL HERMANN |  |  | PUMPINFUSION-ALARIS-Medley 8100 | [6 empty] | Verified as Rental |  |  | MHHS-Southwest
NO | YES |  |  |  | FFL4825 |  | CAREFUSION | 8100M |  |  | Rental | MHHS-Southwest |  |  |  | FFL4825 |  | Southwest |  | Rental | [7 empty] | PUMPINFUSION-ALARIS-Medley 8100 |  | MEDLEY PUMP MODULE LVP *MEMORIAL HERMANN |  |  | PUMPINFUSION-ALARIS-Medley 8100 | [6 empty] | Verified as Rental |  |  | MHHS-Southwest
NO | YES |  |  |  | FFL4859 |  | CAREFUSION | 8100M |  |  | Rental | MHHS-Southwest |  |  |  | FFL4859 |  | Southwest |  | Rental | [7 empty] | PUMPINFUSION-ALARIS-Medley 8100 |  | MEDLEY PUMP MODULE LVP *MEMORIAL HERMANN |  |  | PUMPINFUSION-ALARIS-Medley 8100 | [6 empty] | Verified as Rental |  |  | MHHS-Southwest
NO | YES |  |  |  | FFL4866 |  | CAREFUSION | 8100M |  |  | Rental | MHHS-Southwest |  |  |  | FFL4866 |  | Southwest |  | Rental | [7 empty] | PUMPINFUSION-ALARIS-Medley 8100 |  | MEDLEY PUMP MODULE LVP *MEMORIAL HERMANN |  |  | PUMPINFUSION-ALARIS-Medley 8100 | [6 empty] | Verified as Rental |  |  | MHHS-Southwest
NO | YES |  |  |  | FFL4875 |  | CAREFUSION | 8100M |  |  | Rental | MHHS-Southwest |  |  |  | FFL4875 |  | Southwest |  | Rental | [7 empty] | PUMPINFUSION-ALARIS-Medley 8100 |  | MEDLEY PUMP MODULE LVP *MEMORIAL HERMANN |  |  | PUMPINFUSION-ALARIS-Medley 8100 | [6 empty] | Verified as Rental |  |  | MHHS-Southwest
NO | YES |  |  |  | FFL4885 |  | CAREFUSION | 8100M |  |  | Rental | MHHS-Southwest |  |  |  | FFL4885 |  | Southwest |  | Rental | [7 empty] | PUMPINFUSION-ALARIS-Medley 8100 |  | MEDLEY PUMP MODULE LVP *MEMORIAL HERMANN |  |  | PUMPINFUSION-ALARIS-Medley 8100 | [6 empty] | Verified as Rental |  |  | MHHS-Southwest
NO | YES |  |  |  | FFL4890 |  | CAREFUSION | 8100M |  |  | Rental | MHHS-Southwest |  |  |  | FFL4890 |  | Southwest |  | Rental | [7 empty] | PUMPINFUSION-ALARIS-Medley 8100 |  | MEDLEY PUMP MODULE LVP *MEMORIAL HERMANN |  |  | PUMPINFUSION-ALARIS-Medley 8100 | [6 empty] | Verified as Rental |  |  | MHHS-Southwest
NO | YES |  |  |  | FFL4891 |  | CAREFUSION | 8100M |  |  | Rental | MHHS-Southwest |  |  |  | FFL4891 |  | Southwest |  | Rental | [7 empty] | PUMPINFUSION-ALARIS-Medley 8100 |  | MEDLEY PUMP MODULE LVP *MEMORIAL HERMANN |  |  | PUMPINFUSION-ALARIS-Medley 8100 | [6 empty] | Verified as Rental |  |  | MHHS-Southwest
NO | YES |  |  |  | FFL4893 |  | CAREFUSION | 8100M |  |  | Rental | MHHS-Southwest |  |  |  | FFL4893 |  | Southwest |  | Rental | [7 empty] | PUMPINFUSION-ALARIS-Medley 8100 |  | MEDLEY PUMP MODULE LVP *MEMORIAL HERMANN |  |  | PUMPINFUSION-ALARIS-Medley 8100 | [6 empty] | Verified as Rental |  |  | MHHS-Southwest
NO | YES |  |  |  | FFL4909 |  | CAREFUSION | 8100M |  |  | Rental | MHHS-Southwest |  |  |  | FFL4909 |  | Southwest |  | Rental | [7 empty] | PUMPINFUSION-ALARIS-Medley 8100 |  | MEDLEY PUMP MODULE LVP *MEMORIAL HERMANN |  |  | PUMPINFUSION-ALARIS-Medley 8100 | [6 empty] | Verified as Rental |  |  | MHHS-Southwest
NO | YES |  |  |  | FFL4917 |  | CAREFUSION | 8100M |  |  | Rental | MHHS-Southwest |  |  |  | FFL4917 |  | Southwest |  | Rental | [7 empty] | PUMPINFUSION-ALARIS-Medley 8100 |  | MEDLEY PUMP MODULE LVP *MEMORIAL HERMANN |  |  | PUMPINFUSION-ALARIS-Medley 8100 | [6 empty] | Verified as Rental |  |  | MHHS-Southwest
NO | YES |  |  |  | FFL4945 |  | CAREFUSION | 8100M |  |  | Rental | MHHS-Southwest |  |  |  | FFL4945 |  | Southwest |  | Rental | [7 empty] | PUMPINFUSION-ALARIS-Medley 8100 |  | MEDLEY PUMP MODULE LVP *MEMORIAL HERMANN |  |  | PUMPINFUSION-ALARIS-Medley 8100 | [6 empty] | Verified as Rental |  |  | MHHS-Southwest
NO | YES |  |  |  | FFL4948 |  | CAREFUSION | 8100M |  |  | Rental | MHHS-Southwest |  |  |  | FFL4948 |  | Southwest |  | Rental | [7 empty] | PUMPINFUSION-ALARIS-Medley 8100 |  | MEDLEY PUMP MODULE LVP *MEMORIAL HERMANN |  |  | PUMPINFUSION-ALARIS-Medley 8100 | [6 empty] | Verified as Rental |  |  | MHHS-Southwest
NO | YES |  |  |  | FFL4965 |  | CAREFUSION | 8100M |  |  | Rental | MHHS-Southwest |  |  |  | FFL4965 |  | Southwest |  | Rental | [7 empty] | PUMPINFUSION-ALARIS-Medley 8100 |  | MEDLEY PUMP MODULE LVP *MEMORIAL HERMANN |  |  | PUMPINFUSION-ALARIS-Medley 8100 | [6 empty] | Verified as Rental |  |  | MHHS-Southwest
NO | YES |  |  |  | FFL4966 |  | CAREFUSION | 8100M |  |  | Rental | MHHS-Southwest |  |  |  | FFL4966 |  | Southwest |  | Rental | [7 empty] | PUMPINFUSION-ALARIS-Medley 8100 |  | MEDLEY PUMP MODULE LVP *MEMORIAL HERMANN |  |  | PUMPINFUSION-ALARIS-Medley 8100 | [6 empty] | Verified as Rental |  |  | MHHS-Southwest
NO | YES |  |  |  | FFL4967 |  | CAREFUSION | 8100M |  |  | Rental | MHHS-Southwest |  |  |  | FFL4967 |  | Southwest |  | Rental | [7 empty] | PUMPINFUSION-ALARIS-Medley 8100 |  | MEDLEY PUMP MODULE LVP *MEMORIAL HERMANN |  |  | PUMPINFUSION-ALARIS-Medley 8100 | [6 empty] | Verified as Rental |  |  | MHHS-Southwest
NO | YES |  |  |  | FFL4983 |  | CAREFUSION | 8100M |  |  | Rental | MHHS-Southwest |  |  |  | FFL4983 |  | Southwest |  | Rental | [7 empty] | PUMPINFUSION-ALARIS-Medley 8100 |  | MEDLEY PUMP MODULE LVP *MEMORIAL HERMANN |  |  | PUMPINFUSION-ALARIS-Medley 8100 | [6 empty] | Verified as Rental |  |  | MHHS-Southwest
NO | YES |  |  |  | FFL4987 |  | CAREFUSION | 8100M |  |  | Rental | MHHS-Southwest |  |  |  | FFL4987 |  | Southwest |  | Rental | [7 empty] | PUMPINFUSION-ALARIS-Medley 8100 |  | MEDLEY PUMP MODULE LVP *MEMORIAL HERMANN |  |  | PUMPINFUSION-ALARIS-Medley 8100 | [6 empty] | Verified as Rental |  |  | MHHS-Southwest
NO | YES |  |  |  | FFL5017 |  | CAREFUSION | 8100M |  |  | Rental | MHHS-Southwest |  |  |  | FFL5017 |  | Southwest |  | Rental | [7 empty] | PUMPINFUSION-ALARIS-Medley 8100 |  | MEDLEY PUMP MODULE LVP *MEMORIAL HERMANN |  |  | PUMPINFUSION-ALARIS-Medley 8100 | [6 empty] | Verified as Rental |  |  | MHHS-Southwest
NO | YES |  |  |  | FFL5025 |  | CAREFUSION | 8100M |  |  | Rental | MHHS-Southwest |  |  |  | FFL5025 |  | Southwest |  | Rental | [7 empty] | PUMPINFUSION-ALARIS-Medley 8100 |  | MEDLEY PUMP MODULE LVP *MEMORIAL HERMANN |  |  | PUMPINFUSION-ALARIS-Medley 8100 | [6 empty] | Verified as Rental |  |  | MHHS-Southwest
NO | YES |  |  |  | FFL5073 |  | CAREFUSION | 8100M |  |  | Rental | MHHS-Southwest |  |  |  | FFL5073 |  | Southwest |  | Rental | [7 empty] | PUMPINFUSION-ALARIS-Medley 8100 |  | MEDLEY PUMP MODULE LVP *MEMORIAL HERMANN |  |  | PUMPINFUSION-ALARIS-Medley 8100 | [6 empty] | Verified as Rental |  |  | MHHS-Southwest
NO | YES |  |  |  | FFL5087 |  | CAREFUSION | 8100M |  |  | Rental | MHHS-Southwest |  |  |  | FFL5087 |  | Southwest |  | Rental | [7 empty] | PUMPINFUSION-ALARIS-Medley 8100 |  | MEDLEY PUMP MODULE LVP *MEMORIAL HERMANN |  |  | PUMPINFUSION-ALARIS-Medley 8100 | [6 empty] | Verified as Rental |  |  | MHHS-Southwest
NO | YES |  |  |  | FFL5120 |  | CAREFUSION | 8100M |  |  | Rental | MHHS-Southwest |  |  |  | FFL5120 |  | Southwest |  | Rental | [7 empty] | PUMPINFUSION-ALARIS-Medley 8100 |  | MEDLEY PUMP MODULE LVP *MEMORIAL HERMANN |  |  | PUMPINFUSION-ALARIS-Medley 8100 | [6 empty] | Verified as Rental |  |  | MHHS-Southwest
NO | YES |  |  |  | FFL5135 |  | CAREFUSION | 8100M |  |  | Rental | MHHS-Southwest |  |  |  | FFL5135 |  | Southwest |  | Rental | [7 empty] | PUMPINFUSION-ALARIS-Medley 8100 |  | MEDLEY PUMP MODULE LVP *MEMORIAL HERMANN |  |  | PUMPINFUSION-ALARIS-Medley 8100 | [6 empty] | Verified as Rental |  |  | MHHS-Southwest
NO | YES |  |  |  | FFL5154 |  | CAREFUSION | 8100M |  |  | Rental | MHHS-Southwest |  |  |  | FFL5154 |  | Southwest |  | Rental | [7 empty] | PUMPINFUSION-ALARIS-Medley 8100 |  | MEDLEY PUMP MODULE LVP *MEMORIAL HERMANN |  |  | PUMPINFUSION-ALARIS-Medley 8100 | [6 empty] | Verified as Rental |  |  | MHHS-Southwest
NO | YES |  |  |  | FFL5169 |  | CAREFUSION | 8100M |  |  | Rental | MHHS-Southwest |  |  |  | FFL5169 |  | Southwest |  | Rental | [7 empty] | PUMPINFUSION-ALARIS-Medley 8100 |  | MEDLEY PUMP MODULE LVP *MEMORIAL HERMANN |  |  | PUMPINFUSION-ALARIS-Medley 8100 | [6 empty] | Verified as Rental |  |  | MHHS-Southwest
NO | YES |  |  |  | FFL5208 |  | CAREFUSION | 8100M |  |  | Rental | MHHS-Southwest |  |  |  | FFL5208 |  | Southwest |  | Rental | [7 empty] | PUMPINFUSION-ALARIS-Medley 8100 |  | MEDLEY PUMP MODULE LVP *MEMORIAL HERMANN |  |  | PUMPINFUSION-ALARIS-Medley 8100 | [6 empty] | Verified as Rental |  |  | MHHS-Southwest
NO | YES |  |  |  | FFL5212 |  | CAREFUSION | 8100M |  |  | Rental | MHHS-Southwest |  |  |  | FFL5212 |  | Southwest |  | Rental | [7 empty] | PUMPINFUSION-ALARIS-Medley 8100 |  | MEDLEY PUMP MODULE LVP *MEMORIAL HERMANN |  |  | PUMPINFUSION-ALARIS-Medley 8100 | [6 empty] | Verified as Rental |  |  | MHHS-Southwest
NO | YES |  |  |  | FFL5213 |  | CAREFUSION | 8100M |  |  | Rental | MHHS-Southwest |  |  |  | FFL5213 |  | Southwest |  | Rental | [7 empty] | PUMPINFUSION-ALARIS-Medley 8100 |  | MEDLEY PUMP MODULE LVP *MEMORIAL HERMANN |  |  | PUMPINFUSION-ALARIS-Medley 8100 | [6 empty] | Verified as Rental |  |  | MHHS-Southwest
NO | YES |  |  |  | FFL5214 |  | CAREFUSION | 8100M |  |  | Rental | MHHS-Southwest |  |  |  | FFL5214 |  | Southwest |  | Rental | [7 empty] | PUMPINFUSION-ALARIS-Medley 8100 |  | MEDLEY PUMP MODULE LVP *MEMORIAL HERMANN |  |  | PUMPINFUSION-ALARIS-Medley 8100 | [6 empty] | Verified as Rental |  |  | MHHS-Southwest
NO | YES |  |  |  | FFL5224 |  | CAREFUSION | 8100M |  |  | Rental | MHHS-Southwest |  |  |  | FFL5224 |  | Southwest |  | Rental | [7 empty] | PUMPINFUSION-ALARIS-Medley 8100 |  | MEDLEY PUMP MODULE LVP *MEMORIAL HERMANN |  |  | PUMPINFUSION-ALARIS-Medley 8100 | [6 empty] | Verified as Rental |  |  | MHHS-Southwest
NO | YES |  |  |  | FFL5228 |  | CAREFUSION | 8100M |  |  | Rental | MHHS-Southwest |  |  |  | FFL5228 |  | Southwest |  | Rental | [7 empty] | PUMPINFUSION-ALARIS-Medley 8100 |  | MEDLEY PUMP MODULE LVP *MEMORIAL HERMANN |  |  | PUMPINFUSION-ALARIS-Medley 8100 | [6 empty] | Verified as Rental |  |  | MHHS-Southwest
NO | YES |  |  |  | FFL5240 |  | CAREFUSION | 8100M |  |  | Rental | MHHS-Southwest |  |  |  | FFL5240 |  | Southwest |  | Rental | [7 empty] | PUMPINFUSION-ALARIS-Medley 8100 |  | MEDLEY PUMP MODULE LVP *MEMORIAL HERMANN |  |  | PUMPINFUSION-ALARIS-Medley 8100 | [6 empty] | Verified as Rental |  |  | MHHS-Southwest
NO | YES |  |  |  | FFL5264 |  | CAREFUSION | 8100M |  |  | Rental | MHHS-Southwest |  |  |  | FFL5264 |  | Southwest |  | Rental | [7 empty] | PUMPINFUSION-ALARIS-Medley 8100 |  | MEDLEY PUMP MODULE LVP *MEMORIAL HERMANN |  |  | PUMPINFUSION-ALARIS-Medley 8100 | [6 empty] | Verified as Rental |  |  | MHHS-Southwest
NO | YES |  |  |  | FFL5275 |  | CAREFUSION | 8100M |  |  | Rental | MHHS-Southwest |  |  |  | FFL5275 |  | Southwest |  | Rental | [7 empty] | PUMPINFUSION-ALARIS-Medley 8100 |  | MEDLEY PUMP MODULE LVP *MEMORIAL HERMANN |  |  | PUMPINFUSION-ALARIS-Medley 8100 | [6 empty] | Verified as Rental |  |  | MHHS-Southwest
NO | YES |  |  |  | FFL5300 |  | CAREFUSION | 8100M |  |  | Rental | MHHS-Southwest |  |  |  | FFL5300 |  | Southwest |  | Rental | [7 empty] | PUMPINFUSION-ALARIS-Medley 8100 |  | MEDLEY PUMP MODULE LVP *MEMORIAL HERMANN |  |  | PUMPINFUSION-ALARIS-Medley 8100 | [6 empty] | Verified as Rental |  |  | MHHS-Southwest
NO | YES |  |  |  | FFL5311 |  | CAREFUSION | 8100M |  |  | Rental | MHHS-Southwest |  |  |  | FFL5311 |  | Southwest |  | Rental | [7 empty] | PUMPINFUSION-ALARIS-Medley 8100 |  | MEDLEY PUMP MODULE LVP *MEMORIAL HERMANN |  |  | PUMPINFUSION-ALARIS-Medley 8100 | [6 empty] | Verified as Rental |  |  | MHHS-Southwest
NO | YES |  |  |  | FFL5343 |  | CAREFUSION | 8100M |  |  | Rental | MHHS-Southwest |  |  |  | FFL5343 |  | Southwest |  | Rental | [7 empty] | PUMPINFUSION-ALARIS-Medley 8100 |  | MEDLEY PUMP MODULE LVP *MEMORIAL HERMANN |  |  | PUMPINFUSION-ALARIS-Medley 8100 | [6 empty] | Verified as Rental |  |  | MHHS-Southwest
NO | YES |  |  |  | FFL5346 |  | CAREFUSION | 8100M |  |  | Rental | MHHS-Southwest |  |  |  | FFL5346 |  | Southwest |  | Rental | [7 empty] | PUMPINFUSION-ALARIS-Medley 8100 |  | MEDLEY PUMP MODULE LVP *MEMORIAL HERMANN |  |  | PUMPINFUSION-ALARIS-Medley 8100 | [6 empty] | Verified as Rental |  |  | MHHS-Southwest
NO | YES |  |  |  | FFL5363 |  | CAREFUSION | 8100M |  |  | Rental | MHHS-Southwest |  |  |  | FFL5363 |  | Southwest |  | Rental | [7 empty] | PUMPINFUSION-ALARIS-Medley 8100 |  | MEDLEY PUMP MODULE LVP *MEMORIAL HERMANN |  |  | PUMPINFUSION-ALARIS-Medley 8100 | [6 empty] | Verified as Rental |  |  | MHHS-Southwest
NO | YES |  |  |  | FFL5371 |  | CAREFUSION | 8100M |  |  | Rental | MHHS-Southwest |  |  |  | FFL5371 |  | Southwest |  | Rental | [7 empty] | PUMPINFUSION-ALARIS-Medley 8100 |  | MEDLEY PUMP MODULE LVP *MEMORIAL HERMANN |  |  | PUMPINFUSION-ALARIS-Medley 8100 | [6 empty] | Verified as Rental |  |  | MHHS-Southwest
NO | YES |  |  |  | FFL5382 |  | CAREFUSION | 8100M |  |  | Rental | MHHS-Southwest |  |  |  | FFL5382 |  | Southwest |  | Rental | [7 empty] | PUMPINFUSION-ALARIS-Medley 8100 |  | MEDLEY PUMP MODULE LVP *MEMORIAL HERMANN |  |  | PUMPINFUSION-ALARIS-Medley 8100 | [6 empty] | Verified as Rental |  |  | MHHS-Southwest
NO | YES |  |  |  | FFL5398 |  | CAREFUSION | 8100M |  |  | Rental | MHHS-Southwest |  |  |  | FFL5398 |  | Southwest |  | Rental | [7 empty] | PUMPINFUSION-ALARIS-Medley 8100 |  | MEDLEY PUMP MODULE LVP *MEMORIAL HERMANN |  |  | PUMPINFUSION-ALARIS-Medley 8100 | [6 empty] | Verified as Rental |  |  | MHHS-Southwest
NO | YES |  |  |  | FFL5402 |  | CAREFUSION | 8100M |  |  | Rental | MHHS-Southwest |  |  |  | FFL5402 |  | Southwest |  | Rental | [7 empty] | PUMPINFUSION-ALARIS-Medley 8100 |  | MEDLEY PUMP MODULE LVP *MEMORIAL HERMANN |  |  | PUMPINFUSION-ALARIS-Medley 8100 | [6 empty] | Verified as Rental |  |  | MHHS-Southwest
NO | YES |  |  |  | FFL5436 |  | CAREFUSION | 8100M |  |  | Rental | MHHS-Southwest |  |  |  | FFL5436 |  | Southwest |  | Rental | [7 empty] | PUMPINFUSION-ALARIS-Medley 8100 |  | MEDLEY PUMP MODULE LVP *MEMORIAL HERMANN |  |  | PUMPINFUSION-ALARIS-Medley 8100 | [6 empty] | Verified as Rental |  |  | MHHS-Southwest
NO | YES |  |  |  | FFL5493 |  | CAREFUSION | 8100M |  |  | Rental | MHHS-Southwest |  |  |  | FFL5493 |  | Southwest |  | Rental | [7 empty] | PUMPINFUSION-ALARIS-Medley 8100 |  | MEDLEY PUMP MODULE LVP *MEMORIAL HERMANN |  |  | PUMPINFUSION-ALARIS-Medley 8100 | [6 empty] | Verified as Rental |  |  | MHHS-Southwest
NO | YES |  |  |  | FFL5505 |  | CAREFUSION | 8100M |  |  | Rental | MHHS-Southwest |  |  |  | FFL5505 |  | Southwest |  | Rental | [7 empty] | PUMPINFUSION-ALARIS-Medley 8100 |  | MEDLEY PUMP MODULE LVP *MEMORIAL HERMANN |  |  | PUMPINFUSION-ALARIS-Medley 8100 | [6 empty] | Verified as Rental |  |  | MHHS-Southwest
NO | YES |  |  |  | FFL5538 |  | CAREFUSION | 8100M |  |  | Rental | MHHS-Southwest |  |  |  | FFL5538 |  | Southwest |  | Rental | [7 empty] | PUMPINFUSION-ALARIS-Medley 8100 |  | MEDLEY PUMP MODULE LVP *MEMORIAL HERMANN |  |  | PUMPINFUSION-ALARIS-Medley 8100 | [6 empty] | Verified as Rental |  |  | MHHS-Southwest
NO | YES |  |  |  | FFL5557 |  | CAREFUSION | 8100M |  |  | Rental | MHHS-Southwest |  |  |  | FFL5557 |  | Southwest |  | Rental | [7 empty] | PUMPINFUSION-ALARIS-Medley 8100 |  | MEDLEY PUMP MODULE LVP *MEMORIAL HERMANN |  |  | PUMPINFUSION-ALARIS-Medley 8100 | [6 empty] | Verified as Rental |  |  | MHHS-Southwest
NO | YES |  |  |  | FFL5574 |  | CAREFUSION | 8100M |  |  | Rental | MHHS-Southwest |  |  |  | FFL5574 |  | Southwest |  | Rental | [7 empty] | PUMPINFUSION-ALARIS-Medley 8100 |  | MEDLEY PUMP MODULE LVP *MEMORIAL HERMANN |  |  | PUMPINFUSION-ALARIS-Medley 8100 | [6 empty] | Verified as Rental |  |  | MHHS-Southwest
NO | YES |  |  |  | FFL5602 |  | CAREFUSION | 8100M |  |  | Rental | MHHS-Southwest |  |  |  | FFL5602 |  | Southwest |  | Rental | [7 empty] | PUMPINFUSION-ALARIS-Medley 8100 |  | MEDLEY PUMP MODULE LVP *MEMORIAL HERMANN |  |  | PUMPINFUSION-ALARIS-Medley 8100 | [6 empty] | Verified as Rental |  |  | MHHS-Southwest
NO | YES |  |  |  | FFL5615 |  | CAREFUSION | 8100M |  |  | Rental | MHHS-Southwest |  |  |  | FFL5615 |  | Southwest |  | Rental | [7 empty] | PUMPINFUSION-ALARIS-Medley 8100 |  | MEDLEY PUMP MODULE LVP *MEMORIAL HERMANN |  |  | PUMPINFUSION-ALARIS-Medley 8100 | [6 empty] | Verified as Rental |  |  | MHHS-Southwest
NO | YES |  |  |  | FFL5618 |  | CAREFUSION | 8100M |  |  | Rental | MHHS-Southwest |  |  |  | FFL5618 |  | Southwest |  | Rental | [7 empty] | PUMPINFUSION-ALARIS-Medley 8100 |  | MEDLEY PUMP MODULE LVP *MEMORIAL HERMANN |  |  | PUMPINFUSION-ALARIS-Medley 8100 | [6 empty] | Verified as Rental |  |  | MHHS-Southwest
NO | YES |  |  |  | FFL5623 |  | CAREFUSION | 8100M |  |  | Rental | MHHS-Southwest |  |  |  | FFL5623 |  | Southwest |  | Rental | [7 empty] | PUMPINFUSION-ALARIS-Medley 8100 |  | MEDLEY PUMP MODULE LVP *MEMORIAL HERMANN |  |  | PUMPINFUSION-ALARIS-Medley 8100 | [6 empty] | Verified as Rental |  |  | MHHS-Southwest
NO | YES |  |  |  | FFL5636 |  | CAREFUSION | 8100M |  |  | Rental | MHHS-Southwest |  |  |  | FFL5636 |  | Southwest |  | Rental | [7 empty] | PUMPINFUSION-ALARIS-Medley 8100 |  | MEDLEY PUMP MODULE LVP *MEMORIAL HERMANN |  |  | PUMPINFUSION-ALARIS-Medley 8100 | [6 empty] | Verified as Rental |  |  | MHHS-Southwest
NO | YES |  |  |  | FFL5654 |  | CAREFUSION | 8100M |  |  | Rental | MHHS-Southwest |  |  |  | FFL5654 |  | Southwest |  | Rental | [7 empty] | PUMPINFUSION-ALARIS-Medley 8100 |  | MEDLEY PUMP MODULE LVP *MEMORIAL HERMANN |  |  | PUMPINFUSION-ALARIS-Medley 8100 | [6 empty] | Verified as Rental |  |  | MHHS-Southwest
NO | YES |  |  |  | FFL5663 |  | CAREFUSION | 8100M |  |  | Rental | MHHS-Southwest |  |  |  | FFL5663 |  | Southwest |  | Rental | [7 empty] | PUMPINFUSION-ALARIS-Medley 8100 |  | MEDLEY PUMP MODULE LVP *MEMORIAL HERMANN |  |  | PUMPINFUSION-ALARIS-Medley 8100 | [6 empty] | Verified as Rental |  |  | MHHS-Southwest
NO | YES |  |  |  | FFL5685 |  | CAREFUSION | 8100M |  |  | Rental | MHHS-Southwest |  |  |  | FFL5685 |  | Southwest |  | Rental | [7 empty] | PUMPINFUSION-ALARIS-Medley 8100 |  | MEDLEY PUMP MODULE LVP *MEMORIAL HERMANN |  |  | PUMPINFUSION-ALARIS-Medley 8100 | [6 empty] | Verified as Rental |  |  | MHHS-Southwest
NO | YES |  |  |  | FFL5696 |  | CAREFUSION | 8100M |  |  | Rental | MHHS-Southwest |  |  |  | FFL5696 |  | Southwest |  | Rental | [7 empty] | PUMPINFUSION-ALARIS-Medley 8100 |  | MEDLEY PUMP MODULE LVP *MEMORIAL HERMANN |  |  | PUMPINFUSION-ALARIS-Medley 8100 | [6 empty] | Verified as Rental |  |  | MHHS-Southwest
NO | YES |  |  |  | FFL5711 |  | CAREFUSION | 8100M |  |  | Rental | MHHS-Southwest |  |  |  | FFL5711 |  | Southwest |  | Rental | [7 empty] | PUMPINFUSION-ALARIS-Medley 8100 |  | MEDLEY PUMP MODULE LVP *MEMORIAL HERMANN |  |  | PUMPINFUSION-ALARIS-Medley 8100 | [6 empty] | Verified as Rental |  |  | MHHS-Southwest
NO | YES |  |  |  | FFL5721 |  | CAREFUSION | 8100M |  |  | Rental | MHHS-Southwest |  |  |  | FFL5721 |  | Southwest |  | Rental | [7 empty] | PUMPINFUSION-ALARIS-Medley 8100 |  | MEDLEY PUMP MODULE LVP *MEMORIAL HERMANN |  |  | PUMPINFUSION-ALARIS-Medley 8100 | [6 empty] | Verified as Rental |  |  | MHHS-Southwest
NO | YES |  |  |  | FFL5722 |  | CAREFUSION | 8100M |  |  | Rental | MHHS-Southwest |  |  |  | FFL5722 |  | Southwest |  | Rental | [7 empty] | PUMPINFUSION-ALARIS-Medley 8100 |  | MEDLEY PUMP MODULE LVP *MEMORIAL HERMANN |  |  | PUMPINFUSION-ALARIS-Medley 8100 | [6 empty] | Verified as Rental |  |  | MHHS-Southwest
NO | YES |  |  |  | FFL5728 |  | CAREFUSION | 8100M |  |  | Rental | MHHS-Southwest |  |  |  | FFL5728 |  | Southwest |  | Rental | [7 empty] | PUMPINFUSION-ALARIS-Medley 8100 |  | MEDLEY PUMP MODULE LVP *MEMORIAL HERMANN |  |  | PUMPINFUSION-ALARIS-Medley 8100 | [6 empty] | Verified as Rental |  |  | MHHS-Southwest
NO | YES |  |  |  | FFL5738 |  | CAREFUSION | 8100M |  |  | Rental | MHHS-Southwest |  |  |  | FFL5738 |  | Southwest |  | Rental | [7 empty] | PUMPINFUSION-ALARIS-Medley 8100 |  | MEDLEY PUMP MODULE LVP *MEMORIAL HERMANN |  |  | PUMPINFUSION-ALARIS-Medley 8100 | [6 empty] | Verified as Rental |  |  | MHHS-Southwest
NO | YES |  |  |  | FFL5744 |  | CAREFUSION | 8100M |  |  | Rental | MHHS-Southwest |  |  |  | FFL5744 |  | Southwest |  | Rental | [7 empty] | PUMPINFUSION-ALARIS-Medley 8100 |  | MEDLEY PUMP MODULE LVP *MEMORIAL HERMANN |  |  | PUMPINFUSION-ALARIS-Medley 8100 | [6 empty] | Verified as Rental |  |  | MHHS-Southwest
NO | YES |  |  |  | FFL5747 |  | CAREFUSION | 8100M |  |  | Rental | MHHS-Southwest |  |  |  | FFL5747 |  | Southwest |  | Rental | [7 empty] | PUMPINFUSION-ALARIS-Medley 8100 |  | MEDLEY PUMP MODULE LVP *MEMORIAL HERMANN |  |  | PUMPINFUSION-ALARIS-Medley 8100 | [6 empty] | Verified as Rental |  |  | MHHS-Southwest
NO | YES |  |  |  | FFL5773 |  | CAREFUSION | 8100M |  |  | Rental | MHHS-Southwest |  |  |  | FFL5773 |  | Southwest |  | Rental | [7 empty] | PUMPINFUSION-ALARIS-Medley 8100 |  | MEDLEY PUMP MODULE LVP *MEMORIAL HERMANN |  |  | PUMPINFUSION-ALARIS-Medley 8100 | [6 empty] | Verified as Rental |  |  | MHHS-Southwest
NO | YES |  |  |  | FFL5809 |  | CAREFUSION | 8100M |  |  | Rental | MHHS-Southwest |  |  |  | FFL5809 |  | Southwest |  | Rental | [7 empty] | PUMPINFUSION-ALARIS-Medley 8100 |  | MEDLEY PUMP MODULE LVP *MEMORIAL HERMANN |  |  | PUMPINFUSION-ALARIS-Medley 8100 | [6 empty] | Verified as Rental |  |  | MHHS-Southwest
NO | YES |  |  |  | FFL5813 |  | CAREFUSION | 8100M |  |  | Rental | MHHS-Southwest |  |  |  | FFL5813 |  | Southwest |  | Rental | [7 empty] | PUMPINFUSION-ALARIS-Medley 8100 |  | MEDLEY PUMP MODULE LVP *MEMORIAL HERMANN |  |  | PUMPINFUSION-ALARIS-Medley 8100 | [6 empty] | Verified as Rental |  |  | MHHS-Southwest
NO | YES |  |  |  | FFL5818 |  | CAREFUSION | 8100M |  |  | Rental | MHHS-Southwest |  |  |  | FFL5818 |  | Southwest |  | Rental | [7 empty] | PUMPINFUSION-ALARIS-Medley 8100 |  | MEDLEY PUMP MODULE LVP *MEMORIAL HERMANN |  |  | PUMPINFUSION-ALARIS-Medley 8100 | [6 empty] | Verified as Rental |  |  | MHHS-Southwest
NO | YES |  |  |  | FFL5830 |  | CAREFUSION | 8100M |  |  | Rental | MHHS-Southwest |  |  |  | FFL5830 |  | Southwest |  | Rental | [7 empty] | PUMPINFUSION-ALARIS-Medley 8100 |  | MEDLEY PUMP MODULE LVP *MEMORIAL HERMANN |  |  | PUMPINFUSION-ALARIS-Medley 8100 | [6 empty] | Verified as Rental |  |  | MHHS-Southwest
NO | YES |  |  |  | FFL5833 |  | CAREFUSION | 8100M |  |  | Rental | MHHS-Southwest |  |  |  | FFL5833 |  | Southwest |  | Rental | [7 empty] | PUMPINFUSION-ALARIS-Medley 8100 |  | MEDLEY PUMP MODULE LVP *MEMORIAL HERMANN |  |  | PUMPINFUSION-ALARIS-Medley 8100 | [6 empty] | Verified as Rental |  |  | MHHS-Southwest
NO | YES |  |  |  | FFL5842 |  | CAREFUSION | 8100M |  |  | Rental | MHHS-Southwest |  |  |  | FFL5842 |  | Southwest |  | Rental | [7 empty] | PUMPINFUSION-ALARIS-Medley 8100 |  | MEDLEY PUMP MODULE LVP *MEMORIAL HERMANN |  |  | PUMPINFUSION-ALARIS-Medley 8100 | [6 empty] | Verified as Rental |  |  | MHHS-Southwest
NO | YES |  |  |  | FFL5845 |  | CAREFUSION | 8100M |  |  | Rental | MHHS-Southwest |  |  |  | FFL5845 |  | Southwest |  | Rental | [7 empty] | PUMPINFUSION-ALARIS-Medley 8100 |  | MEDLEY PUMP MODULE LVP *MEMORIAL HERMANN |  |  | PUMPINFUSION-ALARIS-Medley 8100 | [6 empty] | Verified as Rental |  |  | MHHS-Southwest
NO | YES |  |  |  | FFL5848 |  | CAREFUSION | 8100M |  |  | Rental | MHHS-Southwest |  |  |  | FFL5848 |  | Southwest |  | Rental | [7 empty] | PUMPINFUSION-ALARIS-Medley 8100 |  | MEDLEY PUMP MODULE LVP *MEMORIAL HERMANN |  |  | PUMPINFUSION-ALARIS-Medley 8100 | [6 empty] | Verified as Rental |  |  | MHHS-Southwest
NO | YES |  |  |  | FFL5850 |  | CAREFUSION | 8100M |  |  | Rental | MHHS-Southwest |  |  |  | FFL5850 |  | Southwest |  | Rental | [7 empty] | PUMPINFUSION-ALARIS-Medley 8100 |  | MEDLEY PUMP MODULE LVP *MEMORIAL HERMANN |  |  | PUMPINFUSION-ALARIS-Medley 8100 | [6 empty] | Verified as Rental |  |  | MHHS-Southwest
NO | YES |  |  |  | FFL5851 |  | CAREFUSION | 8100M |  |  | Rental | MHHS-Southwest |  |  |  | FFL5851 |  | Southwest |  | Rental | [7 empty] | PUMPINFUSION-ALARIS-Medley 8100 |  | MEDLEY PUMP MODULE LVP *MEMORIAL HERMANN |  |  | PUMPINFUSION-ALARIS-Medley 8100 | [6 empty] | Verified as Rental |  |  | MHHS-Southwest
NO | YES |  |  |  | FFL5867 |  | CAREFUSION | 8100M |  |  | Rental | MHHS-Southwest |  |  |  | FFL5867 |  | Southwest |  | Rental | [7 empty] | PUMPINFUSION-ALARIS-Medley 8100 |  | MEDLEY PUMP MODULE LVP *MEMORIAL HERMANN |  |  | PUMPINFUSION-ALARIS-Medley 8100 | [6 empty] | Verified as Rental |  |  | MHHS-Southwest
NO | YES |  |  |  | FFL5879 |  | CAREFUSION | 8100M |  |  | Rental | MHHS-Southwest |  |  |  | FFL5879 |  | Southwest |  | Rental | [7 empty] | PUMPINFUSION-ALARIS-Medley 8100 |  | MEDLEY PUMP MODULE LVP *MEMORIAL HERMANN |  |  | PUMPINFUSION-ALARIS-Medley 8100 | [6 empty] | Verified as Rental |  |  | MHHS-Southwest
NO | YES |  |  |  | FFL5899 |  | CAREFUSION | 8100M |  |  | Rental | MHHS-Southwest |  |  |  | FFL5899 |  | Southwest |  | Rental | [7 empty] | PUMPINFUSION-ALARIS-Medley 8100 |  | MEDLEY PUMP MODULE LVP *MEMORIAL HERMANN |  |  | PUMPINFUSION-ALARIS-Medley 8100 | [6 empty] | Verified as Rental |  |  | MHHS-Southwest
NO | YES |  |  |  | FFL5902 |  | CAREFUSION | 8100M |  |  | Rental | MHHS-Southwest |  |  |  | FFL5902 |  | Southwest |  | Rental | [7 empty] | PUMPINFUSION-ALARIS-Medley 8100 |  | MEDLEY PUMP MODULE LVP *MEMORIAL HERMANN |  |  | PUMPINFUSION-ALARIS-Medley 8100 | [6 empty] | Verified as Rental |  |  | MHHS-Southwest
NO | YES |  |  |  | FFL5905 |  | CAREFUSION | 8100M |  |  | Rental | MHHS-Southwest |  |  |  | FFL5905 |  | Southwest |  | Rental | [7 empty] | PUMPINFUSION-ALARIS-Medley 8100 |  | MEDLEY PUMP MODULE LVP *MEMORIAL HERMANN |  |  | PUMPINFUSION-ALARIS-Medley 8100 | [6 empty] | Verified as Rental |  |  | MHHS-Southwest
NO | YES |  |  |  | FFL5919 |  | CAREFUSION | 8100M |  |  | Rental | MHHS-Southwest |  |  |  | FFL5919 |  | Southwest |  | Rental | [7 empty] | PUMPINFUSION-ALARIS-Medley 8100 |  | MEDLEY PUMP MODULE LVP *MEMORIAL HERMANN |  |  | PUMPINFUSION-ALARIS-Medley 8100 | [6 empty] | Verified as Rental |  |  | MHHS-Southwest
NO | YES |  |  |  | FFL5923 |  | CAREFUSION | 8100M |  |  | Rental | MHHS-Southwest |  |  |  | FFL5923 |  | Southwest |  | Rental | [7 empty] | PUMPINFUSION-ALARIS-Medley 8100 |  | MEDLEY PUMP MODULE LVP *MEMORIAL HERMANN |  |  | PUMPINFUSION-ALARIS-Medley 8100 | [6 empty] | Verified as Rental |  |  | MHHS-Southwest
NO | YES |  |  |  | FFL5954 |  | CAREFUSION | 8100M |  |  | Rental | MHHS-Southwest |  |  |  | FFL5954 |  | Southwest |  | Rental | [7 empty] | PUMPINFUSION-ALARIS-Medley 8100 |  | MEDLEY PUMP MODULE LVP *MEMORIAL HERMANN |  |  | PUMPINFUSION-ALARIS-Medley 8100 | [6 empty] | Verified as Rental |  |  | MHHS-Southwest
NO | YES |  |  |  | FFL5960 |  | CAREFUSION | 8100M |  |  | Rental | MHHS-Southwest |  |  |  | FFL5960 |  | Southwest |  | Rental | [7 empty] | PUMPINFUSION-ALARIS-Medley 8100 |  | MEDLEY PUMP MODULE LVP *MEMORIAL HERMANN |  |  | PUMPINFUSION-ALARIS-Medley 8100 | [6 empty] | Verified as Rental |  |  | MHHS-Southwest
NO | YES |  |  |  | FFL5963 |  | CAREFUSION | 8100M |  |  | Rental | MHHS-Southwest |  |  |  | FFL5963 |  | Southwest |  | Rental | [7 empty] | PUMPINFUSION-ALARIS-Medley 8100 |  | MEDLEY PUMP MODULE LVP *MEMORIAL HERMANN |  |  | PUMPINFUSION-ALARIS-Medley 8100 | [6 empty] | Verified as Rental |  |  | MHHS-Southwest
NO | YES |  |  |  | FFL5981 |  | CAREFUSION | 8100M |  |  | Rental | MHHS-Southwest |  |  |  | FFL5981 |  | Southwest |  | Rental | [7 empty] | PUMPINFUSION-ALARIS-Medley 8100 |  | MEDLEY PUMP MODULE LVP *MEMORIAL HERMANN |  |  | PUMPINFUSION-ALARIS-Medley 8100 | [6 empty] | Verified as Rental |  |  | MHHS-Southwest
NO | YES |  |  |  | FFL5992 |  | CAREFUSION | 8100M |  |  | Rental | MHHS-Southwest |  |  |  | FFL5992 |  | Southwest |  | Rental | [7 empty] | PUMPINFUSION-ALARIS-Medley 8100 |  | MEDLEY PUMP MODULE LVP *MEMORIAL HERMANN |  |  | PUMPINFUSION-ALARIS-Medley 8100 | [6 empty] | Verified as Rental |  |  | MHHS-Southwest
NO | YES |  |  |  | FFL5999 |  | CAREFUSION | 8100M |  |  | Rental | MHHS-Southwest |  |  |  | FFL5999 |  | Southwest |  | Rental | [7 empty] | PUMPINFUSION-ALARIS-Medley 8100 |  | MEDLEY PUMP MODULE LVP *MEMORIAL HERMANN |  |  | PUMPINFUSION-ALARIS-Medley 8100 | [6 empty] | Verified as Rental |  |  | MHHS-Southwest
NO | YES |  |  |  | FFL6029 |  | CAREFUSION | 8100M |  |  | Rental | MHHS-Southwest |  |  |  | FFL6029 |  | Southwest |  | Rental | [7 empty] | PUMPINFUSION-ALARIS-Medley 8100 |  | MEDLEY PUMP MODULE LVP *MEMORIAL HERMANN |  |  | PUMPINFUSION-ALARIS-Medley 8100 | [6 empty] | Verified as Rental |  |  | MHHS-Southwest
NO | YES |  |  |  | FFL6058 |  | CAREFUSION | 8100M |  |  | Rental | MHHS-Southwest |  |  |  | FFL6058 |  | Southwest |  | Rental | [7 empty] | PUMPINFUSION-ALARIS-Medley 8100 |  | MEDLEY PUMP MODULE LVP *MEMORIAL HERMANN |  |  | PUMPINFUSION-ALARIS-Medley 8100 | [6 empty] | Verified as Rental |  |  | MHHS-Southwest
NO | YES |  |  |  | FFL6063 |  | CAREFUSION | 8100M |  |  | Rental | MHHS-Southwest |  |  |  | FFL6063 |  | Southwest |  | Rental | [7 empty] | PUMPINFUSION-ALARIS-Medley 8100 |  | MEDLEY PUMP MODULE LVP *MEMORIAL HERMANN |  |  | PUMPINFUSION-ALARIS-Medley 8100 | [6 empty] | Verified as Rental |  |  | MHHS-Southwest
NO | YES |  |  |  | FFL6069 |  | CAREFUSION | 8100M |  |  | Rental | MHHS-Southwest |  |  |  | FFL6069 |  | Southwest |  | Rental | [7 empty] | PUMPINFUSION-ALARIS-Medley 8100 |  | MEDLEY PUMP MODULE LVP *MEMORIAL HERMANN |  |  | PUMPINFUSION-ALARIS-Medley 8100 | [6 empty] | Verified as Rental |  |  | MHHS-Southwest
NO | YES |  |  |  | FFL6101 |  | CAREFUSION | 8100M |  |  | Rental | MHHS-Southwest |  |  |  | FFL6101 |  | Southwest |  | Rental | [7 empty] | PUMPINFUSION-ALARIS-Medley 8100 |  | MEDLEY PUMP MODULE LVP *MEMORIAL HERMANN |  |  | PUMPINFUSION-ALARIS-Medley 8100 | [6 empty] | Verified as Rental |  |  | MHHS-Southwest
NO | YES |  |  |  | FFL6107 |  | CAREFUSION | 8100M |  |  | Rental | MHHS-Southwest |  |  |  | FFL6107 |  | Southwest |  | Rental | [7 empty] | PUMPINFUSION-ALARIS-Medley 8100 |  | MEDLEY PUMP MODULE LVP *MEMORIAL HERMANN |  |  | PUMPINFUSION-ALARIS-Medley 8100 | [6 empty] | Verified as Rental |  |  | MHHS-Southwest
NO | YES |  |  |  | FFL6122 |  | CAREFUSION | 8100M |  |  | Rental | MHHS-Southwest |  |  |  | FFL6122 |  | Southwest |  | Rental | [7 empty] | PUMPINFUSION-ALARIS-Medley 8100 |  | MEDLEY PUMP MODULE LVP *MEMORIAL HERMANN |  |  | PUMPINFUSION-ALARIS-Medley 8100 | [6 empty] | Verified as Rental |  |  | MHHS-Southwest
NO | YES |  |  |  | FFL6128 |  | CAREFUSION | 8100M |  |  | Rental | MHHS-Southwest |  |  |  | FFL6128 |  | Southwest |  | Rental | [7 empty] | PUMPINFUSION-ALARIS-Medley 8100 |  | MEDLEY PUMP MODULE LVP *MEMORIAL HERMANN |  |  | PUMPINFUSION-ALARIS-Medley 8100 | [6 empty] | Verified as Rental |  |  | MHHS-Southwest
NO | YES |  |  |  | FFL6145 |  | CAREFUSION | 8100M |  |  | Rental | MHHS-Southwest |  |  |  | FFL6145 |  | Southwest |  | Rental | [7 empty] | PUMPINFUSION-ALARIS-Medley 8100 |  | MEDLEY PUMP MODULE LVP *MEMORIAL HERMANN |  |  | PUMPINFUSION-ALARIS-Medley 8100 | [6 empty] | Verified as Rental |  |  | MHHS-Southwest
NO | YES |  |  |  | FFL6147 |  | CAREFUSION | 8100M |  |  | Rental | MHHS-Southwest |  |  |  | FFL6147 |  | Southwest |  | Rental | [7 empty] | PUMPINFUSION-ALARIS-Medley 8100 |  | MEDLEY PUMP MODULE LVP *MEMORIAL HERMANN |  |  | PUMPINFUSION-ALARIS-Medley 8100 | [6 empty] | Verified as Rental |  |  | MHHS-Southwest
NO | YES |  |  |  | FFL6148 |  | CAREFUSION | 8100M |  |  | Rental | MHHS-Southwest |  |  |  | FFL6148 |  | Southwest |  | Rental | [7 empty] | PUMPINFUSION-ALARIS-Medley 8100 |  | MEDLEY PUMP MODULE LVP *MEMORIAL HERMANN |  |  | PUMPINFUSION-ALARIS-Medley 8100 | [6 empty] | Verified as Rental |  |  | MHHS-Southwest
NO | YES |  |  |  | FFL6168 |  | CAREFUSION | 8100M |  |  | Rental | MHHS-Southwest |  |  |  | FFL6168 |  | Southwest |  | Rental | [7 empty] | PUMPINFUSION-ALARIS-Medley 8100 |  | MEDLEY PUMP MODULE LVP *MEMORIAL HERMANN |  |  | PUMPINFUSION-ALARIS-Medley 8100 | [6 empty] | Verified as Rental |  |  | MHHS-Southwest
NO | YES |  |  |  | FFL6174 |  | CAREFUSION | 8100M |  |  | Rental | MHHS-Southwest |  |  |  | FFL6174 |  | Southwest |  | Rental | [7 empty] | PUMPINFUSION-ALARIS-Medley 8100 |  | MEDLEY PUMP MODULE LVP *MEMORIAL HERMANN |  |  | PUMPINFUSION-ALARIS-Medley 8100 | [6 empty] | Verified as Rental |  |  | MHHS-Southwest
NO | YES |  |  |  | FFL6187 |  | CAREFUSION | 8100M |  |  | Rental | MHHS-Southwest |  |  |  | FFL6187 |  | Southwest |  | Rental | [7 empty] | PUMPINFUSION-ALARIS-Medley 8100 |  | MEDLEY PUMP MODULE LVP *MEMORIAL HERMANN |  |  | PUMPINFUSION-ALARIS-Medley 8100 | [6 empty] | Verified as Rental |  |  | MHHS-Southwest
NO | YES |  |  |  | FFL6209 |  | CAREFUSION | 8100M |  |  | Rental | MHHS-Southwest |  |  |  | FFL6209 |  | Southwest |  | Rental | [7 empty] | PUMPINFUSION-ALARIS-Medley 8100 |  | MEDLEY PUMP MODULE LVP *MEMORIAL HERMANN |  |  | PUMPINFUSION-ALARIS-Medley 8100 | [6 empty] | Verified as Rental |  |  | MHHS-Southwest
NO | YES |  |  |  | FFL6247 |  | CAREFUSION | 8100M |  |  | Rental | MHHS-Southwest |  |  |  | FFL6247 |  | Southwest |  | Rental | [7 empty] | PUMPINFUSION-ALARIS-Medley 8100 |  | MEDLEY PUMP MODULE LVP *MEMORIAL HERMANN |  |  | PUMPINFUSION-ALARIS-Medley 8100 | [6 empty] | Verified as Rental |  |  | MHHS-Southwest
NO | YES |  |  |  | FFL6250 |  | CAREFUSION | 8100M |  |  | Rental | MHHS-Southwest |  |  |  | FFL6250 |  | Southwest |  | Rental | [7 empty] | PUMPINFUSION-ALARIS-Medley 8100 |  | MEDLEY PUMP MODULE LVP *MEMORIAL HERMANN |  |  | PUMPINFUSION-ALARIS-Medley 8100 | [6 empty] | Verified as Rental |  |  | MHHS-Southwest
NO | YES |  |  |  | FFL6266 |  | CAREFUSION | 8100M |  |  | Rental | MHHS-Southwest |  |  |  | FFL6266 |  | Southwest |  | Rental | [7 empty] | PUMPINFUSION-ALARIS-Medley 8100 |  | MEDLEY PUMP MODULE LVP *MEMORIAL HERMANN |  |  | PUMPINFUSION-ALARIS-Medley 8100 | [6 empty] | Verified as Rental |  |  | MHHS-Southwest
NO | YES |  |  |  | FFL6279 |  | CAREFUSION | 8100M |  |  | Rental | MHHS-Southwest |  |  |  | FFL6279 |  | Southwest |  | Rental | [7 empty] | PUMPINFUSION-ALARIS-Medley 8100 |  | MEDLEY PUMP MODULE LVP *MEMORIAL HERMANN |  |  | PUMPINFUSION-ALARIS-Medley 8100 | [6 empty] | Verified as Rental |  |  | MHHS-Southwest
NO | YES |  |  |  | FFL6284 |  | CAREFUSION | 8100M |  |  | Rental | MHHS-Southwest |  |  |  | FFL6284 |  | Southwest |  | Rental | [7 empty] | PUMPINFUSION-ALARIS-Medley 8100 |  | MEDLEY PUMP MODULE LVP *MEMORIAL HERMANN |  |  | PUMPINFUSION-ALARIS-Medley 8100 | [6 empty] | Verified as Rental |  |  | MHHS-Southwest
NO | YES |  |  |  | FFL6285 |  | CAREFUSION | 8100M |  |  | Rental | MHHS-Southwest |  |  |  | FFL6285 |  | Southwest |  | Rental | [7 empty] | PUMPINFUSION-ALARIS-Medley 8100 |  | MEDLEY PUMP MODULE LVP *MEMORIAL HERMANN |  |  | PUMPINFUSION-ALARIS-Medley 8100 | [6 empty] | Verified as Rental |  |  | MHHS-Southwest
NO | YES |  |  |  | FFL6286 |  | CAREFUSION | 8100M |  |  | Rental | MHHS-Southwest |  |  |  | FFL6286 |  | Southwest |  | Rental | [7 empty] | PUMPINFUSION-ALARIS-Medley 8100 |  | MEDLEY PUMP MODULE LVP *MEMORIAL HERMANN |  |  | PUMPINFUSION-ALARIS-Medley 8100 | [6 empty] | Verified as Rental |  |  | MHHS-Southwest
NO | YES |  |  |  | FFL6288 |  | CAREFUSION | 8100M |  |  | Rental | MHHS-Southwest |  |  |  | FFL6288 |  | Southwest |  | Rental | [7 empty] | PUMPINFUSION-ALARIS-Medley 8100 |  | MEDLEY PUMP MODULE LVP *MEMORIAL HERMANN |  |  | PUMPINFUSION-ALARIS-Medley 8100 | [6 empty] | Verified as Rental |  |  | MHHS-Southwest
NO | YES |  |  |  | FFL6292 |  | CAREFUSION | 8100M |  |  | Rental | MHHS-Southwest |  |  |  | FFL6292 |  | Southwest |  | Rental | [7 empty] | PUMPINFUSION-ALARIS-Medley 8100 |  | MEDLEY PUMP MODULE LVP *MEMORIAL HERMANN |  |  | PUMPINFUSION-ALARIS-Medley 8100 | [6 empty] | Verified as Rental |  |  | MHHS-Southwest
NO | YES |  |  |  | FFL6297 |  | CAREFUSION | 8100M |  |  | Rental | MHHS-Southwest |  |  |  | FFL6297 |  | Southwest |  | Rental | [7 empty] | PUMPINFUSION-ALARIS-Medley 8100 |  | MEDLEY PUMP MODULE LVP *MEMORIAL HERMANN |  |  | PUMPINFUSION-ALARIS-Medley 8100 | [6 empty] | Verified as Rental |  |  | MHHS-Southwest
NO | YES |  |  |  | FFL6304 |  | CAREFUSION | 8100M |  |  | Rental | MHHS-Southwest |  |  |  | FFL6304 |  | Southwest |  | Rental | [7 empty] | PUMPINFUSION-ALARIS-Medley 8100 |  | MEDLEY PUMP MODULE LVP *MEMORIAL HERMANN |  |  | PUMPINFUSION-ALARIS-Medley 8100 | [6 empty] | Verified as Rental |  |  | MHHS-Southwest
NO | YES |  |  |  | FFL6324 |  | CAREFUSION | 8100M |  |  | Rental | MHHS-Southwest |  |  |  | FFL6324 |  | Southwest |  | Rental | [7 empty] | PUMPINFUSION-ALARIS-Medley 8100 |  | MEDLEY PUMP MODULE LVP *MEMORIAL HERMANN |  |  | PUMPINFUSION-ALARIS-Medley 8100 | [6 empty] | Verified as Rental |  |  | MHHS-Southwest
NO | YES |  |  |  | FFL6330 |  | CAREFUSION | 8100M |  |  | Rental | MHHS-Southwest |  |  |  | FFL6330 |  | Southwest |  | Rental | [7 empty] | PUMPINFUSION-ALARIS-Medley 8100 |  | MEDLEY PUMP MODULE LVP *MEMORIAL HERMANN |  |  | PUMPINFUSION-ALARIS-Medley 8100 | [6 empty] | Verified as Rental |  |  | MHHS-Southwest
NO | YES |  |  |  | FFL6345 |  | CAREFUSION | 8100M |  |  | Rental | MHHS-Southwest |  |  |  | FFL6345 |  | Southwest |  | Rental | [7 empty] | PUMPINFUSION-ALARIS-Medley 8100 |  | MEDLEY PUMP MODULE LVP *MEMORIAL HERMANN |  |  | PUMPINFUSION-ALARIS-Medley 8100 | [6 empty] | Verified as Rental |  |  | MHHS-Southwest
NO | YES |  |  |  | FFL6351 |  | CAREFUSION | 8100M |  |  | Rental | MHHS-Southwest |  |  |  | FFL6351 |  | Southwest |  | Rental | [7 empty] | PUMPINFUSION-ALARIS-Medley 8100 |  | MEDLEY PUMP MODULE LVP *MEMORIAL HERMANN |  |  | PUMPINFUSION-ALARIS-Medley 8100 | [6 empty] | Verified as Rental |  |  | MHHS-Southwest
NO | YES |  |  |  | FFL6355 |  | CAREFUSION | 8100M |  |  | Rental | MHHS-Southwest |  |  |  | FFL6355 |  | Southwest |  | Rental | [7 empty] | PUMPINFUSION-ALARIS-Medley 8100 |  | MEDLEY PUMP MODULE LVP *MEMORIAL HERMANN |  |  | PUMPINFUSION-ALARIS-Medley 8100 | [6 empty] | Verified as Rental |  |  | MHHS-Southwest
NO | YES |  |  |  | FFL6356 |  | CAREFUSION | 8100M |  |  | Rental | MHHS-Southwest |  |  |  | FFL6356 |  | Southwest |  | Rental | [7 empty] | PUMPINFUSION-ALARIS-Medley 8100 |  | MEDLEY PUMP MODULE LVP *MEMORIAL HERMANN |  |  | PUMPINFUSION-ALARIS-Medley 8100 | [6 empty] | Verified as Rental |  |  | MHHS-Southwest
NO | YES |  |  |  | FFL6358 |  | CAREFUSION | 8100M |  |  | Rental | MHHS-Southwest |  |  |  | FFL6358 |  | Southwest |  | Rental | [7 empty] | PUMPINFUSION-ALARIS-Medley 8100 |  | MEDLEY PUMP MODULE LVP *MEMORIAL HERMANN |  |  | PUMPINFUSION-ALARIS-Medley 8100 | [6 empty] | Verified as Rental |  |  | MHHS-Southwest
NO | YES |  |  |  | FFL6367 |  | CAREFUSION | 8100M |  |  | Rental | MHHS-Southwest |  |  |  | FFL6367 |  | Southwest |  | Rental | [7 empty] | PUMPINFUSION-ALARIS-Medley 8100 |  | MEDLEY PUMP MODULE LVP *MEMORIAL HERMANN |  |  | PUMPINFUSION-ALARIS-Medley 8100 | [6 empty] | Verified as Rental |  |  | MHHS-Southwest
NO | YES |  |  |  | FFL6368 |  | CAREFUSION | 8100M |  |  | Rental | MHHS-Southwest |  |  |  | FFL6368 |  | Southwest |  | Rental | [7 empty] | PUMPINFUSION-ALARIS-Medley 8100 |  | MEDLEY PUMP MODULE LVP *MEMORIAL HERMANN |  |  | PUMPINFUSION-ALARIS-Medley 8100 | [6 empty] | Verified as Rental |  |  | MHHS-Southwest
NO | YES |  |  |  | FFL6381 |  | CAREFUSION | 8100M |  |  | Rental | MHHS-Southwest |  |  |  | FFL6381 |  | Southwest |  | Rental | [7 empty] | PUMPINFUSION-ALARIS-Medley 8100 |  | MEDLEY PUMP MODULE LVP *MEMORIAL HERMANN |  |  | PUMPINFUSION-ALARIS-Medley 8100 | [6 empty] | Verified as Rental |  |  | MHHS-Southwest
NO | YES |  |  |  | FFL6384 |  | CAREFUSION | 8100M |  |  | Rental | MHHS-Southwest |  |  |  | FFL6384 |  | Southwest |  | Rental | [7 empty] | PUMPINFUSION-ALARIS-Medley 8100 |  | MEDLEY PUMP MODULE LVP *MEMORIAL HERMANN |  |  | PUMPINFUSION-ALARIS-Medley 8100 | [6 empty] | Verified as Rental |  |  | MHHS-Southwest
NO | YES |  |  |  | FFL6393 |  | CAREFUSION | 8100M |  |  | Rental | MHHS-Southwest |  |  |  | FFL6393 |  | Southwest |  | Rental | [7 empty] | PUMPINFUSION-ALARIS-Medley 8100 |  | MEDLEY PUMP MODULE LVP *MEMORIAL HERMANN |  |  | PUMPINFUSION-ALARIS-Medley 8100 | [6 empty] | Verified as Rental |  |  | MHHS-Southwest
NO | YES |  |  |  | FFL6399 |  | CAREFUSION | 8100M |  |  | Rental | MHHS-Southwest |  |  |  | FFL6399 |  | Southwest |  | Rental | [7 empty] | PUMPINFUSION-ALARIS-Medley 8100 |  | MEDLEY PUMP MODULE LVP *MEMORIAL HERMANN |  |  | PUMPINFUSION-ALARIS-Medley 8100 | [6 empty] | Verified as Rental |  |  | MHHS-Southwest
NO | YES |  |  |  | FFL6403 |  | CAREFUSION | 8100M |  |  | Rental | MHHS-Southwest |  |  |  | FFL6403 |  | Southwest |  | Rental | [7 empty] | PUMPINFUSION-ALARIS-Medley 8100 |  | MEDLEY PUMP MODULE LVP *MEMORIAL HERMANN |  |  | PUMPINFUSION-ALARIS-Medley 8100 | [6 empty] | Verified as Rental |  |  | MHHS-Southwest
NO | YES |  |  |  | FFL6422 |  | CAREFUSION | 8100M |  |  | Rental | MHHS-Southwest |  |  |  | FFL6422 |  | Southwest |  | Rental | [7 empty] | PUMPINFUSION-ALARIS-Medley 8100 |  | MEDLEY PUMP MODULE LVP *MEMORIAL HERMANN |  |  | PUMPINFUSION-ALARIS-Medley 8100 | [6 empty] | Verified as Rental |  |  | MHHS-Southwest
NO | YES |  |  |  | FFL6433 |  | CAREFUSION | 8100M |  |  | Rental | MHHS-Southwest |  |  |  | FFL6433 |  | Southwest |  | Rental | [7 empty] | PUMPINFUSION-ALARIS-Medley 8100 |  | MEDLEY PUMP MODULE LVP *MEMORIAL HERMANN |  |  | PUMPINFUSION-ALARIS-Medley 8100 | [6 empty] | Verified as Rental |  |  | MHHS-Southwest
NO | YES |  |  |  | FFL6437 |  | CAREFUSION | 8100M |  |  | Rental | MHHS-Southwest |  |  |  | FFL6437 |  | Southwest |  | Rental | [7 empty] | PUMPINFUSION-ALARIS-Medley 8100 |  | MEDLEY PUMP MODULE LVP *MEMORIAL HERMANN |  |  | PUMPINFUSION-ALARIS-Medley 8100 | [6 empty] | Verified as Rental |  |  | MHHS-Southwest
NO | YES |  |  |  | FFL6440 |  | CAREFUSION | 8100M |  |  | Rental | MHHS-Southwest |  |  |  | FFL6440 |  | Southwest |  | Rental | [7 empty] | PUMPINFUSION-ALARIS-Medley 8100 |  | MEDLEY PUMP MODULE LVP *MEMORIAL HERMANN |  |  | PUMPINFUSION-ALARIS-Medley 8100 | [6 empty] | Verified as Rental |  |  | MHHS-Southwest
NO | YES |  |  |  | FFL6457 |  | CAREFUSION | 8100M |  |  | Rental | MHHS-Southwest |  |  |  | FFL6457 |  | Southwest |  | Rental | [7 empty] | PUMPINFUSION-ALARIS-Medley 8100 |  | MEDLEY PUMP MODULE LVP *MEMORIAL HERMANN |  |  | PUMPINFUSION-ALARIS-Medley 8100 | [6 empty] | Verified as Rental |  |  | MHHS-Southwest
NO | YES |  |  |  | FFL6487 |  | CAREFUSION | 8100M |  |  | Rental | MHHS-Southwest |  |  |  | FFL6487 |  | Southwest |  | Rental | [7 empty] | PUMPINFUSION-ALARIS-Medley 8100 |  | MEDLEY PUMP MODULE LVP *MEMORIAL HERMANN |  |  | PUMPINFUSION-ALARIS-Medley 8100 | [6 empty] | Verified as Rental |  |  | MHHS-Southwest
NO | YES |  |  |  | FFL6493 |  | CAREFUSION | 8100M |  |  | Rental | MHHS-Southwest |  |  |  | FFL6493 |  | Southwest |  | Rental | [7 empty] | PUMPINFUSION-ALARIS-Medley 8100 |  | MEDLEY PUMP MODULE LVP *MEMORIAL HERMANN |  |  | PUMPINFUSION-ALARIS-Medley 8100 | [6 empty] | Verified as Rental |  |  | MHHS-Southwest
NO | YES |  |  |  | FFL6511 |  | CAREFUSION | 8100M |  |  | Rental | MHHS-Southwest |  |  |  | FFL6511 |  | Southwest |  | Rental | [7 empty] | PUMPINFUSION-ALARIS-Medley 8100 |  | MEDLEY PUMP MODULE LVP *MEMORIAL HERMANN |  |  | PUMPINFUSION-ALARIS-Medley 8100 | [6 empty] | Verified as Rental |  |  | MHHS-Southwest
NO | YES |  |  |  | FFL6532 |  | CAREFUSION | 8100M |  |  | Rental | MHHS-Southwest |  |  |  | FFL6532 |  | Southwest |  | Rental | [7 empty] | PUMPINFUSION-ALARIS-Medley 8100 |  | MEDLEY PUMP MODULE LVP *MEMORIAL HERMANN |  |  | PUMPINFUSION-ALARIS-Medley 8100 | [6 empty] | Verified as Rental |  |  | MHHS-Southwest
NO | YES |  |  |  | FFL6545 |  | CAREFUSION | 8100M |  |  | Rental | MHHS-Southwest |  |  |  | FFL6545 |  | Southwest |  | Rental | [7 empty] | PUMPINFUSION-ALARIS-Medley 8100 |  | MEDLEY PUMP MODULE LVP *MEMORIAL HERMANN |  |  | PUMPINFUSION-ALARIS-Medley 8100 | [6 empty] | Verified as Rental |  |  | MHHS-Southwest
NO | YES |  |  |  | FFL6559 |  | CAREFUSION | 8100M |  |  | Rental | MHHS-Southwest |  |  |  | FFL6559 |  | Southwest |  | Rental | [7 empty] | PUMPINFUSION-ALARIS-Medley 8100 |  | MEDLEY PUMP MODULE LVP *MEMORIAL HERMANN |  |  | PUMPINFUSION-ALARIS-Medley 8100 | [6 empty] | Verified as Rental |  |  | MHHS-Southwest
NO | YES |  |  |  | FFL6564 |  | CAREFUSION | 8100M |  |  | Rental | MHHS-Southwest |  |  |  | FFL6564 |  | Southwest |  | Rental | [7 empty] | PUMPINFUSION-ALARIS-Medley 8100 |  | MEDLEY PUMP MODULE LVP *MEMORIAL HERMANN |  |  | PUMPINFUSION-ALARIS-Medley 8100 | [6 empty] | Verified as Rental |  |  | MHHS-Southwest
NO | YES |  |  |  | FFL6582 |  | CAREFUSION | 8100M |  |  | Rental | MHHS-Southwest |  |  |  | FFL6582 |  | Southwest |  | Rental | [7 empty] | PUMPINFUSION-ALARIS-Medley 8100 |  | MEDLEY PUMP MODULE LVP *MEMORIAL HERMANN |  |  | PUMPINFUSION-ALARIS-Medley 8100 | [6 empty] | Verified as Rental |  |  | MHHS-Southwest
NO | YES |  |  |  | FFL6585 |  | CAREFUSION | 8100M |  |  | Rental | MHHS-Southwest |  |  |  | FFL6585 |  | Southwest |  | Rental | [7 empty] | PUMPINFUSION-ALARIS-Medley 8100 |  | MEDLEY PUMP MODULE LVP *MEMORIAL HERMANN |  |  | PUMPINFUSION-ALARIS-Medley 8100 | [6 empty] | Verified as Rental |  |  | MHHS-Southwest
NO | YES |  |  |  | FFL6596 |  | CAREFUSION | 8100M |  |  | Rental | MHHS-Southwest |  |  |  | FFL6596 |  | Southwest |  | Rental | [7 empty] | PUMPINFUSION-ALARIS-Medley 8100 |  | MEDLEY PUMP MODULE LVP *MEMORIAL HERMANN |  |  | PUMPINFUSION-ALARIS-Medley 8100 | [6 empty] | Verified as Rental |  |  | MHHS-Southwest
NO | YES |  |  |  | FFL6605 |  | CAREFUSION | 8100M |  |  | Rental | MHHS-Southwest |  |  |  | FFL6605 |  | Southwest |  | Rental | [7 empty] | PUMPINFUSION-ALARIS-Medley 8100 |  | MEDLEY PUMP MODULE LVP *MEMORIAL HERMANN |  |  | PUMPINFUSION-ALARIS-Medley 8100 | [6 empty] | Verified as Rental |  |  | MHHS-Southwest
NO | YES |  |  |  | FFL6606 |  | CAREFUSION | 8100M |  |  | Rental | MHHS-Southwest |  |  |  | FFL6606 |  | Southwest |  | Rental | [7 empty] | PUMPINFUSION-ALARIS-Medley 8100 |  | MEDLEY PUMP MODULE LVP *MEMORIAL HERMANN |  |  | PUMPINFUSION-ALARIS-Medley 8100 | [6 empty] | Verified as Rental |  |  | MHHS-Southwest
NO | YES |  |  |  | FFL6626 |  | CAREFUSION | 8100M |  |  | Rental | MHHS-Southwest |  |  |  | FFL6626 |  | Southwest |  | Rental | [7 empty] | PUMPINFUSION-ALARIS-Medley 8100 |  | MEDLEY PUMP MODULE LVP *MEMORIAL HERMANN |  |  | PUMPINFUSION-ALARIS-Medley 8100 | [6 empty] | Verified as Rental |  |  | MHHS-Southwest
NO | YES |  |  |  | FFL6627 |  | CAREFUSION | 8100M |  |  | Rental | MHHS-Southwest |  |  |  | FFL6627 |  | Southwest |  | Rental | [7 empty] | PUMPINFUSION-ALARIS-Medley 8100 |  | MEDLEY PUMP MODULE LVP *MEMORIAL HERMANN |  |  | PUMPINFUSION-ALARIS-Medley 8100 | [6 empty] | Verified as Rental |  |  | MHHS-Southwest
NO | YES |  |  |  | FFL6646 |  | CAREFUSION | 8100M |  |  | Rental | MHHS-Southwest |  |  |  | FFL6646 |  | Southwest |  | Rental | [7 empty] | PUMPINFUSION-ALARIS-Medley 8100 |  | MEDLEY PUMP MODULE LVP *MEMORIAL HERMANN |  |  | PUMPINFUSION-ALARIS-Medley 8100 | [6 empty] | Verified as Rental |  |  | MHHS-Southwest
NO | YES |  |  |  | FFL6653 |  | CAREFUSION | 8100M |  |  | Rental | MHHS-Southwest |  |  |  | FFL6653 |  | Southwest |  | Rental | [7 empty] | PUMPINFUSION-ALARIS-Medley 8100 |  | MEDLEY PUMP MODULE LVP *MEMORIAL HERMANN |  |  | PUMPINFUSION-ALARIS-Medley 8100 | [6 empty] | Verified as Rental |  |  | MHHS-Southwest
NO | YES |  |  |  | FFL6660 |  | CAREFUSION | 8100M |  |  | Rental | MHHS-Southwest |  |  |  | FFL6660 |  | Southwest |  | Rental | [7 empty] | PUMPINFUSION-ALARIS-Medley 8100 |  | MEDLEY PUMP MODULE LVP *MEMORIAL HERMANN |  |  | PUMPINFUSION-ALARIS-Medley 8100 | [6 empty] | Verified as Rental |  |  | MHHS-Southwest
NO | YES |  |  |  | FFL6669 |  | CAREFUSION | 8100M |  |  | Rental | MHHS-Southwest |  |  |  | FFL6669 |  | Southwest |  | Rental | [7 empty] | PUMPINFUSION-ALARIS-Medley 8100 |  | MEDLEY PUMP MODULE LVP *MEMORIAL HERMANN |  |  | PUMPINFUSION-ALARIS-Medley 8100 | [6 empty] | Verified as Rental |  |  | MHHS-Southwest
NO | YES |  |  |  | FFL6701 |  | CAREFUSION | 8100M |  |  | Rental | MHHS-Southwest |  |  |  | FFL6701 |  | Southwest |  | Rental | [7 empty] | PUMPINFUSION-ALARIS-Medley 8100 |  | MEDLEY PUMP MODULE LVP *MEMORIAL HERMANN |  |  | PUMPINFUSION-ALARIS-Medley 8100 | [6 empty] | Verified as Rental |  |  | MHHS-Southwest
NO | YES |  |  |  | FFL6733 |  | CAREFUSION | 8100M |  |  | Rental | MHHS-Southwest |  |  |  | FFL6733 |  | Southwest |  | Rental | [7 empty] | PUMPINFUSION-ALARIS-Medley 8100 |  | MEDLEY PUMP MODULE LVP *MEMORIAL HERMANN |  |  | PUMPINFUSION-ALARIS-Medley 8100 | [6 empty] | Verified as Rental |  |  | MHHS-Southwest
NO | YES |  |  |  | FFL6737 |  | CAREFUSION | 8100M |  |  | Rental | MHHS-Southwest |  |  |  | FFL6737 |  | Southwest |  | Rental | [7 empty] | PUMPINFUSION-ALARIS-Medley 8100 |  | MEDLEY PUMP MODULE LVP *MEMORIAL HERMANN |  |  | PUMPINFUSION-ALARIS-Medley 8100 | [6 empty] | Verified as Rental |  |  | MHHS-Southwest
NO | YES |  |  |  | FFL6760 |  | CAREFUSION | 8100M |  |  | Rental | MHHS-Southwest |  |  |  | FFL6760 |  | Southwest |  | Rental | [7 empty] | PUMPINFUSION-ALARIS-Medley 8100 |  | MEDLEY PUMP MODULE LVP *MEMORIAL HERMANN |  |  | PUMPINFUSION-ALARIS-Medley 8100 | [6 empty] | Verified as Rental |  |  | MHHS-Southwest
NO | YES |  |  |  | FFL6780 |  | CAREFUSION | 8100M |  |  | Rental | MHHS-Southwest |  |  |  | FFL6780 |  | Southwest |  | Rental | [7 empty] | PUMPINFUSION-ALARIS-Medley 8100 |  | MEDLEY PUMP MODULE LVP *MEMORIAL HERMANN |  |  | PUMPINFUSION-ALARIS-Medley 8100 | [6 empty] | Verified as Rental |  |  | MHHS-Southwest
NO | YES |  |  |  | FFL6789 |  | CAREFUSION | 8100M |  |  | Rental | MHHS-Southwest |  |  |  | FFL6789 |  | Southwest |  | Rental | [7 empty] | PUMPINFUSION-ALARIS-Medley 8100 |  | MEDLEY PUMP MODULE LVP *MEMORIAL HERMANN |  |  | PUMPINFUSION-ALARIS-Medley 8100 | [6 empty] | Verified as Rental |  |  | MHHS-Southwest
NO | YES |  |  |  | FFL6790 |  | CAREFUSION | 8100M |  |  | Rental | MHHS-Southwest |  |  |  | FFL6790 |  | Southwest |  | Rental | [7 empty] | PUMPINFUSION-ALARIS-Medley 8100 |  | MEDLEY PUMP MODULE LVP *MEMORIAL HERMANN |  |  | PUMPINFUSION-ALARIS-Medley 8100 | [6 empty] | Verified as Rental |  |  | MHHS-Southwest
NO | YES |  |  |  | FFL6792 |  | CAREFUSION | 8100M |  |  | Rental | MHHS-Southwest |  |  |  | FFL6792 |  | Southwest |  | Rental | [7 empty] | PUMPINFUSION-ALARIS-Medley 8100 |  | MEDLEY PUMP MODULE LVP *MEMORIAL HERMANN |  |  | PUMPINFUSION-ALARIS-Medley 8100 | [6 empty] | Verified as Rental |  |  | MHHS-Southwest
NO | YES |  |  |  | FFL6796 |  | CAREFUSION | 8100M |  |  | Rental | MHHS-Southwest |  |  |  | FFL6796 |  | Southwest |  | Rental | [7 empty] | PUMPINFUSION-ALARIS-Medley 8100 |  | MEDLEY PUMP MODULE LVP *MEMORIAL HERMANN |  |  | PUMPINFUSION-ALARIS-Medley 8100 | [6 empty] | Verified as Rental |  |  | MHHS-Southwest
NO | YES |  |  |  | FFL6808 |  | CAREFUSION | 8100M |  |  | Rental | MHHS-Southwest |  |  |  | FFL6808 |  | Southwest |  | Rental | [7 empty] | PUMPINFUSION-ALARIS-Medley 8100 |  | MEDLEY PUMP MODULE LVP *MEMORIAL HERMANN |  |  | PUMPINFUSION-ALARIS-Medley 8100 | [6 empty] | Verified as Rental |  |  | MHHS-Southwest
NO | YES |  |  |  | FFL6823 |  | CAREFUSION | 8100M |  |  | Rental | MHHS-Southwest |  |  |  | FFL6823 |  | Southwest |  | Rental | [7 empty] | PUMPINFUSION-ALARIS-Medley 8100 |  | MEDLEY PUMP MODULE LVP *MEMORIAL HERMANN |  |  | PUMPINFUSION-ALARIS-Medley 8100 | [6 empty] | Verified as Rental |  |  | MHHS-Southwest
NO | YES |  |  |  | FFL6831 |  | CAREFUSION | 8100M |  |  | Rental | MHHS-Southwest |  |  |  | FFL6831 |  | Southwest |  | Rental | [7 empty] | PUMPINFUSION-ALARIS-Medley 8100 |  | MEDLEY PUMP MODULE LVP *MEMORIAL HERMANN |  |  | PUMPINFUSION-ALARIS-Medley 8100 | [6 empty] | Verified as Rental |  |  | MHHS-Southwest
NO | YES |  |  |  | FFL6832 |  | CAREFUSION | 8100M |  |  | Rental | MHHS-Southwest |  |  |  | FFL6832 |  | Southwest |  | Rental | [7 empty] | PUMPINFUSION-ALARIS-Medley 8100 |  | MEDLEY PUMP MODULE LVP *MEMORIAL HERMANN |  |  | PUMPINFUSION-ALARIS-Medley 8100 | [6 empty] | Verified as Rental |  |  | MHHS-Southwest
NO | YES |  |  |  | FFL6866 |  | CAREFUSION | 8100M |  |  | Rental | MHHS-Southwest |  |  |  | FFL6866 |  | Southwest |  | Rental | [7 empty] | PUMPINFUSION-ALARIS-Medley 8100 |  | MEDLEY PUMP MODULE LVP *MEMORIAL HERMANN |  |  | PUMPINFUSION-ALARIS-Medley 8100 | [6 empty] | Verified as Rental |  |  | MHHS-Southwest
NO | YES |  |  |  | FFL6882 |  | CAREFUSION | 8100M |  |  | Rental | MHHS-Southwest |  |  |  | FFL6882 |  | Southwest |  | Rental | [7 empty] | PUMPINFUSION-ALARIS-Medley 8100 |  | MEDLEY PUMP MODULE LVP *MEMORIAL HERMANN |  |  | PUMPINFUSION-ALARIS-Medley 8100 | [6 empty] | Verified as Rental |  |  | MHHS-Southwest
NO | YES |  |  |  | FFL6883 |  | CAREFUSION | 8100M |  |  | Rental | MHHS-Southwest |  |  |  | FFL6883 |  | Southwest |  | Rental | [7 empty] | PUMPINFUSION-ALARIS-Medley 8100 |  | MEDLEY PUMP MODULE LVP *MEMORIAL HERMANN |  |  | PUMPINFUSION-ALARIS-Medley 8100 | [6 empty] | Verified as Rental |  |  | MHHS-Southwest
NO | YES |  |  |  | FFL6884 |  | CAREFUSION | 8100M |  |  | Rental | MHHS-Southwest |  |  |  | FFL6884 |  | Southwest |  | Rental | [7 empty] | PUMPINFUSION-ALARIS-Medley 8100 |  | MEDLEY PUMP MODULE LVP *MEMORIAL HERMANN |  |  | PUMPINFUSION-ALARIS-Medley 8100 | [6 empty] | Verified as Rental |  |  | MHHS-Southwest
NO | YES |  |  |  | FFL6905 |  | CAREFUSION | 8100M |  |  | Rental | MHHS-Southwest |  |  |  | FFL6905 |  | Southwest |  | Rental | [7 empty] | PUMPINFUSION-ALARIS-Medley 8100 |  | MEDLEY PUMP MODULE LVP *MEMORIAL HERMANN |  |  | PUMPINFUSION-ALARIS-Medley 8100 | [6 empty] | Verified as Rental |  |  | MHHS-Southwest
NO | YES |  |  |  | FFL6950 |  | CAREFUSION | 8100M |  |  | Rental | MHHS-Southwest |  |  |  | FFL6950 |  | Southwest |  | Rental | [7 empty] | PUMPINFUSION-ALARIS-Medley 8100 |  | MEDLEY PUMP MODULE LVP *MEMORIAL HERMANN |  |  | PUMPINFUSION-ALARIS-Medley 8100 | [6 empty] | Verified as Rental |  |  | MHHS-Southwest
NO | YES |  |  |  | FFL6951 |  | CAREFUSION | 8100M |  |  | Rental | MHHS-Southwest |  |  |  | FFL6951 |  | Southwest |  | Rental | [7 empty] | PUMPINFUSION-ALARIS-Medley 8100 |  | MEDLEY PUMP MODULE LVP *MEMORIAL HERMANN |  |  | PUMPINFUSION-ALARIS-Medley 8100 | [6 empty] | Verified as Rental |  |  | MHHS-Southwest
NO | YES |  |  |  | FFL6953 |  | CAREFUSION | 8100M |  |  | Rental | MHHS-Southwest |  |  |  | FFL6953 |  | Southwest |  | Rental | [7 empty] | PUMPINFUSION-ALARIS-Medley 8100 |  | MEDLEY PUMP MODULE LVP *MEMORIAL HERMANN |  |  | PUMPINFUSION-ALARIS-Medley 8100 | [6 empty] | Verified as Rental |  |  | MHHS-Southwest
NO | YES |  |  |  | FFL6974 |  | CAREFUSION | 8100M |  |  | Rental | MHHS-Southwest |  |  |  | FFL6974 |  | Southwest |  | Rental | [7 empty] | PUMPINFUSION-ALARIS-Medley 8100 |  | MEDLEY PUMP MODULE LVP *MEMORIAL HERMANN |  |  | PUMPINFUSION-ALARIS-Medley 8100 | [6 empty] | Verified as Rental |  |  | MHHS-Southwest
NO | YES |  |  |  | FFL6983 |  | CAREFUSION | 8100M |  |  | Rental | MHHS-Southwest |  |  |  | FFL6983 |  | Southwest |  | Rental | [7 empty] | PUMPINFUSION-ALARIS-Medley 8100 |  | MEDLEY PUMP MODULE LVP *MEMORIAL HERMANN |  |  | PUMPINFUSION-ALARIS-Medley 8100 | [6 empty] | Verified as Rental |  |  | MHHS-Southwest
NO | YES |  |  |  | FFL6989 |  | CAREFUSION | 8100M |  |  | Rental | MHHS-Southwest |  |  |  | FFL6989 |  | Southwest |  | Rental | [7 empty] | PUMPINFUSION-ALARIS-Medley 8100 |  | MEDLEY PUMP MODULE LVP *MEMORIAL HERMANN |  |  | PUMPINFUSION-ALARIS-Medley 8100 | [6 empty] | Verified as Rental |  |  | MHHS-Southwest
NO | YES |  |  |  | FFL6991 |  | CAREFUSION | 8100M |  |  | Rental | MHHS-Southwest |  |  |  | FFL6991 |  | Southwest |  | Rental | [7 empty] | PUMPINFUSION-ALARIS-Medley 8100 |  | MEDLEY PUMP MODULE LVP *MEMORIAL HERMANN |  |  | PUMPINFUSION-ALARIS-Medley 8100 | [6 empty] | Verified as Rental |  |  | MHHS-Southwest
NO | YES |  |  |  | FFL7007 |  | CAREFUSION | 8100M |  |  | Rental | MHHS-Southwest |  |  |  | FFL7007 |  | Southwest |  | Rental | [7 empty] | PUMPINFUSION-ALARIS-Medley 8100 |  | MEDLEY PUMP MODULE LVP *MEMORIAL HERMANN |  |  | PUMPINFUSION-ALARIS-Medley 8100 | [6 empty] | Verified as Rental |  |  | MHHS-Southwest
NO | YES |  |  |  | FFL7009 |  | CAREFUSION | 8100M |  |  | Rental | MHHS-Southwest |  |  |  | FFL7009 |  | Southwest |  | Rental | [7 empty] | PUMPINFUSION-ALARIS-Medley 8100 |  | MEDLEY PUMP MODULE LVP *MEMORIAL HERMANN |  |  | PUMPINFUSION-ALARIS-Medley 8100 | [6 empty] | Verified as Rental |  |  | MHHS-Southwest
NO | YES |  |  |  | FFL7014 |  | CAREFUSION | 8100M |  |  | Rental | MHHS-Southwest |  |  |  | FFL7014 |  | Southwest |  | Rental | [7 empty] | PUMPINFUSION-ALARIS-Medley 8100 |  | MEDLEY PUMP MODULE LVP *MEMORIAL HERMANN |  |  | PUMPINFUSION-ALARIS-Medley 8100 | [6 empty] | Verified as Rental |  |  | MHHS-Southwest
NO | YES |  |  |  | FFL7030 |  | CAREFUSION | 8100M |  |  | Rental | MHHS-Southwest |  |  |  | FFL7030 |  | Southwest |  | Rental | [7 empty] | PUMPINFUSION-ALARIS-Medley 8100 |  | MEDLEY PUMP MODULE LVP *MEMORIAL HERMANN |  |  | PUMPINFUSION-ALARIS-Medley 8100 | [6 empty] | Verified as Rental |  |  | MHHS-Southwest
NO | YES |  |  |  | FFL7036 |  | CAREFUSION | 8100M |  |  | Rental | MHHS-Southwest |  |  |  | FFL7036 |  | Southwest |  | Rental | [7 empty] | PUMPINFUSION-ALARIS-Medley 8100 |  | MEDLEY PUMP MODULE LVP *MEMORIAL HERMANN |  |  | PUMPINFUSION-ALARIS-Medley 8100 | [6 empty] | Verified as Rental |  |  | MHHS-Southwest
NO | YES |  |  |  | FFL7041 |  | CAREFUSION | 8100M |  |  | Rental | MHHS-Southwest |  |  |  | FFL7041 |  | Southwest |  | Rental | [7 empty] | PUMPINFUSION-ALARIS-Medley 8100 |  | MEDLEY PUMP MODULE LVP *MEMORIAL HERMANN |  |  | PUMPINFUSION-ALARIS-Medley 8100 | [6 empty] | Verified as Rental |  |  | MHHS-Southwest
NO | YES |  |  |  | FFL7053 |  | CAREFUSION | 8100M |  |  | Rental | MHHS-Southwest |  |  |  | FFL7053 |  | Southwest |  | Rental | [7 empty] | PUMPINFUSION-ALARIS-Medley 8100 |  | MEDLEY PUMP MODULE LVP *MEMORIAL HERMANN |  |  | PUMPINFUSION-ALARIS-Medley 8100 | [6 empty] | Verified as Rental |  |  | MHHS-Southwest
NO | YES |  |  |  | FFL7103 |  | CAREFUSION | 8100M |  |  | Rental | MHHS-Southwest |  |  |  | FFL7103 |  | Southwest |  | Rental | [7 empty] | PUMPINFUSION-ALARIS-Medley 8100 |  | MEDLEY PUMP MODULE LVP *MEMORIAL HERMANN |  |  | PUMPINFUSION-ALARIS-Medley 8100 | [6 empty] | Verified as Rental |  |  | MHHS-Southwest
NO | YES |  |  |  | FFL7104 |  | CAREFUSION | 8100M |  |  | Rental | MHHS-Southwest |  |  |  | FFL7104 |  | Southwest |  | Rental | [7 empty] | PUMPINFUSION-ALARIS-Medley 8100 |  | MEDLEY PUMP MODULE LVP *MEMORIAL HERMANN |  |  | PUMPINFUSION-ALARIS-Medley 8100 | [6 empty] | Verified as Rental |  |  | MHHS-Southwest
NO | YES |  |  |  | FFL7108 |  | CAREFUSION | 8100M |  |  | Rental | MHHS-Southwest |  |  |  | FFL7108 |  | Southwest |  | Rental | [7 empty] | PUMPINFUSION-ALARIS-Medley 8100 |  | MEDLEY PUMP MODULE LVP *MEMORIAL HERMANN |  |  | PUMPINFUSION-ALARIS-Medley 8100 | [6 empty] | Verified as Rental |  |  | MHHS-Southwest
NO | YES |  |  |  | FFL7115 |  | CAREFUSION | 8100M |  |  | Rental | MHHS-Southwest |  |  |  | FFL7115 |  | Southwest |  | Rental | [7 empty] | PUMPINFUSION-ALARIS-Medley 8100 |  | MEDLEY PUMP MODULE LVP *MEMORIAL HERMANN |  |  | PUMPINFUSION-ALARIS-Medley 8100 | [6 empty] | Verified as Rental |  |  | MHHS-Southwest
NO | YES |  |  |  | FFL7117 |  | CAREFUSION | 8100M |  |  | Rental | MHHS-Southwest |  |  |  | FFL7117 |  | Southwest |  | Rental | [7 empty] | PUMPINFUSION-ALARIS-Medley 8100 |  | MEDLEY PUMP MODULE LVP *MEMORIAL HERMANN |  |  | PUMPINFUSION-ALARIS-Medley 8100 | [6 empty] | Verified as Rental |  |  | MHHS-Southwest
NO | YES |  |  |  | FFL7120 |  | CAREFUSION | 8100M |  |  | Rental | MHHS-Southwest |  |  |  | FFL7120 |  | Southwest |  | Rental | [7 empty] | PUMPINFUSION-ALARIS-Medley 8100 |  | MEDLEY PUMP MODULE LVP *MEMORIAL HERMANN |  |  | PUMPINFUSION-ALARIS-Medley 8100 | [6 empty] | Verified as Rental |  |  | MHHS-Southwest
NO | YES |  |  |  | FFL7121 |  | CAREFUSION | 8100M |  |  | Rental | MHHS-Southwest |  |  |  | FFL7121 |  | Southwest |  | Rental | [7 empty] | PUMPINFUSION-ALARIS-Medley 8100 |  | MEDLEY PUMP MODULE LVP *MEMORIAL HERMANN |  |  | PUMPINFUSION-ALARIS-Medley 8100 | [6 empty] | Verified as Rental |  |  | MHHS-Southwest
NO | YES |  |  |  | FFL7144 |  | CAREFUSION | 8100M |  |  | Rental | MHHS-Southwest |  |  |  | FFL7144 |  | Southwest |  | Rental | [7 empty] | PUMPINFUSION-ALARIS-Medley 8100 |  | MEDLEY PUMP MODULE LVP *MEMORIAL HERMANN |  |  | PUMPINFUSION-ALARIS-Medley 8100 | [6 empty] | Verified as Rental |  |  | MHHS-Southwest
NO | YES |  |  |  | FFL7177 |  | CAREFUSION | 8100M |  |  | Rental | MHHS-Southwest |  |  |  | FFL7177 |  | Southwest |  | Rental | [7 empty] | PUMPINFUSION-ALARIS-Medley 8100 |  | MEDLEY PUMP MODULE LVP *MEMORIAL HERMANN |  |  | PUMPINFUSION-ALARIS-Medley 8100 | [6 empty] | Verified as Rental |  |  | MHHS-Southwest
NO | YES |  |  |  | FFL7192 |  | CAREFUSION | 8100M |  |  | Rental | MHHS-Southwest |  |  |  | FFL7192 |  | Southwest |  | Rental | [7 empty] | PUMPINFUSION-ALARIS-Medley 8100 |  | MEDLEY PUMP MODULE LVP *MEMORIAL HERMANN |  |  | PUMPINFUSION-ALARIS-Medley 8100 | [6 empty] | Verified as Rental |  |  | MHHS-Southwest
NO | YES |  |  |  | FFL7193 |  | CAREFUSION | 8100M |  |  | Rental | MHHS-Southwest |  |  |  | FFL7193 |  | Southwest |  | Rental | [7 empty] | PUMPINFUSION-ALARIS-Medley 8100 |  | MEDLEY PUMP MODULE LVP *MEMORIAL HERMANN |  |  | PUMPINFUSION-ALARIS-Medley 8100 | [6 empty] | Verified as Rental |  |  | MHHS-Southwest
NO | YES |  |  |  | FFL7196 |  | CAREFUSION | 8100M |  |  | Rental | MHHS-Southwest |  |  |  | FFL7196 |  | Southwest |  | Rental | [7 empty] | PUMPINFUSION-ALARIS-Medley 8100 |  | MEDLEY PUMP MODULE LVP *MEMORIAL HERMANN |  |  | PUMPINFUSION-ALARIS-Medley 8100 | [6 empty] | Verified as Rental |  |  | MHHS-Southwest
NO | YES |  |  |  | FFL7198 |  | CAREFUSION | 8100M |  |  | Rental | MHHS-Southwest |  |  |  | FFL7198 |  | Southwest |  | Rental | [7 empty] | PUMPINFUSION-ALARIS-Medley 8100 |  | MEDLEY PUMP MODULE LVP *MEMORIAL HERMANN |  |  | PUMPINFUSION-ALARIS-Medley 8100 | [6 empty] | Verified as Rental |  |  | MHHS-Southwest
NO | YES |  |  |  | FFL7220 |  | CAREFUSION | 8100M |  |  | Rental | MHHS-Southwest |  |  |  | FFL7220 |  | Southwest |  | Rental | [7 empty] | PUMPINFUSION-ALARIS-Medley 8100 |  | MEDLEY PUMP MODULE LVP *MEMORIAL HERMANN |  |  | PUMPINFUSION-ALARIS-Medley 8100 | [6 empty] | Verified as Rental |  |  | MHHS-Southwest
NO | YES |  |  |  | FFL7236 |  | CAREFUSION | 8100M |  |  | Rental | MHHS-Southwest |  |  |  | FFL7236 |  | Southwest |  | Rental | [7 empty] | PUMPINFUSION-ALARIS-Medley 8100 |  | MEDLEY PUMP MODULE LVP *MEMORIAL HERMANN |  |  | PUMPINFUSION-ALARIS-Medley 8100 | [6 empty] | Verified as Rental |  |  | MHHS-Southwest
NO | YES |  |  |  | FFL7240 |  | CAREFUSION | 8100M |  |  | Rental | MHHS-Southwest |  |  |  | FFL7240 |  | Southwest |  | Rental | [7 empty] | PUMPINFUSION-ALARIS-Medley 8100 |  | MEDLEY PUMP MODULE LVP *MEMORIAL HERMANN |  |  | PUMPINFUSION-ALARIS-Medley 8100 | [6 empty] | Verified as Rental |  |  | MHHS-Southwest
NO | YES |  |  |  | FFL7242 |  | CAREFUSION | 8100M |  |  | Rental | MHHS-Southwest |  |  |  | FFL7242 |  | Southwest |  | Rental | [7 empty] | PUMPINFUSION-ALARIS-Medley 8100 |  | MEDLEY PUMP MODULE LVP *MEMORIAL HERMANN |  |  | PUMPINFUSION-ALARIS-Medley 8100 | [6 empty] | Verified as Rental |  |  | MHHS-Southwest
NO | YES |  |  |  | FFL7252 |  | CAREFUSION | 8100M |  |  | Rental | MHHS-Southwest |  |  |  | FFL7252 |  | Southwest |  | Rental | [7 empty] | PUMPINFUSION-ALARIS-Medley 8100 |  | MEDLEY PUMP MODULE LVP *MEMORIAL HERMANN |  |  | PUMPINFUSION-ALARIS-Medley 8100 | [6 empty] | Verified as Rental |  |  | MHHS-Southwest
NO | YES |  |  |  | FFL7262 |  | CAREFUSION | 8100M |  |  | Rental | MHHS-Southwest |  |  |  | FFL7262 |  | Southwest |  | Rental | [7 empty] | PUMPINFUSION-ALARIS-Medley 8100 |  | MEDLEY PUMP MODULE LVP *MEMORIAL HERMANN |  |  | PUMPINFUSION-ALARIS-Medley 8100 | [6 empty] | Verified as Rental |  |  | MHHS-Southwest
NO | YES |  |  |  | FFL7273 |  | CAREFUSION | 8100M |  |  | Rental | MHHS-Southwest |  |  |  | FFL7273 |  | Southwest |  | Rental | [7 empty] | PUMPINFUSION-ALARIS-Medley 8100 |  | MEDLEY PUMP MODULE LVP *MEMORIAL HERMANN |  |  | PUMPINFUSION-ALARIS-Medley 8100 | [6 empty] | Verified as Rental |  |  | MHHS-Southwest
NO | YES |  |  |  | FFL7279 |  | CAREFUSION | 8100M |  |  | Rental | MHHS-Southwest |  |  |  | FFL7279 |  | Southwest |  | Rental | [7 empty] | PUMPINFUSION-ALARIS-Medley 8100 |  | MEDLEY PUMP MODULE LVP *MEMORIAL HERMANN |  |  | PUMPINFUSION-ALARIS-Medley 8100 | [6 empty] | Verified as Rental |  |  | MHHS-Southwest
NO | YES |  |  |  | FFL7285 |  | CAREFUSION | 8100M |  |  | Rental | MHHS-Southwest |  |  |  | FFL7285 |  | Southwest |  | Rental | [7 empty] | PUMPINFUSION-ALARIS-Medley 8100 |  | MEDLEY PUMP MODULE LVP *MEMORIAL HERMANN |  |  | PUMPINFUSION-ALARIS-Medley 8100 | [6 empty] | Verified as Rental |  |  | MHHS-Southwest
NO | YES |  |  |  | FFL7291 |  | CAREFUSION | 8100M |  |  | Rental | MHHS-Southwest |  |  |  | FFL7291 |  | Southwest |  | Rental | [7 empty] | PUMPINFUSION-ALARIS-Medley 8100 |  | MEDLEY PUMP MODULE LVP *MEMORIAL HERMANN |  |  | PUMPINFUSION-ALARIS-Medley 8100 | [6 empty] | Verified as Rental |  |  | MHHS-Southwest
NO | YES |  |  |  | FFL7294 |  | CAREFUSION | 8100M |  |  | Rental | MHHS-Southwest |  |  |  | FFL7294 |  | Southwest |  | Rental | [7 empty] | PUMPINFUSION-ALARIS-Medley 8100 |  | MEDLEY PUMP MODULE LVP *MEMORIAL HERMANN |  |  | PUMPINFUSION-ALARIS-Medley 8100 | [6 empty] | Verified as Rental |  |  | MHHS-Southwest
NO | YES |  |  |  | FFL7311 |  | CAREFUSION | 8100M |  |  | Rental | MHHS-Southwest |  |  |  | FFL7311 |  | Southwest |  | Rental | [7 empty] | PUMPINFUSION-ALARIS-Medley 8100 |  | MEDLEY PUMP MODULE LVP *MEMORIAL HERMANN |  |  | PUMPINFUSION-ALARIS-Medley 8100 | [6 empty] | Verified as Rental |  |  | MHHS-Southwest
NO | YES |  |  |  | FFL7320 |  | CAREFUSION | 8100M |  |  | Rental | MHHS-Southwest |  |  |  | FFL7320 |  | Southwest |  | Rental | [7 empty] | PUMPINFUSION-ALARIS-Medley 8100 |  | MEDLEY PUMP MODULE LVP *MEMORIAL HERMANN |  |  | PUMPINFUSION-ALARIS-Medley 8100 | [6 empty] | Verified as Rental |  |  | MHHS-Southwest
NO | YES |  |  |  | FFL7329 |  | CAREFUSION | 8100M |  |  | Rental | MHHS-Southwest |  |  |  | FFL7329 |  | Southwest |  | Rental | [7 empty] | PUMPINFUSION-ALARIS-Medley 8100 |  | MEDLEY PUMP MODULE LVP *MEMORIAL HERMANN |  |  | PUMPINFUSION-ALARIS-Medley 8100 | [6 empty] | Verified as Rental |  |  | MHHS-Southwest
NO | YES |  |  |  | FFL7335 |  | CAREFUSION | 8100M |  |  | Rental | MHHS-Southwest |  |  |  | FFL7335 |  | Southwest |  | Rental | [7 empty] | PUMPINFUSION-ALARIS-Medley 8100 |  | MEDLEY PUMP MODULE LVP *MEMORIAL HERMANN |  |  | PUMPINFUSION-ALARIS-Medley 8100 | [6 empty] | Verified as Rental |  |  | MHHS-Southwest
NO | YES |  |  |  | FFL7366 |  | CAREFUSION | 8100M |  |  | Rental | MHHS-Southwest |  |  |  | FFL7366 |  | Southwest |  | Rental | [7 empty] | PUMPINFUSION-ALARIS-Medley 8100 |  | MEDLEY PUMP MODULE LVP *MEMORIAL HERMANN |  |  | PUMPINFUSION-ALARIS-Medley 8100 | [6 empty] | Verified as Rental |  |  | MHHS-Southwest
NO | YES |  |  |  | FFL7382 |  | CAREFUSION | 8100M |  |  | Rental | MHHS-Southwest |  |  |  | FFL7382 |  | Southwest |  | Rental | [7 empty] | PUMPINFUSION-ALARIS-Medley 8100 |  | MEDLEY PUMP MODULE LVP *MEMORIAL HERMANN |  |  | PUMPINFUSION-ALARIS-Medley 8100 | [6 empty] | Verified as Rental |  |  | MHHS-Southwest
NO | YES |  |  |  | FFL7395 |  | CAREFUSION | 8100M |  |  | Rental | MHHS-Southwest |  |  |  | FFL7395 |  | Southwest |  | Rental | [7 empty] | PUMPINFUSION-ALARIS-Medley 8100 |  | MEDLEY PUMP MODULE LVP *MEMORIAL HERMANN |  |  | PUMPINFUSION-ALARIS-Medley 8100 | [6 empty] | Verified as Rental |  |  | MHHS-Southwest
NO | YES |  |  |  | FFL7397 |  | CAREFUSION | 8100M |  |  | Rental | MHHS-Southwest |  |  |  | FFL7397 |  | Southwest |  | Rental | [7 empty] | PUMPINFUSION-ALARIS-Medley 8100 |  | MEDLEY PUMP MODULE LVP *MEMORIAL HERMANN |  |  | PUMPINFUSION-ALARIS-Medley 8100 | [6 empty] | Verified as Rental |  |  | MHHS-Southwest
NO | YES |  |  |  | FFL7398 |  | CAREFUSION | 8100M |  |  | Rental | MHHS-Southwest |  |  |  | FFL7398 |  | Southwest |  | Rental | [7 empty] | PUMPINFUSION-ALARIS-Medley 8100 |  | MEDLEY PUMP MODULE LVP *MEMORIAL HERMANN |  |  | PUMPINFUSION-ALARIS-Medley 8100 | [6 empty] | Verified as Rental |  |  | MHHS-Southwest
NO | YES |  |  |  | FFL7420 |  | CAREFUSION | 8100M |  |  | Rental | MHHS-Southwest |  |  |  | FFL7420 |  | Southwest |  | Rental | [7 empty] | PUMPINFUSION-ALARIS-Medley 8100 |  | MEDLEY PUMP MODULE LVP *MEMORIAL HERMANN |  |  | PUMPINFUSION-ALARIS-Medley 8100 | [6 empty] | Verified as Rental |  |  | MHHS-Southwest
NO | YES |  |  |  | FFL7433 |  | CAREFUSION | 8100M |  |  | Rental | MHHS-Southwest |  |  |  | FFL7433 |  | Southwest |  | Rental | [7 empty] | PUMPINFUSION-ALARIS-Medley 8100 |  | MEDLEY PUMP MODULE LVP *MEMORIAL HERMANN |  |  | PUMPINFUSION-ALARIS-Medley 8100 | [6 empty] | Verified as Rental |  |  | MHHS-Southwest
NO | YES |  |  |  | FFL7449 |  | CAREFUSION | 8100M |  |  | Rental | MHHS-Southwest |  |  |  | FFL7449 |  | Southwest |  | Rental | [7 empty] | PUMPINFUSION-ALARIS-Medley 8100 |  | MEDLEY PUMP MODULE LVP *MEMORIAL HERMANN |  |  | PUMPINFUSION-ALARIS-Medley 8100 | [6 empty] | Verified as Rental |  |  | MHHS-Southwest
NO | YES |  |  |  | FFL7467 |  | CAREFUSION | 8100M |  |  | Rental | MHHS-Southwest |  |  |  | FFL7467 |  | Southwest |  | Rental | [7 empty] | PUMPINFUSION-ALARIS-Medley 8100 |  | MEDLEY PUMP MODULE LVP *MEMORIAL HERMANN |  |  | PUMPINFUSION-ALARIS-Medley 8100 | [6 empty] | Verified as Rental |  |  | MHHS-Southwest
NO | YES |  |  |  | FFL7481 |  | CAREFUSION | 8100M |  |  | Rental | MHHS-Southwest |  |  |  | FFL7481 |  | Southwest |  | Rental | [7 empty] | PUMPINFUSION-ALARIS-Medley 8100 |  | MEDLEY PUMP MODULE LVP *MEMORIAL HERMANN |  |  | PUMPINFUSION-ALARIS-Medley 8100 | [6 empty] | Verified as Rental |  |  | MHHS-Southwest
NO | YES |  |  |  | FFL7485 |  | CAREFUSION | 8100M |  |  | Rental | MHHS-Southwest |  |  |  | FFL7485 |  | Southwest |  | Rental | [7 empty] | PUMPINFUSION-ALARIS-Medley 8100 |  | MEDLEY PUMP MODULE LVP *MEMORIAL HERMANN |  |  | PUMPINFUSION-ALARIS-Medley 8100 | [6 empty] | Verified as Rental |  |  | MHHS-Southwest
NO | YES |  |  |  | FFL7497 |  | CAREFUSION | 8100M |  |  | Rental | MHHS-Southwest |  |  |  | FFL7497 |  | Southwest |  | Rental | [7 empty] | PUMPINFUSION-ALARIS-Medley 8100 |  | MEDLEY PUMP MODULE LVP *MEMORIAL HERMANN |  |  | PUMPINFUSION-ALARIS-Medley 8100 | [6 empty] | Verified as Rental |  |  | MHHS-Southwest
NO | YES |  |  |  | FFL7498 |  | CAREFUSION | 8100M |  |  | Rental | MHHS-Southwest |  |  |  | FFL7498 |  | Southwest |  | Rental | [7 empty] | PUMPINFUSION-ALARIS-Medley 8100 |  | MEDLEY PUMP MODULE LVP *MEMORIAL HERMANN |  |  | PUMPINFUSION-ALARIS-Medley 8100 | [6 empty] | Verified as Rental |  |  | MHHS-Southwest
NO | YES |  |  |  | FFL7512 |  | CAREFUSION | 8100M |  |  | Rental | MHHS-Southwest |  |  |  | FFL7512 |  | Southwest |  | Rental | [7 empty] | PUMPINFUSION-ALARIS-Medley 8100 |  | MEDLEY PUMP MODULE LVP *MEMORIAL HERMANN |  |  | PUMPINFUSION-ALARIS-Medley 8100 | [6 empty] | Verified as Rental |  |  | MHHS-Southwest
NO | YES |  |  |  | FFL7531 |  | CAREFUSION | 8100M |  |  | Rental | MHHS-Southwest |  |  |  | FFL7531 |  | Southwest |  | Rental | [7 empty] | PUMPINFUSION-ALARIS-Medley 8100 |  | MEDLEY PUMP MODULE LVP *MEMORIAL HERMANN |  |  | PUMPINFUSION-ALARIS-Medley 8100 | [6 empty] | Verified as Rental |  |  | MHHS-Southwest
NO | YES |  |  |  | FFL7557 |  | CAREFUSION | 8100M |  |  | Rental | MHHS-Southwest |  |  |  | FFL7557 |  | Southwest |  | Rental | [7 empty] | PUMPINFUSION-ALARIS-Medley 8100 |  | MEDLEY PUMP MODULE LVP *MEMORIAL HERMANN |  |  | PUMPINFUSION-ALARIS-Medley 8100 | [6 empty] | Verified as Rental |  |  | MHHS-Southwest
NO | YES |  |  |  | FFL7576 |  | CAREFUSION | 8100M |  |  | Rental | MHHS-Southwest |  |  |  | FFL7576 |  | Southwest |  | Rental | [7 empty] | PUMPINFUSION-ALARIS-Medley 8100 |  | MEDLEY PUMP MODULE LVP *MEMORIAL HERMANN |  |  | PUMPINFUSION-ALARIS-Medley 8100 | [6 empty] | Verified as Rental |  |  | MHHS-Southwest
NO | YES |  |  |  | FFL7581 |  | CAREFUSION | 8100M |  |  | Rental | MHHS-Southwest |  |  |  | FFL7581 |  | Southwest |  | Rental | [7 empty] | PUMPINFUSION-ALARIS-Medley 8100 |  | MEDLEY PUMP MODULE LVP *MEMORIAL HERMANN |  |  | PUMPINFUSION-ALARIS-Medley 8100 | [6 empty] | Verified as Rental |  |  | MHHS-Southwest
NO | YES |  |  |  | FFL7584 |  | CAREFUSION | 8100M |  |  | Rental | MHHS-Southwest |  |  |  | FFL7584 |  | Southwest |  | Rental | [7 empty] | PUMPINFUSION-ALARIS-Medley 8100 |  | MEDLEY PUMP MODULE LVP *MEMORIAL HERMANN |  |  | PUMPINFUSION-ALARIS-Medley 8100 | [6 empty] | Verified as Rental |  |  | MHHS-Southwest
NO | YES |  |  |  | FFL7591 |  | CAREFUSION | 8100M |  |  | Rental | MHHS-Southwest |  |  |  | FFL7591 |  | Southwest |  | Rental | [7 empty] | PUMPINFUSION-ALARIS-Medley 8100 |  | MEDLEY PUMP MODULE LVP *MEMORIAL HERMANN |  |  | PUMPINFUSION-ALARIS-Medley 8100 | [6 empty] | Verified as Rental |  |  | MHHS-Southwest
NO | YES |  |  |  | FFL7594 |  | CAREFUSION | 8100M |  |  | Rental | MHHS-Southwest |  |  |  | FFL7594 |  | Southwest |  | Rental | [7 empty] | PUMPINFUSION-ALARIS-Medley 8100 |  | MEDLEY PUMP MODULE LVP *MEMORIAL HERMANN |  |  | PUMPINFUSION-ALARIS-Medley 8100 | [6 empty] | Verified as Rental |  |  | MHHS-Southwest
NO | YES |  |  |  | FFL7601 |  | CAREFUSION | 8100M |  |  | Rental | MHHS-Southwest |  |  |  | FFL7601 |  | Southwest |  | Rental | [7 empty] | PUMPINFUSION-ALARIS-Medley 8100 |  | MEDLEY PUMP MODULE LVP *MEMORIAL HERMANN |  |  | PUMPINFUSION-ALARIS-Medley 8100 | [6 empty] | Verified as Rental |  |  | MHHS-Southwest
NO | YES |  |  |  | FFL7603 |  | CAREFUSION | 8100M |  |  | Rental | MHHS-Southwest |  |  |  | FFL7603 |  | Southwest |  | Rental | [7 empty] | PUMPINFUSION-ALARIS-Medley 8100 |  | MEDLEY PUMP MODULE LVP *MEMORIAL HERMANN |  |  | PUMPINFUSION-ALARIS-Medley 8100 | [6 empty] | Verified as Rental |  |  | MHHS-Southwest
NO | YES |  |  |  | FFL7614 |  | CAREFUSION | 8100M |  |  | Rental | MHHS-Southwest |  |  |  | FFL7614 |  | Southwest |  | Rental | [7 empty] | PUMPINFUSION-ALARIS-Medley 8100 |  | MEDLEY PUMP MODULE LVP *MEMORIAL HERMANN |  |  | PUMPINFUSION-ALARIS-Medley 8100 | [6 empty] | Verified as Rental |  |  | MHHS-Southwest
NO | YES |  |  |  | FFL7617 |  | CAREFUSION | 8100M |  |  | Rental | MHHS-Southwest |  |  |  | FFL7617 |  | Southwest |  | Rental | [7 empty] | PUMPINFUSION-ALARIS-Medley 8100 |  | MEDLEY PUMP MODULE LVP *MEMORIAL HERMANN |  |  | PUMPINFUSION-ALARIS-Medley 8100 | [6 empty] | Verified as Rental |  |  | MHHS-Southwest
NO | YES |  |  |  | FFL7619 |  | CAREFUSION | 8100M |  |  | Rental | MHHS-Southwest |  |  |  | FFL7619 |  | Southwest |  | Rental | [7 empty] | PUMPINFUSION-ALARIS-Medley 8100 |  | MEDLEY PUMP MODULE LVP *MEMORIAL HERMANN |  |  | PUMPINFUSION-ALARIS-Medley 8100 | [6 empty] | Verified as Rental |  |  | MHHS-Southwest
NO | YES |  |  |  | FFL7627 |  | CAREFUSION | 8100M |  |  | Rental | MHHS-Southwest |  |  |  | FFL7627 |  | Southwest |  | Rental | [7 empty] | PUMPINFUSION-ALARIS-Medley 8100 |  | MEDLEY PUMP MODULE LVP *MEMORIAL HERMANN |  |  | PUMPINFUSION-ALARIS-Medley 8100 | [6 empty] | Verified as Rental |  |  | MHHS-Southwest
NO | YES |  |  |  | FFL7647 |  | CAREFUSION | 8100M |  |  | Rental | MHHS-Southwest |  |  |  | FFL7647 |  | Southwest |  | Rental | [7 empty] | PUMPINFUSION-ALARIS-Medley 8100 |  | MEDLEY PUMP MODULE LVP *MEMORIAL HERMANN |  |  | PUMPINFUSION-ALARIS-Medley 8100 | [6 empty] | Verified as Rental |  |  | MHHS-Southwest
NO | YES |  |  |  | FFL7659 |  | CAREFUSION | 8100M |  |  | Rental | MHHS-Southwest |  |  |  | FFL7659 |  | Southwest |  | Rental | [7 empty] | PUMPINFUSION-ALARIS-Medley 8100 |  | MEDLEY PUMP MODULE LVP *MEMORIAL HERMANN |  |  | PUMPINFUSION-ALARIS-Medley 8100 | [6 empty] | Verified as Rental |  |  | MHHS-Southwest
NO | YES |  |  |  | FFL7664 |  | CAREFUSION | 8100M |  |  | Rental | MHHS-Southwest |  |  |  | FFL7664 |  | Southwest |  | Rental | [7 empty] | PUMPINFUSION-ALARIS-Medley 8100 |  | MEDLEY PUMP MODULE LVP *MEMORIAL HERMANN |  |  | PUMPINFUSION-ALARIS-Medley 8100 | [6 empty] | Verified as Rental |  |  | MHHS-Southwest
NO | YES |  |  |  | FFL7667 |  | CAREFUSION | 8100M |  |  | Rental | MHHS-Southwest |  |  |  | FFL7667 |  | Southwest |  | Rental | [7 empty] | PUMPINFUSION-ALARIS-Medley 8100 |  | MEDLEY PUMP MODULE LVP *MEMORIAL HERMANN |  |  | PUMPINFUSION-ALARIS-Medley 8100 | [6 empty] | Verified as Rental |  |  | MHHS-Southwest
NO | YES |  |  |  | FFL7710 |  | CAREFUSION | 8100M |  |  | Rental | MHHS-Southwest |  |  |  | FFL7710 |  | Southwest |  | Rental | [7 empty] | PUMPINFUSION-ALARIS-Medley 8100 |  | MEDLEY PUMP MODULE LVP *MEMORIAL HERMANN |  |  | PUMPINFUSION-ALARIS-Medley 8100 | [6 empty] | Verified as Rental |  |  | MHHS-Southwest
NO | YES |  |  |  | FFL7724 |  | CAREFUSION | 8100M |  |  | Rental | MHHS-Southwest |  |  |  | FFL7724 |  | Southwest |  | Rental | [7 empty] | PUMPINFUSION-ALARIS-Medley 8100 |  | MEDLEY PUMP MODULE LVP *MEMORIAL HERMANN |  |  | PUMPINFUSION-ALARIS-Medley 8100 | [6 empty] | Verified as Rental |  |  | MHHS-Southwest
NO | YES |  |  |  | FFL7737 |  | CAREFUSION | 8100M |  |  | Rental | MHHS-Southwest |  |  |  | FFL7737 |  | Southwest |  | Rental | [7 empty] | PUMPINFUSION-ALARIS-Medley 8100 |  | MEDLEY PUMP MODULE LVP *MEMORIAL HERMANN |  |  | PUMPINFUSION-ALARIS-Medley 8100 | [6 empty] | Verified as Rental |  |  | MHHS-Southwest
NO | YES |  |  |  | FFL7745 |  | CAREFUSION | 8100M |  |  | Rental | MHHS-Southwest |  |  |  | FFL7745 |  | Southwest |  | Rental | [7 empty] | PUMPINFUSION-ALARIS-Medley 8100 |  | MEDLEY PUMP MODULE LVP *MEMORIAL HERMANN |  |  | PUMPINFUSION-ALARIS-Medley 8100 | [6 empty] | Verified as Rental |  |  | MHHS-Southwest
NO | YES |  |  |  | FFL7747 |  | CAREFUSION | 8100M |  |  | Rental | MHHS-Southwest |  |  |  | FFL7747 |  | Southwest |  | Rental | [7 empty] | PUMPINFUSION-ALARIS-Medley 8100 |  | MEDLEY PUMP MODULE LVP *MEMORIAL HERMANN |  |  | PUMPINFUSION-ALARIS-Medley 8100 | [6 empty] | Verified as Rental |  |  | MHHS-Southwest
NO | YES |  |  |  | FFL7754 |  | CAREFUSION | 8100M |  |  | Rental | MHHS-Southwest |  |  |  | FFL7754 |  | Southwest |  | Rental | [7 empty] | PUMPINFUSION-ALARIS-Medley 8100 |  | MEDLEY PUMP MODULE LVP *MEMORIAL HERMANN |  |  | PUMPINFUSION-ALARIS-Medley 8100 | [6 empty] | Verified as Rental |  |  | MHHS-Southwest
NO | YES |  |  |  | FFL7757 |  | CAREFUSION | 8100M |  |  | Rental | MHHS-Southwest |  |  |  | FFL7757 |  | Southwest |  | Rental | [7 empty] | PUMPINFUSION-ALARIS-Medley 8100 |  | MEDLEY PUMP MODULE LVP *MEMORIAL HERMANN |  |  | PUMPINFUSION-ALARIS-Medley 8100 | [6 empty] | Verified as Rental |  |  | MHHS-Southwest
NO | YES |  |  |  | FFL7786 |  | CAREFUSION | 8100M |  |  | Rental | MHHS-Southwest |  |  |  | FFL7786 |  | Southwest |  | Rental | [7 empty] | PUMPINFUSION-ALARIS-Medley 8100 |  | MEDLEY PUMP MODULE LVP *MEMORIAL HERMANN |  |  | PUMPINFUSION-ALARIS-Medley 8100 | [6 empty] | Verified as Rental |  |  | MHHS-Southwest
NO | YES |  |  |  | FFL7794 |  | CAREFUSION | 8100M |  |  | Rental | MHHS-Southwest |  |  |  | FFL7794 |  | Southwest |  | Rental | [7 empty] | PUMPINFUSION-ALARIS-Medley 8100 |  | MEDLEY PUMP MODULE LVP *MEMORIAL HERMANN |  |  | PUMPINFUSION-ALARIS-Medley 8100 | [6 empty] | Verified as Rental |  |  | MHHS-Southwest
NO | YES |  |  |  | FFL7814 |  | CAREFUSION | 8100M |  |  | Rental | MHHS-Southwest |  |  |  | FFL7814 |  | Southwest |  | Rental | [7 empty] | PUMPINFUSION-ALARIS-Medley 8100 |  | MEDLEY PUMP MODULE LVP *MEMORIAL HERMANN |  |  | PUMPINFUSION-ALARIS-Medley 8100 | [6 empty] | Verified as Rental |  |  | MHHS-Southwest
NO | YES |  |  |  | FFL7819 |  | CAREFUSION | 8100M |  |  | Rental | MHHS-Southwest |  |  |  | FFL7819 |  | Southwest |  | Rental | [7 empty] | PUMPINFUSION-ALARIS-Medley 8100 |  | MEDLEY PUMP MODULE LVP *MEMORIAL HERMANN |  |  | PUMPINFUSION-ALARIS-Medley 8100 | [6 empty] | Verified as Rental |  |  | MHHS-Southwest
NO | YES |  |  |  | FFL7823 |  | CAREFUSION | 8100M |  |  | Rental | MHHS-Southwest |  |  |  | FFL7823 |  | Southwest |  | Rental | [7 empty] | PUMPINFUSION-ALARIS-Medley 8100 |  | MEDLEY PUMP MODULE LVP *MEMORIAL HERMANN |  |  | PUMPINFUSION-ALARIS-Medley 8100 | [6 empty] | Verified as Rental |  |  | MHHS-Southwest
NO | YES |  |  |  | FFL7830 |  | CAREFUSION | 8100M |  |  | Rental | MHHS-Southwest |  |  |  | FFL7830 |  | Southwest |  | Rental | [7 empty] | PUMPINFUSION-ALARIS-Medley 8100 |  | MEDLEY PUMP MODULE LVP *MEMORIAL HERMANN |  |  | PUMPINFUSION-ALARIS-Medley 8100 | [6 empty] | Verified as Rental |  |  | MHHS-Southwest
NO | YES |  |  |  | FFL7837 |  | CAREFUSION | 8100M |  |  | Rental | MHHS-Southwest |  |  |  | FFL7837 |  | Southwest |  | Rental | [7 empty] | PUMPINFUSION-ALARIS-Medley 8100 |  | MEDLEY PUMP MODULE LVP *MEMORIAL HERMANN |  |  | PUMPINFUSION-ALARIS-Medley 8100 | [6 empty] | Verified as Rental |  |  | MHHS-Southwest
NO | YES |  |  |  | FFL7847 |  | CAREFUSION | 8100M |  |  | Rental | MHHS-Southwest |  |  |  | FFL7847 |  | Southwest |  | Rental | [7 empty] | PUMPINFUSION-ALARIS-Medley 8100 |  | MEDLEY PUMP MODULE LVP *MEMORIAL HERMANN |  |  | PUMPINFUSION-ALARIS-Medley 8100 | [6 empty] | Verified as Rental |  |  | MHHS-Southwest
NO | YES |  |  |  | FFL7849 |  | CAREFUSION | 8100M |  |  | Rental | MHHS-Southwest |  |  |  | FFL7849 |  | Southwest |  | Rental | [7 empty] | PUMPINFUSION-ALARIS-Medley 8100 |  | MEDLEY PUMP MODULE LVP *MEMORIAL HERMANN |  |  | PUMPINFUSION-ALARIS-Medley 8100 | [6 empty] | Verified as Rental |  |  | MHHS-Southwest
NO | YES |  |  |  | FFL7854 |  | CAREFUSION | 8100M |  |  | Rental | MHHS-Southwest |  |  |  | FFL7854 |  | Southwest |  | Rental | [7 empty] | PUMPINFUSION-ALARIS-Medley 8100 |  | MEDLEY PUMP MODULE LVP *MEMORIAL HERMANN |  |  | PUMPINFUSION-ALARIS-Medley 8100 | [6 empty] | Verified as Rental |  |  | MHHS-Southwest
NO | YES |  |  |  | FFL7869 |  | CAREFUSION | 8100M |  |  | Rental | MHHS-Southwest |  |  |  | FFL7869 |  | Southwest |  | Rental | [7 empty] | PUMPINFUSION-ALARIS-Medley 8100 |  | MEDLEY PUMP MODULE LVP *MEMORIAL HERMANN |  |  | PUMPINFUSION-ALARIS-Medley 8100 | [6 empty] | Verified as Rental |  |  | MHHS-Southwest
NO | YES |  |  |  | FFL7890 |  | CAREFUSION | 8100M |  |  | Rental | MHHS-Southwest |  |  |  | FFL7890 |  | Southwest |  | Rental | [7 empty] | PUMPINFUSION-ALARIS-Medley 8100 |  | MEDLEY PUMP MODULE LVP *MEMORIAL HERMANN |  |  | PUMPINFUSION-ALARIS-Medley 8100 | [6 empty] | Verified as Rental |  |  | MHHS-Southwest
NO | YES |  |  |  | FFL7896 |  | CAREFUSION | 8100M |  |  | Rental | MHHS-Southwest |  |  |  | FFL7896 |  | Southwest |  | Rental | [7 empty] | PUMPINFUSION-ALARIS-Medley 8100 |  | MEDLEY PUMP MODULE LVP *MEMORIAL HERMANN |  |  | PUMPINFUSION-ALARIS-Medley 8100 | [6 empty] | Verified as Rental |  |  | MHHS-Southwest
NO | YES |  |  |  | FFL7897 |  | CAREFUSION | 8100M |  |  | Rental | MHHS-Southwest |  |  |  | FFL7897 |  | Southwest |  | Rental | [7 empty] | PUMPINFUSION-ALARIS-Medley 8100 |  | MEDLEY PUMP MODULE LVP *MEMORIAL HERMANN |  |  | PUMPINFUSION-ALARIS-Medley 8100 | [6 empty] | Verified as Rental |  |  | MHHS-Southwest
NO | YES |  |  |  | FFL7898 |  | CAREFUSION | 8100M |  |  | Rental | MHHS-Southwest |  |  |  | FFL7898 |  | Southwest |  | Rental | [7 empty] | PUMPINFUSION-ALARIS-Medley 8100 |  | MEDLEY PUMP MODULE LVP *MEMORIAL HERMANN |  |  | PUMPINFUSION-ALARIS-Medley 8100 | [6 empty] | Verified as Rental |  |  | MHHS-Southwest
NO | YES |  |  |  | FFL7906 |  | CAREFUSION | 8100M |  |  | Rental | MHHS-Southwest |  |  |  | FFL7906 |  | Southwest |  | Rental | [7 empty] | PUMPINFUSION-ALARIS-Medley 8100 |  | MEDLEY PUMP MODULE LVP *MEMORIAL HERMANN |  |  | PUMPINFUSION-ALARIS-Medley 8100 | [6 empty] | Verified as Rental |  |  | MHHS-Southwest
NO | YES |  |  |  | FFL7921 |  | CAREFUSION | 8100M |  |  | Rental | MHHS-Southwest |  |  |  | FFL7921 |  | Southwest |  | Rental | [7 empty] | PUMPINFUSION-ALARIS-Medley 8100 |  | MEDLEY PUMP MODULE LVP *MEMORIAL HERMANN |  |  | PUMPINFUSION-ALARIS-Medley 8100 | [6 empty] | Verified as Rental |  |  | MHHS-Southwest
NO | YES |  |  |  | FFL7941 |  | CAREFUSION | 8100M |  |  | Rental | MHHS-Southwest |  |  |  | FFL7941 |  | Southwest |  | Rental | [7 empty] | PUMPINFUSION-ALARIS-Medley 8100 |  | MEDLEY PUMP MODULE LVP *MEMORIAL HERMANN |  |  | PUMPINFUSION-ALARIS-Medley 8100 | [6 empty] | Verified as Rental |  |  | MHHS-Southwest
NO | YES |  |  |  | FFL7955 |  | CAREFUSION | 8100M |  |  | Rental | MHHS-Southwest |  |  |  | FFL7955 |  | Southwest |  | Rental | [7 empty] | PUMPINFUSION-ALARIS-Medley 8100 |  | MEDLEY PUMP MODULE LVP *MEMORIAL HERMANN |  |  | PUMPINFUSION-ALARIS-Medley 8100 | [6 empty] | Verified as Rental |  |  | MHHS-Southwest
NO | YES |  |  |  | FFL7977 |  | CAREFUSION | 8100M |  |  | Rental | MHHS-Southwest |  |  |  | FFL7977 |  | Southwest |  | Rental | [7 empty] | PUMPINFUSION-ALARIS-Medley 8100 |  | MEDLEY PUMP MODULE LVP *MEMORIAL HERMANN |  |  | PUMPINFUSION-ALARIS-Medley 8100 | [6 empty] | Verified as Rental |  |  | MHHS-Southwest
NO | YES |  |  |  | FFL7992 |  | CAREFUSION | 8100M |  |  | Rental | MHHS-Southwest |  |  |  | FFL7992 |  | Southwest |  | Rental | [7 empty] | PUMPINFUSION-ALARIS-Medley 8100 |  | MEDLEY PUMP MODULE LVP *MEMORIAL HERMANN |  |  | PUMPINFUSION-ALARIS-Medley 8100 | [6 empty] | Verified as Rental |  |  | MHHS-Southwest
NO | YES |  |  |  | FFL8005 |  | CAREFUSION | 8100M |  |  | Rental | MHHS-Southwest |  |  |  | FFL8005 |  | Southwest |  | Rental | [7 empty] | PUMPINFUSION-ALARIS-Medley 8100 |  | MEDLEY PUMP MODULE LVP *MEMORIAL HERMANN |  |  | PUMPINFUSION-ALARIS-Medley 8100 | [6 empty] | Verified as Rental |  |  | MHHS-Southwest
NO | YES |  |  |  | FFL8026 |  | CAREFUSION | 8100M |  |  | Rental | MHHS-Southwest |  |  |  | FFL8026 |  | Southwest |  | Rental | [7 empty] | PUMPINFUSION-ALARIS-Medley 8100 |  | MEDLEY PUMP MODULE LVP *MEMORIAL HERMANN |  |  | PUMPINFUSION-ALARIS-Medley 8100 | [6 empty] | Verified as Rental |  |  | MHHS-Southwest
NO | YES |  |  |  | FFL8038 |  | CAREFUSION | 8100M |  |  | Rental | MHHS-Southwest |  |  |  | FFL8038 |  | Southwest |  | Rental | [7 empty] | PUMPINFUSION-ALARIS-Medley 8100 |  | MEDLEY PUMP MODULE LVP *MEMORIAL HERMANN |  |  | PUMPINFUSION-ALARIS-Medley 8100 | [6 empty] | Verified as Rental |  |  | MHHS-Southwest
NO | YES |  |  |  | FFL8042 |  | CAREFUSION | 8100M |  |  | Rental | MHHS-Southwest |  |  |  | FFL8042 |  | Southwest |  | Rental | [7 empty] | PUMPINFUSION-ALARIS-Medley 8100 |  | MEDLEY PUMP MODULE LVP *MEMORIAL HERMANN |  |  | PUMPINFUSION-ALARIS-Medley 8100 | [6 empty] | Verified as Rental |  |  | MHHS-Southwest
NO | YES |  |  |  | FFL8047 |  | CAREFUSION | 8100M |  |  | Rental | MHHS-Southwest |  |  |  | FFL8047 |  | Southwest |  | Rental | [7 empty] | PUMPINFUSION-ALARIS-Medley 8100 |  | MEDLEY PUMP MODULE LVP *MEMORIAL HERMANN |  |  | PUMPINFUSION-ALARIS-Medley 8100 | [6 empty] | Verified as Rental |  |  | MHHS-Southwest
NO | YES |  |  |  | FFL8053 |  | CAREFUSION | 8100M |  |  | Rental | MHHS-Southwest |  |  |  | FFL8053 |  | Southwest |  | Rental | [7 empty] | PUMPINFUSION-ALARIS-Medley 8100 |  | MEDLEY PUMP MODULE LVP *MEMORIAL HERMANN |  |  | PUMPINFUSION-ALARIS-Medley 8100 | [6 empty] | Verified as Rental |  |  | MHHS-Southwest
NO | YES |  |  |  | FFL8061 |  | CAREFUSION | 8100M |  |  | Rental | MHHS-Southwest |  |  |  | FFL8061 |  | Southwest |  | Rental | [7 empty] | PUMPINFUSION-ALARIS-Medley 8100 |  | MEDLEY PUMP MODULE LVP *MEMORIAL HERMANN |  |  | PUMPINFUSION-ALARIS-Medley 8100 | [6 empty] | Verified as Rental |  |  | MHHS-Southwest
NO | YES |  |  |  | FFL8067 |  | CAREFUSION | 8100M |  |  | Rental | MHHS-Southwest |  |  |  | FFL8067 |  | Southwest |  | Rental | [7 empty] | PUMPINFUSION-ALARIS-Medley 8100 |  | MEDLEY PUMP MODULE LVP *MEMORIAL HERMANN |  |  | PUMPINFUSION-ALARIS-Medley 8100 | [6 empty] | Verified as Rental |  |  | MHHS-Southwest
NO | YES |  |  |  | FFL8073 |  | CAREFUSION | 8100M |  |  | Rental | MHHS-Southwest |  |  |  | FFL8073 |  | Southwest |  | Rental | [7 empty] | PUMPINFUSION-ALARIS-Medley 8100 |  | MEDLEY PUMP MODULE LVP *MEMORIAL HERMANN |  |  | PUMPINFUSION-ALARIS-Medley 8100 | [6 empty] | Verified as Rental |  |  | MHHS-Southwest
NO | YES |  |  |  | FFL8078 |  | CAREFUSION | 8100M |  |  | Rental | MHHS-Southwest |  |  |  | FFL8078 |  | Southwest |  | Rental | [7 empty] | PUMPINFUSION-ALARIS-Medley 8100 |  | MEDLEY PUMP MODULE LVP *MEMORIAL HERMANN |  |  | PUMPINFUSION-ALARIS-Medley 8100 | [6 empty] | Verified as Rental |  |  | MHHS-Southwest
NO | YES |  |  |  | FFL8089 |  | CAREFUSION | 8100M |  |  | Rental | MHHS-Southwest |  |  |  | FFL8089 |  | Southwest |  | Rental | [7 empty] | PUMPINFUSION-ALARIS-Medley 8100 |  | MEDLEY PUMP MODULE LVP *MEMORIAL HERMANN |  |  | PUMPINFUSION-ALARIS-Medley 8100 | [6 empty] | Verified as Rental |  |  | MHHS-Southwest
NO | YES |  |  |  | FFL8106 |  | CAREFUSION | 8100M |  |  | Rental | MHHS-Southwest |  |  |  | FFL8106 |  | Southwest |  | Rental | [7 empty] | PUMPINFUSION-ALARIS-Medley 8100 |  | MEDLEY PUMP MODULE LVP *MEMORIAL HERMANN |  |  | PUMPINFUSION-ALARIS-Medley 8100 | [6 empty] | Verified as Rental |  |  | MHHS-Southwest
NO | YES |  |  |  | FFL8130 |  | CAREFUSION | 8100M |  |  | Rental | MHHS-Southwest |  |  |  | FFL8130 |  | Southwest |  | Rental | [7 empty] | PUMPINFUSION-ALARIS-Medley 8100 |  | MEDLEY PUMP MODULE LVP *MEMORIAL HERMANN |  |  | PUMPINFUSION-ALARIS-Medley 8100 | [6 empty] | Verified as Rental |  |  | MHHS-Southwest
NO | YES |  |  |  | FFL8133 |  | CAREFUSION | 8100M |  |  | Rental | MHHS-Southwest |  |  |  | FFL8133 |  | Southwest |  | Rental | [7 empty] | PUMPINFUSION-ALARIS-Medley 8100 |  | MEDLEY PUMP MODULE LVP *MEMORIAL HERMANN |  |  | PUMPINFUSION-ALARIS-Medley 8100 | [6 empty] | Verified as Rental |  |  | MHHS-Southwest
NO | YES |  |  |  | FFL8148 |  | CAREFUSION | 8100M |  |  | Rental | MHHS-Southwest |  |  |  | FFL8148 |  | Southwest |  | Rental | [7 empty] | PUMPINFUSION-ALARIS-Medley 8100 |  | MEDLEY PUMP MODULE LVP *MEMORIAL HERMANN |  |  | PUMPINFUSION-ALARIS-Medley 8100 | [6 empty] | Verified as Rental |  |  | MHHS-Southwest
NO | YES |  |  |  | FFL8161 |  | CAREFUSION | 8100M |  |  | Rental | MHHS-Southwest |  |  |  | FFL8161 |  | Southwest |  | Rental | [7 empty] | PUMPINFUSION-ALARIS-Medley 8100 |  | MEDLEY PUMP MODULE LVP *MEMORIAL HERMANN |  |  | PUMPINFUSION-ALARIS-Medley 8100 | [6 empty] | Verified as Rental |  |  | MHHS-Southwest
NO | YES |  |  |  | FFL8201 |  | CAREFUSION | 8100M |  |  | Rental | MHHS-Southwest |  |  |  | FFL8201 |  | Southwest |  | Rental | [7 empty] | PUMPINFUSION-ALARIS-Medley 8100 |  | MEDLEY PUMP MODULE LVP *MEMORIAL HERMANN |  |  | PUMPINFUSION-ALARIS-Medley 8100 | [6 empty] | Verified as Rental |  |  | MHHS-Southwest
NO | YES |  |  |  | FFL8240 |  | CAREFUSION | 8100M |  |  | Rental | MHHS-Southwest |  |  |  | FFL8240 |  | Southwest |  | Rental | [7 empty] | PUMPINFUSION-ALARIS-Medley 8100 |  | MEDLEY PUMP MODULE LVP *MEMORIAL HERMANN |  |  | PUMPINFUSION-ALARIS-Medley 8100 | [6 empty] | Verified as Rental |  |  | MHHS-Southwest
NO | YES |  |  |  | FFL8246 |  | CAREFUSION | 8100M |  |  | Rental | MHHS-Southwest |  |  |  | FFL8246 |  | Southwest |  | Rental | [7 empty] | PUMPINFUSION-ALARIS-Medley 8100 |  | MEDLEY PUMP MODULE LVP *MEMORIAL HERMANN |  |  | PUMPINFUSION-ALARIS-Medley 8100 | [6 empty] | Verified as Rental |  |  | MHHS-Southwest
NO | YES |  |  |  | FFL8355 |  | CAREFUSION | 8100M |  |  | Rental | MHHS-Southwest |  |  |  | FFL8355 |  | Southwest |  | Rental | [7 empty] | PUMPINFUSION-ALARIS-Medley 8100 |  | MEDLEY PUMP MODULE LVP *MEMORIAL HERMANN |  |  | PUMPINFUSION-ALARIS-Medley 8100 | [6 empty] | Verified as Rental |  |  | MHHS-Southwest
NO | YES |  |  |  | FFL8367 |  | CAREFUSION | 8100M |  |  | Rental | MHHS-Southwest |  |  |  | FFL8367 |  | Southwest |  | Rental | [7 empty] | PUMPINFUSION-ALARIS-Medley 8100 |  | MEDLEY PUMP MODULE LVP *MEMORIAL HERMANN |  |  | PUMPINFUSION-ALARIS-Medley 8100 | [6 empty] | Verified as Rental |  |  | MHHS-Southwest
NO | YES |  |  |  | FFL8405 |  | CAREFUSION | 8100M |  |  | Rental | MHHS-Southwest |  |  |  | FFL8405 |  | Southwest |  | Rental | [7 empty] | PUMPINFUSION-ALARIS-Medley 8100 |  | MEDLEY PUMP MODULE LVP *MEMORIAL HERMANN |  |  | PUMPINFUSION-ALARIS-Medley 8100 | [6 empty] | Verified as Rental |  |  | MHHS-Southwest
NO | YES |  |  |  | FFL8411 |  | CAREFUSION | 8100M |  |  | Rental | MHHS-Southwest |  |  |  | FFL8411 |  | Southwest |  | Rental | [7 empty] | PUMPINFUSION-ALARIS-Medley 8100 |  | MEDLEY PUMP MODULE LVP *MEMORIAL HERMANN |  |  | PUMPINFUSION-ALARIS-Medley 8100 | [6 empty] | Verified as Rental |  |  | MHHS-Southwest
NO | YES |  |  |  | FFL8423 |  | CAREFUSION | 8100M |  |  | Rental | MHHS-Southwest |  |  |  | FFL8423 |  | Southwest |  | Rental | [7 empty] | PUMPINFUSION-ALARIS-Medley 8100 |  | MEDLEY PUMP MODULE LVP *MEMORIAL HERMANN |  |  | PUMPINFUSION-ALARIS-Medley 8100 | [6 empty] | Verified as Rental |  |  | MHHS-Southwest
NO | YES |  |  |  | FFL8439 |  | CAREFUSION | 8100M |  |  | Rental | MHHS-Southwest |  |  |  | FFL8439 |  | Southwest |  | Rental | [7 empty] | PUMPINFUSION-ALARIS-Medley 8100 |  | MEDLEY PUMP MODULE LVP *MEMORIAL HERMANN |  |  | PUMPINFUSION-ALARIS-Medley 8100 | [6 empty] | Verified as Rental |  |  | MHHS-Southwest
NO | YES |  |  |  | FFL8459 |  | CAREFUSION | 8100M |  |  | Rental | MHHS-Southwest |  |  |  | FFL8459 |  | Southwest |  | Rental | [7 empty] | PUMPINFUSION-ALARIS-Medley 8100 |  | MEDLEY PUMP MODULE LVP *MEMORIAL HERMANN |  |  | PUMPINFUSION-ALARIS-Medley 8100 | [6 empty] | Verified as Rental |  |  | MHHS-Southwest
NO | YES |  |  |  | FFL8516 |  | CAREFUSION | 8100M |  |  | Rental | MHHS-Southwest |  |  |  | FFL8516 |  | Southwest |  | Rental | [7 empty] | PUMPINFUSION-ALARIS-Medley 8100 |  | MEDLEY PUMP MODULE LVP *MEMORIAL HERMANN |  |  | PUMPINFUSION-ALARIS-Medley 8100 | [6 empty] | Verified as Rental |  |  | MHHS-Southwest
NO | YES |  |  |  | FFL8552 |  | CAREFUSION | 8100M |  |  | Rental | MHHS-Southwest |  |  |  | FFL8552 |  | Southwest |  | Rental | [7 empty] | PUMPINFUSION-ALARIS-Medley 8100 |  | MEDLEY PUMP MODULE LVP *MEMORIAL HERMANN |  |  | PUMPINFUSION-ALARIS-Medley 8100 | [6 empty] | Verified as Rental |  |  | MHHS-Southwest
NO | YES |  |  |  | FFL8568 |  | CAREFUSION | 8100M |  |  | Rental | MHHS-Southwest |  |  |  | FFL8568 |  | Southwest |  | Rental | [7 empty] | PUMPINFUSION-ALARIS-Medley 8100 |  | MEDLEY PUMP MODULE LVP *MEMORIAL HERMANN |  |  | PUMPINFUSION-ALARIS-Medley 8100 | [6 empty] | Verified as Rental |  |  | MHHS-Southwest
NO | YES |  |  |  | FFL8575 |  | CAREFUSION | 8100M |  |  | Rental | MHHS-Southwest |  |  |  | FFL8575 |  | Southwest |  | Rental | [7 empty] | PUMPINFUSION-ALARIS-Medley 8100 |  | MEDLEY PUMP MODULE LVP *MEMORIAL HERMANN |  |  | PUMPINFUSION-ALARIS-Medley 8100 | [6 empty] | Verified as Rental |  |  | MHHS-Southwest
NO | YES |  |  |  | FFL8580 |  | CAREFUSION | 8100M |  |  | Rental | MHHS-Southwest |  |  |  | FFL8580 |  | Southwest |  | Rental | [7 empty] | PUMPINFUSION-ALARIS-Medley 8100 |  | MEDLEY PUMP MODULE LVP *MEMORIAL HERMANN |  |  | PUMPINFUSION-ALARIS-Medley 8100 | [6 empty] | Verified as Rental |  |  | MHHS-Southwest
NO | YES |  |  |  | FFL8595 |  | CAREFUSION | 8100M |  |  | Rental | MHHS-Southwest |  |  |  | FFL8595 |  | Southwest |  | Rental | [7 empty] | PUMPINFUSION-ALARIS-Medley 8100 |  | MEDLEY PUMP MODULE LVP *MEMORIAL HERMANN |  |  | PUMPINFUSION-ALARIS-Medley 8100 | [6 empty] | Verified as Rental |  |  | MHHS-Southwest
NO | YES |  |  |  | FFL8617 |  | CAREFUSION | 8100M |  |  | Rental | MHHS-Southwest |  |  |  | FFL8617 |  | Southwest |  | Rental | [7 empty] | PUMPINFUSION-ALARIS-Medley 8100 |  | MEDLEY PUMP MODULE LVP *MEMORIAL HERMANN |  |  | PUMPINFUSION-ALARIS-Medley 8100 | [6 empty] | Verified as Rental |  |  | MHHS-Southwest
NO | YES |  |  |  | FFL8618 |  | CAREFUSION | 8100M |  |  | Rental | MHHS-Southwest |  |  |  | FFL8618 |  | Southwest |  | Rental | [7 empty] | PUMPINFUSION-ALARIS-Medley 8100 |  | MEDLEY PUMP MODULE LVP *MEMORIAL HERMANN |  |  | PUMPINFUSION-ALARIS-Medley 8100 | [6 empty] | Verified as Rental |  |  | MHHS-Southwest
NO | YES |  |  |  | FFL8621 |  | CAREFUSION | 8100M |  |  | Rental | MHHS-Southwest |  |  |  | FFL8621 |  | Southwest |  | Rental | [7 empty] | PUMPINFUSION-ALARIS-Medley 8100 |  | MEDLEY PUMP MODULE LVP *MEMORIAL HERMANN |  |  | PUMPINFUSION-ALARIS-Medley 8100 | [6 empty] | Verified as Rental |  |  | MHHS-Southwest
NO | YES |  |  |  | FFL8622 |  | CAREFUSION | 8100M |  |  | Rental | MHHS-Southwest |  |  |  | FFL8622 |  | Southwest |  | Rental | [7 empty] | PUMPINFUSION-ALARIS-Medley 8100 |  | MEDLEY PUMP MODULE LVP *MEMORIAL HERMANN |  |  | PUMPINFUSION-ALARIS-Medley 8100 | [6 empty] | Verified as Rental |  |  | MHHS-Southwest
NO | YES |  |  |  | FFL8627 |  | CAREFUSION | 8100M |  |  | Rental | MHHS-Southwest |  |  |  | FFL8627 |  | Southwest |  | Rental | [7 empty] | PUMPINFUSION-ALARIS-Medley 8100 |  | MEDLEY PUMP MODULE LVP *MEMORIAL HERMANN |  |  | PUMPINFUSION-ALARIS-Medley 8100 | [6 empty] | Verified as Rental |  |  | MHHS-Southwest
NO | YES |  |  |  | FFL8628 |  | CAREFUSION | 8100M |  |  | Rental | MHHS-Southwest |  |  |  | FFL8628 |  | Southwest |  | Rental | [7 empty] | PUMPINFUSION-ALARIS-Medley 8100 |  | MEDLEY PUMP MODULE LVP *MEMORIAL HERMANN |  |  | PUMPINFUSION-ALARIS-Medley 8100 | [6 empty] | Verified as Rental |  |  | MHHS-Southwest
NO | YES |  |  |  | FFL8629 |  | CAREFUSION | 8100M |  |  | Rental | MHHS-Southwest |  |  |  | FFL8629 |  | Southwest |  | Rental | [7 empty] | PUMPINFUSION-ALARIS-Medley 8100 |  | MEDLEY PUMP MODULE LVP *MEMORIAL HERMANN |  |  | PUMPINFUSION-ALARIS-Medley 8100 | [6 empty] | Verified as Rental |  |  | MHHS-Southwest
NO | YES |  |  |  | FFL8633 |  | CAREFUSION | 8100M |  |  | Rental | MHHS-Southwest |  |  |  | FFL8633 |  | Southwest |  | Rental | [7 empty] | PUMPINFUSION-ALARIS-Medley 8100 |  | MEDLEY PUMP MODULE LVP *MEMORIAL HERMANN |  |  | PUMPINFUSION-ALARIS-Medley 8100 | [6 empty] | Verified as Rental |  |  | MHHS-Southwest
NO | YES |  |  |  | FFL8644 |  | CAREFUSION | 8100M |  |  | Rental | MHHS-Southwest |  |  |  | FFL8644 |  | Southwest |  | Rental | [7 empty] | PUMPINFUSION-ALARIS-Medley 8100 |  | MEDLEY PUMP MODULE LVP *MEMORIAL HERMANN |  |  | PUMPINFUSION-ALARIS-Medley 8100 | [6 empty] | Verified as Rental |  |  | MHHS-Southwest
NO | YES |  |  |  | FFL8675 |  | CAREFUSION | 8100M |  |  | Rental | MHHS-Southwest |  |  |  | FFL8675 |  | Southwest |  | Rental | [7 empty] | PUMPINFUSION-ALARIS-Medley 8100 |  | MEDLEY PUMP MODULE LVP *MEMORIAL HERMANN |  |  | PUMPINFUSION-ALARIS-Medley 8100 | [6 empty] | Verified as Rental |  |  | MHHS-Southwest
NO | YES |  |  |  | FFL8681 |  | CAREFUSION | 8100M |  |  | Rental | MHHS-Southwest |  |  |  | FFL8681 |  | Southwest |  | Rental | [7 empty] | PUMPINFUSION-ALARIS-Medley 8100 |  | MEDLEY PUMP MODULE LVP *MEMORIAL HERMANN |  |  | PUMPINFUSION-ALARIS-Medley 8100 | [6 empty] | Verified as Rental |  |  | MHHS-Southwest
NO | YES |  |  |  | FFL8682 |  | CAREFUSION | 8100M |  |  | Rental | MHHS-Southwest |  |  |  | FFL8682 |  | Southwest |  | Rental | [7 empty] | PUMPINFUSION-ALARIS-Medley 8100 |  | MEDLEY PUMP MODULE LVP *MEMORIAL HERMANN |  |  | PUMPINFUSION-ALARIS-Medley 8100 | [6 empty] | Verified as Rental |  |  | MHHS-Southwest
NO | YES |  |  |  | FFL8683 |  | CAREFUSION | 8100M |  |  | Rental | MHHS-Southwest |  |  |  | FFL8683 |  | Southwest |  | Rental | [7 empty] | PUMPINFUSION-ALARIS-Medley 8100 |  | MEDLEY PUMP MODULE LVP *MEMORIAL HERMANN |  |  | PUMPINFUSION-ALARIS-Medley 8100 | [6 empty] | Verified as Rental |  |  | MHHS-Southwest
NO | YES |  |  |  | FFL8687 |  | CAREFUSION | 8100M |  |  | Rental | MHHS-Southwest |  |  |  | FFL8687 |  | Southwest |  | Rental | [7 empty] | PUMPINFUSION-ALARIS-Medley 8100 |  | MEDLEY PUMP MODULE LVP *MEMORIAL HERMANN |  |  | PUMPINFUSION-ALARIS-Medley 8100 | [6 empty] | Verified as Rental |  |  | MHHS-Southwest
NO | YES |  |  |  | FFL8689 |  | CAREFUSION | 8100M |  |  | Rental | MHHS-Southwest |  |  |  | FFL8689 |  | Southwest |  | Rental | [7 empty] | PUMPINFUSION-ALARIS-Medley 8100 |  | MEDLEY PUMP MODULE LVP *MEMORIAL HERMANN |  |  | PUMPINFUSION-ALARIS-Medley 8100 | [6 empty] | Verified as Rental |  |  | MHHS-Southwest
NO | YES |  |  |  | FFL8702 |  | CAREFUSION | 8100M |  |  | Rental | MHHS-Southwest |  |  |  | FFL8702 |  | Southwest |  | Rental | [7 empty] | PUMPINFUSION-ALARIS-Medley 8100 |  | MEDLEY PUMP MODULE LVP *MEMORIAL HERMANN |  |  | PUMPINFUSION-ALARIS-Medley 8100 | [6 empty] | Verified as Rental |  |  | MHHS-Southwest
NO | YES |  |  |  | FFL8704 |  | CAREFUSION | 8100M |  |  | Rental | MHHS-Southwest |  |  |  | FFL8704 |  | Southwest |  | Rental | [7 empty] | PUMPINFUSION-ALARIS-Medley 8100 |  | MEDLEY PUMP MODULE LVP *MEMORIAL HERMANN |  |  | PUMPINFUSION-ALARIS-Medley 8100 | [6 empty] | Verified as Rental |  |  | MHHS-Southwest
NO | YES |  |  |  | FFL8710 |  | CAREFUSION | 8100M |  |  | Rental | MHHS-Southwest |  |  |  | FFL8710 |  | Southwest |  | Rental | [7 empty] | PUMPINFUSION-ALARIS-Medley 8100 |  | MEDLEY PUMP MODULE LVP *MEMORIAL HERMANN |  |  | PUMPINFUSION-ALARIS-Medley 8100 | [6 empty] | Verified as Rental |  |  | MHHS-Southwest
NO | YES |  |  |  | FFL8717 |  | CAREFUSION | 8100M |  |  | Rental | MHHS-Southwest |  |  |  | FFL8717 |  | Southwest |  | Rental | [7 empty] | PUMPINFUSION-ALARIS-Medley 8100 |  | MEDLEY PUMP MODULE LVP *MEMORIAL HERMANN |  |  | PUMPINFUSION-ALARIS-Medley 8100 | [6 empty] | Verified as Rental |  |  | MHHS-Southwest
NO | YES |  |  |  | FFL8727 |  | CAREFUSION | 8100M |  |  | Rental | MHHS-Southwest |  |  |  | FFL8727 |  | Southwest |  | Rental | [7 empty] | PUMPINFUSION-ALARIS-Medley 8100 |  | MEDLEY PUMP MODULE LVP *MEMORIAL HERMANN |  |  | PUMPINFUSION-ALARIS-Medley 8100 | [6 empty] | Verified as Rental |  |  | MHHS-Southwest
NO | YES |  |  |  | FFL8741 |  | CAREFUSION | 8100M |  |  | Rental | MHHS-Southwest |  |  |  | FFL8741 |  | Southwest |  | Rental | [7 empty] | PUMPINFUSION-ALARIS-Medley 8100 |  | MEDLEY PUMP MODULE LVP *MEMORIAL HERMANN |  |  | PUMPINFUSION-ALARIS-Medley 8100 | [6 empty] | Verified as Rental |  |  | MHHS-Southwest
NO | YES |  |  |  | FFL8749 |  | CAREFUSION | 8100M |  |  | Rental | MHHS-Southwest |  |  |  | FFL8749 |  | Southwest |  | Rental | [7 empty] | PUMPINFUSION-ALARIS-Medley 8100 |  | MEDLEY PUMP MODULE LVP *MEMORIAL HERMANN |  |  | PUMPINFUSION-ALARIS-Medley 8100 | [6 empty] | Verified as Rental |  |  | MHHS-Southwest
NO | YES |  |  |  | FFL8754 |  | CAREFUSION | 8100M |  |  | Rental | MHHS-Southwest |  |  |  | FFL8754 |  | Southwest |  | Rental | [7 empty] | PUMPINFUSION-ALARIS-Medley 8100 |  | MEDLEY PUMP MODULE LVP *MEMORIAL HERMANN |  |  | PUMPINFUSION-ALARIS-Medley 8100 | [6 empty] | Verified as Rental |  |  | MHHS-Southwest
NO | YES |  |  |  | FFL133 |  | CAREFUSION | 8100M |  |  | Rental | MHHS-Sugarland |  |  |  | FFL133 |  | Sugar Land |  | Rental | [7 empty] | PUMPINFUSION-ALARIS-Medley 8100 |  | MEDLEY PUMP MODULE LVP *MEMORIAL HERMANN |  |  | PUMPINFUSION-ALARIS-Medley 8100 | [6 empty] | Verified as Rental |  |  | MHHS-Sugarland
NO | YES |  |  |  | FFL145 |  | CAREFUSION | 8100M |  |  | Rental | MHHS-Sugarland |  |  |  | FFL145 |  | Sugar Land |  | Rental | [7 empty] | PUMPINFUSION-ALARIS-Medley 8100 |  | MEDLEY PUMP MODULE LVP *MEMORIAL HERMANN |  |  | PUMPINFUSION-ALARIS-Medley 8100 | [6 empty] | Verified as Rental |  |  | MHHS-Sugarland
NO | YES |  |  |  | FFL183 |  | CAREFUSION | 8100M |  |  | Rental | MHHS-Sugarland |  |  |  | FFL183 |  | Sugar Land |  | Rental | [7 empty] | PUMPINFUSION-ALARIS-Medley 8100 |  | MEDLEY PUMP MODULE LVP *MEMORIAL HERMANN |  |  | PUMPINFUSION-ALARIS-Medley 8100 | [6 empty] | Verified as Rental |  |  | MHHS-Sugarland
NO | YES |  |  |  | FFL245 |  | CAREFUSION | 8100M |  |  | Rental | MHHS-Sugarland |  |  |  | FFL245 |  | Sugar Land |  | Rental | [7 empty] | PUMPINFUSION-ALARIS-Medley 8100 |  | MEDLEY PUMP MODULE LVP *MEMORIAL HERMANN |  |  | PUMPINFUSION-ALARIS-Medley 8100 | [6 empty] | Verified as Rental |  |  | MHHS-Sugarland
NO | YES |  |  |  | FFL299 |  | CAREFUSION | 8100M |  |  | Rental | MHHS-Sugarland |  |  |  | FFL299 |  | Sugar Land |  | Rental | [7 empty] | PUMPINFUSION-ALARIS-Medley 8100 |  | MEDLEY PUMP MODULE LVP *MEMORIAL HERMANN |  |  | PUMPINFUSION-ALARIS-Medley 8100 | [6 empty] | Verified as Rental |  |  | MHHS-Sugarland
NO | YES |  |  |  | FFL320 |  | CAREFUSION | 8100M |  |  | Rental | MHHS-Sugarland |  |  |  | FFL320 |  | Sugar Land |  | Rental | [7 empty] | PUMPINFUSION-ALARIS-Medley 8100 |  | MEDLEY PUMP MODULE LVP *MEMORIAL HERMANN |  |  | PUMPINFUSION-ALARIS-Medley 8100 | [6 empty] | Verified as Rental |  |  | MHHS-Sugarland
NO | YES |  |  |  | FFL342 |  | CAREFUSION | 8100M |  |  | Rental | MHHS-Sugarland |  |  |  | FFL342 |  | Sugar Land |  | Rental | [7 empty] | PUMPINFUSION-ALARIS-Medley 8100 |  | MEDLEY PUMP MODULE LVP *MEMORIAL HERMANN |  |  | PUMPINFUSION-ALARIS-Medley 8100 | [6 empty] | Verified as Rental |  |  | MHHS-Sugarland
NO | YES |  |  |  | FFL353 |  | CAREFUSION | 8100M |  |  | Rental | MHHS-Sugarland |  |  |  | FFL353 |  | Sugar Land |  | Rental | [7 empty] | PUMPINFUSION-ALARIS-Medley 8100 |  | MEDLEY PUMP MODULE LVP *MEMORIAL HERMANN |  |  | PUMPINFUSION-ALARIS-Medley 8100 | [6 empty] | Verified as Rental |  |  | MHHS-Sugarland
NO | YES |  |  |  | FFL401 |  | CAREFUSION | 8100M |  |  | Rental | MHHS-Sugarland |  |  |  | FFL401 |  | Sugar Land |  | Rental | [7 empty] | PUMPINFUSION-ALARIS-Medley 8100 |  | MEDLEY PUMP MODULE LVP *MEMORIAL HERMANN |  |  | PUMPINFUSION-ALARIS-Medley 8100 | [6 empty] | Verified as Rental |  |  | MHHS-Sugarland
NO | YES |  |  |  | FFL405 |  | CAREFUSION | 8100M |  |  | Rental | MHHS-Sugarland |  |  |  | FFL405 |  | Sugar Land |  | Rental | [7 empty] | PUMPINFUSION-ALARIS-Medley 8100 |  | MEDLEY PUMP MODULE LVP *MEMORIAL HERMANN |  |  | PUMPINFUSION-ALARIS-Medley 8100 | [6 empty] | Verified as Rental |  |  | MHHS-Sugarland
NO | YES |  |  |  | FFL416 |  | CAREFUSION | 8100M |  |  | Rental | MHHS-Sugarland |  |  |  | FFL416 |  | Sugar Land |  | Rental | [7 empty] | PUMPINFUSION-ALARIS-Medley 8100 |  | MEDLEY PUMP MODULE LVP *MEMORIAL HERMANN |  |  | PUMPINFUSION-ALARIS-Medley 8100 | [6 empty] | Verified as Rental |  |  | MHHS-Sugarland
NO | YES |  |  |  | FFL428 |  | CAREFUSION | 8100M |  |  | Rental | MHHS-Sugarland |  |  |  | FFL428 |  | Sugar Land |  | Rental | [7 empty] | PUMPINFUSION-ALARIS-Medley 8100 |  | MEDLEY PUMP MODULE LVP *MEMORIAL HERMANN |  |  | PUMPINFUSION-ALARIS-Medley 8100 | [6 empty] | Verified as Rental |  |  | MHHS-Sugarland
NO | YES |  |  |  | FFL433 |  | CAREFUSION | 8100M |  |  | Rental | MHHS-Sugarland |  |  |  | FFL433 |  | Sugar Land |  | Rental | [7 empty] | PUMPINFUSION-ALARIS-Medley 8100 |  | MEDLEY PUMP MODULE LVP *MEMORIAL HERMANN |  |  | PUMPINFUSION-ALARIS-Medley 8100 | [6 empty] | Verified as Rental |  |  | MHHS-Sugarland
NO | YES |  |  |  | FFL469 |  | CAREFUSION | 8100M |  |  | Rental | MHHS-Sugarland |  |  |  | FFL469 |  | Sugar Land |  | Rental | [7 empty] | PUMPINFUSION-ALARIS-Medley 8100 |  | MEDLEY PUMP MODULE LVP *MEMORIAL HERMANN |  |  | PUMPINFUSION-ALARIS-Medley 8100 | [6 empty] | Verified as Rental |  |  | MHHS-Sugarland
NO | YES |  |  |  | FFL472 |  | CAREFUSION | 8100M |  |  | Rental | MHHS-Sugarland |  |  |  | FFL472 |  | Sugar Land |  | Rental | [7 empty] | PUMPINFUSION-ALARIS-Medley 8100 |  | MEDLEY PUMP MODULE LVP *MEMORIAL HERMANN |  |  | PUMPINFUSION-ALARIS-Medley 8100 | [6 empty] | Verified as Rental |  |  | MHHS-Sugarland
NO | YES |  |  |  | FFL475 |  | CAREFUSION | 8100M |  |  | Rental | MHHS-Sugarland |  |  |  | FFL475 |  | Sugar Land |  | Rental | [7 empty] | PUMPINFUSION-ALARIS-Medley 8100 |  | MEDLEY PUMP MODULE LVP *MEMORIAL HERMANN |  |  | PUMPINFUSION-ALARIS-Medley 8100 | [6 empty] | Verified as Rental |  |  | MHHS-Sugarland
NO | YES |  |  |  | FFL592 |  | CAREFUSION | 8100M |  |  | Rental | MHHS-Sugarland |  |  |  | FFL592 |  | Sugar Land |  | Rental | [7 empty] | PUMPINFUSION-ALARIS-Medley 8100 |  | MEDLEY PUMP MODULE LVP *MEMORIAL HERMANN |  |  | PUMPINFUSION-ALARIS-Medley 8100 | [6 empty] | Verified as Rental |  |  | MHHS-Sugarland
NO | YES |  |  |  | FFL654 |  | CAREFUSION | 8100M |  |  | Rental | MHHS-Sugarland |  |  |  | FFL654 |  | Sugar Land |  | Rental | [7 empty] | PUMPINFUSION-ALARIS-Medley 8100 |  | MEDLEY PUMP MODULE LVP *MEMORIAL HERMANN |  |  | PUMPINFUSION-ALARIS-Medley 8100 | [6 empty] | Verified as Rental |  |  | MHHS-Sugarland
NO | YES |  |  |  | FFL663 |  | CAREFUSION | 8100M |  |  | Rental | MHHS-Sugarland |  |  |  | FFL663 |  | Sugar Land |  | Rental | [7 empty] | PUMPINFUSION-ALARIS-Medley 8100 |  | MEDLEY PUMP MODULE LVP *MEMORIAL HERMANN |  |  | PUMPINFUSION-ALARIS-Medley 8100 | [6 empty] | Verified as Rental |  |  | MHHS-Sugarland
NO | YES |  |  |  | FFL675 |  | CAREFUSION | 8100M |  |  | Rental | MHHS-Sugarland |  |  |  | FFL675 |  | Sugar Land |  | Rental | [7 empty] | PUMPINFUSION-ALARIS-Medley 8100 |  | MEDLEY PUMP MODULE LVP *MEMORIAL HERMANN |  |  | PUMPINFUSION-ALARIS-Medley 8100 | [6 empty] | Verified as Rental |  |  | MHHS-Sugarland
NO | YES |  |  |  | FFL701 |  | CAREFUSION | 8100M |  |  | Rental | MHHS-Sugarland |  |  |  | FFL701 |  | Sugar Land |  | Rental | [7 empty] | PUMPINFUSION-ALARIS-Medley 8100 |  | MEDLEY PUMP MODULE LVP *MEMORIAL HERMANN |  |  | PUMPINFUSION-ALARIS-Medley 8100 | [6 empty] | Verified as Rental |  |  | MHHS-Sugarland
NO | YES |  |  |  | FFL832 |  | CAREFUSION | 8100M |  |  | Rental | MHHS-Sugarland |  |  |  | FFL832 |  | Sugar Land |  | Rental | [7 empty] | PUMPINFUSION-ALARIS-Medley 8100 |  | MEDLEY PUMP MODULE LVP *MEMORIAL HERMANN |  |  | PUMPINFUSION-ALARIS-Medley 8100 | [6 empty] | Verified as Rental |  |  | MHHS-Sugarland
NO | YES |  |  |  | FFL925 |  | CAREFUSION | 8100M |  |  | Rental | MHHS-Sugarland |  |  |  | FFL925 |  | Sugar Land |  | Rental | [7 empty] | PUMPINFUSION-ALARIS-Medley 8100 |  | MEDLEY PUMP MODULE LVP *MEMORIAL HERMANN |  |  | PUMPINFUSION-ALARIS-Medley 8100 | [6 empty] | Verified as Rental |  |  | MHHS-Sugarland
NO | YES |  |  |  | FFL944 |  | CAREFUSION | 8100M |  |  | Rental | MHHS-Sugarland |  |  |  | FFL944 |  | Sugar Land |  | Rental | [7 empty] | PUMPINFUSION-ALARIS-Medley 8100 |  | MEDLEY PUMP MODULE LVP *MEMORIAL HERMANN |  |  | PUMPINFUSION-ALARIS-Medley 8100 | [6 empty] | Verified as Rental |  |  | MHHS-Sugarland
NO | YES |  |  |  | FFL1038 |  | CAREFUSION | 8100M |  |  | Rental | MHHS-Sugarland |  |  |  | FFL1038 |  | Sugar Land |  | Rental | [7 empty] | PUMPINFUSION-ALARIS-Medley 8100 |  | MEDLEY PUMP MODULE LVP *MEMORIAL HERMANN |  |  | PUMPINFUSION-ALARIS-Medley 8100 | [6 empty] | Verified as Rental |  |  | MHHS-Sugarland
NO | YES |  |  |  | FFL1090 |  | CAREFUSION | 8100M |  |  | Rental | MHHS-Sugarland |  |  |  | FFL1090 |  | Sugar Land |  | Rental | [7 empty] | PUMPINFUSION-ALARIS-Medley 8100 |  | MEDLEY PUMP MODULE LVP *MEMORIAL HERMANN |  |  | PUMPINFUSION-ALARIS-Medley 8100 | [6 empty] | Verified as Rental |  |  | MHHS-Sugarland
NO | YES |  |  |  | FFL1152 |  | CAREFUSION | 8100M |  |  | Rental | MHHS-Sugarland |  |  |  | FFL1152 |  | Sugar Land |  | Rental | [7 empty] | PUMPINFUSION-ALARIS-Medley 8100 |  | MEDLEY PUMP MODULE LVP *MEMORIAL HERMANN |  |  | PUMPINFUSION-ALARIS-Medley 8100 | [6 empty] | Verified as Rental |  |  | MHHS-Sugarland
NO | YES |  |  |  | FFL1200 |  | CAREFUSION | 8100M |  |  | Rental | MHHS-Sugarland |  |  |  | FFL1200 |  | Sugar Land |  | Rental | [7 empty] | PUMPINFUSION-ALARIS-Medley 8100 |  | MEDLEY PUMP MODULE LVP *MEMORIAL HERMANN |  |  | PUMPINFUSION-ALARIS-Medley 8100 | [6 empty] | Verified as Rental |  |  | MHHS-Sugarland
NO | YES |  |  |  | FFL1253 |  | CAREFUSION | 8100M |  |  | Rental | MHHS-Sugarland |  |  |  | FFL1253 |  | Sugar Land |  | Rental | [7 empty] | PUMPINFUSION-ALARIS-Medley 8100 |  | MEDLEY PUMP MODULE LVP *MEMORIAL HERMANN |  |  | PUMPINFUSION-ALARIS-Medley 8100 | [6 empty] | Verified as Rental |  |  | MHHS-Sugarland
NO | YES |  |  |  | FFL1325 |  | CAREFUSION | 8100M |  |  | Rental | MHHS-Sugarland |  |  |  | FFL1325 |  | Sugar Land |  | Rental | [7 empty] | PUMPINFUSION-ALARIS-Medley 8100 |  | MEDLEY PUMP MODULE LVP *MEMORIAL HERMANN |  |  | PUMPINFUSION-ALARIS-Medley 8100 | [6 empty] | Verified as Rental |  |  | MHHS-Sugarland
NO | YES |  |  |  | FFL1349 |  | CAREFUSION | 8100M |  |  | Rental | MHHS-Sugarland |  |  |  | FFL1349 |  | Sugar Land |  | Rental | [7 empty] | PUMPINFUSION-ALARIS-Medley 8100 |  | MEDLEY PUMP MODULE LVP *MEMORIAL HERMANN |  |  | PUMPINFUSION-ALARIS-Medley 8100 | [6 empty] | Verified as Rental |  |  | MHHS-Sugarland
NO | YES |  |  |  | FFL1364 |  | CAREFUSION | 8100M |  |  | Rental | MHHS-Sugarland |  |  |  | FFL1364 |  | Sugar Land |  | Rental | [7 empty] | PUMPINFUSION-ALARIS-Medley 8100 |  | MEDLEY PUMP MODULE LVP *MEMORIAL HERMANN |  |  | PUMPINFUSION-ALARIS-Medley 8100 | [6 empty] | Verified as Rental |  |  | MHHS-Sugarland
NO | YES |  |  |  | FFL1366 |  | CAREFUSION | 8100M |  |  | Rental | MHHS-Sugarland |  |  |  | FFL1366 |  | Sugar Land |  | Rental | [7 empty] | PUMPINFUSION-ALARIS-Medley 8100 |  | MEDLEY PUMP MODULE LVP *MEMORIAL HERMANN |  |  | PUMPINFUSION-ALARIS-Medley 8100 | [6 empty] | Verified as Rental |  |  | MHHS-Sugarland
NO | YES |  |  |  | FFL1396 |  | CAREFUSION | 8100M |  |  | Rental | MHHS-Sugarland |  |  |  | FFL1396 |  | Sugar Land |  | Rental | [7 empty] | PUMPINFUSION-ALARIS-Medley 8100 |  | MEDLEY PUMP MODULE LVP *MEMORIAL HERMANN |  |  | PUMPINFUSION-ALARIS-Medley 8100 | [6 empty] | Verified as Rental |  |  | MHHS-Sugarland
NO | YES |  |  |  | FFL1541 |  | CAREFUSION | 8100M |  |  | Rental | MHHS-Sugarland |  |  |  | FFL1541 |  | Sugar Land |  | Rental | [7 empty] | PUMPINFUSION-ALARIS-Medley 8100 |  | MEDLEY PUMP MODULE LVP *MEMORIAL HERMANN |  |  | PUMPINFUSION-ALARIS-Medley 8100 | [6 empty] | Verified as Rental |  |  | MHHS-Sugarland
NO | YES |  |  |  | FFL1593 |  | CAREFUSION | 8100M |  |  | Rental | MHHS-Sugarland |  |  |  | FFL1593 |  | Sugar Land |  | Rental | [7 empty] | PUMPINFUSION-ALARIS-Medley 8100 |  | MEDLEY PUMP MODULE LVP *MEMORIAL HERMANN |  |  | PUMPINFUSION-ALARIS-Medley 8100 | [6 empty] | Verified as Rental |  |  | MHHS-Sugarland
NO | YES |  |  |  | FFL1654 |  | CAREFUSION | 8100M |  |  | Rental | MHHS-Sugarland |  |  |  | FFL1654 |  | Sugar Land |  | Rental | [7 empty] | PUMPINFUSION-ALARIS-Medley 8100 |  | MEDLEY PUMP MODULE LVP *MEMORIAL HERMANN |  |  | PUMPINFUSION-ALARIS-Medley 8100 | [6 empty] | Verified as Rental |  |  | MHHS-Sugarland
NO | YES |  |  |  | FFL1679 |  | CAREFUSION | 8100M |  |  | Rental | MHHS-Sugarland |  |  |  | FFL1679 |  | Sugar Land |  | Rental | [7 empty] | PUMPINFUSION-ALARIS-Medley 8100 |  | MEDLEY PUMP MODULE LVP *MEMORIAL HERMANN |  |  | PUMPINFUSION-ALARIS-Medley 8100 | [6 empty] | Verified as Rental |  |  | MHHS-Sugarland
NO | YES |  |  |  | FFL1689 |  | CAREFUSION | 8100M |  |  | Rental | MHHS-Sugarland |  |  |  | FFL1689 |  | Sugar Land |  | Rental | [7 empty] | PUMPINFUSION-ALARIS-Medley 8100 |  | MEDLEY PUMP MODULE LVP *MEMORIAL HERMANN |  |  | PUMPINFUSION-ALARIS-Medley 8100 | [6 empty] | Verified as Rental |  |  | MHHS-Sugarland
NO | YES |  |  |  | FFL1717 |  | CAREFUSION | 8100M |  |  | Rental | MHHS-Sugarland |  |  |  | FFL1717 |  | Sugar Land |  | Rental | [7 empty] | PUMPINFUSION-ALARIS-Medley 8100 |  | MEDLEY PUMP MODULE LVP *MEMORIAL HERMANN |  |  | PUMPINFUSION-ALARIS-Medley 8100 | [6 empty] | Verified as Rental |  |  | MHHS-Sugarland
NO | YES |  |  |  | FFL1787 |  | CAREFUSION | 8100M |  |  | Rental | MHHS-Sugarland |  |  |  | FFL1787 |  | Sugar Land |  | Rental | [7 empty] | PUMPINFUSION-ALARIS-Medley 8100 |  | MEDLEY PUMP MODULE LVP *MEMORIAL HERMANN |  |  | PUMPINFUSION-ALARIS-Medley 8100 | [6 empty] | Verified as Rental |  |  | MHHS-Sugarland
NO | YES |  |  |  | FFL1912 |  | CAREFUSION | 8100M |  |  | Rental | MHHS-Sugarland |  |  |  | FFL1912 |  | Sugar Land |  | Rental | [7 empty] | PUMPINFUSION-ALARIS-Medley 8100 |  | MEDLEY PUMP MODULE LVP *MEMORIAL HERMANN |  |  | PUMPINFUSION-ALARIS-Medley 8100 | [6 empty] | Verified as Rental |  |  | MHHS-Sugarland
NO | YES |  |  |  | FFL1950 |  | CAREFUSION | 8100M |  |  | Rental | MHHS-Sugarland |  |  |  | FFL1950 |  | Sugar Land |  | Rental | [7 empty] | PUMPINFUSION-ALARIS-Medley 8100 |  | MEDLEY PUMP MODULE LVP *MEMORIAL HERMANN |  |  | PUMPINFUSION-ALARIS-Medley 8100 | [6 empty] | Verified as Rental |  |  | MHHS-Sugarland
NO | YES |  |  |  | FFL2004 |  | CAREFUSION | 8100M |  |  | Rental | MHHS-Sugarland |  |  |  | FFL2004 |  | Sugar Land |  | Rental | [7 empty] | PUMPINFUSION-ALARIS-Medley 8100 |  | MEDLEY PUMP MODULE LVP *MEMORIAL HERMANN |  |  | PUMPINFUSION-ALARIS-Medley 8100 | [6 empty] | Verified as Rental |  |  | MHHS-Sugarland
NO | YES |  |  |  | FFL2027 |  | CAREFUSION | 8100M |  |  | Rental | MHHS-Sugarland |  |  |  | FFL2027 |  | Sugar Land |  | Rental | [7 empty] | PUMPINFUSION-ALARIS-Medley 8100 |  | MEDLEY PUMP MODULE LVP *MEMORIAL HERMANN |  |  | PUMPINFUSION-ALARIS-Medley 8100 | [6 empty] | Verified as Rental |  |  | MHHS-Sugarland
NO | YES |  |  |  | FFL2057 |  | CAREFUSION | 8100M |  |  | Rental | MHHS-Sugarland |  |  |  | FFL2057 |  | Sugar Land |  | Rental | [7 empty] | PUMPINFUSION-ALARIS-Medley 8100 |  | MEDLEY PUMP MODULE LVP *MEMORIAL HERMANN |  |  | PUMPINFUSION-ALARIS-Medley 8100 | [6 empty] | Verified as Rental |  |  | MHHS-Sugarland
NO | YES |  |  |  | FFL2070 |  | CAREFUSION | 8100M |  |  | Rental | MHHS-Sugarland |  |  |  | FFL2070 |  | Sugar Land |  | Rental | [7 empty] | PUMPINFUSION-ALARIS-Medley 8100 |  | MEDLEY PUMP MODULE LVP *MEMORIAL HERMANN |  |  | PUMPINFUSION-ALARIS-Medley 8100 | [6 empty] | Verified as Rental |  |  | MHHS-Sugarland
NO | YES |  |  |  | FFL2082 |  | CAREFUSION | 8100M |  |  | Rental | MHHS-Sugarland |  |  |  | FFL2082 |  | Sugar Land |  | Rental | [7 empty] | PUMPINFUSION-ALARIS-Medley 8100 |  | MEDLEY PUMP MODULE LVP *MEMORIAL HERMANN |  |  | PUMPINFUSION-ALARIS-Medley 8100 | [6 empty] | Verified as Rental |  |  | MHHS-Sugarland
NO | YES |  |  |  | FFL2088 |  | CAREFUSION | 8100M |  |  | Rental | MHHS-Sugarland |  |  |  | FFL2088 |  | Sugar Land |  | Rental | [7 empty] | PUMPINFUSION-ALARIS-Medley 8100 |  | MEDLEY PUMP MODULE LVP *MEMORIAL HERMANN |  |  | PUMPINFUSION-ALARIS-Medley 8100 | [6 empty] | Verified as Rental |  |  | MHHS-Sugarland
NO | YES |  |  |  | FFL2163 |  | CAREFUSION | 8100M |  |  | Rental | MHHS-Sugarland |  |  |  | FFL2163 |  | Sugar Land |  | Rental | [7 empty] | PUMPINFUSION-ALARIS-Medley 8100 |  | MEDLEY PUMP MODULE LVP *MEMORIAL HERMANN |  |  | PUMPINFUSION-ALARIS-Medley 8100 | [6 empty] | Verified as Rental |  |  | MHHS-Sugarland
NO | YES |  |  |  | FFL2241 |  | CAREFUSION | 8100M |  |  | Rental | MHHS-Sugarland |  |  |  | FFL2241 |  | Sugar Land |  | Rental | [7 empty] | PUMPINFUSION-ALARIS-Medley 8100 |  | MEDLEY PUMP MODULE LVP *MEMORIAL HERMANN |  |  | PUMPINFUSION-ALARIS-Medley 8100 | [6 empty] | Verified as Rental |  |  | MHHS-Sugarland
NO | YES |  |  |  | FFL2265 |  | CAREFUSION | 8100M |  |  | Rental | MHHS-Sugarland |  |  |  | FFL2265 |  | Sugar Land |  | Rental | [7 empty] | PUMPINFUSION-ALARIS-Medley 8100 |  | MEDLEY PUMP MODULE LVP *MEMORIAL HERMANN |  |  | PUMPINFUSION-ALARIS-Medley 8100 | [6 empty] | Verified as Rental |  |  | MHHS-Sugarland
NO | YES |  |  |  | FFL2298 |  | CAREFUSION | 8100M |  |  | Rental | MHHS-Sugarland |  |  |  | FFL2298 |  | Sugar Land |  | Rental | [7 empty] | PUMPINFUSION-ALARIS-Medley 8100 |  | MEDLEY PUMP MODULE LVP *MEMORIAL HERMANN |  |  | PUMPINFUSION-ALARIS-Medley 8100 | [6 empty] | Verified as Rental |  |  | MHHS-Sugarland
NO | YES |  |  |  | FFL2305 |  | CAREFUSION | 8100M |  |  | Rental | MHHS-Sugarland |  |  |  | FFL2305 |  | Sugar Land |  | Rental | [7 empty] | PUMPINFUSION-ALARIS-Medley 8100 |  | MEDLEY PUMP MODULE LVP *MEMORIAL HERMANN |  |  | PUMPINFUSION-ALARIS-Medley 8100 | [6 empty] | Verified as Rental |  |  | MHHS-Sugarland
NO | YES |  |  |  | FFL2316 |  | CAREFUSION | 8100M |  |  | Rental | MHHS-Sugarland |  |  |  | FFL2316 |  | Sugar Land |  | Rental | [7 empty] | PUMPINFUSION-ALARIS-Medley 8100 |  | MEDLEY PUMP MODULE LVP *MEMORIAL HERMANN |  |  | PUMPINFUSION-ALARIS-Medley 8100 | [6 empty] | Verified as Rental |  |  | MHHS-Sugarland
NO | YES |  |  |  | FFL2351 |  | CAREFUSION | 8100M |  |  | Rental | MHHS-Sugarland |  |  |  | FFL2351 |  | Sugar Land |  | Rental | [7 empty] | PUMPINFUSION-ALARIS-Medley 8100 |  | MEDLEY PUMP MODULE LVP *MEMORIAL HERMANN |  |  | PUMPINFUSION-ALARIS-Medley 8100 | [6 empty] | Verified as Rental |  |  | MHHS-Sugarland
NO | YES |  |  |  | FFL2360 |  | CAREFUSION | 8100M |  |  | Rental | MHHS-Sugarland |  |  |  | FFL2360 |  | Sugar Land |  | Rental | [7 empty] | PUMPINFUSION-ALARIS-Medley 8100 |  | MEDLEY PUMP MODULE LVP *MEMORIAL HERMANN |  |  | PUMPINFUSION-ALARIS-Medley 8100 | [6 empty] | Verified as Rental |  |  | MHHS-Sugarland
NO | YES |  |  |  | FFL2369 |  | CAREFUSION | 8100M |  |  | Rental | MHHS-Sugarland |  |  |  | FFL2369 |  | Sugar Land |  | Rental | [7 empty] | PUMPINFUSION-ALARIS-Medley 8100 |  | MEDLEY PUMP MODULE LVP *MEMORIAL HERMANN |  |  | PUMPINFUSION-ALARIS-Medley 8100 | [6 empty] | Verified as Rental |  |  | MHHS-Sugarland
NO | YES |  |  |  | FFL2466 |  | CAREFUSION | 8100M |  |  | Rental | MHHS-Sugarland |  |  |  | FFL2466 |  | Sugar Land |  | Rental | [7 empty] | PUMPINFUSION-ALARIS-Medley 8100 |  | MEDLEY PUMP MODULE LVP *MEMORIAL HERMANN |  |  | PUMPINFUSION-ALARIS-Medley 8100 | [6 empty] | Verified as Rental |  |  | MHHS-Sugarland
NO | YES |  |  |  | FFL2493 |  | CAREFUSION | 8100M |  |  | Rental | MHHS-Sugarland |  |  |  | FFL2493 |  | Sugar Land |  | Rental | [7 empty] | PUMPINFUSION-ALARIS-Medley 8100 |  | MEDLEY PUMP MODULE LVP *MEMORIAL HERMANN |  |  | PUMPINFUSION-ALARIS-Medley 8100 | [6 empty] | Verified as Rental |  |  | MHHS-Sugarland
NO | YES |  |  |  | FFL2494 |  | CAREFUSION | 8100M |  |  | Rental | MHHS-Sugarland |  |  |  | FFL2494 |  | Sugar Land |  | Rental | [7 empty] | PUMPINFUSION-ALARIS-Medley 8100 |  | MEDLEY PUMP MODULE LVP *MEMORIAL HERMANN |  |  | PUMPINFUSION-ALARIS-Medley 8100 | [6 empty] | Verified as Rental |  |  | MHHS-Sugarland
NO | YES |  |  |  | FFL2495 |  | CAREFUSION | 8100M |  |  | Rental | MHHS-Sugarland |  |  |  | FFL2495 |  | Sugar Land |  | Rental | [7 empty] | PUMPINFUSION-ALARIS-Medley 8100 |  | MEDLEY PUMP MODULE LVP *MEMORIAL HERMANN |  |  | PUMPINFUSION-ALARIS-Medley 8100 | [6 empty] | Verified as Rental |  |  | MHHS-Sugarland
NO | YES |  |  |  | FFL2499 |  | CAREFUSION | 8100M |  |  | Rental | MHHS-Sugarland |  |  |  | FFL2499 |  | Sugar Land |  | Rental | [7 empty] | PUMPINFUSION-ALARIS-Medley 8100 |  | MEDLEY PUMP MODULE LVP *MEMORIAL HERMANN |  |  | PUMPINFUSION-ALARIS-Medley 8100 | [6 empty] | Verified as Rental |  |  | MHHS-Sugarland
NO | YES |  |  |  | FFL2505 |  | CAREFUSION | 8100M |  |  | Rental | MHHS-Sugarland |  |  |  | FFL2505 |  | Sugar Land |  | Rental | [7 empty] | PUMPINFUSION-ALARIS-Medley 8100 |  | MEDLEY PUMP MODULE LVP *MEMORIAL HERMANN |  |  | PUMPINFUSION-ALARIS-Medley 8100 | [6 empty] | Verified as Rental |  |  | MHHS-Sugarland
NO | YES |  |  |  | FFL2529 |  | CAREFUSION | 8100M |  |  | Rental | MHHS-Sugarland |  |  |  | FFL2529 |  | Sugar Land |  | Rental | [7 empty] | PUMPINFUSION-ALARIS-Medley 8100 |  | MEDLEY PUMP MODULE LVP *MEMORIAL HERMANN |  |  | PUMPINFUSION-ALARIS-Medley 8100 | [6 empty] | Verified as Rental |  |  | MHHS-Sugarland
NO | YES |  |  |  | FFL2535 |  | CAREFUSION | 8100M |  |  | Rental | MHHS-Sugarland |  |  |  | FFL2535 |  | Sugar Land |  | Rental | [7 empty] | PUMPINFUSION-ALARIS-Medley 8100 |  | MEDLEY PUMP MODULE LVP *MEMORIAL HERMANN |  |  | PUMPINFUSION-ALARIS-Medley 8100 | [6 empty] | Verified as Rental |  |  | MHHS-Sugarland
NO | YES |  |  |  | FFL2543 |  | CAREFUSION | 8100M |  |  | Rental | MHHS-Sugarland |  |  |  | FFL2543 |  | Sugar Land |  | Rental | [7 empty] | PUMPINFUSION-ALARIS-Medley 8100 |  | MEDLEY PUMP MODULE LVP *MEMORIAL HERMANN |  |  | PUMPINFUSION-ALARIS-Medley 8100 | [6 empty] | Verified as Rental |  |  | MHHS-Sugarland
NO | YES |  |  |  | FFL2563 |  | CAREFUSION | 8100M |  |  | Rental | MHHS-Sugarland |  |  |  | FFL2563 |  | Sugar Land |  | Rental | [7 empty] | PUMPINFUSION-ALARIS-Medley 8100 |  | MEDLEY PUMP MODULE LVP *MEMORIAL HERMANN |  |  | PUMPINFUSION-ALARIS-Medley 8100 | [6 empty] | Verified as Rental |  |  | MHHS-Sugarland
NO | YES |  |  |  | FFL2566 |  | CAREFUSION | 8100M |  |  | Rental | MHHS-Sugarland |  |  |  | FFL2566 |  | Sugar Land |  | Rental | [7 empty] | PUMPINFUSION-ALARIS-Medley 8100 |  | MEDLEY PUMP MODULE LVP *MEMORIAL HERMANN |  |  | PUMPINFUSION-ALARIS-Medley 8100 | [6 empty] | Verified as Rental |  |  | MHHS-Sugarland
NO | YES |  |  |  | FFL2568 |  | CAREFUSION | 8100M |  |  | Rental | MHHS-Sugarland |  |  |  | FFL2568 |  | Sugar Land |  | Rental | [7 empty] | PUMPINFUSION-ALARIS-Medley 8100 |  | MEDLEY PUMP MODULE LVP *MEMORIAL HERMANN |  |  | PUMPINFUSION-ALARIS-Medley 8100 | [6 empty] | Verified as Rental |  |  | MHHS-Sugarland
NO | YES |  |  |  | FFL2587 |  | CAREFUSION | 8100M |  |  | Rental | MHHS-Sugarland |  |  |  | FFL2587 |  | Sugar Land |  | Rental | [7 empty] | PUMPINFUSION-ALARIS-Medley 8100 |  | MEDLEY PUMP MODULE LVP *MEMORIAL HERMANN |  |  | PUMPINFUSION-ALARIS-Medley 8100 | [6 empty] | Verified as Rental |  |  | MHHS-Sugarland
NO | YES |  |  |  | FFL2608 |  | CAREFUSION | 8100M |  |  | Rental | MHHS-Sugarland |  |  |  | FFL2608 |  | Sugar Land |  | Rental | [7 empty] | PUMPINFUSION-ALARIS-Medley 8100 |  | MEDLEY PUMP MODULE LVP *MEMORIAL HERMANN |  |  | PUMPINFUSION-ALARIS-Medley 8100 | [6 empty] | Verified as Rental |  |  | MHHS-Sugarland
NO | YES |  |  |  | FFL2652 |  | CAREFUSION | 8100M |  |  | Rental | MHHS-Sugarland |  |  |  | FFL2652 |  | Sugar Land |  | Rental | [7 empty] | PUMPINFUSION-ALARIS-Medley 8100 |  | MEDLEY PUMP MODULE LVP *MEMORIAL HERMANN |  |  | PUMPINFUSION-ALARIS-Medley 8100 | [6 empty] | Verified as Rental |  |  | MHHS-Sugarland
NO | YES |  |  |  | FFL2676 |  | CAREFUSION | 8100M |  |  | Rental | MHHS-Sugarland |  |  |  | FFL2676 |  | Sugar Land |  | Rental | [7 empty] | PUMPINFUSION-ALARIS-Medley 8100 |  | MEDLEY PUMP MODULE LVP *MEMORIAL HERMANN |  |  | PUMPINFUSION-ALARIS-Medley 8100 | [6 empty] | Verified as Rental |  |  | MHHS-Sugarland
NO | YES |  |  |  | FFL2703 |  | CAREFUSION | 8100M |  |  | Rental | MHHS-Sugarland |  |  |  | FFL2703 |  | Sugar Land |  | Rental | [7 empty] | PUMPINFUSION-ALARIS-Medley 8100 |  | MEDLEY PUMP MODULE LVP *MEMORIAL HERMANN |  |  | PUMPINFUSION-ALARIS-Medley 8100 | [6 empty] | Verified as Rental |  |  | MHHS-Sugarland
NO | YES |  |  |  | FFL2725 |  | CAREFUSION | 8100M |  |  | Rental | MHHS-Sugarland |  |  |  | FFL2725 |  | Sugar Land |  | Rental | [7 empty] | PUMPINFUSION-ALARIS-Medley 8100 |  | MEDLEY PUMP MODULE LVP *MEMORIAL HERMANN |  |  | PUMPINFUSION-ALARIS-Medley 8100 | [6 empty] | Verified as Rental |  |  | MHHS-Sugarland
NO | YES |  |  |  | FFL2729 |  | CAREFUSION | 8100M |  |  | Rental | MHHS-Sugarland |  |  |  | FFL2729 |  | Sugar Land |  | Rental | [7 empty] | PUMPINFUSION-ALARIS-Medley 8100 |  | MEDLEY PUMP MODULE LVP *MEMORIAL HERMANN |  |  | PUMPINFUSION-ALARIS-Medley 8100 | [6 empty] | Verified as Rental |  |  | MHHS-Sugarland
NO | YES |  |  |  | FFL2735 |  | CAREFUSION | 8100M |  |  | Rental | MHHS-Sugarland |  |  |  | FFL2735 |  | Sugar Land |  | Rental | [7 empty] | PUMPINFUSION-ALARIS-Medley 8100 |  | MEDLEY PUMP MODULE LVP *MEMORIAL HERMANN |  |  | PUMPINFUSION-ALARIS-Medley 8100 | [6 empty] | Verified as Rental |  |  | MHHS-Sugarland
NO | YES |  |  |  | FFL2812 |  | CAREFUSION | 8100M |  |  | Rental | MHHS-Sugarland |  |  |  | FFL2812 |  | Sugar Land |  | Rental | [7 empty] | PUMPINFUSION-ALARIS-Medley 8100 |  | MEDLEY PUMP MODULE LVP *MEMORIAL HERMANN |  |  | PUMPINFUSION-ALARIS-Medley 8100 | [6 empty] | Verified as Rental |  |  | MHHS-Sugarland
NO | YES |  |  |  | FFL2826 |  | CAREFUSION | 8100M |  |  | Rental | MHHS-Sugarland |  |  |  | FFL2826 |  | Sugar Land |  | Rental | [7 empty] | PUMPINFUSION-ALARIS-Medley 8100 |  | MEDLEY PUMP MODULE LVP *MEMORIAL HERMANN |  |  | PUMPINFUSION-ALARIS-Medley 8100 | [6 empty] | Verified as Rental |  |  | MHHS-Sugarland
NO | YES |  |  |  | FFL2832 |  | CAREFUSION | 8100M |  |  | Rental | MHHS-Sugarland |  |  |  | FFL2832 |  | Sugar Land |  | Rental | [7 empty] | PUMPINFUSION-ALARIS-Medley 8100 |  | MEDLEY PUMP MODULE LVP *MEMORIAL HERMANN |  |  | PUMPINFUSION-ALARIS-Medley 8100 | [6 empty] | Verified as Rental |  |  | MHHS-Sugarland
NO | YES |  |  |  | FFL2990 |  | CAREFUSION | 8100M |  |  | Rental | MHHS-Sugarland |  |  |  | FFL2990 |  | Sugar Land |  | Rental | [7 empty] | PUMPINFUSION-ALARIS-Medley 8100 |  | MEDLEY PUMP MODULE LVP *MEMORIAL HERMANN |  |  | PUMPINFUSION-ALARIS-Medley 8100 | [6 empty] | Verified as Rental |  |  | MHHS-Sugarland
NO | YES |  |  |  | FFL3019 |  | CAREFUSION | 8100M |  |  | Rental | MHHS-Sugarland |  |  |  | FFL3019 |  | Sugar Land |  | Rental | [7 empty] | PUMPINFUSION-ALARIS-Medley 8100 |  | MEDLEY PUMP MODULE LVP *MEMORIAL HERMANN |  |  | PUMPINFUSION-ALARIS-Medley 8100 | [6 empty] | Verified as Rental |  |  | MHHS-Sugarland
NO | YES |  |  |  | FFL3022 |  | CAREFUSION | 8100M |  |  | Rental | MHHS-Sugarland |  |  |  | FFL3022 |  | Sugar Land |  | Rental | [7 empty] | PUMPINFUSION-ALARIS-Medley 8100 |  | MEDLEY PUMP MODULE LVP *MEMORIAL HERMANN |  |  | PUMPINFUSION-ALARIS-Medley 8100 | [6 empty] | Verified as Rental |  |  | MHHS-Sugarland
NO | YES |  |  |  | FFL3027 |  | CAREFUSION | 8100M |  |  | Rental | MHHS-Sugarland |  |  |  | FFL3027 |  | Sugar Land |  | Rental | [7 empty] | PUMPINFUSION-ALARIS-Medley 8100 |  | MEDLEY PUMP MODULE LVP *MEMORIAL HERMANN |  |  | PUMPINFUSION-ALARIS-Medley 8100 | [6 empty] | Verified as Rental |  |  | MHHS-Sugarland
NO | YES |  |  |  | FFL3077 |  | CAREFUSION | 8100M |  |  | Rental | MHHS-Sugarland |  |  |  | FFL3077 |  | Sugar Land |  | Rental | [7 empty] | PUMPINFUSION-ALARIS-Medley 8100 |  | MEDLEY PUMP MODULE LVP *MEMORIAL HERMANN |  |  | PUMPINFUSION-ALARIS-Medley 8100 | [6 empty] | Verified as Rental |  |  | MHHS-Sugarland
NO | YES |  |  |  | FFL3182 |  | CAREFUSION | 8100M |  |  | Rental | MHHS-Sugarland |  |  |  | FFL3182 |  | Sugar Land |  | Rental | [7 empty] | PUMPINFUSION-ALARIS-Medley 8100 |  | MEDLEY PUMP MODULE LVP *MEMORIAL HERMANN |  |  | PUMPINFUSION-ALARIS-Medley 8100 | [6 empty] | Verified as Rental |  |  | MHHS-Sugarland
NO | YES |  |  |  | FFL3210 |  | CAREFUSION | 8100M |  |  | Rental | MHHS-Sugarland |  |  |  | FFL3210 |  | Sugar Land |  | Rental | [7 empty] | PUMPINFUSION-ALARIS-Medley 8100 |  | MEDLEY PUMP MODULE LVP *MEMORIAL HERMANN |  |  | PUMPINFUSION-ALARIS-Medley 8100 | [6 empty] | Verified as Rental |  |  | MHHS-Sugarland
NO | YES |  |  |  | FFL3216 |  | CAREFUSION | 8100M |  |  | Rental | MHHS-Sugarland |  |  |  | FFL3216 |  | Sugar Land |  | Rental | [7 empty] | PUMPINFUSION-ALARIS-Medley 8100 |  | MEDLEY PUMP MODULE LVP *MEMORIAL HERMANN |  |  | PUMPINFUSION-ALARIS-Medley 8100 | [6 empty] | Verified as Rental |  |  | MHHS-Sugarland
NO | YES |  |  |  | FFL3221 |  | CAREFUSION | 8100M |  |  | Rental | MHHS-Sugarland |  |  |  | FFL3221 |  | Sugar Land |  | Rental | [7 empty] | PUMPINFUSION-ALARIS-Medley 8100 |  | MEDLEY PUMP MODULE LVP *MEMORIAL HERMANN |  |  | PUMPINFUSION-ALARIS-Medley 8100 | [6 empty] | Verified as Rental |  |  | MHHS-Sugarland
NO | YES |  |  |  | FFL3239 |  | CAREFUSION | 8100M |  |  | Rental | MHHS-Sugarland |  |  |  | FFL3239 |  | Sugar Land |  | Rental | [7 empty] | PUMPINFUSION-ALARIS-Medley 8100 |  | MEDLEY PUMP MODULE LVP *MEMORIAL HERMANN |  |  | PUMPINFUSION-ALARIS-Medley 8100 | [6 empty] | Verified as Rental |  |  | MHHS-Sugarland
NO | YES |  |  |  | FFL3244 |  | CAREFUSION | 8100M |  |  | Rental | MHHS-Sugarland |  |  |  | FFL3244 |  | Sugar Land |  | Rental | [7 empty] | PUMPINFUSION-ALARIS-Medley 8100 |  | MEDLEY PUMP MODULE LVP *MEMORIAL HERMANN |  |  | PUMPINFUSION-ALARIS-Medley 8100 | [6 empty] | Verified as Rental |  |  | MHHS-Sugarland
NO | YES |  |  |  | FFL3250 |  | CAREFUSION | 8100M |  |  | Rental | MHHS-Sugarland |  |  |  | FFL3250 |  | Sugar Land |  | Rental | [7 empty] | PUMPINFUSION-ALARIS-Medley 8100 |  | MEDLEY PUMP MODULE LVP *MEMORIAL HERMANN |  |  | PUMPINFUSION-ALARIS-Medley 8100 | [6 empty] | Verified as Rental |  |  | MHHS-Sugarland
NO | YES |  |  |  | FFL3341 |  | CAREFUSION | 8100M |  |  | Rental | MHHS-Sugarland |  |  |  | FFL3341 |  | Sugar Land |  | Rental | [7 empty] | PUMPINFUSION-ALARIS-Medley 8100 |  | MEDLEY PUMP MODULE LVP *MEMORIAL HERMANN |  |  | PUMPINFUSION-ALARIS-Medley 8100 | [6 empty] | Verified as Rental |  |  | MHHS-Sugarland
NO | YES |  |  |  | FFL3354 |  | CAREFUSION | 8100M |  |  | Rental | MHHS-Sugarland |  |  |  | FFL3354 |  | Sugar Land |  | Rental | [7 empty] | PUMPINFUSION-ALARIS-Medley 8100 |  | MEDLEY PUMP MODULE LVP *MEMORIAL HERMANN |  |  | PUMPINFUSION-ALARIS-Medley 8100 | [6 empty] | Verified as Rental |  |  | MHHS-Sugarland
NO | YES |  |  |  | FFL3376 |  | CAREFUSION | 8100M |  |  | Rental | MHHS-Sugarland |  |  |  | FFL3376 |  | Sugar Land |  | Rental | [7 empty] | PUMPINFUSION-ALARIS-Medley 8100 |  | MEDLEY PUMP MODULE LVP *MEMORIAL HERMANN |  |  | PUMPINFUSION-ALARIS-Medley 8100 | [6 empty] | Verified as Rental |  |  | MHHS-Sugarland
NO | YES |  |  |  | FFL3396 |  | CAREFUSION | 8100M |  |  | Rental | MHHS-Sugarland |  |  |  | FFL3396 |  | Sugar Land |  | Rental | [7 empty] | PUMPINFUSION-ALARIS-Medley 8100 |  | MEDLEY PUMP MODULE LVP *MEMORIAL HERMANN |  |  | PUMPINFUSION-ALARIS-Medley 8100 | [6 empty] | Verified as Rental |  |  | MHHS-Sugarland
NO | YES |  |  |  | FFL3407 |  | CAREFUSION | 8100M |  |  | Rental | MHHS-Sugarland |  |  |  | FFL3407 |  | Sugar Land |  | Rental | [7 empty] | PUMPINFUSION-ALARIS-Medley 8100 |  | MEDLEY PUMP MODULE LVP *MEMORIAL HERMANN |  |  | PUMPINFUSION-ALARIS-Medley 8100 | [6 empty] | Verified as Rental |  |  | MHHS-Sugarland
NO | YES |  |  |  | FFL3447 |  | CAREFUSION | 8100M |  |  | Rental | MHHS-Sugarland |  |  |  | FFL3447 |  | Sugar Land |  | Rental | [7 empty] | PUMPINFUSION-ALARIS-Medley 8100 |  | MEDLEY PUMP MODULE LVP *MEMORIAL HERMANN |  |  | PUMPINFUSION-ALARIS-Medley 8100 | [6 empty] | Verified as Rental |  |  | MHHS-Sugarland
NO | YES |  |  |  | FFL3452 |  | CAREFUSION | 8100M |  |  | Rental | MHHS-Sugarland |  |  |  | FFL3452 |  | Sugar Land |  | Rental | [7 empty] | PUMPINFUSION-ALARIS-Medley 8100 |  | MEDLEY PUMP MODULE LVP *MEMORIAL HERMANN |  |  | PUMPINFUSION-ALARIS-Medley 8100 | [6 empty] | Verified as Rental |  |  | MHHS-Sugarland
NO | YES |  |  |  | FFL3463 |  | CAREFUSION | 8100M |  |  | Rental | MHHS-Sugarland |  |  |  | FFL3463 |  | Sugar Land |  | Rental | [7 empty] | PUMPINFUSION-ALARIS-Medley 8100 |  | MEDLEY PUMP MODULE LVP *MEMORIAL HERMANN |  |  | PUMPINFUSION-ALARIS-Medley 8100 | [6 empty] | Verified as Rental |  |  | MHHS-Sugarland
NO | YES |  |  |  | FFL3469 |  | CAREFUSION | 8100M |  |  | Rental | MHHS-Sugarland |  |  |  | FFL3469 |  | Sugar Land |  | Rental | [7 empty] | PUMPINFUSION-ALARIS-Medley 8100 |  | MEDLEY PUMP MODULE LVP *MEMORIAL HERMANN |  |  | PUMPINFUSION-ALARIS-Medley 8100 | [6 empty] | Verified as Rental |  |  | MHHS-Sugarland
NO | YES |  |  |  | FFL3482 |  | CAREFUSION | 8100M |  |  | Rental | MHHS-Sugarland |  |  |  | FFL3482 |  | Sugar Land |  | Rental | [7 empty] | PUMPINFUSION-ALARIS-Medley 8100 |  | MEDLEY PUMP MODULE LVP *MEMORIAL HERMANN |  |  | PUMPINFUSION-ALARIS-Medley 8100 | [6 empty] | Verified as Rental |  |  | MHHS-Sugarland
NO | YES |  |  |  | FFL3538 |  | CAREFUSION | 8100M |  |  | Rental | MHHS-Sugarland |  |  |  | FFL3538 |  | Sugar Land |  | Rental | [7 empty] | PUMPINFUSION-ALARIS-Medley 8100 |  | MEDLEY PUMP MODULE LVP *MEMORIAL HERMANN |  |  | PUMPINFUSION-ALARIS-Medley 8100 | [6 empty] | Verified as Rental |  |  | MHHS-Sugarland
NO | YES |  |  |  | FFL3554 |  | CAREFUSION | 8100M |  |  | Rental | MHHS-Sugarland |  |  |  | FFL3554 |  | Sugar Land |  | Rental | [7 empty] | PUMPINFUSION-ALARIS-Medley 8100 |  | MEDLEY PUMP MODULE LVP *MEMORIAL HERMANN |  |  | PUMPINFUSION-ALARIS-Medley 8100 | [6 empty] | Verified as Rental |  |  | MHHS-Sugarland
NO | YES |  |  |  | FFL3625 |  | CAREFUSION | 8100M |  |  | Rental | MHHS-Sugarland |  |  |  | FFL3625 |  | Sugar Land |  | Rental | [7 empty] | PUMPINFUSION-ALARIS-Medley 8100 |  | MEDLEY PUMP MODULE LVP *MEMORIAL HERMANN |  |  | PUMPINFUSION-ALARIS-Medley 8100 | [6 empty] | Verified as Rental |  |  | MHHS-Sugarland
NO | YES |  |  |  | FFL3706 |  | CAREFUSION | 8100M |  |  | Rental | MHHS-Sugarland |  |  |  | FFL3706 |  | Sugar Land |  | Rental | [7 empty] | PUMPINFUSION-ALARIS-Medley 8100 |  | MEDLEY PUMP MODULE LVP *MEMORIAL HERMANN |  |  | PUMPINFUSION-ALARIS-Medley 8100 | [6 empty] | Verified as Rental |  |  | MHHS-Sugarland
NO | YES |  |  |  | FFL3808 |  | CAREFUSION | 8100M |  |  | Rental | MHHS-Sugarland |  |  |  | FFL3808 |  | Sugar Land |  | Rental | [7 empty] | PUMPINFUSION-ALARIS-Medley 8100 |  | MEDLEY PUMP MODULE LVP *MEMORIAL HERMANN |  |  | PUMPINFUSION-ALARIS-Medley 8100 | [6 empty] | Verified as Rental |  |  | MHHS-Sugarland
NO | YES |  |  |  | FFL3819 |  | CAREFUSION | 8100M |  |  | Rental | MHHS-Sugarland |  |  |  | FFL3819 |  | Sugar Land |  | Rental | [7 empty] | PUMPINFUSION-ALARIS-Medley 8100 |  | MEDLEY PUMP MODULE LVP *MEMORIAL HERMANN |  |  | PUMPINFUSION-ALARIS-Medley 8100 | [6 empty] | Verified as Rental |  |  | MHHS-Sugarland
NO | YES |  |  |  | FFL3862 |  | CAREFUSION | 8100M |  |  | Rental | MHHS-Sugarland |  |  |  | FFL3862 |  | Sugar Land |  | Rental | [7 empty] | PUMPINFUSION-ALARIS-Medley 8100 |  | MEDLEY PUMP MODULE LVP *MEMORIAL HERMANN |  |  | PUMPINFUSION-ALARIS-Medley 8100 | [6 empty] | Verified as Rental |  |  | MHHS-Sugarland
NO | YES |  |  |  | FFL3901 |  | CAREFUSION | 8100M |  |  | Rental | MHHS-Sugarland |  |  |  | FFL3901 |  | Sugar Land |  | Rental | [7 empty] | PUMPINFUSION-ALARIS-Medley 8100 |  | MEDLEY PUMP MODULE LVP *MEMORIAL HERMANN |  |  | PUMPINFUSION-ALARIS-Medley 8100 | [6 empty] | Verified as Rental |  |  | MHHS-Sugarland
NO | YES |  |  |  | FFL3911 |  | CAREFUSION | 8100M |  |  | Rental | MHHS-Sugarland |  |  |  | FFL3911 |  | Sugar Land |  | Rental | [7 empty] | PUMPINFUSION-ALARIS-Medley 8100 |  | MEDLEY PUMP MODULE LVP *MEMORIAL HERMANN |  |  | PUMPINFUSION-ALARIS-Medley 8100 | [6 empty] | Verified as Rental |  |  | MHHS-Sugarland
NO | YES |  |  |  | FFL3963 |  | CAREFUSION | 8100M |  |  | Rental | MHHS-Sugarland |  |  |  | FFL3963 |  | Sugar Land |  | Rental | [7 empty] | PUMPINFUSION-ALARIS-Medley 8100 |  | MEDLEY PUMP MODULE LVP *MEMORIAL HERMANN |  |  | PUMPINFUSION-ALARIS-Medley 8100 | [6 empty] | Verified as Rental |  |  | MHHS-Sugarland
NO | YES |  |  |  | FFL3967 |  | CAREFUSION | 8100M |  |  | Rental | MHHS-Sugarland |  |  |  | FFL3967 |  | Sugar Land |  | Rental | [7 empty] | PUMPINFUSION-ALARIS-Medley 8100 |  | MEDLEY PUMP MODULE LVP *MEMORIAL HERMANN |  |  | PUMPINFUSION-ALARIS-Medley 8100 | [6 empty] | Verified as Rental |  |  | MHHS-Sugarland
NO | YES |  |  |  | FFL3974 |  | CAREFUSION | 8100M |  |  | Rental | MHHS-Sugarland |  |  |  | FFL3974 |  | Sugar Land |  | Rental | [7 empty] | PUMPINFUSION-ALARIS-Medley 8100 |  | MEDLEY PUMP MODULE LVP *MEMORIAL HERMANN |  |  | PUMPINFUSION-ALARIS-Medley 8100 | [6 empty] | Verified as Rental |  |  | MHHS-Sugarland
NO | YES |  |  |  | FFL4015 |  | CAREFUSION | 8100M |  |  | Rental | MHHS-Sugarland |  |  |  | FFL4015 |  | Sugar Land |  | Rental | [7 empty] | PUMPINFUSION-ALARIS-Medley 8100 |  | MEDLEY PUMP MODULE LVP *MEMORIAL HERMANN |  |  | PUMPINFUSION-ALARIS-Medley 8100 | [6 empty] | Verified as Rental |  |  | MHHS-Sugarland
NO | YES |  |  |  | FFL4022 |  | CAREFUSION | 8100M |  |  | Rental | MHHS-Sugarland |  |  |  | FFL4022 |  | Sugar Land |  | Rental | [7 empty] | PUMPINFUSION-ALARIS-Medley 8100 |  | MEDLEY PUMP MODULE LVP *MEMORIAL HERMANN |  |  | PUMPINFUSION-ALARIS-Medley 8100 | [6 empty] | Verified as Rental |  |  | MHHS-Sugarland
NO | YES |  |  |  | FFL4088 |  | CAREFUSION | 8100M |  |  | Rental | MHHS-Sugarland |  |  |  | FFL4088 |  | Sugar Land |  | Rental | [7 empty] | PUMPINFUSION-ALARIS-Medley 8100 |  | MEDLEY PUMP MODULE LVP *MEMORIAL HERMANN |  |  | PUMPINFUSION-ALARIS-Medley 8100 | [6 empty] | Verified as Rental |  |  | MHHS-Sugarland
NO | YES |  |  |  | FFL4104 |  | CAREFUSION | 8100M |  |  | Rental | MHHS-Sugarland |  |  |  | FFL4104 |  | Sugar Land |  | Rental | [7 empty] | PUMPINFUSION-ALARIS-Medley 8100 |  | MEDLEY PUMP MODULE LVP *MEMORIAL HERMANN |  |  | PUMPINFUSION-ALARIS-Medley 8100 | [6 empty] | Verified as Rental |  |  | MHHS-Sugarland
NO | YES |  |  |  | FFL4127 |  | CAREFUSION | 8100M |  |  | Rental | MHHS-Sugarland |  |  |  | FFL4127 |  | Sugar Land |  | Rental | [7 empty] | PUMPINFUSION-ALARIS-Medley 8100 |  | MEDLEY PUMP MODULE LVP *MEMORIAL HERMANN |  |  | PUMPINFUSION-ALARIS-Medley 8100 | [6 empty] | Verified as Rental |  |  | MHHS-Sugarland
NO | YES |  |  |  | FFL4167 |  | CAREFUSION | 8100M |  |  | Rental | MHHS-Sugarland |  |  |  | FFL4167 |  | Sugar Land |  | Rental | [7 empty] | PUMPINFUSION-ALARIS-Medley 8100 |  | MEDLEY PUMP MODULE LVP *MEMORIAL HERMANN |  |  | PUMPINFUSION-ALARIS-Medley 8100 | [6 empty] | Verified as Rental |  |  | MHHS-Sugarland
NO | YES |  |  |  | FFL4173 |  | CAREFUSION | 8100M |  |  | Rental | MHHS-Sugarland |  |  |  | FFL4173 |  | Sugar Land |  | Rental | [7 empty] | PUMPINFUSION-ALARIS-Medley 8100 |  | MEDLEY PUMP MODULE LVP *MEMORIAL HERMANN |  |  | PUMPINFUSION-ALARIS-Medley 8100 | [6 empty] | Verified as Rental |  |  | MHHS-Sugarland
NO | YES |  |  |  | FFL4178 |  | CAREFUSION | 8100M |  |  | Rental | MHHS-Sugarland |  |  |  | FFL4178 |  | Sugar Land |  | Rental | [7 empty] | PUMPINFUSION-ALARIS-Medley 8100 |  | MEDLEY PUMP MODULE LVP *MEMORIAL HERMANN |  |  | PUMPINFUSION-ALARIS-Medley 8100 | [6 empty] | Verified as Rental |  |  | MHHS-Sugarland
NO | YES |  |  |  | FFL4210 |  | CAREFUSION | 8100M |  |  | Rental | MHHS-Sugarland |  |  |  | FFL4210 |  | Sugar Land |  | Rental | [7 empty] | PUMPINFUSION-ALARIS-Medley 8100 |  | MEDLEY PUMP MODULE LVP *MEMORIAL HERMANN |  |  | PUMPINFUSION-ALARIS-Medley 8100 | [6 empty] | Verified as Rental |  |  | MHHS-Sugarland
NO | YES |  |  |  | FFL4211 |  | CAREFUSION | 8100M |  |  | Rental | MHHS-Sugarland |  |  |  | FFL4211 |  | Sugar Land |  | Rental | [7 empty] | PUMPINFUSION-ALARIS-Medley 8100 |  | MEDLEY PUMP MODULE LVP *MEMORIAL HERMANN |  |  | PUMPINFUSION-ALARIS-Medley 8100 | [6 empty] | Verified as Rental |  |  | MHHS-Sugarland
NO | YES |  |  |  | FFL4217 |  | CAREFUSION | 8100M |  |  | Rental | MHHS-Sugarland |  |  |  | FFL4217 |  | Sugar Land |  | Rental | [7 empty] | PUMPINFUSION-ALARIS-Medley 8100 |  | MEDLEY PUMP MODULE LVP *MEMORIAL HERMANN |  |  | PUMPINFUSION-ALARIS-Medley 8100 | [6 empty] | Verified as Rental |  |  | MHHS-Sugarland
NO | YES |  |  |  | FFL4223 |  | CAREFUSION | 8100M |  |  | Rental | MHHS-Sugarland |  |  |  | FFL4223 |  | Sugar Land |  | Rental | [7 empty] | PUMPINFUSION-ALARIS-Medley 8100 |  | MEDLEY PUMP MODULE LVP *MEMORIAL HERMANN |  |  | PUMPINFUSION-ALARIS-Medley 8100 | [6 empty] | Verified as Rental |  |  | MHHS-Sugarland
NO | YES |  |  |  | FFL4243 |  | CAREFUSION | 8100M |  |  | Rental | MHHS-Sugarland |  |  |  | FFL4243 |  | Sugar Land |  | Rental | [7 empty] | PUMPINFUSION-ALARIS-Medley 8100 |  | MEDLEY PUMP MODULE LVP *MEMORIAL HERMANN |  |  | PUMPINFUSION-ALARIS-Medley 8100 | [6 empty] | Verified as Rental |  |  | MHHS-Sugarland
NO | YES |  |  |  | FFL4262 |  | CAREFUSION | 8100M |  |  | Rental | MHHS-Sugarland |  |  |  | FFL4262 |  | Sugar Land |  | Rental | [7 empty] | PUMPINFUSION-ALARIS-Medley 8100 |  | MEDLEY PUMP MODULE LVP *MEMORIAL HERMANN |  |  | PUMPINFUSION-ALARIS-Medley 8100 | [6 empty] | Verified as Rental |  |  | MHHS-Sugarland
NO | YES |  |  |  | FFL4311 |  | CAREFUSION | 8100M |  |  | Rental | MHHS-Sugarland |  |  |  | FFL4311 |  | Sugar Land |  | Rental | [7 empty] | PUMPINFUSION-ALARIS-Medley 8100 |  | MEDLEY PUMP MODULE LVP *MEMORIAL HERMANN |  |  | PUMPINFUSION-ALARIS-Medley 8100 | [6 empty] | Verified as Rental |  |  | MHHS-Sugarland
NO | YES |  |  |  | FFL4335 |  | CAREFUSION | 8100M |  |  | Rental | MHHS-Sugarland |  |  |  | FFL4335 |  | Sugar Land |  | Rental | [7 empty] | PUMPINFUSION-ALARIS-Medley 8100 |  | MEDLEY PUMP MODULE LVP *MEMORIAL HERMANN |  |  | PUMPINFUSION-ALARIS-Medley 8100 | [6 empty] | Verified as Rental |  |  | MHHS-Sugarland
NO | YES |  |  |  | FFL4356 |  | CAREFUSION | 8100M |  |  | Rental | MHHS-Sugarland |  |  |  | FFL4356 |  | Sugar Land |  | Rental | [7 empty] | PUMPINFUSION-ALARIS-Medley 8100 |  | MEDLEY PUMP MODULE LVP *MEMORIAL HERMANN |  |  | PUMPINFUSION-ALARIS-Medley 8100 | [6 empty] | Verified as Rental |  |  | MHHS-Sugarland
NO | YES |  |  |  | FFL4413 |  | CAREFUSION | 8100M |  |  | Rental | MHHS-Sugarland |  |  |  | FFL4413 |  | Sugar Land |  | Rental | [7 empty] | PUMPINFUSION-ALARIS-Medley 8100 |  | MEDLEY PUMP MODULE LVP *MEMORIAL HERMANN |  |  | PUMPINFUSION-ALARIS-Medley 8100 | [6 empty] | Verified as Rental |  |  | MHHS-Sugarland
NO | YES |  |  |  | FFL4438 |  | CAREFUSION | 8100M |  |  | Rental | MHHS-Sugarland |  |  |  | FFL4438 |  | Sugar Land |  | Rental | [7 empty] | PUMPINFUSION-ALARIS-Medley 8100 |  | MEDLEY PUMP MODULE LVP *MEMORIAL HERMANN |  |  | PUMPINFUSION-ALARIS-Medley 8100 | [6 empty] | Verified as Rental |  |  | MHHS-Sugarland
NO | YES |  |  |  | FFL4440 |  | CAREFUSION | 8100M |  |  | Rental | MHHS-Sugarland |  |  |  | FFL4440 |  | Sugar Land |  | Rental | [7 empty] | PUMPINFUSION-ALARIS-Medley 8100 |  | MEDLEY PUMP MODULE LVP *MEMORIAL HERMANN |  |  | PUMPINFUSION-ALARIS-Medley 8100 | [6 empty] | Verified as Rental |  |  | MHHS-Sugarland
NO | YES |  |  |  | FFL4447 |  | CAREFUSION | 8100M |  |  | Rental | MHHS-Sugarland |  |  |  | FFL4447 |  | Sugar Land |  | Rental | [7 empty] | PUMPINFUSION-ALARIS-Medley 8100 |  | MEDLEY PUMP MODULE LVP *MEMORIAL HERMANN |  |  | PUMPINFUSION-ALARIS-Medley 8100 | [6 empty] | Verified as Rental |  |  | MHHS-Sugarland
NO | YES |  |  |  | FFL4468 |  | CAREFUSION | 8100M |  |  | Rental | MHHS-Sugarland |  |  |  | FFL4468 |  | Sugar Land |  | Rental | [7 empty] | PUMPINFUSION-ALARIS-Medley 8100 |  | MEDLEY PUMP MODULE LVP *MEMORIAL HERMANN |  |  | PUMPINFUSION-ALARIS-Medley 8100 | [6 empty] | Verified as Rental |  |  | MHHS-Sugarland
NO | YES |  |  |  | FFL4480 |  | CAREFUSION | 8100M |  |  | Rental | MHHS-Sugarland |  |  |  | FFL4480 |  | Sugar Land |  | Rental | [7 empty] | PUMPINFUSION-ALARIS-Medley 8100 |  | MEDLEY PUMP MODULE LVP *MEMORIAL HERMANN |  |  | PUMPINFUSION-ALARIS-Medley 8100 | [6 empty] | Verified as Rental |  |  | MHHS-Sugarland
NO | YES |  |  |  | FFL4511 |  | CAREFUSION | 8100M |  |  | Rental | MHHS-Sugarland |  |  |  | FFL4511 |  | Sugar Land |  | Rental | [7 empty] | PUMPINFUSION-ALARIS-Medley 8100 |  | MEDLEY PUMP MODULE LVP *MEMORIAL HERMANN |  |  | PUMPINFUSION-ALARIS-Medley 8100 | [6 empty] | Verified as Rental |  |  | MHHS-Sugarland
NO | YES |  |  |  | FFL4541 |  | CAREFUSION | 8100M |  |  | Rental | MHHS-Sugarland |  |  |  | FFL4541 |  | Sugar Land |  | Rental | [7 empty] | PUMPINFUSION-ALARIS-Medley 8100 |  | MEDLEY PUMP MODULE LVP *MEMORIAL HERMANN |  |  | PUMPINFUSION-ALARIS-Medley 8100 | [6 empty] | Verified as Rental |  |  | MHHS-Sugarland
NO | YES |  |  |  | FFL4567 |  | CAREFUSION | 8100M |  |  | Rental | MHHS-Sugarland |  |  |  | FFL4567 |  | Sugar Land |  | Rental | [7 empty] | PUMPINFUSION-ALARIS-Medley 8100 |  | MEDLEY PUMP MODULE LVP *MEMORIAL HERMANN |  |  | PUMPINFUSION-ALARIS-Medley 8100 | [6 empty] | Verified as Rental |  |  | MHHS-Sugarland
NO | YES |  |  |  | FFL4692 |  | CAREFUSION | 8100M |  |  | Rental | MHHS-Sugarland |  |  |  | FFL4692 |  | Sugar Land |  | Rental | [7 empty] | PUMPINFUSION-ALARIS-Medley 8100 |  | MEDLEY PUMP MODULE LVP *MEMORIAL HERMANN |  |  | PUMPINFUSION-ALARIS-Medley 8100 | [6 empty] | Verified as Rental |  |  | MHHS-Sugarland
NO | YES |  |  |  | FFL4709 |  | CAREFUSION | 8100M |  |  | Rental | MHHS-Sugarland |  |  |  | FFL4709 |  | Sugar Land |  | Rental | [7 empty] | PUMPINFUSION-ALARIS-Medley 8100 |  | MEDLEY PUMP MODULE LVP *MEMORIAL HERMANN |  |  | PUMPINFUSION-ALARIS-Medley 8100 | [6 empty] | Verified as Rental |  |  | MHHS-Sugarland
NO | YES |  |  |  | FFL4741 |  | CAREFUSION | 8100M |  |  | Rental | MHHS-Sugarland |  |  |  | FFL4741 |  | Sugar Land |  | Rental | [7 empty] | PUMPINFUSION-ALARIS-Medley 8100 |  | MEDLEY PUMP MODULE LVP *MEMORIAL HERMANN |  |  | PUMPINFUSION-ALARIS-Medley 8100 | [6 empty] | Verified as Rental |  |  | MHHS-Sugarland
NO | YES |  |  |  | FFL4767 |  | CAREFUSION | 8100M |  |  | Rental | MHHS-Sugarland |  |  |  | FFL4767 |  | Sugar Land |  | Rental | [7 empty] | PUMPINFUSION-ALARIS-Medley 8100 |  | MEDLEY PUMP MODULE LVP *MEMORIAL HERMANN |  |  | PUMPINFUSION-ALARIS-Medley 8100 | [6 empty] | Verified as Rental |  |  | MHHS-Sugarland
NO | YES |  |  |  | FFL4770 |  | CAREFUSION | 8100M |  |  | Rental | MHHS-Sugarland |  |  |  | FFL4770 |  | Sugar Land |  | Rental | [7 empty] | PUMPINFUSION-ALARIS-Medley 8100 |  | MEDLEY PUMP MODULE LVP *MEMORIAL HERMANN |  |  | PUMPINFUSION-ALARIS-Medley 8100 | [6 empty] | Verified as Rental |  |  | MHHS-Sugarland
NO | YES |  |  |  | FFL4787 |  | CAREFUSION | 8100M |  |  | Rental | MHHS-Sugarland |  |  |  | FFL4787 |  | Sugar Land |  | Rental | [7 empty] | PUMPINFUSION-ALARIS-Medley 8100 |  | MEDLEY PUMP MODULE LVP *MEMORIAL HERMANN |  |  | PUMPINFUSION-ALARIS-Medley 8100 | [6 empty] | Verified as Rental |  |  | MHHS-Sugarland
NO | YES |  |  |  | FFL4799 |  | CAREFUSION | 8100M |  |  | Rental | MHHS-Sugarland |  |  |  | FFL4799 |  | Sugar Land |  | Rental | [7 empty] | PUMPINFUSION-ALARIS-Medley 8100 |  | MEDLEY PUMP MODULE LVP *MEMORIAL HERMANN |  |  | PUMPINFUSION-ALARIS-Medley 8100 | [6 empty] | Verified as Rental |  |  | MHHS-Sugarland
NO | YES |  |  |  | FFL4809 |  | CAREFUSION | 8100M |  |  | Rental | MHHS-Sugarland |  |  |  | FFL4809 |  | Sugar Land |  | Rental | [7 empty] | PUMPINFUSION-ALARIS-Medley 8100 |  | MEDLEY PUMP MODULE LVP *MEMORIAL HERMANN |  |  | PUMPINFUSION-ALARIS-Medley 8100 | [6 empty] | Verified as Rental |  |  | MHHS-Sugarland
NO | YES |  |  |  | FFL4844 |  | CAREFUSION | 8100M |  |  | Rental | MHHS-Sugarland |  |  |  | FFL4844 |  | Sugar Land |  | Rental | [7 empty] | PUMPINFUSION-ALARIS-Medley 8100 |  | MEDLEY PUMP MODULE LVP *MEMORIAL HERMANN |  |  | PUMPINFUSION-ALARIS-Medley 8100 | [6 empty] | Verified as Rental |  |  | MHHS-Sugarland
NO | YES |  |  |  | FFL4845 |  | CAREFUSION | 8100M |  |  | Rental | MHHS-Sugarland |  |  |  | FFL4845 |  | Sugar Land |  | Rental | [7 empty] | PUMPINFUSION-ALARIS-Medley 8100 |  | MEDLEY PUMP MODULE LVP *MEMORIAL HERMANN |  |  | PUMPINFUSION-ALARIS-Medley 8100 | [6 empty] | Verified as Rental |  |  | MHHS-Sugarland
NO | YES |  |  |  | FFL4857 |  | CAREFUSION | 8100M |  |  | Rental | MHHS-Sugarland |  |  |  | FFL4857 |  | Sugar Land |  | Rental | [7 empty] | PUMPINFUSION-ALARIS-Medley 8100 |  | MEDLEY PUMP MODULE LVP *MEMORIAL HERMANN |  |  | PUMPINFUSION-ALARIS-Medley 8100 | [6 empty] | Verified as Rental |  |  | MHHS-Sugarland
NO | YES |  |  |  | FFL4882 |  | CAREFUSION | 8100M |  |  | Rental | MHHS-Sugarland |  |  |  | FFL4882 |  | Sugar Land |  | Rental | [7 empty] | PUMPINFUSION-ALARIS-Medley 8100 |  | MEDLEY PUMP MODULE LVP *MEMORIAL HERMANN |  |  | PUMPINFUSION-ALARIS-Medley 8100 | [6 empty] | Verified as Rental |  |  | MHHS-Sugarland
NO | YES |  |  |  | FFL4928 |  | CAREFUSION | 8100M |  |  | Rental | MHHS-Sugarland |  |  |  | FFL4928 |  | Sugar Land |  | Rental | [7 empty] | PUMPINFUSION-ALARIS-Medley 8100 |  | MEDLEY PUMP MODULE LVP *MEMORIAL HERMANN |  |  | PUMPINFUSION-ALARIS-Medley 8100 | [6 empty] | Verified as Rental |  |  | MHHS-Sugarland
NO | YES |  |  |  | FFL4959 |  | CAREFUSION | 8100M |  |  | Rental | MHHS-Sugarland |  |  |  | FFL4959 |  | Sugar Land |  | Rental | [7 empty] | PUMPINFUSION-ALARIS-Medley 8100 |  | MEDLEY PUMP MODULE LVP *MEMORIAL HERMANN |  |  | PUMPINFUSION-ALARIS-Medley 8100 | [6 empty] | Verified as Rental |  |  | MHHS-Sugarland
NO | YES |  |  |  | FFL4986 |  | CAREFUSION | 8100M |  |  | Rental | MHHS-Sugarland |  |  |  | FFL4986 |  | Sugar Land |  | Rental | [7 empty] | PUMPINFUSION-ALARIS-Medley 8100 |  | MEDLEY PUMP MODULE LVP *MEMORIAL HERMANN |  |  | PUMPINFUSION-ALARIS-Medley 8100 | [6 empty] | Verified as Rental |  |  | MHHS-Sugarland
NO | YES |  |  |  | FFL5010 |  | CAREFUSION | 8100M |  |  | Rental | MHHS-Sugarland |  |  |  | FFL5010 |  | Sugar Land |  | Rental | [7 empty] | PUMPINFUSION-ALARIS-Medley 8100 |  | MEDLEY PUMP MODULE LVP *MEMORIAL HERMANN |  |  | PUMPINFUSION-ALARIS-Medley 8100 | [6 empty] | Verified as Rental |  |  | MHHS-Sugarland
NO | YES |  |  |  | FFL5021 |  | CAREFUSION | 8100M |  |  | Rental | MHHS-Sugarland |  |  |  | FFL5021 |  | Sugar Land |  | Rental | [7 empty] | PUMPINFUSION-ALARIS-Medley 8100 |  | MEDLEY PUMP MODULE LVP *MEMORIAL HERMANN |  |  | PUMPINFUSION-ALARIS-Medley 8100 | [6 empty] | Verified as Rental |  |  | MHHS-Sugarland
NO | YES |  |  |  | FFL5071 |  | CAREFUSION | 8100M |  |  | Rental | MHHS-Sugarland |  |  |  | FFL5071 |  | Sugar Land |  | Rental | [7 empty] | PUMPINFUSION-ALARIS-Medley 8100 |  | MEDLEY PUMP MODULE LVP *MEMORIAL HERMANN |  |  | PUMPINFUSION-ALARIS-Medley 8100 | [6 empty] | Verified as Rental |  |  | MHHS-Sugarland
NO | YES |  |  |  | FFL5085 |  | CAREFUSION | 8100M |  |  | Rental | MHHS-Sugarland |  |  |  | FFL5085 |  | Sugar Land |  | Rental | [7 empty] | PUMPINFUSION-ALARIS-Medley 8100 |  | MEDLEY PUMP MODULE LVP *MEMORIAL HERMANN |  |  | PUMPINFUSION-ALARIS-Medley 8100 | [6 empty] | Verified as Rental |  |  | MHHS-Sugarland
NO | YES |  |  |  | FFL5128 |  | CAREFUSION | 8100M |  |  | Rental | MHHS-Sugarland |  |  |  | FFL5128 |  | Sugar Land |  | Rental | [7 empty] | PUMPINFUSION-ALARIS-Medley 8100 |  | MEDLEY PUMP MODULE LVP *MEMORIAL HERMANN |  |  | PUMPINFUSION-ALARIS-Medley 8100 | [6 empty] | Verified as Rental |  |  | MHHS-Sugarland
NO | YES |  |  |  | FFL5183 |  | CAREFUSION | 8100M |  |  | Rental | MHHS-Sugarland |  |  |  | FFL5183 |  | Sugar Land |  | Rental | [7 empty] | PUMPINFUSION-ALARIS-Medley 8100 |  | MEDLEY PUMP MODULE LVP *MEMORIAL HERMANN |  |  | PUMPINFUSION-ALARIS-Medley 8100 | [6 empty] | Verified as Rental |  |  | MHHS-Sugarland
NO | YES |  |  |  | FFL5187 |  | CAREFUSION | 8100M |  |  | Rental | MHHS-Sugarland |  |  |  | FFL5187 |  | Sugar Land |  | Rental | [7 empty] | PUMPINFUSION-ALARIS-Medley 8100 |  | MEDLEY PUMP MODULE LVP *MEMORIAL HERMANN |  |  | PUMPINFUSION-ALARIS-Medley 8100 | [6 empty] | Verified as Rental |  |  | MHHS-Sugarland
NO | YES |  |  |  | FFL5191 |  | CAREFUSION | 8100M |  |  | Rental | MHHS-Sugarland |  |  |  | FFL5191 |  | Sugar Land |  | Rental | [7 empty] | PUMPINFUSION-ALARIS-Medley 8100 |  | MEDLEY PUMP MODULE LVP *MEMORIAL HERMANN |  |  | PUMPINFUSION-ALARIS-Medley 8100 | [6 empty] | Verified as Rental |  |  | MHHS-Sugarland
NO | YES |  |  |  | FFL5216 |  | CAREFUSION | 8100M |  |  | Rental | MHHS-Sugarland |  |  |  | FFL5216 |  | Sugar Land |  | Rental | [7 empty] | PUMPINFUSION-ALARIS-Medley 8100 |  | MEDLEY PUMP MODULE LVP *MEMORIAL HERMANN |  |  | PUMPINFUSION-ALARIS-Medley 8100 | [6 empty] | Verified as Rental |  |  | MHHS-Sugarland
NO | YES |  |  |  | FFL5231 |  | CAREFUSION | 8100M |  |  | Rental | MHHS-Sugarland |  |  |  | FFL5231 |  | Sugar Land |  | Rental | [7 empty] | PUMPINFUSION-ALARIS-Medley 8100 |  | MEDLEY PUMP MODULE LVP *MEMORIAL HERMANN |  |  | PUMPINFUSION-ALARIS-Medley 8100 | [6 empty] | Verified as Rental |  |  | MHHS-Sugarland
NO | YES |  |  |  | FFL5255 |  | CAREFUSION | 8100M |  |  | Rental | MHHS-Sugarland |  |  |  | FFL5255 |  | Sugar Land |  | Rental | [7 empty] | PUMPINFUSION-ALARIS-Medley 8100 |  | MEDLEY PUMP MODULE LVP *MEMORIAL HERMANN |  |  | PUMPINFUSION-ALARIS-Medley 8100 | [6 empty] | Verified as Rental |  |  | MHHS-Sugarland
NO | YES |  |  |  | FFL5270 |  | CAREFUSION | 8100M |  |  | Rental | MHHS-Sugarland |  |  |  | FFL5270 |  | Sugar Land |  | Rental | [7 empty] | PUMPINFUSION-ALARIS-Medley 8100 |  | MEDLEY PUMP MODULE LVP *MEMORIAL HERMANN |  |  | PUMPINFUSION-ALARIS-Medley 8100 | [6 empty] | Verified as Rental |  |  | MHHS-Sugarland
NO | YES |  |  |  | FFL5271 |  | CAREFUSION | 8100M |  |  | Rental | MHHS-Sugarland |  |  |  | FFL5271 |  | Sugar Land |  | Rental | [7 empty] | PUMPINFUSION-ALARIS-Medley 8100 |  | MEDLEY PUMP MODULE LVP *MEMORIAL HERMANN |  |  | PUMPINFUSION-ALARIS-Medley 8100 | [6 empty] | Verified as Rental |  |  | MHHS-Sugarland
NO | YES |  |  |  | FFL5295 |  | CAREFUSION | 8100M |  |  | Rental | MHHS-Sugarland |  |  |  | FFL5295 |  | Sugar Land |  | Rental | [7 empty] | PUMPINFUSION-ALARIS-Medley 8100 |  | MEDLEY PUMP MODULE LVP *MEMORIAL HERMANN |  |  | PUMPINFUSION-ALARIS-Medley 8100 | [6 empty] | Verified as Rental |  |  | MHHS-Sugarland
NO | YES |  |  |  | FFL5301 |  | CAREFUSION | 8100M |  |  | Rental | MHHS-Sugarland |  |  |  | FFL5301 |  | Sugar Land |  | Rental | [7 empty] | PUMPINFUSION-ALARIS-Medley 8100 |  | MEDLEY PUMP MODULE LVP *MEMORIAL HERMANN |  |  | PUMPINFUSION-ALARIS-Medley 8100 | [6 empty] | Verified as Rental |  |  | MHHS-Sugarland
NO | YES |  |  |  | FFL5365 |  | CAREFUSION | 8100M |  |  | Rental | MHHS-Sugarland |  |  |  | FFL5365 |  | Sugar Land |  | Rental | [7 empty] | PUMPINFUSION-ALARIS-Medley 8100 |  | MEDLEY PUMP MODULE LVP *MEMORIAL HERMANN |  |  | PUMPINFUSION-ALARIS-Medley 8100 | [6 empty] | Verified as Rental |  |  | MHHS-Sugarland
NO | YES |  |  |  | FFL5404 |  | CAREFUSION | 8100M |  |  | Rental | MHHS-Sugarland |  |  |  | FFL5404 |  | Sugar Land |  | Rental | [7 empty] | PUMPINFUSION-ALARIS-Medley 8100 |  | MEDLEY PUMP MODULE LVP *MEMORIAL HERMANN |  |  | PUMPINFUSION-ALARIS-Medley 8100 | [6 empty] | Verified as Rental |  |  | MHHS-Sugarland
NO | YES |  |  |  | FFL5450 |  | CAREFUSION | 8100M |  |  | Rental | MHHS-Sugarland |  |  |  | FFL5450 |  | Sugar Land |  | Rental | [7 empty] | PUMPINFUSION-ALARIS-Medley 8100 |  | MEDLEY PUMP MODULE LVP *MEMORIAL HERMANN |  |  | PUMPINFUSION-ALARIS-Medley 8100 | [6 empty] | Verified as Rental |  |  | MHHS-Sugarland
NO | YES |  |  |  | FFL5530 |  | CAREFUSION | 8100M |  |  | Rental | MHHS-Sugarland |  |  |  | FFL5530 |  | Sugar Land |  | Rental | [7 empty] | PUMPINFUSION-ALARIS-Medley 8100 |  | MEDLEY PUMP MODULE LVP *MEMORIAL HERMANN |  |  | PUMPINFUSION-ALARIS-Medley 8100 | [6 empty] | Verified as Rental |  |  | MHHS-Sugarland
NO | YES |  |  |  | FFL5562 |  | CAREFUSION | 8100M |  |  | Rental | MHHS-Sugarland |  |  |  | FFL5562 |  | Sugar Land |  | Rental | [7 empty] | PUMPINFUSION-ALARIS-Medley 8100 |  | MEDLEY PUMP MODULE LVP *MEMORIAL HERMANN |  |  | PUMPINFUSION-ALARIS-Medley 8100 | [6 empty] | Verified as Rental |  |  | MHHS-Sugarland
NO | YES |  |  |  | FFL5656 |  | CAREFUSION | 8100M |  |  | Rental | MHHS-Sugarland |  |  |  | FFL5656 |  | Sugar Land |  | Rental | [7 empty] | PUMPINFUSION-ALARIS-Medley 8100 |  | MEDLEY PUMP MODULE LVP *MEMORIAL HERMANN |  |  | PUMPINFUSION-ALARIS-Medley 8100 | [6 empty] | Verified as Rental |  |  | MHHS-Sugarland
NO | YES |  |  |  | FFL5662 |  | CAREFUSION | 8100M |  |  | Rental | MHHS-Sugarland |  |  |  | FFL5662 |  | Sugar Land |  | Rental | [7 empty] | PUMPINFUSION-ALARIS-Medley 8100 |  | MEDLEY PUMP MODULE LVP *MEMORIAL HERMANN |  |  | PUMPINFUSION-ALARIS-Medley 8100 | [6 empty] | Verified as Rental |  |  | MHHS-Sugarland
NO | YES |  |  |  | FFL5677 |  | CAREFUSION | 8100M |  |  | Rental | MHHS-Sugarland |  |  |  | FFL5677 |  | Sugar Land |  | Rental | [7 empty] | PUMPINFUSION-ALARIS-Medley 8100 |  | MEDLEY PUMP MODULE LVP *MEMORIAL HERMANN |  |  | PUMPINFUSION-ALARIS-Medley 8100 | [6 empty] | Verified as Rental |  |  | MHHS-Sugarland
NO | YES |  |  |  | FFL5678 |  | CAREFUSION | 8100M |  |  | Rental | MHHS-Sugarland |  |  |  | FFL5678 |  | Sugar Land |  | Rental | [7 empty] | PUMPINFUSION-ALARIS-Medley 8100 |  | MEDLEY PUMP MODULE LVP *MEMORIAL HERMANN |  |  | PUMPINFUSION-ALARIS-Medley 8100 | [6 empty] | Verified as Rental |  |  | MHHS-Sugarland
NO | YES |  |  |  | FFL5698 |  | CAREFUSION | 8100M |  |  | Rental | MHHS-Sugarland |  |  |  | FFL5698 |  | Sugar Land |  | Rental | [7 empty] | PUMPINFUSION-ALARIS-Medley 8100 |  | MEDLEY PUMP MODULE LVP *MEMORIAL HERMANN |  |  | PUMPINFUSION-ALARIS-Medley 8100 | [6 empty] | Verified as Rental |  |  | MHHS-Sugarland
NO | YES |  |  |  | FFL5715 |  | CAREFUSION | 8100M |  |  | Rental | MHHS-Sugarland |  |  |  | FFL5715 |  | Sugar Land |  | Rental | [7 empty] | PUMPINFUSION-ALARIS-Medley 8100 |  | MEDLEY PUMP MODULE LVP *MEMORIAL HERMANN |  |  | PUMPINFUSION-ALARIS-Medley 8100 | [6 empty] | Verified as Rental |  |  | MHHS-Sugarland
NO | YES |  |  |  | FFL5725 |  | CAREFUSION | 8100M |  |  | Rental | MHHS-Sugarland |  |  |  | FFL5725 |  | Sugar Land |  | Rental | [7 empty] | PUMPINFUSION-ALARIS-Medley 8100 |  | MEDLEY PUMP MODULE LVP *MEMORIAL HERMANN |  |  | PUMPINFUSION-ALARIS-Medley 8100 | [6 empty] | Verified as Rental |  |  | MHHS-Sugarland
NO | YES |  |  |  | FFL5760 |  | CAREFUSION | 8100M |  |  | Rental | MHHS-Sugarland |  |  |  | FFL5760 |  | Sugar Land |  | Rental | [7 empty] | PUMPINFUSION-ALARIS-Medley 8100 |  | MEDLEY PUMP MODULE LVP *MEMORIAL HERMANN |  |  | PUMPINFUSION-ALARIS-Medley 8100 | [6 empty] | Verified as Rental |  |  | MHHS-Sugarland
NO | YES |  |  |  | FFL5765 |  | CAREFUSION | 8100M |  |  | Rental | MHHS-Sugarland |  |  |  | FFL5765 |  | Sugar Land |  | Rental | [7 empty] | PUMPINFUSION-ALARIS-Medley 8100 |  | MEDLEY PUMP MODULE LVP *MEMORIAL HERMANN |  |  | PUMPINFUSION-ALARIS-Medley 8100 | [6 empty] | Verified as Rental |  |  | MHHS-Sugarland
NO | YES |  |  |  | FFL5791 |  | CAREFUSION | 8100M |  |  | Rental | MHHS-Sugarland |  |  |  | FFL5791 |  | Sugar Land |  | Rental | [7 empty] | PUMPINFUSION-ALARIS-Medley 8100 |  | MEDLEY PUMP MODULE LVP *MEMORIAL HERMANN |  |  | PUMPINFUSION-ALARIS-Medley 8100 | [6 empty] | Verified as Rental |  |  | MHHS-Sugarland
NO | YES |  |  |  | FFL5802 |  | CAREFUSION | 8100M |  |  | Rental | MHHS-Sugarland |  |  |  | FFL5802 |  | Sugar Land |  | Rental | [7 empty] | PUMPINFUSION-ALARIS-Medley 8100 |  | MEDLEY PUMP MODULE LVP *MEMORIAL HERMANN |  |  | PUMPINFUSION-ALARIS-Medley 8100 | [6 empty] | Verified as Rental |  |  | MHHS-Sugarland
NO | YES |  |  |  | FFL5819 |  | CAREFUSION | 8100M |  |  | Rental | MHHS-Sugarland |  |  |  | FFL5819 |  | Sugar Land |  | Rental | [7 empty] | PUMPINFUSION-ALARIS-Medley 8100 |  | MEDLEY PUMP MODULE LVP *MEMORIAL HERMANN |  |  | PUMPINFUSION-ALARIS-Medley 8100 | [6 empty] | Verified as Rental |  |  | MHHS-Sugarland
NO | YES |  |  |  | FFL5857 |  | CAREFUSION | 8100M |  |  | Rental | MHHS-Sugarland |  |  |  | FFL5857 |  | Sugar Land |  | Rental | [7 empty] | PUMPINFUSION-ALARIS-Medley 8100 |  | MEDLEY PUMP MODULE LVP *MEMORIAL HERMANN |  |  | PUMPINFUSION-ALARIS-Medley 8100 | [6 empty] | Verified as Rental |  |  | MHHS-Sugarland
NO | YES |  |  |  | FFL5858 |  | CAREFUSION | 8100M |  |  | Rental | MHHS-Sugarland |  |  |  | FFL5858 |  | Sugar Land |  | Rental | [7 empty] | PUMPINFUSION-ALARIS-Medley 8100 |  | MEDLEY PUMP MODULE LVP *MEMORIAL HERMANN |  |  | PUMPINFUSION-ALARIS-Medley 8100 | [6 empty] | Verified as Rental |  |  | MHHS-Sugarland
NO | YES |  |  |  | FFL5869 |  | CAREFUSION | 8100M |  |  | Rental | MHHS-Sugarland |  |  |  | FFL5869 |  | Sugar Land |  | Rental | [7 empty] | PUMPINFUSION-ALARIS-Medley 8100 |  | MEDLEY PUMP MODULE LVP *MEMORIAL HERMANN |  |  | PUMPINFUSION-ALARIS-Medley 8100 | [6 empty] | Verified as Rental |  |  | MHHS-Sugarland
NO | YES |  |  |  | FFL5890 |  | CAREFUSION | 8100M |  |  | Rental | MHHS-Sugarland |  |  |  | FFL5890 |  | Sugar Land |  | Rental | [7 empty] | PUMPINFUSION-ALARIS-Medley 8100 |  | MEDLEY PUMP MODULE LVP *MEMORIAL HERMANN |  |  | PUMPINFUSION-ALARIS-Medley 8100 | [6 empty] | Verified as Rental |  |  | MHHS-Sugarland
NO | YES |  |  |  | FFL5943 |  | CAREFUSION | 8100M |  |  | Rental | MHHS-Sugarland |  |  |  | FFL5943 |  | Sugar Land |  | Rental | [7 empty] | PUMPINFUSION-ALARIS-Medley 8100 |  | MEDLEY PUMP MODULE LVP *MEMORIAL HERMANN |  |  | PUMPINFUSION-ALARIS-Medley 8100 | [6 empty] | Verified as Rental |  |  | MHHS-Sugarland
NO | YES |  |  |  | FFL5970 |  | CAREFUSION | 8100M |  |  | Rental | MHHS-Sugarland |  |  |  | FFL5970 |  | Sugar Land |  | Rental | [7 empty] | PUMPINFUSION-ALARIS-Medley 8100 |  | MEDLEY PUMP MODULE LVP *MEMORIAL HERMANN |  |  | PUMPINFUSION-ALARIS-Medley 8100 | [6 empty] | Verified as Rental |  |  | MHHS-Sugarland
NO | YES |  |  |  | FFL6075 |  | CAREFUSION | 8100M |  |  | Rental | MHHS-Sugarland |  |  |  | FFL6075 |  | Sugar Land |  | Rental | [7 empty] | PUMPINFUSION-ALARIS-Medley 8100 |  | MEDLEY PUMP MODULE LVP *MEMORIAL HERMANN |  |  | PUMPINFUSION-ALARIS-Medley 8100 | [6 empty] | Verified as Rental |  |  | MHHS-Sugarland
NO | YES |  |  |  | FFL6078 |  | CAREFUSION | 8100M |  |  | Rental | MHHS-Sugarland |  |  |  | FFL6078 |  | Sugar Land |  | Rental | [7 empty] | PUMPINFUSION-ALARIS-Medley 8100 |  | MEDLEY PUMP MODULE LVP *MEMORIAL HERMANN |  |  | PUMPINFUSION-ALARIS-Medley 8100 | [6 empty] | Verified as Rental |  |  | MHHS-Sugarland
NO | YES |  |  |  | FFL6117 |  | CAREFUSION | 8100M |  |  | Rental | MHHS-Sugarland |  |  |  | FFL6117 |  | Sugar Land |  | Rental | [7 empty] | PUMPINFUSION-ALARIS-Medley 8100 |  | MEDLEY PUMP MODULE LVP *MEMORIAL HERMANN |  |  | PUMPINFUSION-ALARIS-Medley 8100 | [6 empty] | Verified as Rental |  |  | MHHS-Sugarland
NO | YES |  |  |  | FFL6144 |  | CAREFUSION | 8100M |  |  | Rental | MHHS-Sugarland |  |  |  | FFL6144 |  | Sugar Land |  | Rental | [7 empty] | PUMPINFUSION-ALARIS-Medley 8100 |  | MEDLEY PUMP MODULE LVP *MEMORIAL HERMANN |  |  | PUMPINFUSION-ALARIS-Medley 8100 | [6 empty] | Verified as Rental |  |  | MHHS-Sugarland
NO | YES |  |  |  | FFL6150 |  | CAREFUSION | 8100M |  |  | Rental | MHHS-Sugarland |  |  |  | FFL6150 |  | Sugar Land |  | Rental | [7 empty] | PUMPINFUSION-ALARIS-Medley 8100 |  | MEDLEY PUMP MODULE LVP *MEMORIAL HERMANN |  |  | PUMPINFUSION-ALARIS-Medley 8100 | [6 empty] | Verified as Rental |  |  | MHHS-Sugarland
NO | YES |  |  |  | FFL6152 |  | CAREFUSION | 8100M |  |  | Rental | MHHS-Sugarland |  |  |  | FFL6152 |  | Sugar Land |  | Rental | [7 empty] | PUMPINFUSION-ALARIS-Medley 8100 |  | MEDLEY PUMP MODULE LVP *MEMORIAL HERMANN |  |  | PUMPINFUSION-ALARIS-Medley 8100 | [6 empty] | Verified as Rental |  |  | MHHS-Sugarland
NO | YES |  |  |  | FFL6158 |  | CAREFUSION | 8100M |  |  | Rental | MHHS-Sugarland |  |  |  | FFL6158 |  | Sugar Land |  | Rental | [7 empty] | PUMPINFUSION-ALARIS-Medley 8100 |  | MEDLEY PUMP MODULE LVP *MEMORIAL HERMANN |  |  | PUMPINFUSION-ALARIS-Medley 8100 | [6 empty] | Verified as Rental |  |  | MHHS-Sugarland
NO | YES |  |  |  | FFL6163 |  | CAREFUSION | 8100M |  |  | Rental | MHHS-Sugarland |  |  |  | FFL6163 |  | Sugar Land |  | Rental | [7 empty] | PUMPINFUSION-ALARIS-Medley 8100 |  | MEDLEY PUMP MODULE LVP *MEMORIAL HERMANN |  |  | PUMPINFUSION-ALARIS-Medley 8100 | [6 empty] | Verified as Rental |  |  | MHHS-Sugarland
NO | YES |  |  |  | FFL6178 |  | CAREFUSION | 8100M |  |  | Rental | MHHS-Sugarland |  |  |  | FFL6178 |  | Sugar Land |  | Rental | [7 empty] | PUMPINFUSION-ALARIS-Medley 8100 |  | MEDLEY PUMP MODULE LVP *MEMORIAL HERMANN |  |  | PUMPINFUSION-ALARIS-Medley 8100 | [6 empty] | Verified as Rental |  |  | MHHS-Sugarland
NO | YES |  |  |  | FFL6188 |  | CAREFUSION | 8100M |  |  | Rental | MHHS-Sugarland |  |  |  | FFL6188 |  | Sugar Land |  | Rental | [7 empty] | PUMPINFUSION-ALARIS-Medley 8100 |  | MEDLEY PUMP MODULE LVP *MEMORIAL HERMANN |  |  | PUMPINFUSION-ALARIS-Medley 8100 | [6 empty] | Verified as Rental |  |  | MHHS-Sugarland
NO | YES |  |  |  | FFL6194 |  | CAREFUSION | 8100M |  |  | Rental | MHHS-Sugarland |  |  |  | FFL6194 |  | Sugar Land |  | Rental | [7 empty] | PUMPINFUSION-ALARIS-Medley 8100 |  | MEDLEY PUMP MODULE LVP *MEMORIAL HERMANN |  |  | PUMPINFUSION-ALARIS-Medley 8100 | [6 empty] | Verified as Rental |  |  | MHHS-Sugarland
NO | YES |  |  |  | FFL6226 |  | CAREFUSION | 8100M |  |  | Rental | MHHS-Sugarland |  |  |  | FFL6226 |  | Sugar Land |  | Rental | [7 empty] | PUMPINFUSION-ALARIS-Medley 8100 |  | MEDLEY PUMP MODULE LVP *MEMORIAL HERMANN |  |  | PUMPINFUSION-ALARIS-Medley 8100 | [6 empty] | Verified as Rental |  |  | MHHS-Sugarland
NO | YES |  |  |  | FFL6249 |  | CAREFUSION | 8100M |  |  | Rental | MHHS-Sugarland |  |  |  | FFL6249 |  | Sugar Land |  | Rental | [7 empty] | PUMPINFUSION-ALARIS-Medley 8100 |  | MEDLEY PUMP MODULE LVP *MEMORIAL HERMANN |  |  | PUMPINFUSION-ALARIS-Medley 8100 | [6 empty] | Verified as Rental |  |  | MHHS-Sugarland
NO | YES |  |  |  | FFL6276 |  | CAREFUSION | 8100M |  |  | Rental | MHHS-Sugarland |  |  |  | FFL6276 |  | Sugar Land |  | Rental | [7 empty] | PUMPINFUSION-ALARIS-Medley 8100 |  | MEDLEY PUMP MODULE LVP *MEMORIAL HERMANN |  |  | PUMPINFUSION-ALARIS-Medley 8100 | [6 empty] | Verified as Rental |  |  | MHHS-Sugarland
NO | YES |  |  |  | FFL6296 |  | CAREFUSION | 8100M |  |  | Rental | MHHS-Sugarland |  |  |  | FFL6296 |  | Sugar Land |  | Rental | [7 empty] | PUMPINFUSION-ALARIS-Medley 8100 |  | MEDLEY PUMP MODULE LVP *MEMORIAL HERMANN |  |  | PUMPINFUSION-ALARIS-Medley 8100 | [6 empty] | Verified as Rental |  |  | MHHS-Sugarland
NO | YES |  |  |  | FFL6328 |  | CAREFUSION | 8100M |  |  | Rental | MHHS-Sugarland |  |  |  | FFL6328 |  | Sugar Land |  | Rental | [7 empty] | PUMPINFUSION-ALARIS-Medley 8100 |  | MEDLEY PUMP MODULE LVP *MEMORIAL HERMANN |  |  | PUMPINFUSION-ALARIS-Medley 8100 | [6 empty] | Verified as Rental |  |  | MHHS-Sugarland
NO | YES |  |  |  | FFL6341 |  | CAREFUSION | 8100M |  |  | Rental | MHHS-Sugarland |  |  |  | FFL6341 |  | Sugar Land |  | Rental | [7 empty] | PUMPINFUSION-ALARIS-Medley 8100 |  | MEDLEY PUMP MODULE LVP *MEMORIAL HERMANN |  |  | PUMPINFUSION-ALARIS-Medley 8100 | [6 empty] | Verified as Rental |  |  | MHHS-Sugarland
NO | YES |  |  |  | FFL6378 |  | CAREFUSION | 8100M |  |  | Rental | MHHS-Sugarland |  |  |  | FFL6378 |  | Sugar Land |  | Rental | [7 empty] | PUMPINFUSION-ALARIS-Medley 8100 |  | MEDLEY PUMP MODULE LVP *MEMORIAL HERMANN |  |  | PUMPINFUSION-ALARIS-Medley 8100 | [6 empty] | Verified as Rental |  |  | MHHS-Sugarland
NO | YES |  |  |  | FFL6408 |  | CAREFUSION | 8100M |  |  | Rental | MHHS-Sugarland |  |  |  | FFL6408 |  | Sugar Land |  | Rental | [7 empty] | PUMPINFUSION-ALARIS-Medley 8100 |  | MEDLEY PUMP MODULE LVP *MEMORIAL HERMANN |  |  | PUMPINFUSION-ALARIS-Medley 8100 | [6 empty] | Verified as Rental |  |  | MHHS-Sugarland
NO | YES |  |  |  | FFL6466 |  | CAREFUSION | 8100M |  |  | Rental | MHHS-Sugarland |  |  |  | FFL6466 |  | Sugar Land |  | Rental | [7 empty] | PUMPINFUSION-ALARIS-Medley 8100 |  | MEDLEY PUMP MODULE LVP *MEMORIAL HERMANN |  |  | PUMPINFUSION-ALARIS-Medley 8100 | [6 empty] | Verified as Rental |  |  | MHHS-Sugarland
NO | YES |  |  |  | FFL6484 |  | CAREFUSION | 8100M |  |  | Rental | MHHS-Sugarland |  |  |  | FFL6484 |  | Sugar Land |  | Rental | [7 empty] | PUMPINFUSION-ALARIS-Medley 8100 |  | MEDLEY PUMP MODULE LVP *MEMORIAL HERMANN |  |  | PUMPINFUSION-ALARIS-Medley 8100 | [6 empty] | Verified as Rental |  |  | MHHS-Sugarland
NO | YES |  |  |  | FFL6500 |  | CAREFUSION | 8100M |  |  | Rental | MHHS-Sugarland |  |  |  | FFL6500 |  | Sugar Land |  | Rental | [7 empty] | PUMPINFUSION-ALARIS-Medley 8100 |  | MEDLEY PUMP MODULE LVP *MEMORIAL HERMANN |  |  | PUMPINFUSION-ALARIS-Medley 8100 | [6 empty] | Verified as Rental |  |  | MHHS-Sugarland
NO | YES |  |  |  | FFL6572 |  | CAREFUSION | 8100M |  |  | Rental | MHHS-Sugarland |  |  |  | FFL6572 |  | Sugar Land |  | Rental | [7 empty] | PUMPINFUSION-ALARIS-Medley 8100 |  | MEDLEY PUMP MODULE LVP *MEMORIAL HERMANN |  |  | PUMPINFUSION-ALARIS-Medley 8100 | [6 empty] | Verified as Rental |  |  | MHHS-Sugarland
NO | YES |  |  |  | FFL6573 |  | CAREFUSION | 8100M |  |  | Rental | MHHS-Sugarland |  |  |  | FFL6573 |  | Sugar Land |  | Rental | [7 empty] | PUMPINFUSION-ALARIS-Medley 8100 |  | MEDLEY PUMP MODULE LVP *MEMORIAL HERMANN |  |  | PUMPINFUSION-ALARIS-Medley 8100 | [6 empty] | Verified as Rental |  |  | MHHS-Sugarland
NO | YES |  |  |  | FFL6576 |  | CAREFUSION | 8100M |  |  | Rental | MHHS-Sugarland |  |  |  | FFL6576 |  | Sugar Land |  | Rental | [7 empty] | PUMPINFUSION-ALARIS-Medley 8100 |  | MEDLEY PUMP MODULE LVP *MEMORIAL HERMANN |  |  | PUMPINFUSION-ALARIS-Medley 8100 | [6 empty] | Verified as Rental |  |  | MHHS-Sugarland
NO | YES |  |  |  | FFL6614 |  | CAREFUSION | 8100M |  |  | Rental | MHHS-Sugarland |  |  |  | FFL6614 |  | Sugar Land |  | Rental | [7 empty] | PUMPINFUSION-ALARIS-Medley 8100 |  | MEDLEY PUMP MODULE LVP *MEMORIAL HERMANN |  |  | PUMPINFUSION-ALARIS-Medley 8100 | [6 empty] | Verified as Rental |  |  | MHHS-Sugarland
NO | YES |  |  |  | FFL6663 |  | CAREFUSION | 8100M |  |  | Rental | MHHS-Sugarland |  |  |  | FFL6663 |  | Sugar Land |  | Rental | [7 empty] | PUMPINFUSION-ALARIS-Medley 8100 |  | MEDLEY PUMP MODULE LVP *MEMORIAL HERMANN |  |  | PUMPINFUSION-ALARIS-Medley 8100 | [6 empty] | Verified as Rental |  |  | MHHS-Sugarland
NO | YES |  |  |  | FFL6683 |  | CAREFUSION | 8100M |  |  | Rental | MHHS-Sugarland |  |  |  | FFL6683 |  | Sugar Land |  | Rental | [7 empty] | PUMPINFUSION-ALARIS-Medley 8100 |  | MEDLEY PUMP MODULE LVP *MEMORIAL HERMANN |  |  | PUMPINFUSION-ALARIS-Medley 8100 | [6 empty] | Verified as Rental |  |  | MHHS-Sugarland
NO | YES |  |  |  | FFL6716 |  | CAREFUSION | 8100M |  |  | Rental | MHHS-Sugarland |  |  |  | FFL6716 |  | Sugar Land |  | Rental | [7 empty] | PUMPINFUSION-ALARIS-Medley 8100 |  | MEDLEY PUMP MODULE LVP *MEMORIAL HERMANN |  |  | PUMPINFUSION-ALARIS-Medley 8100 | [6 empty] | Verified as Rental |  |  | MHHS-Sugarland
NO | YES |  |  |  | FFL6775 |  | CAREFUSION | 8100M |  |  | Rental | MHHS-Sugarland |  |  |  | FFL6775 |  | Sugar Land |  | Rental | [7 empty] | PUMPINFUSION-ALARIS-Medley 8100 |  | MEDLEY PUMP MODULE LVP *MEMORIAL HERMANN |  |  | PUMPINFUSION-ALARIS-Medley 8100 | [6 empty] | Verified as Rental |  |  | MHHS-Sugarland
NO | YES |  |  |  | FFL6804 |  | CAREFUSION | 8100M |  |  | Rental | MHHS-Sugarland |  |  |  | FFL6804 |  | Sugar Land |  | Rental | [7 empty] | PUMPINFUSION-ALARIS-Medley 8100 |  | MEDLEY PUMP MODULE LVP *MEMORIAL HERMANN |  |  | PUMPINFUSION-ALARIS-Medley 8100 | [6 empty] | Verified as Rental |  |  | MHHS-Sugarland
NO | YES |  |  |  | FFL6850 |  | CAREFUSION | 8100M |  |  | Rental | MHHS-Sugarland |  |  |  | FFL6850 |  | Sugar Land |  | Rental | [7 empty] | PUMPINFUSION-ALARIS-Medley 8100 |  | MEDLEY PUMP MODULE LVP *MEMORIAL HERMANN |  |  | PUMPINFUSION-ALARIS-Medley 8100 | [6 empty] | Verified as Rental |  |  | MHHS-Sugarland
NO | YES |  |  |  | FFL6871 |  | CAREFUSION | 8100M |  |  | Rental | MHHS-Sugarland |  |  |  | FFL6871 |  | Sugar Land |  | Rental | [7 empty] | PUMPINFUSION-ALARIS-Medley 8100 |  | MEDLEY PUMP MODULE LVP *MEMORIAL HERMANN |  |  | PUMPINFUSION-ALARIS-Medley 8100 | [6 empty] | Verified as Rental |  |  | MHHS-Sugarland
NO | YES |  |  |  | FFL6899 |  | CAREFUSION | 8100M |  |  | Rental | MHHS-Sugarland |  |  |  | FFL6899 |  | Sugar Land |  | Rental | [7 empty] | PUMPINFUSION-ALARIS-Medley 8100 |  | MEDLEY PUMP MODULE LVP *MEMORIAL HERMANN |  |  | PUMPINFUSION-ALARIS-Medley 8100 | [6 empty] | Verified as Rental |  |  | MHHS-Sugarland
NO | YES |  |  |  | FFL6900 |  | CAREFUSION | 8100M |  |  | Rental | MHHS-Sugarland |  |  |  | FFL6900 |  | Sugar Land |  | Rental | [7 empty] | PUMPINFUSION-ALARIS-Medley 8100 |  | MEDLEY PUMP MODULE LVP *MEMORIAL HERMANN |  |  | PUMPINFUSION-ALARIS-Medley 8100 | [6 empty] | Verified as Rental |  |  | MHHS-Sugarland
NO | YES |  |  |  | FFL6912 |  | CAREFUSION | 8100M |  |  | Rental | MHHS-Sugarland |  |  |  | FFL6912 |  | Sugar Land |  | Rental | [7 empty] | PUMPINFUSION-ALARIS-Medley 8100 |  | MEDLEY PUMP MODULE LVP *MEMORIAL HERMANN |  |  | PUMPINFUSION-ALARIS-Medley 8100 | [6 empty] | Verified as Rental |  |  | MHHS-Sugarland
NO | YES |  |  |  | FFL6913 |  | CAREFUSION | 8100M |  |  | Rental | MHHS-Sugarland |  |  |  | FFL6913 |  | Sugar Land |  | Rental | [7 empty] | PUMPINFUSION-ALARIS-Medley 8100 |  | MEDLEY PUMP MODULE LVP *MEMORIAL HERMANN |  |  | PUMPINFUSION-ALARIS-Medley 8100 | [6 empty] | Verified as Rental |  |  | MHHS-Sugarland
NO | YES |  |  |  | FFL6944 |  | CAREFUSION | 8100M |  |  | Rental | MHHS-Sugarland |  |  |  | FFL6944 |  | Sugar Land |  | Rental | [7 empty] | PUMPINFUSION-ALARIS-Medley 8100 |  | MEDLEY PUMP MODULE LVP *MEMORIAL HERMANN |  |  | PUMPINFUSION-ALARIS-Medley 8100 | [6 empty] | Verified as Rental |  |  | MHHS-Sugarland
NO | YES |  |  |  | FFL6954 |  | CAREFUSION | 8100M |  |  | Rental | MHHS-Sugarland |  |  |  | FFL6954 |  | Sugar Land |  | Rental | [7 empty] | PUMPINFUSION-ALARIS-Medley 8100 |  | MEDLEY PUMP MODULE LVP *MEMORIAL HERMANN |  |  | PUMPINFUSION-ALARIS-Medley 8100 | [6 empty] | Verified as Rental |  |  | MHHS-Sugarland
NO | YES |  |  |  | FFL7004 |  | CAREFUSION | 8100M |  |  | Rental | MHHS-Sugarland |  |  |  | FFL7004 |  | Sugar Land |  | Rental | [7 empty] | PUMPINFUSION-ALARIS-Medley 8100 |  | MEDLEY PUMP MODULE LVP *MEMORIAL HERMANN |  |  | PUMPINFUSION-ALARIS-Medley 8100 | [6 empty] | Verified as Rental |  |  | MHHS-Sugarland
NO | YES |  |  |  | FFL7008 |  | CAREFUSION | 8100M |  |  | Rental | MHHS-Sugarland |  |  |  | FFL7008 |  | Sugar Land |  | Rental | [7 empty] | PUMPINFUSION-ALARIS-Medley 8100 |  | MEDLEY PUMP MODULE LVP *MEMORIAL HERMANN |  |  | PUMPINFUSION-ALARIS-Medley 8100 | [6 empty] | Verified as Rental |  |  | MHHS-Sugarland
NO | YES |  |  |  | FFL7067 |  | CAREFUSION | 8100M |  |  | Rental | MHHS-Sugarland |  |  |  | FFL7067 |  | Sugar Land |  | Rental | [7 empty] | PUMPINFUSION-ALARIS-Medley 8100 |  | MEDLEY PUMP MODULE LVP *MEMORIAL HERMANN |  |  | PUMPINFUSION-ALARIS-Medley 8100 | [6 empty] | Verified as Rental |  |  | MHHS-Sugarland
NO | YES |  |  |  | FFL7084 |  | CAREFUSION | 8100M |  |  | Rental | MHHS-Sugarland |  |  |  | FFL7084 |  | Sugar Land |  | Rental | [7 empty] | PUMPINFUSION-ALARIS-Medley 8100 |  | MEDLEY PUMP MODULE LVP *MEMORIAL HERMANN |  |  | PUMPINFUSION-ALARIS-Medley 8100 | [6 empty] | Verified as Rental |  |  | MHHS-Sugarland
NO | YES |  |  |  | FFL7088 |  | CAREFUSION | 8100M |  |  | Rental | MHHS-Sugarland |  |  |  | FFL7088 |  | Sugar Land |  | Rental | [7 empty] | PUMPINFUSION-ALARIS-Medley 8100 |  | MEDLEY PUMP MODULE LVP *MEMORIAL HERMANN |  |  | PUMPINFUSION-ALARIS-Medley 8100 | [6 empty] | Verified as Rental |  |  | MHHS-Sugarland
NO | YES |  |  |  | FFL7092 |  | CAREFUSION | 8100M |  |  | Rental | MHHS-Sugarland |  |  |  | FFL7092 |  | Sugar Land |  | Rental | [7 empty] | PUMPINFUSION-ALARIS-Medley 8100 |  | MEDLEY PUMP MODULE LVP *MEMORIAL HERMANN |  |  | PUMPINFUSION-ALARIS-Medley 8100 | [6 empty] | Verified as Rental |  |  | MHHS-Sugarland
NO | YES |  |  |  | FFL7106 |  | CAREFUSION | 8100M |  |  | Rental | MHHS-Sugarland |  |  |  | FFL7106 |  | Sugar Land |  | Rental | [7 empty] | PUMPINFUSION-ALARIS-Medley 8100 |  | MEDLEY PUMP MODULE LVP *MEMORIAL HERMANN |  |  | PUMPINFUSION-ALARIS-Medley 8100 | [6 empty] | Verified as Rental |  |  | MHHS-Sugarland
NO | YES |  |  |  | FFL7113 |  | CAREFUSION | 8100M |  |  | Rental | MHHS-Sugarland |  |  |  | FFL7113 |  | Sugar Land |  | Rental | [7 empty] | PUMPINFUSION-ALARIS-Medley 8100 |  | MEDLEY PUMP MODULE LVP *MEMORIAL HERMANN |  |  | PUMPINFUSION-ALARIS-Medley 8100 | [6 empty] | Verified as Rental |  |  | MHHS-Sugarland
NO | YES |  |  |  | FFL7128 |  | CAREFUSION | 8100M |  |  | Rental | MHHS-Sugarland |  |  |  | FFL7128 |  | Sugar Land |  | Rental | [7 empty] | PUMPINFUSION-ALARIS-Medley 8100 |  | MEDLEY PUMP MODULE LVP *MEMORIAL HERMANN |  |  | PUMPINFUSION-ALARIS-Medley 8100 | [6 empty] | Verified as Rental |  |  | MHHS-Sugarland
NO | YES |  |  |  | FFL7137 |  | CAREFUSION | 8100M |  |  | Rental | MHHS-Sugarland |  |  |  | FFL7137 |  | Sugar Land |  | Rental | [7 empty] | PUMPINFUSION-ALARIS-Medley 8100 |  | MEDLEY PUMP MODULE LVP *MEMORIAL HERMANN |  |  | PUMPINFUSION-ALARIS-Medley 8100 | [6 empty] | Verified as Rental |  |  | MHHS-Sugarland
NO | YES |  |  |  | FFL7138 |  | CAREFUSION | 8100M |  |  | Rental | MHHS-Sugarland |  |  |  | FFL7138 |  | Sugar Land |  | Rental | [7 empty] | PUMPINFUSION-ALARIS-Medley 8100 |  | MEDLEY PUMP MODULE LVP *MEMORIAL HERMANN |  |  | PUMPINFUSION-ALARIS-Medley 8100 | [6 empty] | Verified as Rental |  |  | MHHS-Sugarland
NO | YES |  |  |  | FFL7155 |  | CAREFUSION | 8100M |  |  | Rental | MHHS-Sugarland |  |  |  | FFL7155 |  | Sugar Land |  | Rental | [7 empty] | PUMPINFUSION-ALARIS-Medley 8100 |  | MEDLEY PUMP MODULE LVP *MEMORIAL HERMANN |  |  | PUMPINFUSION-ALARIS-Medley 8100 | [6 empty] | Verified as Rental |  |  | MHHS-Sugarland
NO | YES |  |  |  | FFL7170 |  | CAREFUSION | 8100M |  |  | Rental | MHHS-Sugarland |  |  |  | FFL7170 |  | Sugar Land |  | Rental | [7 empty] | PUMPINFUSION-ALARIS-Medley 8100 |  | MEDLEY PUMP MODULE LVP *MEMORIAL HERMANN |  |  | PUMPINFUSION-ALARIS-Medley 8100 | [6 empty] | Verified as Rental |  |  | MHHS-Sugarland
NO | YES |  |  |  | FFL7212 |  | CAREFUSION | 8100M |  |  | Rental | MHHS-Sugarland |  |  |  | FFL7212 |  | Sugar Land |  | Rental | [7 empty] | PUMPINFUSION-ALARIS-Medley 8100 |  | MEDLEY PUMP MODULE LVP *MEMORIAL HERMANN |  |  | PUMPINFUSION-ALARIS-Medley 8100 | [6 empty] | Verified as Rental |  |  | MHHS-Sugarland
NO | YES |  |  |  | FFL7224 |  | CAREFUSION | 8100M |  |  | Rental | MHHS-Sugarland |  |  |  | FFL7224 |  | Sugar Land |  | Rental | [7 empty] | PUMPINFUSION-ALARIS-Medley 8100 |  | MEDLEY PUMP MODULE LVP *MEMORIAL HERMANN |  |  | PUMPINFUSION-ALARIS-Medley 8100 | [6 empty] | Verified as Rental |  |  | MHHS-Sugarland
NO | YES |  |  |  | FFL7231 |  | CAREFUSION | 8100M |  |  | Rental | MHHS-Sugarland |  |  |  | FFL7231 |  | Sugar Land |  | Rental | [7 empty] | PUMPINFUSION-ALARIS-Medley 8100 |  | MEDLEY PUMP MODULE LVP *MEMORIAL HERMANN |  |  | PUMPINFUSION-ALARIS-Medley 8100 | [6 empty] | Verified as Rental |  |  | MHHS-Sugarland
NO | YES |  |  |  | FFL7235 |  | CAREFUSION | 8100M |  |  | Rental | MHHS-Sugarland |  |  |  | FFL7235 |  | Sugar Land |  | Rental | [7 empty] | PUMPINFUSION-ALARIS-Medley 8100 |  | MEDLEY PUMP MODULE LVP *MEMORIAL HERMANN |  |  | PUMPINFUSION-ALARIS-Medley 8100 | [6 empty] | Verified as Rental |  |  | MHHS-Sugarland
NO | YES |  |  |  | FFL7258 |  | CAREFUSION | 8100M |  |  | Rental | MHHS-Sugarland |  |  |  | FFL7258 |  | Sugar Land |  | Rental | [7 empty] | PUMPINFUSION-ALARIS-Medley 8100 |  | MEDLEY PUMP MODULE LVP *MEMORIAL HERMANN |  |  | PUMPINFUSION-ALARIS-Medley 8100 | [6 empty] | Verified as Rental |  |  | MHHS-Sugarland
NO | YES |  |  |  | FFL7276 |  | CAREFUSION | 8100M |  |  | Rental | MHHS-Sugarland |  |  |  | FFL7276 |  | Sugar Land |  | Rental | [7 empty] | PUMPINFUSION-ALARIS-Medley 8100 |  | MEDLEY PUMP MODULE LVP *MEMORIAL HERMANN |  |  | PUMPINFUSION-ALARIS-Medley 8100 | [6 empty] | Verified as Rental |  |  | MHHS-Sugarland
NO | YES |  |  |  | FFL7319 |  | CAREFUSION | 8100M |  |  | Rental | MHHS-Sugarland |  |  |  | FFL7319 |  | Sugar Land |  | Rental | [7 empty] | PUMPINFUSION-ALARIS-Medley 8100 |  | MEDLEY PUMP MODULE LVP *MEMORIAL HERMANN |  |  | PUMPINFUSION-ALARIS-Medley 8100 | [6 empty] | Verified as Rental |  |  | MHHS-Sugarland
NO | YES |  |  |  | FFL7466 |  | CAREFUSION | 8100M |  |  | Rental | MHHS-Sugarland |  |  |  | FFL7466 |  | Sugar Land |  | Rental | [7 empty] | PUMPINFUSION-ALARIS-Medley 8100 |  | MEDLEY PUMP MODULE LVP *MEMORIAL HERMANN |  |  | PUMPINFUSION-ALARIS-Medley 8100 | [6 empty] | Verified as Rental |  |  | MHHS-Sugarland
NO | YES |  |  |  | FFL7470 |  | CAREFUSION | 8100M |  |  | Rental | MHHS-Sugarland |  |  |  | FFL7470 |  | Sugar Land |  | Rental | [7 empty] | PUMPINFUSION-ALARIS-Medley 8100 |  | MEDLEY PUMP MODULE LVP *MEMORIAL HERMANN |  |  | PUMPINFUSION-ALARIS-Medley 8100 | [6 empty] | Verified as Rental |  |  | MHHS-Sugarland
NO | YES |  |  |  | FFL7473 |  | CAREFUSION | 8100M |  |  | Rental | MHHS-Sugarland |  |  |  | FFL7473 |  | Sugar Land |  | Rental | [7 empty] | PUMPINFUSION-ALARIS-Medley 8100 |  | MEDLEY PUMP MODULE LVP *MEMORIAL HERMANN |  |  | PUMPINFUSION-ALARIS-Medley 8100 | [6 empty] | Verified as Rental |  |  | MHHS-Sugarland
NO | YES |  |  |  | FFL7474 |  | CAREFUSION | 8100M |  |  | Rental | MHHS-Sugarland |  |  |  | FFL7474 |  | Sugar Land |  | Rental | [7 empty] | PUMPINFUSION-ALARIS-Medley 8100 |  | MEDLEY PUMP MODULE LVP *MEMORIAL HERMANN |  |  | PUMPINFUSION-ALARIS-Medley 8100 | [6 empty] | Verified as Rental |  |  | MHHS-Sugarland
NO | YES |  |  |  | FFL7505 |  | CAREFUSION | 8100M |  |  | Rental | MHHS-Sugarland |  |  |  | FFL7505 |  | Sugar Land |  | Rental | [7 empty] | PUMPINFUSION-ALARIS-Medley 8100 |  | MEDLEY PUMP MODULE LVP *MEMORIAL HERMANN |  |  | PUMPINFUSION-ALARIS-Medley 8100 | [6 empty] | Verified as Rental |  |  | MHHS-Sugarland
NO | YES |  |  |  | FFL7507 |  | CAREFUSION | 8100M |  |  | Rental | MHHS-Sugarland |  |  |  | FFL7507 |  | Sugar Land |  | Rental | [7 empty] | PUMPINFUSION-ALARIS-Medley 8100 |  | MEDLEY PUMP MODULE LVP *MEMORIAL HERMANN |  |  | PUMPINFUSION-ALARIS-Medley 8100 | [6 empty] | Verified as Rental |  |  | MHHS-Sugarland
NO | YES |  |  |  | FFL7513 |  | CAREFUSION | 8100M |  |  | Rental | MHHS-Sugarland |  |  |  | FFL7513 |  | Sugar Land |  | Rental | [7 empty] | PUMPINFUSION-ALARIS-Medley 8100 |  | MEDLEY PUMP MODULE LVP *MEMORIAL HERMANN |  |  | PUMPINFUSION-ALARIS-Medley 8100 | [6 empty] | Verified as Rental |  |  | MHHS-Sugarland
NO | YES |  |  |  | FFL7552 |  | CAREFUSION | 8100M |  |  | Rental | MHHS-Sugarland |  |  |  | FFL7552 |  | Sugar Land |  | Rental | [7 empty] | PUMPINFUSION-ALARIS-Medley 8100 |  | MEDLEY PUMP MODULE LVP *MEMORIAL HERMANN |  |  | PUMPINFUSION-ALARIS-Medley 8100 | [6 empty] | Verified as Rental |  |  | MHHS-Sugarland
NO | YES |  |  |  | FFL7583 |  | CAREFUSION | 8100M |  |  | Rental | MHHS-Sugarland |  |  |  | FFL7583 |  | Sugar Land |  | Rental | [7 empty] | PUMPINFUSION-ALARIS-Medley 8100 |  | MEDLEY PUMP MODULE LVP *MEMORIAL HERMANN |  |  | PUMPINFUSION-ALARIS-Medley 8100 | [6 empty] | Verified as Rental |  |  | MHHS-Sugarland
NO | YES |  |  |  | FFL7593 |  | CAREFUSION | 8100M |  |  | Rental | MHHS-Sugarland |  |  |  | FFL7593 |  | Sugar Land |  | Rental | [7 empty] | PUMPINFUSION-ALARIS-Medley 8100 |  | MEDLEY PUMP MODULE LVP *MEMORIAL HERMANN |  |  | PUMPINFUSION-ALARIS-Medley 8100 | [6 empty] | Verified as Rental |  |  | MHHS-Sugarland
NO | YES |  |  |  | FFL7596 |  | CAREFUSION | 8100M |  |  | Rental | MHHS-Sugarland |  |  |  | FFL7596 |  | Sugar Land |  | Rental | [7 empty] | PUMPINFUSION-ALARIS-Medley 8100 |  | MEDLEY PUMP MODULE LVP *MEMORIAL HERMANN |  |  | PUMPINFUSION-ALARIS-Medley 8100 | [6 empty] | Verified as Rental |  |  | MHHS-Sugarland
NO | YES |  |  |  | FFL7629 |  | CAREFUSION | 8100M |  |  | Rental | MHHS-Sugarland |  |  |  | FFL7629 |  | Sugar Land |  | Rental | [7 empty] | PUMPINFUSION-ALARIS-Medley 8100 |  | MEDLEY PUMP MODULE LVP *MEMORIAL HERMANN |  |  | PUMPINFUSION-ALARIS-Medley 8100 | [6 empty] | Verified as Rental |  |  | MHHS-Sugarland
NO | YES |  |  |  | FFL7685 |  | CAREFUSION | 8100M |  |  | Rental | MHHS-Sugarland |  |  |  | FFL7685 |  | Sugar Land |  | Rental | [7 empty] | PUMPINFUSION-ALARIS-Medley 8100 |  | MEDLEY PUMP MODULE LVP *MEMORIAL HERMANN |  |  | PUMPINFUSION-ALARIS-Medley 8100 | [6 empty] | Verified as Rental |  |  | MHHS-Sugarland
NO | YES |  |  |  | FFL7692 |  | CAREFUSION | 8100M |  |  | Rental | MHHS-Sugarland |  |  |  | FFL7692 |  | Sugar Land |  | Rental | [7 empty] | PUMPINFUSION-ALARIS-Medley 8100 |  | MEDLEY PUMP MODULE LVP *MEMORIAL HERMANN |  |  | PUMPINFUSION-ALARIS-Medley 8100 | [6 empty] | Verified as Rental |  |  | MHHS-Sugarland
NO | YES |  |  |  | FFL7723 |  | CAREFUSION | 8100M |  |  | Rental | MHHS-Sugarland |  |  |  | FFL7723 |  | Sugar Land |  | Rental | [7 empty] | PUMPINFUSION-ALARIS-Medley 8100 |  | MEDLEY PUMP MODULE LVP *MEMORIAL HERMANN |  |  | PUMPINFUSION-ALARIS-Medley 8100 | [6 empty] | Verified as Rental |  |  | MHHS-Sugarland
NO | YES |  |  |  | FFL7783 |  | CAREFUSION | 8100M |  |  | Rental | MHHS-Sugarland |  |  |  | FFL7783 |  | Sugar Land |  | Rental | [7 empty] | PUMPINFUSION-ALARIS-Medley 8100 |  | MEDLEY PUMP MODULE LVP *MEMORIAL HERMANN |  |  | PUMPINFUSION-ALARIS-Medley 8100 | [6 empty] | Verified as Rental |  |  | MHHS-Sugarland
NO | YES |  |  |  | FFL7833 |  | CAREFUSION | 8100M |  |  | Rental | MHHS-Sugarland |  |  |  | FFL7833 |  | Sugar Land |  | Rental | [7 empty] | PUMPINFUSION-ALARIS-Medley 8100 |  | MEDLEY PUMP MODULE LVP *MEMORIAL HERMANN |  |  | PUMPINFUSION-ALARIS-Medley 8100 | [6 empty] | Verified as Rental |  |  | MHHS-Sugarland
NO | YES |  |  |  | FFL7842 |  | CAREFUSION | 8100M |  |  | Rental | MHHS-Sugarland |  |  |  | FFL7842 |  | Sugar Land |  | Rental | [7 empty] | PUMPINFUSION-ALARIS-Medley 8100 |  | MEDLEY PUMP MODULE LVP *MEMORIAL HERMANN |  |  | PUMPINFUSION-ALARIS-Medley 8100 | [6 empty] | Verified as Rental |  |  | MHHS-Sugarland
NO | YES |  |  |  | FFL7853 |  | CAREFUSION | 8100M |  |  | Rental | MHHS-Sugarland |  |  |  | FFL7853 |  | Sugar Land |  | Rental | [7 empty] | PUMPINFUSION-ALARIS-Medley 8100 |  | MEDLEY PUMP MODULE LVP *MEMORIAL HERMANN |  |  | PUMPINFUSION-ALARIS-Medley 8100 | [6 empty] | Verified as Rental |  |  | MHHS-Sugarland
NO | YES |  |  |  | FFL7881 |  | CAREFUSION | 8100M |  |  | Rental | MHHS-Sugarland |  |  |  | FFL7881 |  | Sugar Land |  | Rental | [7 empty] | PUMPINFUSION-ALARIS-Medley 8100 |  | MEDLEY PUMP MODULE LVP *MEMORIAL HERMANN |  |  | PUMPINFUSION-ALARIS-Medley 8100 | [6 empty] | Verified as Rental |  |  | MHHS-Sugarland
NO | YES |  |  |  | FFL7915 |  | CAREFUSION | 8100M |  |  | Rental | MHHS-Sugarland |  |  |  | FFL7915 |  | Sugar Land |  | Rental | [7 empty] | PUMPINFUSION-ALARIS-Medley 8100 |  | MEDLEY PUMP MODULE LVP *MEMORIAL HERMANN |  |  | PUMPINFUSION-ALARIS-Medley 8100 | [6 empty] | Verified as Rental |  |  | MHHS-Sugarland
NO | YES |  |  |  | FFL7945 |  | CAREFUSION | 8100M |  |  | Rental | MHHS-Sugarland |  |  |  | FFL7945 |  | Sugar Land |  | Rental | [7 empty] | PUMPINFUSION-ALARIS-Medley 8100 |  | MEDLEY PUMP MODULE LVP *MEMORIAL HERMANN |  |  | PUMPINFUSION-ALARIS-Medley 8100 | [6 empty] | Verified as Rental |  |  | MHHS-Sugarland
NO | YES |  |  |  | FFL7953 |  | CAREFUSION | 8100M |  |  | Rental | MHHS-Sugarland |  |  |  | FFL7953 |  | Sugar Land |  | Rental | [7 empty] | PUMPINFUSION-ALARIS-Medley 8100 |  | MEDLEY PUMP MODULE LVP *MEMORIAL HERMANN |  |  | PUMPINFUSION-ALARIS-Medley 8100 | [6 empty] | Verified as Rental |  |  | MHHS-Sugarland
NO | YES |  |  |  | FFL7986 |  | CAREFUSION | 8100M |  |  | Rental | MHHS-Sugarland |  |  |  | FFL7986 |  | Sugar Land |  | Rental | [7 empty] | PUMPINFUSION-ALARIS-Medley 8100 |  | MEDLEY PUMP MODULE LVP *MEMORIAL HERMANN |  |  | PUMPINFUSION-ALARIS-Medley 8100 | [6 empty] | Verified as Rental |  |  | MHHS-Sugarland
NO | YES |  |  |  | FFL8007 |  | CAREFUSION | 8100M |  |  | Rental | MHHS-Sugarland |  |  |  | FFL8007 |  | Sugar Land |  | Rental | [7 empty] | PUMPINFUSION-ALARIS-Medley 8100 |  | MEDLEY PUMP MODULE LVP *MEMORIAL HERMANN |  |  | PUMPINFUSION-ALARIS-Medley 8100 | [6 empty] | Verified as Rental |  |  | MHHS-Sugarland
NO | YES |  |  |  | FFL8010 |  | CAREFUSION | 8100M |  |  | Rental | MHHS-Sugarland |  |  |  | FFL8010 |  | Sugar Land |  | Rental | [7 empty] | PUMPINFUSION-ALARIS-Medley 8100 |  | MEDLEY PUMP MODULE LVP *MEMORIAL HERMANN |  |  | PUMPINFUSION-ALARIS-Medley 8100 | [6 empty] | Verified as Rental |  |  | MHHS-Sugarland
NO | YES |  |  |  | FFL8041 |  | CAREFUSION | 8100M |  |  | Rental | MHHS-Sugarland |  |  |  | FFL8041 |  | Sugar Land |  | Rental | [7 empty] | PUMPINFUSION-ALARIS-Medley 8100 |  | MEDLEY PUMP MODULE LVP *MEMORIAL HERMANN |  |  | PUMPINFUSION-ALARIS-Medley 8100 | [6 empty] | Verified as Rental |  |  | MHHS-Sugarland
NO | YES |  |  |  | FFL8043 |  | CAREFUSION | 8100M |  |  | Rental | MHHS-Sugarland |  |  |  | FFL8043 |  | Sugar Land |  | Rental | [7 empty] | PUMPINFUSION-ALARIS-Medley 8100 |  | MEDLEY PUMP MODULE LVP *MEMORIAL HERMANN |  |  | PUMPINFUSION-ALARIS-Medley 8100 | [6 empty] | Verified as Rental |  |  | MHHS-Sugarland
NO | YES |  |  |  | FFL8050 |  | CAREFUSION | 8100M |  |  | Rental | MHHS-Sugarland |  |  |  | FFL8050 |  | Sugar Land |  | Rental | [7 empty] | PUMPINFUSION-ALARIS-Medley 8100 |  | MEDLEY PUMP MODULE LVP *MEMORIAL HERMANN |  |  | PUMPINFUSION-ALARIS-Medley 8100 | [6 empty] | Verified as Rental |  |  | MHHS-Sugarland
NO | YES |  |  |  | FFL8055 |  | CAREFUSION | 8100M |  |  | Rental | MHHS-Sugarland |  |  |  | FFL8055 |  | Sugar Land |  | Rental | [7 empty] | PUMPINFUSION-ALARIS-Medley 8100 |  | MEDLEY PUMP MODULE LVP *MEMORIAL HERMANN |  |  | PUMPINFUSION-ALARIS-Medley 8100 | [6 empty] | Verified as Rental |  |  | MHHS-Sugarland
NO | YES |  |  |  | FFL8056 |  | CAREFUSION | 8100M |  |  | Rental | MHHS-Sugarland |  |  |  | FFL8056 |  | Sugar Land |  | Rental | [7 empty] | PUMPINFUSION-ALARIS-Medley 8100 |  | MEDLEY PUMP MODULE LVP *MEMORIAL HERMANN |  |  | PUMPINFUSION-ALARIS-Medley 8100 | [6 empty] | Verified as Rental |  |  | MHHS-Sugarland
NO | YES |  |  |  | FFL8125 |  | CAREFUSION | 8100M |  |  | Rental | MHHS-Sugarland |  |  |  | FFL8125 |  | Sugar Land |  | Rental | [7 empty] | PUMPINFUSION-ALARIS-Medley 8100 |  | MEDLEY PUMP MODULE LVP *MEMORIAL HERMANN |  |  | PUMPINFUSION-ALARIS-Medley 8100 | [6 empty] | Verified as Rental |  |  | MHHS-Sugarland
NO | YES |  |  |  | FFL8182 |  | CAREFUSION | 8100M |  |  | Rental | MHHS-Sugarland |  |  |  | FFL8182 |  | Sugar Land |  | Rental | [7 empty] | PUMPINFUSION-ALARIS-Medley 8100 |  | MEDLEY PUMP MODULE LVP *MEMORIAL HERMANN |  |  | PUMPINFUSION-ALARIS-Medley 8100 | [6 empty] | Verified as Rental |  |  | MHHS-Sugarland
NO | YES |  |  |  | FFL8193 |  | CAREFUSION | 8100M |  |  | Rental | MHHS-Sugarland |  |  |  | FFL8193 |  | Sugar Land |  | Rental | [7 empty] | PUMPINFUSION-ALARIS-Medley 8100 |  | MEDLEY PUMP MODULE LVP *MEMORIAL HERMANN |  |  | PUMPINFUSION-ALARIS-Medley 8100 | [6 empty] | Verified as Rental |  |  | MHHS-Sugarland
NO | YES |  |  |  | FFL8214 |  | CAREFUSION | 8100M |  |  | Rental | MHHS-Sugarland |  |  |  | FFL8214 |  | Sugar Land |  | Rental | [7 empty] | PUMPINFUSION-ALARIS-Medley 8100 |  | MEDLEY PUMP MODULE LVP *MEMORIAL HERMANN |  |  | PUMPINFUSION-ALARIS-Medley 8100 | [6 empty] | Verified as Rental |  |  | MHHS-Sugarland
NO | YES |  |  |  | FFL8304 |  | CAREFUSION | 8100M |  |  | Rental | MHHS-Sugarland |  |  |  | FFL8304 |  | Sugar Land |  | Rental | [7 empty] | PUMPINFUSION-ALARIS-Medley 8100 |  | MEDLEY PUMP MODULE LVP *MEMORIAL HERMANN |  |  | PUMPINFUSION-ALARIS-Medley 8100 | [6 empty] | Verified as Rental |  |  | MHHS-Sugarland
NO | YES |  |  |  | FFL8375 |  | CAREFUSION | 8100M |  |  | Rental | MHHS-Sugarland |  |  |  | FFL8375 |  | Sugar Land |  | Rental | [7 empty] | PUMPINFUSION-ALARIS-Medley 8100 |  | MEDLEY PUMP MODULE LVP *MEMORIAL HERMANN |  |  | PUMPINFUSION-ALARIS-Medley 8100 | [6 empty] | Verified as Rental |  |  | MHHS-Sugarland
NO | YES |  |  |  | FFL8388 |  | CAREFUSION | 8100M |  |  | Rental | MHHS-Sugarland |  |  |  | FFL8388 |  | Sugar Land |  | Rental | [7 empty] | PUMPINFUSION-ALARIS-Medley 8100 |  | MEDLEY PUMP MODULE LVP *MEMORIAL HERMANN |  |  | PUMPINFUSION-ALARIS-Medley 8100 | [6 empty] | Verified as Rental |  |  | MHHS-Sugarland
NO | YES |  |  |  | FFL8490 |  | CAREFUSION | 8100M |  |  | Rental | MHHS-Sugarland |  |  |  | FFL8490 |  | Sugar Land |  | Rental | [7 empty] | PUMPINFUSION-ALARIS-Medley 8100 |  | MEDLEY PUMP MODULE LVP *MEMORIAL HERMANN |  |  | PUMPINFUSION-ALARIS-Medley 8100 | [6 empty] | Verified as Rental |  |  | MHHS-Sugarland
NO | YES |  |  |  | FFL8597 |  | CAREFUSION | 8100M |  |  | Rental | MHHS-Sugarland |  |  |  | FFL8597 |  | Sugar Land |  | Rental | [7 empty] | PUMPINFUSION-ALARIS-Medley 8100 |  | MEDLEY PUMP MODULE LVP *MEMORIAL HERMANN |  |  | PUMPINFUSION-ALARIS-Medley 8100 | [6 empty] | Verified as Rental |  |  | MHHS-Sugarland
NO | YES |  |  |  | FFL8649 |  | CAREFUSION | 8100M |  |  | Rental | MHHS-Sugarland |  |  |  | FFL8649 |  | Sugar Land |  | Rental | [7 empty] | PUMPINFUSION-ALARIS-Medley 8100 |  | MEDLEY PUMP MODULE LVP *MEMORIAL HERMANN |  |  | PUMPINFUSION-ALARIS-Medley 8100 | [6 empty] | Verified as Rental |  |  | MHHS-Sugarland
NO | YES |  |  |  | FFL8672 |  | CAREFUSION | 8100M |  |  | Rental | MHHS-Sugarland |  |  |  | FFL8672 |  | Sugar Land |  | Rental | [7 empty] | PUMPINFUSION-ALARIS-Medley 8100 |  | MEDLEY PUMP MODULE LVP *MEMORIAL HERMANN |  |  | PUMPINFUSION-ALARIS-Medley 8100 | [6 empty] | Verified as Rental |  |  | MHHS-Sugarland
NO | YES |  |  |  | FFL8686 |  | CAREFUSION | 8100M |  |  | Rental | MHHS-Sugarland |  |  |  | FFL8686 |  | Sugar Land |  | Rental | [7 empty] | PUMPINFUSION-ALARIS-Medley 8100 |  | MEDLEY PUMP MODULE LVP *MEMORIAL HERMANN |  |  | PUMPINFUSION-ALARIS-Medley 8100 | [6 empty] | Verified as Rental |  |  | MHHS-Sugarland
NO | YES |  |  |  | FFL8703 |  | CAREFUSION | 8100M |  |  | Rental | MHHS-Sugarland |  |  |  | FFL8703 |  | Sugar Land |  | Rental | [7 empty] | PUMPINFUSION-ALARIS-Medley 8100 |  | MEDLEY PUMP MODULE LVP *MEMORIAL HERMANN |  |  | PUMPINFUSION-ALARIS-Medley 8100 | [6 empty] | Verified as Rental |  |  | MHHS-Sugarland
NO | YES |  |  |  | FFL8744 |  | CAREFUSION | 8100M |  |  | Rental | MHHS-Sugarland |  |  |  | FFL8744 |  | Sugar Land |  | Rental | [7 empty] | PUMPINFUSION-ALARIS-Medley 8100 |  | MEDLEY PUMP MODULE LVP *MEMORIAL HERMANN |  |  | PUMPINFUSION-ALARIS-Medley 8100 | [6 empty] | Verified as Rental |  |  | MHHS-Sugarland
NO | YES |  |  |  | FFL8763 |  | CAREFUSION | 8100M |  |  | Rental | MHHS-Sugarland |  |  |  | FFL8763 |  | Sugar Land |  | Rental | [7 empty] | PUMPINFUSION-ALARIS-Medley 8100 |  | MEDLEY PUMP MODULE LVP *MEMORIAL HERMANN |  |  | PUMPINFUSION-ALARIS-Medley 8100 | [6 empty] | Verified as Rental |  |  | MHHS-Sugarland
NO | YES |  |  |  | FFL101 |  | CAREFUSION | 8100M |  |  | Rental | MHHS-TMC |  |  |  | FFL101 |  | TMC |  | Rental | [7 empty] | PUMPINFUSION-ALARIS-Medley 8100 |  | MEDLEY PUMP MODULE LVP *MEMORIAL HERMANN |  |  | PUMPINFUSION-ALARIS-Medley 8100 | [6 empty] | Verified as Rental |  |  | MHHS-TMC
NO | YES |  |  |  | FFL103 |  | CAREFUSION | 8100M |  |  | Rental | MHHS-TMC |  |  |  | FFL103 |  | TMC |  | Rental | [7 empty] | PUMPINFUSION-ALARIS-Medley 8100 |  | MEDLEY PUMP MODULE LVP *MEMORIAL HERMANN |  |  | PUMPINFUSION-ALARIS-Medley 8100 | [6 empty] | Verified as Rental |  |  | MHHS-TMC
NO | YES |  |  |  | FFL108 |  | CAREFUSION | 8100M |  |  | Rental | MHHS-TMC |  |  |  | FFL108 |  | TMC |  | Rental | [7 empty] | PUMPINFUSION-ALARIS-Medley 8100 |  | MEDLEY PUMP MODULE LVP *MEMORIAL HERMANN |  |  | PUMPINFUSION-ALARIS-Medley 8100 | [6 empty] | Verified as Rental |  |  | MHHS-TMC
NO | YES |  |  |  | FFL119 |  | CAREFUSION | 8100M |  |  | Rental | MHHS-TMC |  |  |  | FFL119 |  | TMC |  | Rental | [7 empty] | PUMPINFUSION-ALARIS-Medley 8100 |  | MEDLEY PUMP MODULE LVP *MEMORIAL HERMANN |  |  | PUMPINFUSION-ALARIS-Medley 8100 | [6 empty] | Verified as Rental |  |  | MHHS-TMC
NO | YES |  |  |  | FFL127 |  | CAREFUSION | 8100M |  |  | Rental | MHHS-TMC |  |  |  | FFL127 |  | TMC |  | Rental | [7 empty] | PUMPINFUSION-ALARIS-Medley 8100 |  | MEDLEY PUMP MODULE LVP *MEMORIAL HERMANN |  |  | PUMPINFUSION-ALARIS-Medley 8100 | [6 empty] | Verified as Rental |  |  | MHHS-TMC
NO | YES |  |  |  | FFL139 |  | CAREFUSION | 8100M |  |  | Rental | MHHS-TMC |  |  |  | FFL139 |  | TMC |  | Rental | [7 empty] | PUMPINFUSION-ALARIS-Medley 8100 |  | MEDLEY PUMP MODULE LVP *MEMORIAL HERMANN |  |  | PUMPINFUSION-ALARIS-Medley 8100 | [6 empty] | Verified as Rental |  |  | MHHS-TMC
NO | YES |  |  |  | FFL142 |  | CAREFUSION | 8100M |  |  | Rental | MHHS-TMC |  |  |  | FFL142 |  | TMC |  | Rental | [7 empty] | PUMPINFUSION-ALARIS-Medley 8100 |  | MEDLEY PUMP MODULE LVP *MEMORIAL HERMANN |  |  | PUMPINFUSION-ALARIS-Medley 8100 | [6 empty] | Verified as Rental |  |  | MHHS-TMC
NO | YES |  |  |  | FFL148 |  | CAREFUSION | 8100M |  |  | Rental | MHHS-TMC |  |  |  | FFL148 |  | TMC |  | Rental | [7 empty] | PUMPINFUSION-ALARIS-Medley 8100 |  | MEDLEY PUMP MODULE LVP *MEMORIAL HERMANN |  |  | PUMPINFUSION-ALARIS-Medley 8100 | [6 empty] | Verified as Rental |  |  | MHHS-TMC
NO | YES |  |  |  | FFL150 |  | CAREFUSION | 8100M |  |  | Rental | MHHS-TMC |  |  |  | FFL150 |  | TMC |  | Rental | [7 empty] | PUMPINFUSION-ALARIS-Medley 8100 |  | MEDLEY PUMP MODULE LVP *MEMORIAL HERMANN |  |  | PUMPINFUSION-ALARIS-Medley 8100 | [6 empty] | Verified as Rental |  |  | MHHS-TMC
NO | YES |  |  |  | FFL154 |  | CAREFUSION | 8100M |  |  | Rental | MHHS-TMC |  |  |  | FFL154 |  | TMC |  | Rental | [7 empty] | PUMPINFUSION-ALARIS-Medley 8100 |  | MEDLEY PUMP MODULE LVP *MEMORIAL HERMANN |  |  | PUMPINFUSION-ALARIS-Medley 8100 | [6 empty] | Verified as Rental |  |  | MHHS-TMC
NO | YES |  |  |  | FFL159 |  | CAREFUSION | 8100M |  |  | Rental | MHHS-TMC |  |  |  | FFL159 |  | TMC |  | Rental | [7 empty] | PUMPINFUSION-ALARIS-Medley 8100 |  | MEDLEY PUMP MODULE LVP *MEMORIAL HERMANN |  |  | PUMPINFUSION-ALARIS-Medley 8100 | [6 empty] | Verified as Rental |  |  | MHHS-TMC
NO | YES |  |  |  | FFL160 |  | CAREFUSION | 8100M |  |  | Rental | MHHS-TMC |  |  |  | FFL160 |  | TMC |  | Rental | [7 empty] | PUMPINFUSION-ALARIS-Medley 8100 |  | MEDLEY PUMP MODULE LVP *MEMORIAL HERMANN |  |  | PUMPINFUSION-ALARIS-Medley 8100 | [6 empty] | Verified as Rental |  |  | MHHS-TMC
NO | YES |  |  |  | FFL161 |  | CAREFUSION | 8100M |  |  | Rental | MHHS-TMC |  |  |  | FFL161 |  | TMC |  | Rental | [7 empty] | PUMPINFUSION-ALARIS-Medley 8100 |  | MEDLEY PUMP MODULE LVP *MEMORIAL HERMANN |  |  | PUMPINFUSION-ALARIS-Medley 8100 | [6 empty] | Verified as Rental |  |  | MHHS-TMC
NO | YES |  |  |  | FFL172 |  | CAREFUSION | 8100M |  |  | Rental | MHHS-TMC |  |  |  | FFL172 |  | TMC |  | Rental | [7 empty] | PUMPINFUSION-ALARIS-Medley 8100 |  | MEDLEY PUMP MODULE LVP *MEMORIAL HERMANN |  |  | PUMPINFUSION-ALARIS-Medley 8100 | [6 empty] | Verified as Rental |  |  | MHHS-TMC
NO | YES |  |  |  | FFL174 |  | CAREFUSION | 8100M |  |  | Rental | MHHS-TMC |  |  |  | FFL174 |  | TMC |  | Rental | [7 empty] | PUMPINFUSION-ALARIS-Medley 8100 |  | MEDLEY PUMP MODULE LVP *MEMORIAL HERMANN |  |  | PUMPINFUSION-ALARIS-Medley 8100 | [6 empty] | Verified as Rental |  |  | MHHS-TMC
NO | YES |  |  |  | FFL180 |  | CAREFUSION | 8100M |  |  | Rental | MHHS-TMC |  |  |  | FFL180 |  | TMC |  | Rental | [7 empty] | PUMPINFUSION-ALARIS-Medley 8100 |  | MEDLEY PUMP MODULE LVP *MEMORIAL HERMANN |  |  | PUMPINFUSION-ALARIS-Medley 8100 | [6 empty] | Verified as Rental |  |  | MHHS-TMC
NO | YES |  |  |  | FFL181 |  | CAREFUSION | 8100M |  |  | Rental | MHHS-TMC |  |  |  | FFL181 |  | TMC |  | Rental | [7 empty] | PUMPINFUSION-ALARIS-Medley 8100 |  | MEDLEY PUMP MODULE LVP *MEMORIAL HERMANN |  |  | PUMPINFUSION-ALARIS-Medley 8100 | [6 empty] | Verified as Rental |  |  | MHHS-TMC
NO | YES |  |  |  | FFL182 |  | CAREFUSION | 8100M |  |  | Rental | MHHS-TMC |  |  |  | FFL182 |  | TMC |  | Rental | [7 empty] | PUMPINFUSION-ALARIS-Medley 8100 |  | MEDLEY PUMP MODULE LVP *MEMORIAL HERMANN |  |  | PUMPINFUSION-ALARIS-Medley 8100 | [6 empty] | Verified as Rental |  |  | MHHS-TMC
NO | YES |  |  |  | FFL185 |  | CAREFUSION | 8100M |  |  | Rental | MHHS-TMC |  |  |  | FFL185 |  | TMC |  | Rental | [7 empty] | PUMPINFUSION-ALARIS-Medley 8100 |  | MEDLEY PUMP MODULE LVP *MEMORIAL HERMANN |  |  | PUMPINFUSION-ALARIS-Medley 8100 | [6 empty] | Verified as Rental |  |  | MHHS-TMC
NO | YES |  |  |  | FFL186 |  | CAREFUSION | 8100M |  |  | Rental | MHHS-TMC |  |  |  | FFL186 |  | TMC |  | Rental | [7 empty] | PUMPINFUSION-ALARIS-Medley 8100 |  | MEDLEY PUMP MODULE LVP *MEMORIAL HERMANN |  |  | PUMPINFUSION-ALARIS-Medley 8100 | [6 empty] | Verified as Rental |  |  | MHHS-TMC
NO | YES |  |  |  | FFL187 |  | CAREFUSION | 8100M |  |  | Rental | MHHS-TMC |  |  |  | FFL187 |  | TMC |  | Rental | [7 empty] | PUMPINFUSION-ALARIS-Medley 8100 |  | MEDLEY PUMP MODULE LVP *MEMORIAL HERMANN |  |  | PUMPINFUSION-ALARIS-Medley 8100 | [6 empty] | Verified as Rental |  |  | MHHS-TMC
NO | YES |  |  |  | FFL188 |  | CAREFUSION | 8100M |  |  | Rental | MHHS-TMC |  |  |  | FFL188 |  | TMC |  | Rental | [7 empty] | PUMPINFUSION-ALARIS-Medley 8100 |  | MEDLEY PUMP MODULE LVP *MEMORIAL HERMANN |  |  | PUMPINFUSION-ALARIS-Medley 8100 | [6 empty] | Verified as Rental |  |  | MHHS-TMC
NO | YES |  |  |  | FFL190 |  | CAREFUSION | 8100M |  |  | Rental | MHHS-TMC |  |  |  | FFL190 |  | TMC |  | Rental | [7 empty] | PUMPINFUSION-ALARIS-Medley 8100 |  | MEDLEY PUMP MODULE LVP *MEMORIAL HERMANN |  |  | PUMPINFUSION-ALARIS-Medley 8100 | [6 empty] | Verified as Rental |  |  | MHHS-TMC
NO | YES |  |  |  | FFL205 |  | CAREFUSION | 8100M |  |  | Rental | MHHS-TMC |  |  |  | FFL205 |  | TMC |  | Rental | [7 empty] | PUMPINFUSION-ALARIS-Medley 8100 |  | MEDLEY PUMP MODULE LVP *MEMORIAL HERMANN |  |  | PUMPINFUSION-ALARIS-Medley 8100 | [6 empty] | Verified as Rental |  |  | MHHS-TMC
NO | YES |  |  |  | FFL208 |  | CAREFUSION | 8100M |  |  | Rental | MHHS-TMC |  |  |  | FFL208 |  | TMC |  | Rental | [7 empty] | PUMPINFUSION-ALARIS-Medley 8100 |  | MEDLEY PUMP MODULE LVP *MEMORIAL HERMANN |  |  | PUMPINFUSION-ALARIS-Medley 8100 | [6 empty] | Verified as Rental |  |  | MHHS-TMC
NO | YES |  |  |  | FFL209 |  | CAREFUSION | 8100M |  |  | Rental | MHHS-TMC |  |  |  | FFL209 |  | TMC |  | Rental | [7 empty] | PUMPINFUSION-ALARIS-Medley 8100 |  | MEDLEY PUMP MODULE LVP *MEMORIAL HERMANN |  |  | PUMPINFUSION-ALARIS-Medley 8100 | [6 empty] | Verified as Rental |  |  | MHHS-TMC
NO | YES |  |  |  | FFL211 |  | CAREFUSION | 8100M |  |  | Rental | MHHS-TMC |  |  |  | FFL211 |  | TMC |  | Rental | [7 empty] | PUMPINFUSION-ALARIS-Medley 8100 |  | MEDLEY PUMP MODULE LVP *MEMORIAL HERMANN |  |  | PUMPINFUSION-ALARIS-Medley 8100 | [6 empty] | Verified as Rental |  |  | MHHS-TMC
NO | YES |  |  |  | FFL237 |  | CAREFUSION | 8100M |  |  | Rental | MHHS-TMC |  |  |  | FFL237 |  | TMC |  | Rental | [7 empty] | PUMPINFUSION-ALARIS-Medley 8100 |  | MEDLEY PUMP MODULE LVP *MEMORIAL HERMANN |  |  | PUMPINFUSION-ALARIS-Medley 8100 | [6 empty] | Verified as Rental |  |  | MHHS-TMC
NO | YES |  |  |  | FFL238 |  | CAREFUSION | 8100M |  |  | Rental | MHHS-TMC |  |  |  | FFL238 |  | TMC |  | Rental | [7 empty] | PUMPINFUSION-ALARIS-Medley 8100 |  | MEDLEY PUMP MODULE LVP *MEMORIAL HERMANN |  |  | PUMPINFUSION-ALARIS-Medley 8100 | [6 empty] | Verified as Rental |  |  | MHHS-TMC
NO | YES |  |  |  | FFL239 |  | CAREFUSION | 8100M |  |  | Rental | MHHS-TMC |  |  |  | FFL239 |  | TMC |  | Rental | [7 empty] | PUMPINFUSION-ALARIS-Medley 8100 |  | MEDLEY PUMP MODULE LVP *MEMORIAL HERMANN |  |  | PUMPINFUSION-ALARIS-Medley 8100 | [6 empty] | Verified as Rental |  |  | MHHS-TMC
NO | YES |  |  |  | FFL249 |  | CAREFUSION | 8100M |  |  | Rental | MHHS-TMC |  |  |  | FFL249 |  | TMC |  | Rental | [7 empty] | PUMPINFUSION-ALARIS-Medley 8100 |  | MEDLEY PUMP MODULE LVP *MEMORIAL HERMANN |  |  | PUMPINFUSION-ALARIS-Medley 8100 | [6 empty] | Verified as Rental |  |  | MHHS-TMC
NO | YES |  |  |  | FFL255 |  | CAREFUSION | 8100M |  |  | Rental | MHHS-TMC |  |  |  | FFL255 |  | TMC |  | Rental | [7 empty] | PUMPINFUSION-ALARIS-Medley 8100 |  | MEDLEY PUMP MODULE LVP *MEMORIAL HERMANN |  |  | PUMPINFUSION-ALARIS-Medley 8100 | [6 empty] | Verified as Rental |  |  | MHHS-TMC
NO | YES |  |  |  | FFL258 |  | CAREFUSION | 8100M |  |  | Rental | MHHS-TMC |  |  |  | FFL258 |  | TMC |  | Rental | [7 empty] | PUMPINFUSION-ALARIS-Medley 8100 |  | MEDLEY PUMP MODULE LVP *MEMORIAL HERMANN |  |  | PUMPINFUSION-ALARIS-Medley 8100 | [6 empty] | Verified as Rental |  |  | MHHS-TMC
NO | YES |  |  |  | FFL259 |  | CAREFUSION | 8100M |  |  | Rental | MHHS-TMC |  |  |  | FFL259 |  | TMC |  | Rental | [7 empty] | PUMPINFUSION-ALARIS-Medley 8100 |  | MEDLEY PUMP MODULE LVP *MEMORIAL HERMANN |  |  | PUMPINFUSION-ALARIS-Medley 8100 | [6 empty] | Verified as Rental |  |  | MHHS-TMC
NO | YES |  |  |  | FFL260 |  | CAREFUSION | 8100M |  |  | Rental | MHHS-TMC |  |  |  | FFL260 |  | TMC |  | Rental | [7 empty] | PUMPINFUSION-ALARIS-Medley 8100 |  | MEDLEY PUMP MODULE LVP *MEMORIAL HERMANN |  |  | PUMPINFUSION-ALARIS-Medley 8100 | [6 empty] | Verified as Rental |  |  | MHHS-TMC
NO | YES |  |  |  | FFL263 |  | CAREFUSION | 8100M |  |  | Rental | MHHS-TMC |  |  |  | FFL263 |  | TMC |  | Rental | [7 empty] | PUMPINFUSION-ALARIS-Medley 8100 |  | MEDLEY PUMP MODULE LVP *MEMORIAL HERMANN |  |  | PUMPINFUSION-ALARIS-Medley 8100 | [6 empty] | Verified as Rental |  |  | MHHS-TMC
NO | YES |  |  |  | FFL271 |  | CAREFUSION | 8100M |  |  | Rental | MHHS-TMC |  |  |  | FFL271 |  | TMC |  | Rental | [7 empty] | PUMPINFUSION-ALARIS-Medley 8100 |  | MEDLEY PUMP MODULE LVP *MEMORIAL HERMANN |  |  | PUMPINFUSION-ALARIS-Medley 8100 | [6 empty] | Verified as Rental |  |  | MHHS-TMC
NO | YES |  |  |  | FFL272 |  | CAREFUSION | 8100M |  |  | Rental | MHHS-TMC |  |  |  | FFL272 |  | TMC |  | Rental | [7 empty] | PUMPINFUSION-ALARIS-Medley 8100 |  | MEDLEY PUMP MODULE LVP *MEMORIAL HERMANN |  |  | PUMPINFUSION-ALARIS-Medley 8100 | [6 empty] | Verified as Rental |  |  | MHHS-TMC
NO | YES |  |  |  | FFL283 |  | CAREFUSION | 8100M |  |  | Rental | MHHS-TMC |  |  |  | FFL283 |  | TMC |  | Rental | [7 empty] | PUMPINFUSION-ALARIS-Medley 8100 |  | MEDLEY PUMP MODULE LVP *MEMORIAL HERMANN |  |  | PUMPINFUSION-ALARIS-Medley 8100 | [6 empty] | Verified as Rental |  |  | MHHS-TMC
NO | YES |  |  |  | FFL291 |  | CAREFUSION | 8100M |  |  | Rental | MHHS-TMC |  |  |  | FFL291 |  | TMC |  | Rental | [7 empty] | PUMPINFUSION-ALARIS-Medley 8100 |  | MEDLEY PUMP MODULE LVP *MEMORIAL HERMANN |  |  | PUMPINFUSION-ALARIS-Medley 8100 | [6 empty] | Verified as Rental |  |  | MHHS-TMC
NO | YES |  |  |  | FFL294 |  | CAREFUSION | 8100M |  |  | Rental | MHHS-TMC |  |  |  | FFL294 |  | TMC |  | Rental | [7 empty] | PUMPINFUSION-ALARIS-Medley 8100 |  | MEDLEY PUMP MODULE LVP *MEMORIAL HERMANN |  |  | PUMPINFUSION-ALARIS-Medley 8100 | [6 empty] | Verified as Rental |  |  | MHHS-TMC
NO | YES |  |  |  | FFL300 |  | CAREFUSION | 8100M |  |  | Rental | MHHS-TMC |  |  |  | FFL300 |  | TMC |  | Rental | [7 empty] | PUMPINFUSION-ALARIS-Medley 8100 |  | MEDLEY PUMP MODULE LVP *MEMORIAL HERMANN |  |  | PUMPINFUSION-ALARIS-Medley 8100 | [6 empty] | Verified as Rental |  |  | MHHS-TMC
NO | YES |  |  |  | FFL302 |  | CAREFUSION | 8100M |  |  | Rental | MHHS-TMC |  |  |  | FFL302 |  | TMC |  | Rental | [7 empty] | PUMPINFUSION-ALARIS-Medley 8100 |  | MEDLEY PUMP MODULE LVP *MEMORIAL HERMANN |  |  | PUMPINFUSION-ALARIS-Medley 8100 | [6 empty] | Verified as Rental |  |  | MHHS-TMC
NO | YES |  |  |  | FFL303 |  | CAREFUSION | 8100M |  |  | Rental | MHHS-TMC |  |  |  | FFL303 |  | TMC |  | Rental | [7 empty] | PUMPINFUSION-ALARIS-Medley 8100 |  | MEDLEY PUMP MODULE LVP *MEMORIAL HERMANN |  |  | PUMPINFUSION-ALARIS-Medley 8100 | [6 empty] | Verified as Rental |  |  | MHHS-TMC
NO | YES |  |  |  | FFL313 |  | CAREFUSION | 8100M |  |  | Rental | MHHS-TMC |  |  |  | FFL313 |  | TMC |  | Rental | [7 empty] | PUMPINFUSION-ALARIS-Medley 8100 |  | MEDLEY PUMP MODULE LVP *MEMORIAL HERMANN |  |  | PUMPINFUSION-ALARIS-Medley 8100 | [6 empty] | Verified as Rental |  |  | MHHS-TMC
NO | YES |  |  |  | FFL315 |  | CAREFUSION | 8100M |  |  | Rental | MHHS-TMC |  |  |  | FFL315 |  | TMC |  | Rental | [7 empty] | PUMPINFUSION-ALARIS-Medley 8100 |  | MEDLEY PUMP MODULE LVP *MEMORIAL HERMANN |  |  | PUMPINFUSION-ALARIS-Medley 8100 | [6 empty] | Verified as Rental |  |  | MHHS-TMC
NO | YES |  |  |  | FFL318 |  | CAREFUSION | 8100M |  |  | Rental | MHHS-TMC |  |  |  | FFL318 |  | TMC |  | Rental | [7 empty] | PUMPINFUSION-ALARIS-Medley 8100 |  | MEDLEY PUMP MODULE LVP *MEMORIAL HERMANN |  |  | PUMPINFUSION-ALARIS-Medley 8100 | [6 empty] | Verified as Rental |  |  | MHHS-TMC
NO | YES |  |  |  | FFL321 |  | CAREFUSION | 8100M |  |  | Rental | MHHS-TMC |  |  |  | FFL321 |  | TMC |  | Rental | [7 empty] | PUMPINFUSION-ALARIS-Medley 8100 |  | MEDLEY PUMP MODULE LVP *MEMORIAL HERMANN |  |  | PUMPINFUSION-ALARIS-Medley 8100 | [6 empty] | Verified as Rental |  |  | MHHS-TMC
NO | YES |  |  |  | FFL324 |  | CAREFUSION | 8100M |  |  | Rental | MHHS-TMC |  |  |  | FFL324 |  | TMC |  | Rental | [7 empty] | PUMPINFUSION-ALARIS-Medley 8100 |  | MEDLEY PUMP MODULE LVP *MEMORIAL HERMANN |  |  | PUMPINFUSION-ALARIS-Medley 8100 | [6 empty] | Verified as Rental |  |  | MHHS-TMC
NO | YES |  |  |  | FFL329 |  | CAREFUSION | 8100M |  |  | Rental | MHHS-TMC |  |  |  | FFL329 |  | TMC |  | Rental | [7 empty] | PUMPINFUSION-ALARIS-Medley 8100 |  | MEDLEY PUMP MODULE LVP *MEMORIAL HERMANN |  |  | PUMPINFUSION-ALARIS-Medley 8100 | [6 empty] | Verified as Rental |  |  | MHHS-TMC
NO | YES |  |  |  | FFL348 |  | CAREFUSION | 8100M |  |  | Rental | MHHS-TMC |  |  |  | FFL348 |  | TMC |  | Rental | [7 empty] | PUMPINFUSION-ALARIS-Medley 8100 |  | MEDLEY PUMP MODULE LVP *MEMORIAL HERMANN |  |  | PUMPINFUSION-ALARIS-Medley 8100 | [6 empty] | Verified as Rental |  |  | MHHS-TMC
NO | YES |  |  |  | FFL349 |  | CAREFUSION | 8100M |  |  | Rental | MHHS-TMC |  |  |  | FFL349 |  | TMC |  | Rental | [7 empty] | PUMPINFUSION-ALARIS-Medley 8100 |  | MEDLEY PUMP MODULE LVP *MEMORIAL HERMANN |  |  | PUMPINFUSION-ALARIS-Medley 8100 | [6 empty] | Verified as Rental |  |  | MHHS-TMC
NO | YES |  |  |  | FFL355 |  | CAREFUSION | 8100M |  |  | Rental | MHHS-TMC |  |  |  | FFL355 |  | TMC |  | Rental | [7 empty] | PUMPINFUSION-ALARIS-Medley 8100 |  | MEDLEY PUMP MODULE LVP *MEMORIAL HERMANN |  |  | PUMPINFUSION-ALARIS-Medley 8100 | [6 empty] | Verified as Rental |  |  | MHHS-TMC
NO | YES |  |  |  | FFL359 |  | CAREFUSION | 8100M |  |  | Rental | MHHS-TMC |  |  |  | FFL359 |  | TMC |  | Rental | [7 empty] | PUMPINFUSION-ALARIS-Medley 8100 |  | MEDLEY PUMP MODULE LVP *MEMORIAL HERMANN |  |  | PUMPINFUSION-ALARIS-Medley 8100 | [6 empty] | Verified as Rental |  |  | MHHS-TMC
NO | YES |  |  |  | FFL360 |  | CAREFUSION | 8100M |  |  | Rental | MHHS-TMC |  |  |  | FFL360 |  | TMC |  | Rental | [7 empty] | PUMPINFUSION-ALARIS-Medley 8100 |  | MEDLEY PUMP MODULE LVP *MEMORIAL HERMANN |  |  | PUMPINFUSION-ALARIS-Medley 8100 | [6 empty] | Verified as Rental |  |  | MHHS-TMC
NO | YES |  |  |  | FFL361 |  | CAREFUSION | 8100M |  |  | Rental | MHHS-TMC |  |  |  | FFL361 |  | TMC |  | Rental | [7 empty] | PUMPINFUSION-ALARIS-Medley 8100 |  | MEDLEY PUMP MODULE LVP *MEMORIAL HERMANN |  |  | PUMPINFUSION-ALARIS-Medley 8100 | [6 empty] | Verified as Rental |  |  | MHHS-TMC
NO | YES |  |  |  | FFL362 |  | CAREFUSION | 8100M |  |  | Rental | MHHS-TMC |  |  |  | FFL362 |  | TMC |  | Rental | [7 empty] | PUMPINFUSION-ALARIS-Medley 8100 |  | MEDLEY PUMP MODULE LVP *MEMORIAL HERMANN |  |  | PUMPINFUSION-ALARIS-Medley 8100 | [6 empty] | Verified as Rental |  |  | MHHS-TMC
NO | YES |  |  |  | FFL363 |  | CAREFUSION | 8100M |  |  | Rental | MHHS-TMC |  |  |  | FFL363 |  | TMC |  | Rental | [7 empty] | PUMPINFUSION-ALARIS-Medley 8100 |  | MEDLEY PUMP MODULE LVP *MEMORIAL HERMANN |  |  | PUMPINFUSION-ALARIS-Medley 8100 | [6 empty] | Verified as Rental |  |  | MHHS-TMC
NO | YES |  |  |  | FFL365 |  | CAREFUSION | 8100M |  |  | Rental | MHHS-TMC |  |  |  | FFL365 |  | TMC |  | Rental | [7 empty] | PUMPINFUSION-ALARIS-Medley 8100 |  | MEDLEY PUMP MODULE LVP *MEMORIAL HERMANN |  |  | PUMPINFUSION-ALARIS-Medley 8100 | [6 empty] | Verified as Rental |  |  | MHHS-TMC
NO | YES |  |  |  | FFL370 |  | CAREFUSION | 8100M |  |  | Rental | MHHS-TMC |  |  |  | FFL370 |  | TMC |  | Rental | [7 empty] | PUMPINFUSION-ALARIS-Medley 8100 |  | MEDLEY PUMP MODULE LVP *MEMORIAL HERMANN |  |  | PUMPINFUSION-ALARIS-Medley 8100 | [6 empty] | Verified as Rental |  |  | MHHS-TMC
NO | YES |  |  |  | FFL372 |  | CAREFUSION | 8100M |  |  | Rental | MHHS-TMC |  |  |  | FFL372 |  | TMC |  | Rental | [7 empty] | PUMPINFUSION-ALARIS-Medley 8100 |  | MEDLEY PUMP MODULE LVP *MEMORIAL HERMANN |  |  | PUMPINFUSION-ALARIS-Medley 8100 | [6 empty] | Verified as Rental |  |  | MHHS-TMC
NO | YES |  |  |  | FFL374 |  | CAREFUSION | 8100M |  |  | Rental | MHHS-TMC |  |  |  | FFL374 |  | TMC |  | Rental | [7 empty] | PUMPINFUSION-ALARIS-Medley 8100 |  | MEDLEY PUMP MODULE LVP *MEMORIAL HERMANN |  |  | PUMPINFUSION-ALARIS-Medley 8100 | [6 empty] | Verified as Rental |  |  | MHHS-TMC
NO | YES |  |  |  | FFL375 |  | CAREFUSION | 8100M |  |  | Rental | MHHS-TMC |  |  |  | FFL375 |  | TMC |  | Rental | [7 empty] | PUMPINFUSION-ALARIS-Medley 8100 |  | MEDLEY PUMP MODULE LVP *MEMORIAL HERMANN |  |  | PUMPINFUSION-ALARIS-Medley 8100 | [6 empty] | Verified as Rental |  |  | MHHS-TMC
NO | YES |  |  |  | FFL376 |  | CAREFUSION | 8100M |  |  | Rental | MHHS-TMC |  |  |  | FFL376 |  | TMC |  | Rental | [7 empty] | PUMPINFUSION-ALARIS-Medley 8100 |  | MEDLEY PUMP MODULE LVP *MEMORIAL HERMANN |  |  | PUMPINFUSION-ALARIS-Medley 8100 | [6 empty] | Verified as Rental |  |  | MHHS-TMC
NO | YES |  |  |  | FFL377 |  | CAREFUSION | 8100M |  |  | Rental | MHHS-TMC |  |  |  | FFL377 |  | TMC |  | Rental | [7 empty] | PUMPINFUSION-ALARIS-Medley 8100 |  | MEDLEY PUMP MODULE LVP *MEMORIAL HERMANN |  |  | PUMPINFUSION-ALARIS-Medley 8100 | [6 empty] | Verified as Rental |  |  | MHHS-TMC
NO | YES |  |  |  | FFL383 |  | CAREFUSION | 8100M |  |  | Rental | MHHS-TMC |  |  |  | FFL383 |  | TMC |  | Rental | [7 empty] | PUMPINFUSION-ALARIS-Medley 8100 |  | MEDLEY PUMP MODULE LVP *MEMORIAL HERMANN |  |  | PUMPINFUSION-ALARIS-Medley 8100 | [6 empty] | Verified as Rental |  |  | MHHS-TMC
NO | YES |  |  |  | FFL386 |  | CAREFUSION | 8100M |  |  | Rental | MHHS-TMC |  |  |  | FFL386 |  | TMC |  | Rental | [7 empty] | PUMPINFUSION-ALARIS-Medley 8100 |  | MEDLEY PUMP MODULE LVP *MEMORIAL HERMANN |  |  | PUMPINFUSION-ALARIS-Medley 8100 | [6 empty] | Verified as Rental |  |  | MHHS-TMC
NO | YES |  |  |  | FFL388 |  | CAREFUSION | 8100M |  |  | Rental | MHHS-TMC |  |  |  | FFL388 |  | TMC |  | Rental | [7 empty] | PUMPINFUSION-ALARIS-Medley 8100 |  | MEDLEY PUMP MODULE LVP *MEMORIAL HERMANN |  |  | PUMPINFUSION-ALARIS-Medley 8100 | [6 empty] | Verified as Rental |  |  | MHHS-TMC
NO | YES |  |  |  | FFL391 |  | CAREFUSION | 8100M |  |  | Rental | MHHS-TMC |  |  |  | FFL391 |  | TMC |  | Rental | [7 empty] | PUMPINFUSION-ALARIS-Medley 8100 |  | MEDLEY PUMP MODULE LVP *MEMORIAL HERMANN |  |  | PUMPINFUSION-ALARIS-Medley 8100 | [6 empty] | Verified as Rental |  |  | MHHS-TMC
NO | YES |  |  |  | FFL394 |  | CAREFUSION | 8100M |  |  | Rental | MHHS-TMC |  |  |  | FFL394 |  | TMC |  | Rental | [7 empty] | PUMPINFUSION-ALARIS-Medley 8100 |  | MEDLEY PUMP MODULE LVP *MEMORIAL HERMANN |  |  | PUMPINFUSION-ALARIS-Medley 8100 | [6 empty] | Verified as Rental |  |  | MHHS-TMC
NO | YES |  |  |  | FFL397 |  | CAREFUSION | 8100M |  |  | Rental | MHHS-TMC |  |  |  | FFL397 |  | TMC |  | Rental | [7 empty] | PUMPINFUSION-ALARIS-Medley 8100 |  | MEDLEY PUMP MODULE LVP *MEMORIAL HERMANN |  |  | PUMPINFUSION-ALARIS-Medley 8100 | [6 empty] | Verified as Rental |  |  | MHHS-TMC
NO | YES |  |  |  | FFL398 |  | CAREFUSION | 8100M |  |  | Rental | MHHS-TMC |  |  |  | FFL398 |  | TMC |  | Rental | [7 empty] | PUMPINFUSION-ALARIS-Medley 8100 |  | MEDLEY PUMP MODULE LVP *MEMORIAL HERMANN |  |  | PUMPINFUSION-ALARIS-Medley 8100 | [6 empty] | Verified as Rental |  |  | MHHS-TMC
NO | YES |  |  |  | FFL408 |  | CAREFUSION | 8100M |  |  | Rental | MHHS-TMC |  |  |  | FFL408 |  | TMC |  | Rental | [7 empty] | PUMPINFUSION-ALARIS-Medley 8100 |  | MEDLEY PUMP MODULE LVP *MEMORIAL HERMANN |  |  | PUMPINFUSION-ALARIS-Medley 8100 | [6 empty] | Verified as Rental |  |  | MHHS-TMC
NO | YES |  |  |  | FFL412 |  | CAREFUSION | 8100M |  |  | Rental | MHHS-TMC |  |  |  | FFL412 |  | TMC |  | Rental | [7 empty] | PUMPINFUSION-ALARIS-Medley 8100 |  | MEDLEY PUMP MODULE LVP *MEMORIAL HERMANN |  |  | PUMPINFUSION-ALARIS-Medley 8100 | [6 empty] | Verified as Rental |  |  | MHHS-TMC
NO | YES |  |  |  | FFL420 |  | CAREFUSION | 8100M |  |  | Rental | MHHS-TMC |  |  |  | FFL420 |  | TMC |  | Rental | [7 empty] | PUMPINFUSION-ALARIS-Medley 8100 |  | MEDLEY PUMP MODULE LVP *MEMORIAL HERMANN |  |  | PUMPINFUSION-ALARIS-Medley 8100 | [6 empty] | Verified as Rental |  |  | MHHS-TMC
NO | YES |  |  |  | FFL426 |  | CAREFUSION | 8100M |  |  | Rental | MHHS-TMC |  |  |  | FFL426 |  | TMC |  | Rental | [7 empty] | PUMPINFUSION-ALARIS-Medley 8100 |  | MEDLEY PUMP MODULE LVP *MEMORIAL HERMANN |  |  | PUMPINFUSION-ALARIS-Medley 8100 | [6 empty] | Verified as Rental |  |  | MHHS-TMC
NO | YES |  |  |  | FFL432 |  | CAREFUSION | 8100M |  |  | Rental | MHHS-TMC |  |  |  | FFL432 |  | TMC |  | Rental | [7 empty] | PUMPINFUSION-ALARIS-Medley 8100 |  | MEDLEY PUMP MODULE LVP *MEMORIAL HERMANN |  |  | PUMPINFUSION-ALARIS-Medley 8100 | [6 empty] | Verified as Rental |  |  | MHHS-TMC
NO | YES |  |  |  | FFL435 |  | CAREFUSION | 8100M |  |  | Rental | MHHS-TMC |  |  |  | FFL435 |  | TMC |  | Rental | [7 empty] | PUMPINFUSION-ALARIS-Medley 8100 |  | MEDLEY PUMP MODULE LVP *MEMORIAL HERMANN |  |  | PUMPINFUSION-ALARIS-Medley 8100 | [6 empty] | Verified as Rental |  |  | MHHS-TMC
NO | YES |  |  |  | FFL436 |  | CAREFUSION | 8100M |  |  | Rental | MHHS-TMC |  |  |  | FFL436 |  | TMC |  | Rental | [7 empty] | PUMPINFUSION-ALARIS-Medley 8100 |  | MEDLEY PUMP MODULE LVP *MEMORIAL HERMANN |  |  | PUMPINFUSION-ALARIS-Medley 8100 | [6 empty] | Verified as Rental |  |  | MHHS-TMC
NO | YES |  |  |  | FFL446 |  | CAREFUSION | 8100M |  |  | Rental | MHHS-TMC |  |  |  | FFL446 |  | TMC |  | Rental | [7 empty] | PUMPINFUSION-ALARIS-Medley 8100 |  | MEDLEY PUMP MODULE LVP *MEMORIAL HERMANN |  |  | PUMPINFUSION-ALARIS-Medley 8100 | [6 empty] | Verified as Rental |  |  | MHHS-TMC
NO | YES |  |  |  | FFL447 |  | CAREFUSION | 8100M |  |  | Rental | MHHS-TMC |  |  |  | FFL447 |  | TMC |  | Rental | [7 empty] | PUMPINFUSION-ALARIS-Medley 8100 |  | MEDLEY PUMP MODULE LVP *MEMORIAL HERMANN |  |  | PUMPINFUSION-ALARIS-Medley 8100 | [6 empty] | Verified as Rental |  |  | MHHS-TMC
NO | YES |  |  |  | FFL452 |  | CAREFUSION | 8100M |  |  | Rental | MHHS-TMC |  |  |  | FFL452 |  | TMC |  | Rental | [7 empty] | PUMPINFUSION-ALARIS-Medley 8100 |  | MEDLEY PUMP MODULE LVP *MEMORIAL HERMANN |  |  | PUMPINFUSION-ALARIS-Medley 8100 | [6 empty] | Verified as Rental |  |  | MHHS-TMC
NO | YES |  |  |  | FFL453 |  | CAREFUSION | 8100M |  |  | Rental | MHHS-TMC |  |  |  | FFL453 |  | TMC |  | Rental | [7 empty] | PUMPINFUSION-ALARIS-Medley 8100 |  | MEDLEY PUMP MODULE LVP *MEMORIAL HERMANN |  |  | PUMPINFUSION-ALARIS-Medley 8100 | [6 empty] | Verified as Rental |  |  | MHHS-TMC
NO | YES |  |  |  | FFL454 |  | CAREFUSION | 8100M |  |  | Rental | MHHS-TMC |  |  |  | FFL454 |  | TMC |  | Rental | [7 empty] | PUMPINFUSION-ALARIS-Medley 8100 |  | MEDLEY PUMP MODULE LVP *MEMORIAL HERMANN |  |  | PUMPINFUSION-ALARIS-Medley 8100 | [6 empty] | Verified as Rental |  |  | MHHS-TMC
NO | YES |  |  |  | FFL456 |  | CAREFUSION | 8100M |  |  | Rental | MHHS-TMC |  |  |  | FFL456 |  | TMC |  | Rental | [7 empty] | PUMPINFUSION-ALARIS-Medley 8100 |  | MEDLEY PUMP MODULE LVP *MEMORIAL HERMANN |  |  | PUMPINFUSION-ALARIS-Medley 8100 | [6 empty] | Verified as Rental |  |  | MHHS-TMC
NO | YES |  |  |  | FFL461 |  | CAREFUSION | 8100M |  |  | Rental | MHHS-TMC |  |  |  | FFL461 |  | TMC |  | Rental | [7 empty] | PUMPINFUSION-ALARIS-Medley 8100 |  | MEDLEY PUMP MODULE LVP *MEMORIAL HERMANN |  |  | PUMPINFUSION-ALARIS-Medley 8100 | [6 empty] | Verified as Rental |  |  | MHHS-TMC
NO | YES |  |  |  | FFL463 |  | CAREFUSION | 8100M |  |  | Rental | MHHS-TMC |  |  |  | FFL463 |  | TMC |  | Rental | [7 empty] | PUMPINFUSION-ALARIS-Medley 8100 |  | MEDLEY PUMP MODULE LVP *MEMORIAL HERMANN |  |  | PUMPINFUSION-ALARIS-Medley 8100 | [6 empty] | Verified as Rental |  |  | MHHS-TMC
NO | YES |  |  |  | FFL464 |  | CAREFUSION | 8100M |  |  | Rental | MHHS-TMC |  |  |  | FFL464 |  | TMC |  | Rental | [7 empty] | PUMPINFUSION-ALARIS-Medley 8100 |  | MEDLEY PUMP MODULE LVP *MEMORIAL HERMANN |  |  | PUMPINFUSION-ALARIS-Medley 8100 | [6 empty] | Verified as Rental |  |  | MHHS-TMC
NO | YES |  |  |  | FFL467 |  | CAREFUSION | 8100M |  |  | Rental | MHHS-TMC |  |  |  | FFL467 |  | TMC |  | Rental | [7 empty] | PUMPINFUSION-ALARIS-Medley 8100 |  | MEDLEY PUMP MODULE LVP *MEMORIAL HERMANN |  |  | PUMPINFUSION-ALARIS-Medley 8100 | [6 empty] | Verified as Rental |  |  | MHHS-TMC
NO | YES |  |  |  | FFL476 |  | CAREFUSION | 8100M |  |  | Rental | MHHS-TMC |  |  |  | FFL476 |  | TMC |  | Rental | [7 empty] | PUMPINFUSION-ALARIS-Medley 8100 |  | MEDLEY PUMP MODULE LVP *MEMORIAL HERMANN |  |  | PUMPINFUSION-ALARIS-Medley 8100 | [6 empty] | Verified as Rental |  |  | MHHS-TMC
NO | YES |  |  |  | FFL478 |  | CAREFUSION | 8100M |  |  | Rental | MHHS-TMC |  |  |  | FFL478 |  | TMC |  | Rental | [7 empty] | PUMPINFUSION-ALARIS-Medley 8100 |  | MEDLEY PUMP MODULE LVP *MEMORIAL HERMANN |  |  | PUMPINFUSION-ALARIS-Medley 8100 | [6 empty] | Verified as Rental |  |  | MHHS-TMC
NO | YES |  |  |  | FFL488 |  | CAREFUSION | 8100M |  |  | Rental | MHHS-TMC |  |  |  | FFL488 |  | TMC |  | Rental | [7 empty] | PUMPINFUSION-ALARIS-Medley 8100 |  | MEDLEY PUMP MODULE LVP *MEMORIAL HERMANN |  |  | PUMPINFUSION-ALARIS-Medley 8100 | [6 empty] | Verified as Rental |  |  | MHHS-TMC
NO | YES |  |  |  | FFL491 |  | CAREFUSION | 8100M |  |  | Rental | MHHS-TMC |  |  |  | FFL491 |  | TMC |  | Rental | [7 empty] | PUMPINFUSION-ALARIS-Medley 8100 |  | MEDLEY PUMP MODULE LVP *MEMORIAL HERMANN |  |  | PUMPINFUSION-ALARIS-Medley 8100 | [6 empty] | Verified as Rental |  |  | MHHS-TMC
NO | YES |  |  |  | FFL493 |  | CAREFUSION | 8100M |  |  | Rental | MHHS-TMC |  |  |  | FFL493 |  | TMC |  | Rental | [7 empty] | PUMPINFUSION-ALARIS-Medley 8100 |  | MEDLEY PUMP MODULE LVP *MEMORIAL HERMANN |  |  | PUMPINFUSION-ALARIS-Medley 8100 | [6 empty] | Verified as Rental |  |  | MHHS-TMC
NO | YES |  |  |  | FFL495 |  | CAREFUSION | 8100M |  |  | Rental | MHHS-TMC |  |  |  | FFL495 |  | TMC |  | Rental | [7 empty] | PUMPINFUSION-ALARIS-Medley 8100 |  | MEDLEY PUMP MODULE LVP *MEMORIAL HERMANN |  |  | PUMPINFUSION-ALARIS-Medley 8100 | [6 empty] | Verified as Rental |  |  | MHHS-TMC
NO | YES |  |  |  | FFL497 |  | CAREFUSION | 8100M |  |  | Rental | MHHS-TMC |  |  |  | FFL497 |  | TMC |  | Rental | [7 empty] | PUMPINFUSION-ALARIS-Medley 8100 |  | MEDLEY PUMP MODULE LVP *MEMORIAL HERMANN |  |  | PUMPINFUSION-ALARIS-Medley 8100 | [6 empty] | Verified as Rental |  |  | MHHS-TMC
NO | YES |  |  |  | FFL502 |  | CAREFUSION | 8100M |  |  | Rental | MHHS-TMC |  |  |  | FFL502 |  | TMC |  | Rental | [7 empty] | PUMPINFUSION-ALARIS-Medley 8100 |  | MEDLEY PUMP MODULE LVP *MEMORIAL HERMANN |  |  | PUMPINFUSION-ALARIS-Medley 8100 | [6 empty] | Verified as Rental |  |  | MHHS-TMC
NO | YES |  |  |  | FFL503 |  | CAREFUSION | 8100M |  |  | Rental | MHHS-TMC |  |  |  | FFL503 |  | TMC |  | Rental | [7 empty] | PUMPINFUSION-ALARIS-Medley 8100 |  | MEDLEY PUMP MODULE LVP *MEMORIAL HERMANN |  |  | PUMPINFUSION-ALARIS-Medley 8100 | [6 empty] | Verified as Rental |  |  | MHHS-TMC
NO | YES |  |  |  | FFL505 |  | CAREFUSION | 8100M |  |  | Rental | MHHS-TMC |  |  |  | FFL505 |  | TMC |  | Rental | [7 empty] | PUMPINFUSION-ALARIS-Medley 8100 |  | MEDLEY PUMP MODULE LVP *MEMORIAL HERMANN |  |  | PUMPINFUSION-ALARIS-Medley 8100 | [6 empty] | Verified as Rental |  |  | MHHS-TMC
NO | YES |  |  |  | FFL510 |  | CAREFUSION | 8100M |  |  | Rental | MHHS-TMC |  |  |  | FFL510 |  | TMC |  | Rental | [7 empty] | PUMPINFUSION-ALARIS-Medley 8100 |  | MEDLEY PUMP MODULE LVP *MEMORIAL HERMANN |  |  | PUMPINFUSION-ALARIS-Medley 8100 | [6 empty] | Verified as Rental |  |  | MHHS-TMC
NO | YES |  |  |  | FFL513 |  | CAREFUSION | 8100M |  |  | Rental | MHHS-TMC |  |  |  | FFL513 |  | TMC |  | Rental | [7 empty] | PUMPINFUSION-ALARIS-Medley 8100 |  | MEDLEY PUMP MODULE LVP *MEMORIAL HERMANN |  |  | PUMPINFUSION-ALARIS-Medley 8100 | [6 empty] | Verified as Rental |  |  | MHHS-TMC
NO | YES |  |  |  | FFL515 |  | CAREFUSION | 8100M |  |  | Rental | MHHS-TMC |  |  |  | FFL515 |  | TMC |  | Rental | [7 empty] | PUMPINFUSION-ALARIS-Medley 8100 |  | MEDLEY PUMP MODULE LVP *MEMORIAL HERMANN |  |  | PUMPINFUSION-ALARIS-Medley 8100 | [6 empty] | Verified as Rental |  |  | MHHS-TMC
NO | YES |  |  |  | FFL517 |  | CAREFUSION | 8100M |  |  | Rental | MHHS-TMC |  |  |  | FFL517 |  | TMC |  | Rental | [7 empty] | PUMPINFUSION-ALARIS-Medley 8100 |  | MEDLEY PUMP MODULE LVP *MEMORIAL HERMANN |  |  | PUMPINFUSION-ALARIS-Medley 8100 | [6 empty] | Verified as Rental |  |  | MHHS-TMC
NO | YES |  |  |  | FFL527 |  | CAREFUSION | 8100M |  |  | Rental | MHHS-TMC |  |  |  | FFL527 |  | TMC |  | Rental | [7 empty] | PUMPINFUSION-ALARIS-Medley 8100 |  | MEDLEY PUMP MODULE LVP *MEMORIAL HERMANN |  |  | PUMPINFUSION-ALARIS-Medley 8100 | [6 empty] | Verified as Rental |  |  | MHHS-TMC
NO | YES |  |  |  | FFL537 |  | CAREFUSION | 8100M |  |  | Rental | MHHS-TMC |  |  |  | FFL537 |  | TMC |  | Rental | [7 empty] | PUMPINFUSION-ALARIS-Medley 8100 |  | MEDLEY PUMP MODULE LVP *MEMORIAL HERMANN |  |  | PUMPINFUSION-ALARIS-Medley 8100 | [6 empty] | Verified as Rental |  |  | MHHS-TMC
NO | YES |  |  |  | FFL541 |  | CAREFUSION | 8100M |  |  | Rental | MHHS-TMC |  |  |  | FFL541 |  | TMC |  | Rental | [7 empty] | PUMPINFUSION-ALARIS-Medley 8100 |  | MEDLEY PUMP MODULE LVP *MEMORIAL HERMANN |  |  | PUMPINFUSION-ALARIS-Medley 8100 | [6 empty] | Verified as Rental |  |  | MHHS-TMC
NO | YES |  |  |  | FFL544 |  | CAREFUSION | 8100M |  |  | Rental | MHHS-TMC |  |  |  | FFL544 |  | TMC |  | Rental | [7 empty] | PUMPINFUSION-ALARIS-Medley 8100 |  | MEDLEY PUMP MODULE LVP *MEMORIAL HERMANN |  |  | PUMPINFUSION-ALARIS-Medley 8100 | [6 empty] | Verified as Rental |  |  | MHHS-TMC
NO | YES |  |  |  | FFL547 |  | CAREFUSION | 8100M |  |  | Rental | MHHS-TMC |  |  |  | FFL547 |  | TMC |  | Rental | [7 empty] | PUMPINFUSION-ALARIS-Medley 8100 |  | MEDLEY PUMP MODULE LVP *MEMORIAL HERMANN |  |  | PUMPINFUSION-ALARIS-Medley 8100 | [6 empty] | Verified as Rental |  |  | MHHS-TMC
NO | YES |  |  |  | FFL548 |  | CAREFUSION | 8100M |  |  | Rental | MHHS-TMC |  |  |  | FFL548 |  | TMC |  | Rental | [7 empty] | PUMPINFUSION-ALARIS-Medley 8100 |  | MEDLEY PUMP MODULE LVP *MEMORIAL HERMANN |  |  | PUMPINFUSION-ALARIS-Medley 8100 | [6 empty] | Verified as Rental |  |  | MHHS-TMC
NO | YES |  |  |  | FFL549 |  | CAREFUSION | 8100M |  |  | Rental | MHHS-TMC |  |  |  | FFL549 |  | TMC |  | Rental | [7 empty] | PUMPINFUSION-ALARIS-Medley 8100 |  | MEDLEY PUMP MODULE LVP *MEMORIAL HERMANN |  |  | PUMPINFUSION-ALARIS-Medley 8100 | [6 empty] | Verified as Rental |  |  | MHHS-TMC
NO | YES |  |  |  | FFL550 |  | CAREFUSION | 8100M |  |  | Rental | MHHS-TMC |  |  |  | FFL550 |  | TMC |  | Rental | [7 empty] | PUMPINFUSION-ALARIS-Medley 8100 |  | MEDLEY PUMP MODULE LVP *MEMORIAL HERMANN |  |  | PUMPINFUSION-ALARIS-Medley 8100 | [6 empty] | Verified as Rental |  |  | MHHS-TMC
NO | YES |  |  |  | FFL558 |  | CAREFUSION | 8100M |  |  | Rental | MHHS-TMC |  |  |  | FFL558 |  | TMC |  | Rental | [7 empty] | PUMPINFUSION-ALARIS-Medley 8100 |  | MEDLEY PUMP MODULE LVP *MEMORIAL HERMANN |  |  | PUMPINFUSION-ALARIS-Medley 8100 | [6 empty] | Verified as Rental |  |  | MHHS-TMC
NO | YES |  |  |  | FFL560 |  | CAREFUSION | 8100M |  |  | Rental | MHHS-TMC |  |  |  | FFL560 |  | TMC |  | Rental | [7 empty] | PUMPINFUSION-ALARIS-Medley 8100 |  | MEDLEY PUMP MODULE LVP *MEMORIAL HERMANN |  |  | PUMPINFUSION-ALARIS-Medley 8100 | [6 empty] | Verified as Rental |  |  | MHHS-TMC
NO | YES |  |  |  | FFL569 |  | CAREFUSION | 8100M |  |  | Rental | MHHS-TMC |  |  |  | FFL569 |  | TMC |  | Rental | [7 empty] | PUMPINFUSION-ALARIS-Medley 8100 |  | MEDLEY PUMP MODULE LVP *MEMORIAL HERMANN |  |  | PUMPINFUSION-ALARIS-Medley 8100 | [6 empty] | Verified as Rental |  |  | MHHS-TMC
NO | YES |  |  |  | FFL572 |  | CAREFUSION | 8100M |  |  | Rental | MHHS-TMC |  |  |  | FFL572 |  | TMC |  | Rental | [7 empty] | PUMPINFUSION-ALARIS-Medley 8100 |  | MEDLEY PUMP MODULE LVP *MEMORIAL HERMANN |  |  | PUMPINFUSION-ALARIS-Medley 8100 | [6 empty] | Verified as Rental |  |  | MHHS-TMC
NO | YES |  |  |  | FFL579 |  | CAREFUSION | 8100M |  |  | Rental | MHHS-TMC |  |  |  | FFL579 |  | TMC |  | Rental | [7 empty] | PUMPINFUSION-ALARIS-Medley 8100 |  | MEDLEY PUMP MODULE LVP *MEMORIAL HERMANN |  |  | PUMPINFUSION-ALARIS-Medley 8100 | [6 empty] | Verified as Rental |  |  | MHHS-TMC
NO | YES |  |  |  | FFL581 |  | CAREFUSION | 8100M |  |  | Rental | MHHS-TMC |  |  |  | FFL581 |  | TMC |  | Rental | [7 empty] | PUMPINFUSION-ALARIS-Medley 8100 |  | MEDLEY PUMP MODULE LVP *MEMORIAL HERMANN |  |  | PUMPINFUSION-ALARIS-Medley 8100 | [6 empty] | Verified as Rental |  |  | MHHS-TMC
NO | YES |  |  |  | FFL583 |  | CAREFUSION | 8100M |  |  | Rental | MHHS-TMC |  |  |  | FFL583 |  | TMC |  | Rental | [7 empty] | PUMPINFUSION-ALARIS-Medley 8100 |  | MEDLEY PUMP MODULE LVP *MEMORIAL HERMANN |  |  | PUMPINFUSION-ALARIS-Medley 8100 | [6 empty] | Verified as Rental |  |  | MHHS-TMC
NO | YES |  |  |  | FFL584 |  | CAREFUSION | 8100M |  |  | Rental | MHHS-TMC |  |  |  | FFL584 |  | TMC |  | Rental | [7 empty] | PUMPINFUSION-ALARIS-Medley 8100 |  | MEDLEY PUMP MODULE LVP *MEMORIAL HERMANN |  |  | PUMPINFUSION-ALARIS-Medley 8100 | [6 empty] | Verified as Rental |  |  | MHHS-TMC
NO | YES |  |  |  | FFL593 |  | CAREFUSION | 8100M |  |  | Rental | MHHS-TMC |  |  |  | FFL593 |  | TMC |  | Rental | [7 empty] | PUMPINFUSION-ALARIS-Medley 8100 |  | MEDLEY PUMP MODULE LVP *MEMORIAL HERMANN |  |  | PUMPINFUSION-ALARIS-Medley 8100 | [6 empty] | Verified as Rental |  |  | MHHS-TMC
NO | YES |  |  |  | FFL600 |  | CAREFUSION | 8100M |  |  | Rental | MHHS-TMC |  |  |  | FFL600 |  | TMC |  | Rental | [7 empty] | PUMPINFUSION-ALARIS-Medley 8100 |  | MEDLEY PUMP MODULE LVP *MEMORIAL HERMANN |  |  | PUMPINFUSION-ALARIS-Medley 8100 | [6 empty] | Verified as Rental |  |  | MHHS-TMC
NO | YES |  |  |  | FFL601 |  | CAREFUSION | 8100M |  |  | Rental | MHHS-TMC |  |  |  | FFL601 |  | TMC |  | Rental | [7 empty] | PUMPINFUSION-ALARIS-Medley 8100 |  | MEDLEY PUMP MODULE LVP *MEMORIAL HERMANN |  |  | PUMPINFUSION-ALARIS-Medley 8100 | [6 empty] | Verified as Rental |  |  | MHHS-TMC
NO | YES |  |  |  | FFL607 |  | CAREFUSION | 8100M |  |  | Rental | MHHS-TMC |  |  |  | FFL607 |  | TMC |  | Rental | [7 empty] | PUMPINFUSION-ALARIS-Medley 8100 |  | MEDLEY PUMP MODULE LVP *MEMORIAL HERMANN |  |  | PUMPINFUSION-ALARIS-Medley 8100 | [6 empty] | Verified as Rental |  |  | MHHS-TMC
NO | YES |  |  |  | FFL608 |  | CAREFUSION | 8100M |  |  | Rental | MHHS-TMC |  |  |  | FFL608 |  | TMC |  | Rental | [7 empty] | PUMPINFUSION-ALARIS-Medley 8100 |  | MEDLEY PUMP MODULE LVP *MEMORIAL HERMANN |  |  | PUMPINFUSION-ALARIS-Medley 8100 | [6 empty] | Verified as Rental |  |  | MHHS-TMC
NO | YES |  |  |  | FFL610 |  | CAREFUSION | 8100M |  |  | Rental | MHHS-TMC |  |  |  | FFL610 |  | TMC |  | Rental | [7 empty] | PUMPINFUSION-ALARIS-Medley 8100 |  | MEDLEY PUMP MODULE LVP *MEMORIAL HERMANN |  |  | PUMPINFUSION-ALARIS-Medley 8100 | [6 empty] | Verified as Rental |  |  | MHHS-TMC
NO | YES |  |  |  | FFL619 |  | CAREFUSION | 8100M |  |  | Rental | MHHS-TMC |  |  |  | FFL619 |  | TMC |  | Rental | [7 empty] | PUMPINFUSION-ALARIS-Medley 8100 |  | MEDLEY PUMP MODULE LVP *MEMORIAL HERMANN |  |  | PUMPINFUSION-ALARIS-Medley 8100 | [6 empty] | Verified as Rental |  |  | MHHS-TMC
NO | YES |  |  |  | FFL623 |  | CAREFUSION | 8100M |  |  | Rental | MHHS-TMC |  |  |  | FFL623 |  | TMC |  | Rental | [7 empty] | PUMPINFUSION-ALARIS-Medley 8100 |  | MEDLEY PUMP MODULE LVP *MEMORIAL HERMANN |  |  | PUMPINFUSION-ALARIS-Medley 8100 | [6 empty] | Verified as Rental |  |  | MHHS-TMC
NO | YES |  |  |  | FFL627 |  | CAREFUSION | 8100M |  |  | Rental | MHHS-TMC |  |  |  | FFL627 |  | TMC |  | Rental | [7 empty] | PUMPINFUSION-ALARIS-Medley 8100 |  | MEDLEY PUMP MODULE LVP *MEMORIAL HERMANN |  |  | PUMPINFUSION-ALARIS-Medley 8100 | [6 empty] | Verified as Rental |  |  | MHHS-TMC
NO | YES |  |  |  | FFL628 |  | CAREFUSION | 8100M |  |  | Rental | MHHS-TMC |  |  |  | FFL628 |  | TMC |  | Rental | [7 empty] | PUMPINFUSION-ALARIS-Medley 8100 |  | MEDLEY PUMP MODULE LVP *MEMORIAL HERMANN |  |  | PUMPINFUSION-ALARIS-Medley 8100 | [6 empty] | Verified as Rental |  |  | MHHS-TMC
NO | YES |  |  |  | FFL630 |  | CAREFUSION | 8100M |  |  | Rental | MHHS-TMC |  |  |  | FFL630 |  | TMC |  | Rental | [7 empty] | PUMPINFUSION-ALARIS-Medley 8100 |  | MEDLEY PUMP MODULE LVP *MEMORIAL HERMANN |  |  | PUMPINFUSION-ALARIS-Medley 8100 | [6 empty] | Verified as Rental |  |  | MHHS-TMC
NO | YES |  |  |  | FFL635 |  | CAREFUSION | 8100M |  |  | Rental | MHHS-TMC |  |  |  | FFL635 |  | TMC |  | Rental | [7 empty] | PUMPINFUSION-ALARIS-Medley 8100 |  | MEDLEY PUMP MODULE LVP *MEMORIAL HERMANN |  |  | PUMPINFUSION-ALARIS-Medley 8100 | [6 empty] | Verified as Rental |  |  | MHHS-TMC
NO | YES |  |  |  | FFL640 |  | CAREFUSION | 8100M |  |  | Rental | MHHS-TMC |  |  |  | FFL640 |  | TMC |  | Rental | [7 empty] | PUMPINFUSION-ALARIS-Medley 8100 |  | MEDLEY PUMP MODULE LVP *MEMORIAL HERMANN |  |  | PUMPINFUSION-ALARIS-Medley 8100 | [6 empty] | Verified as Rental |  |  | MHHS-TMC
NO | YES |  |  |  | FFL646 |  | CAREFUSION | 8100M |  |  | Rental | MHHS-TMC |  |  |  | FFL646 |  | TMC |  | Rental | [7 empty] | PUMPINFUSION-ALARIS-Medley 8100 |  | MEDLEY PUMP MODULE LVP *MEMORIAL HERMANN |  |  | PUMPINFUSION-ALARIS-Medley 8100 | [6 empty] | Verified as Rental |  |  | MHHS-TMC
NO | YES |  |  |  | FFL650 |  | CAREFUSION | 8100M |  |  | Rental | MHHS-TMC |  |  |  | FFL650 |  | TMC |  | Rental | [7 empty] | PUMPINFUSION-ALARIS-Medley 8100 |  | MEDLEY PUMP MODULE LVP *MEMORIAL HERMANN |  |  | PUMPINFUSION-ALARIS-Medley 8100 | [6 empty] | Verified as Rental |  |  | MHHS-TMC
NO | YES |  |  |  | FFL655 |  | CAREFUSION | 8100M |  |  | Rental | MHHS-TMC |  |  |  | FFL655 |  | TMC |  | Rental | [7 empty] | PUMPINFUSION-ALARIS-Medley 8100 |  | MEDLEY PUMP MODULE LVP *MEMORIAL HERMANN |  |  | PUMPINFUSION-ALARIS-Medley 8100 | [6 empty] | Verified as Rental |  |  | MHHS-TMC
NO | YES |  |  |  | FFL665 |  | CAREFUSION | 8100M |  |  | Rental | MHHS-TMC |  |  |  | FFL665 |  | TMC |  | Rental | [7 empty] | PUMPINFUSION-ALARIS-Medley 8100 |  | MEDLEY PUMP MODULE LVP *MEMORIAL HERMANN |  |  | PUMPINFUSION-ALARIS-Medley 8100 | [6 empty] | Verified as Rental |  |  | MHHS-TMC
NO | YES |  |  |  | FFL668 |  | CAREFUSION | 8100M |  |  | Rental | MHHS-TMC |  |  |  | FFL668 |  | TMC |  | Rental | [7 empty] | PUMPINFUSION-ALARIS-Medley 8100 |  | MEDLEY PUMP MODULE LVP *MEMORIAL HERMANN |  |  | PUMPINFUSION-ALARIS-Medley 8100 | [6 empty] | Verified as Rental |  |  | MHHS-TMC
NO | YES |  |  |  | FFL672 |  | CAREFUSION | 8100M |  |  | Rental | MHHS-TMC |  |  |  | FFL672 |  | TMC |  | Rental | [7 empty] | PUMPINFUSION-ALARIS-Medley 8100 |  | MEDLEY PUMP MODULE LVP *MEMORIAL HERMANN |  |  | PUMPINFUSION-ALARIS-Medley 8100 | [6 empty] | Verified as Rental |  |  | MHHS-TMC
NO | YES |  |  |  | FFL673 |  | CAREFUSION | 8100M |  |  | Rental | MHHS-TMC |  |  |  | FFL673 |  | TMC |  | Rental | [7 empty] | PUMPINFUSION-ALARIS-Medley 8100 |  | MEDLEY PUMP MODULE LVP *MEMORIAL HERMANN |  |  | PUMPINFUSION-ALARIS-Medley 8100 | [6 empty] | Verified as Rental |  |  | MHHS-TMC
NO | YES |  |  |  | FFL677 |  | CAREFUSION | 8100M |  |  | Rental | MHHS-TMC |  |  |  | FFL677 |  | TMC |  | Rental | [7 empty] | PUMPINFUSION-ALARIS-Medley 8100 |  | MEDLEY PUMP MODULE LVP *MEMORIAL HERMANN |  |  | PUMPINFUSION-ALARIS-Medley 8100 | [6 empty] | Verified as Rental |  |  | MHHS-TMC
NO | YES |  |  |  | FFL679 |  | CAREFUSION | 8100M |  |  | Rental | MHHS-TMC |  |  |  | FFL679 |  | TMC |  | Rental | [7 empty] | PUMPINFUSION-ALARIS-Medley 8100 |  | MEDLEY PUMP MODULE LVP *MEMORIAL HERMANN |  |  | PUMPINFUSION-ALARIS-Medley 8100 | [6 empty] | Verified as Rental |  |  | MHHS-TMC
NO | YES |  |  |  | FFL689 |  | CAREFUSION | 8100M |  |  | Rental | MHHS-TMC |  |  |  | FFL689 |  | TMC |  | Rental | [7 empty] | PUMPINFUSION-ALARIS-Medley 8100 |  | MEDLEY PUMP MODULE LVP *MEMORIAL HERMANN |  |  | PUMPINFUSION-ALARIS-Medley 8100 | [6 empty] | Verified as Rental |  |  | MHHS-TMC
NO | YES |  |  |  | FFL693 |  | CAREFUSION | 8100M |  |  | Rental | MHHS-TMC |  |  |  | FFL693 |  | TMC |  | Rental | [7 empty] | PUMPINFUSION-ALARIS-Medley 8100 |  | MEDLEY PUMP MODULE LVP *MEMORIAL HERMANN |  |  | PUMPINFUSION-ALARIS-Medley 8100 | [6 empty] | Verified as Rental |  |  | MHHS-TMC
NO | YES |  |  |  | FFL696 |  | CAREFUSION | 8100M |  |  | Rental | MHHS-TMC |  |  |  | FFL696 |  | TMC |  | Rental | [7 empty] | PUMPINFUSION-ALARIS-Medley 8100 |  | MEDLEY PUMP MODULE LVP *MEMORIAL HERMANN |  |  | PUMPINFUSION-ALARIS-Medley 8100 | [6 empty] | Verified as Rental |  |  | MHHS-TMC
NO | YES |  |  |  | FFL704 |  | CAREFUSION | 8100M |  |  | Rental | MHHS-TMC |  |  |  | FFL704 |  | TMC |  | Rental | [7 empty] | PUMPINFUSION-ALARIS-Medley 8100 |  | MEDLEY PUMP MODULE LVP *MEMORIAL HERMANN |  |  | PUMPINFUSION-ALARIS-Medley 8100 | [6 empty] | Verified as Rental |  |  | MHHS-TMC
NO | YES |  |  |  | FFL707 |  | CAREFUSION | 8100M |  |  | Rental | MHHS-TMC |  |  |  | FFL707 |  | TMC |  | Rental | [7 empty] | PUMPINFUSION-ALARIS-Medley 8100 |  | MEDLEY PUMP MODULE LVP *MEMORIAL HERMANN |  |  | PUMPINFUSION-ALARIS-Medley 8100 | [6 empty] | Verified as Rental |  |  | MHHS-TMC
NO | YES |  |  |  | FFL708 |  | CAREFUSION | 8100M |  |  | Rental | MHHS-TMC |  |  |  | FFL708 |  | TMC |  | Rental | [7 empty] | PUMPINFUSION-ALARIS-Medley 8100 |  | MEDLEY PUMP MODULE LVP *MEMORIAL HERMANN |  |  | PUMPINFUSION-ALARIS-Medley 8100 | [6 empty] | Verified as Rental |  |  | MHHS-TMC
NO | YES |  |  |  | FFL711 |  | CAREFUSION | 8100M |  |  | Rental | MHHS-TMC |  |  |  | FFL711 |  | TMC |  | Rental | [7 empty] | PUMPINFUSION-ALARIS-Medley 8100 |  | MEDLEY PUMP MODULE LVP *MEMORIAL HERMANN |  |  | PUMPINFUSION-ALARIS-Medley 8100 | [6 empty] | Verified as Rental |  |  | MHHS-TMC
NO | YES |  |  |  | FFL716 |  | CAREFUSION | 8100M |  |  | Rental | MHHS-TMC |  |  |  | FFL716 |  | TMC |  | Rental | [7 empty] | PUMPINFUSION-ALARIS-Medley 8100 |  | MEDLEY PUMP MODULE LVP *MEMORIAL HERMANN |  |  | PUMPINFUSION-ALARIS-Medley 8100 | [6 empty] | Verified as Rental |  |  | MHHS-TMC
NO | YES |  |  |  | FFL718 |  | CAREFUSION | 8100M |  |  | Rental | MHHS-TMC |  |  |  | FFL718 |  | TMC |  | Rental | [7 empty] | PUMPINFUSION-ALARIS-Medley 8100 |  | MEDLEY PUMP MODULE LVP *MEMORIAL HERMANN |  |  | PUMPINFUSION-ALARIS-Medley 8100 | [6 empty] | Verified as Rental |  |  | MHHS-TMC
NO | YES |  |  |  | FFL721 |  | CAREFUSION | 8100M |  |  | Rental | MHHS-TMC |  |  |  | FFL721 |  | TMC |  | Rental | [7 empty] | PUMPINFUSION-ALARIS-Medley 8100 |  | MEDLEY PUMP MODULE LVP *MEMORIAL HERMANN |  |  | PUMPINFUSION-ALARIS-Medley 8100 | [6 empty] | Verified as Rental |  |  | MHHS-TMC
NO | YES |  |  |  | FFL725 |  | CAREFUSION | 8100M |  |  | Rental | MHHS-TMC |  |  |  | FFL725 |  | TMC |  | Rental | [7 empty] | PUMPINFUSION-ALARIS-Medley 8100 |  | MEDLEY PUMP MODULE LVP *MEMORIAL HERMANN |  |  | PUMPINFUSION-ALARIS-Medley 8100 | [6 empty] | Verified as Rental |  |  | MHHS-TMC
NO | YES |  |  |  | FFL727 |  | CAREFUSION | 8100M |  |  | Rental | MHHS-TMC |  |  |  | FFL727 |  | TMC |  | Rental | [7 empty] | PUMPINFUSION-ALARIS-Medley 8100 |  | MEDLEY PUMP MODULE LVP *MEMORIAL HERMANN |  |  | PUMPINFUSION-ALARIS-Medley 8100 | [6 empty] | Verified as Rental |  |  | MHHS-TMC
NO | YES |  |  |  | FFL728 |  | CAREFUSION | 8100M |  |  | Rental | MHHS-TMC |  |  |  | FFL728 |  | TMC |  | Rental | [7 empty] | PUMPINFUSION-ALARIS-Medley 8100 |  | MEDLEY PUMP MODULE LVP *MEMORIAL HERMANN |  |  | PUMPINFUSION-ALARIS-Medley 8100 | [6 empty] | Verified as Rental |  |  | MHHS-TMC
NO | YES |  |  |  | FFL729 |  | CAREFUSION | 8100M |  |  | Rental | MHHS-TMC |  |  |  | FFL729 |  | TMC |  | Rental | [7 empty] | PUMPINFUSION-ALARIS-Medley 8100 |  | MEDLEY PUMP MODULE LVP *MEMORIAL HERMANN |  |  | PUMPINFUSION-ALARIS-Medley 8100 | [6 empty] | Verified as Rental |  |  | MHHS-TMC
NO | YES |  |  |  | FFL731 |  | CAREFUSION | 8100M |  |  | Rental | MHHS-TMC |  |  |  | FFL731 |  | TMC |  | Rental | [7 empty] | PUMPINFUSION-ALARIS-Medley 8100 |  | MEDLEY PUMP MODULE LVP *MEMORIAL HERMANN |  |  | PUMPINFUSION-ALARIS-Medley 8100 | [6 empty] | Verified as Rental |  |  | MHHS-TMC
NO | YES |  |  |  | FFL738 |  | CAREFUSION | 8100M |  |  | Rental | MHHS-TMC |  |  |  | FFL738 |  | TMC |  | Rental | [7 empty] | PUMPINFUSION-ALARIS-Medley 8100 |  | MEDLEY PUMP MODULE LVP *MEMORIAL HERMANN |  |  | PUMPINFUSION-ALARIS-Medley 8100 | [6 empty] | Verified as Rental |  |  | MHHS-TMC
NO | YES |  |  |  | FFL742 |  | CAREFUSION | 8100M |  |  | Rental | MHHS-TMC |  |  |  | FFL742 |  | TMC |  | Rental | [7 empty] | PUMPINFUSION-ALARIS-Medley 8100 |  | MEDLEY PUMP MODULE LVP *MEMORIAL HERMANN |  |  | PUMPINFUSION-ALARIS-Medley 8100 | [6 empty] | Verified as Rental |  |  | MHHS-TMC
NO | YES |  |  |  | FFL748 |  | CAREFUSION | 8100M |  |  | Rental | MHHS-TMC |  |  |  | FFL748 |  | TMC |  | Rental | [7 empty] | PUMPINFUSION-ALARIS-Medley 8100 |  | MEDLEY PUMP MODULE LVP *MEMORIAL HERMANN |  |  | PUMPINFUSION-ALARIS-Medley 8100 | [6 empty] | Verified as Rental |  |  | MHHS-TMC
NO | YES |  |  |  | FFL759 |  | CAREFUSION | 8100M |  |  | Rental | MHHS-TMC |  |  |  | FFL759 |  | TMC |  | Rental | [7 empty] | PUMPINFUSION-ALARIS-Medley 8100 |  | MEDLEY PUMP MODULE LVP *MEMORIAL HERMANN |  |  | PUMPINFUSION-ALARIS-Medley 8100 | [6 empty] | Verified as Rental |  |  | MHHS-TMC
NO | YES |  |  |  | FFL770 |  | CAREFUSION | 8100M |  |  | Rental | MHHS-TMC |  |  |  | FFL770 |  | TMC |  | Rental | [7 empty] | PUMPINFUSION-ALARIS-Medley 8100 |  | MEDLEY PUMP MODULE LVP *MEMORIAL HERMANN |  |  | PUMPINFUSION-ALARIS-Medley 8100 | [6 empty] | Verified as Rental |  |  | MHHS-TMC
NO | YES |  |  |  | FFL772 |  | CAREFUSION | 8100M |  |  | Rental | MHHS-TMC |  |  |  | FFL772 |  | TMC |  | Rental | [7 empty] | PUMPINFUSION-ALARIS-Medley 8100 |  | MEDLEY PUMP MODULE LVP *MEMORIAL HERMANN |  |  | PUMPINFUSION-ALARIS-Medley 8100 | [6 empty] | Verified as Rental |  |  | MHHS-TMC
NO | YES |  |  |  | FFL773 |  | CAREFUSION | 8100M |  |  | Rental | MHHS-TMC |  |  |  | FFL773 |  | TMC |  | Rental | [7 empty] | PUMPINFUSION-ALARIS-Medley 8100 |  | MEDLEY PUMP MODULE LVP *MEMORIAL HERMANN |  |  | PUMPINFUSION-ALARIS-Medley 8100 | [6 empty] | Verified as Rental |  |  | MHHS-TMC
NO | YES |  |  |  | FFL776 |  | CAREFUSION | 8100M |  |  | Rental | MHHS-TMC |  |  |  | FFL776 |  | TMC |  | Rental | [7 empty] | PUMPINFUSION-ALARIS-Medley 8100 |  | MEDLEY PUMP MODULE LVP *MEMORIAL HERMANN |  |  | PUMPINFUSION-ALARIS-Medley 8100 | [6 empty] | Verified as Rental |  |  | MHHS-TMC
NO | YES |  |  |  | FFL781 |  | CAREFUSION | 8100M |  |  | Rental | MHHS-TMC |  |  |  | FFL781 |  | TMC |  | Rental | [7 empty] | PUMPINFUSION-ALARIS-Medley 8100 |  | MEDLEY PUMP MODULE LVP *MEMORIAL HERMANN |  |  | PUMPINFUSION-ALARIS-Medley 8100 | [6 empty] | Verified as Rental |  |  | MHHS-TMC
NO | YES |  |  |  | FFL783 |  | CAREFUSION | 8100M |  |  | Rental | MHHS-TMC |  |  |  | FFL783 |  | TMC |  | Rental | [7 empty] | PUMPINFUSION-ALARIS-Medley 8100 |  | MEDLEY PUMP MODULE LVP *MEMORIAL HERMANN |  |  | PUMPINFUSION-ALARIS-Medley 8100 | [6 empty] | Verified as Rental |  |  | MHHS-TMC
NO | YES |  |  |  | FFL785 |  | CAREFUSION | 8100M |  |  | Rental | MHHS-TMC |  |  |  | FFL785 |  | TMC |  | Rental | [7 empty] | PUMPINFUSION-ALARIS-Medley 8100 |  | MEDLEY PUMP MODULE LVP *MEMORIAL HERMANN |  |  | PUMPINFUSION-ALARIS-Medley 8100 | [6 empty] | Verified as Rental |  |  | MHHS-TMC
NO | YES |  |  |  | FFL791 |  | CAREFUSION | 8100M |  |  | Rental | MHHS-TMC |  |  |  | FFL791 |  | TMC |  | Rental | [7 empty] | PUMPINFUSION-ALARIS-Medley 8100 |  | MEDLEY PUMP MODULE LVP *MEMORIAL HERMANN |  |  | PUMPINFUSION-ALARIS-Medley 8100 | [6 empty] | Verified as Rental |  |  | MHHS-TMC
NO | YES |  |  |  | FFL792 |  | CAREFUSION | 8100M |  |  | Rental | MHHS-TMC |  |  |  | FFL792 |  | TMC |  | Rental | [7 empty] | PUMPINFUSION-ALARIS-Medley 8100 |  | MEDLEY PUMP MODULE LVP *MEMORIAL HERMANN |  |  | PUMPINFUSION-ALARIS-Medley 8100 | [6 empty] | Verified as Rental |  |  | MHHS-TMC
NO | YES |  |  |  | FFL824 |  | CAREFUSION | 8100M |  |  | Rental | MHHS-TMC |  |  |  | FFL824 |  | TMC |  | Rental | [7 empty] | PUMPINFUSION-ALARIS-Medley 8100 |  | MEDLEY PUMP MODULE LVP *MEMORIAL HERMANN |  |  | PUMPINFUSION-ALARIS-Medley 8100 | [6 empty] | Verified as Rental |  |  | MHHS-TMC
NO | YES |  |  |  | FFL825 |  | CAREFUSION | 8100M |  |  | Rental | MHHS-TMC |  |  |  | FFL825 |  | TMC |  | Rental | [7 empty] | PUMPINFUSION-ALARIS-Medley 8100 |  | MEDLEY PUMP MODULE LVP *MEMORIAL HERMANN |  |  | PUMPINFUSION-ALARIS-Medley 8100 | [6 empty] | Verified as Rental |  |  | MHHS-TMC
NO | YES |  |  |  | FFL827 |  | CAREFUSION | 8100M |  |  | Rental | MHHS-TMC |  |  |  | FFL827 |  | TMC |  | Rental | [7 empty] | PUMPINFUSION-ALARIS-Medley 8100 |  | MEDLEY PUMP MODULE LVP *MEMORIAL HERMANN |  |  | PUMPINFUSION-ALARIS-Medley 8100 | [6 empty] | Verified as Rental |  |  | MHHS-TMC
NO | YES |  |  |  | FFL843 |  | CAREFUSION | 8100M |  |  | Rental | MHHS-TMC |  |  |  | FFL843 |  | TMC |  | Rental | [7 empty] | PUMPINFUSION-ALARIS-Medley 8100 |  | MEDLEY PUMP MODULE LVP *MEMORIAL HERMANN |  |  | PUMPINFUSION-ALARIS-Medley 8100 | [6 empty] | Verified as Rental |  |  | MHHS-TMC
NO | YES |  |  |  | FFL845 |  | CAREFUSION | 8100M |  |  | Rental | MHHS-TMC |  |  |  | FFL845 |  | TMC |  | Rental | [7 empty] | PUMPINFUSION-ALARIS-Medley 8100 |  | MEDLEY PUMP MODULE LVP *MEMORIAL HERMANN |  |  | PUMPINFUSION-ALARIS-Medley 8100 | [6 empty] | Verified as Rental |  |  | MHHS-TMC
NO | YES |  |  |  | FFL865 |  | CAREFUSION | 8100M |  |  | Rental | MHHS-TMC |  |  |  | FFL865 |  | TMC |  | Rental | [7 empty] | PUMPINFUSION-ALARIS-Medley 8100 |  | MEDLEY PUMP MODULE LVP *MEMORIAL HERMANN |  |  | PUMPINFUSION-ALARIS-Medley 8100 | [6 empty] | Verified as Rental |  |  | MHHS-TMC
NO | YES |  |  |  | FFL868 |  | CAREFUSION | 8100M |  |  | Rental | MHHS-TMC |  |  |  | FFL868 |  | TMC |  | Rental | [7 empty] | PUMPINFUSION-ALARIS-Medley 8100 |  | MEDLEY PUMP MODULE LVP *MEMORIAL HERMANN |  |  | PUMPINFUSION-ALARIS-Medley 8100 | [6 empty] | Verified as Rental |  |  | MHHS-TMC
NO | YES |  |  |  | FFL870 |  | CAREFUSION | 8100M |  |  | Rental | MHHS-TMC |  |  |  | FFL870 |  | TMC |  | Rental | [7 empty] | PUMPINFUSION-ALARIS-Medley 8100 |  | MEDLEY PUMP MODULE LVP *MEMORIAL HERMANN |  |  | PUMPINFUSION-ALARIS-Medley 8100 | [6 empty] | Verified as Rental |  |  | MHHS-TMC
NO | YES |  |  |  | FFL876 |  | CAREFUSION | 8100M |  |  | Rental | MHHS-TMC |  |  |  | FFL876 |  | TMC |  | Rental | [7 empty] | PUMPINFUSION-ALARIS-Medley 8100 |  | MEDLEY PUMP MODULE LVP *MEMORIAL HERMANN |  |  | PUMPINFUSION-ALARIS-Medley 8100 | [6 empty] | Verified as Rental |  |  | MHHS-TMC
NO | YES |  |  |  | FFL881 |  | CAREFUSION | 8100M |  |  | Rental | MHHS-TMC |  |  |  | FFL881 |  | TMC |  | Rental | [7 empty] | PUMPINFUSION-ALARIS-Medley 8100 |  | MEDLEY PUMP MODULE LVP *MEMORIAL HERMANN |  |  | PUMPINFUSION-ALARIS-Medley 8100 | [6 empty] | Verified as Rental |  |  | MHHS-TMC
NO | YES |  |  |  | FFL884 |  | CAREFUSION | 8100M |  |  | Rental | MHHS-TMC |  |  |  | FFL884 |  | TMC |  | Rental | [7 empty] | PUMPINFUSION-ALARIS-Medley 8100 |  | MEDLEY PUMP MODULE LVP *MEMORIAL HERMANN |  |  | PUMPINFUSION-ALARIS-Medley 8100 | [6 empty] | Verified as Rental |  |  | MHHS-TMC
NO | YES |  |  |  | FFL889 |  | CAREFUSION | 8100M |  |  | Rental | MHHS-TMC |  |  |  | FFL889 |  | TMC |  | Rental | [7 empty] | PUMPINFUSION-ALARIS-Medley 8100 |  | MEDLEY PUMP MODULE LVP *MEMORIAL HERMANN |  |  | PUMPINFUSION-ALARIS-Medley 8100 | [6 empty] | Verified as Rental |  |  | MHHS-TMC
NO | YES |  |  |  | FFL892 |  | CAREFUSION | 8100M |  |  | Rental | MHHS-TMC |  |  |  | FFL892 |  | TMC |  | Rental | [7 empty] | PUMPINFUSION-ALARIS-Medley 8100 |  | MEDLEY PUMP MODULE LVP *MEMORIAL HERMANN |  |  | PUMPINFUSION-ALARIS-Medley 8100 | [6 empty] | Verified as Rental |  |  | MHHS-TMC
NO | YES |  |  |  | FFL897 |  | CAREFUSION | 8100M |  |  | Rental | MHHS-TMC |  |  |  | FFL897 |  | TMC |  | Rental | [7 empty] | PUMPINFUSION-ALARIS-Medley 8100 |  | MEDLEY PUMP MODULE LVP *MEMORIAL HERMANN |  |  | PUMPINFUSION-ALARIS-Medley 8100 | [6 empty] | Verified as Rental |  |  | MHHS-TMC
NO | YES |  |  |  | FFL901 |  | CAREFUSION | 8100M |  |  | Rental | MHHS-TMC |  |  |  | FFL901 |  | TMC |  | Rental | [7 empty] | PUMPINFUSION-ALARIS-Medley 8100 |  | MEDLEY PUMP MODULE LVP *MEMORIAL HERMANN |  |  | PUMPINFUSION-ALARIS-Medley 8100 | [6 empty] | Verified as Rental |  |  | MHHS-TMC
NO | YES |  |  |  | FFL904 |  | CAREFUSION | 8100M |  |  | Rental | MHHS-TMC |  |  |  | FFL904 |  | TMC |  | Rental | [7 empty] | PUMPINFUSION-ALARIS-Medley 8100 |  | MEDLEY PUMP MODULE LVP *MEMORIAL HERMANN |  |  | PUMPINFUSION-ALARIS-Medley 8100 | [6 empty] | Verified as Rental |  |  | MHHS-TMC
NO | YES |  |  |  | FFL920 |  | CAREFUSION | 8100M |  |  | Rental | MHHS-TMC |  |  |  | FFL920 |  | TMC |  | Rental | [7 empty] | PUMPINFUSION-ALARIS-Medley 8100 |  | MEDLEY PUMP MODULE LVP *MEMORIAL HERMANN |  |  | PUMPINFUSION-ALARIS-Medley 8100 | [6 empty] | Verified as Rental |  |  | MHHS-TMC
NO | YES |  |  |  | FFL922 |  | CAREFUSION | 8100M |  |  | Rental | MHHS-TMC |  |  |  | FFL922 |  | TMC |  | Rental | [7 empty] | PUMPINFUSION-ALARIS-Medley 8100 |  | MEDLEY PUMP MODULE LVP *MEMORIAL HERMANN |  |  | PUMPINFUSION-ALARIS-Medley 8100 | [6 empty] | Verified as Rental |  |  | MHHS-TMC
NO | YES |  |  |  | FFL931 |  | CAREFUSION | 8100M |  |  | Rental | MHHS-TMC |  |  |  | FFL931 |  | TMC |  | Rental | [7 empty] | PUMPINFUSION-ALARIS-Medley 8100 |  | MEDLEY PUMP MODULE LVP *MEMORIAL HERMANN |  |  | PUMPINFUSION-ALARIS-Medley 8100 | [6 empty] | Verified as Rental |  |  | MHHS-TMC
NO | YES |  |  |  | FFL934 |  | CAREFUSION | 8100M |  |  | Rental | MHHS-TMC |  |  |  | FFL934 |  | TMC |  | Rental | [7 empty] | PUMPINFUSION-ALARIS-Medley 8100 |  | MEDLEY PUMP MODULE LVP *MEMORIAL HERMANN |  |  | PUMPINFUSION-ALARIS-Medley 8100 | [6 empty] | Verified as Rental |  |  | MHHS-TMC
NO | YES |  |  |  | FFL936 |  | CAREFUSION | 8100M |  |  | Rental | MHHS-TMC |  |  |  | FFL936 |  | TMC |  | Rental | [7 empty] | PUMPINFUSION-ALARIS-Medley 8100 |  | MEDLEY PUMP MODULE LVP *MEMORIAL HERMANN |  |  | PUMPINFUSION-ALARIS-Medley 8100 | [6 empty] | Verified as Rental |  |  | MHHS-TMC
NO | YES |  |  |  | FFL941 |  | CAREFUSION | 8100M |  |  | Rental | MHHS-TMC |  |  |  | FFL941 |  | TMC |  | Rental | [7 empty] | PUMPINFUSION-ALARIS-Medley 8100 |  | MEDLEY PUMP MODULE LVP *MEMORIAL HERMANN |  |  | PUMPINFUSION-ALARIS-Medley 8100 | [6 empty] | Verified as Rental |  |  | MHHS-TMC
NO | YES |  |  |  | FFL949 |  | CAREFUSION | 8100M |  |  | Rental | MHHS-TMC |  |  |  | FFL949 |  | TMC |  | Rental | [7 empty] | PUMPINFUSION-ALARIS-Medley 8100 |  | MEDLEY PUMP MODULE LVP *MEMORIAL HERMANN |  |  | PUMPINFUSION-ALARIS-Medley 8100 | [6 empty] | Verified as Rental |  |  | MHHS-TMC
NO | YES |  |  |  | FFL950 |  | CAREFUSION | 8100M |  |  | Rental | MHHS-TMC |  |  |  | FFL950 |  | TMC |  | Rental | [7 empty] | PUMPINFUSION-ALARIS-Medley 8100 |  | MEDLEY PUMP MODULE LVP *MEMORIAL HERMANN |  |  | PUMPINFUSION-ALARIS-Medley 8100 | [6 empty] | Verified as Rental |  |  | MHHS-TMC
NO | YES |  |  |  | FFL956 |  | CAREFUSION | 8100M |  |  | Rental | MHHS-TMC |  |  |  | FFL956 |  | TMC |  | Rental | [7 empty] | PUMPINFUSION-ALARIS-Medley 8100 |  | MEDLEY PUMP MODULE LVP *MEMORIAL HERMANN |  |  | PUMPINFUSION-ALARIS-Medley 8100 | [6 empty] | Verified as Rental |  |  | MHHS-TMC
NO | YES |  |  |  | FFL963 |  | CAREFUSION | 8100M |  |  | Rental | MHHS-TMC |  |  |  | FFL963 |  | TMC |  | Rental | [7 empty] | PUMPINFUSION-ALARIS-Medley 8100 |  | MEDLEY PUMP MODULE LVP *MEMORIAL HERMANN |  |  | PUMPINFUSION-ALARIS-Medley 8100 | [6 empty] | Verified as Rental |  |  | MHHS-TMC
NO | YES |  |  |  | FFL964 |  | CAREFUSION | 8100M |  |  | Rental | MHHS-TMC |  |  |  | FFL964 |  | TMC |  | Rental | [7 empty] | PUMPINFUSION-ALARIS-Medley 8100 |  | MEDLEY PUMP MODULE LVP *MEMORIAL HERMANN |  |  | PUMPINFUSION-ALARIS-Medley 8100 | [6 empty] | Verified as Rental |  |  | MHHS-TMC
NO | YES |  |  |  | FFL965 |  | CAREFUSION | 8100M |  |  | Rental | MHHS-TMC |  |  |  | FFL965 |  | TMC |  | Rental | [7 empty] | PUMPINFUSION-ALARIS-Medley 8100 |  | MEDLEY PUMP MODULE LVP *MEMORIAL HERMANN |  |  | PUMPINFUSION-ALARIS-Medley 8100 | [6 empty] | Verified as Rental |  |  | MHHS-TMC
NO | YES |  |  |  | FFL967 |  | CAREFUSION | 8100M |  |  | Rental | MHHS-TMC |  |  |  | FFL967 |  | TMC |  | Rental | [7 empty] | PUMPINFUSION-ALARIS-Medley 8100 |  | MEDLEY PUMP MODULE LVP *MEMORIAL HERMANN |  |  | PUMPINFUSION-ALARIS-Medley 8100 | [6 empty] | Verified as Rental |  |  | MHHS-TMC
NO | YES |  |  |  | FFL975 |  | CAREFUSION | 8100M |  |  | Rental | MHHS-TMC |  |  |  | FFL975 |  | TMC |  | Rental | [7 empty] | PUMPINFUSION-ALARIS-Medley 8100 |  | MEDLEY PUMP MODULE LVP *MEMORIAL HERMANN |  |  | PUMPINFUSION-ALARIS-Medley 8100 | [6 empty] | Verified as Rental |  |  | MHHS-TMC
NO | YES |  |  |  | FFL986 |  | CAREFUSION | 8100M |  |  | Rental | MHHS-TMC |  |  |  | FFL986 |  | TMC |  | Rental | [7 empty] | PUMPINFUSION-ALARIS-Medley 8100 |  | MEDLEY PUMP MODULE LVP *MEMORIAL HERMANN |  |  | PUMPINFUSION-ALARIS-Medley 8100 | [6 empty] | Verified as Rental |  |  | MHHS-TMC
NO | YES |  |  |  | FFL993 |  | CAREFUSION | 8100M |  |  | Rental | MHHS-TMC |  |  |  | FFL993 |  | TMC |  | Rental | [7 empty] | PUMPINFUSION-ALARIS-Medley 8100 |  | MEDLEY PUMP MODULE LVP *MEMORIAL HERMANN |  |  | PUMPINFUSION-ALARIS-Medley 8100 | [6 empty] | Verified as Rental |  |  | MHHS-TMC
NO | YES |  |  |  | FFL999 |  | CAREFUSION | 8100M |  |  | Rental | MHHS-TMC |  |  |  | FFL999 |  | TMC |  | Rental | [7 empty] | PUMPINFUSION-ALARIS-Medley 8100 |  | MEDLEY PUMP MODULE LVP *MEMORIAL HERMANN |  |  | PUMPINFUSION-ALARIS-Medley 8100 | [6 empty] | Verified as Rental |  |  | MHHS-TMC
NO | YES |  |  |  | FFL1000 |  | CAREFUSION | 8100M |  |  | Rental | MHHS-TMC |  |  |  | FFL1000 |  | TMC |  | Rental | [7 empty] | PUMPINFUSION-ALARIS-Medley 8100 |  | MEDLEY PUMP MODULE LVP *MEMORIAL HERMANN |  |  | PUMPINFUSION-ALARIS-Medley 8100 | [6 empty] | Verified as Rental |  |  | MHHS-TMC
NO | YES |  |  |  | FFL1007 |  | CAREFUSION | 8100M |  |  | Rental | MHHS-TMC |  |  |  | FFL1007 |  | TMC |  | Rental | [7 empty] | PUMPINFUSION-ALARIS-Medley 8100 |  | MEDLEY PUMP MODULE LVP *MEMORIAL HERMANN |  |  | PUMPINFUSION-ALARIS-Medley 8100 | [6 empty] | Verified as Rental |  |  | MHHS-TMC
NO | YES |  |  |  | FFL1009 |  | CAREFUSION | 8100M |  |  | Rental | MHHS-TMC |  |  |  | FFL1009 |  | TMC |  | Rental | [7 empty] | PUMPINFUSION-ALARIS-Medley 8100 |  | MEDLEY PUMP MODULE LVP *MEMORIAL HERMANN |  |  | PUMPINFUSION-ALARIS-Medley 8100 | [6 empty] | Verified as Rental |  |  | MHHS-TMC
NO | YES |  |  |  | FFL1010 |  | CAREFUSION | 8100M |  |  | Rental | MHHS-TMC |  |  |  | FFL1010 |  | TMC |  | Rental | [7 empty] | PUMPINFUSION-ALARIS-Medley 8100 |  | MEDLEY PUMP MODULE LVP *MEMORIAL HERMANN |  |  | PUMPINFUSION-ALARIS-Medley 8100 | [6 empty] | Verified as Rental |  |  | MHHS-TMC
NO | YES |  |  |  | FFL1011 |  | CAREFUSION | 8100M |  |  | Rental | MHHS-TMC |  |  |  | FFL1011 |  | TMC |  | Rental | [7 empty] | PUMPINFUSION-ALARIS-Medley 8100 |  | MEDLEY PUMP MODULE LVP *MEMORIAL HERMANN |  |  | PUMPINFUSION-ALARIS-Medley 8100 | [6 empty] | Verified as Rental |  |  | MHHS-TMC
NO | YES |  |  |  | FFL1012 |  | CAREFUSION | 8100M |  |  | Rental | MHHS-TMC |  |  |  | FFL1012 |  | TMC |  | Rental | [7 empty] | PUMPINFUSION-ALARIS-Medley 8100 |  | MEDLEY PUMP MODULE LVP *MEMORIAL HERMANN |  |  | PUMPINFUSION-ALARIS-Medley 8100 | [6 empty] | Verified as Rental |  |  | MHHS-TMC
NO | YES |  |  |  | FFL1016 |  | CAREFUSION | 8100M |  |  | Rental | MHHS-TMC |  |  |  | FFL1016 |  | TMC |  | Rental | [7 empty] | PUMPINFUSION-ALARIS-Medley 8100 |  | MEDLEY PUMP MODULE LVP *MEMORIAL HERMANN |  |  | PUMPINFUSION-ALARIS-Medley 8100 | [6 empty] | Verified as Rental |  |  | MHHS-TMC
NO | YES |  |  |  | FFL1027 |  | CAREFUSION | 8100M |  |  | Rental | MHHS-TMC |  |  |  | FFL1027 |  | TMC |  | Rental | [7 empty] | PUMPINFUSION-ALARIS-Medley 8100 |  | MEDLEY PUMP MODULE LVP *MEMORIAL HERMANN |  |  | PUMPINFUSION-ALARIS-Medley 8100 | [6 empty] | Verified as Rental |  |  | MHHS-TMC
NO | YES |  |  |  | FFL1028 |  | CAREFUSION | 8100M |  |  | Rental | MHHS-TMC |  |  |  | FFL1028 |  | TMC |  | Rental | [7 empty] | PUMPINFUSION-ALARIS-Medley 8100 |  | MEDLEY PUMP MODULE LVP *MEMORIAL HERMANN |  |  | PUMPINFUSION-ALARIS-Medley 8100 | [6 empty] | Verified as Rental |  |  | MHHS-TMC
NO | YES |  |  |  | FFL1030 |  | CAREFUSION | 8100M |  |  | Rental | MHHS-TMC |  |  |  | FFL1030 |  | TMC |  | Rental | [7 empty] | PUMPINFUSION-ALARIS-Medley 8100 |  | MEDLEY PUMP MODULE LVP *MEMORIAL HERMANN |  |  | PUMPINFUSION-ALARIS-Medley 8100 | [6 empty] | Verified as Rental |  |  | MHHS-TMC
NO | YES |  |  |  | FFL1031 |  | CAREFUSION | 8100M |  |  | Rental | MHHS-TMC |  |  |  | FFL1031 |  | TMC |  | Rental | [7 empty] | PUMPINFUSION-ALARIS-Medley 8100 |  | MEDLEY PUMP MODULE LVP *MEMORIAL HERMANN |  |  | PUMPINFUSION-ALARIS-Medley 8100 | [6 empty] | Verified as Rental |  |  | MHHS-TMC
NO | YES |  |  |  | FFL1043 |  | CAREFUSION | 8100M |  |  | Rental | MHHS-TMC |  |  |  | FFL1043 |  | TMC |  | Rental | [7 empty] | PUMPINFUSION-ALARIS-Medley 8100 |  | MEDLEY PUMP MODULE LVP *MEMORIAL HERMANN |  |  | PUMPINFUSION-ALARIS-Medley 8100 | [6 empty] | Verified as Rental |  |  | MHHS-TMC
NO | YES |  |  |  | FFL1047 |  | CAREFUSION | 8100M |  |  | Rental | MHHS-TMC |  |  |  | FFL1047 |  | TMC |  | Rental | [7 empty] | PUMPINFUSION-ALARIS-Medley 8100 |  | MEDLEY PUMP MODULE LVP *MEMORIAL HERMANN |  |  | PUMPINFUSION-ALARIS-Medley 8100 | [6 empty] | Verified as Rental |  |  | MHHS-TMC
NO | YES |  |  |  | FFL1057 |  | CAREFUSION | 8100M |  |  | Rental | MHHS-TMC |  |  |  | FFL1057 |  | TMC |  | Rental | [7 empty] | PUMPINFUSION-ALARIS-Medley 8100 |  | MEDLEY PUMP MODULE LVP *MEMORIAL HERMANN |  |  | PUMPINFUSION-ALARIS-Medley 8100 | [6 empty] | Verified as Rental |  |  | MHHS-TMC
NO | YES |  |  |  | FFL1062 |  | CAREFUSION | 8100M |  |  | Rental | MHHS-TMC |  |  |  | FFL1062 |  | TMC |  | Rental | [7 empty] | PUMPINFUSION-ALARIS-Medley 8100 |  | MEDLEY PUMP MODULE LVP *MEMORIAL HERMANN |  |  | PUMPINFUSION-ALARIS-Medley 8100 | [6 empty] | Verified as Rental |  |  | MHHS-TMC
NO | YES |  |  |  | FFL1063 |  | CAREFUSION | 8100M |  |  | Rental | MHHS-TMC |  |  |  | FFL1063 |  | TMC |  | Rental | [7 empty] | PUMPINFUSION-ALARIS-Medley 8100 |  | MEDLEY PUMP MODULE LVP *MEMORIAL HERMANN |  |  | PUMPINFUSION-ALARIS-Medley 8100 | [6 empty] | Verified as Rental |  |  | MHHS-TMC
NO | YES |  |  |  | FFL1065 |  | CAREFUSION | 8100M |  |  | Rental | MHHS-TMC |  |  |  | FFL1065 |  | TMC |  | Rental | [7 empty] | PUMPINFUSION-ALARIS-Medley 8100 |  | MEDLEY PUMP MODULE LVP *MEMORIAL HERMANN |  |  | PUMPINFUSION-ALARIS-Medley 8100 | [6 empty] | Verified as Rental |  |  | MHHS-TMC
NO | YES |  |  |  | FFL1066 |  | CAREFUSION | 8100M |  |  | Rental | MHHS-TMC |  |  |  | FFL1066 |  | TMC |  | Rental | [7 empty] | PUMPINFUSION-ALARIS-Medley 8100 |  | MEDLEY PUMP MODULE LVP *MEMORIAL HERMANN |  |  | PUMPINFUSION-ALARIS-Medley 8100 | [6 empty] | Verified as Rental |  |  | MHHS-TMC
NO | YES |  |  |  | FFL1067 |  | CAREFUSION | 8100M |  |  | Rental | MHHS-TMC |  |  |  | FFL1067 |  | TMC |  | Rental | [7 empty] | PUMPINFUSION-ALARIS-Medley 8100 |  | MEDLEY PUMP MODULE LVP *MEMORIAL HERMANN |  |  | PUMPINFUSION-ALARIS-Medley 8100 | [6 empty] | Verified as Rental |  |  | MHHS-TMC
NO | YES |  |  |  | FFL1073 |  | CAREFUSION | 8100M |  |  | Rental | MHHS-TMC |  |  |  | FFL1073 |  | TMC |  | Rental | [7 empty] | PUMPINFUSION-ALARIS-Medley 8100 |  | MEDLEY PUMP MODULE LVP *MEMORIAL HERMANN |  |  | PUMPINFUSION-ALARIS-Medley 8100 | [6 empty] | Verified as Rental |  |  | MHHS-TMC
NO | YES |  |  |  | FFL1075 |  | CAREFUSION | 8100M |  |  | Rental | MHHS-TMC |  |  |  | FFL1075 |  | TMC |  | Rental | [7 empty] | PUMPINFUSION-ALARIS-Medley 8100 |  | MEDLEY PUMP MODULE LVP *MEMORIAL HERMANN |  |  | PUMPINFUSION-ALARIS-Medley 8100 | [6 empty] | Verified as Rental |  |  | MHHS-TMC
NO | YES |  |  |  | FFL1095 |  | CAREFUSION | 8100M |  |  | Rental | MHHS-TMC |  |  |  | FFL1095 |  | TMC |  | Rental | [7 empty] | PUMPINFUSION-ALARIS-Medley 8100 |  | MEDLEY PUMP MODULE LVP *MEMORIAL HERMANN |  |  | PUMPINFUSION-ALARIS-Medley 8100 | [6 empty] | Verified as Rental |  |  | MHHS-TMC
NO | YES |  |  |  | FFL1104 |  | CAREFUSION | 8100M |  |  | Rental | MHHS-TMC |  |  |  | FFL1104 |  | TMC |  | Rental | [7 empty] | PUMPINFUSION-ALARIS-Medley 8100 |  | MEDLEY PUMP MODULE LVP *MEMORIAL HERMANN |  |  | PUMPINFUSION-ALARIS-Medley 8100 | [6 empty] | Verified as Rental |  |  | MHHS-TMC
NO | YES |  |  |  | FFL1109 |  | CAREFUSION | 8100M |  |  | Rental | MHHS-TMC |  |  |  | FFL1109 |  | TMC |  | Rental | [7 empty] | PUMPINFUSION-ALARIS-Medley 8100 |  | MEDLEY PUMP MODULE LVP *MEMORIAL HERMANN |  |  | PUMPINFUSION-ALARIS-Medley 8100 | [6 empty] | Verified as Rental |  |  | MHHS-TMC
NO | YES |  |  |  | FFL1115 |  | CAREFUSION | 8100M |  |  | Rental | MHHS-TMC |  |  |  | FFL1115 |  | TMC |  | Rental | [7 empty] | PUMPINFUSION-ALARIS-Medley 8100 |  | MEDLEY PUMP MODULE LVP *MEMORIAL HERMANN |  |  | PUMPINFUSION-ALARIS-Medley 8100 | [6 empty] | Verified as Rental |  |  | MHHS-TMC
NO | YES |  |  |  | FFL1121 |  | CAREFUSION | 8100M |  |  | Rental | MHHS-TMC |  |  |  | FFL1121 |  | TMC |  | Rental | [7 empty] | PUMPINFUSION-ALARIS-Medley 8100 |  | MEDLEY PUMP MODULE LVP *MEMORIAL HERMANN |  |  | PUMPINFUSION-ALARIS-Medley 8100 | [6 empty] | Verified as Rental |  |  | MHHS-TMC
NO | YES |  |  |  | FFL1124 |  | CAREFUSION | 8100M |  |  | Rental | MHHS-TMC |  |  |  | FFL1124 |  | TMC |  | Rental | [7 empty] | PUMPINFUSION-ALARIS-Medley 8100 |  | MEDLEY PUMP MODULE LVP *MEMORIAL HERMANN |  |  | PUMPINFUSION-ALARIS-Medley 8100 | [6 empty] | Verified as Rental |  |  | MHHS-TMC
NO | YES |  |  |  | FFL1137 |  | CAREFUSION | 8100M |  |  | Rental | MHHS-TMC |  |  |  | FFL1137 |  | TMC |  | Rental | [7 empty] | PUMPINFUSION-ALARIS-Medley 8100 |  | MEDLEY PUMP MODULE LVP *MEMORIAL HERMANN |  |  | PUMPINFUSION-ALARIS-Medley 8100 | [6 empty] | Verified as Rental |  |  | MHHS-TMC
NO | YES |  |  |  | FFL1144 |  | CAREFUSION | 8100M |  |  | Rental | MHHS-TMC |  |  |  | FFL1144 |  | TMC |  | Rental | [7 empty] | PUMPINFUSION-ALARIS-Medley 8100 |  | MEDLEY PUMP MODULE LVP *MEMORIAL HERMANN |  |  | PUMPINFUSION-ALARIS-Medley 8100 | [6 empty] | Verified as Rental |  |  | MHHS-TMC
NO | YES |  |  |  | FFL1145 |  | CAREFUSION | 8100M |  |  | Rental | MHHS-TMC |  |  |  | FFL1145 |  | TMC |  | Rental | [7 empty] | PUMPINFUSION-ALARIS-Medley 8100 |  | MEDLEY PUMP MODULE LVP *MEMORIAL HERMANN |  |  | PUMPINFUSION-ALARIS-Medley 8100 | [6 empty] | Verified as Rental |  |  | MHHS-TMC
NO | YES |  |  |  | FFL1153 |  | CAREFUSION | 8100M |  |  | Rental | MHHS-TMC |  |  |  | FFL1153 |  | TMC |  | Rental | [7 empty] | PUMPINFUSION-ALARIS-Medley 8100 |  | MEDLEY PUMP MODULE LVP *MEMORIAL HERMANN |  |  | PUMPINFUSION-ALARIS-Medley 8100 | [6 empty] | Verified as Rental |  |  | MHHS-TMC
NO | YES |  |  |  | FFL1156 |  | CAREFUSION | 8100M |  |  | Rental | MHHS-TMC |  |  |  | FFL1156 |  | TMC |  | Rental | [7 empty] | PUMPINFUSION-ALARIS-Medley 8100 |  | MEDLEY PUMP MODULE LVP *MEMORIAL HERMANN |  |  | PUMPINFUSION-ALARIS-Medley 8100 | [6 empty] | Verified as Rental |  |  | MHHS-TMC
NO | YES |  |  |  | FFL1159 |  | CAREFUSION | 8100M |  |  | Rental | MHHS-TMC |  |  |  | FFL1159 |  | TMC |  | Rental | [7 empty] | PUMPINFUSION-ALARIS-Medley 8100 |  | MEDLEY PUMP MODULE LVP *MEMORIAL HERMANN |  |  | PUMPINFUSION-ALARIS-Medley 8100 | [6 empty] | Verified as Rental |  |  | MHHS-TMC
NO | YES |  |  |  | FFL1165 |  | CAREFUSION | 8100M |  |  | Rental | MHHS-TMC |  |  |  | FFL1165 |  | TMC |  | Rental | [7 empty] | PUMPINFUSION-ALARIS-Medley 8100 |  | MEDLEY PUMP MODULE LVP *MEMORIAL HERMANN |  |  | PUMPINFUSION-ALARIS-Medley 8100 | [6 empty] | Verified as Rental |  |  | MHHS-TMC
NO | YES |  |  |  | FFL1171 |  | CAREFUSION | 8100M |  |  | Rental | MHHS-TMC |  |  |  | FFL1171 |  | TMC |  | Rental | [7 empty] | PUMPINFUSION-ALARIS-Medley 8100 |  | MEDLEY PUMP MODULE LVP *MEMORIAL HERMANN |  |  | PUMPINFUSION-ALARIS-Medley 8100 | [6 empty] | Verified as Rental |  |  | MHHS-TMC
NO | YES |  |  |  | FFL1173 |  | CAREFUSION | 8100M |  |  | Rental | MHHS-TMC |  |  |  | FFL1173 |  | TMC |  | Rental | [7 empty] | PUMPINFUSION-ALARIS-Medley 8100 |  | MEDLEY PUMP MODULE LVP *MEMORIAL HERMANN |  |  | PUMPINFUSION-ALARIS-Medley 8100 | [6 empty] | Verified as Rental |  |  | MHHS-TMC
NO | YES |  |  |  | FFL1184 |  | CAREFUSION | 8100M |  |  | Rental | MHHS-TMC |  |  |  | FFL1184 |  | TMC |  | Rental | [7 empty] | PUMPINFUSION-ALARIS-Medley 8100 |  | MEDLEY PUMP MODULE LVP *MEMORIAL HERMANN |  |  | PUMPINFUSION-ALARIS-Medley 8100 | [6 empty] | Verified as Rental |  |  | MHHS-TMC
NO | YES |  |  |  | FFL1190 |  | CAREFUSION | 8100M |  |  | Rental | MHHS-TMC |  |  |  | FFL1190 |  | TMC |  | Rental | [7 empty] | PUMPINFUSION-ALARIS-Medley 8100 |  | MEDLEY PUMP MODULE LVP *MEMORIAL HERMANN |  |  | PUMPINFUSION-ALARIS-Medley 8100 | [6 empty] | Verified as Rental |  |  | MHHS-TMC
NO | YES |  |  |  | FFL1201 |  | CAREFUSION | 8100M |  |  | Rental | MHHS-TMC |  |  |  | FFL1201 |  | TMC |  | Rental | [7 empty] | PUMPINFUSION-ALARIS-Medley 8100 |  | MEDLEY PUMP MODULE LVP *MEMORIAL HERMANN |  |  | PUMPINFUSION-ALARIS-Medley 8100 | [6 empty] | Verified as Rental |  |  | MHHS-TMC
NO | YES |  |  |  | FFL1205 |  | CAREFUSION | 8100M |  |  | Rental | MHHS-TMC |  |  |  | FFL1205 |  | TMC |  | Rental | [7 empty] | PUMPINFUSION-ALARIS-Medley 8100 |  | MEDLEY PUMP MODULE LVP *MEMORIAL HERMANN |  |  | PUMPINFUSION-ALARIS-Medley 8100 | [6 empty] | Verified as Rental |  |  | MHHS-TMC
NO | YES |  |  |  | FFL1209 |  | CAREFUSION | 8100M |  |  | Rental | MHHS-TMC |  |  |  | FFL1209 |  | TMC |  | Rental | [7 empty] | PUMPINFUSION-ALARIS-Medley 8100 |  | MEDLEY PUMP MODULE LVP *MEMORIAL HERMANN |  |  | PUMPINFUSION-ALARIS-Medley 8100 | [6 empty] | Verified as Rental |  |  | MHHS-TMC
NO | YES |  |  |  | FFL1216 |  | CAREFUSION | 8100M |  |  | Rental | MHHS-TMC |  |  |  | FFL1216 |  | TMC |  | Rental | [7 empty] | PUMPINFUSION-ALARIS-Medley 8100 |  | MEDLEY PUMP MODULE LVP *MEMORIAL HERMANN |  |  | PUMPINFUSION-ALARIS-Medley 8100 | [6 empty] | Verified as Rental |  |  | MHHS-TMC
NO | YES |  |  |  | FFL1218 |  | CAREFUSION | 8100M |  |  | Rental | MHHS-TMC |  |  |  | FFL1218 |  | TMC |  | Rental | [7 empty] | PUMPINFUSION-ALARIS-Medley 8100 |  | MEDLEY PUMP MODULE LVP *MEMORIAL HERMANN |  |  | PUMPINFUSION-ALARIS-Medley 8100 | [6 empty] | Verified as Rental |  |  | MHHS-TMC
NO | YES |  |  |  | FFL1219 |  | CAREFUSION | 8100M |  |  | Rental | MHHS-TMC |  |  |  | FFL1219 |  | TMC |  | Rental | [7 empty] | PUMPINFUSION-ALARIS-Medley 8100 |  | MEDLEY PUMP MODULE LVP *MEMORIAL HERMANN |  |  | PUMPINFUSION-ALARIS-Medley 8100 | [6 empty] | Verified as Rental |  |  | MHHS-TMC
NO | YES |  |  |  | FFL1228 |  | CAREFUSION | 8100M |  |  | Rental | MHHS-TMC |  |  |  | FFL1228 |  | TMC |  | Rental | [7 empty] | PUMPINFUSION-ALARIS-Medley 8100 |  | MEDLEY PUMP MODULE LVP *MEMORIAL HERMANN |  |  | PUMPINFUSION-ALARIS-Medley 8100 | [6 empty] | Verified as Rental |  |  | MHHS-TMC
NO | YES |  |  |  | FFL1229 |  | CAREFUSION | 8100M |  |  | Rental | MHHS-TMC |  |  |  | FFL1229 |  | TMC |  | Rental | [7 empty] | PUMPINFUSION-ALARIS-Medley 8100 |  | MEDLEY PUMP MODULE LVP *MEMORIAL HERMANN |  |  | PUMPINFUSION-ALARIS-Medley 8100 | [6 empty] | Verified as Rental |  |  | MHHS-TMC
NO | YES |  |  |  | FFL1233 |  | CAREFUSION | 8100M |  |  | Rental | MHHS-TMC |  |  |  | FFL1233 |  | TMC |  | Rental | [7 empty] | PUMPINFUSION-ALARIS-Medley 8100 |  | MEDLEY PUMP MODULE LVP *MEMORIAL HERMANN |  |  | PUMPINFUSION-ALARIS-Medley 8100 | [6 empty] | Verified as Rental |  |  | MHHS-TMC
NO | YES |  |  |  | FFL1237 |  | CAREFUSION | 8100M |  |  | Rental | MHHS-TMC |  |  |  | FFL1237 |  | TMC |  | Rental | [7 empty] | PUMPINFUSION-ALARIS-Medley 8100 |  | MEDLEY PUMP MODULE LVP *MEMORIAL HERMANN |  |  | PUMPINFUSION-ALARIS-Medley 8100 | [6 empty] | Verified as Rental |  |  | MHHS-TMC
NO | YES |  |  |  | FFL1241 |  | CAREFUSION | 8100M |  |  | Rental | MHHS-TMC |  |  |  | FFL1241 |  | TMC |  | Rental | [7 empty] | PUMPINFUSION-ALARIS-Medley 8100 |  | MEDLEY PUMP MODULE LVP *MEMORIAL HERMANN |  |  | PUMPINFUSION-ALARIS-Medley 8100 | [6 empty] | Verified as Rental |  |  | MHHS-TMC
NO | YES |  |  |  | FFL1246 |  | CAREFUSION | 8100M |  |  | Rental | MHHS-TMC |  |  |  | FFL1246 |  | TMC |  | Rental | [7 empty] | PUMPINFUSION-ALARIS-Medley 8100 |  | MEDLEY PUMP MODULE LVP *MEMORIAL HERMANN |  |  | PUMPINFUSION-ALARIS-Medley 8100 | [6 empty] | Verified as Rental |  |  | MHHS-TMC
NO | YES |  |  |  | FFL1249 |  | CAREFUSION | 8100M |  |  | Rental | MHHS-TMC |  |  |  | FFL1249 |  | TMC |  | Rental | [7 empty] | PUMPINFUSION-ALARIS-Medley 8100 |  | MEDLEY PUMP MODULE LVP *MEMORIAL HERMANN |  |  | PUMPINFUSION-ALARIS-Medley 8100 | [6 empty] | Verified as Rental |  |  | MHHS-TMC
NO | YES |  |  |  | FFL1256 |  | CAREFUSION | 8100M |  |  | Rental | MHHS-TMC |  |  |  | FFL1256 |  | TMC |  | Rental | [7 empty] | PUMPINFUSION-ALARIS-Medley 8100 |  | MEDLEY PUMP MODULE LVP *MEMORIAL HERMANN |  |  | PUMPINFUSION-ALARIS-Medley 8100 | [6 empty] | Verified as Rental |  |  | MHHS-TMC
NO | YES |  |  |  | FFL1257 |  | CAREFUSION | 8100M |  |  | Rental | MHHS-TMC |  |  |  | FFL1257 |  | TMC |  | Rental | [7 empty] | PUMPINFUSION-ALARIS-Medley 8100 |  | MEDLEY PUMP MODULE LVP *MEMORIAL HERMANN |  |  | PUMPINFUSION-ALARIS-Medley 8100 | [6 empty] | Verified as Rental |  |  | MHHS-TMC
NO | YES |  |  |  | FFL1259 |  | CAREFUSION | 8100M |  |  | Rental | MHHS-TMC |  |  |  | FFL1259 |  | TMC |  | Rental | [7 empty] | PUMPINFUSION-ALARIS-Medley 8100 |  | MEDLEY PUMP MODULE LVP *MEMORIAL HERMANN |  |  | PUMPINFUSION-ALARIS-Medley 8100 | [6 empty] | Verified as Rental |  |  | MHHS-TMC
NO | YES |  |  |  | FFL1260 |  | CAREFUSION | 8100M |  |  | Rental | MHHS-TMC |  |  |  | FFL1260 |  | TMC |  | Rental | [7 empty] | PUMPINFUSION-ALARIS-Medley 8100 |  | MEDLEY PUMP MODULE LVP *MEMORIAL HERMANN |  |  | PUMPINFUSION-ALARIS-Medley 8100 | [6 empty] | Verified as Rental |  |  | MHHS-TMC
NO | YES |  |  |  | FFL1261 |  | CAREFUSION | 8100M |  |  | Rental | MHHS-TMC |  |  |  | FFL1261 |  | TMC |  | Rental | [7 empty] | PUMPINFUSION-ALARIS-Medley 8100 |  | MEDLEY PUMP MODULE LVP *MEMORIAL HERMANN |  |  | PUMPINFUSION-ALARIS-Medley 8100 | [6 empty] | Verified as Rental |  |  | MHHS-TMC
NO | YES |  |  |  | FFL1262 |  | CAREFUSION | 8100M |  |  | Rental | MHHS-TMC |  |  |  | FFL1262 |  | TMC |  | Rental | [7 empty] | PUMPINFUSION-ALARIS-Medley 8100 |  | MEDLEY PUMP MODULE LVP *MEMORIAL HERMANN |  |  | PUMPINFUSION-ALARIS-Medley 8100 | [6 empty] | Verified as Rental |  |  | MHHS-TMC
NO | YES |  |  |  | FFL1272 |  | CAREFUSION | 8100M |  |  | Rental | MHHS-TMC |  |  |  | FFL1272 |  | TMC |  | Rental | [7 empty] | PUMPINFUSION-ALARIS-Medley 8100 |  | MEDLEY PUMP MODULE LVP *MEMORIAL HERMANN |  |  | PUMPINFUSION-ALARIS-Medley 8100 | [6 empty] | Verified as Rental |  |  | MHHS-TMC
NO | YES |  |  |  | FFL1281 |  | CAREFUSION | 8100M |  |  | Rental | MHHS-TMC |  |  |  | FFL1281 |  | TMC |  | Rental | [7 empty] | PUMPINFUSION-ALARIS-Medley 8100 |  | MEDLEY PUMP MODULE LVP *MEMORIAL HERMANN |  |  | PUMPINFUSION-ALARIS-Medley 8100 | [6 empty] | Verified as Rental |  |  | MHHS-TMC
NO | YES |  |  |  | FFL1285 |  | CAREFUSION | 8100M |  |  | Rental | MHHS-TMC |  |  |  | FFL1285 |  | TMC |  | Rental | [7 empty] | PUMPINFUSION-ALARIS-Medley 8100 |  | MEDLEY PUMP MODULE LVP *MEMORIAL HERMANN |  |  | PUMPINFUSION-ALARIS-Medley 8100 | [6 empty] | Verified as Rental |  |  | MHHS-TMC
NO | YES |  |  |  | FFL1286 |  | CAREFUSION | 8100M |  |  | Rental | MHHS-TMC |  |  |  | FFL1286 |  | TMC |  | Rental | [7 empty] | PUMPINFUSION-ALARIS-Medley 8100 |  | MEDLEY PUMP MODULE LVP *MEMORIAL HERMANN |  |  | PUMPINFUSION-ALARIS-Medley 8100 | [6 empty] | Verified as Rental |  |  | MHHS-TMC
NO | YES |  |  |  | FFL1288 |  | CAREFUSION | 8100M |  |  | Rental | MHHS-TMC |  |  |  | FFL1288 |  | TMC |  | Rental | [7 empty] | PUMPINFUSION-ALARIS-Medley 8100 |  | MEDLEY PUMP MODULE LVP *MEMORIAL HERMANN |  |  | PUMPINFUSION-ALARIS-Medley 8100 | [6 empty] | Verified as Rental |  |  | MHHS-TMC
NO | YES |  |  |  | FFL1293 |  | CAREFUSION | 8100M |  |  | Rental | MHHS-TMC |  |  |  | FFL1293 |  | TMC |  | Rental | [7 empty] | PUMPINFUSION-ALARIS-Medley 8100 |  | MEDLEY PUMP MODULE LVP *MEMORIAL HERMANN |  |  | PUMPINFUSION-ALARIS-Medley 8100 | [6 empty] | Verified as Rental |  |  | MHHS-TMC
NO | YES |  |  |  | FFL1296 |  | CAREFUSION | 8100M |  |  | Rental | MHHS-TMC |  |  |  | FFL1296 |  | TMC |  | Rental | [7 empty] | PUMPINFUSION-ALARIS-Medley 8100 |  | MEDLEY PUMP MODULE LVP *MEMORIAL HERMANN |  |  | PUMPINFUSION-ALARIS-Medley 8100 | [6 empty] | Verified as Rental |  |  | MHHS-TMC
NO | YES |  |  |  | FFL1305 |  | CAREFUSION | 8100M |  |  | Rental | MHHS-TMC |  |  |  | FFL1305 |  | TMC |  | Rental | [7 empty] | PUMPINFUSION-ALARIS-Medley 8100 |  | MEDLEY PUMP MODULE LVP *MEMORIAL HERMANN |  |  | PUMPINFUSION-ALARIS-Medley 8100 | [6 empty] | Verified as Rental |  |  | MHHS-TMC
NO | YES |  |  |  | FFL1316 |  | CAREFUSION | 8100M |  |  | Rental | MHHS-TMC |  |  |  | FFL1316 |  | TMC |  | Rental | [7 empty] | PUMPINFUSION-ALARIS-Medley 8100 |  | MEDLEY PUMP MODULE LVP *MEMORIAL HERMANN |  |  | PUMPINFUSION-ALARIS-Medley 8100 | [6 empty] | Verified as Rental |  |  | MHHS-TMC
NO | YES |  |  |  | FFL1322 |  | CAREFUSION | 8100M |  |  | Rental | MHHS-TMC |  |  |  | FFL1322 |  | TMC |  | Rental | [7 empty] | PUMPINFUSION-ALARIS-Medley 8100 |  | MEDLEY PUMP MODULE LVP *MEMORIAL HERMANN |  |  | PUMPINFUSION-ALARIS-Medley 8100 | [6 empty] | Verified as Rental |  |  | MHHS-TMC
NO | YES |  |  |  | FFL1328 |  | CAREFUSION | 8100M |  |  | Rental | MHHS-TMC |  |  |  | FFL1328 |  | TMC |  | Rental | [7 empty] | PUMPINFUSION-ALARIS-Medley 8100 |  | MEDLEY PUMP MODULE LVP *MEMORIAL HERMANN |  |  | PUMPINFUSION-ALARIS-Medley 8100 | [6 empty] | Verified as Rental |  |  | MHHS-TMC
NO | YES |  |  |  | FFL1335 |  | CAREFUSION | 8100M |  |  | Rental | MHHS-TMC |  |  |  | FFL1335 |  | TMC |  | Rental | [7 empty] | PUMPINFUSION-ALARIS-Medley 8100 |  | MEDLEY PUMP MODULE LVP *MEMORIAL HERMANN |  |  | PUMPINFUSION-ALARIS-Medley 8100 | [6 empty] | Verified as Rental |  |  | MHHS-TMC
NO | YES |  |  |  | FFL1337 |  | CAREFUSION | 8100M |  |  | Rental | MHHS-TMC |  |  |  | FFL1337 |  | TMC |  | Rental | [7 empty] | PUMPINFUSION-ALARIS-Medley 8100 |  | MEDLEY PUMP MODULE LVP *MEMORIAL HERMANN |  |  | PUMPINFUSION-ALARIS-Medley 8100 | [6 empty] | Verified as Rental |  |  | MHHS-TMC
NO | YES |  |  |  | FFL1339 |  | CAREFUSION | 8100M |  |  | Rental | MHHS-TMC |  |  |  | FFL1339 |  | TMC |  | Rental | [7 empty] | PUMPINFUSION-ALARIS-Medley 8100 |  | MEDLEY PUMP MODULE LVP *MEMORIAL HERMANN |  |  | PUMPINFUSION-ALARIS-Medley 8100 | [6 empty] | Verified as Rental |  |  | MHHS-TMC
NO | YES |  |  |  | FFL1343 |  | CAREFUSION | 8100M |  |  | Rental | MHHS-TMC |  |  |  | FFL1343 |  | TMC |  | Rental | [7 empty] | PUMPINFUSION-ALARIS-Medley 8100 |  | MEDLEY PUMP MODULE LVP *MEMORIAL HERMANN |  |  | PUMPINFUSION-ALARIS-Medley 8100 | [6 empty] | Verified as Rental |  |  | MHHS-TMC
NO | YES |  |  |  | FFL1345 |  | CAREFUSION | 8100M |  |  | Rental | MHHS-TMC |  |  |  | FFL1345 |  | TMC |  | Rental | [7 empty] | PUMPINFUSION-ALARIS-Medley 8100 |  | MEDLEY PUMP MODULE LVP *MEMORIAL HERMANN |  |  | PUMPINFUSION-ALARIS-Medley 8100 | [6 empty] | Verified as Rental |  |  | MHHS-TMC
NO | YES |  |  |  | FFL1359 |  | CAREFUSION | 8100M |  |  | Rental | MHHS-TMC |  |  |  | FFL1359 |  | TMC |  | Rental | [7 empty] | PUMPINFUSION-ALARIS-Medley 8100 |  | MEDLEY PUMP MODULE LVP *MEMORIAL HERMANN |  |  | PUMPINFUSION-ALARIS-Medley 8100 | [6 empty] | Verified as Rental |  |  | MHHS-TMC
NO | YES |  |  |  | FFL1360 |  | CAREFUSION | 8100M |  |  | Rental | MHHS-TMC |  |  |  | FFL1360 |  | TMC |  | Rental | [7 empty] | PUMPINFUSION-ALARIS-Medley 8100 |  | MEDLEY PUMP MODULE LVP *MEMORIAL HERMANN |  |  | PUMPINFUSION-ALARIS-Medley 8100 | [6 empty] | Verified as Rental |  |  | MHHS-TMC
NO | YES |  |  |  | FFL1361 |  | CAREFUSION | 8100M |  |  | Rental | MHHS-TMC |  |  |  | FFL1361 |  | TMC |  | Rental | [7 empty] | PUMPINFUSION-ALARIS-Medley 8100 |  | MEDLEY PUMP MODULE LVP *MEMORIAL HERMANN |  |  | PUMPINFUSION-ALARIS-Medley 8100 | [6 empty] | Verified as Rental |  |  | MHHS-TMC
NO | YES |  |  |  | FFL1369 |  | CAREFUSION | 8100M |  |  | Rental | MHHS-TMC |  |  |  | FFL1369 |  | TMC |  | Rental | [7 empty] | PUMPINFUSION-ALARIS-Medley 8100 |  | MEDLEY PUMP MODULE LVP *MEMORIAL HERMANN |  |  | PUMPINFUSION-ALARIS-Medley 8100 | [6 empty] | Verified as Rental |  |  | MHHS-TMC
NO | YES |  |  |  | FFL1373 |  | CAREFUSION | 8100M |  |  | Rental | MHHS-TMC |  |  |  | FFL1373 |  | TMC |  | Rental | [7 empty] | PUMPINFUSION-ALARIS-Medley 8100 |  | MEDLEY PUMP MODULE LVP *MEMORIAL HERMANN |  |  | PUMPINFUSION-ALARIS-Medley 8100 | [6 empty] | Verified as Rental |  |  | MHHS-TMC
NO | YES |  |  |  | FFL1375 |  | CAREFUSION | 8100M |  |  | Rental | MHHS-TMC |  |  |  | FFL1375 |  | TMC |  | Rental | [7 empty] | PUMPINFUSION-ALARIS-Medley 8100 |  | MEDLEY PUMP MODULE LVP *MEMORIAL HERMANN |  |  | PUMPINFUSION-ALARIS-Medley 8100 | [6 empty] | Verified as Rental |  |  | MHHS-TMC
NO | YES |  |  |  | FFL1383 |  | CAREFUSION | 8100M |  |  | Rental | MHHS-TMC |  |  |  | FFL1383 |  | TMC |  | Rental | [7 empty] | PUMPINFUSION-ALARIS-Medley 8100 |  | MEDLEY PUMP MODULE LVP *MEMORIAL HERMANN |  |  | PUMPINFUSION-ALARIS-Medley 8100 | [6 empty] | Verified as Rental |  |  | MHHS-TMC
NO | YES |  |  |  | FFL1386 |  | CAREFUSION | 8100M |  |  | Rental | MHHS-TMC |  |  |  | FFL1386 |  | TMC |  | Rental | [7 empty] | PUMPINFUSION-ALARIS-Medley 8100 |  | MEDLEY PUMP MODULE LVP *MEMORIAL HERMANN |  |  | PUMPINFUSION-ALARIS-Medley 8100 | [6 empty] | Verified as Rental |  |  | MHHS-TMC
NO | YES |  |  |  | FFL1391 |  | CAREFUSION | 8100M |  |  | Rental | MHHS-TMC |  |  |  | FFL1391 |  | TMC |  | Rental | [7 empty] | PUMPINFUSION-ALARIS-Medley 8100 |  | MEDLEY PUMP MODULE LVP *MEMORIAL HERMANN |  |  | PUMPINFUSION-ALARIS-Medley 8100 | [6 empty] | Verified as Rental |  |  | MHHS-TMC
NO | YES |  |  |  | FFL1393 |  | CAREFUSION | 8100M |  |  | Rental | MHHS-TMC |  |  |  | FFL1393 |  | TMC |  | Rental | [7 empty] | PUMPINFUSION-ALARIS-Medley 8100 |  | MEDLEY PUMP MODULE LVP *MEMORIAL HERMANN |  |  | PUMPINFUSION-ALARIS-Medley 8100 | [6 empty] | Verified as Rental |  |  | MHHS-TMC
NO | YES |  |  |  | FFL1398 |  | CAREFUSION | 8100M |  |  | Rental | MHHS-TMC |  |  |  | FFL1398 |  | TMC |  | Rental | [7 empty] | PUMPINFUSION-ALARIS-Medley 8100 |  | MEDLEY PUMP MODULE LVP *MEMORIAL HERMANN |  |  | PUMPINFUSION-ALARIS-Medley 8100 | [6 empty] | Verified as Rental |  |  | MHHS-TMC
NO | YES |  |  |  | FFL1402 |  | CAREFUSION | 8100M |  |  | Rental | MHHS-TMC |  |  |  | FFL1402 |  | TMC |  | Rental | [7 empty] | PUMPINFUSION-ALARIS-Medley 8100 |  | MEDLEY PUMP MODULE LVP *MEMORIAL HERMANN |  |  | PUMPINFUSION-ALARIS-Medley 8100 | [6 empty] | Verified as Rental |  |  | MHHS-TMC
NO | YES |  |  |  | FFL1404 |  | CAREFUSION | 8100M |  |  | Rental | MHHS-TMC |  |  |  | FFL1404 |  | TMC |  | Rental | [7 empty] | PUMPINFUSION-ALARIS-Medley 8100 |  | MEDLEY PUMP MODULE LVP *MEMORIAL HERMANN |  |  | PUMPINFUSION-ALARIS-Medley 8100 | [6 empty] | Verified as Rental |  |  | MHHS-TMC
NO | YES |  |  |  | FFL1405 |  | CAREFUSION | 8100M |  |  | Rental | MHHS-TMC |  |  |  | FFL1405 |  | TMC |  | Rental | [7 empty] | PUMPINFUSION-ALARIS-Medley 8100 |  | MEDLEY PUMP MODULE LVP *MEMORIAL HERMANN |  |  | PUMPINFUSION-ALARIS-Medley 8100 | [6 empty] | Verified as Rental |  |  | MHHS-TMC
NO | YES |  |  |  | FFL1418 |  | CAREFUSION | 8100M |  |  | Rental | MHHS-TMC |  |  |  | FFL1418 |  | TMC |  | Rental | [7 empty] | PUMPINFUSION-ALARIS-Medley 8100 |  | MEDLEY PUMP MODULE LVP *MEMORIAL HERMANN |  |  | PUMPINFUSION-ALARIS-Medley 8100 | [6 empty] | Verified as Rental |  |  | MHHS-TMC
NO | YES |  |  |  | FFL1429 |  | CAREFUSION | 8100M |  |  | Rental | MHHS-TMC |  |  |  | FFL1429 |  | TMC |  | Rental | [7 empty] | PUMPINFUSION-ALARIS-Medley 8100 |  | MEDLEY PUMP MODULE LVP *MEMORIAL HERMANN |  |  | PUMPINFUSION-ALARIS-Medley 8100 | [6 empty] | Verified as Rental |  |  | MHHS-TMC
NO | YES |  |  |  | FFL1431 |  | CAREFUSION | 8100M |  |  | Rental | MHHS-TMC |  |  |  | FFL1431 |  | TMC |  | Rental | [7 empty] | PUMPINFUSION-ALARIS-Medley 8100 |  | MEDLEY PUMP MODULE LVP *MEMORIAL HERMANN |  |  | PUMPINFUSION-ALARIS-Medley 8100 | [6 empty] | Verified as Rental |  |  | MHHS-TMC
NO | YES |  |  |  | FFL1433 |  | CAREFUSION | 8100M |  |  | Rental | MHHS-TMC |  |  |  | FFL1433 |  | TMC |  | Rental | [7 empty] | PUMPINFUSION-ALARIS-Medley 8100 |  | MEDLEY PUMP MODULE LVP *MEMORIAL HERMANN |  |  | PUMPINFUSION-ALARIS-Medley 8100 | [6 empty] | Verified as Rental |  |  | MHHS-TMC
NO | YES |  |  |  | FFL1439 |  | CAREFUSION | 8100M |  |  | Rental | MHHS-TMC |  |  |  | FFL1439 |  | TMC |  | Rental | [7 empty] | PUMPINFUSION-ALARIS-Medley 8100 |  | MEDLEY PUMP MODULE LVP *MEMORIAL HERMANN |  |  | PUMPINFUSION-ALARIS-Medley 8100 | [6 empty] | Verified as Rental |  |  | MHHS-TMC
NO | YES |  |  |  | FFL1441 |  | CAREFUSION | 8100M |  |  | Rental | MHHS-TMC |  |  |  | FFL1441 |  | TMC |  | Rental | [7 empty] | PUMPINFUSION-ALARIS-Medley 8100 |  | MEDLEY PUMP MODULE LVP *MEMORIAL HERMANN |  |  | PUMPINFUSION-ALARIS-Medley 8100 | [6 empty] | Verified as Rental |  |  | MHHS-TMC
NO | YES |  |  |  | FFL1451 |  | CAREFUSION | 8100M |  |  | Rental | MHHS-TMC |  |  |  | FFL1451 |  | TMC |  | Rental | [7 empty] | PUMPINFUSION-ALARIS-Medley 8100 |  | MEDLEY PUMP MODULE LVP *MEMORIAL HERMANN |  |  | PUMPINFUSION-ALARIS-Medley 8100 | [6 empty] | Verified as Rental |  |  | MHHS-TMC
NO | YES |  |  |  | FFL1453 |  | CAREFUSION | 8100M |  |  | Rental | MHHS-TMC |  |  |  | FFL1453 |  | TMC |  | Rental | [7 empty] | PUMPINFUSION-ALARIS-Medley 8100 |  | MEDLEY PUMP MODULE LVP *MEMORIAL HERMANN |  |  | PUMPINFUSION-ALARIS-Medley 8100 | [6 empty] | Verified as Rental |  |  | MHHS-TMC
NO | YES |  |  |  | FFL1463 |  | CAREFUSION | 8100M |  |  | Rental | MHHS-TMC |  |  |  | FFL1463 |  | TMC |  | Rental | [7 empty] | PUMPINFUSION-ALARIS-Medley 8100 |  | MEDLEY PUMP MODULE LVP *MEMORIAL HERMANN |  |  | PUMPINFUSION-ALARIS-Medley 8100 | [6 empty] | Verified as Rental |  |  | MHHS-TMC
NO | YES |  |  |  | FFL1464 |  | CAREFUSION | 8100M |  |  | Rental | MHHS-TMC |  |  |  | FFL1464 |  | TMC |  | Rental | [7 empty] | PUMPINFUSION-ALARIS-Medley 8100 |  | MEDLEY PUMP MODULE LVP *MEMORIAL HERMANN |  |  | PUMPINFUSION-ALARIS-Medley 8100 | [6 empty] | Verified as Rental |  |  | MHHS-TMC
NO | YES |  |  |  | FFL1473 |  | CAREFUSION | 8100M |  |  | Rental | MHHS-TMC |  |  |  | FFL1473 |  | TMC |  | Rental | [7 empty] | PUMPINFUSION-ALARIS-Medley 8100 |  | MEDLEY PUMP MODULE LVP *MEMORIAL HERMANN |  |  | PUMPINFUSION-ALARIS-Medley 8100 | [6 empty] | Verified as Rental |  |  | MHHS-TMC
NO | YES |  |  |  | FFL1474 |  | CAREFUSION | 8100M |  |  | Rental | MHHS-TMC |  |  |  | FFL1474 |  | TMC |  | Rental | [7 empty] | PUMPINFUSION-ALARIS-Medley 8100 |  | MEDLEY PUMP MODULE LVP *MEMORIAL HERMANN |  |  | PUMPINFUSION-ALARIS-Medley 8100 | [6 empty] | Verified as Rental |  |  | MHHS-TMC
NO | YES |  |  |  | FFL1491 |  | CAREFUSION | 8100M |  |  | Rental | MHHS-TMC |  |  |  | FFL1491 |  | TMC |  | Rental | [7 empty] | PUMPINFUSION-ALARIS-Medley 8100 |  | MEDLEY PUMP MODULE LVP *MEMORIAL HERMANN |  |  | PUMPINFUSION-ALARIS-Medley 8100 | [6 empty] | Verified as Rental |  |  | MHHS-TMC
NO | YES |  |  |  | FFL1494 |  | CAREFUSION | 8100M |  |  | Rental | MHHS-TMC |  |  |  | FFL1494 |  | TMC |  | Rental | [7 empty] | PUMPINFUSION-ALARIS-Medley 8100 |  | MEDLEY PUMP MODULE LVP *MEMORIAL HERMANN |  |  | PUMPINFUSION-ALARIS-Medley 8100 | [6 empty] | Verified as Rental |  |  | MHHS-TMC
NO | YES |  |  |  | FFL1497 |  | CAREFUSION | 8100M |  |  | Rental | MHHS-TMC |  |  |  | FFL1497 |  | TMC |  | Rental | [7 empty] | PUMPINFUSION-ALARIS-Medley 8100 |  | MEDLEY PUMP MODULE LVP *MEMORIAL HERMANN |  |  | PUMPINFUSION-ALARIS-Medley 8100 | [6 empty] | Verified as Rental |  |  | MHHS-TMC
NO | YES |  |  |  | FFL1502 |  | CAREFUSION | 8100M |  |  | Rental | MHHS-TMC |  |  |  | FFL1502 |  | TMC |  | Rental | [7 empty] | PUMPINFUSION-ALARIS-Medley 8100 |  | MEDLEY PUMP MODULE LVP *MEMORIAL HERMANN |  |  | PUMPINFUSION-ALARIS-Medley 8100 | [6 empty] | Verified as Rental |  |  | MHHS-TMC
NO | YES |  |  |  | FFL1503 |  | CAREFUSION | 8100M |  |  | Rental | MHHS-TMC |  |  |  | FFL1503 |  | TMC |  | Rental | [7 empty] | PUMPINFUSION-ALARIS-Medley 8100 |  | MEDLEY PUMP MODULE LVP *MEMORIAL HERMANN |  |  | PUMPINFUSION-ALARIS-Medley 8100 | [6 empty] | Verified as Rental |  |  | MHHS-TMC
NO | YES |  |  |  | FFL1510 |  | CAREFUSION | 8100M |  |  | Rental | MHHS-TMC |  |  |  | FFL1510 |  | TMC |  | Rental | [7 empty] | PUMPINFUSION-ALARIS-Medley 8100 |  | MEDLEY PUMP MODULE LVP *MEMORIAL HERMANN |  |  | PUMPINFUSION-ALARIS-Medley 8100 | [6 empty] | Verified as Rental |  |  | MHHS-TMC
NO | YES |  |  |  | FFL1511 |  | CAREFUSION | 8100M |  |  | Rental | MHHS-TMC |  |  |  | FFL1511 |  | TMC |  | Rental | [7 empty] | PUMPINFUSION-ALARIS-Medley 8100 |  | MEDLEY PUMP MODULE LVP *MEMORIAL HERMANN |  |  | PUMPINFUSION-ALARIS-Medley 8100 | [6 empty] | Verified as Rental |  |  | MHHS-TMC
NO | YES |  |  |  | FFL1512 |  | CAREFUSION | 8100M |  |  | Rental | MHHS-TMC |  |  |  | FFL1512 |  | TMC |  | Rental | [7 empty] | PUMPINFUSION-ALARIS-Medley 8100 |  | MEDLEY PUMP MODULE LVP *MEMORIAL HERMANN |  |  | PUMPINFUSION-ALARIS-Medley 8100 | [6 empty] | Verified as Rental |  |  | MHHS-TMC
NO | YES |  |  |  | FFL1513 |  | CAREFUSION | 8100M |  |  | Rental | MHHS-TMC |  |  |  | FFL1513 |  | TMC |  | Rental | [7 empty] | PUMPINFUSION-ALARIS-Medley 8100 |  | MEDLEY PUMP MODULE LVP *MEMORIAL HERMANN |  |  | PUMPINFUSION-ALARIS-Medley 8100 | [6 empty] | Verified as Rental |  |  | MHHS-TMC
NO | YES |  |  |  | FFL1521 |  | CAREFUSION | 8100M |  |  | Rental | MHHS-TMC |  |  |  | FFL1521 |  | TMC |  | Rental | [7 empty] | PUMPINFUSION-ALARIS-Medley 8100 |  | MEDLEY PUMP MODULE LVP *MEMORIAL HERMANN |  |  | PUMPINFUSION-ALARIS-Medley 8100 | [6 empty] | Verified as Rental |  |  | MHHS-TMC
NO | YES |  |  |  | FFL1525 |  | CAREFUSION | 8100M |  |  | Rental | MHHS-TMC |  |  |  | FFL1525 |  | TMC |  | Rental | [7 empty] | PUMPINFUSION-ALARIS-Medley 8100 |  | MEDLEY PUMP MODULE LVP *MEMORIAL HERMANN |  |  | PUMPINFUSION-ALARIS-Medley 8100 | [6 empty] | Verified as Rental |  |  | MHHS-TMC
NO | YES |  |  |  | FFL1534 |  | CAREFUSION | 8100M |  |  | Rental | MHHS-TMC |  |  |  | FFL1534 |  | TMC |  | Rental | [7 empty] | PUMPINFUSION-ALARIS-Medley 8100 |  | MEDLEY PUMP MODULE LVP *MEMORIAL HERMANN |  |  | PUMPINFUSION-ALARIS-Medley 8100 | [6 empty] | Verified as Rental |  |  | MHHS-TMC
NO | YES |  |  |  | FFL1538 |  | CAREFUSION | 8100M |  |  | Rental | MHHS-TMC |  |  |  | FFL1538 |  | TMC |  | Rental | [7 empty] | PUMPINFUSION-ALARIS-Medley 8100 |  | MEDLEY PUMP MODULE LVP *MEMORIAL HERMANN |  |  | PUMPINFUSION-ALARIS-Medley 8100 | [6 empty] | Verified as Rental |  |  | MHHS-TMC
NO | YES |  |  |  | FFL1540 |  | CAREFUSION | 8100M |  |  | Rental | MHHS-TMC |  |  |  | FFL1540 |  | TMC |  | Rental | [7 empty] | PUMPINFUSION-ALARIS-Medley 8100 |  | MEDLEY PUMP MODULE LVP *MEMORIAL HERMANN |  |  | PUMPINFUSION-ALARIS-Medley 8100 | [6 empty] | Verified as Rental |  |  | MHHS-TMC
NO | YES |  |  |  | FFL1543 |  | CAREFUSION | 8100M |  |  | Rental | MHHS-TMC |  |  |  | FFL1543 |  | TMC |  | Rental | [7 empty] | PUMPINFUSION-ALARIS-Medley 8100 |  | MEDLEY PUMP MODULE LVP *MEMORIAL HERMANN |  |  | PUMPINFUSION-ALARIS-Medley 8100 | [6 empty] | Verified as Rental |  |  | MHHS-TMC
NO | YES |  |  |  | FFL1545 |  | CAREFUSION | 8100M |  |  | Rental | MHHS-TMC |  |  |  | FFL1545 |  | TMC |  | Rental | [7 empty] | PUMPINFUSION-ALARIS-Medley 8100 |  | MEDLEY PUMP MODULE LVP *MEMORIAL HERMANN |  |  | PUMPINFUSION-ALARIS-Medley 8100 | [6 empty] | Verified as Rental |  |  | MHHS-TMC
NO | YES |  |  |  | FFL1546 |  | CAREFUSION | 8100M |  |  | Rental | MHHS-TMC |  |  |  | FFL1546 |  | TMC |  | Rental | [7 empty] | PUMPINFUSION-ALARIS-Medley 8100 |  | MEDLEY PUMP MODULE LVP *MEMORIAL HERMANN |  |  | PUMPINFUSION-ALARIS-Medley 8100 | [6 empty] | Verified as Rental |  |  | MHHS-TMC
NO | YES |  |  |  | FFL1549 |  | CAREFUSION | 8100M |  |  | Rental | MHHS-TMC |  |  |  | FFL1549 |  | TMC |  | Rental | [7 empty] | PUMPINFUSION-ALARIS-Medley 8100 |  | MEDLEY PUMP MODULE LVP *MEMORIAL HERMANN |  |  | PUMPINFUSION-ALARIS-Medley 8100 | [6 empty] | Verified as Rental |  |  | MHHS-TMC
NO | YES |  |  |  | FFL1555 |  | CAREFUSION | 8100M |  |  | Rental | MHHS-TMC |  |  |  | FFL1555 |  | TMC |  | Rental | [7 empty] | PUMPINFUSION-ALARIS-Medley 8100 |  | MEDLEY PUMP MODULE LVP *MEMORIAL HERMANN |  |  | PUMPINFUSION-ALARIS-Medley 8100 | [6 empty] | Verified as Rental |  |  | MHHS-TMC
NO | YES |  |  |  | FFL1556 |  | CAREFUSION | 8100M |  |  | Rental | MHHS-TMC |  |  |  | FFL1556 |  | TMC |  | Rental | [7 empty] | PUMPINFUSION-ALARIS-Medley 8100 |  | MEDLEY PUMP MODULE LVP *MEMORIAL HERMANN |  |  | PUMPINFUSION-ALARIS-Medley 8100 | [6 empty] | Verified as Rental |  |  | MHHS-TMC
NO | YES |  |  |  | FFL1567 |  | CAREFUSION | 8100M |  |  | Rental | MHHS-TMC |  |  |  | FFL1567 |  | TMC |  | Rental | [7 empty] | PUMPINFUSION-ALARIS-Medley 8100 |  | MEDLEY PUMP MODULE LVP *MEMORIAL HERMANN |  |  | PUMPINFUSION-ALARIS-Medley 8100 | [6 empty] | Verified as Rental |  |  | MHHS-TMC
NO | YES |  |  |  | FFL1587 |  | CAREFUSION | 8100M |  |  | Rental | MHHS-TMC |  |  |  | FFL1587 |  | TMC |  | Rental | [7 empty] | PUMPINFUSION-ALARIS-Medley 8100 |  | MEDLEY PUMP MODULE LVP *MEMORIAL HERMANN |  |  | PUMPINFUSION-ALARIS-Medley 8100 | [6 empty] | Verified as Rental |  |  | MHHS-TMC
NO | YES |  |  |  | FFL1588 |  | CAREFUSION | 8100M |  |  | Rental | MHHS-TMC |  |  |  | FFL1588 |  | TMC |  | Rental | [7 empty] | PUMPINFUSION-ALARIS-Medley 8100 |  | MEDLEY PUMP MODULE LVP *MEMORIAL HERMANN |  |  | PUMPINFUSION-ALARIS-Medley 8100 | [6 empty] | Verified as Rental |  |  | MHHS-TMC
NO | YES |  |  |  | FFL1589 |  | CAREFUSION | 8100M |  |  | Rental | MHHS-TMC |  |  |  | FFL1589 |  | TMC |  | Rental | [7 empty] | PUMPINFUSION-ALARIS-Medley 8100 |  | MEDLEY PUMP MODULE LVP *MEMORIAL HERMANN |  |  | PUMPINFUSION-ALARIS-Medley 8100 | [6 empty] | Verified as Rental |  |  | MHHS-TMC
NO | YES |  |  |  | FFL1591 |  | CAREFUSION | 8100M |  |  | Rental | MHHS-TMC |  |  |  | FFL1591 |  | TMC |  | Rental | [7 empty] | PUMPINFUSION-ALARIS-Medley 8100 |  | MEDLEY PUMP MODULE LVP *MEMORIAL HERMANN |  |  | PUMPINFUSION-ALARIS-Medley 8100 | [6 empty] | Verified as Rental |  |  | MHHS-TMC
NO | YES |  |  |  | FFL1594 |  | CAREFUSION | 8100M |  |  | Rental | MHHS-TMC |  |  |  | FFL1594 |  | TMC |  | Rental | [7 empty] | PUMPINFUSION-ALARIS-Medley 8100 |  | MEDLEY PUMP MODULE LVP *MEMORIAL HERMANN |  |  | PUMPINFUSION-ALARIS-Medley 8100 | [6 empty] | Verified as Rental |  |  | MHHS-TMC
NO | YES |  |  |  | FFL1596 |  | CAREFUSION | 8100M |  |  | Rental | MHHS-TMC |  |  |  | FFL1596 |  | TMC |  | Rental | [7 empty] | PUMPINFUSION-ALARIS-Medley 8100 |  | MEDLEY PUMP MODULE LVP *MEMORIAL HERMANN |  |  | PUMPINFUSION-ALARIS-Medley 8100 | [6 empty] | Verified as Rental |  |  | MHHS-TMC
NO | YES |  |  |  | FFL1601 |  | CAREFUSION | 8100M |  |  | Rental | MHHS-TMC |  |  |  | FFL1601 |  | TMC |  | Rental | [7 empty] | PUMPINFUSION-ALARIS-Medley 8100 |  | MEDLEY PUMP MODULE LVP *MEMORIAL HERMANN |  |  | PUMPINFUSION-ALARIS-Medley 8100 | [6 empty] | Verified as Rental |  |  | MHHS-TMC
NO | YES |  |  |  | FFL1611 |  | CAREFUSION | 8100M |  |  | Rental | MHHS-TMC |  |  |  | FFL1611 |  | TMC |  | Rental | [7 empty] | PUMPINFUSION-ALARIS-Medley 8100 |  | MEDLEY PUMP MODULE LVP *MEMORIAL HERMANN |  |  | PUMPINFUSION-ALARIS-Medley 8100 | [6 empty] | Verified as Rental |  |  | MHHS-TMC
NO | YES |  |  |  | FFL1614 |  | CAREFUSION | 8100M |  |  | Rental | MHHS-TMC |  |  |  | FFL1614 |  | TMC |  | Rental | [7 empty] | PUMPINFUSION-ALARIS-Medley 8100 |  | MEDLEY PUMP MODULE LVP *MEMORIAL HERMANN |  |  | PUMPINFUSION-ALARIS-Medley 8100 | [6 empty] | Verified as Rental |  |  | MHHS-TMC
NO | YES |  |  |  | FFL1618 |  | CAREFUSION | 8100M |  |  | Rental | MHHS-TMC |  |  |  | FFL1618 |  | TMC |  | Rental | [7 empty] | PUMPINFUSION-ALARIS-Medley 8100 |  | MEDLEY PUMP MODULE LVP *MEMORIAL HERMANN |  |  | PUMPINFUSION-ALARIS-Medley 8100 | [6 empty] | Verified as Rental |  |  | MHHS-TMC
NO | YES |  |  |  | FFL1641 |  | CAREFUSION | 8100M |  |  | Rental | MHHS-TMC |  |  |  | FFL1641 |  | TMC |  | Rental | [7 empty] | PUMPINFUSION-ALARIS-Medley 8100 |  | MEDLEY PUMP MODULE LVP *MEMORIAL HERMANN |  |  | PUMPINFUSION-ALARIS-Medley 8100 | [6 empty] | Verified as Rental |  |  | MHHS-TMC
NO | YES |  |  |  | FFL1643 |  | CAREFUSION | 8100M |  |  | Rental | MHHS-TMC |  |  |  | FFL1643 |  | TMC |  | Rental | [7 empty] | PUMPINFUSION-ALARIS-Medley 8100 |  | MEDLEY PUMP MODULE LVP *MEMORIAL HERMANN |  |  | PUMPINFUSION-ALARIS-Medley 8100 | [6 empty] | Verified as Rental |  |  | MHHS-TMC
NO | YES |  |  |  | FFL1644 |  | CAREFUSION | 8100M |  |  | Rental | MHHS-TMC |  |  |  | FFL1644 |  | TMC |  | Rental | [7 empty] | PUMPINFUSION-ALARIS-Medley 8100 |  | MEDLEY PUMP MODULE LVP *MEMORIAL HERMANN |  |  | PUMPINFUSION-ALARIS-Medley 8100 | [6 empty] | Verified as Rental |  |  | MHHS-TMC
NO | YES |  |  |  | FFL1653 |  | CAREFUSION | 8100M |  |  | Rental | MHHS-TMC |  |  |  | FFL1653 |  | TMC |  | Rental | [7 empty] | PUMPINFUSION-ALARIS-Medley 8100 |  | MEDLEY PUMP MODULE LVP *MEMORIAL HERMANN |  |  | PUMPINFUSION-ALARIS-Medley 8100 | [6 empty] | Verified as Rental |  |  | MHHS-TMC
NO | YES |  |  |  | FFL1657 |  | CAREFUSION | 8100M |  |  | Rental | MHHS-TMC |  |  |  | FFL1657 |  | TMC |  | Rental | [7 empty] | PUMPINFUSION-ALARIS-Medley 8100 |  | MEDLEY PUMP MODULE LVP *MEMORIAL HERMANN |  |  | PUMPINFUSION-ALARIS-Medley 8100 | [6 empty] | Verified as Rental |  |  | MHHS-TMC
NO | YES |  |  |  | FFL1665 |  | CAREFUSION | 8100M |  |  | Rental | MHHS-TMC |  |  |  | FFL1665 |  | TMC |  | Rental | [7 empty] | PUMPINFUSION-ALARIS-Medley 8100 |  | MEDLEY PUMP MODULE LVP *MEMORIAL HERMANN |  |  | PUMPINFUSION-ALARIS-Medley 8100 | [6 empty] | Verified as Rental |  |  | MHHS-TMC
NO | YES |  |  |  | FFL1694 |  | CAREFUSION | 8100M |  |  | Rental | MHHS-TMC |  |  |  | FFL1694 |  | TMC |  | Rental | [7 empty] | PUMPINFUSION-ALARIS-Medley 8100 |  | MEDLEY PUMP MODULE LVP *MEMORIAL HERMANN |  |  | PUMPINFUSION-ALARIS-Medley 8100 | [6 empty] | Verified as Rental |  |  | MHHS-TMC
NO | YES |  |  |  | FFL1699 |  | CAREFUSION | 8100M |  |  | Rental | MHHS-TMC |  |  |  | FFL1699 |  | TMC |  | Rental | [7 empty] | PUMPINFUSION-ALARIS-Medley 8100 |  | MEDLEY PUMP MODULE LVP *MEMORIAL HERMANN |  |  | PUMPINFUSION-ALARIS-Medley 8100 | [6 empty] | Verified as Rental |  |  | MHHS-TMC
NO | YES |  |  |  | FFL1700 |  | CAREFUSION | 8100M |  |  | Rental | MHHS-TMC |  |  |  | FFL1700 |  | TMC |  | Rental | [7 empty] | PUMPINFUSION-ALARIS-Medley 8100 |  | MEDLEY PUMP MODULE LVP *MEMORIAL HERMANN |  |  | PUMPINFUSION-ALARIS-Medley 8100 | [6 empty] | Verified as Rental |  |  | MHHS-TMC
NO | YES |  |  |  | FFL1702 |  | CAREFUSION | 8100M |  |  | Rental | MHHS-TMC |  |  |  | FFL1702 |  | TMC |  | Rental | [7 empty] | PUMPINFUSION-ALARIS-Medley 8100 |  | MEDLEY PUMP MODULE LVP *MEMORIAL HERMANN |  |  | PUMPINFUSION-ALARIS-Medley 8100 | [6 empty] | Verified as Rental |  |  | MHHS-TMC
NO | YES |  |  |  | FFL1709 |  | CAREFUSION | 8100M |  |  | Rental | MHHS-TMC |  |  |  | FFL1709 |  | TMC |  | Rental | [7 empty] | PUMPINFUSION-ALARIS-Medley 8100 |  | MEDLEY PUMP MODULE LVP *MEMORIAL HERMANN |  |  | PUMPINFUSION-ALARIS-Medley 8100 | [6 empty] | Verified as Rental |  |  | MHHS-TMC
NO | YES |  |  |  | FFL1710 |  | CAREFUSION | 8100M |  |  | Rental | MHHS-TMC |  |  |  | FFL1710 |  | TMC |  | Rental | [7 empty] | PUMPINFUSION-ALARIS-Medley 8100 |  | MEDLEY PUMP MODULE LVP *MEMORIAL HERMANN |  |  | PUMPINFUSION-ALARIS-Medley 8100 | [6 empty] | Verified as Rental |  |  | MHHS-TMC
NO | YES |  |  |  | FFL1713 |  | CAREFUSION | 8100M |  |  | Rental | MHHS-TMC |  |  |  | FFL1713 |  | TMC |  | Rental | [7 empty] | PUMPINFUSION-ALARIS-Medley 8100 |  | MEDLEY PUMP MODULE LVP *MEMORIAL HERMANN |  |  | PUMPINFUSION-ALARIS-Medley 8100 | [6 empty] | Verified as Rental |  |  | MHHS-TMC
NO | YES |  |  |  | FFL1719 |  | CAREFUSION | 8100M |  |  | Rental | MHHS-TMC |  |  |  | FFL1719 |  | TMC |  | Rental | [7 empty] | PUMPINFUSION-ALARIS-Medley 8100 |  | MEDLEY PUMP MODULE LVP *MEMORIAL HERMANN |  |  | PUMPINFUSION-ALARIS-Medley 8100 | [6 empty] | Verified as Rental |  |  | MHHS-TMC
NO | YES |  |  |  | FFL1726 |  | CAREFUSION | 8100M |  |  | Rental | MHHS-TMC |  |  |  | FFL1726 |  | TMC |  | Rental | [7 empty] | PUMPINFUSION-ALARIS-Medley 8100 |  | MEDLEY PUMP MODULE LVP *MEMORIAL HERMANN |  |  | PUMPINFUSION-ALARIS-Medley 8100 | [6 empty] | Verified as Rental |  |  | MHHS-TMC
NO | YES |  |  |  | FFL1730 |  | CAREFUSION | 8100M |  |  | Rental | MHHS-TMC |  |  |  | FFL1730 |  | TMC |  | Rental | [7 empty] | PUMPINFUSION-ALARIS-Medley 8100 |  | MEDLEY PUMP MODULE LVP *MEMORIAL HERMANN |  |  | PUMPINFUSION-ALARIS-Medley 8100 | [6 empty] | Verified as Rental |  |  | MHHS-TMC
NO | YES |  |  |  | FFL1731 |  | CAREFUSION | 8100M |  |  | Rental | MHHS-TMC |  |  |  | FFL1731 |  | TMC |  | Rental | [7 empty] | PUMPINFUSION-ALARIS-Medley 8100 |  | MEDLEY PUMP MODULE LVP *MEMORIAL HERMANN |  |  | PUMPINFUSION-ALARIS-Medley 8100 | [6 empty] | Verified as Rental |  |  | MHHS-TMC
NO | YES |  |  |  | FFL1737 |  | CAREFUSION | 8100M |  |  | Rental | MHHS-TMC |  |  |  | FFL1737 |  | TMC |  | Rental | [7 empty] | PUMPINFUSION-ALARIS-Medley 8100 |  | MEDLEY PUMP MODULE LVP *MEMORIAL HERMANN |  |  | PUMPINFUSION-ALARIS-Medley 8100 | [6 empty] | Verified as Rental |  |  | MHHS-TMC
NO | YES |  |  |  | FFL1739 |  | CAREFUSION | 8100M |  |  | Rental | MHHS-TMC |  |  |  | FFL1739 |  | TMC |  | Rental | [7 empty] | PUMPINFUSION-ALARIS-Medley 8100 |  | MEDLEY PUMP MODULE LVP *MEMORIAL HERMANN |  |  | PUMPINFUSION-ALARIS-Medley 8100 | [6 empty] | Verified as Rental |  |  | MHHS-TMC
NO | YES |  |  |  | FFL1741 |  | CAREFUSION | 8100M |  |  | Rental | MHHS-TMC |  |  |  | FFL1741 |  | TMC |  | Rental | [7 empty] | PUMPINFUSION-ALARIS-Medley 8100 |  | MEDLEY PUMP MODULE LVP *MEMORIAL HERMANN |  |  | PUMPINFUSION-ALARIS-Medley 8100 | [6 empty] | Verified as Rental |  |  | MHHS-TMC
NO | YES |  |  |  | FFL1753 |  | CAREFUSION | 8100M |  |  | Rental | MHHS-TMC |  |  |  | FFL1753 |  | TMC |  | Rental | [7 empty] | PUMPINFUSION-ALARIS-Medley 8100 |  | MEDLEY PUMP MODULE LVP *MEMORIAL HERMANN |  |  | PUMPINFUSION-ALARIS-Medley 8100 | [6 empty] | Verified as Rental |  |  | MHHS-TMC
NO | YES |  |  |  | FFL1768 |  | CAREFUSION | 8100M |  |  | Rental | MHHS-TMC |  |  |  | FFL1768 |  | TMC |  | Rental | [7 empty] | PUMPINFUSION-ALARIS-Medley 8100 |  | MEDLEY PUMP MODULE LVP *MEMORIAL HERMANN |  |  | PUMPINFUSION-ALARIS-Medley 8100 | [6 empty] | Verified as Rental |  |  | MHHS-TMC
NO | YES |  |  |  | FFL1769 |  | CAREFUSION | 8100M |  |  | Rental | MHHS-TMC |  |  |  | FFL1769 |  | TMC |  | Rental | [7 empty] | PUMPINFUSION-ALARIS-Medley 8100 |  | MEDLEY PUMP MODULE LVP *MEMORIAL HERMANN |  |  | PUMPINFUSION-ALARIS-Medley 8100 | [6 empty] | Verified as Rental |  |  | MHHS-TMC
NO | YES |  |  |  | FFL1771 |  | CAREFUSION | 8100M |  |  | Rental | MHHS-TMC |  |  |  | FFL1771 |  | TMC |  | Rental | [7 empty] | PUMPINFUSION-ALARIS-Medley 8100 |  | MEDLEY PUMP MODULE LVP *MEMORIAL HERMANN |  |  | PUMPINFUSION-ALARIS-Medley 8100 | [6 empty] | Verified as Rental |  |  | MHHS-TMC
NO | YES |  |  |  | FFL1783 |  | CAREFUSION | 8100M |  |  | Rental | MHHS-TMC |  |  |  | FFL1783 |  | TMC |  | Rental | [7 empty] | PUMPINFUSION-ALARIS-Medley 8100 |  | MEDLEY PUMP MODULE LVP *MEMORIAL HERMANN |  |  | PUMPINFUSION-ALARIS-Medley 8100 | [6 empty] | Verified as Rental |  |  | MHHS-TMC
NO | YES |  |  |  | FFL1785 |  | CAREFUSION | 8100M |  |  | Rental | MHHS-TMC |  |  |  | FFL1785 |  | TMC |  | Rental | [7 empty] | PUMPINFUSION-ALARIS-Medley 8100 |  | MEDLEY PUMP MODULE LVP *MEMORIAL HERMANN |  |  | PUMPINFUSION-ALARIS-Medley 8100 | [6 empty] | Verified as Rental |  |  | MHHS-TMC
NO | YES |  |  |  | FFL1801 |  | CAREFUSION | 8100M |  |  | Rental | MHHS-TMC |  |  |  | FFL1801 |  | TMC |  | Rental | [7 empty] | PUMPINFUSION-ALARIS-Medley 8100 |  | MEDLEY PUMP MODULE LVP *MEMORIAL HERMANN |  |  | PUMPINFUSION-ALARIS-Medley 8100 | [6 empty] | Verified as Rental |  |  | MHHS-TMC
NO | YES |  |  |  | FFL1808 |  | CAREFUSION | 8100M |  |  | Rental | MHHS-TMC |  |  |  | FFL1808 |  | TMC |  | Rental | [7 empty] | PUMPINFUSION-ALARIS-Medley 8100 |  | MEDLEY PUMP MODULE LVP *MEMORIAL HERMANN |  |  | PUMPINFUSION-ALARIS-Medley 8100 | [6 empty] | Verified as Rental |  |  | MHHS-TMC
NO | YES |  |  |  | FFL1810 |  | CAREFUSION | 8100M |  |  | Rental | MHHS-TMC |  |  |  | FFL1810 |  | TMC |  | Rental | [7 empty] | PUMPINFUSION-ALARIS-Medley 8100 |  | MEDLEY PUMP MODULE LVP *MEMORIAL HERMANN |  |  | PUMPINFUSION-ALARIS-Medley 8100 | [6 empty] | Verified as Rental |  |  | MHHS-TMC
NO | YES |  |  |  | FFL1822 |  | CAREFUSION | 8100M |  |  | Rental | MHHS-TMC |  |  |  | FFL1822 |  | TMC |  | Rental | [7 empty] | PUMPINFUSION-ALARIS-Medley 8100 |  | MEDLEY PUMP MODULE LVP *MEMORIAL HERMANN |  |  | PUMPINFUSION-ALARIS-Medley 8100 | [6 empty] | Verified as Rental |  |  | MHHS-TMC
NO | YES |  |  |  | FFL1828 |  | CAREFUSION | 8100M |  |  | Rental | MHHS-TMC |  |  |  | FFL1828 |  | TMC |  | Rental | [7 empty] | PUMPINFUSION-ALARIS-Medley 8100 |  | MEDLEY PUMP MODULE LVP *MEMORIAL HERMANN |  |  | PUMPINFUSION-ALARIS-Medley 8100 | [6 empty] | Verified as Rental |  |  | MHHS-TMC
NO | YES |  |  |  | FFL1832 |  | CAREFUSION | 8100M |  |  | Rental | MHHS-TMC |  |  |  | FFL1832 |  | TMC |  | Rental | [7 empty] | PUMPINFUSION-ALARIS-Medley 8100 |  | MEDLEY PUMP MODULE LVP *MEMORIAL HERMANN |  |  | PUMPINFUSION-ALARIS-Medley 8100 | [6 empty] | Verified as Rental |  |  | MHHS-TMC
NO | YES |  |  |  | FFL1834 |  | CAREFUSION | 8100M |  |  | Rental | MHHS-TMC |  |  |  | FFL1834 |  | TMC |  | Rental | [7 empty] | PUMPINFUSION-ALARIS-Medley 8100 |  | MEDLEY PUMP MODULE LVP *MEMORIAL HERMANN |  |  | PUMPINFUSION-ALARIS-Medley 8100 | [6 empty] | Verified as Rental |  |  | MHHS-TMC
NO | YES |  |  |  | FFL1835 |  | CAREFUSION | 8100M |  |  | Rental | MHHS-TMC |  |  |  | FFL1835 |  | TMC |  | Rental | [7 empty] | PUMPINFUSION-ALARIS-Medley 8100 |  | MEDLEY PUMP MODULE LVP *MEMORIAL HERMANN |  |  | PUMPINFUSION-ALARIS-Medley 8100 | [6 empty] | Verified as Rental |  |  | MHHS-TMC
NO | YES |  |  |  | FFL1838 |  | CAREFUSION | 8100M |  |  | Rental | MHHS-TMC |  |  |  | FFL1838 |  | TMC |  | Rental | [7 empty] | PUMPINFUSION-ALARIS-Medley 8100 |  | MEDLEY PUMP MODULE LVP *MEMORIAL HERMANN |  |  | PUMPINFUSION-ALARIS-Medley 8100 | [6 empty] | Verified as Rental |  |  | MHHS-TMC
NO | YES |  |  |  | FFL1849 |  | CAREFUSION | 8100M |  |  | Rental | MHHS-TMC |  |  |  | FFL1849 |  | TMC |  | Rental | [7 empty] | PUMPINFUSION-ALARIS-Medley 8100 |  | MEDLEY PUMP MODULE LVP *MEMORIAL HERMANN |  |  | PUMPINFUSION-ALARIS-Medley 8100 | [6 empty] | Verified as Rental |  |  | MHHS-TMC
NO | YES |  |  |  | FFL1854 |  | CAREFUSION | 8100M |  |  | Rental | MHHS-TMC |  |  |  | FFL1854 |  | TMC |  | Rental | [7 empty] | PUMPINFUSION-ALARIS-Medley 8100 |  | MEDLEY PUMP MODULE LVP *MEMORIAL HERMANN |  |  | PUMPINFUSION-ALARIS-Medley 8100 | [6 empty] | Verified as Rental |  |  | MHHS-TMC
NO | YES |  |  |  | FFL1860 |  | CAREFUSION | 8100M |  |  | Rental | MHHS-TMC |  |  |  | FFL1860 |  | TMC |  | Rental | [7 empty] | PUMPINFUSION-ALARIS-Medley 8100 |  | MEDLEY PUMP MODULE LVP *MEMORIAL HERMANN |  |  | PUMPINFUSION-ALARIS-Medley 8100 | [6 empty] | Verified as Rental |  |  | MHHS-TMC
NO | YES |  |  |  | FFL1864 |  | CAREFUSION | 8100M |  |  | Rental | MHHS-TMC |  |  |  | FFL1864 |  | TMC |  | Rental | [7 empty] | PUMPINFUSION-ALARIS-Medley 8100 |  | MEDLEY PUMP MODULE LVP *MEMORIAL HERMANN |  |  | PUMPINFUSION-ALARIS-Medley 8100 | [6 empty] | Verified as Rental |  |  | MHHS-TMC
NO | YES |  |  |  | FFL1870 |  | CAREFUSION | 8100M |  |  | Rental | MHHS-TMC |  |  |  | FFL1870 |  | TMC |  | Rental | [7 empty] | PUMPINFUSION-ALARIS-Medley 8100 |  | MEDLEY PUMP MODULE LVP *MEMORIAL HERMANN |  |  | PUMPINFUSION-ALARIS-Medley 8100 | [6 empty] | Verified as Rental |  |  | MHHS-TMC
NO | YES |  |  |  | FFL1872 |  | CAREFUSION | 8100M |  |  | Rental | MHHS-TMC |  |  |  | FFL1872 |  | TMC |  | Rental | [7 empty] | PUMPINFUSION-ALARIS-Medley 8100 |  | MEDLEY PUMP MODULE LVP *MEMORIAL HERMANN |  |  | PUMPINFUSION-ALARIS-Medley 8100 | [6 empty] | Verified as Rental |  |  | MHHS-TMC
NO | YES |  |  |  | FFL1878 |  | CAREFUSION | 8100M |  |  | Rental | MHHS-TMC |  |  |  | FFL1878 |  | TMC |  | Rental | [7 empty] | PUMPINFUSION-ALARIS-Medley 8100 |  | MEDLEY PUMP MODULE LVP *MEMORIAL HERMANN |  |  | PUMPINFUSION-ALARIS-Medley 8100 | [6 empty] | Verified as Rental |  |  | MHHS-TMC
NO | YES |  |  |  | FFL1885 |  | CAREFUSION | 8100M |  |  | Rental | MHHS-TMC |  |  |  | FFL1885 |  | TMC |  | Rental | [7 empty] | PUMPINFUSION-ALARIS-Medley 8100 |  | MEDLEY PUMP MODULE LVP *MEMORIAL HERMANN |  |  | PUMPINFUSION-ALARIS-Medley 8100 | [6 empty] | Verified as Rental |  |  | MHHS-TMC
NO | YES |  |  |  | FFL1890 |  | CAREFUSION | 8100M |  |  | Rental | MHHS-TMC |  |  |  | FFL1890 |  | TMC |  | Rental | [7 empty] | PUMPINFUSION-ALARIS-Medley 8100 |  | MEDLEY PUMP MODULE LVP *MEMORIAL HERMANN |  |  | PUMPINFUSION-ALARIS-Medley 8100 | [6 empty] | Verified as Rental |  |  | MHHS-TMC
NO | YES |  |  |  | FFL1894 |  | CAREFUSION | 8100M |  |  | Rental | MHHS-TMC |  |  |  | FFL1894 |  | TMC |  | Rental | [7 empty] | PUMPINFUSION-ALARIS-Medley 8100 |  | MEDLEY PUMP MODULE LVP *MEMORIAL HERMANN |  |  | PUMPINFUSION-ALARIS-Medley 8100 | [6 empty] | Verified as Rental |  |  | MHHS-TMC
NO | YES |  |  |  | FFL1898 |  | CAREFUSION | 8100M |  |  | Rental | MHHS-TMC |  |  |  | FFL1898 |  | TMC |  | Rental | [7 empty] | PUMPINFUSION-ALARIS-Medley 8100 |  | MEDLEY PUMP MODULE LVP *MEMORIAL HERMANN |  |  | PUMPINFUSION-ALARIS-Medley 8100 | [6 empty] | Verified as Rental |  |  | MHHS-TMC
NO | YES |  |  |  | FFL1902 |  | CAREFUSION | 8100M |  |  | Rental | MHHS-TMC |  |  |  | FFL1902 |  | TMC |  | Rental | [7 empty] | PUMPINFUSION-ALARIS-Medley 8100 |  | MEDLEY PUMP MODULE LVP *MEMORIAL HERMANN |  |  | PUMPINFUSION-ALARIS-Medley 8100 | [6 empty] | Verified as Rental |  |  | MHHS-TMC
NO | YES |  |  |  | FFL1906 |  | CAREFUSION | 8100M |  |  | Rental | MHHS-TMC |  |  |  | FFL1906 |  | TMC |  | Rental | [7 empty] | PUMPINFUSION-ALARIS-Medley 8100 |  | MEDLEY PUMP MODULE LVP *MEMORIAL HERMANN |  |  | PUMPINFUSION-ALARIS-Medley 8100 | [6 empty] | Verified as Rental |  |  | MHHS-TMC
NO | YES |  |  |  | FFL1908 |  | CAREFUSION | 8100M |  |  | Rental | MHHS-TMC |  |  |  | FFL1908 |  | TMC |  | Rental | [7 empty] | PUMPINFUSION-ALARIS-Medley 8100 |  | MEDLEY PUMP MODULE LVP *MEMORIAL HERMANN |  |  | PUMPINFUSION-ALARIS-Medley 8100 | [6 empty] | Verified as Rental |  |  | MHHS-TMC
NO | YES |  |  |  | FFL1909 |  | CAREFUSION | 8100M |  |  | Rental | MHHS-TMC |  |  |  | FFL1909 |  | TMC |  | Rental | [7 empty] | PUMPINFUSION-ALARIS-Medley 8100 |  | MEDLEY PUMP MODULE LVP *MEMORIAL HERMANN |  |  | PUMPINFUSION-ALARIS-Medley 8100 | [6 empty] | Verified as Rental |  |  | MHHS-TMC
NO | YES |  |  |  | FFL1910 |  | CAREFUSION | 8100M |  |  | Rental | MHHS-TMC |  |  |  | FFL1910 |  | TMC |  | Rental | [7 empty] | PUMPINFUSION-ALARIS-Medley 8100 |  | MEDLEY PUMP MODULE LVP *MEMORIAL HERMANN |  |  | PUMPINFUSION-ALARIS-Medley 8100 | [6 empty] | Verified as Rental |  |  | MHHS-TMC
NO | YES |  |  |  | FFL1915 |  | CAREFUSION | 8100M |  |  | Rental | MHHS-TMC |  |  |  | FFL1915 |  | TMC |  | Rental | [7 empty] | PUMPINFUSION-ALARIS-Medley 8100 |  | MEDLEY PUMP MODULE LVP *MEMORIAL HERMANN |  |  | PUMPINFUSION-ALARIS-Medley 8100 | [6 empty] | Verified as Rental |  |  | MHHS-TMC
NO | YES |  |  |  | FFL1916 |  | CAREFUSION | 8100M |  |  | Rental | MHHS-TMC |  |  |  | FFL1916 |  | TMC |  | Rental | [7 empty] | PUMPINFUSION-ALARIS-Medley 8100 |  | MEDLEY PUMP MODULE LVP *MEMORIAL HERMANN |  |  | PUMPINFUSION-ALARIS-Medley 8100 | [6 empty] | Verified as Rental |  |  | MHHS-TMC
NO | YES |  |  |  | FFL1920 |  | CAREFUSION | 8100M |  |  | Rental | MHHS-TMC |  |  |  | FFL1920 |  | TMC |  | Rental | [7 empty] | PUMPINFUSION-ALARIS-Medley 8100 |  | MEDLEY PUMP MODULE LVP *MEMORIAL HERMANN |  |  | PUMPINFUSION-ALARIS-Medley 8100 | [6 empty] | Verified as Rental |  |  | MHHS-TMC
NO | YES |  |  |  | FFL1925 |  | CAREFUSION | 8100M |  |  | Rental | MHHS-TMC |  |  |  | FFL1925 |  | TMC |  | Rental | [7 empty] | PUMPINFUSION-ALARIS-Medley 8100 |  | MEDLEY PUMP MODULE LVP *MEMORIAL HERMANN |  |  | PUMPINFUSION-ALARIS-Medley 8100 | [6 empty] | Verified as Rental |  |  | MHHS-TMC
NO | YES |  |  |  | FFL1928 |  | CAREFUSION | 8100M |  |  | Rental | MHHS-TMC |  |  |  | FFL1928 |  | TMC |  | Rental | [7 empty] | PUMPINFUSION-ALARIS-Medley 8100 |  | MEDLEY PUMP MODULE LVP *MEMORIAL HERMANN |  |  | PUMPINFUSION-ALARIS-Medley 8100 | [6 empty] | Verified as Rental |  |  | MHHS-TMC
NO | YES |  |  |  | FFL1932 |  | CAREFUSION | 8100M |  |  | Rental | MHHS-TMC |  |  |  | FFL1932 |  | TMC |  | Rental | [7 empty] | PUMPINFUSION-ALARIS-Medley 8100 |  | MEDLEY PUMP MODULE LVP *MEMORIAL HERMANN |  |  | PUMPINFUSION-ALARIS-Medley 8100 | [6 empty] | Verified as Rental |  |  | MHHS-TMC
NO | YES |  |  |  | FFL1940 |  | CAREFUSION | 8100M |  |  | Rental | MHHS-TMC |  |  |  | FFL1940 |  | TMC |  | Rental | [7 empty] | PUMPINFUSION-ALARIS-Medley 8100 |  | MEDLEY PUMP MODULE LVP *MEMORIAL HERMANN |  |  | PUMPINFUSION-ALARIS-Medley 8100 | [6 empty] | Verified as Rental |  |  | MHHS-TMC
NO | YES |  |  |  | FFL1942 |  | CAREFUSION | 8100M |  |  | Rental | MHHS-TMC |  |  |  | FFL1942 |  | TMC |  | Rental | [7 empty] | PUMPINFUSION-ALARIS-Medley 8100 |  | MEDLEY PUMP MODULE LVP *MEMORIAL HERMANN |  |  | PUMPINFUSION-ALARIS-Medley 8100 | [6 empty] | Verified as Rental |  |  | MHHS-TMC
NO | YES |  |  |  | FFL1943 |  | CAREFUSION | 8100M |  |  | Rental | MHHS-TMC |  |  |  | FFL1943 |  | TMC |  | Rental | [7 empty] | PUMPINFUSION-ALARIS-Medley 8100 |  | MEDLEY PUMP MODULE LVP *MEMORIAL HERMANN |  |  | PUMPINFUSION-ALARIS-Medley 8100 | [6 empty] | Verified as Rental |  |  | MHHS-TMC
NO | YES |  |  |  | FFL1949 |  | CAREFUSION | 8100M |  |  | Rental | MHHS-TMC |  |  |  | FFL1949 |  | TMC |  | Rental | [7 empty] | PUMPINFUSION-ALARIS-Medley 8100 |  | MEDLEY PUMP MODULE LVP *MEMORIAL HERMANN |  |  | PUMPINFUSION-ALARIS-Medley 8100 | [6 empty] | Verified as Rental |  |  | MHHS-TMC
NO | YES |  |  |  | FFL1953 |  | CAREFUSION | 8100M |  |  | Rental | MHHS-TMC |  |  |  | FFL1953 |  | TMC |  | Rental | [7 empty] | PUMPINFUSION-ALARIS-Medley 8100 |  | MEDLEY PUMP MODULE LVP *MEMORIAL HERMANN |  |  | PUMPINFUSION-ALARIS-Medley 8100 | [6 empty] | Verified as Rental |  |  | MHHS-TMC
NO | YES |  |  |  | FFL1954 |  | CAREFUSION | 8100M |  |  | Rental | MHHS-TMC |  |  |  | FFL1954 |  | TMC |  | Rental | [7 empty] | PUMPINFUSION-ALARIS-Medley 8100 |  | MEDLEY PUMP MODULE LVP *MEMORIAL HERMANN |  |  | PUMPINFUSION-ALARIS-Medley 8100 | [6 empty] | Verified as Rental |  |  | MHHS-TMC
NO | YES |  |  |  | FFL1956 |  | CAREFUSION | 8100M |  |  | Rental | MHHS-TMC |  |  |  | FFL1956 |  | TMC |  | Rental | [7 empty] | PUMPINFUSION-ALARIS-Medley 8100 |  | MEDLEY PUMP MODULE LVP *MEMORIAL HERMANN |  |  | PUMPINFUSION-ALARIS-Medley 8100 | [6 empty] | Verified as Rental |  |  | MHHS-TMC
NO | YES |  |  |  | FFL1960 |  | CAREFUSION | 8100M |  |  | Rental | MHHS-TMC |  |  |  | FFL1960 |  | TMC |  | Rental | [7 empty] | PUMPINFUSION-ALARIS-Medley 8100 |  | MEDLEY PUMP MODULE LVP *MEMORIAL HERMANN |  |  | PUMPINFUSION-ALARIS-Medley 8100 | [6 empty] | Verified as Rental |  |  | MHHS-TMC
NO | YES |  |  |  | FFL1961 |  | CAREFUSION | 8100M |  |  | Rental | MHHS-TMC |  |  |  | FFL1961 |  | TMC |  | Rental | [7 empty] | PUMPINFUSION-ALARIS-Medley 8100 |  | MEDLEY PUMP MODULE LVP *MEMORIAL HERMANN |  |  | PUMPINFUSION-ALARIS-Medley 8100 | [6 empty] | Verified as Rental |  |  | MHHS-TMC
NO | YES |  |  |  | FFL1962 |  | CAREFUSION | 8100M |  |  | Rental | MHHS-TMC |  |  |  | FFL1962 |  | TMC |  | Rental | [7 empty] | PUMPINFUSION-ALARIS-Medley 8100 |  | MEDLEY PUMP MODULE LVP *MEMORIAL HERMANN |  |  | PUMPINFUSION-ALARIS-Medley 8100 | [6 empty] | Verified as Rental |  |  | MHHS-TMC
NO | YES |  |  |  | FFL1963 |  | CAREFUSION | 8100M |  |  | Rental | MHHS-TMC |  |  |  | FFL1963 |  | TMC |  | Rental | [7 empty] | PUMPINFUSION-ALARIS-Medley 8100 |  | MEDLEY PUMP MODULE LVP *MEMORIAL HERMANN |  |  | PUMPINFUSION-ALARIS-Medley 8100 | [6 empty] | Verified as Rental |  |  | MHHS-TMC
NO | YES |  |  |  | FFL1964 |  | CAREFUSION | 8100M |  |  | Rental | MHHS-TMC |  |  |  | FFL1964 |  | TMC |  | Rental | [7 empty] | PUMPINFUSION-ALARIS-Medley 8100 |  | MEDLEY PUMP MODULE LVP *MEMORIAL HERMANN |  |  | PUMPINFUSION-ALARIS-Medley 8100 | [6 empty] | Verified as Rental |  |  | MHHS-TMC
NO | YES |  |  |  | FFL1966 |  | CAREFUSION | 8100M |  |  | Rental | MHHS-TMC |  |  |  | FFL1966 |  | TMC |  | Rental | [7 empty] | PUMPINFUSION-ALARIS-Medley 8100 |  | MEDLEY PUMP MODULE LVP *MEMORIAL HERMANN |  |  | PUMPINFUSION-ALARIS-Medley 8100 | [6 empty] | Verified as Rental |  |  | MHHS-TMC
NO | YES |  |  |  | FFL1969 |  | CAREFUSION | 8100M |  |  | Rental | MHHS-TMC |  |  |  | FFL1969 |  | TMC |  | Rental | [7 empty] | PUMPINFUSION-ALARIS-Medley 8100 |  | MEDLEY PUMP MODULE LVP *MEMORIAL HERMANN |  |  | PUMPINFUSION-ALARIS-Medley 8100 | [6 empty] | Verified as Rental |  |  | MHHS-TMC
NO | YES |  |  |  | FFL1973 |  | CAREFUSION | 8100M |  |  | Rental | MHHS-TMC |  |  |  | FFL1973 |  | TMC |  | Rental | [7 empty] | PUMPINFUSION-ALARIS-Medley 8100 |  | MEDLEY PUMP MODULE LVP *MEMORIAL HERMANN |  |  | PUMPINFUSION-ALARIS-Medley 8100 | [6 empty] | Verified as Rental |  |  | MHHS-TMC
NO | YES |  |  |  | FFL1975 |  | CAREFUSION | 8100M |  |  | Rental | MHHS-TMC |  |  |  | FFL1975 |  | TMC |  | Rental | [7 empty] | PUMPINFUSION-ALARIS-Medley 8100 |  | MEDLEY PUMP MODULE LVP *MEMORIAL HERMANN |  |  | PUMPINFUSION-ALARIS-Medley 8100 | [6 empty] | Verified as Rental |  |  | MHHS-TMC
NO | YES |  |  |  | FFL1984 |  | CAREFUSION | 8100M |  |  | Rental | MHHS-TMC |  |  |  | FFL1984 |  | TMC |  | Rental | [7 empty] | PUMPINFUSION-ALARIS-Medley 8100 |  | MEDLEY PUMP MODULE LVP *MEMORIAL HERMANN |  |  | PUMPINFUSION-ALARIS-Medley 8100 | [6 empty] | Verified as Rental |  |  | MHHS-TMC
NO | YES |  |  |  | FFL1990 |  | CAREFUSION | 8100M |  |  | Rental | MHHS-TMC |  |  |  | FFL1990 |  | TMC |  | Rental | [7 empty] | PUMPINFUSION-ALARIS-Medley 8100 |  | MEDLEY PUMP MODULE LVP *MEMORIAL HERMANN |  |  | PUMPINFUSION-ALARIS-Medley 8100 | [6 empty] | Verified as Rental |  |  | MHHS-TMC
NO | YES |  |  |  | FFL1993 |  | CAREFUSION | 8100M |  |  | Rental | MHHS-TMC |  |  |  | FFL1993 |  | TMC |  | Rental | [7 empty] | PUMPINFUSION-ALARIS-Medley 8100 |  | MEDLEY PUMP MODULE LVP *MEMORIAL HERMANN |  |  | PUMPINFUSION-ALARIS-Medley 8100 | [6 empty] | Verified as Rental |  |  | MHHS-TMC
NO | YES |  |  |  | FFL1994 |  | CAREFUSION | 8100M |  |  | Rental | MHHS-TMC |  |  |  | FFL1994 |  | TMC |  | Rental | [7 empty] | PUMPINFUSION-ALARIS-Medley 8100 |  | MEDLEY PUMP MODULE LVP *MEMORIAL HERMANN |  |  | PUMPINFUSION-ALARIS-Medley 8100 | [6 empty] | Verified as Rental |  |  | MHHS-TMC
NO | YES |  |  |  | FFL1996 |  | CAREFUSION | 8100M |  |  | Rental | MHHS-TMC |  |  |  | FFL1996 |  | TMC |  | Rental | [7 empty] | PUMPINFUSION-ALARIS-Medley 8100 |  | MEDLEY PUMP MODULE LVP *MEMORIAL HERMANN |  |  | PUMPINFUSION-ALARIS-Medley 8100 | [6 empty] | Verified as Rental |  |  | MHHS-TMC
NO | YES |  |  |  | FFL2005 |  | CAREFUSION | 8100M |  |  | Rental | MHHS-TMC |  |  |  | FFL2005 |  | TMC |  | Rental | [7 empty] | PUMPINFUSION-ALARIS-Medley 8100 |  | MEDLEY PUMP MODULE LVP *MEMORIAL HERMANN |  |  | PUMPINFUSION-ALARIS-Medley 8100 | [6 empty] | Verified as Rental |  |  | MHHS-TMC
NO | YES |  |  |  | FFL2006 |  | CAREFUSION | 8100M |  |  | Rental | MHHS-TMC |  |  |  | FFL2006 |  | TMC |  | Rental | [7 empty] | PUMPINFUSION-ALARIS-Medley 8100 |  | MEDLEY PUMP MODULE LVP *MEMORIAL HERMANN |  |  | PUMPINFUSION-ALARIS-Medley 8100 | [6 empty] | Verified as Rental |  |  | MHHS-TMC
NO | YES |  |  |  | FFL2011 |  | CAREFUSION | 8100M |  |  | Rental | MHHS-TMC |  |  |  | FFL2011 |  | TMC |  | Rental | [7 empty] | PUMPINFUSION-ALARIS-Medley 8100 |  | MEDLEY PUMP MODULE LVP *MEMORIAL HERMANN |  |  | PUMPINFUSION-ALARIS-Medley 8100 | [6 empty] | Verified as Rental |  |  | MHHS-TMC
NO | YES |  |  |  | FFL2015 |  | CAREFUSION | 8100M |  |  | Rental | MHHS-TMC |  |  |  | FFL2015 |  | TMC |  | Rental | [7 empty] | PUMPINFUSION-ALARIS-Medley 8100 |  | MEDLEY PUMP MODULE LVP *MEMORIAL HERMANN |  |  | PUMPINFUSION-ALARIS-Medley 8100 | [6 empty] | Verified as Rental |  |  | MHHS-TMC
NO | YES |  |  |  | FFL2019 |  | CAREFUSION | 8100M |  |  | Rental | MHHS-TMC |  |  |  | FFL2019 |  | TMC |  | Rental | [7 empty] | PUMPINFUSION-ALARIS-Medley 8100 |  | MEDLEY PUMP MODULE LVP *MEMORIAL HERMANN |  |  | PUMPINFUSION-ALARIS-Medley 8100 | [6 empty] | Verified as Rental |  |  | MHHS-TMC
NO | YES |  |  |  | FFL2022 |  | CAREFUSION | 8100M |  |  | Rental | MHHS-TMC |  |  |  | FFL2022 |  | TMC |  | Rental | [7 empty] | PUMPINFUSION-ALARIS-Medley 8100 |  | MEDLEY PUMP MODULE LVP *MEMORIAL HERMANN |  |  | PUMPINFUSION-ALARIS-Medley 8100 | [6 empty] | Verified as Rental |  |  | MHHS-TMC
NO | YES |  |  |  | FFL2028 |  | CAREFUSION | 8100M |  |  | Rental | MHHS-TMC |  |  |  | FFL2028 |  | TMC |  | Rental | [7 empty] | PUMPINFUSION-ALARIS-Medley 8100 |  | MEDLEY PUMP MODULE LVP *MEMORIAL HERMANN |  |  | PUMPINFUSION-ALARIS-Medley 8100 | [6 empty] | Verified as Rental |  |  | MHHS-TMC
NO | YES |  |  |  | FFL2034 |  | CAREFUSION | 8100M |  |  | Rental | MHHS-TMC |  |  |  | FFL2034 |  | TMC |  | Rental | [7 empty] | PUMPINFUSION-ALARIS-Medley 8100 |  | MEDLEY PUMP MODULE LVP *MEMORIAL HERMANN |  |  | PUMPINFUSION-ALARIS-Medley 8100 | [6 empty] | Verified as Rental |  |  | MHHS-TMC
NO | YES |  |  |  | FFL2049 |  | CAREFUSION | 8100M |  |  | Rental | MHHS-TMC |  |  |  | FFL2049 |  | TMC |  | Rental | [7 empty] | PUMPINFUSION-ALARIS-Medley 8100 |  | MEDLEY PUMP MODULE LVP *MEMORIAL HERMANN |  |  | PUMPINFUSION-ALARIS-Medley 8100 | [6 empty] | Verified as Rental |  |  | MHHS-TMC
NO | YES |  |  |  | FFL2058 |  | CAREFUSION | 8100M |  |  | Rental | MHHS-TMC |  |  |  | FFL2058 |  | TMC |  | Rental | [7 empty] | PUMPINFUSION-ALARIS-Medley 8100 |  | MEDLEY PUMP MODULE LVP *MEMORIAL HERMANN |  |  | PUMPINFUSION-ALARIS-Medley 8100 | [6 empty] | Verified as Rental |  |  | MHHS-TMC
NO | YES |  |  |  | FFL2064 |  | CAREFUSION | 8100M |  |  | Rental | MHHS-TMC |  |  |  | FFL2064 |  | TMC |  | Rental | [7 empty] | PUMPINFUSION-ALARIS-Medley 8100 |  | MEDLEY PUMP MODULE LVP *MEMORIAL HERMANN |  |  | PUMPINFUSION-ALARIS-Medley 8100 | [6 empty] | Verified as Rental |  |  | MHHS-TMC
NO | YES |  |  |  | FFL2066 |  | CAREFUSION | 8100M |  |  | Rental | MHHS-TMC |  |  |  | FFL2066 |  | TMC |  | Rental | [7 empty] | PUMPINFUSION-ALARIS-Medley 8100 |  | MEDLEY PUMP MODULE LVP *MEMORIAL HERMANN |  |  | PUMPINFUSION-ALARIS-Medley 8100 | [6 empty] | Verified as Rental |  |  | MHHS-TMC
NO | YES |  |  |  | FFL2071 |  | CAREFUSION | 8100M |  |  | Rental | MHHS-TMC |  |  |  | FFL2071 |  | TMC |  | Rental | [7 empty] | PUMPINFUSION-ALARIS-Medley 8100 |  | MEDLEY PUMP MODULE LVP *MEMORIAL HERMANN |  |  | PUMPINFUSION-ALARIS-Medley 8100 | [6 empty] | Verified as Rental |  |  | MHHS-TMC
NO | YES |  |  |  | FFL2074 |  | CAREFUSION | 8100M |  |  | Rental | MHHS-TMC |  |  |  | FFL2074 |  | TMC |  | Rental | [7 empty] | PUMPINFUSION-ALARIS-Medley 8100 |  | MEDLEY PUMP MODULE LVP *MEMORIAL HERMANN |  |  | PUMPINFUSION-ALARIS-Medley 8100 | [6 empty] | Verified as Rental |  |  | MHHS-TMC
NO | YES |  |  |  | FFL2085 |  | CAREFUSION | 8100M |  |  | Rental | MHHS-TMC |  |  |  | FFL2085 |  | TMC |  | Rental | [7 empty] | PUMPINFUSION-ALARIS-Medley 8100 |  | MEDLEY PUMP MODULE LVP *MEMORIAL HERMANN |  |  | PUMPINFUSION-ALARIS-Medley 8100 | [6 empty] | Verified as Rental |  |  | MHHS-TMC
NO | YES |  |  |  | FFL2092 |  | CAREFUSION | 8100M |  |  | Rental | MHHS-TMC |  |  |  | FFL2092 |  | TMC |  | Rental | [7 empty] | PUMPINFUSION-ALARIS-Medley 8100 |  | MEDLEY PUMP MODULE LVP *MEMORIAL HERMANN |  |  | PUMPINFUSION-ALARIS-Medley 8100 | [6 empty] | Verified as Rental |  |  | MHHS-TMC
NO | YES |  |  |  | FFL2098 |  | CAREFUSION | 8100M |  |  | Rental | MHHS-TMC |  |  |  | FFL2098 |  | TMC |  | Rental | [7 empty] | PUMPINFUSION-ALARIS-Medley 8100 |  | MEDLEY PUMP MODULE LVP *MEMORIAL HERMANN |  |  | PUMPINFUSION-ALARIS-Medley 8100 | [6 empty] | Verified as Rental |  |  | MHHS-TMC
NO | YES |  |  |  | FFL2110 |  | CAREFUSION | 8100M |  |  | Rental | MHHS-TMC |  |  |  | FFL2110 |  | TMC |  | Rental | [7 empty] | PUMPINFUSION-ALARIS-Medley 8100 |  | MEDLEY PUMP MODULE LVP *MEMORIAL HERMANN |  |  | PUMPINFUSION-ALARIS-Medley 8100 | [6 empty] | Verified as Rental |  |  | MHHS-TMC
NO | YES |  |  |  | FFL2112 |  | CAREFUSION | 8100M |  |  | Rental | MHHS-TMC |  |  |  | FFL2112 |  | TMC |  | Rental | [7 empty] | PUMPINFUSION-ALARIS-Medley 8100 |  | MEDLEY PUMP MODULE LVP *MEMORIAL HERMANN |  |  | PUMPINFUSION-ALARIS-Medley 8100 | [6 empty] | Verified as Rental |  |  | MHHS-TMC
NO | YES |  |  |  | FFL2119 |  | CAREFUSION | 8100M |  |  | Rental | MHHS-TMC |  |  |  | FFL2119 |  | TMC |  | Rental | [7 empty] | PUMPINFUSION-ALARIS-Medley 8100 |  | MEDLEY PUMP MODULE LVP *MEMORIAL HERMANN |  |  | PUMPINFUSION-ALARIS-Medley 8100 | [6 empty] | Verified as Rental |  |  | MHHS-TMC
NO | YES |  |  |  | FFL2122 |  | CAREFUSION | 8100M |  |  | Rental | MHHS-TMC |  |  |  | FFL2122 |  | TMC |  | Rental | [7 empty] | PUMPINFUSION-ALARIS-Medley 8100 |  | MEDLEY PUMP MODULE LVP *MEMORIAL HERMANN |  |  | PUMPINFUSION-ALARIS-Medley 8100 | [6 empty] | Verified as Rental |  |  | MHHS-TMC
NO | YES |  |  |  | FFL2123 |  | CAREFUSION | 8100M |  |  | Rental | MHHS-TMC |  |  |  | FFL2123 |  | TMC |  | Rental | [7 empty] | PUMPINFUSION-ALARIS-Medley 8100 |  | MEDLEY PUMP MODULE LVP *MEMORIAL HERMANN |  |  | PUMPINFUSION-ALARIS-Medley 8100 | [6 empty] | Verified as Rental |  |  | MHHS-TMC
NO | YES |  |  |  | FFL2128 |  | CAREFUSION | 8100M |  |  | Rental | MHHS-TMC |  |  |  | FFL2128 |  | TMC |  | Rental | [7 empty] | PUMPINFUSION-ALARIS-Medley 8100 |  | MEDLEY PUMP MODULE LVP *MEMORIAL HERMANN |  |  | PUMPINFUSION-ALARIS-Medley 8100 | [6 empty] | Verified as Rental |  |  | MHHS-TMC
NO | YES |  |  |  | FFL2132 |  | CAREFUSION | 8100M |  |  | Rental | MHHS-TMC |  |  |  | FFL2132 |  | TMC |  | Rental | [7 empty] | PUMPINFUSION-ALARIS-Medley 8100 |  | MEDLEY PUMP MODULE LVP *MEMORIAL HERMANN |  |  | PUMPINFUSION-ALARIS-Medley 8100 | [6 empty] | Verified as Rental |  |  | MHHS-TMC
NO | YES |  |  |  | FFL2133 |  | CAREFUSION | 8100M |  |  | Rental | MHHS-TMC |  |  |  | FFL2133 |  | TMC |  | Rental | [7 empty] | PUMPINFUSION-ALARIS-Medley 8100 |  | MEDLEY PUMP MODULE LVP *MEMORIAL HERMANN |  |  | PUMPINFUSION-ALARIS-Medley 8100 | [6 empty] | Verified as Rental |  |  | MHHS-TMC
NO | YES |  |  |  | FFL2137 |  | CAREFUSION | 8100M |  |  | Rental | MHHS-TMC |  |  |  | FFL2137 |  | TMC |  | Rental | [7 empty] | PUMPINFUSION-ALARIS-Medley 8100 |  | MEDLEY PUMP MODULE LVP *MEMORIAL HERMANN |  |  | PUMPINFUSION-ALARIS-Medley 8100 | [6 empty] | Verified as Rental |  |  | MHHS-TMC
NO | YES |  |  |  | FFL2140 |  | CAREFUSION | 8100M |  |  | Rental | MHHS-TMC |  |  |  | FFL2140 |  | TMC |  | Rental | [7 empty] | PUMPINFUSION-ALARIS-Medley 8100 |  | MEDLEY PUMP MODULE LVP *MEMORIAL HERMANN |  |  | PUMPINFUSION-ALARIS-Medley 8100 | [6 empty] | Verified as Rental |  |  | MHHS-TMC
NO | YES |  |  |  | FFL2149 |  | CAREFUSION | 8100M |  |  | Rental | MHHS-TMC |  |  |  | FFL2149 |  | TMC |  | Rental | [7 empty] | PUMPINFUSION-ALARIS-Medley 8100 |  | MEDLEY PUMP MODULE LVP *MEMORIAL HERMANN |  |  | PUMPINFUSION-ALARIS-Medley 8100 | [6 empty] | Verified as Rental |  |  | MHHS-TMC
NO | YES |  |  |  | FFL2151 |  | CAREFUSION | 8100M |  |  | Rental | MHHS-TMC |  |  |  | FFL2151 |  | TMC |  | Rental | [7 empty] | PUMPINFUSION-ALARIS-Medley 8100 |  | MEDLEY PUMP MODULE LVP *MEMORIAL HERMANN |  |  | PUMPINFUSION-ALARIS-Medley 8100 | [6 empty] | Verified as Rental |  |  | MHHS-TMC
NO | YES |  |  |  | FFL2152 |  | CAREFUSION | 8100M |  |  | Rental | MHHS-TMC |  |  |  | FFL2152 |  | TMC |  | Rental | [7 empty] | PUMPINFUSION-ALARIS-Medley 8100 |  | MEDLEY PUMP MODULE LVP *MEMORIAL HERMANN |  |  | PUMPINFUSION-ALARIS-Medley 8100 | [6 empty] | Verified as Rental |  |  | MHHS-TMC
NO | YES |  |  |  | FFL2153 |  | CAREFUSION | 8100M |  |  | Rental | MHHS-TMC |  |  |  | FFL2153 |  | TMC |  | Rental | [7 empty] | PUMPINFUSION-ALARIS-Medley 8100 |  | MEDLEY PUMP MODULE LVP *MEMORIAL HERMANN |  |  | PUMPINFUSION-ALARIS-Medley 8100 | [6 empty] | Verified as Rental |  |  | MHHS-TMC
NO | YES |  |  |  | FFL2164 |  | CAREFUSION | 8100M |  |  | Rental | MHHS-TMC |  |  |  | FFL2164 |  | TMC |  | Rental | [7 empty] | PUMPINFUSION-ALARIS-Medley 8100 |  | MEDLEY PUMP MODULE LVP *MEMORIAL HERMANN |  |  | PUMPINFUSION-ALARIS-Medley 8100 | [6 empty] | Verified as Rental |  |  | MHHS-TMC
NO | YES |  |  |  | FFL2171 |  | CAREFUSION | 8100M |  |  | Rental | MHHS-TMC |  |  |  | FFL2171 |  | TMC |  | Rental | [7 empty] | PUMPINFUSION-ALARIS-Medley 8100 |  | MEDLEY PUMP MODULE LVP *MEMORIAL HERMANN |  |  | PUMPINFUSION-ALARIS-Medley 8100 | [6 empty] | Verified as Rental |  |  | MHHS-TMC
NO | YES |  |  |  | FFL2176 |  | CAREFUSION | 8100M |  |  | Rental | MHHS-TMC |  |  |  | FFL2176 |  | TMC |  | Rental | [7 empty] | PUMPINFUSION-ALARIS-Medley 8100 |  | MEDLEY PUMP MODULE LVP *MEMORIAL HERMANN |  |  | PUMPINFUSION-ALARIS-Medley 8100 | [6 empty] | Verified as Rental |  |  | MHHS-TMC
NO | YES |  |  |  | FFL2178 |  | CAREFUSION | 8100M |  |  | Rental | MHHS-TMC |  |  |  | FFL2178 |  | TMC |  | Rental | [7 empty] | PUMPINFUSION-ALARIS-Medley 8100 |  | MEDLEY PUMP MODULE LVP *MEMORIAL HERMANN |  |  | PUMPINFUSION-ALARIS-Medley 8100 | [6 empty] | Verified as Rental |  |  | MHHS-TMC
NO | YES |  |  |  | FFL2179 |  | CAREFUSION | 8100M |  |  | Rental | MHHS-TMC |  |  |  | FFL2179 |  | TMC |  | Rental | [7 empty] | PUMPINFUSION-ALARIS-Medley 8100 |  | MEDLEY PUMP MODULE LVP *MEMORIAL HERMANN |  |  | PUMPINFUSION-ALARIS-Medley 8100 | [6 empty] | Verified as Rental |  |  | MHHS-TMC
NO | YES |  |  |  | FFL2183 |  | CAREFUSION | 8100M |  |  | Rental | MHHS-TMC |  |  |  | FFL2183 |  | TMC |  | Rental | [7 empty] | PUMPINFUSION-ALARIS-Medley 8100 |  | MEDLEY PUMP MODULE LVP *MEMORIAL HERMANN |  |  | PUMPINFUSION-ALARIS-Medley 8100 | [6 empty] | Verified as Rental |  |  | MHHS-TMC
NO | YES |  |  |  | FFL2190 |  | CAREFUSION | 8100M |  |  | Rental | MHHS-TMC |  |  |  | FFL2190 |  | TMC |  | Rental | [7 empty] | PUMPINFUSION-ALARIS-Medley 8100 |  | MEDLEY PUMP MODULE LVP *MEMORIAL HERMANN |  |  | PUMPINFUSION-ALARIS-Medley 8100 | [6 empty] | Verified as Rental |  |  | MHHS-TMC
NO | YES |  |  |  | FFL2195 |  | CAREFUSION | 8100M |  |  | Rental | MHHS-TMC |  |  |  | FFL2195 |  | TMC |  | Rental | [7 empty] | PUMPINFUSION-ALARIS-Medley 8100 |  | MEDLEY PUMP MODULE LVP *MEMORIAL HERMANN |  |  | PUMPINFUSION-ALARIS-Medley 8100 | [6 empty] | Verified as Rental |  |  | MHHS-TMC
NO | YES |  |  |  | FFL2196 |  | CAREFUSION | 8100M |  |  | Rental | MHHS-TMC |  |  |  | FFL2196 |  | TMC |  | Rental | [7 empty] | PUMPINFUSION-ALARIS-Medley 8100 |  | MEDLEY PUMP MODULE LVP *MEMORIAL HERMANN |  |  | PUMPINFUSION-ALARIS-Medley 8100 | [6 empty] | Verified as Rental |  |  | MHHS-TMC
NO | YES |  |  |  | FFL2218 |  | CAREFUSION | 8100M |  |  | Rental | MHHS-TMC |  |  |  | FFL2218 |  | TMC |  | Rental | [7 empty] | PUMPINFUSION-ALARIS-Medley 8100 |  | MEDLEY PUMP MODULE LVP *MEMORIAL HERMANN |  |  | PUMPINFUSION-ALARIS-Medley 8100 | [6 empty] | Verified as Rental |  |  | MHHS-TMC
NO | YES |  |  |  | FFL2221 |  | CAREFUSION | 8100M |  |  | Rental | MHHS-TMC |  |  |  | FFL2221 |  | TMC |  | Rental | [7 empty] | PUMPINFUSION-ALARIS-Medley 8100 |  | MEDLEY PUMP MODULE LVP *MEMORIAL HERMANN |  |  | PUMPINFUSION-ALARIS-Medley 8100 | [6 empty] | Verified as Rental |  |  | MHHS-TMC
NO | YES |  |  |  | FFL2230 |  | CAREFUSION | 8100M |  |  | Rental | MHHS-TMC |  |  |  | FFL2230 |  | TMC |  | Rental | [7 empty] | PUMPINFUSION-ALARIS-Medley 8100 |  | MEDLEY PUMP MODULE LVP *MEMORIAL HERMANN |  |  | PUMPINFUSION-ALARIS-Medley 8100 | [6 empty] | Verified as Rental |  |  | MHHS-TMC
NO | YES |  |  |  | FFL2232 |  | CAREFUSION | 8100M |  |  | Rental | MHHS-TMC |  |  |  | FFL2232 |  | TMC |  | Rental | [7 empty] | PUMPINFUSION-ALARIS-Medley 8100 |  | MEDLEY PUMP MODULE LVP *MEMORIAL HERMANN |  |  | PUMPINFUSION-ALARIS-Medley 8100 | [6 empty] | Verified as Rental |  |  | MHHS-TMC
NO | YES |  |  |  | FFL2246 |  | CAREFUSION | 8100M |  |  | Rental | MHHS-TMC |  |  |  | FFL2246 |  | TMC |  | Rental | [7 empty] | PUMPINFUSION-ALARIS-Medley 8100 |  | MEDLEY PUMP MODULE LVP *MEMORIAL HERMANN |  |  | PUMPINFUSION-ALARIS-Medley 8100 | [6 empty] | Verified as Rental |  |  | MHHS-TMC
NO | YES |  |  |  | FFL2249 |  | CAREFUSION | 8100M |  |  | Rental | MHHS-TMC |  |  |  | FFL2249 |  | TMC |  | Rental | [7 empty] | PUMPINFUSION-ALARIS-Medley 8100 |  | MEDLEY PUMP MODULE LVP *MEMORIAL HERMANN |  |  | PUMPINFUSION-ALARIS-Medley 8100 | [6 empty] | Verified as Rental |  |  | MHHS-TMC
NO | YES |  |  |  | FFL2250 |  | CAREFUSION | 8100M |  |  | Rental | MHHS-TMC |  |  |  | FFL2250 |  | TMC |  | Rental | [7 empty] | PUMPINFUSION-ALARIS-Medley 8100 |  | MEDLEY PUMP MODULE LVP *MEMORIAL HERMANN |  |  | PUMPINFUSION-ALARIS-Medley 8100 | [6 empty] | Verified as Rental |  |  | MHHS-TMC
NO | YES |  |  |  | FFL2255 |  | CAREFUSION | 8100M |  |  | Rental | MHHS-TMC |  |  |  | FFL2255 |  | TMC |  | Rental | [7 empty] | PUMPINFUSION-ALARIS-Medley 8100 |  | MEDLEY PUMP MODULE LVP *MEMORIAL HERMANN |  |  | PUMPINFUSION-ALARIS-Medley 8100 | [6 empty] | Verified as Rental |  |  | MHHS-TMC
NO | YES |  |  |  | FFL2263 |  | CAREFUSION | 8100M |  |  | Rental | MHHS-TMC |  |  |  | FFL2263 |  | TMC |  | Rental | [7 empty] | PUMPINFUSION-ALARIS-Medley 8100 |  | MEDLEY PUMP MODULE LVP *MEMORIAL HERMANN |  |  | PUMPINFUSION-ALARIS-Medley 8100 | [6 empty] | Verified as Rental |  |  | MHHS-TMC
NO | YES |  |  |  | FFL2264 |  | CAREFUSION | 8100M |  |  | Rental | MHHS-TMC |  |  |  | FFL2264 |  | TMC |  | Rental | [7 empty] | PUMPINFUSION-ALARIS-Medley 8100 |  | MEDLEY PUMP MODULE LVP *MEMORIAL HERMANN |  |  | PUMPINFUSION-ALARIS-Medley 8100 | [6 empty] | Verified as Rental |  |  | MHHS-TMC
NO | YES |  |  |  | FFL2281 |  | CAREFUSION | 8100M |  |  | Rental | MHHS-TMC |  |  |  | FFL2281 |  | TMC |  | Rental | [7 empty] | PUMPINFUSION-ALARIS-Medley 8100 |  | MEDLEY PUMP MODULE LVP *MEMORIAL HERMANN |  |  | PUMPINFUSION-ALARIS-Medley 8100 | [6 empty] | Verified as Rental |  |  | MHHS-TMC
NO | YES |  |  |  | FFL2282 |  | CAREFUSION | 8100M |  |  | Rental | MHHS-TMC |  |  |  | FFL2282 |  | TMC |  | Rental | [7 empty] | PUMPINFUSION-ALARIS-Medley 8100 |  | MEDLEY PUMP MODULE LVP *MEMORIAL HERMANN |  |  | PUMPINFUSION-ALARIS-Medley 8100 | [6 empty] | Verified as Rental |  |  | MHHS-TMC
NO | YES |  |  |  | FFL2289 |  | CAREFUSION | 8100M |  |  | Rental | MHHS-TMC |  |  |  | FFL2289 |  | TMC |  | Rental | [7 empty] | PUMPINFUSION-ALARIS-Medley 8100 |  | MEDLEY PUMP MODULE LVP *MEMORIAL HERMANN |  |  | PUMPINFUSION-ALARIS-Medley 8100 | [6 empty] | Verified as Rental |  |  | MHHS-TMC
NO | YES |  |  |  | FFL2293 |  | CAREFUSION | 8100M |  |  | Rental | MHHS-TMC |  |  |  | FFL2293 |  | TMC |  | Rental | [7 empty] | PUMPINFUSION-ALARIS-Medley 8100 |  | MEDLEY PUMP MODULE LVP *MEMORIAL HERMANN |  |  | PUMPINFUSION-ALARIS-Medley 8100 | [6 empty] | Verified as Rental |  |  | MHHS-TMC
NO | YES |  |  |  | FFL2296 |  | CAREFUSION | 8100M |  |  | Rental | MHHS-TMC |  |  |  | FFL2296 |  | TMC |  | Rental | [7 empty] | PUMPINFUSION-ALARIS-Medley 8100 |  | MEDLEY PUMP MODULE LVP *MEMORIAL HERMANN |  |  | PUMPINFUSION-ALARIS-Medley 8100 | [6 empty] | Verified as Rental |  |  | MHHS-TMC
NO | YES |  |  |  | FFL2297 |  | CAREFUSION | 8100M |  |  | Rental | MHHS-TMC |  |  |  | FFL2297 |  | TMC |  | Rental | [7 empty] | PUMPINFUSION-ALARIS-Medley 8100 |  | MEDLEY PUMP MODULE LVP *MEMORIAL HERMANN |  |  | PUMPINFUSION-ALARIS-Medley 8100 | [6 empty] | Verified as Rental |  |  | MHHS-TMC
NO | YES |  |  |  | FFL2299 |  | CAREFUSION | 8100M |  |  | Rental | MHHS-TMC |  |  |  | FFL2299 |  | TMC |  | Rental | [7 empty] | PUMPINFUSION-ALARIS-Medley 8100 |  | MEDLEY PUMP MODULE LVP *MEMORIAL HERMANN |  |  | PUMPINFUSION-ALARIS-Medley 8100 | [6 empty] | Verified as Rental |  |  | MHHS-TMC
NO | YES |  |  |  | FFL2301 |  | CAREFUSION | 8100M |  |  | Rental | MHHS-TMC |  |  |  | FFL2301 |  | TMC |  | Rental | [7 empty] | PUMPINFUSION-ALARIS-Medley 8100 |  | MEDLEY PUMP MODULE LVP *MEMORIAL HERMANN |  |  | PUMPINFUSION-ALARIS-Medley 8100 | [6 empty] | Verified as Rental |  |  | MHHS-TMC
NO | YES |  |  |  | FFL2303 |  | CAREFUSION | 8100M |  |  | Rental | MHHS-TMC |  |  |  | FFL2303 |  | TMC |  | Rental | [7 empty] | PUMPINFUSION-ALARIS-Medley 8100 |  | MEDLEY PUMP MODULE LVP *MEMORIAL HERMANN |  |  | PUMPINFUSION-ALARIS-Medley 8100 | [6 empty] | Verified as Rental |  |  | MHHS-TMC
NO | YES |  |  |  | FFL2307 |  | CAREFUSION | 8100M |  |  | Rental | MHHS-TMC |  |  |  | FFL2307 |  | TMC |  | Rental | [7 empty] | PUMPINFUSION-ALARIS-Medley 8100 |  | MEDLEY PUMP MODULE LVP *MEMORIAL HERMANN |  |  | PUMPINFUSION-ALARIS-Medley 8100 | [6 empty] | Verified as Rental |  |  | MHHS-TMC
NO | YES |  |  |  | FFL2310 |  | CAREFUSION | 8100M |  |  | Rental | MHHS-TMC |  |  |  | FFL2310 |  | TMC |  | Rental | [7 empty] | PUMPINFUSION-ALARIS-Medley 8100 |  | MEDLEY PUMP MODULE LVP *MEMORIAL HERMANN |  |  | PUMPINFUSION-ALARIS-Medley 8100 | [6 empty] | Verified as Rental |  |  | MHHS-TMC
NO | YES |  |  |  | FFL2312 |  | CAREFUSION | 8100M |  |  | Rental | MHHS-TMC |  |  |  | FFL2312 |  | TMC |  | Rental | [7 empty] | PUMPINFUSION-ALARIS-Medley 8100 |  | MEDLEY PUMP MODULE LVP *MEMORIAL HERMANN |  |  | PUMPINFUSION-ALARIS-Medley 8100 | [6 empty] | Verified as Rental |  |  | MHHS-TMC
NO | YES |  |  |  | FFL2317 |  | CAREFUSION | 8100M |  |  | Rental | MHHS-TMC |  |  |  | FFL2317 |  | TMC |  | Rental | [7 empty] | PUMPINFUSION-ALARIS-Medley 8100 |  | MEDLEY PUMP MODULE LVP *MEMORIAL HERMANN |  |  | PUMPINFUSION-ALARIS-Medley 8100 | [6 empty] | Verified as Rental |  |  | MHHS-TMC
NO | YES |  |  |  | FFL2321 |  | CAREFUSION | 8100M |  |  | Rental | MHHS-TMC |  |  |  | FFL2321 |  | TMC |  | Rental | [7 empty] | PUMPINFUSION-ALARIS-Medley 8100 |  | MEDLEY PUMP MODULE LVP *MEMORIAL HERMANN |  |  | PUMPINFUSION-ALARIS-Medley 8100 | [6 empty] | Verified as Rental |  |  | MHHS-TMC
NO | YES |  |  |  | FFL2331 |  | CAREFUSION | 8100M |  |  | Rental | MHHS-TMC |  |  |  | FFL2331 |  | TMC |  | Rental | [7 empty] | PUMPINFUSION-ALARIS-Medley 8100 |  | MEDLEY PUMP MODULE LVP *MEMORIAL HERMANN |  |  | PUMPINFUSION-ALARIS-Medley 8100 | [6 empty] | Verified as Rental |  |  | MHHS-TMC
NO | YES |  |  |  | FFL2332 |  | CAREFUSION | 8100M |  |  | Rental | MHHS-TMC |  |  |  | FFL2332 |  | TMC |  | Rental | [7 empty] | PUMPINFUSION-ALARIS-Medley 8100 |  | MEDLEY PUMP MODULE LVP *MEMORIAL HERMANN |  |  | PUMPINFUSION-ALARIS-Medley 8100 | [6 empty] | Verified as Rental |  |  | MHHS-TMC
NO | YES |  |  |  | FFL2336 |  | CAREFUSION | 8100M |  |  | Rental | MHHS-TMC |  |  |  | FFL2336 |  | TMC |  | Rental | [7 empty] | PUMPINFUSION-ALARIS-Medley 8100 |  | MEDLEY PUMP MODULE LVP *MEMORIAL HERMANN |  |  | PUMPINFUSION-ALARIS-Medley 8100 | [6 empty] | Verified as Rental |  |  | MHHS-TMC
NO | YES |  |  |  | FFL2340 |  | CAREFUSION | 8100M |  |  | Rental | MHHS-TMC |  |  |  | FFL2340 |  | TMC |  | Rental | [7 empty] | PUMPINFUSION-ALARIS-Medley 8100 |  | MEDLEY PUMP MODULE LVP *MEMORIAL HERMANN |  |  | PUMPINFUSION-ALARIS-Medley 8100 | [6 empty] | Verified as Rental |  |  | MHHS-TMC
NO | YES |  |  |  | FFL2341 |  | CAREFUSION | 8100M |  |  | Rental | MHHS-TMC |  |  |  | FFL2341 |  | TMC |  | Rental | [7 empty] | PUMPINFUSION-ALARIS-Medley 8100 |  | MEDLEY PUMP MODULE LVP *MEMORIAL HERMANN |  |  | PUMPINFUSION-ALARIS-Medley 8100 | [6 empty] | Verified as Rental |  |  | MHHS-TMC
NO | YES |  |  |  | FFL2342 |  | CAREFUSION | 8100M |  |  | Rental | MHHS-TMC |  |  |  | FFL2342 |  | TMC |  | Rental | [7 empty] | PUMPINFUSION-ALARIS-Medley 8100 |  | MEDLEY PUMP MODULE LVP *MEMORIAL HERMANN |  |  | PUMPINFUSION-ALARIS-Medley 8100 | [6 empty] | Verified as Rental |  |  | MHHS-TMC
NO | YES |  |  |  | FFL2344 |  | CAREFUSION | 8100M |  |  | Rental | MHHS-TMC |  |  |  | FFL2344 |  | TMC |  | Rental | [7 empty] | PUMPINFUSION-ALARIS-Medley 8100 |  | MEDLEY PUMP MODULE LVP *MEMORIAL HERMANN |  |  | PUMPINFUSION-ALARIS-Medley 8100 | [6 empty] | Verified as Rental |  |  | MHHS-TMC
NO | YES |  |  |  | FFL2345 |  | CAREFUSION | 8100M |  |  | Rental | MHHS-TMC |  |  |  | FFL2345 |  | TMC |  | Rental | [7 empty] | PUMPINFUSION-ALARIS-Medley 8100 |  | MEDLEY PUMP MODULE LVP *MEMORIAL HERMANN |  |  | PUMPINFUSION-ALARIS-Medley 8100 | [6 empty] | Verified as Rental |  |  | MHHS-TMC
NO | YES |  |  |  | FFL2352 |  | CAREFUSION | 8100M |  |  | Rental | MHHS-TMC |  |  |  | FFL2352 |  | TMC |  | Rental | [7 empty] | PUMPINFUSION-ALARIS-Medley 8100 |  | MEDLEY PUMP MODULE LVP *MEMORIAL HERMANN |  |  | PUMPINFUSION-ALARIS-Medley 8100 | [6 empty] | Verified as Rental |  |  | MHHS-TMC
NO | YES |  |  |  | FFL2357 |  | CAREFUSION | 8100M |  |  | Rental | MHHS-TMC |  |  |  | FFL2357 |  | TMC |  | Rental | [7 empty] | PUMPINFUSION-ALARIS-Medley 8100 |  | MEDLEY PUMP MODULE LVP *MEMORIAL HERMANN |  |  | PUMPINFUSION-ALARIS-Medley 8100 | [6 empty] | Verified as Rental |  |  | MHHS-TMC
NO | YES |  |  |  | FFL2362 |  | CAREFUSION | 8100M |  |  | Rental | MHHS-TMC |  |  |  | FFL2362 |  | TMC |  | Rental | [7 empty] | PUMPINFUSION-ALARIS-Medley 8100 |  | MEDLEY PUMP MODULE LVP *MEMORIAL HERMANN |  |  | PUMPINFUSION-ALARIS-Medley 8100 | [6 empty] | Verified as Rental |  |  | MHHS-TMC
NO | YES |  |  |  | FFL2366 |  | CAREFUSION | 8100M |  |  | Rental | MHHS-TMC |  |  |  | FFL2366 |  | TMC |  | Rental | [7 empty] | PUMPINFUSION-ALARIS-Medley 8100 |  | MEDLEY PUMP MODULE LVP *MEMORIAL HERMANN |  |  | PUMPINFUSION-ALARIS-Medley 8100 | [6 empty] | Verified as Rental |  |  | MHHS-TMC
NO | YES |  |  |  | FFL2367 |  | CAREFUSION | 8100M |  |  | Rental | MHHS-TMC |  |  |  | FFL2367 |  | TMC |  | Rental | [7 empty] | PUMPINFUSION-ALARIS-Medley 8100 |  | MEDLEY PUMP MODULE LVP *MEMORIAL HERMANN |  |  | PUMPINFUSION-ALARIS-Medley 8100 | [6 empty] | Verified as Rental |  |  | MHHS-TMC
NO | YES |  |  |  | FFL2379 |  | CAREFUSION | 8100M |  |  | Rental | MHHS-TMC |  |  |  | FFL2379 |  | TMC |  | Rental | [7 empty] | PUMPINFUSION-ALARIS-Medley 8100 |  | MEDLEY PUMP MODULE LVP *MEMORIAL HERMANN |  |  | PUMPINFUSION-ALARIS-Medley 8100 | [6 empty] | Verified as Rental |  |  | MHHS-TMC
NO | YES |  |  |  | FFL2390 |  | CAREFUSION | 8100M |  |  | Rental | MHHS-TMC |  |  |  | FFL2390 |  | TMC |  | Rental | [7 empty] | PUMPINFUSION-ALARIS-Medley 8100 |  | MEDLEY PUMP MODULE LVP *MEMORIAL HERMANN |  |  | PUMPINFUSION-ALARIS-Medley 8100 | [6 empty] | Verified as Rental |  |  | MHHS-TMC
NO | YES |  |  |  | FFL2399 |  | CAREFUSION | 8100M |  |  | Rental | MHHS-TMC |  |  |  | FFL2399 |  | TMC |  | Rental | [7 empty] | PUMPINFUSION-ALARIS-Medley 8100 |  | MEDLEY PUMP MODULE LVP *MEMORIAL HERMANN |  |  | PUMPINFUSION-ALARIS-Medley 8100 | [6 empty] | Verified as Rental |  |  | MHHS-TMC
NO | YES |  |  |  | FFL2400 |  | CAREFUSION | 8100M |  |  | Rental | MHHS-TMC |  |  |  | FFL2400 |  | TMC |  | Rental | [7 empty] | PUMPINFUSION-ALARIS-Medley 8100 |  | MEDLEY PUMP MODULE LVP *MEMORIAL HERMANN |  |  | PUMPINFUSION-ALARIS-Medley 8100 | [6 empty] | Verified as Rental |  |  | MHHS-TMC
NO | YES |  |  |  | FFL2404 |  | CAREFUSION | 8100M |  |  | Rental | MHHS-TMC |  |  |  | FFL2404 |  | TMC |  | Rental | [7 empty] | PUMPINFUSION-ALARIS-Medley 8100 |  | MEDLEY PUMP MODULE LVP *MEMORIAL HERMANN |  |  | PUMPINFUSION-ALARIS-Medley 8100 | [6 empty] | Verified as Rental |  |  | MHHS-TMC
NO | YES |  |  |  | FFL2406 |  | CAREFUSION | 8100M |  |  | Rental | MHHS-TMC |  |  |  | FFL2406 |  | TMC |  | Rental | [7 empty] | PUMPINFUSION-ALARIS-Medley 8100 |  | MEDLEY PUMP MODULE LVP *MEMORIAL HERMANN |  |  | PUMPINFUSION-ALARIS-Medley 8100 | [6 empty] | Verified as Rental |  |  | MHHS-TMC
NO | YES |  |  |  | FFL2412 |  | CAREFUSION | 8100M |  |  | Rental | MHHS-TMC |  |  |  | FFL2412 |  | TMC |  | Rental | [7 empty] | PUMPINFUSION-ALARIS-Medley 8100 |  | MEDLEY PUMP MODULE LVP *MEMORIAL HERMANN |  |  | PUMPINFUSION-ALARIS-Medley 8100 | [6 empty] | Verified as Rental |  |  | MHHS-TMC
NO | YES |  |  |  | FFL2413 |  | CAREFUSION | 8100M |  |  | Rental | MHHS-TMC |  |  |  | FFL2413 |  | TMC |  | Rental | [7 empty] | PUMPINFUSION-ALARIS-Medley 8100 |  | MEDLEY PUMP MODULE LVP *MEMORIAL HERMANN |  |  | PUMPINFUSION-ALARIS-Medley 8100 | [6 empty] | Verified as Rental |  |  | MHHS-TMC
NO | YES |  |  |  | FFL2421 |  | CAREFUSION | 8100M |  |  | Rental | MHHS-TMC |  |  |  | FFL2421 |  | TMC |  | Rental | [7 empty] | PUMPINFUSION-ALARIS-Medley 8100 |  | MEDLEY PUMP MODULE LVP *MEMORIAL HERMANN |  |  | PUMPINFUSION-ALARIS-Medley 8100 | [6 empty] | Verified as Rental |  |  | MHHS-TMC
NO | YES |  |  |  | FFL2426 |  | CAREFUSION | 8100M |  |  | Rental | MHHS-TMC |  |  |  | FFL2426 |  | TMC |  | Rental | [7 empty] | PUMPINFUSION-ALARIS-Medley 8100 |  | MEDLEY PUMP MODULE LVP *MEMORIAL HERMANN |  |  | PUMPINFUSION-ALARIS-Medley 8100 | [6 empty] | Verified as Rental |  |  | MHHS-TMC
NO | YES |  |  |  | FFL2427 |  | CAREFUSION | 8100M |  |  | Rental | MHHS-TMC |  |  |  | FFL2427 |  | TMC |  | Rental | [7 empty] | PUMPINFUSION-ALARIS-Medley 8100 |  | MEDLEY PUMP MODULE LVP *MEMORIAL HERMANN |  |  | PUMPINFUSION-ALARIS-Medley 8100 | [6 empty] | Verified as Rental |  |  | MHHS-TMC
NO | YES |  |  |  | FFL2433 |  | CAREFUSION | 8100M |  |  | Rental | MHHS-TMC |  |  |  | FFL2433 |  | TMC |  | Rental | [7 empty] | PUMPINFUSION-ALARIS-Medley 8100 |  | MEDLEY PUMP MODULE LVP *MEMORIAL HERMANN |  |  | PUMPINFUSION-ALARIS-Medley 8100 | [6 empty] | Verified as Rental |  |  | MHHS-TMC
NO | YES |  |  |  | FFL2434 |  | CAREFUSION | 8100M |  |  | Rental | MHHS-TMC |  |  |  | FFL2434 |  | TMC |  | Rental | [7 empty] | PUMPINFUSION-ALARIS-Medley 8100 |  | MEDLEY PUMP MODULE LVP *MEMORIAL HERMANN |  |  | PUMPINFUSION-ALARIS-Medley 8100 | [6 empty] | Verified as Rental |  |  | MHHS-TMC
NO | YES |  |  |  | FFL2437 |  | CAREFUSION | 8100M |  |  | Rental | MHHS-TMC |  |  |  | FFL2437 |  | TMC |  | Rental | [7 empty] | PUMPINFUSION-ALARIS-Medley 8100 |  | MEDLEY PUMP MODULE LVP *MEMORIAL HERMANN |  |  | PUMPINFUSION-ALARIS-Medley 8100 | [6 empty] | Verified as Rental |  |  | MHHS-TMC
NO | YES |  |  |  | FFL2441 |  | CAREFUSION | 8100M |  |  | Rental | MHHS-TMC |  |  |  | FFL2441 |  | TMC |  | Rental | [7 empty] | PUMPINFUSION-ALARIS-Medley 8100 |  | MEDLEY PUMP MODULE LVP *MEMORIAL HERMANN |  |  | PUMPINFUSION-ALARIS-Medley 8100 | [6 empty] | Verified as Rental |  |  | MHHS-TMC
NO | YES |  |  |  | FFL2443 |  | CAREFUSION | 8100M |  |  | Rental | MHHS-TMC |  |  |  | FFL2443 |  | TMC |  | Rental | [7 empty] | PUMPINFUSION-ALARIS-Medley 8100 |  | MEDLEY PUMP MODULE LVP *MEMORIAL HERMANN |  |  | PUMPINFUSION-ALARIS-Medley 8100 | [6 empty] | Verified as Rental |  |  | MHHS-TMC
NO | YES |  |  |  | FFL2445 |  | CAREFUSION | 8100M |  |  | Rental | MHHS-TMC |  |  |  | FFL2445 |  | TMC |  | Rental | [7 empty] | PUMPINFUSION-ALARIS-Medley 8100 |  | MEDLEY PUMP MODULE LVP *MEMORIAL HERMANN |  |  | PUMPINFUSION-ALARIS-Medley 8100 | [6 empty] | Verified as Rental |  |  | MHHS-TMC
NO | YES |  |  |  | FFL2450 |  | CAREFUSION | 8100M |  |  | Rental | MHHS-TMC |  |  |  | FFL2450 |  | TMC |  | Rental | [7 empty] | PUMPINFUSION-ALARIS-Medley 8100 |  | MEDLEY PUMP MODULE LVP *MEMORIAL HERMANN |  |  | PUMPINFUSION-ALARIS-Medley 8100 | [6 empty] | Verified as Rental |  |  | MHHS-TMC
NO | YES |  |  |  | FFL2452 |  | CAREFUSION | 8100M |  |  | Rental | MHHS-TMC |  |  |  | FFL2452 |  | TMC |  | Rental | [7 empty] | PUMPINFUSION-ALARIS-Medley 8100 |  | MEDLEY PUMP MODULE LVP *MEMORIAL HERMANN |  |  | PUMPINFUSION-ALARIS-Medley 8100 | [6 empty] | Verified as Rental |  |  | MHHS-TMC
NO | YES |  |  |  | FFL2454 |  | CAREFUSION | 8100M |  |  | Rental | MHHS-TMC |  |  |  | FFL2454 |  | TMC |  | Rental | [7 empty] | PUMPINFUSION-ALARIS-Medley 8100 |  | MEDLEY PUMP MODULE LVP *MEMORIAL HERMANN |  |  | PUMPINFUSION-ALARIS-Medley 8100 | [6 empty] | Verified as Rental |  |  | MHHS-TMC
NO | YES |  |  |  | FFL2455 |  | CAREFUSION | 8100M |  |  | Rental | MHHS-TMC |  |  |  | FFL2455 |  | TMC |  | Rental | [7 empty] | PUMPINFUSION-ALARIS-Medley 8100 |  | MEDLEY PUMP MODULE LVP *MEMORIAL HERMANN |  |  | PUMPINFUSION-ALARIS-Medley 8100 | [6 empty] | Verified as Rental |  |  | MHHS-TMC
NO | YES |  |  |  | FFL2458 |  | CAREFUSION | 8100M |  |  | Rental | MHHS-TMC |  |  |  | FFL2458 |  | TMC |  | Rental | [7 empty] | PUMPINFUSION-ALARIS-Medley 8100 |  | MEDLEY PUMP MODULE LVP *MEMORIAL HERMANN |  |  | PUMPINFUSION-ALARIS-Medley 8100 | [6 empty] | Verified as Rental |  |  | MHHS-TMC
NO | YES |  |  |  | FFL2469 |  | CAREFUSION | 8100M |  |  | Rental | MHHS-TMC |  |  |  | FFL2469 |  | TMC |  | Rental | [7 empty] | PUMPINFUSION-ALARIS-Medley 8100 |  | MEDLEY PUMP MODULE LVP *MEMORIAL HERMANN |  |  | PUMPINFUSION-ALARIS-Medley 8100 | [6 empty] | Verified as Rental |  |  | MHHS-TMC
NO | YES |  |  |  | FFL2473 |  | CAREFUSION | 8100M |  |  | Rental | MHHS-TMC |  |  |  | FFL2473 |  | TMC |  | Rental | [7 empty] | PUMPINFUSION-ALARIS-Medley 8100 |  | MEDLEY PUMP MODULE LVP *MEMORIAL HERMANN |  |  | PUMPINFUSION-ALARIS-Medley 8100 | [6 empty] | Verified as Rental |  |  | MHHS-TMC
NO | YES |  |  |  | FFL2479 |  | CAREFUSION | 8100M |  |  | Rental | MHHS-TMC |  |  |  | FFL2479 |  | TMC |  | Rental | [7 empty] | PUMPINFUSION-ALARIS-Medley 8100 |  | MEDLEY PUMP MODULE LVP *MEMORIAL HERMANN |  |  | PUMPINFUSION-ALARIS-Medley 8100 | [6 empty] | Verified as Rental |  |  | MHHS-TMC
NO | YES |  |  |  | FFL2485 |  | CAREFUSION | 8100M |  |  | Rental | MHHS-TMC |  |  |  | FFL2485 |  | TMC |  | Rental | [7 empty] | PUMPINFUSION-ALARIS-Medley 8100 |  | MEDLEY PUMP MODULE LVP *MEMORIAL HERMANN |  |  | PUMPINFUSION-ALARIS-Medley 8100 | [6 empty] | Verified as Rental |  |  | MHHS-TMC
NO | YES |  |  |  | FFL2496 |  | CAREFUSION | 8100M |  |  | Rental | MHHS-TMC |  |  |  | FFL2496 |  | TMC |  | Rental | [7 empty] | PUMPINFUSION-ALARIS-Medley 8100 |  | MEDLEY PUMP MODULE LVP *MEMORIAL HERMANN |  |  | PUMPINFUSION-ALARIS-Medley 8100 | [6 empty] | Verified as Rental |  |  | MHHS-TMC
NO | YES |  |  |  | FFL2503 |  | CAREFUSION | 8100M |  |  | Rental | MHHS-TMC |  |  |  | FFL2503 |  | TMC |  | Rental | [7 empty] | PUMPINFUSION-ALARIS-Medley 8100 |  | MEDLEY PUMP MODULE LVP *MEMORIAL HERMANN |  |  | PUMPINFUSION-ALARIS-Medley 8100 | [6 empty] | Verified as Rental |  |  | MHHS-TMC
NO | YES |  |  |  | FFL2512 |  | CAREFUSION | 8100M |  |  | Rental | MHHS-TMC |  |  |  | FFL2512 |  | TMC |  | Rental | [7 empty] | PUMPINFUSION-ALARIS-Medley 8100 |  | MEDLEY PUMP MODULE LVP *MEMORIAL HERMANN |  |  | PUMPINFUSION-ALARIS-Medley 8100 | [6 empty] | Verified as Rental |  |  | MHHS-TMC
NO | YES |  |  |  | FFL2517 |  | CAREFUSION | 8100M |  |  | Rental | MHHS-TMC |  |  |  | FFL2517 |  | TMC |  | Rental | [7 empty] | PUMPINFUSION-ALARIS-Medley 8100 |  | MEDLEY PUMP MODULE LVP *MEMORIAL HERMANN |  |  | PUMPINFUSION-ALARIS-Medley 8100 | [6 empty] | Verified as Rental |  |  | MHHS-TMC
NO | YES |  |  |  | FFL2519 |  | CAREFUSION | 8100M |  |  | Rental | MHHS-TMC |  |  |  | FFL2519 |  | TMC |  | Rental | [7 empty] | PUMPINFUSION-ALARIS-Medley 8100 |  | MEDLEY PUMP MODULE LVP *MEMORIAL HERMANN |  |  | PUMPINFUSION-ALARIS-Medley 8100 | [6 empty] | Verified as Rental |  |  | MHHS-TMC
NO | YES |  |  |  | FFL2527 |  | CAREFUSION | 8100M |  |  | Rental | MHHS-TMC |  |  |  | FFL2527 |  | TMC |  | Rental | [7 empty] | PUMPINFUSION-ALARIS-Medley 8100 |  | MEDLEY PUMP MODULE LVP *MEMORIAL HERMANN |  |  | PUMPINFUSION-ALARIS-Medley 8100 | [6 empty] | Verified as Rental |  |  | MHHS-TMC
NO | YES |  |  |  | FFL2536 |  | CAREFUSION | 8100M |  |  | Rental | MHHS-TMC |  |  |  | FFL2536 |  | TMC |  | Rental | [7 empty] | PUMPINFUSION-ALARIS-Medley 8100 |  | MEDLEY PUMP MODULE LVP *MEMORIAL HERMANN |  |  | PUMPINFUSION-ALARIS-Medley 8100 | [6 empty] | Verified as Rental |  |  | MHHS-TMC
NO | YES |  |  |  | FFL2537 |  | CAREFUSION | 8100M |  |  | Rental | MHHS-TMC |  |  |  | FFL2537 |  | TMC |  | Rental | [7 empty] | PUMPINFUSION-ALARIS-Medley 8100 |  | MEDLEY PUMP MODULE LVP *MEMORIAL HERMANN |  |  | PUMPINFUSION-ALARIS-Medley 8100 | [6 empty] | Verified as Rental |  |  | MHHS-TMC
NO | YES |  |  |  | FFL2538 |  | CAREFUSION | 8100M |  |  | Rental | MHHS-TMC |  |  |  | FFL2538 |  | TMC |  | Rental | [7 empty] | PUMPINFUSION-ALARIS-Medley 8100 |  | MEDLEY PUMP MODULE LVP *MEMORIAL HERMANN |  |  | PUMPINFUSION-ALARIS-Medley 8100 | [6 empty] | Verified as Rental |  |  | MHHS-TMC
NO | YES |  |  |  | FFL2549 |  | CAREFUSION | 8100M |  |  | Rental | MHHS-TMC |  |  |  | FFL2549 |  | TMC |  | Rental | [7 empty] | PUMPINFUSION-ALARIS-Medley 8100 |  | MEDLEY PUMP MODULE LVP *MEMORIAL HERMANN |  |  | PUMPINFUSION-ALARIS-Medley 8100 | [6 empty] | Verified as Rental |  |  | MHHS-TMC
NO | YES |  |  |  | FFL2552 |  | CAREFUSION | 8100M |  |  | Rental | MHHS-TMC |  |  |  | FFL2552 |  | TMC |  | Rental | [7 empty] | PUMPINFUSION-ALARIS-Medley 8100 |  | MEDLEY PUMP MODULE LVP *MEMORIAL HERMANN |  |  | PUMPINFUSION-ALARIS-Medley 8100 | [6 empty] | Verified as Rental |  |  | MHHS-TMC
NO | YES |  |  |  | FFL2553 |  | CAREFUSION | 8100M |  |  | Rental | MHHS-TMC |  |  |  | FFL2553 |  | TMC |  | Rental | [7 empty] | PUMPINFUSION-ALARIS-Medley 8100 |  | MEDLEY PUMP MODULE LVP *MEMORIAL HERMANN |  |  | PUMPINFUSION-ALARIS-Medley 8100 | [6 empty] | Verified as Rental |  |  | MHHS-TMC
NO | YES |  |  |  | FFL2554 |  | CAREFUSION | 8100M |  |  | Rental | MHHS-TMC |  |  |  | FFL2554 |  | TMC |  | Rental | [7 empty] | PUMPINFUSION-ALARIS-Medley 8100 |  | MEDLEY PUMP MODULE LVP *MEMORIAL HERMANN |  |  | PUMPINFUSION-ALARIS-Medley 8100 | [6 empty] | Verified as Rental |  |  | MHHS-TMC
NO | YES |  |  |  | FFL2569 |  | CAREFUSION | 8100M |  |  | Rental | MHHS-TMC |  |  |  | FFL2569 |  | TMC |  | Rental | [7 empty] | PUMPINFUSION-ALARIS-Medley 8100 |  | MEDLEY PUMP MODULE LVP *MEMORIAL HERMANN |  |  | PUMPINFUSION-ALARIS-Medley 8100 | [6 empty] | Verified as Rental |  |  | MHHS-TMC
NO | YES |  |  |  | FFL2573 |  | CAREFUSION | 8100M |  |  | Rental | MHHS-TMC |  |  |  | FFL2573 |  | TMC |  | Rental | [7 empty] | PUMPINFUSION-ALARIS-Medley 8100 |  | MEDLEY PUMP MODULE LVP *MEMORIAL HERMANN |  |  | PUMPINFUSION-ALARIS-Medley 8100 | [6 empty] | Verified as Rental |  |  | MHHS-TMC
NO | YES |  |  |  | FFL2575 |  | CAREFUSION | 8100M |  |  | Rental | MHHS-TMC |  |  |  | FFL2575 |  | TMC |  | Rental | [7 empty] | PUMPINFUSION-ALARIS-Medley 8100 |  | MEDLEY PUMP MODULE LVP *MEMORIAL HERMANN |  |  | PUMPINFUSION-ALARIS-Medley 8100 | [6 empty] | Verified as Rental |  |  | MHHS-TMC
NO | YES |  |  |  | FFL2577 |  | CAREFUSION | 8100M |  |  | Rental | MHHS-TMC |  |  |  | FFL2577 |  | TMC |  | Rental | [7 empty] | PUMPINFUSION-ALARIS-Medley 8100 |  | MEDLEY PUMP MODULE LVP *MEMORIAL HERMANN |  |  | PUMPINFUSION-ALARIS-Medley 8100 | [6 empty] | Verified as Rental |  |  | MHHS-TMC
NO | YES |  |  |  | FFL2578 |  | CAREFUSION | 8100M |  |  | Rental | MHHS-TMC |  |  |  | FFL2578 |  | TMC |  | Rental | [7 empty] | PUMPINFUSION-ALARIS-Medley 8100 |  | MEDLEY PUMP MODULE LVP *MEMORIAL HERMANN |  |  | PUMPINFUSION-ALARIS-Medley 8100 | [6 empty] | Verified as Rental |  |  | MHHS-TMC
NO | YES |  |  |  | FFL2579 |  | CAREFUSION | 8100M |  |  | Rental | MHHS-TMC |  |  |  | FFL2579 |  | TMC |  | Rental | [7 empty] | PUMPINFUSION-ALARIS-Medley 8100 |  | MEDLEY PUMP MODULE LVP *MEMORIAL HERMANN |  |  | PUMPINFUSION-ALARIS-Medley 8100 | [6 empty] | Verified as Rental |  |  | MHHS-TMC
NO | YES |  |  |  | FFL2582 |  | CAREFUSION | 8100M |  |  | Rental | MHHS-TMC |  |  |  | FFL2582 |  | TMC |  | Rental | [7 empty] | PUMPINFUSION-ALARIS-Medley 8100 |  | MEDLEY PUMP MODULE LVP *MEMORIAL HERMANN |  |  | PUMPINFUSION-ALARIS-Medley 8100 | [6 empty] | Verified as Rental |  |  | MHHS-TMC
NO | YES |  |  |  | FFL2584 |  | CAREFUSION | 8100M |  |  | Rental | MHHS-TMC |  |  |  | FFL2584 |  | TMC |  | Rental | [7 empty] | PUMPINFUSION-ALARIS-Medley 8100 |  | MEDLEY PUMP MODULE LVP *MEMORIAL HERMANN |  |  | PUMPINFUSION-ALARIS-Medley 8100 | [6 empty] | Verified as Rental |  |  | MHHS-TMC
NO | YES |  |  |  | FFL2588 |  | CAREFUSION | 8100M |  |  | Rental | MHHS-TMC |  |  |  | FFL2588 |  | TMC |  | Rental | [7 empty] | PUMPINFUSION-ALARIS-Medley 8100 |  | MEDLEY PUMP MODULE LVP *MEMORIAL HERMANN |  |  | PUMPINFUSION-ALARIS-Medley 8100 | [6 empty] | Verified as Rental |  |  | MHHS-TMC
NO | YES |  |  |  | FFL2589 |  | CAREFUSION | 8100M |  |  | Rental | MHHS-TMC |  |  |  | FFL2589 |  | TMC |  | Rental | [7 empty] | PUMPINFUSION-ALARIS-Medley 8100 |  | MEDLEY PUMP MODULE LVP *MEMORIAL HERMANN |  |  | PUMPINFUSION-ALARIS-Medley 8100 | [6 empty] | Verified as Rental |  |  | MHHS-TMC
NO | YES |  |  |  | FFL2591 |  | CAREFUSION | 8100M |  |  | Rental | MHHS-TMC |  |  |  | FFL2591 |  | TMC |  | Rental | [7 empty] | PUMPINFUSION-ALARIS-Medley 8100 |  | MEDLEY PUMP MODULE LVP *MEMORIAL HERMANN |  |  | PUMPINFUSION-ALARIS-Medley 8100 | [6 empty] | Verified as Rental |  |  | MHHS-TMC
NO | YES |  |  |  | FFL2609 |  | CAREFUSION | 8100M |  |  | Rental | MHHS-TMC |  |  |  | FFL2609 |  | TMC |  | Rental | [7 empty] | PUMPINFUSION-ALARIS-Medley 8100 |  | MEDLEY PUMP MODULE LVP *MEMORIAL HERMANN |  |  | PUMPINFUSION-ALARIS-Medley 8100 | [6 empty] | Verified as Rental |  |  | MHHS-TMC
NO | YES |  |  |  | FFL2615 |  | CAREFUSION | 8100M |  |  | Rental | MHHS-TMC |  |  |  | FFL2615 |  | TMC |  | Rental | [7 empty] | PUMPINFUSION-ALARIS-Medley 8100 |  | MEDLEY PUMP MODULE LVP *MEMORIAL HERMANN |  |  | PUMPINFUSION-ALARIS-Medley 8100 | [6 empty] | Verified as Rental |  |  | MHHS-TMC
NO | YES |  |  |  | FFL2619 |  | CAREFUSION | 8100M |  |  | Rental | MHHS-TMC |  |  |  | FFL2619 |  | TMC |  | Rental | [7 empty] | PUMPINFUSION-ALARIS-Medley 8100 |  | MEDLEY PUMP MODULE LVP *MEMORIAL HERMANN |  |  | PUMPINFUSION-ALARIS-Medley 8100 | [6 empty] | Verified as Rental |  |  | MHHS-TMC
NO | YES |  |  |  | FFL2627 |  | CAREFUSION | 8100M |  |  | Rental | MHHS-TMC |  |  |  | FFL2627 |  | TMC |  | Rental | [7 empty] | PUMPINFUSION-ALARIS-Medley 8100 |  | MEDLEY PUMP MODULE LVP *MEMORIAL HERMANN |  |  | PUMPINFUSION-ALARIS-Medley 8100 | [6 empty] | Verified as Rental |  |  | MHHS-TMC
NO | YES |  |  |  | FFL2634 |  | CAREFUSION | 8100M |  |  | Rental | MHHS-TMC |  |  |  | FFL2634 |  | TMC |  | Rental | [7 empty] | PUMPINFUSION-ALARIS-Medley 8100 |  | MEDLEY PUMP MODULE LVP *MEMORIAL HERMANN |  |  | PUMPINFUSION-ALARIS-Medley 8100 | [6 empty] | Verified as Rental |  |  | MHHS-TMC
NO | YES |  |  |  | FFL2638 |  | CAREFUSION | 8100M |  |  | Rental | MHHS-TMC |  |  |  | FFL2638 |  | TMC |  | Rental | [7 empty] | PUMPINFUSION-ALARIS-Medley 8100 |  | MEDLEY PUMP MODULE LVP *MEMORIAL HERMANN |  |  | PUMPINFUSION-ALARIS-Medley 8100 | [6 empty] | Verified as Rental |  |  | MHHS-TMC
NO | YES |  |  |  | FFL2642 |  | CAREFUSION | 8100M |  |  | Rental | MHHS-TMC |  |  |  | FFL2642 |  | TMC |  | Rental | [7 empty] | PUMPINFUSION-ALARIS-Medley 8100 |  | MEDLEY PUMP MODULE LVP *MEMORIAL HERMANN |  |  | PUMPINFUSION-ALARIS-Medley 8100 | [6 empty] | Verified as Rental |  |  | MHHS-TMC
NO | YES |  |  |  | FFL2646 |  | CAREFUSION | 8100M |  |  | Rental | MHHS-TMC |  |  |  | FFL2646 |  | TMC |  | Rental | [7 empty] | PUMPINFUSION-ALARIS-Medley 8100 |  | MEDLEY PUMP MODULE LVP *MEMORIAL HERMANN |  |  | PUMPINFUSION-ALARIS-Medley 8100 | [6 empty] | Verified as Rental |  |  | MHHS-TMC
NO | YES |  |  |  | FFL2657 |  | CAREFUSION | 8100M |  |  | Rental | MHHS-TMC |  |  |  | FFL2657 |  | TMC |  | Rental | [7 empty] | PUMPINFUSION-ALARIS-Medley 8100 |  | MEDLEY PUMP MODULE LVP *MEMORIAL HERMANN |  |  | PUMPINFUSION-ALARIS-Medley 8100 | [6 empty] | Verified as Rental |  |  | MHHS-TMC
NO | YES |  |  |  | FFL2658 |  | CAREFUSION | 8100M |  |  | Rental | MHHS-TMC |  |  |  | FFL2658 |  | TMC |  | Rental | [7 empty] | PUMPINFUSION-ALARIS-Medley 8100 |  | MEDLEY PUMP MODULE LVP *MEMORIAL HERMANN |  |  | PUMPINFUSION-ALARIS-Medley 8100 | [6 empty] | Verified as Rental |  |  | MHHS-TMC
NO | YES |  |  |  | FFL2661 |  | CAREFUSION | 8100M |  |  | Rental | MHHS-TMC |  |  |  | FFL2661 |  | TMC |  | Rental | [7 empty] | PUMPINFUSION-ALARIS-Medley 8100 |  | MEDLEY PUMP MODULE LVP *MEMORIAL HERMANN |  |  | PUMPINFUSION-ALARIS-Medley 8100 | [6 empty] | Verified as Rental |  |  | MHHS-TMC
NO | YES |  |  |  | FFL2665 |  | CAREFUSION | 8100M |  |  | Rental | MHHS-TMC |  |  |  | FFL2665 |  | TMC |  | Rental | [7 empty] | PUMPINFUSION-ALARIS-Medley 8100 |  | MEDLEY PUMP MODULE LVP *MEMORIAL HERMANN |  |  | PUMPINFUSION-ALARIS-Medley 8100 | [6 empty] | Verified as Rental |  |  | MHHS-TMC
NO | YES |  |  |  | FFL2666 |  | CAREFUSION | 8100M |  |  | Rental | MHHS-TMC |  |  |  | FFL2666 |  | TMC |  | Rental | [7 empty] | PUMPINFUSION-ALARIS-Medley 8100 |  | MEDLEY PUMP MODULE LVP *MEMORIAL HERMANN |  |  | PUMPINFUSION-ALARIS-Medley 8100 | [6 empty] | Verified as Rental |  |  | MHHS-TMC
NO | YES |  |  |  | FFL2670 |  | CAREFUSION | 8100M |  |  | Rental | MHHS-TMC |  |  |  | FFL2670 |  | TMC |  | Rental | [7 empty] | PUMPINFUSION-ALARIS-Medley 8100 |  | MEDLEY PUMP MODULE LVP *MEMORIAL HERMANN |  |  | PUMPINFUSION-ALARIS-Medley 8100 | [6 empty] | Verified as Rental |  |  | MHHS-TMC
NO | YES |  |  |  | FFL2675 |  | CAREFUSION | 8100M |  |  | Rental | MHHS-TMC |  |  |  | FFL2675 |  | TMC |  | Rental | [7 empty] | PUMPINFUSION-ALARIS-Medley 8100 |  | MEDLEY PUMP MODULE LVP *MEMORIAL HERMANN |  |  | PUMPINFUSION-ALARIS-Medley 8100 | [6 empty] | Verified as Rental |  |  | MHHS-TMC
NO | YES |  |  |  | FFL2677 |  | CAREFUSION | 8100M |  |  | Rental | MHHS-TMC |  |  |  | FFL2677 |  | TMC |  | Rental | [7 empty] | PUMPINFUSION-ALARIS-Medley 8100 |  | MEDLEY PUMP MODULE LVP *MEMORIAL HERMANN |  |  | PUMPINFUSION-ALARIS-Medley 8100 | [6 empty] | Verified as Rental |  |  | MHHS-TMC
NO | YES |  |  |  | FFL2678 |  | CAREFUSION | 8100M |  |  | Rental | MHHS-TMC |  |  |  | FFL2678 |  | TMC |  | Rental | [7 empty] | PUMPINFUSION-ALARIS-Medley 8100 |  | MEDLEY PUMP MODULE LVP *MEMORIAL HERMANN |  |  | PUMPINFUSION-ALARIS-Medley 8100 | [6 empty] | Verified as Rental |  |  | MHHS-TMC
NO | YES |  |  |  | FFL2679 |  | CAREFUSION | 8100M |  |  | Rental | MHHS-TMC |  |  |  | FFL2679 |  | TMC |  | Rental | [7 empty] | PUMPINFUSION-ALARIS-Medley 8100 |  | MEDLEY PUMP MODULE LVP *MEMORIAL HERMANN |  |  | PUMPINFUSION-ALARIS-Medley 8100 | [6 empty] | Verified as Rental |  |  | MHHS-TMC
NO | YES |  |  |  | FFL2683 |  | CAREFUSION | 8100M |  |  | Rental | MHHS-TMC |  |  |  | FFL2683 |  | TMC |  | Rental | [7 empty] | PUMPINFUSION-ALARIS-Medley 8100 |  | MEDLEY PUMP MODULE LVP *MEMORIAL HERMANN |  |  | PUMPINFUSION-ALARIS-Medley 8100 | [6 empty] | Verified as Rental |  |  | MHHS-TMC
NO | YES |  |  |  | FFL2687 |  | CAREFUSION | 8100M |  |  | Rental | MHHS-TMC |  |  |  | FFL2687 |  | TMC |  | Rental | [7 empty] | PUMPINFUSION-ALARIS-Medley 8100 |  | MEDLEY PUMP MODULE LVP *MEMORIAL HERMANN |  |  | PUMPINFUSION-ALARIS-Medley 8100 | [6 empty] | Verified as Rental |  |  | MHHS-TMC
NO | YES |  |  |  | FFL2689 |  | CAREFUSION | 8100M |  |  | Rental | MHHS-TMC |  |  |  | FFL2689 |  | TMC |  | Rental | [7 empty] | PUMPINFUSION-ALARIS-Medley 8100 |  | MEDLEY PUMP MODULE LVP *MEMORIAL HERMANN |  |  | PUMPINFUSION-ALARIS-Medley 8100 | [6 empty] | Verified as Rental |  |  | MHHS-TMC
NO | YES |  |  |  | FFL2690 |  | CAREFUSION | 8100M |  |  | Rental | MHHS-TMC |  |  |  | FFL2690 |  | TMC |  | Rental | [7 empty] | PUMPINFUSION-ALARIS-Medley 8100 |  | MEDLEY PUMP MODULE LVP *MEMORIAL HERMANN |  |  | PUMPINFUSION-ALARIS-Medley 8100 | [6 empty] | Verified as Rental |  |  | MHHS-TMC
NO | YES |  |  |  | FFL2705 |  | CAREFUSION | 8100M |  |  | Rental | MHHS-TMC |  |  |  | FFL2705 |  | TMC |  | Rental | [7 empty] | PUMPINFUSION-ALARIS-Medley 8100 |  | MEDLEY PUMP MODULE LVP *MEMORIAL HERMANN |  |  | PUMPINFUSION-ALARIS-Medley 8100 | [6 empty] | Verified as Rental |  |  | MHHS-TMC
NO | YES |  |  |  | FFL2714 |  | CAREFUSION | 8100M |  |  | Rental | MHHS-TMC |  |  |  | FFL2714 |  | TMC |  | Rental | [7 empty] | PUMPINFUSION-ALARIS-Medley 8100 |  | MEDLEY PUMP MODULE LVP *MEMORIAL HERMANN |  |  | PUMPINFUSION-ALARIS-Medley 8100 | [6 empty] | Verified as Rental |  |  | MHHS-TMC
NO | YES |  |  |  | FFL2721 |  | CAREFUSION | 8100M |  |  | Rental | MHHS-TMC |  |  |  | FFL2721 |  | TMC |  | Rental | [7 empty] | PUMPINFUSION-ALARIS-Medley 8100 |  | MEDLEY PUMP MODULE LVP *MEMORIAL HERMANN |  |  | PUMPINFUSION-ALARIS-Medley 8100 | [6 empty] | Verified as Rental |  |  | MHHS-TMC
NO | YES |  |  |  | FFL2722 |  | CAREFUSION | 8100M |  |  | Rental | MHHS-TMC |  |  |  | FFL2722 |  | TMC |  | Rental | [7 empty] | PUMPINFUSION-ALARIS-Medley 8100 |  | MEDLEY PUMP MODULE LVP *MEMORIAL HERMANN |  |  | PUMPINFUSION-ALARIS-Medley 8100 | [6 empty] | Verified as Rental |  |  | MHHS-TMC
NO | YES |  |  |  | FFL2731 |  | CAREFUSION | 8100M |  |  | Rental | MHHS-TMC |  |  |  | FFL2731 |  | TMC |  | Rental | [7 empty] | PUMPINFUSION-ALARIS-Medley 8100 |  | MEDLEY PUMP MODULE LVP *MEMORIAL HERMANN |  |  | PUMPINFUSION-ALARIS-Medley 8100 | [6 empty] | Verified as Rental |  |  | MHHS-TMC
NO | YES |  |  |  | FFL2734 |  | CAREFUSION | 8100M |  |  | Rental | MHHS-TMC |  |  |  | FFL2734 |  | TMC |  | Rental | [7 empty] | PUMPINFUSION-ALARIS-Medley 8100 |  | MEDLEY PUMP MODULE LVP *MEMORIAL HERMANN |  |  | PUMPINFUSION-ALARIS-Medley 8100 | [6 empty] | Verified as Rental |  |  | MHHS-TMC
NO | YES |  |  |  | FFL2740 |  | CAREFUSION | 8100M |  |  | Rental | MHHS-TMC |  |  |  | FFL2740 |  | TMC |  | Rental | [7 empty] | PUMPINFUSION-ALARIS-Medley 8100 |  | MEDLEY PUMP MODULE LVP *MEMORIAL HERMANN |  |  | PUMPINFUSION-ALARIS-Medley 8100 | [6 empty] | Verified as Rental |  |  | MHHS-TMC
NO | YES |  |  |  | FFL2742 |  | CAREFUSION | 8100M |  |  | Rental | MHHS-TMC |  |  |  | FFL2742 |  | TMC |  | Rental | [7 empty] | PUMPINFUSION-ALARIS-Medley 8100 |  | MEDLEY PUMP MODULE LVP *MEMORIAL HERMANN |  |  | PUMPINFUSION-ALARIS-Medley 8100 | [6 empty] | Verified as Rental |  |  | MHHS-TMC
NO | YES |  |  |  | FFL2751 |  | CAREFUSION | 8100M |  |  | Rental | MHHS-TMC |  |  |  | FFL2751 |  | TMC |  | Rental | [7 empty] | PUMPINFUSION-ALARIS-Medley 8100 |  | MEDLEY PUMP MODULE LVP *MEMORIAL HERMANN |  |  | PUMPINFUSION-ALARIS-Medley 8100 | [6 empty] | Verified as Rental |  |  | MHHS-TMC
NO | YES |  |  |  | FFL2754 |  | CAREFUSION | 8100M |  |  | Rental | MHHS-TMC |  |  |  | FFL2754 |  | TMC |  | Rental | [7 empty] | PUMPINFUSION-ALARIS-Medley 8100 |  | MEDLEY PUMP MODULE LVP *MEMORIAL HERMANN |  |  | PUMPINFUSION-ALARIS-Medley 8100 | [6 empty] | Verified as Rental |  |  | MHHS-TMC
NO | YES |  |  |  | FFL2757 |  | CAREFUSION | 8100M |  |  | Rental | MHHS-TMC |  |  |  | FFL2757 |  | TMC |  | Rental | [7 empty] | PUMPINFUSION-ALARIS-Medley 8100 |  | MEDLEY PUMP MODULE LVP *MEMORIAL HERMANN |  |  | PUMPINFUSION-ALARIS-Medley 8100 | [6 empty] | Verified as Rental |  |  | MHHS-TMC
NO | YES |  |  |  | FFL2786 |  | CAREFUSION | 8100M |  |  | Rental | MHHS-TMC |  |  |  | FFL2786 |  | TMC |  | Rental | [7 empty] | PUMPINFUSION-ALARIS-Medley 8100 |  | MEDLEY PUMP MODULE LVP *MEMORIAL HERMANN |  |  | PUMPINFUSION-ALARIS-Medley 8100 | [6 empty] | Verified as Rental |  |  | MHHS-TMC
NO | YES |  |  |  | FFL2793 |  | CAREFUSION | 8100M |  |  | Rental | MHHS-TMC |  |  |  | FFL2793 |  | TMC |  | Rental | [7 empty] | PUMPINFUSION-ALARIS-Medley 8100 |  | MEDLEY PUMP MODULE LVP *MEMORIAL HERMANN |  |  | PUMPINFUSION-ALARIS-Medley 8100 | [6 empty] | Verified as Rental |  |  | MHHS-TMC
NO | YES |  |  |  | FFL2794 |  | CAREFUSION | 8100M |  |  | Rental | MHHS-TMC |  |  |  | FFL2794 |  | TMC |  | Rental | [7 empty] | PUMPINFUSION-ALARIS-Medley 8100 |  | MEDLEY PUMP MODULE LVP *MEMORIAL HERMANN |  |  | PUMPINFUSION-ALARIS-Medley 8100 | [6 empty] | Verified as Rental |  |  | MHHS-TMC
NO | YES |  |  |  | FFL2802 |  | CAREFUSION | 8100M |  |  | Rental | MHHS-TMC |  |  |  | FFL2802 |  | TMC |  | Rental | [7 empty] | PUMPINFUSION-ALARIS-Medley 8100 |  | MEDLEY PUMP MODULE LVP *MEMORIAL HERMANN |  |  | PUMPINFUSION-ALARIS-Medley 8100 | [6 empty] | Verified as Rental |  |  | MHHS-TMC
NO | YES |  |  |  | FFL2806 |  | CAREFUSION | 8100M |  |  | Rental | MHHS-TMC |  |  |  | FFL2806 |  | TMC |  | Rental | [7 empty] | PUMPINFUSION-ALARIS-Medley 8100 |  | MEDLEY PUMP MODULE LVP *MEMORIAL HERMANN |  |  | PUMPINFUSION-ALARIS-Medley 8100 | [6 empty] | Verified as Rental |  |  | MHHS-TMC
NO | YES |  |  |  | FFL2809 |  | CAREFUSION | 8100M |  |  | Rental | MHHS-TMC |  |  |  | FFL2809 |  | TMC |  | Rental | [7 empty] | PUMPINFUSION-ALARIS-Medley 8100 |  | MEDLEY PUMP MODULE LVP *MEMORIAL HERMANN |  |  | PUMPINFUSION-ALARIS-Medley 8100 | [6 empty] | Verified as Rental |  |  | MHHS-TMC
NO | YES |  |  |  | FFL2822 |  | CAREFUSION | 8100M |  |  | Rental | MHHS-TMC |  |  |  | FFL2822 |  | TMC |  | Rental | [7 empty] | PUMPINFUSION-ALARIS-Medley 8100 |  | MEDLEY PUMP MODULE LVP *MEMORIAL HERMANN |  |  | PUMPINFUSION-ALARIS-Medley 8100 | [6 empty] | Verified as Rental |  |  | MHHS-TMC
NO | YES |  |  |  | FFL2824 |  | CAREFUSION | 8100M |  |  | Rental | MHHS-TMC |  |  |  | FFL2824 |  | TMC |  | Rental | [7 empty] | PUMPINFUSION-ALARIS-Medley 8100 |  | MEDLEY PUMP MODULE LVP *MEMORIAL HERMANN |  |  | PUMPINFUSION-ALARIS-Medley 8100 | [6 empty] | Verified as Rental |  |  | MHHS-TMC
NO | YES |  |  |  | FFL2833 |  | CAREFUSION | 8100M |  |  | Rental | MHHS-TMC |  |  |  | FFL2833 |  | TMC |  | Rental | [7 empty] | PUMPINFUSION-ALARIS-Medley 8100 |  | MEDLEY PUMP MODULE LVP *MEMORIAL HERMANN |  |  | PUMPINFUSION-ALARIS-Medley 8100 | [6 empty] | Verified as Rental |  |  | MHHS-TMC
NO | YES |  |  |  | FFL2834 |  | CAREFUSION | 8100M |  |  | Rental | MHHS-TMC |  |  |  | FFL2834 |  | TMC |  | Rental | [7 empty] | PUMPINFUSION-ALARIS-Medley 8100 |  | MEDLEY PUMP MODULE LVP *MEMORIAL HERMANN |  |  | PUMPINFUSION-ALARIS-Medley 8100 | [6 empty] | Verified as Rental |  |  | MHHS-TMC
NO | YES |  |  |  | FFL2835 |  | CAREFUSION | 8100M |  |  | Rental | MHHS-TMC |  |  |  | FFL2835 |  | TMC |  | Rental | [7 empty] | PUMPINFUSION-ALARIS-Medley 8100 |  | MEDLEY PUMP MODULE LVP *MEMORIAL HERMANN |  |  | PUMPINFUSION-ALARIS-Medley 8100 | [6 empty] | Verified as Rental |  |  | MHHS-TMC
NO | YES |  |  |  | FFL2836 |  | CAREFUSION | 8100M |  |  | Rental | MHHS-TMC |  |  |  | FFL2836 |  | TMC |  | Rental | [7 empty] | PUMPINFUSION-ALARIS-Medley 8100 |  | MEDLEY PUMP MODULE LVP *MEMORIAL HERMANN |  |  | PUMPINFUSION-ALARIS-Medley 8100 | [6 empty] | Verified as Rental |  |  | MHHS-TMC
NO | YES |  |  |  | FFL2838 |  | CAREFUSION | 8100M |  |  | Rental | MHHS-TMC |  |  |  | FFL2838 |  | TMC |  | Rental | [7 empty] | PUMPINFUSION-ALARIS-Medley 8100 |  | MEDLEY PUMP MODULE LVP *MEMORIAL HERMANN |  |  | PUMPINFUSION-ALARIS-Medley 8100 | [6 empty] | Verified as Rental |  |  | MHHS-TMC
NO | YES |  |  |  | FFL2848 |  | CAREFUSION | 8100M |  |  | Rental | MHHS-TMC |  |  |  | FFL2848 |  | TMC |  | Rental | [7 empty] | PUMPINFUSION-ALARIS-Medley 8100 |  | MEDLEY PUMP MODULE LVP *MEMORIAL HERMANN |  |  | PUMPINFUSION-ALARIS-Medley 8100 | [6 empty] | Verified as Rental |  |  | MHHS-TMC
NO | YES |  |  |  | FFL2852 |  | CAREFUSION | 8100M |  |  | Rental | MHHS-TMC |  |  |  | FFL2852 |  | TMC |  | Rental | [7 empty] | PUMPINFUSION-ALARIS-Medley 8100 |  | MEDLEY PUMP MODULE LVP *MEMORIAL HERMANN |  |  | PUMPINFUSION-ALARIS-Medley 8100 | [6 empty] | Verified as Rental |  |  | MHHS-TMC
NO | YES |  |  |  | FFL2853 |  | CAREFUSION | 8100M |  |  | Rental | MHHS-TMC |  |  |  | FFL2853 |  | TMC |  | Rental | [7 empty] | PUMPINFUSION-ALARIS-Medley 8100 |  | MEDLEY PUMP MODULE LVP *MEMORIAL HERMANN |  |  | PUMPINFUSION-ALARIS-Medley 8100 | [6 empty] | Verified as Rental |  |  | MHHS-TMC
NO | YES |  |  |  | FFL2854 |  | CAREFUSION | 8100M |  |  | Rental | MHHS-TMC |  |  |  | FFL2854 |  | TMC |  | Rental | [7 empty] | PUMPINFUSION-ALARIS-Medley 8100 |  | MEDLEY PUMP MODULE LVP *MEMORIAL HERMANN |  |  | PUMPINFUSION-ALARIS-Medley 8100 | [6 empty] | Verified as Rental |  |  | MHHS-TMC
NO | YES |  |  |  | FFL2861 |  | CAREFUSION | 8100M |  |  | Rental | MHHS-TMC |  |  |  | FFL2861 |  | TMC |  | Rental | [7 empty] | PUMPINFUSION-ALARIS-Medley 8100 |  | MEDLEY PUMP MODULE LVP *MEMORIAL HERMANN |  |  | PUMPINFUSION-ALARIS-Medley 8100 | [6 empty] | Verified as Rental |  |  | MHHS-TMC
NO | YES |  |  |  | FFL2863 |  | CAREFUSION | 8100M |  |  | Rental | MHHS-TMC |  |  |  | FFL2863 |  | TMC |  | Rental | [7 empty] | PUMPINFUSION-ALARIS-Medley 8100 |  | MEDLEY PUMP MODULE LVP *MEMORIAL HERMANN |  |  | PUMPINFUSION-ALARIS-Medley 8100 | [6 empty] | Verified as Rental |  |  | MHHS-TMC
NO | YES |  |  |  | FFL2870 |  | CAREFUSION | 8100M |  |  | Rental | MHHS-TMC |  |  |  | FFL2870 |  | TMC |  | Rental | [7 empty] | PUMPINFUSION-ALARIS-Medley 8100 |  | MEDLEY PUMP MODULE LVP *MEMORIAL HERMANN |  |  | PUMPINFUSION-ALARIS-Medley 8100 | [6 empty] | Verified as Rental |  |  | MHHS-TMC
NO | YES |  |  |  | FFL2879 |  | CAREFUSION | 8100M |  |  | Rental | MHHS-TMC |  |  |  | FFL2879 |  | TMC |  | Rental | [7 empty] | PUMPINFUSION-ALARIS-Medley 8100 |  | MEDLEY PUMP MODULE LVP *MEMORIAL HERMANN |  |  | PUMPINFUSION-ALARIS-Medley 8100 | [6 empty] | Verified as Rental |  |  | MHHS-TMC
NO | YES |  |  |  | FFL2881 |  | CAREFUSION | 8100M |  |  | Rental | MHHS-TMC |  |  |  | FFL2881 |  | TMC |  | Rental | [7 empty] | PUMPINFUSION-ALARIS-Medley 8100 |  | MEDLEY PUMP MODULE LVP *MEMORIAL HERMANN |  |  | PUMPINFUSION-ALARIS-Medley 8100 | [6 empty] | Verified as Rental |  |  | MHHS-TMC
NO | YES |  |  |  | FFL2887 |  | CAREFUSION | 8100M |  |  | Rental | MHHS-TMC |  |  |  | FFL2887 |  | TMC |  | Rental | [7 empty] | PUMPINFUSION-ALARIS-Medley 8100 |  | MEDLEY PUMP MODULE LVP *MEMORIAL HERMANN |  |  | PUMPINFUSION-ALARIS-Medley 8100 | [6 empty] | Verified as Rental |  |  | MHHS-TMC
NO | YES |  |  |  | FFL2888 |  | CAREFUSION | 8100M |  |  | Rental | MHHS-TMC |  |  |  | FFL2888 |  | TMC |  | Rental | [7 empty] | PUMPINFUSION-ALARIS-Medley 8100 |  | MEDLEY PUMP MODULE LVP *MEMORIAL HERMANN |  |  | PUMPINFUSION-ALARIS-Medley 8100 | [6 empty] | Verified as Rental |  |  | MHHS-TMC
NO | YES |  |  |  | FFL2890 |  | CAREFUSION | 8100M |  |  | Rental | MHHS-TMC |  |  |  | FFL2890 |  | TMC |  | Rental | [7 empty] | PUMPINFUSION-ALARIS-Medley 8100 |  | MEDLEY PUMP MODULE LVP *MEMORIAL HERMANN |  |  | PUMPINFUSION-ALARIS-Medley 8100 | [6 empty] | Verified as Rental |  |  | MHHS-TMC
NO | YES |  |  |  | FFL2895 |  | CAREFUSION | 8100M |  |  | Rental | MHHS-TMC |  |  |  | FFL2895 |  | TMC |  | Rental | [7 empty] | PUMPINFUSION-ALARIS-Medley 8100 |  | MEDLEY PUMP MODULE LVP *MEMORIAL HERMANN |  |  | PUMPINFUSION-ALARIS-Medley 8100 | [6 empty] | Verified as Rental |  |  | MHHS-TMC
NO | YES |  |  |  | FFL2900 |  | CAREFUSION | 8100M |  |  | Rental | MHHS-TMC |  |  |  | FFL2900 |  | TMC |  | Rental | [7 empty] | PUMPINFUSION-ALARIS-Medley 8100 |  | MEDLEY PUMP MODULE LVP *MEMORIAL HERMANN |  |  | PUMPINFUSION-ALARIS-Medley 8100 | [6 empty] | Verified as Rental |  |  | MHHS-TMC
NO | YES |  |  |  | FFL2906 |  | CAREFUSION | 8100M |  |  | Rental | MHHS-TMC |  |  |  | FFL2906 |  | TMC |  | Rental | [7 empty] | PUMPINFUSION-ALARIS-Medley 8100 |  | MEDLEY PUMP MODULE LVP *MEMORIAL HERMANN |  |  | PUMPINFUSION-ALARIS-Medley 8100 | [6 empty] | Verified as Rental |  |  | MHHS-TMC
NO | YES |  |  |  | FFL2908 |  | CAREFUSION | 8100M |  |  | Rental | MHHS-TMC |  |  |  | FFL2908 |  | TMC |  | Rental | [7 empty] | PUMPINFUSION-ALARIS-Medley 8100 |  | MEDLEY PUMP MODULE LVP *MEMORIAL HERMANN |  |  | PUMPINFUSION-ALARIS-Medley 8100 | [6 empty] | Verified as Rental |  |  | MHHS-TMC
NO | YES |  |  |  | FFL2917 |  | CAREFUSION | 8100M |  |  | Rental | MHHS-TMC |  |  |  | FFL2917 |  | TMC |  | Rental | [7 empty] | PUMPINFUSION-ALARIS-Medley 8100 |  | MEDLEY PUMP MODULE LVP *MEMORIAL HERMANN |  |  | PUMPINFUSION-ALARIS-Medley 8100 | [6 empty] | Verified as Rental |  |  | MHHS-TMC
NO | YES |  |  |  | FFL2931 |  | CAREFUSION | 8100M |  |  | Rental | MHHS-TMC |  |  |  | FFL2931 |  | TMC |  | Rental | [7 empty] | PUMPINFUSION-ALARIS-Medley 8100 |  | MEDLEY PUMP MODULE LVP *MEMORIAL HERMANN |  |  | PUMPINFUSION-ALARIS-Medley 8100 | [6 empty] | Verified as Rental |  |  | MHHS-TMC
NO | YES |  |  |  | FFL2934 |  | CAREFUSION | 8100M |  |  | Rental | MHHS-TMC |  |  |  | FFL2934 |  | TMC |  | Rental | [7 empty] | PUMPINFUSION-ALARIS-Medley 8100 |  | MEDLEY PUMP MODULE LVP *MEMORIAL HERMANN |  |  | PUMPINFUSION-ALARIS-Medley 8100 | [6 empty] | Verified as Rental |  |  | MHHS-TMC
NO | YES |  |  |  | FFL2935 |  | CAREFUSION | 8100M |  |  | Rental | MHHS-TMC |  |  |  | FFL2935 |  | TMC |  | Rental | [7 empty] | PUMPINFUSION-ALARIS-Medley 8100 |  | MEDLEY PUMP MODULE LVP *MEMORIAL HERMANN |  |  | PUMPINFUSION-ALARIS-Medley 8100 | [6 empty] | Verified as Rental |  |  | MHHS-TMC
NO | YES |  |  |  | FFL2937 |  | CAREFUSION | 8100M |  |  | Rental | MHHS-TMC |  |  |  | FFL2937 |  | TMC |  | Rental | [7 empty] | PUMPINFUSION-ALARIS-Medley 8100 |  | MEDLEY PUMP MODULE LVP *MEMORIAL HERMANN |  |  | PUMPINFUSION-ALARIS-Medley 8100 | [6 empty] | Verified as Rental |  |  | MHHS-TMC
NO | YES |  |  |  | FFL2941 |  | CAREFUSION | 8100M |  |  | Rental | MHHS-TMC |  |  |  | FFL2941 |  | TMC |  | Rental | [7 empty] | PUMPINFUSION-ALARIS-Medley 8100 |  | MEDLEY PUMP MODULE LVP *MEMORIAL HERMANN |  |  | PUMPINFUSION-ALARIS-Medley 8100 | [6 empty] | Verified as Rental |  |  | MHHS-TMC
NO | YES |  |  |  | FFL2943 |  | CAREFUSION | 8100M |  |  | Rental | MHHS-TMC |  |  |  | FFL2943 |  | TMC |  | Rental | [7 empty] | PUMPINFUSION-ALARIS-Medley 8100 |  | MEDLEY PUMP MODULE LVP *MEMORIAL HERMANN |  |  | PUMPINFUSION-ALARIS-Medley 8100 | [6 empty] | Verified as Rental |  |  | MHHS-TMC
NO | YES |  |  |  | FFL2946 |  | CAREFUSION | 8100M |  |  | Rental | MHHS-TMC |  |  |  | FFL2946 |  | TMC |  | Rental | [7 empty] | PUMPINFUSION-ALARIS-Medley 8100 |  | MEDLEY PUMP MODULE LVP *MEMORIAL HERMANN |  |  | PUMPINFUSION-ALARIS-Medley 8100 | [6 empty] | Verified as Rental |  |  | MHHS-TMC
NO | YES |  |  |  | FFL2951 |  | CAREFUSION | 8100M |  |  | Rental | MHHS-TMC |  |  |  | FFL2951 |  | TMC |  | Rental | [7 empty] | PUMPINFUSION-ALARIS-Medley 8100 |  | MEDLEY PUMP MODULE LVP *MEMORIAL HERMANN |  |  | PUMPINFUSION-ALARIS-Medley 8100 | [6 empty] | Verified as Rental |  |  | MHHS-TMC
NO | YES |  |  |  | FFL2959 |  | CAREFUSION | 8100M |  |  | Rental | MHHS-TMC |  |  |  | FFL2959 |  | TMC |  | Rental | [7 empty] | PUMPINFUSION-ALARIS-Medley 8100 |  | MEDLEY PUMP MODULE LVP *MEMORIAL HERMANN |  |  | PUMPINFUSION-ALARIS-Medley 8100 | [6 empty] | Verified as Rental |  |  | MHHS-TMC
NO | YES |  |  |  | FFL2965 |  | CAREFUSION | 8100M |  |  | Rental | MHHS-TMC |  |  |  | FFL2965 |  | TMC |  | Rental | [7 empty] | PUMPINFUSION-ALARIS-Medley 8100 |  | MEDLEY PUMP MODULE LVP *MEMORIAL HERMANN |  |  | PUMPINFUSION-ALARIS-Medley 8100 | [6 empty] | Verified as Rental |  |  | MHHS-TMC
NO | YES |  |  |  | FFL2967 |  | CAREFUSION | 8100M |  |  | Rental | MHHS-TMC |  |  |  | FFL2967 |  | TMC |  | Rental | [7 empty] | PUMPINFUSION-ALARIS-Medley 8100 |  | MEDLEY PUMP MODULE LVP *MEMORIAL HERMANN |  |  | PUMPINFUSION-ALARIS-Medley 8100 | [6 empty] | Verified as Rental |  |  | MHHS-TMC
NO | YES |  |  |  | FFL2969 |  | CAREFUSION | 8100M |  |  | Rental | MHHS-TMC |  |  |  | FFL2969 |  | TMC |  | Rental | [7 empty] | PUMPINFUSION-ALARIS-Medley 8100 |  | MEDLEY PUMP MODULE LVP *MEMORIAL HERMANN |  |  | PUMPINFUSION-ALARIS-Medley 8100 | [6 empty] | Verified as Rental |  |  | MHHS-TMC
NO | YES |  |  |  | FFL2970 |  | CAREFUSION | 8100M |  |  | Rental | MHHS-TMC |  |  |  | FFL2970 |  | TMC |  | Rental | [7 empty] | PUMPINFUSION-ALARIS-Medley 8100 |  | MEDLEY PUMP MODULE LVP *MEMORIAL HERMANN |  |  | PUMPINFUSION-ALARIS-Medley 8100 | [6 empty] | Verified as Rental |  |  | MHHS-TMC
NO | YES |  |  |  | FFL2974 |  | CAREFUSION | 8100M |  |  | Rental | MHHS-TMC |  |  |  | FFL2974 |  | TMC |  | Rental | [7 empty] | PUMPINFUSION-ALARIS-Medley 8100 |  | MEDLEY PUMP MODULE LVP *MEMORIAL HERMANN |  |  | PUMPINFUSION-ALARIS-Medley 8100 | [6 empty] | Verified as Rental |  |  | MHHS-TMC
NO | YES |  |  |  | FFL2978 |  | CAREFUSION | 8100M |  |  | Rental | MHHS-TMC |  |  |  | FFL2978 |  | TMC |  | Rental | [7 empty] | PUMPINFUSION-ALARIS-Medley 8100 |  | MEDLEY PUMP MODULE LVP *MEMORIAL HERMANN |  |  | PUMPINFUSION-ALARIS-Medley 8100 | [6 empty] | Verified as Rental |  |  | MHHS-TMC
NO | YES |  |  |  | FFL2984 |  | CAREFUSION | 8100M |  |  | Rental | MHHS-TMC |  |  |  | FFL2984 |  | TMC |  | Rental | [7 empty] | PUMPINFUSION-ALARIS-Medley 8100 |  | MEDLEY PUMP MODULE LVP *MEMORIAL HERMANN |  |  | PUMPINFUSION-ALARIS-Medley 8100 | [6 empty] | Verified as Rental |  |  | MHHS-TMC
NO | YES |  |  |  | FFL2988 |  | CAREFUSION | 8100M |  |  | Rental | MHHS-TMC |  |  |  | FFL2988 |  | TMC |  | Rental | [7 empty] | PUMPINFUSION-ALARIS-Medley 8100 |  | MEDLEY PUMP MODULE LVP *MEMORIAL HERMANN |  |  | PUMPINFUSION-ALARIS-Medley 8100 | [6 empty] | Verified as Rental |  |  | MHHS-TMC
NO | YES |  |  |  | FFL2995 |  | CAREFUSION | 8100M |  |  | Rental | MHHS-TMC |  |  |  | FFL2995 |  | TMC |  | Rental | [7 empty] | PUMPINFUSION-ALARIS-Medley 8100 |  | MEDLEY PUMP MODULE LVP *MEMORIAL HERMANN |  |  | PUMPINFUSION-ALARIS-Medley 8100 | [6 empty] | Verified as Rental |  |  | MHHS-TMC
NO | YES |  |  |  | FFL2999 |  | CAREFUSION | 8100M |  |  | Rental | MHHS-TMC |  |  |  | FFL2999 |  | TMC |  | Rental | [7 empty] | PUMPINFUSION-ALARIS-Medley 8100 |  | MEDLEY PUMP MODULE LVP *MEMORIAL HERMANN |  |  | PUMPINFUSION-ALARIS-Medley 8100 | [6 empty] | Verified as Rental |  |  | MHHS-TMC
NO | YES |  |  |  | FFL3007 |  | CAREFUSION | 8100M |  |  | Rental | MHHS-TMC |  |  |  | FFL3007 |  | TMC |  | Rental | [7 empty] | PUMPINFUSION-ALARIS-Medley 8100 |  | MEDLEY PUMP MODULE LVP *MEMORIAL HERMANN |  |  | PUMPINFUSION-ALARIS-Medley 8100 | [6 empty] | Verified as Rental |  |  | MHHS-TMC
NO | YES |  |  |  | FFL3009 |  | CAREFUSION | 8100M |  |  | Rental | MHHS-TMC |  |  |  | FFL3009 |  | TMC |  | Rental | [7 empty] | PUMPINFUSION-ALARIS-Medley 8100 |  | MEDLEY PUMP MODULE LVP *MEMORIAL HERMANN |  |  | PUMPINFUSION-ALARIS-Medley 8100 | [6 empty] | Verified as Rental |  |  | MHHS-TMC
NO | YES |  |  |  | FFL3012 |  | CAREFUSION | 8100M |  |  | Rental | MHHS-TMC |  |  |  | FFL3012 |  | TMC |  | Rental | [7 empty] | PUMPINFUSION-ALARIS-Medley 8100 |  | MEDLEY PUMP MODULE LVP *MEMORIAL HERMANN |  |  | PUMPINFUSION-ALARIS-Medley 8100 | [6 empty] | Verified as Rental |  |  | MHHS-TMC
NO | YES |  |  |  | FFL3016 |  | CAREFUSION | 8100M |  |  | Rental | MHHS-TMC |  |  |  | FFL3016 |  | TMC |  | Rental | [7 empty] | PUMPINFUSION-ALARIS-Medley 8100 |  | MEDLEY PUMP MODULE LVP *MEMORIAL HERMANN |  |  | PUMPINFUSION-ALARIS-Medley 8100 | [6 empty] | Verified as Rental |  |  | MHHS-TMC
NO | YES |  |  |  | FFL3018 |  | CAREFUSION | 8100M |  |  | Rental | MHHS-TMC |  |  |  | FFL3018 |  | TMC |  | Rental | [7 empty] | PUMPINFUSION-ALARIS-Medley 8100 |  | MEDLEY PUMP MODULE LVP *MEMORIAL HERMANN |  |  | PUMPINFUSION-ALARIS-Medley 8100 | [6 empty] | Verified as Rental |  |  | MHHS-TMC
NO | YES |  |  |  | FFL3020 |  | CAREFUSION | 8100M |  |  | Rental | MHHS-TMC |  |  |  | FFL3020 |  | TMC |  | Rental | [7 empty] | PUMPINFUSION-ALARIS-Medley 8100 |  | MEDLEY PUMP MODULE LVP *MEMORIAL HERMANN |  |  | PUMPINFUSION-ALARIS-Medley 8100 | [6 empty] | Verified as Rental |  |  | MHHS-TMC
NO | YES |  |  |  | FFL3028 |  | CAREFUSION | 8100M |  |  | Rental | MHHS-TMC |  |  |  | FFL3028 |  | TMC |  | Rental | [7 empty] | PUMPINFUSION-ALARIS-Medley 8100 |  | MEDLEY PUMP MODULE LVP *MEMORIAL HERMANN |  |  | PUMPINFUSION-ALARIS-Medley 8100 | [6 empty] | Verified as Rental |  |  | MHHS-TMC
NO | YES |  |  |  | FFL3046 |  | CAREFUSION | 8100M |  |  | Rental | MHHS-TMC |  |  |  | FFL3046 |  | TMC |  | Rental | [7 empty] | PUMPINFUSION-ALARIS-Medley 8100 |  | MEDLEY PUMP MODULE LVP *MEMORIAL HERMANN |  |  | PUMPINFUSION-ALARIS-Medley 8100 | [6 empty] | Verified as Rental |  |  | MHHS-TMC
NO | YES |  |  |  | FFL3047 |  | CAREFUSION | 8100M |  |  | Rental | MHHS-TMC |  |  |  | FFL3047 |  | TMC |  | Rental | [7 empty] | PUMPINFUSION-ALARIS-Medley 8100 |  | MEDLEY PUMP MODULE LVP *MEMORIAL HERMANN |  |  | PUMPINFUSION-ALARIS-Medley 8100 | [6 empty] | Verified as Rental |  |  | MHHS-TMC
NO | YES |  |  |  | FFL3051 |  | CAREFUSION | 8100M |  |  | Rental | MHHS-TMC |  |  |  | FFL3051 |  | TMC |  | Rental | [7 empty] | PUMPINFUSION-ALARIS-Medley 8100 |  | MEDLEY PUMP MODULE LVP *MEMORIAL HERMANN |  |  | PUMPINFUSION-ALARIS-Medley 8100 | [6 empty] | Verified as Rental |  |  | MHHS-TMC
NO | YES |  |  |  | FFL3052 |  | CAREFUSION | 8100M |  |  | Rental | MHHS-TMC |  |  |  | FFL3052 |  | TMC |  | Rental | [7 empty] | PUMPINFUSION-ALARIS-Medley 8100 |  | MEDLEY PUMP MODULE LVP *MEMORIAL HERMANN |  |  | PUMPINFUSION-ALARIS-Medley 8100 | [6 empty] | Verified as Rental |  |  | MHHS-TMC
NO | YES |  |  |  | FFL3053 |  | CAREFUSION | 8100M |  |  | Rental | MHHS-TMC |  |  |  | FFL3053 |  | TMC |  | Rental | [7 empty] | PUMPINFUSION-ALARIS-Medley 8100 |  | MEDLEY PUMP MODULE LVP *MEMORIAL HERMANN |  |  | PUMPINFUSION-ALARIS-Medley 8100 | [6 empty] | Verified as Rental |  |  | MHHS-TMC
NO | YES |  |  |  | FFL3070 |  | CAREFUSION | 8100M |  |  | Rental | MHHS-TMC |  |  |  | FFL3070 |  | TMC |  | Rental | [7 empty] | PUMPINFUSION-ALARIS-Medley 8100 |  | MEDLEY PUMP MODULE LVP *MEMORIAL HERMANN |  |  | PUMPINFUSION-ALARIS-Medley 8100 | [6 empty] | Verified as Rental |  |  | MHHS-TMC
NO | YES |  |  |  | FFL3073 |  | CAREFUSION | 8100M |  |  | Rental | MHHS-TMC |  |  |  | FFL3073 |  | TMC |  | Rental | [7 empty] | PUMPINFUSION-ALARIS-Medley 8100 |  | MEDLEY PUMP MODULE LVP *MEMORIAL HERMANN |  |  | PUMPINFUSION-ALARIS-Medley 8100 | [6 empty] | Verified as Rental |  |  | MHHS-TMC
NO | YES |  |  |  | FFL3076 |  | CAREFUSION | 8100M |  |  | Rental | MHHS-TMC |  |  |  | FFL3076 |  | TMC |  | Rental | [7 empty] | PUMPINFUSION-ALARIS-Medley 8100 |  | MEDLEY PUMP MODULE LVP *MEMORIAL HERMANN |  |  | PUMPINFUSION-ALARIS-Medley 8100 | [6 empty] | Verified as Rental |  |  | MHHS-TMC
NO | YES |  |  |  | FFL3081 |  | CAREFUSION | 8100M |  |  | Rental | MHHS-TMC |  |  |  | FFL3081 |  | TMC |  | Rental | [7 empty] | PUMPINFUSION-ALARIS-Medley 8100 |  | MEDLEY PUMP MODULE LVP *MEMORIAL HERMANN |  |  | PUMPINFUSION-ALARIS-Medley 8100 | [6 empty] | Verified as Rental |  |  | MHHS-TMC
NO | YES |  |  |  | FFL3086 |  | CAREFUSION | 8100M |  |  | Rental | MHHS-TMC |  |  |  | FFL3086 |  | TMC |  | Rental | [7 empty] | PUMPINFUSION-ALARIS-Medley 8100 |  | MEDLEY PUMP MODULE LVP *MEMORIAL HERMANN |  |  | PUMPINFUSION-ALARIS-Medley 8100 | [6 empty] | Verified as Rental |  |  | MHHS-TMC
NO | YES |  |  |  | FFL3095 |  | CAREFUSION | 8100M |  |  | Rental | MHHS-TMC |  |  |  | FFL3095 |  | TMC |  | Rental | [7 empty] | PUMPINFUSION-ALARIS-Medley 8100 |  | MEDLEY PUMP MODULE LVP *MEMORIAL HERMANN |  |  | PUMPINFUSION-ALARIS-Medley 8100 | [6 empty] | Verified as Rental |  |  | MHHS-TMC
NO | YES |  |  |  | FFL3099 |  | CAREFUSION | 8100M |  |  | Rental | MHHS-TMC |  |  |  | FFL3099 |  | TMC |  | Rental | [7 empty] | PUMPINFUSION-ALARIS-Medley 8100 |  | MEDLEY PUMP MODULE LVP *MEMORIAL HERMANN |  |  | PUMPINFUSION-ALARIS-Medley 8100 | [6 empty] | Verified as Rental |  |  | MHHS-TMC
NO | YES |  |  |  | FFL3102 |  | CAREFUSION | 8100M |  |  | Rental | MHHS-TMC |  |  |  | FFL3102 |  | TMC |  | Rental | [7 empty] | PUMPINFUSION-ALARIS-Medley 8100 |  | MEDLEY PUMP MODULE LVP *MEMORIAL HERMANN |  |  | PUMPINFUSION-ALARIS-Medley 8100 | [6 empty] | Verified as Rental |  |  | MHHS-TMC
NO | YES |  |  |  | FFL3103 |  | CAREFUSION | 8100M |  |  | Rental | MHHS-TMC |  |  |  | FFL3103 |  | TMC |  | Rental | [7 empty] | PUMPINFUSION-ALARIS-Medley 8100 |  | MEDLEY PUMP MODULE LVP *MEMORIAL HERMANN |  |  | PUMPINFUSION-ALARIS-Medley 8100 | [6 empty] | Verified as Rental |  |  | MHHS-TMC
NO | YES |  |  |  | FFL3105 |  | CAREFUSION | 8100M |  |  | Rental | MHHS-TMC |  |  |  | FFL3105 |  | TMC |  | Rental | [7 empty] | PUMPINFUSION-ALARIS-Medley 8100 |  | MEDLEY PUMP MODULE LVP *MEMORIAL HERMANN |  |  | PUMPINFUSION-ALARIS-Medley 8100 | [6 empty] | Verified as Rental |  |  | MHHS-TMC
NO | YES |  |  |  | FFL3110 |  | CAREFUSION | 8100M |  |  | Rental | MHHS-TMC |  |  |  | FFL3110 |  | TMC |  | Rental | [7 empty] | PUMPINFUSION-ALARIS-Medley 8100 |  | MEDLEY PUMP MODULE LVP *MEMORIAL HERMANN |  |  | PUMPINFUSION-ALARIS-Medley 8100 | [6 empty] | Verified as Rental |  |  | MHHS-TMC
NO | YES |  |  |  | FFL3113 |  | CAREFUSION | 8100M |  |  | Rental | MHHS-TMC |  |  |  | FFL3113 |  | TMC |  | Rental | [7 empty] | PUMPINFUSION-ALARIS-Medley 8100 |  | MEDLEY PUMP MODULE LVP *MEMORIAL HERMANN |  |  | PUMPINFUSION-ALARIS-Medley 8100 | [6 empty] | Verified as Rental |  |  | MHHS-TMC
NO | YES |  |  |  | FFL3116 |  | CAREFUSION | 8100M |  |  | Rental | MHHS-TMC |  |  |  | FFL3116 |  | TMC |  | Rental | [7 empty] | PUMPINFUSION-ALARIS-Medley 8100 |  | MEDLEY PUMP MODULE LVP *MEMORIAL HERMANN |  |  | PUMPINFUSION-ALARIS-Medley 8100 | [6 empty] | Verified as Rental |  |  | MHHS-TMC
NO | YES |  |  |  | FFL3120 |  | CAREFUSION | 8100M |  |  | Rental | MHHS-TMC |  |  |  | FFL3120 |  | TMC |  | Rental | [7 empty] | PUMPINFUSION-ALARIS-Medley 8100 |  | MEDLEY PUMP MODULE LVP *MEMORIAL HERMANN |  |  | PUMPINFUSION-ALARIS-Medley 8100 | [6 empty] | Verified as Rental |  |  | MHHS-TMC
NO | YES |  |  |  | FFL3121 |  | CAREFUSION | 8100M |  |  | Rental | MHHS-TMC |  |  |  | FFL3121 |  | TMC |  | Rental | [7 empty] | PUMPINFUSION-ALARIS-Medley 8100 |  | MEDLEY PUMP MODULE LVP *MEMORIAL HERMANN |  |  | PUMPINFUSION-ALARIS-Medley 8100 | [6 empty] | Verified as Rental |  |  | MHHS-TMC
NO | YES |  |  |  | FFL3123 |  | CAREFUSION | 8100M |  |  | Rental | MHHS-TMC |  |  |  | FFL3123 |  | TMC |  | Rental | [7 empty] | PUMPINFUSION-ALARIS-Medley 8100 |  | MEDLEY PUMP MODULE LVP *MEMORIAL HERMANN |  |  | PUMPINFUSION-ALARIS-Medley 8100 | [6 empty] | Verified as Rental |  |  | MHHS-TMC
NO | YES |  |  |  | FFL3136 |  | CAREFUSION | 8100M |  |  | Rental | MHHS-TMC |  |  |  | FFL3136 |  | TMC |  | Rental | [7 empty] | PUMPINFUSION-ALARIS-Medley 8100 |  | MEDLEY PUMP MODULE LVP *MEMORIAL HERMANN |  |  | PUMPINFUSION-ALARIS-Medley 8100 | [6 empty] | Verified as Rental |  |  | MHHS-TMC
NO | YES |  |  |  | FFL3152 |  | CAREFUSION | 8100M |  |  | Rental | MHHS-TMC |  |  |  | FFL3152 |  | TMC |  | Rental | [7 empty] | PUMPINFUSION-ALARIS-Medley 8100 |  | MEDLEY PUMP MODULE LVP *MEMORIAL HERMANN |  |  | PUMPINFUSION-ALARIS-Medley 8100 | [6 empty] | Verified as Rental |  |  | MHHS-TMC
NO | YES |  |  |  | FFL3153 |  | CAREFUSION | 8100M |  |  | Rental | MHHS-TMC |  |  |  | FFL3153 |  | TMC |  | Rental | [7 empty] | PUMPINFUSION-ALARIS-Medley 8100 |  | MEDLEY PUMP MODULE LVP *MEMORIAL HERMANN |  |  | PUMPINFUSION-ALARIS-Medley 8100 | [6 empty] | Verified as Rental |  |  | MHHS-TMC
NO | YES |  |  |  | FFL3155 |  | CAREFUSION | 8100M |  |  | Rental | MHHS-TMC |  |  |  | FFL3155 |  | TMC |  | Rental | [7 empty] | PUMPINFUSION-ALARIS-Medley 8100 |  | MEDLEY PUMP MODULE LVP *MEMORIAL HERMANN |  |  | PUMPINFUSION-ALARIS-Medley 8100 | [6 empty] | Verified as Rental |  |  | MHHS-TMC
NO | YES |  |  |  | FFL3163 |  | CAREFUSION | 8100M |  |  | Rental | MHHS-TMC |  |  |  | FFL3163 |  | TMC |  | Rental | [7 empty] | PUMPINFUSION-ALARIS-Medley 8100 |  | MEDLEY PUMP MODULE LVP *MEMORIAL HERMANN |  |  | PUMPINFUSION-ALARIS-Medley 8100 | [6 empty] | Verified as Rental |  |  | MHHS-TMC
NO | YES |  |  |  | FFL3165 |  | CAREFUSION | 8100M |  |  | Rental | MHHS-TMC |  |  |  | FFL3165 |  | TMC |  | Rental | [7 empty] | PUMPINFUSION-ALARIS-Medley 8100 |  | MEDLEY PUMP MODULE LVP *MEMORIAL HERMANN |  |  | PUMPINFUSION-ALARIS-Medley 8100 | [6 empty] | Verified as Rental |  |  | MHHS-TMC
NO | YES |  |  |  | FFL3183 |  | CAREFUSION | 8100M |  |  | Rental | MHHS-TMC |  |  |  | FFL3183 |  | TMC |  | Rental | [7 empty] | PUMPINFUSION-ALARIS-Medley 8100 |  | MEDLEY PUMP MODULE LVP *MEMORIAL HERMANN |  |  | PUMPINFUSION-ALARIS-Medley 8100 | [6 empty] | Verified as Rental |  |  | MHHS-TMC
NO | YES |  |  |  | FFL3186 |  | CAREFUSION | 8100M |  |  | Rental | MHHS-TMC |  |  |  | FFL3186 |  | TMC |  | Rental | [7 empty] | PUMPINFUSION-ALARIS-Medley 8100 |  | MEDLEY PUMP MODULE LVP *MEMORIAL HERMANN |  |  | PUMPINFUSION-ALARIS-Medley 8100 | [6 empty] | Verified as Rental |  |  | MHHS-TMC
NO | YES |  |  |  | FFL3187 |  | CAREFUSION | 8100M |  |  | Rental | MHHS-TMC |  |  |  | FFL3187 |  | TMC |  | Rental | [7 empty] | PUMPINFUSION-ALARIS-Medley 8100 |  | MEDLEY PUMP MODULE LVP *MEMORIAL HERMANN |  |  | PUMPINFUSION-ALARIS-Medley 8100 | [6 empty] | Verified as Rental |  |  | MHHS-TMC
NO | YES |  |  |  | FFL3188 |  | CAREFUSION | 8100M |  |  | Rental | MHHS-TMC |  |  |  | FFL3188 |  | TMC |  | Rental | [7 empty] | PUMPINFUSION-ALARIS-Medley 8100 |  | MEDLEY PUMP MODULE LVP *MEMORIAL HERMANN |  |  | PUMPINFUSION-ALARIS-Medley 8100 | [6 empty] | Verified as Rental |  |  | MHHS-TMC
NO | YES |  |  |  | FFL3191 |  | CAREFUSION | 8100M |  |  | Rental | MHHS-TMC |  |  |  | FFL3191 |  | TMC |  | Rental | [7 empty] | PUMPINFUSION-ALARIS-Medley 8100 |  | MEDLEY PUMP MODULE LVP *MEMORIAL HERMANN |  |  | PUMPINFUSION-ALARIS-Medley 8100 | [6 empty] | Verified as Rental |  |  | MHHS-TMC
NO | YES |  |  |  | FFL3200 |  | CAREFUSION | 8100M |  |  | Rental | MHHS-TMC |  |  |  | FFL3200 |  | TMC |  | Rental | [7 empty] | PUMPINFUSION-ALARIS-Medley 8100 |  | MEDLEY PUMP MODULE LVP *MEMORIAL HERMANN |  |  | PUMPINFUSION-ALARIS-Medley 8100 | [6 empty] | Verified as Rental |  |  | MHHS-TMC
NO | YES |  |  |  | FFL3204 |  | CAREFUSION | 8100M |  |  | Rental | MHHS-TMC |  |  |  | FFL3204 |  | TMC |  | Rental | [7 empty] | PUMPINFUSION-ALARIS-Medley 8100 |  | MEDLEY PUMP MODULE LVP *MEMORIAL HERMANN |  |  | PUMPINFUSION-ALARIS-Medley 8100 | [6 empty] | Verified as Rental |  |  | MHHS-TMC
NO | YES |  |  |  | FFL3213 |  | CAREFUSION | 8100M |  |  | Rental | MHHS-TMC |  |  |  | FFL3213 |  | TMC |  | Rental | [7 empty] | PUMPINFUSION-ALARIS-Medley 8100 |  | MEDLEY PUMP MODULE LVP *MEMORIAL HERMANN |  |  | PUMPINFUSION-ALARIS-Medley 8100 | [6 empty] | Verified as Rental |  |  | MHHS-TMC
NO | YES |  |  |  | FFL3225 |  | CAREFUSION | 8100M |  |  | Rental | MHHS-TMC |  |  |  | FFL3225 |  | TMC |  | Rental | [7 empty] | PUMPINFUSION-ALARIS-Medley 8100 |  | MEDLEY PUMP MODULE LVP *MEMORIAL HERMANN |  |  | PUMPINFUSION-ALARIS-Medley 8100 | [6 empty] | Verified as Rental |  |  | MHHS-TMC
NO | YES |  |  |  | FFL3234 |  | CAREFUSION | 8100M |  |  | Rental | MHHS-TMC |  |  |  | FFL3234 |  | TMC |  | Rental | [7 empty] | PUMPINFUSION-ALARIS-Medley 8100 |  | MEDLEY PUMP MODULE LVP *MEMORIAL HERMANN |  |  | PUMPINFUSION-ALARIS-Medley 8100 | [6 empty] | Verified as Rental |  |  | MHHS-TMC
NO | YES |  |  |  | FFL3240 |  | CAREFUSION | 8100M |  |  | Rental | MHHS-TMC |  |  |  | FFL3240 |  | TMC |  | Rental | [7 empty] | PUMPINFUSION-ALARIS-Medley 8100 |  | MEDLEY PUMP MODULE LVP *MEMORIAL HERMANN |  |  | PUMPINFUSION-ALARIS-Medley 8100 | [6 empty] | Verified as Rental |  |  | MHHS-TMC
NO | YES |  |  |  | FFL3241 |  | CAREFUSION | 8100M |  |  | Rental | MHHS-TMC |  |  |  | FFL3241 |  | TMC |  | Rental | [7 empty] | PUMPINFUSION-ALARIS-Medley 8100 |  | MEDLEY PUMP MODULE LVP *MEMORIAL HERMANN |  |  | PUMPINFUSION-ALARIS-Medley 8100 | [6 empty] | Verified as Rental |  |  | MHHS-TMC
NO | YES |  |  |  | FFL3243 |  | CAREFUSION | 8100M |  |  | Rental | MHHS-TMC |  |  |  | FFL3243 |  | TMC |  | Rental | [7 empty] | PUMPINFUSION-ALARIS-Medley 8100 |  | MEDLEY PUMP MODULE LVP *MEMORIAL HERMANN |  |  | PUMPINFUSION-ALARIS-Medley 8100 | [6 empty] | Verified as Rental |  |  | MHHS-TMC
NO | YES |  |  |  | FFL3252 |  | CAREFUSION | 8100M |  |  | Rental | MHHS-TMC |  |  |  | FFL3252 |  | TMC |  | Rental | [7 empty] | PUMPINFUSION-ALARIS-Medley 8100 |  | MEDLEY PUMP MODULE LVP *MEMORIAL HERMANN |  |  | PUMPINFUSION-ALARIS-Medley 8100 | [6 empty] | Verified as Rental |  |  | MHHS-TMC
NO | YES |  |  |  | FFL3255 |  | CAREFUSION | 8100M |  |  | Rental | MHHS-TMC |  |  |  | FFL3255 |  | TMC |  | Rental | [7 empty] | PUMPINFUSION-ALARIS-Medley 8100 |  | MEDLEY PUMP MODULE LVP *MEMORIAL HERMANN |  |  | PUMPINFUSION-ALARIS-Medley 8100 | [6 empty] | Verified as Rental |  |  | MHHS-TMC
NO | YES |  |  |  | FFL3259 |  | CAREFUSION | 8100M |  |  | Rental | MHHS-TMC |  |  |  | FFL3259 |  | TMC |  | Rental | [7 empty] | PUMPINFUSION-ALARIS-Medley 8100 |  | MEDLEY PUMP MODULE LVP *MEMORIAL HERMANN |  |  | PUMPINFUSION-ALARIS-Medley 8100 | [6 empty] | Verified as Rental |  |  | MHHS-TMC
NO | YES |  |  |  | FFL3272 |  | CAREFUSION | 8100M |  |  | Rental | MHHS-TMC |  |  |  | FFL3272 |  | TMC |  | Rental | [7 empty] | PUMPINFUSION-ALARIS-Medley 8100 |  | MEDLEY PUMP MODULE LVP *MEMORIAL HERMANN |  |  | PUMPINFUSION-ALARIS-Medley 8100 | [6 empty] | Verified as Rental |  |  | MHHS-TMC
NO | YES |  |  |  | FFL3273 |  | CAREFUSION | 8100M |  |  | Rental | MHHS-TMC |  |  |  | FFL3273 |  | TMC |  | Rental | [7 empty] | PUMPINFUSION-ALARIS-Medley 8100 |  | MEDLEY PUMP MODULE LVP *MEMORIAL HERMANN |  |  | PUMPINFUSION-ALARIS-Medley 8100 | [6 empty] | Verified as Rental |  |  | MHHS-TMC
NO | YES |  |  |  | FFL3279 |  | CAREFUSION | 8100M |  |  | Rental | MHHS-TMC |  |  |  | FFL3279 |  | TMC |  | Rental | [7 empty] | PUMPINFUSION-ALARIS-Medley 8100 |  | MEDLEY PUMP MODULE LVP *MEMORIAL HERMANN |  |  | PUMPINFUSION-ALARIS-Medley 8100 | [6 empty] | Verified as Rental |  |  | MHHS-TMC
NO | YES |  |  |  | FFL3285 |  | CAREFUSION | 8100M |  |  | Rental | MHHS-TMC |  |  |  | FFL3285 |  | TMC |  | Rental | [7 empty] | PUMPINFUSION-ALARIS-Medley 8100 |  | MEDLEY PUMP MODULE LVP *MEMORIAL HERMANN |  |  | PUMPINFUSION-ALARIS-Medley 8100 | [6 empty] | Verified as Rental |  |  | MHHS-TMC
NO | YES |  |  |  | FFL3286 |  | CAREFUSION | 8100M |  |  | Rental | MHHS-TMC |  |  |  | FFL3286 |  | TMC |  | Rental | [7 empty] | PUMPINFUSION-ALARIS-Medley 8100 |  | MEDLEY PUMP MODULE LVP *MEMORIAL HERMANN |  |  | PUMPINFUSION-ALARIS-Medley 8100 | [6 empty] | Verified as Rental |  |  | MHHS-TMC
NO | YES |  |  |  | FFL3289 |  | CAREFUSION | 8100M |  |  | Rental | MHHS-TMC |  |  |  | FFL3289 |  | TMC |  | Rental | [7 empty] | PUMPINFUSION-ALARIS-Medley 8100 |  | MEDLEY PUMP MODULE LVP *MEMORIAL HERMANN |  |  | PUMPINFUSION-ALARIS-Medley 8100 | [6 empty] | Verified as Rental |  |  | MHHS-TMC
NO | YES |  |  |  | FFL3292 |  | CAREFUSION | 8100M |  |  | Rental | MHHS-TMC |  |  |  | FFL3292 |  | TMC |  | Rental | [7 empty] | PUMPINFUSION-ALARIS-Medley 8100 |  | MEDLEY PUMP MODULE LVP *MEMORIAL HERMANN |  |  | PUMPINFUSION-ALARIS-Medley 8100 | [6 empty] | Verified as Rental |  |  | MHHS-TMC
NO | YES |  |  |  | FFL3302 |  | CAREFUSION | 8100M |  |  | Rental | MHHS-TMC |  |  |  | FFL3302 |  | TMC |  | Rental | [7 empty] | PUMPINFUSION-ALARIS-Medley 8100 |  | MEDLEY PUMP MODULE LVP *MEMORIAL HERMANN |  |  | PUMPINFUSION-ALARIS-Medley 8100 | [6 empty] | Verified as Rental |  |  | MHHS-TMC
NO | YES |  |  |  | FFL3305 |  | CAREFUSION | 8100M |  |  | Rental | MHHS-TMC |  |  |  | FFL3305 |  | TMC |  | Rental | [7 empty] | PUMPINFUSION-ALARIS-Medley 8100 |  | MEDLEY PUMP MODULE LVP *MEMORIAL HERMANN |  |  | PUMPINFUSION-ALARIS-Medley 8100 | [6 empty] | Verified as Rental |  |  | MHHS-TMC
NO | YES |  |  |  | FFL3309 |  | CAREFUSION | 8100M |  |  | Rental | MHHS-TMC |  |  |  | FFL3309 |  | TMC |  | Rental | [7 empty] | PUMPINFUSION-ALARIS-Medley 8100 |  | MEDLEY PUMP MODULE LVP *MEMORIAL HERMANN |  |  | PUMPINFUSION-ALARIS-Medley 8100 | [6 empty] | Verified as Rental |  |  | MHHS-TMC
NO | YES |  |  |  | FFL3313 |  | CAREFUSION | 8100M |  |  | Rental | MHHS-TMC |  |  |  | FFL3313 |  | TMC |  | Rental | [7 empty] | PUMPINFUSION-ALARIS-Medley 8100 |  | MEDLEY PUMP MODULE LVP *MEMORIAL HERMANN |  |  | PUMPINFUSION-ALARIS-Medley 8100 | [6 empty] | Verified as Rental |  |  | MHHS-TMC
NO | YES |  |  |  | FFL3320 |  | CAREFUSION | 8100M |  |  | Rental | MHHS-TMC |  |  |  | FFL3320 |  | TMC |  | Rental | [7 empty] | PUMPINFUSION-ALARIS-Medley 8100 |  | MEDLEY PUMP MODULE LVP *MEMORIAL HERMANN |  |  | PUMPINFUSION-ALARIS-Medley 8100 | [6 empty] | Verified as Rental |  |  | MHHS-TMC
NO | YES |  |  |  | FFL3335 |  | CAREFUSION | 8100M |  |  | Rental | MHHS-TMC |  |  |  | FFL3335 |  | TMC |  | Rental | [7 empty] | PUMPINFUSION-ALARIS-Medley 8100 |  | MEDLEY PUMP MODULE LVP *MEMORIAL HERMANN |  |  | PUMPINFUSION-ALARIS-Medley 8100 | [6 empty] | Verified as Rental |  |  | MHHS-TMC
NO | YES |  |  |  | FFL3337 |  | CAREFUSION | 8100M |  |  | Rental | MHHS-TMC |  |  |  | FFL3337 |  | TMC |  | Rental | [7 empty] | PUMPINFUSION-ALARIS-Medley 8100 |  | MEDLEY PUMP MODULE LVP *MEMORIAL HERMANN |  |  | PUMPINFUSION-ALARIS-Medley 8100 | [6 empty] | Verified as Rental |  |  | MHHS-TMC
NO | YES |  |  |  | FFL3338 |  | CAREFUSION | 8100M |  |  | Rental | MHHS-TMC |  |  |  | FFL3338 |  | TMC |  | Rental | [7 empty] | PUMPINFUSION-ALARIS-Medley 8100 |  | MEDLEY PUMP MODULE LVP *MEMORIAL HERMANN |  |  | PUMPINFUSION-ALARIS-Medley 8100 | [6 empty] | Verified as Rental |  |  | MHHS-TMC
NO | YES |  |  |  | FFL3345 |  | CAREFUSION | 8100M |  |  | Rental | MHHS-TMC |  |  |  | FFL3345 |  | TMC |  | Rental | [7 empty] | PUMPINFUSION-ALARIS-Medley 8100 |  | MEDLEY PUMP MODULE LVP *MEMORIAL HERMANN |  |  | PUMPINFUSION-ALARIS-Medley 8100 | [6 empty] | Verified as Rental |  |  | MHHS-TMC
NO | YES |  |  |  | FFL3346 |  | CAREFUSION | 8100M |  |  | Rental | MHHS-TMC |  |  |  | FFL3346 |  | TMC |  | Rental | [7 empty] | PUMPINFUSION-ALARIS-Medley 8100 |  | MEDLEY PUMP MODULE LVP *MEMORIAL HERMANN |  |  | PUMPINFUSION-ALARIS-Medley 8100 | [6 empty] | Verified as Rental |  |  | MHHS-TMC
NO | YES |  |  |  | FFL3348 |  | CAREFUSION | 8100M |  |  | Rental | MHHS-TMC |  |  |  | FFL3348 |  | TMC |  | Rental | [7 empty] | PUMPINFUSION-ALARIS-Medley 8100 |  | MEDLEY PUMP MODULE LVP *MEMORIAL HERMANN |  |  | PUMPINFUSION-ALARIS-Medley 8100 | [6 empty] | Verified as Rental |  |  | MHHS-TMC
NO | YES |  |  |  | FFL3352 |  | CAREFUSION | 8100M |  |  | Rental | MHHS-TMC |  |  |  | FFL3352 |  | TMC |  | Rental | [7 empty] | PUMPINFUSION-ALARIS-Medley 8100 |  | MEDLEY PUMP MODULE LVP *MEMORIAL HERMANN |  |  | PUMPINFUSION-ALARIS-Medley 8100 | [6 empty] | Verified as Rental |  |  | MHHS-TMC
NO | YES |  |  |  | FFL3359 |  | CAREFUSION | 8100M |  |  | Rental | MHHS-TMC |  |  |  | FFL3359 |  | TMC |  | Rental | [7 empty] | PUMPINFUSION-ALARIS-Medley 8100 |  | MEDLEY PUMP MODULE LVP *MEMORIAL HERMANN |  |  | PUMPINFUSION-ALARIS-Medley 8100 | [6 empty] | Verified as Rental |  |  | MHHS-TMC
NO | YES |  |  |  | FFL3360 |  | CAREFUSION | 8100M |  |  | Rental | MHHS-TMC |  |  |  | FFL3360 |  | TMC |  | Rental | [7 empty] | PUMPINFUSION-ALARIS-Medley 8100 |  | MEDLEY PUMP MODULE LVP *MEMORIAL HERMANN |  |  | PUMPINFUSION-ALARIS-Medley 8100 | [6 empty] | Verified as Rental |  |  | MHHS-TMC
NO | YES |  |  |  | FFL3361 |  | CAREFUSION | 8100M |  |  | Rental | MHHS-TMC |  |  |  | FFL3361 |  | TMC |  | Rental | [7 empty] | PUMPINFUSION-ALARIS-Medley 8100 |  | MEDLEY PUMP MODULE LVP *MEMORIAL HERMANN |  |  | PUMPINFUSION-ALARIS-Medley 8100 | [6 empty] | Verified as Rental |  |  | MHHS-TMC
NO | YES |  |  |  | FFL3379 |  | CAREFUSION | 8100M |  |  | Rental | MHHS-TMC |  |  |  | FFL3379 |  | TMC |  | Rental | [7 empty] | PUMPINFUSION-ALARIS-Medley 8100 |  | MEDLEY PUMP MODULE LVP *MEMORIAL HERMANN |  |  | PUMPINFUSION-ALARIS-Medley 8100 | [6 empty] | Verified as Rental |  |  | MHHS-TMC
NO | YES |  |  |  | FFL3394 |  | CAREFUSION | 8100M |  |  | Rental | MHHS-TMC |  |  |  | FFL3394 |  | TMC |  | Rental | [7 empty] | PUMPINFUSION-ALARIS-Medley 8100 |  | MEDLEY PUMP MODULE LVP *MEMORIAL HERMANN |  |  | PUMPINFUSION-ALARIS-Medley 8100 | [6 empty] | Verified as Rental |  |  | MHHS-TMC
NO | YES |  |  |  | FFL3395 |  | CAREFUSION | 8100M |  |  | Rental | MHHS-TMC |  |  |  | FFL3395 |  | TMC |  | Rental | [7 empty] | PUMPINFUSION-ALARIS-Medley 8100 |  | MEDLEY PUMP MODULE LVP *MEMORIAL HERMANN |  |  | PUMPINFUSION-ALARIS-Medley 8100 | [6 empty] | Verified as Rental |  |  | MHHS-TMC
NO | YES |  |  |  | FFL3403 |  | CAREFUSION | 8100M |  |  | Rental | MHHS-TMC |  |  |  | FFL3403 |  | TMC |  | Rental | [7 empty] | PUMPINFUSION-ALARIS-Medley 8100 |  | MEDLEY PUMP MODULE LVP *MEMORIAL HERMANN |  |  | PUMPINFUSION-ALARIS-Medley 8100 | [6 empty] | Verified as Rental |  |  | MHHS-TMC
NO | YES |  |  |  | FFL3408 |  | CAREFUSION | 8100M |  |  | Rental | MHHS-TMC |  |  |  | FFL3408 |  | TMC |  | Rental | [7 empty] | PUMPINFUSION-ALARIS-Medley 8100 |  | MEDLEY PUMP MODULE LVP *MEMORIAL HERMANN |  |  | PUMPINFUSION-ALARIS-Medley 8100 | [6 empty] | Verified as Rental |  |  | MHHS-TMC
NO | YES |  |  |  | FFL3409 |  | CAREFUSION | 8100M |  |  | Rental | MHHS-TMC |  |  |  | FFL3409 |  | TMC |  | Rental | [7 empty] | PUMPINFUSION-ALARIS-Medley 8100 |  | MEDLEY PUMP MODULE LVP *MEMORIAL HERMANN |  |  | PUMPINFUSION-ALARIS-Medley 8100 | [6 empty] | Verified as Rental |  |  | MHHS-TMC
NO | YES |  |  |  | FFL3420 |  | CAREFUSION | 8100M |  |  | Rental | MHHS-TMC |  |  |  | FFL3420 |  | TMC |  | Rental | [7 empty] | PUMPINFUSION-ALARIS-Medley 8100 |  | MEDLEY PUMP MODULE LVP *MEMORIAL HERMANN |  |  | PUMPINFUSION-ALARIS-Medley 8100 | [6 empty] | Verified as Rental |  |  | MHHS-TMC
NO | YES |  |  |  | FFL3425 |  | CAREFUSION | 8100M |  |  | Rental | MHHS-TMC |  |  |  | FFL3425 |  | TMC |  | Rental | [7 empty] | PUMPINFUSION-ALARIS-Medley 8100 |  | MEDLEY PUMP MODULE LVP *MEMORIAL HERMANN |  |  | PUMPINFUSION-ALARIS-Medley 8100 | [6 empty] | Verified as Rental |  |  | MHHS-TMC
NO | YES |  |  |  | FFL3426 |  | CAREFUSION | 8100M |  |  | Rental | MHHS-TMC |  |  |  | FFL3426 |  | TMC |  | Rental | [7 empty] | PUMPINFUSION-ALARIS-Medley 8100 |  | MEDLEY PUMP MODULE LVP *MEMORIAL HERMANN |  |  | PUMPINFUSION-ALARIS-Medley 8100 | [6 empty] | Verified as Rental |  |  | MHHS-TMC
NO | YES |  |  |  | FFL3436 |  | CAREFUSION | 8100M |  |  | Rental | MHHS-TMC |  |  |  | FFL3436 |  | TMC |  | Rental | [7 empty] | PUMPINFUSION-ALARIS-Medley 8100 |  | MEDLEY PUMP MODULE LVP *MEMORIAL HERMANN |  |  | PUMPINFUSION-ALARIS-Medley 8100 | [6 empty] | Verified as Rental |  |  | MHHS-TMC
NO | YES |  |  |  | FFL3444 |  | CAREFUSION | 8100M |  |  | Rental | MHHS-TMC |  |  |  | FFL3444 |  | TMC |  | Rental | [7 empty] | PUMPINFUSION-ALARIS-Medley 8100 |  | MEDLEY PUMP MODULE LVP *MEMORIAL HERMANN |  |  | PUMPINFUSION-ALARIS-Medley 8100 | [6 empty] | Verified as Rental |  |  | MHHS-TMC
NO | YES |  |  |  | FFL3464 |  | CAREFUSION | 8100M |  |  | Rental | MHHS-TMC |  |  |  | FFL3464 |  | TMC |  | Rental | [7 empty] | PUMPINFUSION-ALARIS-Medley 8100 |  | MEDLEY PUMP MODULE LVP *MEMORIAL HERMANN |  |  | PUMPINFUSION-ALARIS-Medley 8100 | [6 empty] | Verified as Rental |  |  | MHHS-TMC
NO | YES |  |  |  | FFL3467 |  | CAREFUSION | 8100M |  |  | Rental | MHHS-TMC |  |  |  | FFL3467 |  | TMC |  | Rental | [7 empty] | PUMPINFUSION-ALARIS-Medley 8100 |  | MEDLEY PUMP MODULE LVP *MEMORIAL HERMANN |  |  | PUMPINFUSION-ALARIS-Medley 8100 | [6 empty] | Verified as Rental |  |  | MHHS-TMC
NO | YES |  |  |  | FFL3474 |  | CAREFUSION | 8100M |  |  | Rental | MHHS-TMC |  |  |  | FFL3474 |  | TMC |  | Rental | [7 empty] | PUMPINFUSION-ALARIS-Medley 8100 |  | MEDLEY PUMP MODULE LVP *MEMORIAL HERMANN |  |  | PUMPINFUSION-ALARIS-Medley 8100 | [6 empty] | Verified as Rental |  |  | MHHS-TMC
NO | YES |  |  |  | FFL3483 |  | CAREFUSION | 8100M |  |  | Rental | MHHS-TMC |  |  |  | FFL3483 |  | TMC |  | Rental | [7 empty] | PUMPINFUSION-ALARIS-Medley 8100 |  | MEDLEY PUMP MODULE LVP *MEMORIAL HERMANN |  |  | PUMPINFUSION-ALARIS-Medley 8100 | [6 empty] | Verified as Rental |  |  | MHHS-TMC
NO | YES |  |  |  | FFL3491 |  | CAREFUSION | 8100M |  |  | Rental | MHHS-TMC |  |  |  | FFL3491 |  | TMC |  | Rental | [7 empty] | PUMPINFUSION-ALARIS-Medley 8100 |  | MEDLEY PUMP MODULE LVP *MEMORIAL HERMANN |  |  | PUMPINFUSION-ALARIS-Medley 8100 | [6 empty] | Verified as Rental |  |  | MHHS-TMC
NO | YES |  |  |  | FFL3494 |  | CAREFUSION | 8100M |  |  | Rental | MHHS-TMC |  |  |  | FFL3494 |  | TMC |  | Rental | [7 empty] | PUMPINFUSION-ALARIS-Medley 8100 |  | MEDLEY PUMP MODULE LVP *MEMORIAL HERMANN |  |  | PUMPINFUSION-ALARIS-Medley 8100 | [6 empty] | Verified as Rental |  |  | MHHS-TMC
NO | YES |  |  |  | FFL3495 |  | CAREFUSION | 8100M |  |  | Rental | MHHS-TMC |  |  |  | FFL3495 |  | TMC |  | Rental | [7 empty] | PUMPINFUSION-ALARIS-Medley 8100 |  | MEDLEY PUMP MODULE LVP *MEMORIAL HERMANN |  |  | PUMPINFUSION-ALARIS-Medley 8100 | [6 empty] | Verified as Rental |  |  | MHHS-TMC
NO | YES |  |  |  | FFL3498 |  | CAREFUSION | 8100M |  |  | Rental | MHHS-TMC |  |  |  | FFL3498 |  | TMC |  | Rental | [7 empty] | PUMPINFUSION-ALARIS-Medley 8100 |  | MEDLEY PUMP MODULE LVP *MEMORIAL HERMANN |  |  | PUMPINFUSION-ALARIS-Medley 8100 | [6 empty] | Verified as Rental |  |  | MHHS-TMC
NO | YES |  |  |  | FFL3509 |  | CAREFUSION | 8100M |  |  | Rental | MHHS-TMC |  |  |  | FFL3509 |  | TMC |  | Rental | [7 empty] | PUMPINFUSION-ALARIS-Medley 8100 |  | MEDLEY PUMP MODULE LVP *MEMORIAL HERMANN |  |  | PUMPINFUSION-ALARIS-Medley 8100 | [6 empty] | Verified as Rental |  |  | MHHS-TMC
NO | YES |  |  |  | FFL3513 |  | CAREFUSION | 8100M |  |  | Rental | MHHS-TMC |  |  |  | FFL3513 |  | TMC |  | Rental | [7 empty] | PUMPINFUSION-ALARIS-Medley 8100 |  | MEDLEY PUMP MODULE LVP *MEMORIAL HERMANN |  |  | PUMPINFUSION-ALARIS-Medley 8100 | [6 empty] | Verified as Rental |  |  | MHHS-TMC
NO | YES |  |  |  | FFL3515 |  | CAREFUSION | 8100M |  |  | Rental | MHHS-TMC |  |  |  | FFL3515 |  | TMC |  | Rental | [7 empty] | PUMPINFUSION-ALARIS-Medley 8100 |  | MEDLEY PUMP MODULE LVP *MEMORIAL HERMANN |  |  | PUMPINFUSION-ALARIS-Medley 8100 | [6 empty] | Verified as Rental |  |  | MHHS-TMC
NO | YES |  |  |  | FFL3535 |  | CAREFUSION | 8100M |  |  | Rental | MHHS-TMC |  |  |  | FFL3535 |  | TMC |  | Rental | [7 empty] | PUMPINFUSION-ALARIS-Medley 8100 |  | MEDLEY PUMP MODULE LVP *MEMORIAL HERMANN |  |  | PUMPINFUSION-ALARIS-Medley 8100 | [6 empty] | Verified as Rental |  |  | MHHS-TMC
NO | YES |  |  |  | FFL3542 |  | CAREFUSION | 8100M |  |  | Rental | MHHS-TMC |  |  |  | FFL3542 |  | TMC |  | Rental | [7 empty] | PUMPINFUSION-ALARIS-Medley 8100 |  | MEDLEY PUMP MODULE LVP *MEMORIAL HERMANN |  |  | PUMPINFUSION-ALARIS-Medley 8100 | [6 empty] | Verified as Rental |  |  | MHHS-TMC
NO | YES |  |  |  | FFL3552 |  | CAREFUSION | 8100M |  |  | Rental | MHHS-TMC |  |  |  | FFL3552 |  | TMC |  | Rental | [7 empty] | PUMPINFUSION-ALARIS-Medley 8100 |  | MEDLEY PUMP MODULE LVP *MEMORIAL HERMANN |  |  | PUMPINFUSION-ALARIS-Medley 8100 | [6 empty] | Verified as Rental |  |  | MHHS-TMC
NO | YES |  |  |  | FFL3557 |  | CAREFUSION | 8100M |  |  | Rental | MHHS-TMC |  |  |  | FFL3557 |  | TMC |  | Rental | [7 empty] | PUMPINFUSION-ALARIS-Medley 8100 |  | MEDLEY PUMP MODULE LVP *MEMORIAL HERMANN |  |  | PUMPINFUSION-ALARIS-Medley 8100 | [6 empty] | Verified as Rental |  |  | MHHS-TMC
NO | YES |  |  |  | FFL3563 |  | CAREFUSION | 8100M |  |  | Rental | MHHS-TMC |  |  |  | FFL3563 |  | TMC |  | Rental | [7 empty] | PUMPINFUSION-ALARIS-Medley 8100 |  | MEDLEY PUMP MODULE LVP *MEMORIAL HERMANN |  |  | PUMPINFUSION-ALARIS-Medley 8100 | [6 empty] | Verified as Rental |  |  | MHHS-TMC
NO | YES |  |  |  | FFL3581 |  | CAREFUSION | 8100M |  |  | Rental | MHHS-TMC |  |  |  | FFL3581 |  | TMC |  | Rental | [7 empty] | PUMPINFUSION-ALARIS-Medley 8100 |  | MEDLEY PUMP MODULE LVP *MEMORIAL HERMANN |  |  | PUMPINFUSION-ALARIS-Medley 8100 | [6 empty] | Verified as Rental |  |  | MHHS-TMC
NO | YES |  |  |  | FFL3587 |  | CAREFUSION | 8100M |  |  | Rental | MHHS-TMC |  |  |  | FFL3587 |  | TMC |  | Rental | [7 empty] | PUMPINFUSION-ALARIS-Medley 8100 |  | MEDLEY PUMP MODULE LVP *MEMORIAL HERMANN |  |  | PUMPINFUSION-ALARIS-Medley 8100 | [6 empty] | Verified as Rental |  |  | MHHS-TMC
NO | YES |  |  |  | FFL3589 |  | CAREFUSION | 8100M |  |  | Rental | MHHS-TMC |  |  |  | FFL3589 |  | TMC |  | Rental | [7 empty] | PUMPINFUSION-ALARIS-Medley 8100 |  | MEDLEY PUMP MODULE LVP *MEMORIAL HERMANN |  |  | PUMPINFUSION-ALARIS-Medley 8100 | [6 empty] | Verified as Rental |  |  | MHHS-TMC
NO | YES |  |  |  | FFL3591 |  | CAREFUSION | 8100M |  |  | Rental | MHHS-TMC |  |  |  | FFL3591 |  | TMC |  | Rental | [7 empty] | PUMPINFUSION-ALARIS-Medley 8100 |  | MEDLEY PUMP MODULE LVP *MEMORIAL HERMANN |  |  | PUMPINFUSION-ALARIS-Medley 8100 | [6 empty] | Verified as Rental |  |  | MHHS-TMC
NO | YES |  |  |  | FFL3597 |  | CAREFUSION | 8100M |  |  | Rental | MHHS-TMC |  |  |  | FFL3597 |  | TMC |  | Rental | [7 empty] | PUMPINFUSION-ALARIS-Medley 8100 |  | MEDLEY PUMP MODULE LVP *MEMORIAL HERMANN |  |  | PUMPINFUSION-ALARIS-Medley 8100 | [6 empty] | Verified as Rental |  |  | MHHS-TMC
NO | YES |  |  |  | FFL3603 |  | CAREFUSION | 8100M |  |  | Rental | MHHS-TMC |  |  |  | FFL3603 |  | TMC |  | Rental | [7 empty] | PUMPINFUSION-ALARIS-Medley 8100 |  | MEDLEY PUMP MODULE LVP *MEMORIAL HERMANN |  |  | PUMPINFUSION-ALARIS-Medley 8100 | [6 empty] | Verified as Rental |  |  | MHHS-TMC
NO | YES |  |  |  | FFL3605 |  | CAREFUSION | 8100M |  |  | Rental | MHHS-TMC |  |  |  | FFL3605 |  | TMC |  | Rental | [7 empty] | PUMPINFUSION-ALARIS-Medley 8100 |  | MEDLEY PUMP MODULE LVP *MEMORIAL HERMANN |  |  | PUMPINFUSION-ALARIS-Medley 8100 | [6 empty] | Verified as Rental |  |  | MHHS-TMC
NO | YES |  |  |  | FFL3614 |  | CAREFUSION | 8100M |  |  | Rental | MHHS-TMC |  |  |  | FFL3614 |  | TMC |  | Rental | [7 empty] | PUMPINFUSION-ALARIS-Medley 8100 |  | MEDLEY PUMP MODULE LVP *MEMORIAL HERMANN |  |  | PUMPINFUSION-ALARIS-Medley 8100 | [6 empty] | Verified as Rental |  |  | MHHS-TMC
NO | YES |  |  |  | FFL3615 |  | CAREFUSION | 8100M |  |  | Rental | MHHS-TMC |  |  |  | FFL3615 |  | TMC |  | Rental | [7 empty] | PUMPINFUSION-ALARIS-Medley 8100 |  | MEDLEY PUMP MODULE LVP *MEMORIAL HERMANN |  |  | PUMPINFUSION-ALARIS-Medley 8100 | [6 empty] | Verified as Rental |  |  | MHHS-TMC
NO | YES |  |  |  | FFL3617 |  | CAREFUSION | 8100M |  |  | Rental | MHHS-TMC |  |  |  | FFL3617 |  | TMC |  | Rental | [7 empty] | PUMPINFUSION-ALARIS-Medley 8100 |  | MEDLEY PUMP MODULE LVP *MEMORIAL HERMANN |  |  | PUMPINFUSION-ALARIS-Medley 8100 | [6 empty] | Verified as Rental |  |  | MHHS-TMC
NO | YES |  |  |  | FFL3618 |  | CAREFUSION | 8100M |  |  | Rental | MHHS-TMC |  |  |  | FFL3618 |  | TMC |  | Rental | [7 empty] | PUMPINFUSION-ALARIS-Medley 8100 |  | MEDLEY PUMP MODULE LVP *MEMORIAL HERMANN |  |  | PUMPINFUSION-ALARIS-Medley 8100 | [6 empty] | Verified as Rental |  |  | MHHS-TMC
NO | YES |  |  |  | FFL3620 |  | CAREFUSION | 8100M |  |  | Rental | MHHS-TMC |  |  |  | FFL3620 |  | TMC |  | Rental | [7 empty] | PUMPINFUSION-ALARIS-Medley 8100 |  | MEDLEY PUMP MODULE LVP *MEMORIAL HERMANN |  |  | PUMPINFUSION-ALARIS-Medley 8100 | [6 empty] | Verified as Rental |  |  | MHHS-TMC
NO | YES |  |  |  | FFL3623 |  | CAREFUSION | 8100M |  |  | Rental | MHHS-TMC |  |  |  | FFL3623 |  | TMC |  | Rental | [7 empty] | PUMPINFUSION-ALARIS-Medley 8100 |  | MEDLEY PUMP MODULE LVP *MEMORIAL HERMANN |  |  | PUMPINFUSION-ALARIS-Medley 8100 | [6 empty] | Verified as Rental |  |  | MHHS-TMC
NO | YES |  |  |  | FFL3626 |  | CAREFUSION | 8100M |  |  | Rental | MHHS-TMC |  |  |  | FFL3626 |  | TMC |  | Rental | [7 empty] | PUMPINFUSION-ALARIS-Medley 8100 |  | MEDLEY PUMP MODULE LVP *MEMORIAL HERMANN |  |  | PUMPINFUSION-ALARIS-Medley 8100 | [6 empty] | Verified as Rental |  |  | MHHS-TMC
NO | YES |  |  |  | FFL3630 |  | CAREFUSION | 8100M |  |  | Rental | MHHS-TMC |  |  |  | FFL3630 |  | TMC |  | Rental | [7 empty] | PUMPINFUSION-ALARIS-Medley 8100 |  | MEDLEY PUMP MODULE LVP *MEMORIAL HERMANN |  |  | PUMPINFUSION-ALARIS-Medley 8100 | [6 empty] | Verified as Rental |  |  | MHHS-TMC
NO | YES |  |  |  | FFL3631 |  | CAREFUSION | 8100M |  |  | Rental | MHHS-TMC |  |  |  | FFL3631 |  | TMC |  | Rental | [7 empty] | PUMPINFUSION-ALARIS-Medley 8100 |  | MEDLEY PUMP MODULE LVP *MEMORIAL HERMANN |  |  | PUMPINFUSION-ALARIS-Medley 8100 | [6 empty] | Verified as Rental |  |  | MHHS-TMC
NO | YES |  |  |  | FFL3636 |  | CAREFUSION | 8100M |  |  | Rental | MHHS-TMC |  |  |  | FFL3636 |  | TMC |  | Rental | [7 empty] | PUMPINFUSION-ALARIS-Medley 8100 |  | MEDLEY PUMP MODULE LVP *MEMORIAL HERMANN |  |  | PUMPINFUSION-ALARIS-Medley 8100 | [6 empty] | Verified as Rental |  |  | MHHS-TMC
NO | YES |  |  |  | FFL3639 |  | CAREFUSION | 8100M |  |  | Rental | MHHS-TMC |  |  |  | FFL3639 |  | TMC |  | Rental | [7 empty] | PUMPINFUSION-ALARIS-Medley 8100 |  | MEDLEY PUMP MODULE LVP *MEMORIAL HERMANN |  |  | PUMPINFUSION-ALARIS-Medley 8100 | [6 empty] | Verified as Rental |  |  | MHHS-TMC
NO | YES |  |  |  | FFL3641 |  | CAREFUSION | 8100M |  |  | Rental | MHHS-TMC |  |  |  | FFL3641 |  | TMC |  | Rental | [7 empty] | PUMPINFUSION-ALARIS-Medley 8100 |  | MEDLEY PUMP MODULE LVP *MEMORIAL HERMANN |  |  | PUMPINFUSION-ALARIS-Medley 8100 | [6 empty] | Verified as Rental |  |  | MHHS-TMC
NO | YES |  |  |  | FFL3645 |  | CAREFUSION | 8100M |  |  | Rental | MHHS-TMC |  |  |  | FFL3645 |  | TMC |  | Rental | [7 empty] | PUMPINFUSION-ALARIS-Medley 8100 |  | MEDLEY PUMP MODULE LVP *MEMORIAL HERMANN |  |  | PUMPINFUSION-ALARIS-Medley 8100 | [6 empty] | Verified as Rental |  |  | MHHS-TMC
NO | YES |  |  |  | FFL3647 |  | CAREFUSION | 8100M |  |  | Rental | MHHS-TMC |  |  |  | FFL3647 |  | TMC |  | Rental | [7 empty] | PUMPINFUSION-ALARIS-Medley 8100 |  | MEDLEY PUMP MODULE LVP *MEMORIAL HERMANN |  |  | PUMPINFUSION-ALARIS-Medley 8100 | [6 empty] | Verified as Rental |  |  | MHHS-TMC
NO | YES |  |  |  | FFL3653 |  | CAREFUSION | 8100M |  |  | Rental | MHHS-TMC |  |  |  | FFL3653 |  | TMC |  | Rental | [7 empty] | PUMPINFUSION-ALARIS-Medley 8100 |  | MEDLEY PUMP MODULE LVP *MEMORIAL HERMANN |  |  | PUMPINFUSION-ALARIS-Medley 8100 | [6 empty] | Verified as Rental |  |  | MHHS-TMC
NO | YES |  |  |  | FFL3657 |  | CAREFUSION | 8100M |  |  | Rental | MHHS-TMC |  |  |  | FFL3657 |  | TMC |  | Rental | [7 empty] | PUMPINFUSION-ALARIS-Medley 8100 |  | MEDLEY PUMP MODULE LVP *MEMORIAL HERMANN |  |  | PUMPINFUSION-ALARIS-Medley 8100 | [6 empty] | Verified as Rental |  |  | MHHS-TMC
NO | YES |  |  |  | FFL3661 |  | CAREFUSION | 8100M |  |  | Rental | MHHS-TMC |  |  |  | FFL3661 |  | TMC |  | Rental | [7 empty] | PUMPINFUSION-ALARIS-Medley 8100 |  | MEDLEY PUMP MODULE LVP *MEMORIAL HERMANN |  |  | PUMPINFUSION-ALARIS-Medley 8100 | [6 empty] | Verified as Rental |  |  | MHHS-TMC
NO | YES |  |  |  | FFL3663 |  | CAREFUSION | 8100M |  |  | Rental | MHHS-TMC |  |  |  | FFL3663 |  | TMC |  | Rental | [7 empty] | PUMPINFUSION-ALARIS-Medley 8100 |  | MEDLEY PUMP MODULE LVP *MEMORIAL HERMANN |  |  | PUMPINFUSION-ALARIS-Medley 8100 | [6 empty] | Verified as Rental |  |  | MHHS-TMC
NO | YES |  |  |  | FFL3664 |  | CAREFUSION | 8100M |  |  | Rental | MHHS-TMC |  |  |  | FFL3664 |  | TMC |  | Rental | [7 empty] | PUMPINFUSION-ALARIS-Medley 8100 |  | MEDLEY PUMP MODULE LVP *MEMORIAL HERMANN |  |  | PUMPINFUSION-ALARIS-Medley 8100 | [6 empty] | Verified as Rental |  |  | MHHS-TMC
NO | YES |  |  |  | FFL3666 |  | CAREFUSION | 8100M |  |  | Rental | MHHS-TMC |  |  |  | FFL3666 |  | TMC |  | Rental | [7 empty] | PUMPINFUSION-ALARIS-Medley 8100 |  | MEDLEY PUMP MODULE LVP *MEMORIAL HERMANN |  |  | PUMPINFUSION-ALARIS-Medley 8100 | [6 empty] | Verified as Rental |  |  | MHHS-TMC
NO | YES |  |  |  | FFL3673 |  | CAREFUSION | 8100M |  |  | Rental | MHHS-TMC |  |  |  | FFL3673 |  | TMC |  | Rental | [7 empty] | PUMPINFUSION-ALARIS-Medley 8100 |  | MEDLEY PUMP MODULE LVP *MEMORIAL HERMANN |  |  | PUMPINFUSION-ALARIS-Medley 8100 | [6 empty] | Verified as Rental |  |  | MHHS-TMC
NO | YES |  |  |  | FFL3677 |  | CAREFUSION | 8100M |  |  | Rental | MHHS-TMC |  |  |  | FFL3677 |  | TMC |  | Rental | [7 empty] | PUMPINFUSION-ALARIS-Medley 8100 |  | MEDLEY PUMP MODULE LVP *MEMORIAL HERMANN |  |  | PUMPINFUSION-ALARIS-Medley 8100 | [6 empty] | Verified as Rental |  |  | MHHS-TMC
NO | YES |  |  |  | FFL3678 |  | CAREFUSION | 8100M |  |  | Rental | MHHS-TMC |  |  |  | FFL3678 |  | TMC |  | Rental | [7 empty] | PUMPINFUSION-ALARIS-Medley 8100 |  | MEDLEY PUMP MODULE LVP *MEMORIAL HERMANN |  |  | PUMPINFUSION-ALARIS-Medley 8100 | [6 empty] | Verified as Rental |  |  | MHHS-TMC
NO | YES |  |  |  | FFL3681 |  | CAREFUSION | 8100M |  |  | Rental | MHHS-TMC |  |  |  | FFL3681 |  | TMC |  | Rental | [7 empty] | PUMPINFUSION-ALARIS-Medley 8100 |  | MEDLEY PUMP MODULE LVP *MEMORIAL HERMANN |  |  | PUMPINFUSION-ALARIS-Medley 8100 | [6 empty] | Verified as Rental |  |  | MHHS-TMC
NO | YES |  |  |  | FFL3694 |  | CAREFUSION | 8100M |  |  | Rental | MHHS-TMC |  |  |  | FFL3694 |  | TMC |  | Rental | [7 empty] | PUMPINFUSION-ALARIS-Medley 8100 |  | MEDLEY PUMP MODULE LVP *MEMORIAL HERMANN |  |  | PUMPINFUSION-ALARIS-Medley 8100 | [6 empty] | Verified as Rental |  |  | MHHS-TMC
NO | YES |  |  |  | FFL3695 |  | CAREFUSION | 8100M |  |  | Rental | MHHS-TMC |  |  |  | FFL3695 |  | TMC |  | Rental | [7 empty] | PUMPINFUSION-ALARIS-Medley 8100 |  | MEDLEY PUMP MODULE LVP *MEMORIAL HERMANN |  |  | PUMPINFUSION-ALARIS-Medley 8100 | [6 empty] | Verified as Rental |  |  | MHHS-TMC
NO | YES |  |  |  | FFL3696 |  | CAREFUSION | 8100M |  |  | Rental | MHHS-TMC |  |  |  | FFL3696 |  | TMC |  | Rental | [7 empty] | PUMPINFUSION-ALARIS-Medley 8100 |  | MEDLEY PUMP MODULE LVP *MEMORIAL HERMANN |  |  | PUMPINFUSION-ALARIS-Medley 8100 | [6 empty] | Verified as Rental |  |  | MHHS-TMC
NO | YES |  |  |  | FFL3698 |  | CAREFUSION | 8100M |  |  | Rental | MHHS-TMC |  |  |  | FFL3698 |  | TMC |  | Rental | [7 empty] | PUMPINFUSION-ALARIS-Medley 8100 |  | MEDLEY PUMP MODULE LVP *MEMORIAL HERMANN |  |  | PUMPINFUSION-ALARIS-Medley 8100 | [6 empty] | Verified as Rental |  |  | MHHS-TMC
NO | YES |  |  |  | FFL3708 |  | CAREFUSION | 8100M |  |  | Rental | MHHS-TMC |  |  |  | FFL3708 |  | TMC |  | Rental | [7 empty] | PUMPINFUSION-ALARIS-Medley 8100 |  | MEDLEY PUMP MODULE LVP *MEMORIAL HERMANN |  |  | PUMPINFUSION-ALARIS-Medley 8100 | [6 empty] | Verified as Rental |  |  | MHHS-TMC
NO | YES |  |  |  | FFL3709 |  | CAREFUSION | 8100M |  |  | Rental | MHHS-TMC |  |  |  | FFL3709 |  | TMC |  | Rental | [7 empty] | PUMPINFUSION-ALARIS-Medley 8100 |  | MEDLEY PUMP MODULE LVP *MEMORIAL HERMANN |  |  | PUMPINFUSION-ALARIS-Medley 8100 | [6 empty] | Verified as Rental |  |  | MHHS-TMC
NO | YES |  |  |  | FFL3710 |  | CAREFUSION | 8100M |  |  | Rental | MHHS-TMC |  |  |  | FFL3710 |  | TMC |  | Rental | [7 empty] | PUMPINFUSION-ALARIS-Medley 8100 |  | MEDLEY PUMP MODULE LVP *MEMORIAL HERMANN |  |  | PUMPINFUSION-ALARIS-Medley 8100 | [6 empty] | Verified as Rental |  |  | MHHS-TMC
NO | YES |  |  |  | FFL3712 |  | CAREFUSION | 8100M |  |  | Rental | MHHS-TMC |  |  |  | FFL3712 |  | TMC |  | Rental | [7 empty] | PUMPINFUSION-ALARIS-Medley 8100 |  | MEDLEY PUMP MODULE LVP *MEMORIAL HERMANN |  |  | PUMPINFUSION-ALARIS-Medley 8100 | [6 empty] | Verified as Rental |  |  | MHHS-TMC
NO | YES |  |  |  | FFL3722 |  | CAREFUSION | 8100M |  |  | Rental | MHHS-TMC |  |  |  | FFL3722 |  | TMC |  | Rental | [7 empty] | PUMPINFUSION-ALARIS-Medley 8100 |  | MEDLEY PUMP MODULE LVP *MEMORIAL HERMANN |  |  | PUMPINFUSION-ALARIS-Medley 8100 | [6 empty] | Verified as Rental |  |  | MHHS-TMC
NO | YES |  |  |  | FFL3724 |  | CAREFUSION | 8100M |  |  | Rental | MHHS-TMC |  |  |  | FFL3724 |  | TMC |  | Rental | [7 empty] | PUMPINFUSION-ALARIS-Medley 8100 |  | MEDLEY PUMP MODULE LVP *MEMORIAL HERMANN |  |  | PUMPINFUSION-ALARIS-Medley 8100 | [6 empty] | Verified as Rental |  |  | MHHS-TMC
NO | YES |  |  |  | FFL3731 |  | CAREFUSION | 8100M |  |  | Rental | MHHS-TMC |  |  |  | FFL3731 |  | TMC |  | Rental | [7 empty] | PUMPINFUSION-ALARIS-Medley 8100 |  | MEDLEY PUMP MODULE LVP *MEMORIAL HERMANN |  |  | PUMPINFUSION-ALARIS-Medley 8100 | [6 empty] | Verified as Rental |  |  | MHHS-TMC
NO | YES |  |  |  | FFL3732 |  | CAREFUSION | 8100M |  |  | Rental | MHHS-TMC |  |  |  | FFL3732 |  | TMC |  | Rental | [7 empty] | PUMPINFUSION-ALARIS-Medley 8100 |  | MEDLEY PUMP MODULE LVP *MEMORIAL HERMANN |  |  | PUMPINFUSION-ALARIS-Medley 8100 | [6 empty] | Verified as Rental |  |  | MHHS-TMC
NO | YES |  |  |  | FFL3739 |  | CAREFUSION | 8100M |  |  | Rental | MHHS-TMC |  |  |  | FFL3739 |  | TMC |  | Rental | [7 empty] | PUMPINFUSION-ALARIS-Medley 8100 |  | MEDLEY PUMP MODULE LVP *MEMORIAL HERMANN |  |  | PUMPINFUSION-ALARIS-Medley 8100 | [6 empty] | Verified as Rental |  |  | MHHS-TMC
NO | YES |  |  |  | FFL3742 |  | CAREFUSION | 8100M |  |  | Rental | MHHS-TMC |  |  |  | FFL3742 |  | TMC |  | Rental | [7 empty] | PUMPINFUSION-ALARIS-Medley 8100 |  | MEDLEY PUMP MODULE LVP *MEMORIAL HERMANN |  |  | PUMPINFUSION-ALARIS-Medley 8100 | [6 empty] | Verified as Rental |  |  | MHHS-TMC
NO | YES |  |  |  | FFL3743 |  | CAREFUSION | 8100M |  |  | Rental | MHHS-TMC |  |  |  | FFL3743 |  | TMC |  | Rental | [7 empty] | PUMPINFUSION-ALARIS-Medley 8100 |  | MEDLEY PUMP MODULE LVP *MEMORIAL HERMANN |  |  | PUMPINFUSION-ALARIS-Medley 8100 | [6 empty] | Verified as Rental |  |  | MHHS-TMC
NO | YES |  |  |  | FFL3747 |  | CAREFUSION | 8100M |  |  | Rental | MHHS-TMC |  |  |  | FFL3747 |  | TMC |  | Rental | [7 empty] | PUMPINFUSION-ALARIS-Medley 8100 |  | MEDLEY PUMP MODULE LVP *MEMORIAL HERMANN |  |  | PUMPINFUSION-ALARIS-Medley 8100 | [6 empty] | Verified as Rental |  |  | MHHS-TMC
NO | YES |  |  |  | FFL3752 |  | CAREFUSION | 8100M |  |  | Rental | MHHS-TMC |  |  |  | FFL3752 |  | TMC |  | Rental | [7 empty] | PUMPINFUSION-ALARIS-Medley 8100 |  | MEDLEY PUMP MODULE LVP *MEMORIAL HERMANN |  |  | PUMPINFUSION-ALARIS-Medley 8100 | [6 empty] | Verified as Rental |  |  | MHHS-TMC
NO | YES |  |  |  | FFL3753 |  | CAREFUSION | 8100M |  |  | Rental | MHHS-TMC |  |  |  | FFL3753 |  | TMC |  | Rental | [7 empty] | PUMPINFUSION-ALARIS-Medley 8100 |  | MEDLEY PUMP MODULE LVP *MEMORIAL HERMANN |  |  | PUMPINFUSION-ALARIS-Medley 8100 | [6 empty] | Verified as Rental |  |  | MHHS-TMC
NO | YES |  |  |  | FFL3757 |  | CAREFUSION | 8100M |  |  | Rental | MHHS-TMC |  |  |  | FFL3757 |  | TMC |  | Rental | [7 empty] | PUMPINFUSION-ALARIS-Medley 8100 |  | MEDLEY PUMP MODULE LVP *MEMORIAL HERMANN |  |  | PUMPINFUSION-ALARIS-Medley 8100 | [6 empty] | Verified as Rental |  |  | MHHS-TMC
NO | YES |  |  |  | FFL3764 |  | CAREFUSION | 8100M |  |  | Rental | MHHS-TMC |  |  |  | FFL3764 |  | TMC |  | Rental | [7 empty] | PUMPINFUSION-ALARIS-Medley 8100 |  | MEDLEY PUMP MODULE LVP *MEMORIAL HERMANN |  |  | PUMPINFUSION-ALARIS-Medley 8100 | [6 empty] | Verified as Rental |  |  | MHHS-TMC
NO | YES |  |  |  | FFL3775 |  | CAREFUSION | 8100M |  |  | Rental | MHHS-TMC |  |  |  | FFL3775 |  | TMC |  | Rental | [7 empty] | PUMPINFUSION-ALARIS-Medley 8100 |  | MEDLEY PUMP MODULE LVP *MEMORIAL HERMANN |  |  | PUMPINFUSION-ALARIS-Medley 8100 | [6 empty] | Verified as Rental |  |  | MHHS-TMC
NO | YES |  |  |  | FFL3782 |  | CAREFUSION | 8100M |  |  | Rental | MHHS-TMC |  |  |  | FFL3782 |  | TMC |  | Rental | [7 empty] | PUMPINFUSION-ALARIS-Medley 8100 |  | MEDLEY PUMP MODULE LVP *MEMORIAL HERMANN |  |  | PUMPINFUSION-ALARIS-Medley 8100 | [6 empty] | Verified as Rental |  |  | MHHS-TMC
NO | YES |  |  |  | FFL3785 |  | CAREFUSION | 8100M |  |  | Rental | MHHS-TMC |  |  |  | FFL3785 |  | TMC |  | Rental | [7 empty] | PUMPINFUSION-ALARIS-Medley 8100 |  | MEDLEY PUMP MODULE LVP *MEMORIAL HERMANN |  |  | PUMPINFUSION-ALARIS-Medley 8100 | [6 empty] | Verified as Rental |  |  | MHHS-TMC
NO | YES |  |  |  | FFL3789 |  | CAREFUSION | 8100M |  |  | Rental | MHHS-TMC |  |  |  | FFL3789 |  | TMC |  | Rental | [7 empty] | PUMPINFUSION-ALARIS-Medley 8100 |  | MEDLEY PUMP MODULE LVP *MEMORIAL HERMANN |  |  | PUMPINFUSION-ALARIS-Medley 8100 | [6 empty] | Verified as Rental |  |  | MHHS-TMC
NO | YES |  |  |  | FFL3792 |  | CAREFUSION | 8100M |  |  | Rental | MHHS-TMC |  |  |  | FFL3792 |  | TMC |  | Rental | [7 empty] | PUMPINFUSION-ALARIS-Medley 8100 |  | MEDLEY PUMP MODULE LVP *MEMORIAL HERMANN |  |  | PUMPINFUSION-ALARIS-Medley 8100 | [6 empty] | Verified as Rental |  |  | MHHS-TMC
NO | YES |  |  |  | FFL3795 |  | CAREFUSION | 8100M |  |  | Rental | MHHS-TMC |  |  |  | FFL3795 |  | TMC |  | Rental | [7 empty] | PUMPINFUSION-ALARIS-Medley 8100 |  | MEDLEY PUMP MODULE LVP *MEMORIAL HERMANN |  |  | PUMPINFUSION-ALARIS-Medley 8100 | [6 empty] | Verified as Rental |  |  | MHHS-TMC
NO | YES |  |  |  | FFL3818 |  | CAREFUSION | 8100M |  |  | Rental | MHHS-TMC |  |  |  | FFL3818 |  | TMC |  | Rental | [7 empty] | PUMPINFUSION-ALARIS-Medley 8100 |  | MEDLEY PUMP MODULE LVP *MEMORIAL HERMANN |  |  | PUMPINFUSION-ALARIS-Medley 8100 | [6 empty] | Verified as Rental |  |  | MHHS-TMC
NO | YES |  |  |  | FFL3820 |  | CAREFUSION | 8100M |  |  | Rental | MHHS-TMC |  |  |  | FFL3820 |  | TMC |  | Rental | [7 empty] | PUMPINFUSION-ALARIS-Medley 8100 |  | MEDLEY PUMP MODULE LVP *MEMORIAL HERMANN |  |  | PUMPINFUSION-ALARIS-Medley 8100 | [6 empty] | Verified as Rental |  |  | MHHS-TMC
NO | YES |  |  |  | FFL3821 |  | CAREFUSION | 8100M |  |  | Rental | MHHS-TMC |  |  |  | FFL3821 |  | TMC |  | Rental | [7 empty] | PUMPINFUSION-ALARIS-Medley 8100 |  | MEDLEY PUMP MODULE LVP *MEMORIAL HERMANN |  |  | PUMPINFUSION-ALARIS-Medley 8100 | [6 empty] | Verified as Rental |  |  | MHHS-TMC
NO | YES |  |  |  | FFL3825 |  | CAREFUSION | 8100M |  |  | Rental | MHHS-TMC |  |  |  | FFL3825 |  | TMC |  | Rental | [7 empty] | PUMPINFUSION-ALARIS-Medley 8100 |  | MEDLEY PUMP MODULE LVP *MEMORIAL HERMANN |  |  | PUMPINFUSION-ALARIS-Medley 8100 | [6 empty] | Verified as Rental |  |  | MHHS-TMC
NO | YES |  |  |  | FFL3830 |  | CAREFUSION | 8100M |  |  | Rental | MHHS-TMC |  |  |  | FFL3830 |  | TMC |  | Rental | [7 empty] | PUMPINFUSION-ALARIS-Medley 8100 |  | MEDLEY PUMP MODULE LVP *MEMORIAL HERMANN |  |  | PUMPINFUSION-ALARIS-Medley 8100 | [6 empty] | Verified as Rental |  |  | MHHS-TMC
NO | YES |  |  |  | FFL3835 |  | CAREFUSION | 8100M |  |  | Rental | MHHS-TMC |  |  |  | FFL3835 |  | TMC |  | Rental | [7 empty] | PUMPINFUSION-ALARIS-Medley 8100 |  | MEDLEY PUMP MODULE LVP *MEMORIAL HERMANN |  |  | PUMPINFUSION-ALARIS-Medley 8100 | [6 empty] | Verified as Rental |  |  | MHHS-TMC
NO | YES |  |  |  | FFL3854 |  | CAREFUSION | 8100M |  |  | Rental | MHHS-TMC |  |  |  | FFL3854 |  | TMC |  | Rental | [7 empty] | PUMPINFUSION-ALARIS-Medley 8100 |  | MEDLEY PUMP MODULE LVP *MEMORIAL HERMANN |  |  | PUMPINFUSION-ALARIS-Medley 8100 | [6 empty] | Verified as Rental |  |  | MHHS-TMC
NO | YES |  |  |  | FFL3863 |  | CAREFUSION | 8100M |  |  | Rental | MHHS-TMC |  |  |  | FFL3863 |  | TMC |  | Rental | [7 empty] | PUMPINFUSION-ALARIS-Medley 8100 |  | MEDLEY PUMP MODULE LVP *MEMORIAL HERMANN |  |  | PUMPINFUSION-ALARIS-Medley 8100 | [6 empty] | Verified as Rental |  |  | MHHS-TMC
NO | YES |  |  |  | FFL3873 |  | CAREFUSION | 8100M |  |  | Rental | MHHS-TMC |  |  |  | FFL3873 |  | TMC |  | Rental | [7 empty] | PUMPINFUSION-ALARIS-Medley 8100 |  | MEDLEY PUMP MODULE LVP *MEMORIAL HERMANN |  |  | PUMPINFUSION-ALARIS-Medley 8100 | [6 empty] | Verified as Rental |  |  | MHHS-TMC
NO | YES |  |  |  | FFL3874 |  | CAREFUSION | 8100M |  |  | Rental | MHHS-TMC |  |  |  | FFL3874 |  | TMC |  | Rental | [7 empty] | PUMPINFUSION-ALARIS-Medley 8100 |  | MEDLEY PUMP MODULE LVP *MEMORIAL HERMANN |  |  | PUMPINFUSION-ALARIS-Medley 8100 | [6 empty] | Verified as Rental |  |  | MHHS-TMC
NO | YES |  |  |  | FFL3879 |  | CAREFUSION | 8100M |  |  | Rental | MHHS-TMC |  |  |  | FFL3879 |  | TMC |  | Rental | [7 empty] | PUMPINFUSION-ALARIS-Medley 8100 |  | MEDLEY PUMP MODULE LVP *MEMORIAL HERMANN |  |  | PUMPINFUSION-ALARIS-Medley 8100 | [6 empty] | Verified as Rental |  |  | MHHS-TMC
NO | YES |  |  |  | FFL3880 |  | CAREFUSION | 8100M |  |  | Rental | MHHS-TMC |  |  |  | FFL3880 |  | TMC |  | Rental | [7 empty] | PUMPINFUSION-ALARIS-Medley 8100 |  | MEDLEY PUMP MODULE LVP *MEMORIAL HERMANN |  |  | PUMPINFUSION-ALARIS-Medley 8100 | [6 empty] | Verified as Rental |  |  | MHHS-TMC
NO | YES |  |  |  | FFL3886 |  | CAREFUSION | 8100M |  |  | Rental | MHHS-TMC |  |  |  | FFL3886 |  | TMC |  | Rental | [7 empty] | PUMPINFUSION-ALARIS-Medley 8100 |  | MEDLEY PUMP MODULE LVP *MEMORIAL HERMANN |  |  | PUMPINFUSION-ALARIS-Medley 8100 | [6 empty] | Verified as Rental |  |  | MHHS-TMC
NO | YES |  |  |  | FFL3887 |  | CAREFUSION | 8100M |  |  | Rental | MHHS-TMC |  |  |  | FFL3887 |  | TMC |  | Rental | [7 empty] | PUMPINFUSION-ALARIS-Medley 8100 |  | MEDLEY PUMP MODULE LVP *MEMORIAL HERMANN |  |  | PUMPINFUSION-ALARIS-Medley 8100 | [6 empty] | Verified as Rental |  |  | MHHS-TMC
NO | YES |  |  |  | FFL3893 |  | CAREFUSION | 8100M |  |  | Rental | MHHS-TMC |  |  |  | FFL3893 |  | TMC |  | Rental | [7 empty] | PUMPINFUSION-ALARIS-Medley 8100 |  | MEDLEY PUMP MODULE LVP *MEMORIAL HERMANN |  |  | PUMPINFUSION-ALARIS-Medley 8100 | [6 empty] | Verified as Rental |  |  | MHHS-TMC
NO | YES |  |  |  | FFL3897 |  | CAREFUSION | 8100M |  |  | Rental | MHHS-TMC |  |  |  | FFL3897 |  | TMC |  | Rental | [7 empty] | PUMPINFUSION-ALARIS-Medley 8100 |  | MEDLEY PUMP MODULE LVP *MEMORIAL HERMANN |  |  | PUMPINFUSION-ALARIS-Medley 8100 | [6 empty] | Verified as Rental |  |  | MHHS-TMC
NO | YES |  |  |  | FFL3899 |  | CAREFUSION | 8100M |  |  | Rental | MHHS-TMC |  |  |  | FFL3899 |  | TMC |  | Rental | [7 empty] | PUMPINFUSION-ALARIS-Medley 8100 |  | MEDLEY PUMP MODULE LVP *MEMORIAL HERMANN |  |  | PUMPINFUSION-ALARIS-Medley 8100 | [6 empty] | Verified as Rental |  |  | MHHS-TMC
NO | YES |  |  |  | FFL3904 |  | CAREFUSION | 8100M |  |  | Rental | MHHS-TMC |  |  |  | FFL3904 |  | TMC |  | Rental | [7 empty] | PUMPINFUSION-ALARIS-Medley 8100 |  | MEDLEY PUMP MODULE LVP *MEMORIAL HERMANN |  |  | PUMPINFUSION-ALARIS-Medley 8100 | [6 empty] | Verified as Rental |  |  | MHHS-TMC
NO | YES |  |  |  | FFL3906 |  | CAREFUSION | 8100M |  |  | Rental | MHHS-TMC |  |  |  | FFL3906 |  | TMC |  | Rental | [7 empty] | PUMPINFUSION-ALARIS-Medley 8100 |  | MEDLEY PUMP MODULE LVP *MEMORIAL HERMANN |  |  | PUMPINFUSION-ALARIS-Medley 8100 | [6 empty] | Verified as Rental |  |  | MHHS-TMC
NO | YES |  |  |  | FFL3907 |  | CAREFUSION | 8100M |  |  | Rental | MHHS-TMC |  |  |  | FFL3907 |  | TMC |  | Rental | [7 empty] | PUMPINFUSION-ALARIS-Medley 8100 |  | MEDLEY PUMP MODULE LVP *MEMORIAL HERMANN |  |  | PUMPINFUSION-ALARIS-Medley 8100 | [6 empty] | Verified as Rental |  |  | MHHS-TMC
NO | YES |  |  |  | FFL3909 |  | CAREFUSION | 8100M |  |  | Rental | MHHS-TMC |  |  |  | FFL3909 |  | TMC |  | Rental | [7 empty] | PUMPINFUSION-ALARIS-Medley 8100 |  | MEDLEY PUMP MODULE LVP *MEMORIAL HERMANN |  |  | PUMPINFUSION-ALARIS-Medley 8100 | [6 empty] | Verified as Rental |  |  | MHHS-TMC
NO | YES |  |  |  | FFL3918 |  | CAREFUSION | 8100M |  |  | Rental | MHHS-TMC |  |  |  | FFL3918 |  | TMC |  | Rental | [7 empty] | PUMPINFUSION-ALARIS-Medley 8100 |  | MEDLEY PUMP MODULE LVP *MEMORIAL HERMANN |  |  | PUMPINFUSION-ALARIS-Medley 8100 | [6 empty] | Verified as Rental |  |  | MHHS-TMC
NO | YES |  |  |  | FFL3922 |  | CAREFUSION | 8100M |  |  | Rental | MHHS-TMC |  |  |  | FFL3922 |  | TMC |  | Rental | [7 empty] | PUMPINFUSION-ALARIS-Medley 8100 |  | MEDLEY PUMP MODULE LVP *MEMORIAL HERMANN |  |  | PUMPINFUSION-ALARIS-Medley 8100 | [6 empty] | Verified as Rental |  |  | MHHS-TMC
NO | YES |  |  |  | FFL3924 |  | CAREFUSION | 8100M |  |  | Rental | MHHS-TMC |  |  |  | FFL3924 |  | TMC |  | Rental | [7 empty] | PUMPINFUSION-ALARIS-Medley 8100 |  | MEDLEY PUMP MODULE LVP *MEMORIAL HERMANN |  |  | PUMPINFUSION-ALARIS-Medley 8100 | [6 empty] | Verified as Rental |  |  | MHHS-TMC
NO | YES |  |  |  | FFL3926 |  | CAREFUSION | 8100M |  |  | Rental | MHHS-TMC |  |  |  | FFL3926 |  | TMC |  | Rental | [7 empty] | PUMPINFUSION-ALARIS-Medley 8100 |  | MEDLEY PUMP MODULE LVP *MEMORIAL HERMANN |  |  | PUMPINFUSION-ALARIS-Medley 8100 | [6 empty] | Verified as Rental |  |  | MHHS-TMC
NO | YES |  |  |  | FFL3929 |  | CAREFUSION | 8100M |  |  | Rental | MHHS-TMC |  |  |  | FFL3929 |  | TMC |  | Rental | [7 empty] | PUMPINFUSION-ALARIS-Medley 8100 |  | MEDLEY PUMP MODULE LVP *MEMORIAL HERMANN |  |  | PUMPINFUSION-ALARIS-Medley 8100 | [6 empty] | Verified as Rental |  |  | MHHS-TMC
NO | YES |  |  |  | FFL3950 |  | CAREFUSION | 8100M |  |  | Rental | MHHS-TMC |  |  |  | FFL3950 |  | TMC |  | Rental | [7 empty] | PUMPINFUSION-ALARIS-Medley 8100 |  | MEDLEY PUMP MODULE LVP *MEMORIAL HERMANN |  |  | PUMPINFUSION-ALARIS-Medley 8100 | [6 empty] | Verified as Rental |  |  | MHHS-TMC
NO | YES |  |  |  | FFL3952 |  | CAREFUSION | 8100M |  |  | Rental | MHHS-TMC |  |  |  | FFL3952 |  | TMC |  | Rental | [7 empty] | PUMPINFUSION-ALARIS-Medley 8100 |  | MEDLEY PUMP MODULE LVP *MEMORIAL HERMANN |  |  | PUMPINFUSION-ALARIS-Medley 8100 | [6 empty] | Verified as Rental |  |  | MHHS-TMC
NO | YES |  |  |  | FFL3964 |  | CAREFUSION | 8100M |  |  | Rental | MHHS-TMC |  |  |  | FFL3964 |  | TMC |  | Rental | [7 empty] | PUMPINFUSION-ALARIS-Medley 8100 |  | MEDLEY PUMP MODULE LVP *MEMORIAL HERMANN |  |  | PUMPINFUSION-ALARIS-Medley 8100 | [6 empty] | Verified as Rental |  |  | MHHS-TMC
NO | YES |  |  |  | FFL3968 |  | CAREFUSION | 8100M |  |  | Rental | MHHS-TMC |  |  |  | FFL3968 |  | TMC |  | Rental | [7 empty] | PUMPINFUSION-ALARIS-Medley 8100 |  | MEDLEY PUMP MODULE LVP *MEMORIAL HERMANN |  |  | PUMPINFUSION-ALARIS-Medley 8100 | [6 empty] | Verified as Rental |  |  | MHHS-TMC
NO | YES |  |  |  | FFL3969 |  | CAREFUSION | 8100M |  |  | Rental | MHHS-TMC |  |  |  | FFL3969 |  | TMC |  | Rental | [7 empty] | PUMPINFUSION-ALARIS-Medley 8100 |  | MEDLEY PUMP MODULE LVP *MEMORIAL HERMANN |  |  | PUMPINFUSION-ALARIS-Medley 8100 | [6 empty] | Verified as Rental |  |  | MHHS-TMC
NO | YES |  |  |  | FFL3975 |  | CAREFUSION | 8100M |  |  | Rental | MHHS-TMC |  |  |  | FFL3975 |  | TMC |  | Rental | [7 empty] | PUMPINFUSION-ALARIS-Medley 8100 |  | MEDLEY PUMP MODULE LVP *MEMORIAL HERMANN |  |  | PUMPINFUSION-ALARIS-Medley 8100 | [6 empty] | Verified as Rental |  |  | MHHS-TMC
NO | YES |  |  |  | FFL3981 |  | CAREFUSION | 8100M |  |  | Rental | MHHS-TMC |  |  |  | FFL3981 |  | TMC |  | Rental | [7 empty] | PUMPINFUSION-ALARIS-Medley 8100 |  | MEDLEY PUMP MODULE LVP *MEMORIAL HERMANN |  |  | PUMPINFUSION-ALARIS-Medley 8100 | [6 empty] | Verified as Rental |  |  | MHHS-TMC
NO | YES |  |  |  | FFL3992 |  | CAREFUSION | 8100M |  |  | Rental | MHHS-TMC |  |  |  | FFL3992 |  | TMC |  | Rental | [7 empty] | PUMPINFUSION-ALARIS-Medley 8100 |  | MEDLEY PUMP MODULE LVP *MEMORIAL HERMANN |  |  | PUMPINFUSION-ALARIS-Medley 8100 | [6 empty] | Verified as Rental |  |  | MHHS-TMC
NO | YES |  |  |  | FFL3994 |  | CAREFUSION | 8100M |  |  | Rental | MHHS-TMC |  |  |  | FFL3994 |  | TMC |  | Rental | [7 empty] | PUMPINFUSION-ALARIS-Medley 8100 |  | MEDLEY PUMP MODULE LVP *MEMORIAL HERMANN |  |  | PUMPINFUSION-ALARIS-Medley 8100 | [6 empty] | Verified as Rental |  |  | MHHS-TMC
NO | YES |  |  |  | FFL3995 |  | CAREFUSION | 8100M |  |  | Rental | MHHS-TMC |  |  |  | FFL3995 |  | TMC |  | Rental | [7 empty] | PUMPINFUSION-ALARIS-Medley 8100 |  | MEDLEY PUMP MODULE LVP *MEMORIAL HERMANN |  |  | PUMPINFUSION-ALARIS-Medley 8100 | [6 empty] | Verified as Rental |  |  | MHHS-TMC
NO | YES |  |  |  | FFL3998 |  | CAREFUSION | 8100M |  |  | Rental | MHHS-TMC |  |  |  | FFL3998 |  | TMC |  | Rental | [7 empty] | PUMPINFUSION-ALARIS-Medley 8100 |  | MEDLEY PUMP MODULE LVP *MEMORIAL HERMANN |  |  | PUMPINFUSION-ALARIS-Medley 8100 | [6 empty] | Verified as Rental |  |  | MHHS-TMC
NO | YES |  |  |  | FFL4002 |  | CAREFUSION | 8100M |  |  | Rental | MHHS-TMC |  |  |  | FFL4002 |  | TMC |  | Rental | [7 empty] | PUMPINFUSION-ALARIS-Medley 8100 |  | MEDLEY PUMP MODULE LVP *MEMORIAL HERMANN |  |  | PUMPINFUSION-ALARIS-Medley 8100 | [6 empty] | Verified as Rental |  |  | MHHS-TMC
NO | YES |  |  |  | FFL4008 |  | CAREFUSION | 8100M |  |  | Rental | MHHS-TMC |  |  |  | FFL4008 |  | TMC |  | Rental | [7 empty] | PUMPINFUSION-ALARIS-Medley 8100 |  | MEDLEY PUMP MODULE LVP *MEMORIAL HERMANN |  |  | PUMPINFUSION-ALARIS-Medley 8100 | [6 empty] | Verified as Rental |  |  | MHHS-TMC
NO | YES |  |  |  | FFL4012 |  | CAREFUSION | 8100M |  |  | Rental | MHHS-TMC |  |  |  | FFL4012 |  | TMC |  | Rental | [7 empty] | PUMPINFUSION-ALARIS-Medley 8100 |  | MEDLEY PUMP MODULE LVP *MEMORIAL HERMANN |  |  | PUMPINFUSION-ALARIS-Medley 8100 | [6 empty] | Verified as Rental |  |  | MHHS-TMC
NO | YES |  |  |  | FFL4016 |  | CAREFUSION | 8100M |  |  | Rental | MHHS-TMC |  |  |  | FFL4016 |  | TMC |  | Rental | [7 empty] | PUMPINFUSION-ALARIS-Medley 8100 |  | MEDLEY PUMP MODULE LVP *MEMORIAL HERMANN |  |  | PUMPINFUSION-ALARIS-Medley 8100 | [6 empty] | Verified as Rental |  |  | MHHS-TMC
NO | YES |  |  |  | FFL4026 |  | CAREFUSION | 8100M |  |  | Rental | MHHS-TMC |  |  |  | FFL4026 |  | TMC |  | Rental | [7 empty] | PUMPINFUSION-ALARIS-Medley 8100 |  | MEDLEY PUMP MODULE LVP *MEMORIAL HERMANN |  |  | PUMPINFUSION-ALARIS-Medley 8100 | [6 empty] | Verified as Rental |  |  | MHHS-TMC
NO | YES |  |  |  | FFL4029 |  | CAREFUSION | 8100M |  |  | Rental | MHHS-TMC |  |  |  | FFL4029 |  | TMC |  | Rental | [7 empty] | PUMPINFUSION-ALARIS-Medley 8100 |  | MEDLEY PUMP MODULE LVP *MEMORIAL HERMANN |  |  | PUMPINFUSION-ALARIS-Medley 8100 | [6 empty] | Verified as Rental |  |  | MHHS-TMC
NO | YES |  |  |  | FFL4035 |  | CAREFUSION | 8100M |  |  | Rental | MHHS-TMC |  |  |  | FFL4035 |  | TMC |  | Rental | [7 empty] | PUMPINFUSION-ALARIS-Medley 8100 |  | MEDLEY PUMP MODULE LVP *MEMORIAL HERMANN |  |  | PUMPINFUSION-ALARIS-Medley 8100 | [6 empty] | Verified as Rental |  |  | MHHS-TMC
NO | YES |  |  |  | FFL4038 |  | CAREFUSION | 8100M |  |  | Rental | MHHS-TMC |  |  |  | FFL4038 |  | TMC |  | Rental | [7 empty] | PUMPINFUSION-ALARIS-Medley 8100 |  | MEDLEY PUMP MODULE LVP *MEMORIAL HERMANN |  |  | PUMPINFUSION-ALARIS-Medley 8100 | [6 empty] | Verified as Rental |  |  | MHHS-TMC
NO | YES |  |  |  | FFL4042 |  | CAREFUSION | 8100M |  |  | Rental | MHHS-TMC |  |  |  | FFL4042 |  | TMC |  | Rental | [7 empty] | PUMPINFUSION-ALARIS-Medley 8100 |  | MEDLEY PUMP MODULE LVP *MEMORIAL HERMANN |  |  | PUMPINFUSION-ALARIS-Medley 8100 | [6 empty] | Verified as Rental |  |  | MHHS-TMC
NO | YES |  |  |  | FFL4054 |  | CAREFUSION | 8100M |  |  | Rental | MHHS-TMC |  |  |  | FFL4054 |  | TMC |  | Rental | [7 empty] | PUMPINFUSION-ALARIS-Medley 8100 |  | MEDLEY PUMP MODULE LVP *MEMORIAL HERMANN |  |  | PUMPINFUSION-ALARIS-Medley 8100 | [6 empty] | Verified as Rental |  |  | MHHS-TMC
NO | YES |  |  |  | FFL4056 |  | CAREFUSION | 8100M |  |  | Rental | MHHS-TMC |  |  |  | FFL4056 |  | TMC |  | Rental | [7 empty] | PUMPINFUSION-ALARIS-Medley 8100 |  | MEDLEY PUMP MODULE LVP *MEMORIAL HERMANN |  |  | PUMPINFUSION-ALARIS-Medley 8100 | [6 empty] | Verified as Rental |  |  | MHHS-TMC
NO | YES |  |  |  | FFL4057 |  | CAREFUSION | 8100M |  |  | Rental | MHHS-TMC |  |  |  | FFL4057 |  | TMC |  | Rental | [7 empty] | PUMPINFUSION-ALARIS-Medley 8100 |  | MEDLEY PUMP MODULE LVP *MEMORIAL HERMANN |  |  | PUMPINFUSION-ALARIS-Medley 8100 | [6 empty] | Verified as Rental |  |  | MHHS-TMC
NO | YES |  |  |  | FFL4061 |  | CAREFUSION | 8100M |  |  | Rental | MHHS-TMC |  |  |  | FFL4061 |  | TMC |  | Rental | [7 empty] | PUMPINFUSION-ALARIS-Medley 8100 |  | MEDLEY PUMP MODULE LVP *MEMORIAL HERMANN |  |  | PUMPINFUSION-ALARIS-Medley 8100 | [6 empty] | Verified as Rental |  |  | MHHS-TMC
NO | YES |  |  |  | FFL4062 |  | CAREFUSION | 8100M |  |  | Rental | MHHS-TMC |  |  |  | FFL4062 |  | TMC |  | Rental | [7 empty] | PUMPINFUSION-ALARIS-Medley 8100 |  | MEDLEY PUMP MODULE LVP *MEMORIAL HERMANN |  |  | PUMPINFUSION-ALARIS-Medley 8100 | [6 empty] | Verified as Rental |  |  | MHHS-TMC
NO | YES |  |  |  | FFL4063 |  | CAREFUSION | 8100M |  |  | Rental | MHHS-TMC |  |  |  | FFL4063 |  | TMC |  | Rental | [7 empty] | PUMPINFUSION-ALARIS-Medley 8100 |  | MEDLEY PUMP MODULE LVP *MEMORIAL HERMANN |  |  | PUMPINFUSION-ALARIS-Medley 8100 | [6 empty] | Verified as Rental |  |  | MHHS-TMC
NO | YES |  |  |  | FFL4064 |  | CAREFUSION | 8100M |  |  | Rental | MHHS-TMC |  |  |  | FFL4064 |  | TMC |  | Rental | [7 empty] | PUMPINFUSION-ALARIS-Medley 8100 |  | MEDLEY PUMP MODULE LVP *MEMORIAL HERMANN |  |  | PUMPINFUSION-ALARIS-Medley 8100 | [6 empty] | Verified as Rental |  |  | MHHS-TMC
NO | YES |  |  |  | FFL4074 |  | CAREFUSION | 8100M |  |  | Rental | MHHS-TMC |  |  |  | FFL4074 |  | TMC |  | Rental | [7 empty] | PUMPINFUSION-ALARIS-Medley 8100 |  | MEDLEY PUMP MODULE LVP *MEMORIAL HERMANN |  |  | PUMPINFUSION-ALARIS-Medley 8100 | [6 empty] | Verified as Rental |  |  | MHHS-TMC
NO | YES |  |  |  | FFL4075 |  | CAREFUSION | 8100M |  |  | Rental | MHHS-TMC |  |  |  | FFL4075 |  | TMC |  | Rental | [7 empty] | PUMPINFUSION-ALARIS-Medley 8100 |  | MEDLEY PUMP MODULE LVP *MEMORIAL HERMANN |  |  | PUMPINFUSION-ALARIS-Medley 8100 | [6 empty] | Verified as Rental |  |  | MHHS-TMC
NO | YES |  |  |  | FFL4076 |  | CAREFUSION | 8100M |  |  | Rental | MHHS-TMC |  |  |  | FFL4076 |  | TMC |  | Rental | [7 empty] | PUMPINFUSION-ALARIS-Medley 8100 |  | MEDLEY PUMP MODULE LVP *MEMORIAL HERMANN |  |  | PUMPINFUSION-ALARIS-Medley 8100 | [6 empty] | Verified as Rental |  |  | MHHS-TMC
NO | YES |  |  |  | FFL4077 |  | CAREFUSION | 8100M |  |  | Rental | MHHS-TMC |  |  |  | FFL4077 |  | TMC |  | Rental | [7 empty] | PUMPINFUSION-ALARIS-Medley 8100 |  | MEDLEY PUMP MODULE LVP *MEMORIAL HERMANN |  |  | PUMPINFUSION-ALARIS-Medley 8100 | [6 empty] | Verified as Rental |  |  | MHHS-TMC
NO | YES |  |  |  | FFL4080 |  | CAREFUSION | 8100M |  |  | Rental | MHHS-TMC |  |  |  | FFL4080 |  | TMC |  | Rental | [7 empty] | PUMPINFUSION-ALARIS-Medley 8100 |  | MEDLEY PUMP MODULE LVP *MEMORIAL HERMANN |  |  | PUMPINFUSION-ALARIS-Medley 8100 | [6 empty] | Verified as Rental |  |  | MHHS-TMC
NO | YES |  |  |  | FFL4089 |  | CAREFUSION | 8100M |  |  | Rental | MHHS-TMC |  |  |  | FFL4089 |  | TMC |  | Rental | [7 empty] | PUMPINFUSION-ALARIS-Medley 8100 |  | MEDLEY PUMP MODULE LVP *MEMORIAL HERMANN |  |  | PUMPINFUSION-ALARIS-Medley 8100 | [6 empty] | Verified as Rental |  |  | MHHS-TMC
NO | YES |  |  |  | FFL4091 |  | CAREFUSION | 8100M |  |  | Rental | MHHS-TMC |  |  |  | FFL4091 |  | TMC |  | Rental | [7 empty] | PUMPINFUSION-ALARIS-Medley 8100 |  | MEDLEY PUMP MODULE LVP *MEMORIAL HERMANN |  |  | PUMPINFUSION-ALARIS-Medley 8100 | [6 empty] | Verified as Rental |  |  | MHHS-TMC
NO | YES |  |  |  | FFL4092 |  | CAREFUSION | 8100M |  |  | Rental | MHHS-TMC |  |  |  | FFL4092 |  | TMC |  | Rental | [7 empty] | PUMPINFUSION-ALARIS-Medley 8100 |  | MEDLEY PUMP MODULE LVP *MEMORIAL HERMANN |  |  | PUMPINFUSION-ALARIS-Medley 8100 | [6 empty] | Verified as Rental |  |  | MHHS-TMC
NO | YES |  |  |  | FFL4094 |  | CAREFUSION | 8100M |  |  | Rental | MHHS-TMC |  |  |  | FFL4094 |  | TMC |  | Rental | [7 empty] | PUMPINFUSION-ALARIS-Medley 8100 |  | MEDLEY PUMP MODULE LVP *MEMORIAL HERMANN |  |  | PUMPINFUSION-ALARIS-Medley 8100 | [6 empty] | Verified as Rental |  |  | MHHS-TMC
NO | YES |  |  |  | FFL4095 |  | CAREFUSION | 8100M |  |  | Rental | MHHS-TMC |  |  |  | FFL4095 |  | TMC |  | Rental | [7 empty] | PUMPINFUSION-ALARIS-Medley 8100 |  | MEDLEY PUMP MODULE LVP *MEMORIAL HERMANN |  |  | PUMPINFUSION-ALARIS-Medley 8100 | [6 empty] | Verified as Rental |  |  | MHHS-TMC
NO | YES |  |  |  | FFL4098 |  | CAREFUSION | 8100M |  |  | Rental | MHHS-TMC |  |  |  | FFL4098 |  | TMC |  | Rental | [7 empty] | PUMPINFUSION-ALARIS-Medley 8100 |  | MEDLEY PUMP MODULE LVP *MEMORIAL HERMANN |  |  | PUMPINFUSION-ALARIS-Medley 8100 | [6 empty] | Verified as Rental |  |  | MHHS-TMC
NO | YES |  |  |  | FFL4099 |  | CAREFUSION | 8100M |  |  | Rental | MHHS-TMC |  |  |  | FFL4099 |  | TMC |  | Rental | [7 empty] | PUMPINFUSION-ALARIS-Medley 8100 |  | MEDLEY PUMP MODULE LVP *MEMORIAL HERMANN |  |  | PUMPINFUSION-ALARIS-Medley 8100 | [6 empty] | Verified as Rental |  |  | MHHS-TMC
NO | YES |  |  |  | FFL4100 |  | CAREFUSION | 8100M |  |  | Rental | MHHS-TMC |  |  |  | FFL4100 |  | TMC |  | Rental | [7 empty] | PUMPINFUSION-ALARIS-Medley 8100 |  | MEDLEY PUMP MODULE LVP *MEMORIAL HERMANN |  |  | PUMPINFUSION-ALARIS-Medley 8100 | [6 empty] | Verified as Rental |  |  | MHHS-TMC
NO | YES |  |  |  | FFL4106 |  | CAREFUSION | 8100M |  |  | Rental | MHHS-TMC |  |  |  | FFL4106 |  | TMC |  | Rental | [7 empty] | PUMPINFUSION-ALARIS-Medley 8100 |  | MEDLEY PUMP MODULE LVP *MEMORIAL HERMANN |  |  | PUMPINFUSION-ALARIS-Medley 8100 | [6 empty] | Verified as Rental |  |  | MHHS-TMC
NO | YES |  |  |  | FFL4117 |  | CAREFUSION | 8100M |  |  | Rental | MHHS-TMC |  |  |  | FFL4117 |  | TMC |  | Rental | [7 empty] | PUMPINFUSION-ALARIS-Medley 8100 |  | MEDLEY PUMP MODULE LVP *MEMORIAL HERMANN |  |  | PUMPINFUSION-ALARIS-Medley 8100 | [6 empty] | Verified as Rental |  |  | MHHS-TMC
NO | YES |  |  |  | FFL4126 |  | CAREFUSION | 8100M |  |  | Rental | MHHS-TMC |  |  |  | FFL4126 |  | TMC |  | Rental | [7 empty] | PUMPINFUSION-ALARIS-Medley 8100 |  | MEDLEY PUMP MODULE LVP *MEMORIAL HERMANN |  |  | PUMPINFUSION-ALARIS-Medley 8100 | [6 empty] | Verified as Rental |  |  | MHHS-TMC
NO | YES |  |  |  | FFL4128 |  | CAREFUSION | 8100M |  |  | Rental | MHHS-TMC |  |  |  | FFL4128 |  | TMC |  | Rental | [7 empty] | PUMPINFUSION-ALARIS-Medley 8100 |  | MEDLEY PUMP MODULE LVP *MEMORIAL HERMANN |  |  | PUMPINFUSION-ALARIS-Medley 8100 | [6 empty] | Verified as Rental |  |  | MHHS-TMC
NO | YES |  |  |  | FFL4129 |  | CAREFUSION | 8100M |  |  | Rental | MHHS-TMC |  |  |  | FFL4129 |  | TMC |  | Rental | [7 empty] | PUMPINFUSION-ALARIS-Medley 8100 |  | MEDLEY PUMP MODULE LVP *MEMORIAL HERMANN |  |  | PUMPINFUSION-ALARIS-Medley 8100 | [6 empty] | Verified as Rental |  |  | MHHS-TMC
NO | YES |  |  |  | FFL4134 |  | CAREFUSION | 8100M |  |  | Rental | MHHS-TMC |  |  |  | FFL4134 |  | TMC |  | Rental | [7 empty] | PUMPINFUSION-ALARIS-Medley 8100 |  | MEDLEY PUMP MODULE LVP *MEMORIAL HERMANN |  |  | PUMPINFUSION-ALARIS-Medley 8100 | [6 empty] | Verified as Rental |  |  | MHHS-TMC
NO | YES |  |  |  | FFL4139 |  | CAREFUSION | 8100M |  |  | Rental | MHHS-TMC |  |  |  | FFL4139 |  | TMC |  | Rental | [7 empty] | PUMPINFUSION-ALARIS-Medley 8100 |  | MEDLEY PUMP MODULE LVP *MEMORIAL HERMANN |  |  | PUMPINFUSION-ALARIS-Medley 8100 | [6 empty] | Verified as Rental |  |  | MHHS-TMC
NO | YES |  |  |  | FFL4140 |  | CAREFUSION | 8100M |  |  | Rental | MHHS-TMC |  |  |  | FFL4140 |  | TMC |  | Rental | [7 empty] | PUMPINFUSION-ALARIS-Medley 8100 |  | MEDLEY PUMP MODULE LVP *MEMORIAL HERMANN |  |  | PUMPINFUSION-ALARIS-Medley 8100 | [6 empty] | Verified as Rental |  |  | MHHS-TMC
NO | YES |  |  |  | FFL4143 |  | CAREFUSION | 8100M |  |  | Rental | MHHS-TMC |  |  |  | FFL4143 |  | TMC |  | Rental | [7 empty] | PUMPINFUSION-ALARIS-Medley 8100 |  | MEDLEY PUMP MODULE LVP *MEMORIAL HERMANN |  |  | PUMPINFUSION-ALARIS-Medley 8100 | [6 empty] | Verified as Rental |  |  | MHHS-TMC
NO | YES |  |  |  | FFL4145 |  | CAREFUSION | 8100M |  |  | Rental | MHHS-TMC |  |  |  | FFL4145 |  | TMC |  | Rental | [7 empty] | PUMPINFUSION-ALARIS-Medley 8100 |  | MEDLEY PUMP MODULE LVP *MEMORIAL HERMANN |  |  | PUMPINFUSION-ALARIS-Medley 8100 | [6 empty] | Verified as Rental |  |  | MHHS-TMC
NO | YES |  |  |  | FFL4147 |  | CAREFUSION | 8100M |  |  | Rental | MHHS-TMC |  |  |  | FFL4147 |  | TMC |  | Rental | [7 empty] | PUMPINFUSION-ALARIS-Medley 8100 |  | MEDLEY PUMP MODULE LVP *MEMORIAL HERMANN |  |  | PUMPINFUSION-ALARIS-Medley 8100 | [6 empty] | Verified as Rental |  |  | MHHS-TMC
NO | YES |  |  |  | FFL4148 |  | CAREFUSION | 8100M |  |  | Rental | MHHS-TMC |  |  |  | FFL4148 |  | TMC |  | Rental | [7 empty] | PUMPINFUSION-ALARIS-Medley 8100 |  | MEDLEY PUMP MODULE LVP *MEMORIAL HERMANN |  |  | PUMPINFUSION-ALARIS-Medley 8100 | [6 empty] | Verified as Rental |  |  | MHHS-TMC
NO | YES |  |  |  | FFL4154 |  | CAREFUSION | 8100M |  |  | Rental | MHHS-TMC |  |  |  | FFL4154 |  | TMC |  | Rental | [7 empty] | PUMPINFUSION-ALARIS-Medley 8100 |  | MEDLEY PUMP MODULE LVP *MEMORIAL HERMANN |  |  | PUMPINFUSION-ALARIS-Medley 8100 | [6 empty] | Verified as Rental |  |  | MHHS-TMC
NO | YES |  |  |  | FFL4156 |  | CAREFUSION | 8100M |  |  | Rental | MHHS-TMC |  |  |  | FFL4156 |  | TMC |  | Rental | [7 empty] | PUMPINFUSION-ALARIS-Medley 8100 |  | MEDLEY PUMP MODULE LVP *MEMORIAL HERMANN |  |  | PUMPINFUSION-ALARIS-Medley 8100 | [6 empty] | Verified as Rental |  |  | MHHS-TMC
NO | YES |  |  |  | FFL4166 |  | CAREFUSION | 8100M |  |  | Rental | MHHS-TMC |  |  |  | FFL4166 |  | TMC |  | Rental | [7 empty] | PUMPINFUSION-ALARIS-Medley 8100 |  | MEDLEY PUMP MODULE LVP *MEMORIAL HERMANN |  |  | PUMPINFUSION-ALARIS-Medley 8100 | [6 empty] | Verified as Rental |  |  | MHHS-TMC
NO | YES |  |  |  | FFL4168 |  | CAREFUSION | 8100M |  |  | Rental | MHHS-TMC |  |  |  | FFL4168 |  | TMC |  | Rental | [7 empty] | PUMPINFUSION-ALARIS-Medley 8100 |  | MEDLEY PUMP MODULE LVP *MEMORIAL HERMANN |  |  | PUMPINFUSION-ALARIS-Medley 8100 | [6 empty] | Verified as Rental |  |  | MHHS-TMC
NO | YES |  |  |  | FFL4176 |  | CAREFUSION | 8100M |  |  | Rental | MHHS-TMC |  |  |  | FFL4176 |  | TMC |  | Rental | [7 empty] | PUMPINFUSION-ALARIS-Medley 8100 |  | MEDLEY PUMP MODULE LVP *MEMORIAL HERMANN |  |  | PUMPINFUSION-ALARIS-Medley 8100 | [6 empty] | Verified as Rental |  |  | MHHS-TMC
NO | YES |  |  |  | FFL4180 |  | CAREFUSION | 8100M |  |  | Rental | MHHS-TMC |  |  |  | FFL4180 |  | TMC |  | Rental | [7 empty] | PUMPINFUSION-ALARIS-Medley 8100 |  | MEDLEY PUMP MODULE LVP *MEMORIAL HERMANN |  |  | PUMPINFUSION-ALARIS-Medley 8100 | [6 empty] | Verified as Rental |  |  | MHHS-TMC
NO | YES |  |  |  | FFL4181 |  | CAREFUSION | 8100M |  |  | Rental | MHHS-TMC |  |  |  | FFL4181 |  | TMC |  | Rental | [7 empty] | PUMPINFUSION-ALARIS-Medley 8100 |  | MEDLEY PUMP MODULE LVP *MEMORIAL HERMANN |  |  | PUMPINFUSION-ALARIS-Medley 8100 | [6 empty] | Verified as Rental |  |  | MHHS-TMC
NO | YES |  |  |  | FFL4190 |  | CAREFUSION | 8100M |  |  | Rental | MHHS-TMC |  |  |  | FFL4190 |  | TMC |  | Rental | [7 empty] | PUMPINFUSION-ALARIS-Medley 8100 |  | MEDLEY PUMP MODULE LVP *MEMORIAL HERMANN |  |  | PUMPINFUSION-ALARIS-Medley 8100 | [6 empty] | Verified as Rental |  |  | MHHS-TMC
NO | YES |  |  |  | FFL4191 |  | CAREFUSION | 8100M |  |  | Rental | MHHS-TMC |  |  |  | FFL4191 |  | TMC |  | Rental | [7 empty] | PUMPINFUSION-ALARIS-Medley 8100 |  | MEDLEY PUMP MODULE LVP *MEMORIAL HERMANN |  |  | PUMPINFUSION-ALARIS-Medley 8100 | [6 empty] | Verified as Rental |  |  | MHHS-TMC
NO | YES |  |  |  | FFL4193 |  | CAREFUSION | 8100M |  |  | Rental | MHHS-TMC |  |  |  | FFL4193 |  | TMC |  | Rental | [7 empty] | PUMPINFUSION-ALARIS-Medley 8100 |  | MEDLEY PUMP MODULE LVP *MEMORIAL HERMANN |  |  | PUMPINFUSION-ALARIS-Medley 8100 | [6 empty] | Verified as Rental |  |  | MHHS-TMC
NO | YES |  |  |  | FFL4195 |  | CAREFUSION | 8100M |  |  | Rental | MHHS-TMC |  |  |  | FFL4195 |  | TMC |  | Rental | [7 empty] | PUMPINFUSION-ALARIS-Medley 8100 |  | MEDLEY PUMP MODULE LVP *MEMORIAL HERMANN |  |  | PUMPINFUSION-ALARIS-Medley 8100 | [6 empty] | Verified as Rental |  |  | MHHS-TMC
NO | YES |  |  |  | FFL4201 |  | CAREFUSION | 8100M |  |  | Rental | MHHS-TMC |  |  |  | FFL4201 |  | TMC |  | Rental | [7 empty] | PUMPINFUSION-ALARIS-Medley 8100 |  | MEDLEY PUMP MODULE LVP *MEMORIAL HERMANN |  |  | PUMPINFUSION-ALARIS-Medley 8100 | [6 empty] | Verified as Rental |  |  | MHHS-TMC
NO | YES |  |  |  | FFL4203 |  | CAREFUSION | 8100M |  |  | Rental | MHHS-TMC |  |  |  | FFL4203 |  | TMC |  | Rental | [7 empty] | PUMPINFUSION-ALARIS-Medley 8100 |  | MEDLEY PUMP MODULE LVP *MEMORIAL HERMANN |  |  | PUMPINFUSION-ALARIS-Medley 8100 | [6 empty] | Verified as Rental |  |  | MHHS-TMC
NO | YES |  |  |  | FFL4215 |  | CAREFUSION | 8100M |  |  | Rental | MHHS-TMC |  |  |  | FFL4215 |  | TMC |  | Rental | [7 empty] | PUMPINFUSION-ALARIS-Medley 8100 |  | MEDLEY PUMP MODULE LVP *MEMORIAL HERMANN |  |  | PUMPINFUSION-ALARIS-Medley 8100 | [6 empty] | Verified as Rental |  |  | MHHS-TMC
NO | YES |  |  |  | FFL4224 |  | CAREFUSION | 8100M |  |  | Rental | MHHS-TMC |  |  |  | FFL4224 |  | TMC |  | Rental | [7 empty] | PUMPINFUSION-ALARIS-Medley 8100 |  | MEDLEY PUMP MODULE LVP *MEMORIAL HERMANN |  |  | PUMPINFUSION-ALARIS-Medley 8100 | [6 empty] | Verified as Rental |  |  | MHHS-TMC
NO | YES |  |  |  | FFL4228 |  | CAREFUSION | 8100M |  |  | Rental | MHHS-TMC |  |  |  | FFL4228 |  | TMC |  | Rental | [7 empty] | PUMPINFUSION-ALARIS-Medley 8100 |  | MEDLEY PUMP MODULE LVP *MEMORIAL HERMANN |  |  | PUMPINFUSION-ALARIS-Medley 8100 | [6 empty] | Verified as Rental |  |  | MHHS-TMC
NO | YES |  |  |  | FFL4231 |  | CAREFUSION | 8100M |  |  | Rental | MHHS-TMC |  |  |  | FFL4231 |  | TMC |  | Rental | [7 empty] | PUMPINFUSION-ALARIS-Medley 8100 |  | MEDLEY PUMP MODULE LVP *MEMORIAL HERMANN |  |  | PUMPINFUSION-ALARIS-Medley 8100 | [6 empty] | Verified as Rental |  |  | MHHS-TMC
NO | YES |  |  |  | FFL4233 |  | CAREFUSION | 8100M |  |  | Rental | MHHS-TMC |  |  |  | FFL4233 |  | TMC |  | Rental | [7 empty] | PUMPINFUSION-ALARIS-Medley 8100 |  | MEDLEY PUMP MODULE LVP *MEMORIAL HERMANN |  |  | PUMPINFUSION-ALARIS-Medley 8100 | [6 empty] | Verified as Rental |  |  | MHHS-TMC
NO | YES |  |  |  | FFL4235 |  | CAREFUSION | 8100M |  |  | Rental | MHHS-TMC |  |  |  | FFL4235 |  | TMC |  | Rental | [7 empty] | PUMPINFUSION-ALARIS-Medley 8100 |  | MEDLEY PUMP MODULE LVP *MEMORIAL HERMANN |  |  | PUMPINFUSION-ALARIS-Medley 8100 | [6 empty] | Verified as Rental |  |  | MHHS-TMC
NO | YES |  |  |  | FFL4260 |  | CAREFUSION | 8100M |  |  | Rental | MHHS-TMC |  |  |  | FFL4260 |  | TMC |  | Rental | [7 empty] | PUMPINFUSION-ALARIS-Medley 8100 |  | MEDLEY PUMP MODULE LVP *MEMORIAL HERMANN |  |  | PUMPINFUSION-ALARIS-Medley 8100 | [6 empty] | Verified as Rental |  |  | MHHS-TMC
NO | YES |  |  |  | FFL4261 |  | CAREFUSION | 8100M |  |  | Rental | MHHS-TMC |  |  |  | FFL4261 |  | TMC |  | Rental | [7 empty] | PUMPINFUSION-ALARIS-Medley 8100 |  | MEDLEY PUMP MODULE LVP *MEMORIAL HERMANN |  |  | PUMPINFUSION-ALARIS-Medley 8100 | [6 empty] | Verified as Rental |  |  | MHHS-TMC
NO | YES |  |  |  | FFL4267 |  | CAREFUSION | 8100M |  |  | Rental | MHHS-TMC |  |  |  | FFL4267 |  | TMC |  | Rental | [7 empty] | PUMPINFUSION-ALARIS-Medley 8100 |  | MEDLEY PUMP MODULE LVP *MEMORIAL HERMANN |  |  | PUMPINFUSION-ALARIS-Medley 8100 | [6 empty] | Verified as Rental |  |  | MHHS-TMC
NO | YES |  |  |  | FFL4270 |  | CAREFUSION | 8100M |  |  | Rental | MHHS-TMC |  |  |  | FFL4270 |  | TMC |  | Rental | [7 empty] | PUMPINFUSION-ALARIS-Medley 8100 |  | MEDLEY PUMP MODULE LVP *MEMORIAL HERMANN |  |  | PUMPINFUSION-ALARIS-Medley 8100 | [6 empty] | Verified as Rental |  |  | MHHS-TMC
NO | YES |  |  |  | FFL4274 |  | CAREFUSION | 8100M |  |  | Rental | MHHS-TMC |  |  |  | FFL4274 |  | TMC |  | Rental | [7 empty] | PUMPINFUSION-ALARIS-Medley 8100 |  | MEDLEY PUMP MODULE LVP *MEMORIAL HERMANN |  |  | PUMPINFUSION-ALARIS-Medley 8100 | [6 empty] | Verified as Rental |  |  | MHHS-TMC
NO | YES |  |  |  | FFL4279 |  | CAREFUSION | 8100M |  |  | Rental | MHHS-TMC |  |  |  | FFL4279 |  | TMC |  | Rental | [7 empty] | PUMPINFUSION-ALARIS-Medley 8100 |  | MEDLEY PUMP MODULE LVP *MEMORIAL HERMANN |  |  | PUMPINFUSION-ALARIS-Medley 8100 | [6 empty] | Verified as Rental |  |  | MHHS-TMC
NO | YES |  |  |  | FFL4282 |  | CAREFUSION | 8100M |  |  | Rental | MHHS-TMC |  |  |  | FFL4282 |  | TMC |  | Rental | [7 empty] | PUMPINFUSION-ALARIS-Medley 8100 |  | MEDLEY PUMP MODULE LVP *MEMORIAL HERMANN |  |  | PUMPINFUSION-ALARIS-Medley 8100 | [6 empty] | Verified as Rental |  |  | MHHS-TMC
NO | YES |  |  |  | FFL4289 |  | CAREFUSION | 8100M |  |  | Rental | MHHS-TMC |  |  |  | FFL4289 |  | TMC |  | Rental | [7 empty] | PUMPINFUSION-ALARIS-Medley 8100 |  | MEDLEY PUMP MODULE LVP *MEMORIAL HERMANN |  |  | PUMPINFUSION-ALARIS-Medley 8100 | [6 empty] | Verified as Rental |  |  | MHHS-TMC
NO | YES |  |  |  | FFL4292 |  | CAREFUSION | 8100M |  |  | Rental | MHHS-TMC |  |  |  | FFL4292 |  | TMC |  | Rental | [7 empty] | PUMPINFUSION-ALARIS-Medley 8100 |  | MEDLEY PUMP MODULE LVP *MEMORIAL HERMANN |  |  | PUMPINFUSION-ALARIS-Medley 8100 | [6 empty] | Verified as Rental |  |  | MHHS-TMC
NO | YES |  |  |  | FFL4293 |  | CAREFUSION | 8100M |  |  | Rental | MHHS-TMC |  |  |  | FFL4293 |  | TMC |  | Rental | [7 empty] | PUMPINFUSION-ALARIS-Medley 8100 |  | MEDLEY PUMP MODULE LVP *MEMORIAL HERMANN |  |  | PUMPINFUSION-ALARIS-Medley 8100 | [6 empty] | Verified as Rental |  |  | MHHS-TMC
NO | YES |  |  |  | FFL4298 |  | CAREFUSION | 8100M |  |  | Rental | MHHS-TMC |  |  |  | FFL4298 |  | TMC |  | Rental | [7 empty] | PUMPINFUSION-ALARIS-Medley 8100 |  | MEDLEY PUMP MODULE LVP *MEMORIAL HERMANN |  |  | PUMPINFUSION-ALARIS-Medley 8100 | [6 empty] | Verified as Rental |  |  | MHHS-TMC
NO | YES |  |  |  | FFL4299 |  | CAREFUSION | 8100M |  |  | Rental | MHHS-TMC |  |  |  | FFL4299 |  | TMC |  | Rental | [7 empty] | PUMPINFUSION-ALARIS-Medley 8100 |  | MEDLEY PUMP MODULE LVP *MEMORIAL HERMANN |  |  | PUMPINFUSION-ALARIS-Medley 8100 | [6 empty] | Verified as Rental |  |  | MHHS-TMC
NO | YES |  |  |  | FFL4301 |  | CAREFUSION | 8100M |  |  | Rental | MHHS-TMC |  |  |  | FFL4301 |  | TMC |  | Rental | [7 empty] | PUMPINFUSION-ALARIS-Medley 8100 |  | MEDLEY PUMP MODULE LVP *MEMORIAL HERMANN |  |  | PUMPINFUSION-ALARIS-Medley 8100 | [6 empty] | Verified as Rental |  |  | MHHS-TMC
NO | YES |  |  |  | FFL4303 |  | CAREFUSION | 8100M |  |  | Rental | MHHS-TMC |  |  |  | FFL4303 |  | TMC |  | Rental | [7 empty] | PUMPINFUSION-ALARIS-Medley 8100 |  | MEDLEY PUMP MODULE LVP *MEMORIAL HERMANN |  |  | PUMPINFUSION-ALARIS-Medley 8100 | [6 empty] | Verified as Rental |  |  | MHHS-TMC
NO | YES |  |  |  | FFL4305 |  | CAREFUSION | 8100M |  |  | Rental | MHHS-TMC |  |  |  | FFL4305 |  | TMC |  | Rental | [7 empty] | PUMPINFUSION-ALARIS-Medley 8100 |  | MEDLEY PUMP MODULE LVP *MEMORIAL HERMANN |  |  | PUMPINFUSION-ALARIS-Medley 8100 | [6 empty] | Verified as Rental |  |  | MHHS-TMC
NO | YES |  |  |  | FFL4315 |  | CAREFUSION | 8100M |  |  | Rental | MHHS-TMC |  |  |  | FFL4315 |  | TMC |  | Rental | [7 empty] | PUMPINFUSION-ALARIS-Medley 8100 |  | MEDLEY PUMP MODULE LVP *MEMORIAL HERMANN |  |  | PUMPINFUSION-ALARIS-Medley 8100 | [6 empty] | Verified as Rental |  |  | MHHS-TMC
NO | YES |  |  |  | FFL4320 |  | CAREFUSION | 8100M |  |  | Rental | MHHS-TMC |  |  |  | FFL4320 |  | TMC |  | Rental | [7 empty] | PUMPINFUSION-ALARIS-Medley 8100 |  | MEDLEY PUMP MODULE LVP *MEMORIAL HERMANN |  |  | PUMPINFUSION-ALARIS-Medley 8100 | [6 empty] | Verified as Rental |  |  | MHHS-TMC
NO | YES |  |  |  | FFL4322 |  | CAREFUSION | 8100M |  |  | Rental | MHHS-TMC |  |  |  | FFL4322 |  | TMC |  | Rental | [7 empty] | PUMPINFUSION-ALARIS-Medley 8100 |  | MEDLEY PUMP MODULE LVP *MEMORIAL HERMANN |  |  | PUMPINFUSION-ALARIS-Medley 8100 | [6 empty] | Verified as Rental |  |  | MHHS-TMC
NO | YES |  |  |  | FFL4326 |  | CAREFUSION | 8100M |  |  | Rental | MHHS-TMC |  |  |  | FFL4326 |  | TMC |  | Rental | [7 empty] | PUMPINFUSION-ALARIS-Medley 8100 |  | MEDLEY PUMP MODULE LVP *MEMORIAL HERMANN |  |  | PUMPINFUSION-ALARIS-Medley 8100 | [6 empty] | Verified as Rental |  |  | MHHS-TMC
NO | YES |  |  |  | FFL4331 |  | CAREFUSION | 8100M |  |  | Rental | MHHS-TMC |  |  |  | FFL4331 |  | TMC |  | Rental | [7 empty] | PUMPINFUSION-ALARIS-Medley 8100 |  | MEDLEY PUMP MODULE LVP *MEMORIAL HERMANN |  |  | PUMPINFUSION-ALARIS-Medley 8100 | [6 empty] | Verified as Rental |  |  | MHHS-TMC
NO | YES |  |  |  | FFL4333 |  | CAREFUSION | 8100M |  |  | Rental | MHHS-TMC |  |  |  | FFL4333 |  | TMC |  | Rental | [7 empty] | PUMPINFUSION-ALARIS-Medley 8100 |  | MEDLEY PUMP MODULE LVP *MEMORIAL HERMANN |  |  | PUMPINFUSION-ALARIS-Medley 8100 | [6 empty] | Verified as Rental |  |  | MHHS-TMC
NO | YES |  |  |  | FFL4336 |  | CAREFUSION | 8100M |  |  | Rental | MHHS-TMC |  |  |  | FFL4336 |  | TMC |  | Rental | [7 empty] | PUMPINFUSION-ALARIS-Medley 8100 |  | MEDLEY PUMP MODULE LVP *MEMORIAL HERMANN |  |  | PUMPINFUSION-ALARIS-Medley 8100 | [6 empty] | Verified as Rental |  |  | MHHS-TMC
NO | YES |  |  |  | FFL4338 |  | CAREFUSION | 8100M |  |  | Rental | MHHS-TMC |  |  |  | FFL4338 |  | TMC |  | Rental | [7 empty] | PUMPINFUSION-ALARIS-Medley 8100 |  | MEDLEY PUMP MODULE LVP *MEMORIAL HERMANN |  |  | PUMPINFUSION-ALARIS-Medley 8100 | [6 empty] | Verified as Rental |  |  | MHHS-TMC
NO | YES |  |  |  | FFL4350 |  | CAREFUSION | 8100M |  |  | Rental | MHHS-TMC |  |  |  | FFL4350 |  | TMC |  | Rental | [7 empty] | PUMPINFUSION-ALARIS-Medley 8100 |  | MEDLEY PUMP MODULE LVP *MEMORIAL HERMANN |  |  | PUMPINFUSION-ALARIS-Medley 8100 | [6 empty] | Verified as Rental |  |  | MHHS-TMC
NO | YES |  |  |  | FFL4353 |  | CAREFUSION | 8100M |  |  | Rental | MHHS-TMC |  |  |  | FFL4353 |  | TMC |  | Rental | [7 empty] | PUMPINFUSION-ALARIS-Medley 8100 |  | MEDLEY PUMP MODULE LVP *MEMORIAL HERMANN |  |  | PUMPINFUSION-ALARIS-Medley 8100 | [6 empty] | Verified as Rental |  |  | MHHS-TMC
NO | YES |  |  |  | FFL4357 |  | CAREFUSION | 8100M |  |  | Rental | MHHS-TMC |  |  |  | FFL4357 |  | TMC |  | Rental | [7 empty] | PUMPINFUSION-ALARIS-Medley 8100 |  | MEDLEY PUMP MODULE LVP *MEMORIAL HERMANN |  |  | PUMPINFUSION-ALARIS-Medley 8100 | [6 empty] | Verified as Rental |  |  | MHHS-TMC
NO | YES |  |  |  | FFL4359 |  | CAREFUSION | 8100M |  |  | Rental | MHHS-TMC |  |  |  | FFL4359 |  | TMC |  | Rental | [7 empty] | PUMPINFUSION-ALARIS-Medley 8100 |  | MEDLEY PUMP MODULE LVP *MEMORIAL HERMANN |  |  | PUMPINFUSION-ALARIS-Medley 8100 | [6 empty] | Verified as Rental |  |  | MHHS-TMC
NO | YES |  |  |  | FFL4365 |  | CAREFUSION | 8100M |  |  | Rental | MHHS-TMC |  |  |  | FFL4365 |  | TMC |  | Rental | [7 empty] | PUMPINFUSION-ALARIS-Medley 8100 |  | MEDLEY PUMP MODULE LVP *MEMORIAL HERMANN |  |  | PUMPINFUSION-ALARIS-Medley 8100 | [6 empty] | Verified as Rental |  |  | MHHS-TMC
NO | YES |  |  |  | FFL4370 |  | CAREFUSION | 8100M |  |  | Rental | MHHS-TMC |  |  |  | FFL4370 |  | TMC |  | Rental | [7 empty] | PUMPINFUSION-ALARIS-Medley 8100 |  | MEDLEY PUMP MODULE LVP *MEMORIAL HERMANN |  |  | PUMPINFUSION-ALARIS-Medley 8100 | [6 empty] | Verified as Rental |  |  | MHHS-TMC
NO | YES |  |  |  | FFL4380 |  | CAREFUSION | 8100M |  |  | Rental | MHHS-TMC |  |  |  | FFL4380 |  | TMC |  | Rental | [7 empty] | PUMPINFUSION-ALARIS-Medley 8100 |  | MEDLEY PUMP MODULE LVP *MEMORIAL HERMANN |  |  | PUMPINFUSION-ALARIS-Medley 8100 | [6 empty] | Verified as Rental |  |  | MHHS-TMC
NO | YES |  |  |  | FFL4382 |  | CAREFUSION | 8100M |  |  | Rental | MHHS-TMC |  |  |  | FFL4382 |  | TMC |  | Rental | [7 empty] | PUMPINFUSION-ALARIS-Medley 8100 |  | MEDLEY PUMP MODULE LVP *MEMORIAL HERMANN |  |  | PUMPINFUSION-ALARIS-Medley 8100 | [6 empty] | Verified as Rental |  |  | MHHS-TMC
NO | YES |  |  |  | FFL4385 |  | CAREFUSION | 8100M |  |  | Rental | MHHS-TMC |  |  |  | FFL4385 |  | TMC |  | Rental | [7 empty] | PUMPINFUSION-ALARIS-Medley 8100 |  | MEDLEY PUMP MODULE LVP *MEMORIAL HERMANN |  |  | PUMPINFUSION-ALARIS-Medley 8100 | [6 empty] | Verified as Rental |  |  | MHHS-TMC
NO | YES |  |  |  | FFL4387 |  | CAREFUSION | 8100M |  |  | Rental | MHHS-TMC |  |  |  | FFL4387 |  | TMC |  | Rental | [7 empty] | PUMPINFUSION-ALARIS-Medley 8100 |  | MEDLEY PUMP MODULE LVP *MEMORIAL HERMANN |  |  | PUMPINFUSION-ALARIS-Medley 8100 | [6 empty] | Verified as Rental |  |  | MHHS-TMC
NO | YES |  |  |  | FFL4388 |  | CAREFUSION | 8100M |  |  | Rental | MHHS-TMC |  |  |  | FFL4388 |  | TMC |  | Rental | [7 empty] | PUMPINFUSION-ALARIS-Medley 8100 |  | MEDLEY PUMP MODULE LVP *MEMORIAL HERMANN |  |  | PUMPINFUSION-ALARIS-Medley 8100 | [6 empty] | Verified as Rental |  |  | MHHS-TMC
NO | YES |  |  |  | FFL4392 |  | CAREFUSION | 8100M |  |  | Rental | MHHS-TMC |  |  |  | FFL4392 |  | TMC |  | Rental | [7 empty] | PUMPINFUSION-ALARIS-Medley 8100 |  | MEDLEY PUMP MODULE LVP *MEMORIAL HERMANN |  |  | PUMPINFUSION-ALARIS-Medley 8100 | [6 empty] | Verified as Rental |  |  | MHHS-TMC
NO | YES |  |  |  | FFL4398 |  | CAREFUSION | 8100M |  |  | Rental | MHHS-TMC |  |  |  | FFL4398 |  | TMC |  | Rental | [7 empty] | PUMPINFUSION-ALARIS-Medley 8100 |  | MEDLEY PUMP MODULE LVP *MEMORIAL HERMANN |  |  | PUMPINFUSION-ALARIS-Medley 8100 | [6 empty] | Verified as Rental |  |  | MHHS-TMC
NO | YES |  |  |  | FFL4401 |  | CAREFUSION | 8100M |  |  | Rental | MHHS-TMC |  |  |  | FFL4401 |  | TMC |  | Rental | [7 empty] | PUMPINFUSION-ALARIS-Medley 8100 |  | MEDLEY PUMP MODULE LVP *MEMORIAL HERMANN |  |  | PUMPINFUSION-ALARIS-Medley 8100 | [6 empty] | Verified as Rental |  |  | MHHS-TMC
NO | YES |  |  |  | FFL4407 |  | CAREFUSION | 8100M |  |  | Rental | MHHS-TMC |  |  |  | FFL4407 |  | TMC |  | Rental | [7 empty] | PUMPINFUSION-ALARIS-Medley 8100 |  | MEDLEY PUMP MODULE LVP *MEMORIAL HERMANN |  |  | PUMPINFUSION-ALARIS-Medley 8100 | [6 empty] | Verified as Rental |  |  | MHHS-TMC
NO | YES |  |  |  | FFL4417 |  | CAREFUSION | 8100M |  |  | Rental | MHHS-TMC |  |  |  | FFL4417 |  | TMC |  | Rental | [7 empty] | PUMPINFUSION-ALARIS-Medley 8100 |  | MEDLEY PUMP MODULE LVP *MEMORIAL HERMANN |  |  | PUMPINFUSION-ALARIS-Medley 8100 | [6 empty] | Verified as Rental |  |  | MHHS-TMC
NO | YES |  |  |  | FFL4421 |  | CAREFUSION | 8100M |  |  | Rental | MHHS-TMC |  |  |  | FFL4421 |  | TMC |  | Rental | [7 empty] | PUMPINFUSION-ALARIS-Medley 8100 |  | MEDLEY PUMP MODULE LVP *MEMORIAL HERMANN |  |  | PUMPINFUSION-ALARIS-Medley 8100 | [6 empty] | Verified as Rental |  |  | MHHS-TMC
NO | YES |  |  |  | FFL4428 |  | CAREFUSION | 8100M |  |  | Rental | MHHS-TMC |  |  |  | FFL4428 |  | TMC |  | Rental | [7 empty] | PUMPINFUSION-ALARIS-Medley 8100 |  | MEDLEY PUMP MODULE LVP *MEMORIAL HERMANN |  |  | PUMPINFUSION-ALARIS-Medley 8100 | [6 empty] | Verified as Rental |  |  | MHHS-TMC
NO | YES |  |  |  | FFL4431 |  | CAREFUSION | 8100M |  |  | Rental | MHHS-TMC |  |  |  | FFL4431 |  | TMC |  | Rental | [7 empty] | PUMPINFUSION-ALARIS-Medley 8100 |  | MEDLEY PUMP MODULE LVP *MEMORIAL HERMANN |  |  | PUMPINFUSION-ALARIS-Medley 8100 | [6 empty] | Verified as Rental |  |  | MHHS-TMC
NO | YES |  |  |  | FFL4435 |  | CAREFUSION | 8100M |  |  | Rental | MHHS-TMC |  |  |  | FFL4435 |  | TMC |  | Rental | [7 empty] | PUMPINFUSION-ALARIS-Medley 8100 |  | MEDLEY PUMP MODULE LVP *MEMORIAL HERMANN |  |  | PUMPINFUSION-ALARIS-Medley 8100 | [6 empty] | Verified as Rental |  |  | MHHS-TMC
NO | YES |  |  |  | FFL4439 |  | CAREFUSION | 8100M |  |  | Rental | MHHS-TMC |  |  |  | FFL4439 |  | TMC |  | Rental | [7 empty] | PUMPINFUSION-ALARIS-Medley 8100 |  | MEDLEY PUMP MODULE LVP *MEMORIAL HERMANN |  |  | PUMPINFUSION-ALARIS-Medley 8100 | [6 empty] | Verified as Rental |  |  | MHHS-TMC
NO | YES |  |  |  | FFL4446 |  | CAREFUSION | 8100M |  |  | Rental | MHHS-TMC |  |  |  | FFL4446 |  | TMC |  | Rental | [7 empty] | PUMPINFUSION-ALARIS-Medley 8100 |  | MEDLEY PUMP MODULE LVP *MEMORIAL HERMANN |  |  | PUMPINFUSION-ALARIS-Medley 8100 | [6 empty] | Verified as Rental |  |  | MHHS-TMC
NO | YES |  |  |  | FFL4449 |  | CAREFUSION | 8100M |  |  | Rental | MHHS-TMC |  |  |  | FFL4449 |  | TMC |  | Rental | [7 empty] | PUMPINFUSION-ALARIS-Medley 8100 |  | MEDLEY PUMP MODULE LVP *MEMORIAL HERMANN |  |  | PUMPINFUSION-ALARIS-Medley 8100 | [6 empty] | Verified as Rental |  |  | MHHS-TMC
NO | YES |  |  |  | FFL4455 |  | CAREFUSION | 8100M |  |  | Rental | MHHS-TMC |  |  |  | FFL4455 |  | TMC |  | Rental | [7 empty] | PUMPINFUSION-ALARIS-Medley 8100 |  | MEDLEY PUMP MODULE LVP *MEMORIAL HERMANN |  |  | PUMPINFUSION-ALARIS-Medley 8100 | [6 empty] | Verified as Rental |  |  | MHHS-TMC
NO | YES |  |  |  | FFL4456 |  | CAREFUSION | 8100M |  |  | Rental | MHHS-TMC |  |  |  | FFL4456 |  | TMC |  | Rental | [7 empty] | PUMPINFUSION-ALARIS-Medley 8100 |  | MEDLEY PUMP MODULE LVP *MEMORIAL HERMANN |  |  | PUMPINFUSION-ALARIS-Medley 8100 | [6 empty] | Verified as Rental |  |  | MHHS-TMC
NO | YES |  |  |  | FFL4465 |  | CAREFUSION | 8100M |  |  | Rental | MHHS-TMC |  |  |  | FFL4465 |  | TMC |  | Rental | [7 empty] | PUMPINFUSION-ALARIS-Medley 8100 |  | MEDLEY PUMP MODULE LVP *MEMORIAL HERMANN |  |  | PUMPINFUSION-ALARIS-Medley 8100 | [6 empty] | Verified as Rental |  |  | MHHS-TMC
NO | YES |  |  |  | FFL4467 |  | CAREFUSION | 8100M |  |  | Rental | MHHS-TMC |  |  |  | FFL4467 |  | TMC |  | Rental | [7 empty] | PUMPINFUSION-ALARIS-Medley 8100 |  | MEDLEY PUMP MODULE LVP *MEMORIAL HERMANN |  |  | PUMPINFUSION-ALARIS-Medley 8100 | [6 empty] | Verified as Rental |  |  | MHHS-TMC
NO | YES |  |  |  | FFL4473 |  | CAREFUSION | 8100M |  |  | Rental | MHHS-TMC |  |  |  | FFL4473 |  | TMC |  | Rental | [7 empty] | PUMPINFUSION-ALARIS-Medley 8100 |  | MEDLEY PUMP MODULE LVP *MEMORIAL HERMANN |  |  | PUMPINFUSION-ALARIS-Medley 8100 | [6 empty] | Verified as Rental |  |  | MHHS-TMC
NO | YES |  |  |  | FFL4477 |  | CAREFUSION | 8100M |  |  | Rental | MHHS-TMC |  |  |  | FFL4477 |  | TMC |  | Rental | [7 empty] | PUMPINFUSION-ALARIS-Medley 8100 |  | MEDLEY PUMP MODULE LVP *MEMORIAL HERMANN |  |  | PUMPINFUSION-ALARIS-Medley 8100 | [6 empty] | Verified as Rental |  |  | MHHS-TMC
NO | YES |  |  |  | FFL4482 |  | CAREFUSION | 8100M |  |  | Rental | MHHS-TMC |  |  |  | FFL4482 |  | TMC |  | Rental | [7 empty] | PUMPINFUSION-ALARIS-Medley 8100 |  | MEDLEY PUMP MODULE LVP *MEMORIAL HERMANN |  |  | PUMPINFUSION-ALARIS-Medley 8100 | [6 empty] | Verified as Rental |  |  | MHHS-TMC
NO | YES |  |  |  | FFL4484 |  | CAREFUSION | 8100M |  |  | Rental | MHHS-TMC |  |  |  | FFL4484 |  | TMC |  | Rental | [7 empty] | PUMPINFUSION-ALARIS-Medley 8100 |  | MEDLEY PUMP MODULE LVP *MEMORIAL HERMANN |  |  | PUMPINFUSION-ALARIS-Medley 8100 | [6 empty] | Verified as Rental |  |  | MHHS-TMC
NO | YES |  |  |  | FFL4487 |  | CAREFUSION | 8100M |  |  | Rental | MHHS-TMC |  |  |  | FFL4487 |  | TMC |  | Rental | [7 empty] | PUMPINFUSION-ALARIS-Medley 8100 |  | MEDLEY PUMP MODULE LVP *MEMORIAL HERMANN |  |  | PUMPINFUSION-ALARIS-Medley 8100 | [6 empty] | Verified as Rental |  |  | MHHS-TMC
NO | YES |  |  |  | FFL4491 |  | CAREFUSION | 8100M |  |  | Rental | MHHS-TMC |  |  |  | FFL4491 |  | TMC |  | Rental | [7 empty] | PUMPINFUSION-ALARIS-Medley 8100 |  | MEDLEY PUMP MODULE LVP *MEMORIAL HERMANN |  |  | PUMPINFUSION-ALARIS-Medley 8100 | [6 empty] | Verified as Rental |  |  | MHHS-TMC
NO | YES |  |  |  | FFL4492 |  | CAREFUSION | 8100M |  |  | Rental | MHHS-TMC |  |  |  | FFL4492 |  | TMC |  | Rental | [7 empty] | PUMPINFUSION-ALARIS-Medley 8100 |  | MEDLEY PUMP MODULE LVP *MEMORIAL HERMANN |  |  | PUMPINFUSION-ALARIS-Medley 8100 | [6 empty] | Verified as Rental |  |  | MHHS-TMC
NO | YES |  |  |  | FFL4508 |  | CAREFUSION | 8100M |  |  | Rental | MHHS-TMC |  |  |  | FFL4508 |  | TMC |  | Rental | [7 empty] | PUMPINFUSION-ALARIS-Medley 8100 |  | MEDLEY PUMP MODULE LVP *MEMORIAL HERMANN |  |  | PUMPINFUSION-ALARIS-Medley 8100 | [6 empty] | Verified as Rental |  |  | MHHS-TMC
NO | YES |  |  |  | FFL4527 |  | CAREFUSION | 8100M |  |  | Rental | MHHS-TMC |  |  |  | FFL4527 |  | TMC |  | Rental | [7 empty] | PUMPINFUSION-ALARIS-Medley 8100 |  | MEDLEY PUMP MODULE LVP *MEMORIAL HERMANN |  |  | PUMPINFUSION-ALARIS-Medley 8100 | [6 empty] | Verified as Rental |  |  | MHHS-TMC
NO | YES |  |  |  | FFL4528 |  | CAREFUSION | 8100M |  |  | Rental | MHHS-TMC |  |  |  | FFL4528 |  | TMC |  | Rental | [7 empty] | PUMPINFUSION-ALARIS-Medley 8100 |  | MEDLEY PUMP MODULE LVP *MEMORIAL HERMANN |  |  | PUMPINFUSION-ALARIS-Medley 8100 | [6 empty] | Verified as Rental |  |  | MHHS-TMC
NO | YES |  |  |  | FFL4529 |  | CAREFUSION | 8100M |  |  | Rental | MHHS-TMC |  |  |  | FFL4529 |  | TMC |  | Rental | [7 empty] | PUMPINFUSION-ALARIS-Medley 8100 |  | MEDLEY PUMP MODULE LVP *MEMORIAL HERMANN |  |  | PUMPINFUSION-ALARIS-Medley 8100 | [6 empty] | Verified as Rental |  |  | MHHS-TMC
NO | YES |  |  |  | FFL4531 |  | CAREFUSION | 8100M |  |  | Rental | MHHS-TMC |  |  |  | FFL4531 |  | TMC |  | Rental | [7 empty] | PUMPINFUSION-ALARIS-Medley 8100 |  | MEDLEY PUMP MODULE LVP *MEMORIAL HERMANN |  |  | PUMPINFUSION-ALARIS-Medley 8100 | [6 empty] | Verified as Rental |  |  | MHHS-TMC
NO | YES |  |  |  | FFL4536 |  | CAREFUSION | 8100M |  |  | Rental | MHHS-TMC |  |  |  | FFL4536 |  | TMC |  | Rental | [7 empty] | PUMPINFUSION-ALARIS-Medley 8100 |  | MEDLEY PUMP MODULE LVP *MEMORIAL HERMANN |  |  | PUMPINFUSION-ALARIS-Medley 8100 | [6 empty] | Verified as Rental |  |  | MHHS-TMC
NO | YES |  |  |  | FFL4537 |  | CAREFUSION | 8100M |  |  | Rental | MHHS-TMC |  |  |  | FFL4537 |  | TMC |  | Rental | [7 empty] | PUMPINFUSION-ALARIS-Medley 8100 |  | MEDLEY PUMP MODULE LVP *MEMORIAL HERMANN |  |  | PUMPINFUSION-ALARIS-Medley 8100 | [6 empty] | Verified as Rental |  |  | MHHS-TMC
NO | YES |  |  |  | FFL4538 |  | CAREFUSION | 8100M |  |  | Rental | MHHS-TMC |  |  |  | FFL4538 |  | TMC |  | Rental | [7 empty] | PUMPINFUSION-ALARIS-Medley 8100 |  | MEDLEY PUMP MODULE LVP *MEMORIAL HERMANN |  |  | PUMPINFUSION-ALARIS-Medley 8100 | [6 empty] | Verified as Rental |  |  | MHHS-TMC
NO | YES |  |  |  | FFL4542 |  | CAREFUSION | 8100M |  |  | Rental | MHHS-TMC |  |  |  | FFL4542 |  | TMC |  | Rental | [7 empty] | PUMPINFUSION-ALARIS-Medley 8100 |  | MEDLEY PUMP MODULE LVP *MEMORIAL HERMANN |  |  | PUMPINFUSION-ALARIS-Medley 8100 | [6 empty] | Verified as Rental |  |  | MHHS-TMC
NO | YES |  |  |  | FFL4543 |  | CAREFUSION | 8100M |  |  | Rental | MHHS-TMC |  |  |  | FFL4543 |  | TMC |  | Rental | [7 empty] | PUMPINFUSION-ALARIS-Medley 8100 |  | MEDLEY PUMP MODULE LVP *MEMORIAL HERMANN |  |  | PUMPINFUSION-ALARIS-Medley 8100 | [6 empty] | Verified as Rental |  |  | MHHS-TMC
NO | YES |  |  |  | FFL4544 |  | CAREFUSION | 8100M |  |  | Rental | MHHS-TMC |  |  |  | FFL4544 |  | TMC |  | Rental | [7 empty] | PUMPINFUSION-ALARIS-Medley 8100 |  | MEDLEY PUMP MODULE LVP *MEMORIAL HERMANN |  |  | PUMPINFUSION-ALARIS-Medley 8100 | [6 empty] | Verified as Rental |  |  | MHHS-TMC
NO | YES |  |  |  | FFL4549 |  | CAREFUSION | 8100M |  |  | Rental | MHHS-TMC |  |  |  | FFL4549 |  | TMC |  | Rental | [7 empty] | PUMPINFUSION-ALARIS-Medley 8100 |  | MEDLEY PUMP MODULE LVP *MEMORIAL HERMANN |  |  | PUMPINFUSION-ALARIS-Medley 8100 | [6 empty] | Verified as Rental |  |  | MHHS-TMC
NO | YES |  |  |  | FFL4553 |  | CAREFUSION | 8100M |  |  | Rental | MHHS-TMC |  |  |  | FFL4553 |  | TMC |  | Rental | [7 empty] | PUMPINFUSION-ALARIS-Medley 8100 |  | MEDLEY PUMP MODULE LVP *MEMORIAL HERMANN |  |  | PUMPINFUSION-ALARIS-Medley 8100 | [6 empty] | Verified as Rental |  |  | MHHS-TMC
NO | YES |  |  |  | FFL4556 |  | CAREFUSION | 8100M |  |  | Rental | MHHS-TMC |  |  |  | FFL4556 |  | TMC |  | Rental | [7 empty] | PUMPINFUSION-ALARIS-Medley 8100 |  | MEDLEY PUMP MODULE LVP *MEMORIAL HERMANN |  |  | PUMPINFUSION-ALARIS-Medley 8100 | [6 empty] | Verified as Rental |  |  | MHHS-TMC
NO | YES |  |  |  | FFL4557 |  | CAREFUSION | 8100M |  |  | Rental | MHHS-TMC |  |  |  | FFL4557 |  | TMC |  | Rental | [7 empty] | PUMPINFUSION-ALARIS-Medley 8100 |  | MEDLEY PUMP MODULE LVP *MEMORIAL HERMANN |  |  | PUMPINFUSION-ALARIS-Medley 8100 | [6 empty] | Verified as Rental |  |  | MHHS-TMC
NO | YES |  |  |  | FFL4566 |  | CAREFUSION | 8100M |  |  | Rental | MHHS-TMC |  |  |  | FFL4566 |  | TMC |  | Rental | [7 empty] | PUMPINFUSION-ALARIS-Medley 8100 |  | MEDLEY PUMP MODULE LVP *MEMORIAL HERMANN |  |  | PUMPINFUSION-ALARIS-Medley 8100 | [6 empty] | Verified as Rental |  |  | MHHS-TMC
NO | YES |  |  |  | FFL4570 |  | CAREFUSION | 8100M |  |  | Rental | MHHS-TMC |  |  |  | FFL4570 |  | TMC |  | Rental | [7 empty] | PUMPINFUSION-ALARIS-Medley 8100 |  | MEDLEY PUMP MODULE LVP *MEMORIAL HERMANN |  |  | PUMPINFUSION-ALARIS-Medley 8100 | [6 empty] | Verified as Rental |  |  | MHHS-TMC
NO | YES |  |  |  | FFL4575 |  | CAREFUSION | 8100M |  |  | Rental | MHHS-TMC |  |  |  | FFL4575 |  | TMC |  | Rental | [7 empty] | PUMPINFUSION-ALARIS-Medley 8100 |  | MEDLEY PUMP MODULE LVP *MEMORIAL HERMANN |  |  | PUMPINFUSION-ALARIS-Medley 8100 | [6 empty] | Verified as Rental |  |  | MHHS-TMC
NO | YES |  |  |  | FFL4580 |  | CAREFUSION | 8100M |  |  | Rental | MHHS-TMC |  |  |  | FFL4580 |  | TMC |  | Rental | [7 empty] | PUMPINFUSION-ALARIS-Medley 8100 |  | MEDLEY PUMP MODULE LVP *MEMORIAL HERMANN |  |  | PUMPINFUSION-ALARIS-Medley 8100 | [6 empty] | Verified as Rental |  |  | MHHS-TMC
NO | YES |  |  |  | FFL4582 |  | CAREFUSION | 8100M |  |  | Rental | MHHS-TMC |  |  |  | FFL4582 |  | TMC |  | Rental | [7 empty] | PUMPINFUSION-ALARIS-Medley 8100 |  | MEDLEY PUMP MODULE LVP *MEMORIAL HERMANN |  |  | PUMPINFUSION-ALARIS-Medley 8100 | [6 empty] | Verified as Rental |  |  | MHHS-TMC
NO | YES |  |  |  | FFL4587 |  | CAREFUSION | 8100M |  |  | Rental | MHHS-TMC |  |  |  | FFL4587 |  | TMC |  | Rental | [7 empty] | PUMPINFUSION-ALARIS-Medley 8100 |  | MEDLEY PUMP MODULE LVP *MEMORIAL HERMANN |  |  | PUMPINFUSION-ALARIS-Medley 8100 | [6 empty] | Verified as Rental |  |  | MHHS-TMC
NO | YES |  |  |  | FFL4599 |  | CAREFUSION | 8100M |  |  | Rental | MHHS-TMC |  |  |  | FFL4599 |  | TMC |  | Rental | [7 empty] | PUMPINFUSION-ALARIS-Medley 8100 |  | MEDLEY PUMP MODULE LVP *MEMORIAL HERMANN |  |  | PUMPINFUSION-ALARIS-Medley 8100 | [6 empty] | Verified as Rental |  |  | MHHS-TMC
NO | YES |  |  |  | FFL4634 |  | CAREFUSION | 8100M |  |  | Rental | MHHS-TMC |  |  |  | FFL4634 |  | TMC |  | Rental | [7 empty] | PUMPINFUSION-ALARIS-Medley 8100 |  | MEDLEY PUMP MODULE LVP *MEMORIAL HERMANN |  |  | PUMPINFUSION-ALARIS-Medley 8100 | [6 empty] | Verified as Rental |  |  | MHHS-TMC
NO | YES |  |  |  | FFL4636 |  | CAREFUSION | 8100M |  |  | Rental | MHHS-TMC |  |  |  | FFL4636 |  | TMC |  | Rental | [7 empty] | PUMPINFUSION-ALARIS-Medley 8100 |  | MEDLEY PUMP MODULE LVP *MEMORIAL HERMANN |  |  | PUMPINFUSION-ALARIS-Medley 8100 | [6 empty] | Verified as Rental |  |  | MHHS-TMC
NO | YES |  |  |  | FFL4643 |  | CAREFUSION | 8100M |  |  | Rental | MHHS-TMC |  |  |  | FFL4643 |  | TMC |  | Rental | [7 empty] | PUMPINFUSION-ALARIS-Medley 8100 |  | MEDLEY PUMP MODULE LVP *MEMORIAL HERMANN |  |  | PUMPINFUSION-ALARIS-Medley 8100 | [6 empty] | Verified as Rental |  |  | MHHS-TMC
NO | YES |  |  |  | FFL4646 |  | CAREFUSION | 8100M |  |  | Rental | MHHS-TMC |  |  |  | FFL4646 |  | TMC |  | Rental | [7 empty] | PUMPINFUSION-ALARIS-Medley 8100 |  | MEDLEY PUMP MODULE LVP *MEMORIAL HERMANN |  |  | PUMPINFUSION-ALARIS-Medley 8100 | [6 empty] | Verified as Rental |  |  | MHHS-TMC
NO | YES |  |  |  | FFL4652 |  | CAREFUSION | 8100M |  |  | Rental | MHHS-TMC |  |  |  | FFL4652 |  | TMC |  | Rental | [7 empty] | PUMPINFUSION-ALARIS-Medley 8100 |  | MEDLEY PUMP MODULE LVP *MEMORIAL HERMANN |  |  | PUMPINFUSION-ALARIS-Medley 8100 | [6 empty] | Verified as Rental |  |  | MHHS-TMC
NO | YES |  |  |  | FFL4653 |  | CAREFUSION | 8100M |  |  | Rental | MHHS-TMC |  |  |  | FFL4653 |  | TMC |  | Rental | [7 empty] | PUMPINFUSION-ALARIS-Medley 8100 |  | MEDLEY PUMP MODULE LVP *MEMORIAL HERMANN |  |  | PUMPINFUSION-ALARIS-Medley 8100 | [6 empty] | Verified as Rental |  |  | MHHS-TMC
NO | YES |  |  |  | FFL4656 |  | CAREFUSION | 8100M |  |  | Rental | MHHS-TMC |  |  |  | FFL4656 |  | TMC |  | Rental | [7 empty] | PUMPINFUSION-ALARIS-Medley 8100 |  | MEDLEY PUMP MODULE LVP *MEMORIAL HERMANN |  |  | PUMPINFUSION-ALARIS-Medley 8100 | [6 empty] | Verified as Rental |  |  | MHHS-TMC
NO | YES |  |  |  | FFL4657 |  | CAREFUSION | 8100M |  |  | Rental | MHHS-TMC |  |  |  | FFL4657 |  | TMC |  | Rental | [7 empty] | PUMPINFUSION-ALARIS-Medley 8100 |  | MEDLEY PUMP MODULE LVP *MEMORIAL HERMANN |  |  | PUMPINFUSION-ALARIS-Medley 8100 | [6 empty] | Verified as Rental |  |  | MHHS-TMC
NO | YES |  |  |  | FFL4679 |  | CAREFUSION | 8100M |  |  | Rental | MHHS-TMC |  |  |  | FFL4679 |  | TMC |  | Rental | [7 empty] | PUMPINFUSION-ALARIS-Medley 8100 |  | MEDLEY PUMP MODULE LVP *MEMORIAL HERMANN |  |  | PUMPINFUSION-ALARIS-Medley 8100 | [6 empty] | Verified as Rental |  |  | MHHS-TMC
NO | YES |  |  |  | FFL4682 |  | CAREFUSION | 8100M |  |  | Rental | MHHS-TMC |  |  |  | FFL4682 |  | TMC |  | Rental | [7 empty] | PUMPINFUSION-ALARIS-Medley 8100 |  | MEDLEY PUMP MODULE LVP *MEMORIAL HERMANN |  |  | PUMPINFUSION-ALARIS-Medley 8100 | [6 empty] | Verified as Rental |  |  | MHHS-TMC
NO | YES |  |  |  | FFL4696 |  | CAREFUSION | 8100M |  |  | Rental | MHHS-TMC |  |  |  | FFL4696 |  | TMC |  | Rental | [7 empty] | PUMPINFUSION-ALARIS-Medley 8100 |  | MEDLEY PUMP MODULE LVP *MEMORIAL HERMANN |  |  | PUMPINFUSION-ALARIS-Medley 8100 | [6 empty] | Verified as Rental |  |  | MHHS-TMC
NO | YES |  |  |  | FFL4699 |  | CAREFUSION | 8100M |  |  | Rental | MHHS-TMC |  |  |  | FFL4699 |  | TMC |  | Rental | [7 empty] | PUMPINFUSION-ALARIS-Medley 8100 |  | MEDLEY PUMP MODULE LVP *MEMORIAL HERMANN |  |  | PUMPINFUSION-ALARIS-Medley 8100 | [6 empty] | Verified as Rental |  |  | MHHS-TMC
NO | YES |  |  |  | FFL4703 |  | CAREFUSION | 8100M |  |  | Rental | MHHS-TMC |  |  |  | FFL4703 |  | TMC |  | Rental | [7 empty] | PUMPINFUSION-ALARIS-Medley 8100 |  | MEDLEY PUMP MODULE LVP *MEMORIAL HERMANN |  |  | PUMPINFUSION-ALARIS-Medley 8100 | [6 empty] | Verified as Rental |  |  | MHHS-TMC
NO | YES |  |  |  | FFL4708 |  | CAREFUSION | 8100M |  |  | Rental | MHHS-TMC |  |  |  | FFL4708 |  | TMC |  | Rental | [7 empty] | PUMPINFUSION-ALARIS-Medley 8100 |  | MEDLEY PUMP MODULE LVP *MEMORIAL HERMANN |  |  | PUMPINFUSION-ALARIS-Medley 8100 | [6 empty] | Verified as Rental |  |  | MHHS-TMC
NO | YES |  |  |  | FFL4712 |  | CAREFUSION | 8100M |  |  | Rental | MHHS-TMC |  |  |  | FFL4712 |  | TMC |  | Rental | [7 empty] | PUMPINFUSION-ALARIS-Medley 8100 |  | MEDLEY PUMP MODULE LVP *MEMORIAL HERMANN |  |  | PUMPINFUSION-ALARIS-Medley 8100 | [6 empty] | Verified as Rental |  |  | MHHS-TMC
NO | YES |  |  |  | FFL4715 |  | CAREFUSION | 8100M |  |  | Rental | MHHS-TMC |  |  |  | FFL4715 |  | TMC |  | Rental | [7 empty] | PUMPINFUSION-ALARIS-Medley 8100 |  | MEDLEY PUMP MODULE LVP *MEMORIAL HERMANN |  |  | PUMPINFUSION-ALARIS-Medley 8100 | [6 empty] | Verified as Rental |  |  | MHHS-TMC
NO | YES |  |  |  | FFL4718 |  | CAREFUSION | 8100M |  |  | Rental | MHHS-TMC |  |  |  | FFL4718 |  | TMC |  | Rental | [7 empty] | PUMPINFUSION-ALARIS-Medley 8100 |  | MEDLEY PUMP MODULE LVP *MEMORIAL HERMANN |  |  | PUMPINFUSION-ALARIS-Medley 8100 | [6 empty] | Verified as Rental |  |  | MHHS-TMC
NO | YES |  |  |  | FFL4733 |  | CAREFUSION | 8100M |  |  | Rental | MHHS-TMC |  |  |  | FFL4733 |  | TMC |  | Rental | [7 empty] | PUMPINFUSION-ALARIS-Medley 8100 |  | MEDLEY PUMP MODULE LVP *MEMORIAL HERMANN |  |  | PUMPINFUSION-ALARIS-Medley 8100 | [6 empty] | Verified as Rental |  |  | MHHS-TMC
NO | YES |  |  |  | FFL4740 |  | CAREFUSION | 8100M |  |  | Rental | MHHS-TMC |  |  |  | FFL4740 |  | TMC |  | Rental | [7 empty] | PUMPINFUSION-ALARIS-Medley 8100 |  | MEDLEY PUMP MODULE LVP *MEMORIAL HERMANN |  |  | PUMPINFUSION-ALARIS-Medley 8100 | [6 empty] | Verified as Rental |  |  | MHHS-TMC
NO | YES |  |  |  | FFL4754 |  | CAREFUSION | 8100M |  |  | Rental | MHHS-TMC |  |  |  | FFL4754 |  | TMC |  | Rental | [7 empty] | PUMPINFUSION-ALARIS-Medley 8100 |  | MEDLEY PUMP MODULE LVP *MEMORIAL HERMANN |  |  | PUMPINFUSION-ALARIS-Medley 8100 | [6 empty] | Verified as Rental |  |  | MHHS-TMC
NO | YES |  |  |  | FFL4755 |  | CAREFUSION | 8100M |  |  | Rental | MHHS-TMC |  |  |  | FFL4755 |  | TMC |  | Rental | [7 empty] | PUMPINFUSION-ALARIS-Medley 8100 |  | MEDLEY PUMP MODULE LVP *MEMORIAL HERMANN |  |  | PUMPINFUSION-ALARIS-Medley 8100 | [6 empty] | Verified as Rental |  |  | MHHS-TMC
NO | YES |  |  |  | FFL4763 |  | CAREFUSION | 8100M |  |  | Rental | MHHS-TMC |  |  |  | FFL4763 |  | TMC |  | Rental | [7 empty] | PUMPINFUSION-ALARIS-Medley 8100 |  | MEDLEY PUMP MODULE LVP *MEMORIAL HERMANN |  |  | PUMPINFUSION-ALARIS-Medley 8100 | [6 empty] | Verified as Rental |  |  | MHHS-TMC
NO | YES |  |  |  | FFL4772 |  | CAREFUSION | 8100M |  |  | Rental | MHHS-TMC |  |  |  | FFL4772 |  | TMC |  | Rental | [7 empty] | PUMPINFUSION-ALARIS-Medley 8100 |  | MEDLEY PUMP MODULE LVP *MEMORIAL HERMANN |  |  | PUMPINFUSION-ALARIS-Medley 8100 | [6 empty] | Verified as Rental |  |  | MHHS-TMC
NO | YES |  |  |  | FFL4778 |  | CAREFUSION | 8100M |  |  | Rental | MHHS-TMC |  |  |  | FFL4778 |  | TMC |  | Rental | [7 empty] | PUMPINFUSION-ALARIS-Medley 8100 |  | MEDLEY PUMP MODULE LVP *MEMORIAL HERMANN |  |  | PUMPINFUSION-ALARIS-Medley 8100 | [6 empty] | Verified as Rental |  |  | MHHS-TMC
NO | YES |  |  |  | FFL4783 |  | CAREFUSION | 8100M |  |  | Rental | MHHS-TMC |  |  |  | FFL4783 |  | TMC |  | Rental | [7 empty] | PUMPINFUSION-ALARIS-Medley 8100 |  | MEDLEY PUMP MODULE LVP *MEMORIAL HERMANN |  |  | PUMPINFUSION-ALARIS-Medley 8100 | [6 empty] | Verified as Rental |  |  | MHHS-TMC
NO | YES |  |  |  | FFL4798 |  | CAREFUSION | 8100M |  |  | Rental | MHHS-TMC |  |  |  | FFL4798 |  | TMC |  | Rental | [7 empty] | PUMPINFUSION-ALARIS-Medley 8100 |  | MEDLEY PUMP MODULE LVP *MEMORIAL HERMANN |  |  | PUMPINFUSION-ALARIS-Medley 8100 | [6 empty] | Verified as Rental |  |  | MHHS-TMC
NO | YES |  |  |  | FFL4802 |  | CAREFUSION | 8100M |  |  | Rental | MHHS-TMC |  |  |  | FFL4802 |  | TMC |  | Rental | [7 empty] | PUMPINFUSION-ALARIS-Medley 8100 |  | MEDLEY PUMP MODULE LVP *MEMORIAL HERMANN |  |  | PUMPINFUSION-ALARIS-Medley 8100 | [6 empty] | Verified as Rental |  |  | MHHS-TMC
NO | YES |  |  |  | FFL4815 |  | CAREFUSION | 8100M |  |  | Rental | MHHS-TMC |  |  |  | FFL4815 |  | TMC |  | Rental | [7 empty] | PUMPINFUSION-ALARIS-Medley 8100 |  | MEDLEY PUMP MODULE LVP *MEMORIAL HERMANN |  |  | PUMPINFUSION-ALARIS-Medley 8100 | [6 empty] | Verified as Rental |  |  | MHHS-TMC
NO | YES |  |  |  | FFL4816 |  | CAREFUSION | 8100M |  |  | Rental | MHHS-TMC |  |  |  | FFL4816 |  | TMC |  | Rental | [7 empty] | PUMPINFUSION-ALARIS-Medley 8100 |  | MEDLEY PUMP MODULE LVP *MEMORIAL HERMANN |  |  | PUMPINFUSION-ALARIS-Medley 8100 | [6 empty] | Verified as Rental |  |  | MHHS-TMC
NO | YES |  |  |  | FFL4819 |  | CAREFUSION | 8100M |  |  | Rental | MHHS-TMC |  |  |  | FFL4819 |  | TMC |  | Rental | [7 empty] | PUMPINFUSION-ALARIS-Medley 8100 |  | MEDLEY PUMP MODULE LVP *MEMORIAL HERMANN |  |  | PUMPINFUSION-ALARIS-Medley 8100 | [6 empty] | Verified as Rental |  |  | MHHS-TMC
NO | YES |  |  |  | FFL4822 |  | CAREFUSION | 8100M |  |  | Rental | MHHS-TMC |  |  |  | FFL4822 |  | TMC |  | Rental | [7 empty] | PUMPINFUSION-ALARIS-Medley 8100 |  | MEDLEY PUMP MODULE LVP *MEMORIAL HERMANN |  |  | PUMPINFUSION-ALARIS-Medley 8100 | [6 empty] | Verified as Rental |  |  | MHHS-TMC
NO | YES |  |  |  | FFL4826 |  | CAREFUSION | 8100M |  |  | Rental | MHHS-TMC |  |  |  | FFL4826 |  | TMC |  | Rental | [7 empty] | PUMPINFUSION-ALARIS-Medley 8100 |  | MEDLEY PUMP MODULE LVP *MEMORIAL HERMANN |  |  | PUMPINFUSION-ALARIS-Medley 8100 | [6 empty] | Verified as Rental |  |  | MHHS-TMC
NO | YES |  |  |  | FFL4827 |  | CAREFUSION | 8100M |  |  | Rental | MHHS-TMC |  |  |  | FFL4827 |  | TMC |  | Rental | [7 empty] | PUMPINFUSION-ALARIS-Medley 8100 |  | MEDLEY PUMP MODULE LVP *MEMORIAL HERMANN |  |  | PUMPINFUSION-ALARIS-Medley 8100 | [6 empty] | Verified as Rental |  |  | MHHS-TMC
NO | YES |  |  |  | FFL4832 |  | CAREFUSION | 8100M |  |  | Rental | MHHS-TMC |  |  |  | FFL4832 |  | TMC |  | Rental | [7 empty] | PUMPINFUSION-ALARIS-Medley 8100 |  | MEDLEY PUMP MODULE LVP *MEMORIAL HERMANN |  |  | PUMPINFUSION-ALARIS-Medley 8100 | [6 empty] | Verified as Rental |  |  | MHHS-TMC
NO | YES |  |  |  | FFL4833 |  | CAREFUSION | 8100M |  |  | Rental | MHHS-TMC |  |  |  | FFL4833 |  | TMC |  | Rental | [7 empty] | PUMPINFUSION-ALARIS-Medley 8100 |  | MEDLEY PUMP MODULE LVP *MEMORIAL HERMANN |  |  | PUMPINFUSION-ALARIS-Medley 8100 | [6 empty] | Verified as Rental |  |  | MHHS-TMC
NO | YES |  |  |  | FFL4834 |  | CAREFUSION | 8100M |  |  | Rental | MHHS-TMC |  |  |  | FFL4834 |  | TMC |  | Rental | [7 empty] | PUMPINFUSION-ALARIS-Medley 8100 |  | MEDLEY PUMP MODULE LVP *MEMORIAL HERMANN |  |  | PUMPINFUSION-ALARIS-Medley 8100 | [6 empty] | Verified as Rental |  |  | MHHS-TMC
NO | YES |  |  |  | FFL4836 |  | CAREFUSION | 8100M |  |  | Rental | MHHS-TMC |  |  |  | FFL4836 |  | TMC |  | Rental | [7 empty] | PUMPINFUSION-ALARIS-Medley 8100 |  | MEDLEY PUMP MODULE LVP *MEMORIAL HERMANN |  |  | PUMPINFUSION-ALARIS-Medley 8100 | [6 empty] | Verified as Rental |  |  | MHHS-TMC
NO | YES |  |  |  | FFL4838 |  | CAREFUSION | 8100M |  |  | Rental | MHHS-TMC |  |  |  | FFL4838 |  | TMC |  | Rental | [7 empty] | PUMPINFUSION-ALARIS-Medley 8100 |  | MEDLEY PUMP MODULE LVP *MEMORIAL HERMANN |  |  | PUMPINFUSION-ALARIS-Medley 8100 | [6 empty] | Verified as Rental |  |  | MHHS-TMC
NO | YES |  |  |  | FFL4841 |  | CAREFUSION | 8100M |  |  | Rental | MHHS-TMC |  |  |  | FFL4841 |  | TMC |  | Rental | [7 empty] | PUMPINFUSION-ALARIS-Medley 8100 |  | MEDLEY PUMP MODULE LVP *MEMORIAL HERMANN |  |  | PUMPINFUSION-ALARIS-Medley 8100 | [6 empty] | Verified as Rental |  |  | MHHS-TMC
NO | YES |  |  |  | FFL4842 |  | CAREFUSION | 8100M |  |  | Rental | MHHS-TMC |  |  |  | FFL4842 |  | TMC |  | Rental | [7 empty] | PUMPINFUSION-ALARIS-Medley 8100 |  | MEDLEY PUMP MODULE LVP *MEMORIAL HERMANN |  |  | PUMPINFUSION-ALARIS-Medley 8100 | [6 empty] | Verified as Rental |  |  | MHHS-TMC
NO | YES |  |  |  | FFL4843 |  | CAREFUSION | 8100M |  |  | Rental | MHHS-TMC |  |  |  | FFL4843 |  | TMC |  | Rental | [7 empty] | PUMPINFUSION-ALARIS-Medley 8100 |  | MEDLEY PUMP MODULE LVP *MEMORIAL HERMANN |  |  | PUMPINFUSION-ALARIS-Medley 8100 | [6 empty] | Verified as Rental |  |  | MHHS-TMC
NO | YES |  |  |  | FFL4846 |  | CAREFUSION | 8100M |  |  | Rental | MHHS-TMC |  |  |  | FFL4846 |  | TMC |  | Rental | [7 empty] | PUMPINFUSION-ALARIS-Medley 8100 |  | MEDLEY PUMP MODULE LVP *MEMORIAL HERMANN |  |  | PUMPINFUSION-ALARIS-Medley 8100 | [6 empty] | Verified as Rental |  |  | MHHS-TMC
NO | YES |  |  |  | FFL4851 |  | CAREFUSION | 8100M |  |  | Rental | MHHS-TMC |  |  |  | FFL4851 |  | TMC |  | Rental | [7 empty] | PUMPINFUSION-ALARIS-Medley 8100 |  | MEDLEY PUMP MODULE LVP *MEMORIAL HERMANN |  |  | PUMPINFUSION-ALARIS-Medley 8100 | [6 empty] | Verified as Rental |  |  | MHHS-TMC
NO | YES |  |  |  | FFL4852 |  | CAREFUSION | 8100M |  |  | Rental | MHHS-TMC |  |  |  | FFL4852 |  | TMC |  | Rental | [7 empty] | PUMPINFUSION-ALARIS-Medley 8100 |  | MEDLEY PUMP MODULE LVP *MEMORIAL HERMANN |  |  | PUMPINFUSION-ALARIS-Medley 8100 | [6 empty] | Verified as Rental |  |  | MHHS-TMC
NO | YES |  |  |  | FFL4853 |  | CAREFUSION | 8100M |  |  | Rental | MHHS-TMC |  |  |  | FFL4853 |  | TMC |  | Rental | [7 empty] | PUMPINFUSION-ALARIS-Medley 8100 |  | MEDLEY PUMP MODULE LVP *MEMORIAL HERMANN |  |  | PUMPINFUSION-ALARIS-Medley 8100 | [6 empty] | Verified as Rental |  |  | MHHS-TMC
NO | YES |  |  |  | FFL4856 |  | CAREFUSION | 8100M |  |  | Rental | MHHS-TMC |  |  |  | FFL4856 |  | TMC |  | Rental | [7 empty] | PUMPINFUSION-ALARIS-Medley 8100 |  | MEDLEY PUMP MODULE LVP *MEMORIAL HERMANN |  |  | PUMPINFUSION-ALARIS-Medley 8100 | [6 empty] | Verified as Rental |  |  | MHHS-TMC
NO | YES |  |  |  | FFL4858 |  | CAREFUSION | 8100M |  |  | Rental | MHHS-TMC |  |  |  | FFL4858 |  | TMC |  | Rental | [7 empty] | PUMPINFUSION-ALARIS-Medley 8100 |  | MEDLEY PUMP MODULE LVP *MEMORIAL HERMANN |  |  | PUMPINFUSION-ALARIS-Medley 8100 | [6 empty] | Verified as Rental |  |  | MHHS-TMC
NO | YES |  |  |  | FFL4862 |  | CAREFUSION | 8100M |  |  | Rental | MHHS-TMC |  |  |  | FFL4862 |  | TMC |  | Rental | [7 empty] | PUMPINFUSION-ALARIS-Medley 8100 |  | MEDLEY PUMP MODULE LVP *MEMORIAL HERMANN |  |  | PUMPINFUSION-ALARIS-Medley 8100 | [6 empty] | Verified as Rental |  |  | MHHS-TMC
NO | YES |  |  |  | FFL4868 |  | CAREFUSION | 8100M |  |  | Rental | MHHS-TMC |  |  |  | FFL4868 |  | TMC |  | Rental | [7 empty] | PUMPINFUSION-ALARIS-Medley 8100 |  | MEDLEY PUMP MODULE LVP *MEMORIAL HERMANN |  |  | PUMPINFUSION-ALARIS-Medley 8100 | [6 empty] | Verified as Rental |  |  | MHHS-TMC
NO | YES |  |  |  | FFL4871 |  | CAREFUSION | 8100M |  |  | Rental | MHHS-TMC |  |  |  | FFL4871 |  | TMC |  | Rental | [7 empty] | PUMPINFUSION-ALARIS-Medley 8100 |  | MEDLEY PUMP MODULE LVP *MEMORIAL HERMANN |  |  | PUMPINFUSION-ALARIS-Medley 8100 | [6 empty] | Verified as Rental |  |  | MHHS-TMC
NO | YES |  |  |  | FFL4878 |  | CAREFUSION | 8100M |  |  | Rental | MHHS-TMC |  |  |  | FFL4878 |  | TMC |  | Rental | [7 empty] | PUMPINFUSION-ALARIS-Medley 8100 |  | MEDLEY PUMP MODULE LVP *MEMORIAL HERMANN |  |  | PUMPINFUSION-ALARIS-Medley 8100 | [6 empty] | Verified as Rental |  |  | MHHS-TMC
NO | YES |  |  |  | FFL4880 |  | CAREFUSION | 8100M |  |  | Rental | MHHS-TMC |  |  |  | FFL4880 |  | TMC |  | Rental | [7 empty] | PUMPINFUSION-ALARIS-Medley 8100 |  | MEDLEY PUMP MODULE LVP *MEMORIAL HERMANN |  |  | PUMPINFUSION-ALARIS-Medley 8100 | [6 empty] | Verified as Rental |  |  | MHHS-TMC
NO | YES |  |  |  | FFL4881 |  | CAREFUSION | 8100M |  |  | Rental | MHHS-TMC |  |  |  | FFL4881 |  | TMC |  | Rental | [7 empty] | PUMPINFUSION-ALARIS-Medley 8100 |  | MEDLEY PUMP MODULE LVP *MEMORIAL HERMANN |  |  | PUMPINFUSION-ALARIS-Medley 8100 | [6 empty] | Verified as Rental |  |  | MHHS-TMC
NO | YES |  |  |  | FFL4883 |  | CAREFUSION | 8100M |  |  | Rental | MHHS-TMC |  |  |  | FFL4883 |  | TMC |  | Rental | [7 empty] | PUMPINFUSION-ALARIS-Medley 8100 |  | MEDLEY PUMP MODULE LVP *MEMORIAL HERMANN |  |  | PUMPINFUSION-ALARIS-Medley 8100 | [6 empty] | Verified as Rental |  |  | MHHS-TMC
NO | YES |  |  |  | FFL4889 |  | CAREFUSION | 8100M |  |  | Rental | MHHS-TMC |  |  |  | FFL4889 |  | TMC |  | Rental | [7 empty] | PUMPINFUSION-ALARIS-Medley 8100 |  | MEDLEY PUMP MODULE LVP *MEMORIAL HERMANN |  |  | PUMPINFUSION-ALARIS-Medley 8100 | [6 empty] | Verified as Rental |  |  | MHHS-TMC
NO | YES |  |  |  | FFL4892 |  | CAREFUSION | 8100M |  |  | Rental | MHHS-TMC |  |  |  | FFL4892 |  | TMC |  | Rental | [7 empty] | PUMPINFUSION-ALARIS-Medley 8100 |  | MEDLEY PUMP MODULE LVP *MEMORIAL HERMANN |  |  | PUMPINFUSION-ALARIS-Medley 8100 | [6 empty] | Verified as Rental |  |  | MHHS-TMC
NO | YES |  |  |  | FFL4894 |  | CAREFUSION | 8100M |  |  | Rental | MHHS-TMC |  |  |  | FFL4894 |  | TMC |  | Rental | [7 empty] | PUMPINFUSION-ALARIS-Medley 8100 |  | MEDLEY PUMP MODULE LVP *MEMORIAL HERMANN |  |  | PUMPINFUSION-ALARIS-Medley 8100 | [6 empty] | Verified as Rental |  |  | MHHS-TMC
NO | YES |  |  |  | FFL4902 |  | CAREFUSION | 8100M |  |  | Rental | MHHS-TMC |  |  |  | FFL4902 |  | TMC |  | Rental | [7 empty] | PUMPINFUSION-ALARIS-Medley 8100 |  | MEDLEY PUMP MODULE LVP *MEMORIAL HERMANN |  |  | PUMPINFUSION-ALARIS-Medley 8100 | [6 empty] | Verified as Rental |  |  | MHHS-TMC
NO | YES |  |  |  | FFL4904 |  | CAREFUSION | 8100M |  |  | Rental | MHHS-TMC |  |  |  | FFL4904 |  | TMC |  | Rental | [7 empty] | PUMPINFUSION-ALARIS-Medley 8100 |  | MEDLEY PUMP MODULE LVP *MEMORIAL HERMANN |  |  | PUMPINFUSION-ALARIS-Medley 8100 | [6 empty] | Verified as Rental |  |  | MHHS-TMC
NO | YES |  |  |  | FFL4905 |  | CAREFUSION | 8100M |  |  | Rental | MHHS-TMC |  |  |  | FFL4905 |  | TMC |  | Rental | [7 empty] | PUMPINFUSION-ALARIS-Medley 8100 |  | MEDLEY PUMP MODULE LVP *MEMORIAL HERMANN |  |  | PUMPINFUSION-ALARIS-Medley 8100 | [6 empty] | Verified as Rental |  |  | MHHS-TMC
NO | YES |  |  |  | FFL4907 |  | CAREFUSION | 8100M |  |  | Rental | MHHS-TMC |  |  |  | FFL4907 |  | TMC |  | Rental | [7 empty] | PUMPINFUSION-ALARIS-Medley 8100 |  | MEDLEY PUMP MODULE LVP *MEMORIAL HERMANN |  |  | PUMPINFUSION-ALARIS-Medley 8100 | [6 empty] | Verified as Rental |  |  | MHHS-TMC
NO | YES |  |  |  | FFL4911 |  | CAREFUSION | 8100M |  |  | Rental | MHHS-TMC |  |  |  | FFL4911 |  | TMC |  | Rental | [7 empty] | PUMPINFUSION-ALARIS-Medley 8100 |  | MEDLEY PUMP MODULE LVP *MEMORIAL HERMANN |  |  | PUMPINFUSION-ALARIS-Medley 8100 | [6 empty] | Verified as Rental |  |  | MHHS-TMC
NO | YES |  |  |  | FFL4918 |  | CAREFUSION | 8100M |  |  | Rental | MHHS-TMC |  |  |  | FFL4918 |  | TMC |  | Rental | [7 empty] | PUMPINFUSION-ALARIS-Medley 8100 |  | MEDLEY PUMP MODULE LVP *MEMORIAL HERMANN |  |  | PUMPINFUSION-ALARIS-Medley 8100 | [6 empty] | Verified as Rental |  |  | MHHS-TMC
NO | YES |  |  |  | FFL4922 |  | CAREFUSION | 8100M |  |  | Rental | MHHS-TMC |  |  |  | FFL4922 |  | TMC |  | Rental | [7 empty] | PUMPINFUSION-ALARIS-Medley 8100 |  | MEDLEY PUMP MODULE LVP *MEMORIAL HERMANN |  |  | PUMPINFUSION-ALARIS-Medley 8100 | [6 empty] | Verified as Rental |  |  | MHHS-TMC
NO | YES |  |  |  | FFL4923 |  | CAREFUSION | 8100M |  |  | Rental | MHHS-TMC |  |  |  | FFL4923 |  | TMC |  | Rental | [7 empty] | PUMPINFUSION-ALARIS-Medley 8100 |  | MEDLEY PUMP MODULE LVP *MEMORIAL HERMANN |  |  | PUMPINFUSION-ALARIS-Medley 8100 | [6 empty] | Verified as Rental |  |  | MHHS-TMC
NO | YES |  |  |  | FFL4924 |  | CAREFUSION | 8100M |  |  | Rental | MHHS-TMC |  |  |  | FFL4924 |  | TMC |  | Rental | [7 empty] | PUMPINFUSION-ALARIS-Medley 8100 |  | MEDLEY PUMP MODULE LVP *MEMORIAL HERMANN |  |  | PUMPINFUSION-ALARIS-Medley 8100 | [6 empty] | Verified as Rental |  |  | MHHS-TMC
NO | YES |  |  |  | FFL4927 |  | CAREFUSION | 8100M |  |  | Rental | MHHS-TMC |  |  |  | FFL4927 |  | TMC |  | Rental | [7 empty] | PUMPINFUSION-ALARIS-Medley 8100 |  | MEDLEY PUMP MODULE LVP *MEMORIAL HERMANN |  |  | PUMPINFUSION-ALARIS-Medley 8100 | [6 empty] | Verified as Rental |  |  | MHHS-TMC
NO | YES |  |  |  | FFL4931 |  | CAREFUSION | 8100M |  |  | Rental | MHHS-TMC |  |  |  | FFL4931 |  | TMC |  | Rental | [7 empty] | PUMPINFUSION-ALARIS-Medley 8100 |  | MEDLEY PUMP MODULE LVP *MEMORIAL HERMANN |  |  | PUMPINFUSION-ALARIS-Medley 8100 | [6 empty] | Verified as Rental |  |  | MHHS-TMC
NO | YES |  |  |  | FFL4947 |  | CAREFUSION | 8100M |  |  | Rental | MHHS-TMC |  |  |  | FFL4947 |  | TMC |  | Rental | [7 empty] | PUMPINFUSION-ALARIS-Medley 8100 |  | MEDLEY PUMP MODULE LVP *MEMORIAL HERMANN |  |  | PUMPINFUSION-ALARIS-Medley 8100 | [6 empty] | Verified as Rental |  |  | MHHS-TMC
NO | YES |  |  |  | FFL4958 |  | CAREFUSION | 8100M |  |  | Rental | MHHS-TMC |  |  |  | FFL4958 |  | TMC |  | Rental | [7 empty] | PUMPINFUSION-ALARIS-Medley 8100 |  | MEDLEY PUMP MODULE LVP *MEMORIAL HERMANN |  |  | PUMPINFUSION-ALARIS-Medley 8100 | [6 empty] | Verified as Rental |  |  | MHHS-TMC
NO | YES |  |  |  | FFL4964 |  | CAREFUSION | 8100M |  |  | Rental | MHHS-TMC |  |  |  | FFL4964 |  | TMC |  | Rental | [7 empty] | PUMPINFUSION-ALARIS-Medley 8100 |  | MEDLEY PUMP MODULE LVP *MEMORIAL HERMANN |  |  | PUMPINFUSION-ALARIS-Medley 8100 | [6 empty] | Verified as Rental |  |  | MHHS-TMC
NO | YES |  |  |  | FFL4969 |  | CAREFUSION | 8100M |  |  | Rental | MHHS-TMC |  |  |  | FFL4969 |  | TMC |  | Rental | [7 empty] | PUMPINFUSION-ALARIS-Medley 8100 |  | MEDLEY PUMP MODULE LVP *MEMORIAL HERMANN |  |  | PUMPINFUSION-ALARIS-Medley 8100 | [6 empty] | Verified as Rental |  |  | MHHS-TMC
NO | YES |  |  |  | FFL4973 |  | CAREFUSION | 8100M |  |  | Rental | MHHS-TMC |  |  |  | FFL4973 |  | TMC |  | Rental | [7 empty] | PUMPINFUSION-ALARIS-Medley 8100 |  | MEDLEY PUMP MODULE LVP *MEMORIAL HERMANN |  |  | PUMPINFUSION-ALARIS-Medley 8100 | [6 empty] | Verified as Rental |  |  | MHHS-TMC
NO | YES |  |  |  | FFL4974 |  | CAREFUSION | 8100M |  |  | Rental | MHHS-TMC |  |  |  | FFL4974 |  | TMC |  | Rental | [7 empty] | PUMPINFUSION-ALARIS-Medley 8100 |  | MEDLEY PUMP MODULE LVP *MEMORIAL HERMANN |  |  | PUMPINFUSION-ALARIS-Medley 8100 | [6 empty] | Verified as Rental |  |  | MHHS-TMC
NO | YES |  |  |  | FFL4975 |  | CAREFUSION | 8100M |  |  | Rental | MHHS-TMC |  |  |  | FFL4975 |  | TMC |  | Rental | [7 empty] | PUMPINFUSION-ALARIS-Medley 8100 |  | MEDLEY PUMP MODULE LVP *MEMORIAL HERMANN |  |  | PUMPINFUSION-ALARIS-Medley 8100 | [6 empty] | Verified as Rental |  |  | MHHS-TMC
NO | YES |  |  |  | FFL4979 |  | CAREFUSION | 8100M |  |  | Rental | MHHS-TMC |  |  |  | FFL4979 |  | TMC |  | Rental | [7 empty] | PUMPINFUSION-ALARIS-Medley 8100 |  | MEDLEY PUMP MODULE LVP *MEMORIAL HERMANN |  |  | PUMPINFUSION-ALARIS-Medley 8100 | [6 empty] | Verified as Rental |  |  | MHHS-TMC
NO | YES |  |  |  | FFL4981 |  | CAREFUSION | 8100M |  |  | Rental | MHHS-TMC |  |  |  | FFL4981 |  | TMC |  | Rental | [7 empty] | PUMPINFUSION-ALARIS-Medley 8100 |  | MEDLEY PUMP MODULE LVP *MEMORIAL HERMANN |  |  | PUMPINFUSION-ALARIS-Medley 8100 | [6 empty] | Verified as Rental |  |  | MHHS-TMC
NO | YES |  |  |  | FFL4982 |  | CAREFUSION | 8100M |  |  | Rental | MHHS-TMC |  |  |  | FFL4982 |  | TMC |  | Rental | [7 empty] | PUMPINFUSION-ALARIS-Medley 8100 |  | MEDLEY PUMP MODULE LVP *MEMORIAL HERMANN |  |  | PUMPINFUSION-ALARIS-Medley 8100 | [6 empty] | Verified as Rental |  |  | MHHS-TMC
NO | YES |  |  |  | FFL4994 |  | CAREFUSION | 8100M |  |  | Rental | MHHS-TMC |  |  |  | FFL4994 |  | TMC |  | Rental | [7 empty] | PUMPINFUSION-ALARIS-Medley 8100 |  | MEDLEY PUMP MODULE LVP *MEMORIAL HERMANN |  |  | PUMPINFUSION-ALARIS-Medley 8100 | [6 empty] | Verified as Rental |  |  | MHHS-TMC
NO | YES |  |  |  | FFL5003 |  | CAREFUSION | 8100M |  |  | Rental | MHHS-TMC |  |  |  | FFL5003 |  | TMC |  | Rental | [7 empty] | PUMPINFUSION-ALARIS-Medley 8100 |  | MEDLEY PUMP MODULE LVP *MEMORIAL HERMANN |  |  | PUMPINFUSION-ALARIS-Medley 8100 | [6 empty] | Verified as Rental |  |  | MHHS-TMC
NO | YES |  |  |  | FFL5005 |  | CAREFUSION | 8100M |  |  | Rental | MHHS-TMC |  |  |  | FFL5005 |  | TMC |  | Rental | [7 empty] | PUMPINFUSION-ALARIS-Medley 8100 |  | MEDLEY PUMP MODULE LVP *MEMORIAL HERMANN |  |  | PUMPINFUSION-ALARIS-Medley 8100 | [6 empty] | Verified as Rental |  |  | MHHS-TMC
NO | YES |  |  |  | FFL5006 |  | CAREFUSION | 8100M |  |  | Rental | MHHS-TMC |  |  |  | FFL5006 |  | TMC |  | Rental | [7 empty] | PUMPINFUSION-ALARIS-Medley 8100 |  | MEDLEY PUMP MODULE LVP *MEMORIAL HERMANN |  |  | PUMPINFUSION-ALARIS-Medley 8100 | [6 empty] | Verified as Rental |  |  | MHHS-TMC
NO | YES |  |  |  | FFL5009 |  | CAREFUSION | 8100M |  |  | Rental | MHHS-TMC |  |  |  | FFL5009 |  | TMC |  | Rental | [7 empty] | PUMPINFUSION-ALARIS-Medley 8100 |  | MEDLEY PUMP MODULE LVP *MEMORIAL HERMANN |  |  | PUMPINFUSION-ALARIS-Medley 8100 | [6 empty] | Verified as Rental |  |  | MHHS-TMC
NO | YES |  |  |  | FFL5012 |  | CAREFUSION | 8100M |  |  | Rental | MHHS-TMC |  |  |  | FFL5012 |  | TMC |  | Rental | [7 empty] | PUMPINFUSION-ALARIS-Medley 8100 |  | MEDLEY PUMP MODULE LVP *MEMORIAL HERMANN |  |  | PUMPINFUSION-ALARIS-Medley 8100 | [6 empty] | Verified as Rental |  |  | MHHS-TMC
NO | YES |  |  |  | FFL5015 |  | CAREFUSION | 8100M |  |  | Rental | MHHS-TMC |  |  |  | FFL5015 |  | TMC |  | Rental | [7 empty] | PUMPINFUSION-ALARIS-Medley 8100 |  | MEDLEY PUMP MODULE LVP *MEMORIAL HERMANN |  |  | PUMPINFUSION-ALARIS-Medley 8100 | [6 empty] | Verified as Rental |  |  | MHHS-TMC
NO | YES |  |  |  | FFL5016 |  | CAREFUSION | 8100M |  |  | Rental | MHHS-TMC |  |  |  | FFL5016 |  | TMC |  | Rental | [7 empty] | PUMPINFUSION-ALARIS-Medley 8100 |  | MEDLEY PUMP MODULE LVP *MEMORIAL HERMANN |  |  | PUMPINFUSION-ALARIS-Medley 8100 | [6 empty] | Verified as Rental |  |  | MHHS-TMC
NO | YES |  |  |  | FFL5019 |  | CAREFUSION | 8100M |  |  | Rental | MHHS-TMC |  |  |  | FFL5019 |  | TMC |  | Rental | [7 empty] | PUMPINFUSION-ALARIS-Medley 8100 |  | MEDLEY PUMP MODULE LVP *MEMORIAL HERMANN |  |  | PUMPINFUSION-ALARIS-Medley 8100 | [6 empty] | Verified as Rental |  |  | MHHS-TMC
NO | YES |  |  |  | FFL5027 |  | CAREFUSION | 8100M |  |  | Rental | MHHS-TMC |  |  |  | FFL5027 |  | TMC |  | Rental | [7 empty] | PUMPINFUSION-ALARIS-Medley 8100 |  | MEDLEY PUMP MODULE LVP *MEMORIAL HERMANN |  |  | PUMPINFUSION-ALARIS-Medley 8100 | [6 empty] | Verified as Rental |  |  | MHHS-TMC
NO | YES |  |  |  | FFL5039 |  | CAREFUSION | 8100M |  |  | Rental | MHHS-TMC |  |  |  | FFL5039 |  | TMC |  | Rental | [7 empty] | PUMPINFUSION-ALARIS-Medley 8100 |  | MEDLEY PUMP MODULE LVP *MEMORIAL HERMANN |  |  | PUMPINFUSION-ALARIS-Medley 8100 | [6 empty] | Verified as Rental |  |  | MHHS-TMC
NO | YES |  |  |  | FFL5043 |  | CAREFUSION | 8100M |  |  | Rental | MHHS-TMC |  |  |  | FFL5043 |  | TMC |  | Rental | [7 empty] | PUMPINFUSION-ALARIS-Medley 8100 |  | MEDLEY PUMP MODULE LVP *MEMORIAL HERMANN |  |  | PUMPINFUSION-ALARIS-Medley 8100 | [6 empty] | Verified as Rental |  |  | MHHS-TMC
NO | YES |  |  |  | FFL5046 |  | CAREFUSION | 8100M |  |  | Rental | MHHS-TMC |  |  |  | FFL5046 |  | TMC |  | Rental | [7 empty] | PUMPINFUSION-ALARIS-Medley 8100 |  | MEDLEY PUMP MODULE LVP *MEMORIAL HERMANN |  |  | PUMPINFUSION-ALARIS-Medley 8100 | [6 empty] | Verified as Rental |  |  | MHHS-TMC
NO | YES |  |  |  | FFL5047 |  | CAREFUSION | 8100M |  |  | Rental | MHHS-TMC |  |  |  | FFL5047 |  | TMC |  | Rental | [7 empty] | PUMPINFUSION-ALARIS-Medley 8100 |  | MEDLEY PUMP MODULE LVP *MEMORIAL HERMANN |  |  | PUMPINFUSION-ALARIS-Medley 8100 | [6 empty] | Verified as Rental |  |  | MHHS-TMC
NO | YES |  |  |  | FFL5053 |  | CAREFUSION | 8100M |  |  | Rental | MHHS-TMC |  |  |  | FFL5053 |  | TMC |  | Rental | [7 empty] | PUMPINFUSION-ALARIS-Medley 8100 |  | MEDLEY PUMP MODULE LVP *MEMORIAL HERMANN |  |  | PUMPINFUSION-ALARIS-Medley 8100 | [6 empty] | Verified as Rental |  |  | MHHS-TMC
NO | YES |  |  |  | FFL5064 |  | CAREFUSION | 8100M |  |  | Rental | MHHS-TMC |  |  |  | FFL5064 |  | TMC |  | Rental | [7 empty] | PUMPINFUSION-ALARIS-Medley 8100 |  | MEDLEY PUMP MODULE LVP *MEMORIAL HERMANN |  |  | PUMPINFUSION-ALARIS-Medley 8100 | [6 empty] | Verified as Rental |  |  | MHHS-TMC
NO | YES |  |  |  | FFL5065 |  | CAREFUSION | 8100M |  |  | Rental | MHHS-TMC |  |  |  | FFL5065 |  | TMC |  | Rental | [7 empty] | PUMPINFUSION-ALARIS-Medley 8100 |  | MEDLEY PUMP MODULE LVP *MEMORIAL HERMANN |  |  | PUMPINFUSION-ALARIS-Medley 8100 | [6 empty] | Verified as Rental |  |  | MHHS-TMC
NO | YES |  |  |  | FFL5067 |  | CAREFUSION | 8100M |  |  | Rental | MHHS-TMC |  |  |  | FFL5067 |  | TMC |  | Rental | [7 empty] | PUMPINFUSION-ALARIS-Medley 8100 |  | MEDLEY PUMP MODULE LVP *MEMORIAL HERMANN |  |  | PUMPINFUSION-ALARIS-Medley 8100 | [6 empty] | Verified as Rental |  |  | MHHS-TMC
NO | YES |  |  |  | FFL5068 |  | CAREFUSION | 8100M |  |  | Rental | MHHS-TMC |  |  |  | FFL5068 |  | TMC |  | Rental | [7 empty] | PUMPINFUSION-ALARIS-Medley 8100 |  | MEDLEY PUMP MODULE LVP *MEMORIAL HERMANN |  |  | PUMPINFUSION-ALARIS-Medley 8100 | [6 empty] | Verified as Rental |  |  | MHHS-TMC
NO | YES |  |  |  | FFL5069 |  | CAREFUSION | 8100M |  |  | Rental | MHHS-TMC |  |  |  | FFL5069 |  | TMC |  | Rental | [7 empty] | PUMPINFUSION-ALARIS-Medley 8100 |  | MEDLEY PUMP MODULE LVP *MEMORIAL HERMANN |  |  | PUMPINFUSION-ALARIS-Medley 8100 | [6 empty] | Verified as Rental |  |  | MHHS-TMC
NO | YES |  |  |  | FFL5074 |  | CAREFUSION | 8100M |  |  | Rental | MHHS-TMC |  |  |  | FFL5074 |  | TMC |  | Rental | [7 empty] | PUMPINFUSION-ALARIS-Medley 8100 |  | MEDLEY PUMP MODULE LVP *MEMORIAL HERMANN |  |  | PUMPINFUSION-ALARIS-Medley 8100 | [6 empty] | Verified as Rental |  |  | MHHS-TMC
NO | YES |  |  |  | FFL5077 |  | CAREFUSION | 8100M |  |  | Rental | MHHS-TMC |  |  |  | FFL5077 |  | TMC |  | Rental | [7 empty] | PUMPINFUSION-ALARIS-Medley 8100 |  | MEDLEY PUMP MODULE LVP *MEMORIAL HERMANN |  |  | PUMPINFUSION-ALARIS-Medley 8100 | [6 empty] | Verified as Rental |  |  | MHHS-TMC
NO | YES |  |  |  | FFL5078 |  | CAREFUSION | 8100M |  |  | Rental | MHHS-TMC |  |  |  | FFL5078 |  | TMC |  | Rental | [7 empty] | PUMPINFUSION-ALARIS-Medley 8100 |  | MEDLEY PUMP MODULE LVP *MEMORIAL HERMANN |  |  | PUMPINFUSION-ALARIS-Medley 8100 | [6 empty] | Verified as Rental |  |  | MHHS-TMC
NO | YES |  |  |  | FFL5088 |  | CAREFUSION | 8100M |  |  | Rental | MHHS-TMC |  |  |  | FFL5088 |  | TMC |  | Rental | [7 empty] | PUMPINFUSION-ALARIS-Medley 8100 |  | MEDLEY PUMP MODULE LVP *MEMORIAL HERMANN |  |  | PUMPINFUSION-ALARIS-Medley 8100 | [6 empty] | Verified as Rental |  |  | MHHS-TMC
NO | YES |  |  |  | FFL5092 |  | CAREFUSION | 8100M |  |  | Rental | MHHS-TMC |  |  |  | FFL5092 |  | TMC |  | Rental | [7 empty] | PUMPINFUSION-ALARIS-Medley 8100 |  | MEDLEY PUMP MODULE LVP *MEMORIAL HERMANN |  |  | PUMPINFUSION-ALARIS-Medley 8100 | [6 empty] | Verified as Rental |  |  | MHHS-TMC
NO | YES |  |  |  | FFL5093 |  | CAREFUSION | 8100M |  |  | Rental | MHHS-TMC |  |  |  | FFL5093 |  | TMC |  | Rental | [7 empty] | PUMPINFUSION-ALARIS-Medley 8100 |  | MEDLEY PUMP MODULE LVP *MEMORIAL HERMANN |  |  | PUMPINFUSION-ALARIS-Medley 8100 | [6 empty] | Verified as Rental |  |  | MHHS-TMC
NO | YES |  |  |  | FFL5098 |  | CAREFUSION | 8100M |  |  | Rental | MHHS-TMC |  |  |  | FFL5098 |  | TMC |  | Rental | [7 empty] | PUMPINFUSION-ALARIS-Medley 8100 |  | MEDLEY PUMP MODULE LVP *MEMORIAL HERMANN |  |  | PUMPINFUSION-ALARIS-Medley 8100 | [6 empty] | Verified as Rental |  |  | MHHS-TMC
NO | YES |  |  |  | FFL5107 |  | CAREFUSION | 8100M |  |  | Rental | MHHS-TMC |  |  |  | FFL5107 |  | TMC |  | Rental | [7 empty] | PUMPINFUSION-ALARIS-Medley 8100 |  | MEDLEY PUMP MODULE LVP *MEMORIAL HERMANN |  |  | PUMPINFUSION-ALARIS-Medley 8100 | [6 empty] | Verified as Rental |  |  | MHHS-TMC
NO | YES |  |  |  | FFL5110 |  | CAREFUSION | 8100M |  |  | Rental | MHHS-TMC |  |  |  | FFL5110 |  | TMC |  | Rental | [7 empty] | PUMPINFUSION-ALARIS-Medley 8100 |  | MEDLEY PUMP MODULE LVP *MEMORIAL HERMANN |  |  | PUMPINFUSION-ALARIS-Medley 8100 | [6 empty] | Verified as Rental |  |  | MHHS-TMC
NO | YES |  |  |  | FFL5113 |  | CAREFUSION | 8100M |  |  | Rental | MHHS-TMC |  |  |  | FFL5113 |  | TMC |  | Rental | [7 empty] | PUMPINFUSION-ALARIS-Medley 8100 |  | MEDLEY PUMP MODULE LVP *MEMORIAL HERMANN |  |  | PUMPINFUSION-ALARIS-Medley 8100 | [6 empty] | Verified as Rental |  |  | MHHS-TMC
NO | YES |  |  |  | FFL5114 |  | CAREFUSION | 8100M |  |  | Rental | MHHS-TMC |  |  |  | FFL5114 |  | TMC |  | Rental | [7 empty] | PUMPINFUSION-ALARIS-Medley 8100 |  | MEDLEY PUMP MODULE LVP *MEMORIAL HERMANN |  |  | PUMPINFUSION-ALARIS-Medley 8100 | [6 empty] | Verified as Rental |  |  | MHHS-TMC
NO | YES |  |  |  | FFL5122 |  | CAREFUSION | 8100M |  |  | Rental | MHHS-TMC |  |  |  | FFL5122 |  | TMC |  | Rental | [7 empty] | PUMPINFUSION-ALARIS-Medley 8100 |  | MEDLEY PUMP MODULE LVP *MEMORIAL HERMANN |  |  | PUMPINFUSION-ALARIS-Medley 8100 | [6 empty] | Verified as Rental |  |  | MHHS-TMC
NO | YES |  |  |  | FFL5123 |  | CAREFUSION | 8100M |  |  | Rental | MHHS-TMC |  |  |  | FFL5123 |  | TMC |  | Rental | [7 empty] | PUMPINFUSION-ALARIS-Medley 8100 |  | MEDLEY PUMP MODULE LVP *MEMORIAL HERMANN |  |  | PUMPINFUSION-ALARIS-Medley 8100 | [6 empty] | Verified as Rental |  |  | MHHS-TMC
NO | YES |  |  |  | FFL5134 |  | CAREFUSION | 8100M |  |  | Rental | MHHS-TMC |  |  |  | FFL5134 |  | TMC |  | Rental | [7 empty] | PUMPINFUSION-ALARIS-Medley 8100 |  | MEDLEY PUMP MODULE LVP *MEMORIAL HERMANN |  |  | PUMPINFUSION-ALARIS-Medley 8100 | [6 empty] | Verified as Rental |  |  | MHHS-TMC
NO | YES |  |  |  | FFL5145 |  | CAREFUSION | 8100M |  |  | Rental | MHHS-TMC |  |  |  | FFL5145 |  | TMC |  | Rental | [7 empty] | PUMPINFUSION-ALARIS-Medley 8100 |  | MEDLEY PUMP MODULE LVP *MEMORIAL HERMANN |  |  | PUMPINFUSION-ALARIS-Medley 8100 | [6 empty] | Verified as Rental |  |  | MHHS-TMC
NO | YES |  |  |  | FFL5146 |  | CAREFUSION | 8100M |  |  | Rental | MHHS-TMC |  |  |  | FFL5146 |  | TMC |  | Rental | [7 empty] | PUMPINFUSION-ALARIS-Medley 8100 |  | MEDLEY PUMP MODULE LVP *MEMORIAL HERMANN |  |  | PUMPINFUSION-ALARIS-Medley 8100 | [6 empty] | Verified as Rental |  |  | MHHS-TMC
NO | YES |  |  |  | FFL5149 |  | CAREFUSION | 8100M |  |  | Rental | MHHS-TMC |  |  |  | FFL5149 |  | TMC |  | Rental | [7 empty] | PUMPINFUSION-ALARIS-Medley 8100 |  | MEDLEY PUMP MODULE LVP *MEMORIAL HERMANN |  |  | PUMPINFUSION-ALARIS-Medley 8100 | [6 empty] | Verified as Rental |  |  | MHHS-TMC
NO | YES |  |  |  | FFL5153 |  | CAREFUSION | 8100M |  |  | Rental | MHHS-TMC |  |  |  | FFL5153 |  | TMC |  | Rental | [7 empty] | PUMPINFUSION-ALARIS-Medley 8100 |  | MEDLEY PUMP MODULE LVP *MEMORIAL HERMANN |  |  | PUMPINFUSION-ALARIS-Medley 8100 | [6 empty] | Verified as Rental |  |  | MHHS-TMC
NO | YES |  |  |  | FFL5158 |  | CAREFUSION | 8100M |  |  | Rental | MHHS-TMC |  |  |  | FFL5158 |  | TMC |  | Rental | [7 empty] | PUMPINFUSION-ALARIS-Medley 8100 |  | MEDLEY PUMP MODULE LVP *MEMORIAL HERMANN |  |  | PUMPINFUSION-ALARIS-Medley 8100 | [6 empty] | Verified as Rental |  |  | MHHS-TMC
NO | YES |  |  |  | FFL5160 |  | CAREFUSION | 8100M |  |  | Rental | MHHS-TMC |  |  |  | FFL5160 |  | TMC |  | Rental | [7 empty] | PUMPINFUSION-ALARIS-Medley 8100 |  | MEDLEY PUMP MODULE LVP *MEMORIAL HERMANN |  |  | PUMPINFUSION-ALARIS-Medley 8100 | [6 empty] | Verified as Rental |  |  | MHHS-TMC
NO | YES |  |  |  | FFL5167 |  | CAREFUSION | 8100M |  |  | Rental | MHHS-TMC |  |  |  | FFL5167 |  | TMC |  | Rental | [7 empty] | PUMPINFUSION-ALARIS-Medley 8100 |  | MEDLEY PUMP MODULE LVP *MEMORIAL HERMANN |  |  | PUMPINFUSION-ALARIS-Medley 8100 | [6 empty] | Verified as Rental |  |  | MHHS-TMC
NO | YES |  |  |  | FFL5186 |  | CAREFUSION | 8100M |  |  | Rental | MHHS-TMC |  |  |  | FFL5186 |  | TMC |  | Rental | [7 empty] | PUMPINFUSION-ALARIS-Medley 8100 |  | MEDLEY PUMP MODULE LVP *MEMORIAL HERMANN |  |  | PUMPINFUSION-ALARIS-Medley 8100 | [6 empty] | Verified as Rental |  |  | MHHS-TMC
NO | YES |  |  |  | FFL5189 |  | CAREFUSION | 8100M |  |  | Rental | MHHS-TMC |  |  |  | FFL5189 |  | TMC |  | Rental | [7 empty] | PUMPINFUSION-ALARIS-Medley 8100 |  | MEDLEY PUMP MODULE LVP *MEMORIAL HERMANN |  |  | PUMPINFUSION-ALARIS-Medley 8100 | [6 empty] | Verified as Rental |  |  | MHHS-TMC
NO | YES |  |  |  | FFL5197 |  | CAREFUSION | 8100M |  |  | Rental | MHHS-TMC |  |  |  | FFL5197 |  | TMC |  | Rental | [7 empty] | PUMPINFUSION-ALARIS-Medley 8100 |  | MEDLEY PUMP MODULE LVP *MEMORIAL HERMANN |  |  | PUMPINFUSION-ALARIS-Medley 8100 | [6 empty] | Verified as Rental |  |  | MHHS-TMC
NO | YES |  |  |  | FFL5199 |  | CAREFUSION | 8100M |  |  | Rental | MHHS-TMC |  |  |  | FFL5199 |  | TMC |  | Rental | [7 empty] | PUMPINFUSION-ALARIS-Medley 8100 |  | MEDLEY PUMP MODULE LVP *MEMORIAL HERMANN |  |  | PUMPINFUSION-ALARIS-Medley 8100 | [6 empty] | Verified as Rental |  |  | MHHS-TMC
NO | YES |  |  |  | FFL5202 |  | CAREFUSION | 8100M |  |  | Rental | MHHS-TMC |  |  |  | FFL5202 |  | TMC |  | Rental | [7 empty] | PUMPINFUSION-ALARIS-Medley 8100 |  | MEDLEY PUMP MODULE LVP *MEMORIAL HERMANN |  |  | PUMPINFUSION-ALARIS-Medley 8100 | [6 empty] | Verified as Rental |  |  | MHHS-TMC
NO | YES |  |  |  | FFL5219 |  | CAREFUSION | 8100M |  |  | Rental | MHHS-TMC |  |  |  | FFL5219 |  | TMC |  | Rental | [7 empty] | PUMPINFUSION-ALARIS-Medley 8100 |  | MEDLEY PUMP MODULE LVP *MEMORIAL HERMANN |  |  | PUMPINFUSION-ALARIS-Medley 8100 | [6 empty] | Verified as Rental |  |  | MHHS-TMC
NO | YES |  |  |  | FFL5221 |  | CAREFUSION | 8100M |  |  | Rental | MHHS-TMC |  |  |  | FFL5221 |  | TMC |  | Rental | [7 empty] | PUMPINFUSION-ALARIS-Medley 8100 |  | MEDLEY PUMP MODULE LVP *MEMORIAL HERMANN |  |  | PUMPINFUSION-ALARIS-Medley 8100 | [6 empty] | Verified as Rental |  |  | MHHS-TMC
NO | YES |  |  |  | FFL5227 |  | CAREFUSION | 8100M |  |  | Rental | MHHS-TMC |  |  |  | FFL5227 |  | TMC |  | Rental | [7 empty] | PUMPINFUSION-ALARIS-Medley 8100 |  | MEDLEY PUMP MODULE LVP *MEMORIAL HERMANN |  |  | PUMPINFUSION-ALARIS-Medley 8100 | [6 empty] | Verified as Rental |  |  | MHHS-TMC
NO | YES |  |  |  | FFL5233 |  | CAREFUSION | 8100M |  |  | Rental | MHHS-TMC |  |  |  | FFL5233 |  | TMC |  | Rental | [7 empty] | PUMPINFUSION-ALARIS-Medley 8100 |  | MEDLEY PUMP MODULE LVP *MEMORIAL HERMANN |  |  | PUMPINFUSION-ALARIS-Medley 8100 | [6 empty] | Verified as Rental |  |  | MHHS-TMC
NO | YES |  |  |  | FFL5238 |  | CAREFUSION | 8100M |  |  | Rental | MHHS-TMC |  |  |  | FFL5238 |  | TMC |  | Rental | [7 empty] | PUMPINFUSION-ALARIS-Medley 8100 |  | MEDLEY PUMP MODULE LVP *MEMORIAL HERMANN |  |  | PUMPINFUSION-ALARIS-Medley 8100 | [6 empty] | Verified as Rental |  |  | MHHS-TMC
NO | YES |  |  |  | FFL5248 |  | CAREFUSION | 8100M |  |  | Rental | MHHS-TMC |  |  |  | FFL5248 |  | TMC |  | Rental | [7 empty] | PUMPINFUSION-ALARIS-Medley 8100 |  | MEDLEY PUMP MODULE LVP *MEMORIAL HERMANN |  |  | PUMPINFUSION-ALARIS-Medley 8100 | [6 empty] | Verified as Rental |  |  | MHHS-TMC
NO | YES |  |  |  | FFL5261 |  | CAREFUSION | 8100M |  |  | Rental | MHHS-TMC |  |  |  | FFL5261 |  | TMC |  | Rental | [7 empty] | PUMPINFUSION-ALARIS-Medley 8100 |  | MEDLEY PUMP MODULE LVP *MEMORIAL HERMANN |  |  | PUMPINFUSION-ALARIS-Medley 8100 | [6 empty] | Verified as Rental |  |  | MHHS-TMC
NO | YES |  |  |  | FFL5279 |  | CAREFUSION | 8100M |  |  | Rental | MHHS-TMC |  |  |  | FFL5279 |  | TMC |  | Rental | [7 empty] | PUMPINFUSION-ALARIS-Medley 8100 |  | MEDLEY PUMP MODULE LVP *MEMORIAL HERMANN |  |  | PUMPINFUSION-ALARIS-Medley 8100 | [6 empty] | Verified as Rental |  |  | MHHS-TMC
NO | YES |  |  |  | FFL5281 |  | CAREFUSION | 8100M |  |  | Rental | MHHS-TMC |  |  |  | FFL5281 |  | TMC |  | Rental | [7 empty] | PUMPINFUSION-ALARIS-Medley 8100 |  | MEDLEY PUMP MODULE LVP *MEMORIAL HERMANN |  |  | PUMPINFUSION-ALARIS-Medley 8100 | [6 empty] | Verified as Rental |  |  | MHHS-TMC
NO | YES |  |  |  | FFL5286 |  | CAREFUSION | 8100M |  |  | Rental | MHHS-TMC |  |  |  | FFL5286 |  | TMC |  | Rental | [7 empty] | PUMPINFUSION-ALARIS-Medley 8100 |  | MEDLEY PUMP MODULE LVP *MEMORIAL HERMANN |  |  | PUMPINFUSION-ALARIS-Medley 8100 | [6 empty] | Verified as Rental |  |  | MHHS-TMC
NO | YES |  |  |  | FFL5288 |  | CAREFUSION | 8100M |  |  | Rental | MHHS-TMC |  |  |  | FFL5288 |  | TMC |  | Rental | [7 empty] | PUMPINFUSION-ALARIS-Medley 8100 |  | MEDLEY PUMP MODULE LVP *MEMORIAL HERMANN |  |  | PUMPINFUSION-ALARIS-Medley 8100 | [6 empty] | Verified as Rental |  |  | MHHS-TMC
NO | YES |  |  |  | FFL5290 |  | CAREFUSION | 8100M |  |  | Rental | MHHS-TMC |  |  |  | FFL5290 |  | TMC |  | Rental | [7 empty] | PUMPINFUSION-ALARIS-Medley 8100 |  | MEDLEY PUMP MODULE LVP *MEMORIAL HERMANN |  |  | PUMPINFUSION-ALARIS-Medley 8100 | [6 empty] | Verified as Rental |  |  | MHHS-TMC
NO | YES |  |  |  | FFL5291 |  | CAREFUSION | 8100M |  |  | Rental | MHHS-TMC |  |  |  | FFL5291 |  | TMC |  | Rental | [7 empty] | PUMPINFUSION-ALARIS-Medley 8100 |  | MEDLEY PUMP MODULE LVP *MEMORIAL HERMANN |  |  | PUMPINFUSION-ALARIS-Medley 8100 | [6 empty] | Verified as Rental |  |  | MHHS-TMC
NO | YES |  |  |  | FFL5292 |  | CAREFUSION | 8100M |  |  | Rental | MHHS-TMC |  |  |  | FFL5292 |  | TMC |  | Rental | [7 empty] | PUMPINFUSION-ALARIS-Medley 8100 |  | MEDLEY PUMP MODULE LVP *MEMORIAL HERMANN |  |  | PUMPINFUSION-ALARIS-Medley 8100 | [6 empty] | Verified as Rental |  |  | MHHS-TMC
NO | YES |  |  |  | FFL5294 |  | CAREFUSION | 8100M |  |  | Rental | MHHS-TMC |  |  |  | FFL5294 |  | TMC |  | Rental | [7 empty] | PUMPINFUSION-ALARIS-Medley 8100 |  | MEDLEY PUMP MODULE LVP *MEMORIAL HERMANN |  |  | PUMPINFUSION-ALARIS-Medley 8100 | [6 empty] | Verified as Rental |  |  | MHHS-TMC
NO | YES |  |  |  | FFL5302 |  | CAREFUSION | 8100M |  |  | Rental | MHHS-TMC |  |  |  | FFL5302 |  | TMC |  | Rental | [7 empty] | PUMPINFUSION-ALARIS-Medley 8100 |  | MEDLEY PUMP MODULE LVP *MEMORIAL HERMANN |  |  | PUMPINFUSION-ALARIS-Medley 8100 | [6 empty] | Verified as Rental |  |  | MHHS-TMC
NO | YES |  |  |  | FFL5303 |  | CAREFUSION | 8100M |  |  | Rental | MHHS-TMC |  |  |  | FFL5303 |  | TMC |  | Rental | [7 empty] | PUMPINFUSION-ALARIS-Medley 8100 |  | MEDLEY PUMP MODULE LVP *MEMORIAL HERMANN |  |  | PUMPINFUSION-ALARIS-Medley 8100 | [6 empty] | Verified as Rental |  |  | MHHS-TMC
NO | YES |  |  |  | FFL5304 |  | CAREFUSION | 8100M |  |  | Rental | MHHS-TMC |  |  |  | FFL5304 |  | TMC |  | Rental | [7 empty] | PUMPINFUSION-ALARIS-Medley 8100 |  | MEDLEY PUMP MODULE LVP *MEMORIAL HERMANN |  |  | PUMPINFUSION-ALARIS-Medley 8100 | [6 empty] | Verified as Rental |  |  | MHHS-TMC
NO | YES |  |  |  | FFL5305 |  | CAREFUSION | 8100M |  |  | Rental | MHHS-TMC |  |  |  | FFL5305 |  | TMC |  | Rental | [7 empty] | PUMPINFUSION-ALARIS-Medley 8100 |  | MEDLEY PUMP MODULE LVP *MEMORIAL HERMANN |  |  | PUMPINFUSION-ALARIS-Medley 8100 | [6 empty] | Verified as Rental |  |  | MHHS-TMC
NO | YES |  |  |  | FFL5307 |  | CAREFUSION | 8100M |  |  | Rental | MHHS-TMC |  |  |  | FFL5307 |  | TMC |  | Rental | [7 empty] | PUMPINFUSION-ALARIS-Medley 8100 |  | MEDLEY PUMP MODULE LVP *MEMORIAL HERMANN |  |  | PUMPINFUSION-ALARIS-Medley 8100 | [6 empty] | Verified as Rental |  |  | MHHS-TMC
NO | YES |  |  |  | FFL5310 |  | CAREFUSION | 8100M |  |  | Rental | MHHS-TMC |  |  |  | FFL5310 |  | TMC |  | Rental | [7 empty] | PUMPINFUSION-ALARIS-Medley 8100 |  | MEDLEY PUMP MODULE LVP *MEMORIAL HERMANN |  |  | PUMPINFUSION-ALARIS-Medley 8100 | [6 empty] | Verified as Rental |  |  | MHHS-TMC
NO | YES |  |  |  | FFL5327 |  | CAREFUSION | 8100M |  |  | Rental | MHHS-TMC |  |  |  | FFL5327 |  | TMC |  | Rental | [7 empty] | PUMPINFUSION-ALARIS-Medley 8100 |  | MEDLEY PUMP MODULE LVP *MEMORIAL HERMANN |  |  | PUMPINFUSION-ALARIS-Medley 8100 | [6 empty] | Verified as Rental |  |  | MHHS-TMC
NO | YES |  |  |  | FFL5329 |  | CAREFUSION | 8100M |  |  | Rental | MHHS-TMC |  |  |  | FFL5329 |  | TMC |  | Rental | [7 empty] | PUMPINFUSION-ALARIS-Medley 8100 |  | MEDLEY PUMP MODULE LVP *MEMORIAL HERMANN |  |  | PUMPINFUSION-ALARIS-Medley 8100 | [6 empty] | Verified as Rental |  |  | MHHS-TMC
NO | YES |  |  |  | FFL5330 |  | CAREFUSION | 8100M |  |  | Rental | MHHS-TMC |  |  |  | FFL5330 |  | TMC |  | Rental | [7 empty] | PUMPINFUSION-ALARIS-Medley 8100 |  | MEDLEY PUMP MODULE LVP *MEMORIAL HERMANN |  |  | PUMPINFUSION-ALARIS-Medley 8100 | [6 empty] | Verified as Rental |  |  | MHHS-TMC
NO | YES |  |  |  | FFL5332 |  | CAREFUSION | 8100M |  |  | Rental | MHHS-TMC |  |  |  | FFL5332 |  | TMC |  | Rental | [7 empty] | PUMPINFUSION-ALARIS-Medley 8100 |  | MEDLEY PUMP MODULE LVP *MEMORIAL HERMANN |  |  | PUMPINFUSION-ALARIS-Medley 8100 | [6 empty] | Verified as Rental |  |  | MHHS-TMC
NO | YES |  |  |  | FFL5334 |  | CAREFUSION | 8100M |  |  | Rental | MHHS-TMC |  |  |  | FFL5334 |  | TMC |  | Rental | [7 empty] | PUMPINFUSION-ALARIS-Medley 8100 |  | MEDLEY PUMP MODULE LVP *MEMORIAL HERMANN |  |  | PUMPINFUSION-ALARIS-Medley 8100 | [6 empty] | Verified as Rental |  |  | MHHS-TMC
NO | YES |  |  |  | FFL5350 |  | CAREFUSION | 8100M |  |  | Rental | MHHS-TMC |  |  |  | FFL5350 |  | TMC |  | Rental | [7 empty] | PUMPINFUSION-ALARIS-Medley 8100 |  | MEDLEY PUMP MODULE LVP *MEMORIAL HERMANN |  |  | PUMPINFUSION-ALARIS-Medley 8100 | [6 empty] | Verified as Rental |  |  | MHHS-TMC
NO | YES |  |  |  | FFL5352 |  | CAREFUSION | 8100M |  |  | Rental | MHHS-TMC |  |  |  | FFL5352 |  | TMC |  | Rental | [7 empty] | PUMPINFUSION-ALARIS-Medley 8100 |  | MEDLEY PUMP MODULE LVP *MEMORIAL HERMANN |  |  | PUMPINFUSION-ALARIS-Medley 8100 | [6 empty] | Verified as Rental |  |  | MHHS-TMC
NO | YES |  |  |  | FFL5359 |  | CAREFUSION | 8100M |  |  | Rental | MHHS-TMC |  |  |  | FFL5359 |  | TMC |  | Rental | [7 empty] | PUMPINFUSION-ALARIS-Medley 8100 |  | MEDLEY PUMP MODULE LVP *MEMORIAL HERMANN |  |  | PUMPINFUSION-ALARIS-Medley 8100 | [6 empty] | Verified as Rental |  |  | MHHS-TMC
NO | YES |  |  |  | FFL5364 |  | CAREFUSION | 8100M |  |  | Rental | MHHS-TMC |  |  |  | FFL5364 |  | TMC |  | Rental | [7 empty] | PUMPINFUSION-ALARIS-Medley 8100 |  | MEDLEY PUMP MODULE LVP *MEMORIAL HERMANN |  |  | PUMPINFUSION-ALARIS-Medley 8100 | [6 empty] | Verified as Rental |  |  | MHHS-TMC
NO | YES |  |  |  | FFL5368 |  | CAREFUSION | 8100M |  |  | Rental | MHHS-TMC |  |  |  | FFL5368 |  | TMC |  | Rental | [7 empty] | PUMPINFUSION-ALARIS-Medley 8100 |  | MEDLEY PUMP MODULE LVP *MEMORIAL HERMANN |  |  | PUMPINFUSION-ALARIS-Medley 8100 | [6 empty] | Verified as Rental |  |  | MHHS-TMC
NO | YES |  |  |  | FFL5377 |  | CAREFUSION | 8100M |  |  | Rental | MHHS-TMC |  |  |  | FFL5377 |  | TMC |  | Rental | [7 empty] | PUMPINFUSION-ALARIS-Medley 8100 |  | MEDLEY PUMP MODULE LVP *MEMORIAL HERMANN |  |  | PUMPINFUSION-ALARIS-Medley 8100 | [6 empty] | Verified as Rental |  |  | MHHS-TMC
NO | YES |  |  |  | FFL5379 |  | CAREFUSION | 8100M |  |  | Rental | MHHS-TMC |  |  |  | FFL5379 |  | TMC |  | Rental | [7 empty] | PUMPINFUSION-ALARIS-Medley 8100 |  | MEDLEY PUMP MODULE LVP *MEMORIAL HERMANN |  |  | PUMPINFUSION-ALARIS-Medley 8100 | [6 empty] | Verified as Rental |  |  | MHHS-TMC
NO | YES |  |  |  | FFL5380 |  | CAREFUSION | 8100M |  |  | Rental | MHHS-TMC |  |  |  | FFL5380 |  | TMC |  | Rental | [7 empty] | PUMPINFUSION-ALARIS-Medley 8100 |  | MEDLEY PUMP MODULE LVP *MEMORIAL HERMANN |  |  | PUMPINFUSION-ALARIS-Medley 8100 | [6 empty] | Verified as Rental |  |  | MHHS-TMC
NO | YES |  |  |  | FFL5381 |  | CAREFUSION | 8100M |  |  | Rental | MHHS-TMC |  |  |  | FFL5381 |  | TMC |  | Rental | [7 empty] | PUMPINFUSION-ALARIS-Medley 8100 |  | MEDLEY PUMP MODULE LVP *MEMORIAL HERMANN |  |  | PUMPINFUSION-ALARIS-Medley 8100 | [6 empty] | Verified as Rental |  |  | MHHS-TMC
NO | YES |  |  |  | FFL5389 |  | CAREFUSION | 8100M |  |  | Rental | MHHS-TMC |  |  |  | FFL5389 |  | TMC |  | Rental | [7 empty] | PUMPINFUSION-ALARIS-Medley 8100 |  | MEDLEY PUMP MODULE LVP *MEMORIAL HERMANN |  |  | PUMPINFUSION-ALARIS-Medley 8100 | [6 empty] | Verified as Rental |  |  | MHHS-TMC
NO | YES |  |  |  | FFL5391 |  | CAREFUSION | 8100M |  |  | Rental | MHHS-TMC |  |  |  | FFL5391 |  | TMC |  | Rental | [7 empty] | PUMPINFUSION-ALARIS-Medley 8100 |  | MEDLEY PUMP MODULE LVP *MEMORIAL HERMANN |  |  | PUMPINFUSION-ALARIS-Medley 8100 | [6 empty] | Verified as Rental |  |  | MHHS-TMC
NO | YES |  |  |  | FFL5392 |  | CAREFUSION | 8100M |  |  | Rental | MHHS-TMC |  |  |  | FFL5392 |  | TMC |  | Rental | [7 empty] | PUMPINFUSION-ALARIS-Medley 8100 |  | MEDLEY PUMP MODULE LVP *MEMORIAL HERMANN |  |  | PUMPINFUSION-ALARIS-Medley 8100 | [6 empty] | Verified as Rental |  |  | MHHS-TMC
NO | YES |  |  |  | FFL5394 |  | CAREFUSION | 8100M |  |  | Rental | MHHS-TMC |  |  |  | FFL5394 |  | TMC |  | Rental | [7 empty] | PUMPINFUSION-ALARIS-Medley 8100 |  | MEDLEY PUMP MODULE LVP *MEMORIAL HERMANN |  |  | PUMPINFUSION-ALARIS-Medley 8100 | [6 empty] | Verified as Rental |  |  | MHHS-TMC
NO | YES |  |  |  | FFL5395 |  | CAREFUSION | 8100M |  |  | Rental | MHHS-TMC |  |  |  | FFL5395 |  | TMC |  | Rental | [7 empty] | PUMPINFUSION-ALARIS-Medley 8100 |  | MEDLEY PUMP MODULE LVP *MEMORIAL HERMANN |  |  | PUMPINFUSION-ALARIS-Medley 8100 | [6 empty] | Verified as Rental |  |  | MHHS-TMC
NO | YES |  |  |  | FFL5397 |  | CAREFUSION | 8100M |  |  | Rental | MHHS-TMC |  |  |  | FFL5397 |  | TMC |  | Rental | [7 empty] | PUMPINFUSION-ALARIS-Medley 8100 |  | MEDLEY PUMP MODULE LVP *MEMORIAL HERMANN |  |  | PUMPINFUSION-ALARIS-Medley 8100 | [6 empty] | Verified as Rental |  |  | MHHS-TMC
NO | YES |  |  |  | FFL5399 |  | CAREFUSION | 8100M |  |  | Rental | MHHS-TMC |  |  |  | FFL5399 |  | TMC |  | Rental | [7 empty] | PUMPINFUSION-ALARIS-Medley 8100 |  | MEDLEY PUMP MODULE LVP *MEMORIAL HERMANN |  |  | PUMPINFUSION-ALARIS-Medley 8100 | [6 empty] | Verified as Rental |  |  | MHHS-TMC
NO | YES |  |  |  | FFL5405 |  | CAREFUSION | 8100M |  |  | Rental | MHHS-TMC |  |  |  | FFL5405 |  | TMC |  | Rental | [7 empty] | PUMPINFUSION-ALARIS-Medley 8100 |  | MEDLEY PUMP MODULE LVP *MEMORIAL HERMANN |  |  | PUMPINFUSION-ALARIS-Medley 8100 | [6 empty] | Verified as Rental |  |  | MHHS-TMC
NO | YES |  |  |  | FFL5408 |  | CAREFUSION | 8100M |  |  | Rental | MHHS-TMC |  |  |  | FFL5408 |  | TMC |  | Rental | [7 empty] | PUMPINFUSION-ALARIS-Medley 8100 |  | MEDLEY PUMP MODULE LVP *MEMORIAL HERMANN |  |  | PUMPINFUSION-ALARIS-Medley 8100 | [6 empty] | Verified as Rental |  |  | MHHS-TMC
NO | YES |  |  |  | FFL5409 |  | CAREFUSION | 8100M |  |  | Rental | MHHS-TMC |  |  |  | FFL5409 |  | TMC |  | Rental | [7 empty] | PUMPINFUSION-ALARIS-Medley 8100 |  | MEDLEY PUMP MODULE LVP *MEMORIAL HERMANN |  |  | PUMPINFUSION-ALARIS-Medley 8100 | [6 empty] | Verified as Rental |  |  | MHHS-TMC
NO | YES |  |  |  | FFL5418 |  | CAREFUSION | 8100M |  |  | Rental | MHHS-TMC |  |  |  | FFL5418 |  | TMC |  | Rental | [7 empty] | PUMPINFUSION-ALARIS-Medley 8100 |  | MEDLEY PUMP MODULE LVP *MEMORIAL HERMANN |  |  | PUMPINFUSION-ALARIS-Medley 8100 | [6 empty] | Verified as Rental |  |  | MHHS-TMC
NO | YES |  |  |  | FFL5422 |  | CAREFUSION | 8100M |  |  | Rental | MHHS-TMC |  |  |  | FFL5422 |  | TMC |  | Rental | [7 empty] | PUMPINFUSION-ALARIS-Medley 8100 |  | MEDLEY PUMP MODULE LVP *MEMORIAL HERMANN |  |  | PUMPINFUSION-ALARIS-Medley 8100 | [6 empty] | Verified as Rental |  |  | MHHS-TMC
NO | YES |  |  |  | FFL5423 |  | CAREFUSION | 8100M |  |  | Rental | MHHS-TMC |  |  |  | FFL5423 |  | TMC |  | Rental | [7 empty] | PUMPINFUSION-ALARIS-Medley 8100 |  | MEDLEY PUMP MODULE LVP *MEMORIAL HERMANN |  |  | PUMPINFUSION-ALARIS-Medley 8100 | [6 empty] | Verified as Rental |  |  | MHHS-TMC
NO | YES |  |  |  | FFL5425 |  | CAREFUSION | 8100M |  |  | Rental | MHHS-TMC |  |  |  | FFL5425 |  | TMC |  | Rental | [7 empty] | PUMPINFUSION-ALARIS-Medley 8100 |  | MEDLEY PUMP MODULE LVP *MEMORIAL HERMANN |  |  | PUMPINFUSION-ALARIS-Medley 8100 | [6 empty] | Verified as Rental |  |  | MHHS-TMC
NO | YES |  |  |  | FFL5427 |  | CAREFUSION | 8100M |  |  | Rental | MHHS-TMC |  |  |  | FFL5427 |  | TMC |  | Rental | [7 empty] | PUMPINFUSION-ALARIS-Medley 8100 |  | MEDLEY PUMP MODULE LVP *MEMORIAL HERMANN |  |  | PUMPINFUSION-ALARIS-Medley 8100 | [6 empty] | Verified as Rental |  |  | MHHS-TMC
NO | YES |  |  |  | FFL5428 |  | CAREFUSION | 8100M |  |  | Rental | MHHS-TMC |  |  |  | FFL5428 |  | TMC |  | Rental | [7 empty] | PUMPINFUSION-ALARIS-Medley 8100 |  | MEDLEY PUMP MODULE LVP *MEMORIAL HERMANN |  |  | PUMPINFUSION-ALARIS-Medley 8100 | [6 empty] | Verified as Rental |  |  | MHHS-TMC
NO | YES |  |  |  | FFL5433 |  | CAREFUSION | 8100M |  |  | Rental | MHHS-TMC |  |  |  | FFL5433 |  | TMC |  | Rental | [7 empty] | PUMPINFUSION-ALARIS-Medley 8100 |  | MEDLEY PUMP MODULE LVP *MEMORIAL HERMANN |  |  | PUMPINFUSION-ALARIS-Medley 8100 | [6 empty] | Verified as Rental |  |  | MHHS-TMC
NO | YES |  |  |  | FFL5438 |  | CAREFUSION | 8100M |  |  | Rental | MHHS-TMC |  |  |  | FFL5438 |  | TMC |  | Rental | [7 empty] | PUMPINFUSION-ALARIS-Medley 8100 |  | MEDLEY PUMP MODULE LVP *MEMORIAL HERMANN |  |  | PUMPINFUSION-ALARIS-Medley 8100 | [6 empty] | Verified as Rental |  |  | MHHS-TMC
NO | YES |  |  |  | FFL5439 |  | CAREFUSION | 8100M |  |  | Rental | MHHS-TMC |  |  |  | FFL5439 |  | TMC |  | Rental | [7 empty] | PUMPINFUSION-ALARIS-Medley 8100 |  | MEDLEY PUMP MODULE LVP *MEMORIAL HERMANN |  |  | PUMPINFUSION-ALARIS-Medley 8100 | [6 empty] | Verified as Rental |  |  | MHHS-TMC
NO | YES |  |  |  | FFL5441 |  | CAREFUSION | 8100M |  |  | Rental | MHHS-TMC |  |  |  | FFL5441 |  | TMC |  | Rental | [7 empty] | PUMPINFUSION-ALARIS-Medley 8100 |  | MEDLEY PUMP MODULE LVP *MEMORIAL HERMANN |  |  | PUMPINFUSION-ALARIS-Medley 8100 | [6 empty] | Verified as Rental |  |  | MHHS-TMC
NO | YES |  |  |  | FFL5447 |  | CAREFUSION | 8100M |  |  | Rental | MHHS-TMC |  |  |  | FFL5447 |  | TMC |  | Rental | [7 empty] | PUMPINFUSION-ALARIS-Medley 8100 |  | MEDLEY PUMP MODULE LVP *MEMORIAL HERMANN |  |  | PUMPINFUSION-ALARIS-Medley 8100 | [6 empty] | Verified as Rental |  |  | MHHS-TMC
NO | YES |  |  |  | FFL5454 |  | CAREFUSION | 8100M |  |  | Rental | MHHS-TMC |  |  |  | FFL5454 |  | TMC |  | Rental | [7 empty] | PUMPINFUSION-ALARIS-Medley 8100 |  | MEDLEY PUMP MODULE LVP *MEMORIAL HERMANN |  |  | PUMPINFUSION-ALARIS-Medley 8100 | [6 empty] | Verified as Rental |  |  | MHHS-TMC
NO | YES |  |  |  | FFL5456 |  | CAREFUSION | 8100M |  |  | Rental | MHHS-TMC |  |  |  | FFL5456 |  | TMC |  | Rental | [7 empty] | PUMPINFUSION-ALARIS-Medley 8100 |  | MEDLEY PUMP MODULE LVP *MEMORIAL HERMANN |  |  | PUMPINFUSION-ALARIS-Medley 8100 | [6 empty] | Verified as Rental |  |  | MHHS-TMC
NO | YES |  |  |  | FFL5460 |  | CAREFUSION | 8100M |  |  | Rental | MHHS-TMC |  |  |  | FFL5460 |  | TMC |  | Rental | [7 empty] | PUMPINFUSION-ALARIS-Medley 8100 |  | MEDLEY PUMP MODULE LVP *MEMORIAL HERMANN |  |  | PUMPINFUSION-ALARIS-Medley 8100 | [6 empty] | Verified as Rental |  |  | MHHS-TMC
NO | YES |  |  |  | FFL5463 |  | CAREFUSION | 8100M |  |  | Rental | MHHS-TMC |  |  |  | FFL5463 |  | TMC |  | Rental | [7 empty] | PUMPINFUSION-ALARIS-Medley 8100 |  | MEDLEY PUMP MODULE LVP *MEMORIAL HERMANN |  |  | PUMPINFUSION-ALARIS-Medley 8100 | [6 empty] | Verified as Rental |  |  | MHHS-TMC
NO | YES |  |  |  | FFL5466 |  | CAREFUSION | 8100M |  |  | Rental | MHHS-TMC |  |  |  | FFL5466 |  | TMC |  | Rental | [7 empty] | PUMPINFUSION-ALARIS-Medley 8100 |  | MEDLEY PUMP MODULE LVP *MEMORIAL HERMANN |  |  | PUMPINFUSION-ALARIS-Medley 8100 | [6 empty] | Verified as Rental |  |  | MHHS-TMC
NO | YES |  |  |  | FFL5467 |  | CAREFUSION | 8100M |  |  | Rental | MHHS-TMC |  |  |  | FFL5467 |  | TMC |  | Rental | [7 empty] | PUMPINFUSION-ALARIS-Medley 8100 |  | MEDLEY PUMP MODULE LVP *MEMORIAL HERMANN |  |  | PUMPINFUSION-ALARIS-Medley 8100 | [6 empty] | Verified as Rental |  |  | MHHS-TMC
NO | YES |  |  |  | FFL5475 |  | CAREFUSION | 8100M |  |  | Rental | MHHS-TMC |  |  |  | FFL5475 |  | TMC |  | Rental | [7 empty] | PUMPINFUSION-ALARIS-Medley 8100 |  | MEDLEY PUMP MODULE LVP *MEMORIAL HERMANN |  |  | PUMPINFUSION-ALARIS-Medley 8100 | [6 empty] | Verified as Rental |  |  | MHHS-TMC
NO | YES |  |  |  | FFL5478 |  | CAREFUSION | 8100M |  |  | Rental | MHHS-TMC |  |  |  | FFL5478 |  | TMC |  | Rental | [7 empty] | PUMPINFUSION-ALARIS-Medley 8100 |  | MEDLEY PUMP MODULE LVP *MEMORIAL HERMANN |  |  | PUMPINFUSION-ALARIS-Medley 8100 | [6 empty] | Verified as Rental |  |  | MHHS-TMC
NO | YES |  |  |  | FFL5482 |  | CAREFUSION | 8100M |  |  | Rental | MHHS-TMC |  |  |  | FFL5482 |  | TMC |  | Rental | [7 empty] | PUMPINFUSION-ALARIS-Medley 8100 |  | MEDLEY PUMP MODULE LVP *MEMORIAL HERMANN |  |  | PUMPINFUSION-ALARIS-Medley 8100 | [6 empty] | Verified as Rental |  |  | MHHS-TMC
NO | YES |  |  |  | FFL5485 |  | CAREFUSION | 8100M |  |  | Rental | MHHS-TMC |  |  |  | FFL5485 |  | TMC |  | Rental | [7 empty] | PUMPINFUSION-ALARIS-Medley 8100 |  | MEDLEY PUMP MODULE LVP *MEMORIAL HERMANN |  |  | PUMPINFUSION-ALARIS-Medley 8100 | [6 empty] | Verified as Rental |  |  | MHHS-TMC
NO | YES |  |  |  | FFL5490 |  | CAREFUSION | 8100M |  |  | Rental | MHHS-TMC |  |  |  | FFL5490 |  | TMC |  | Rental | [7 empty] | PUMPINFUSION-ALARIS-Medley 8100 |  | MEDLEY PUMP MODULE LVP *MEMORIAL HERMANN |  |  | PUMPINFUSION-ALARIS-Medley 8100 | [6 empty] | Verified as Rental |  |  | MHHS-TMC
NO | YES |  |  |  | FFL5498 |  | CAREFUSION | 8100M |  |  | Rental | MHHS-TMC |  |  |  | FFL5498 |  | TMC |  | Rental | [7 empty] | PUMPINFUSION-ALARIS-Medley 8100 |  | MEDLEY PUMP MODULE LVP *MEMORIAL HERMANN |  |  | PUMPINFUSION-ALARIS-Medley 8100 | [6 empty] | Verified as Rental |  |  | MHHS-TMC
NO | YES |  |  |  | FFL5504 |  | CAREFUSION | 8100M |  |  | Rental | MHHS-TMC |  |  |  | FFL5504 |  | TMC |  | Rental | [7 empty] | PUMPINFUSION-ALARIS-Medley 8100 |  | MEDLEY PUMP MODULE LVP *MEMORIAL HERMANN |  |  | PUMPINFUSION-ALARIS-Medley 8100 | [6 empty] | Verified as Rental |  |  | MHHS-TMC
NO | YES |  |  |  | FFL5507 |  | CAREFUSION | 8100M |  |  | Rental | MHHS-TMC |  |  |  | FFL5507 |  | TMC |  | Rental | [7 empty] | PUMPINFUSION-ALARIS-Medley 8100 |  | MEDLEY PUMP MODULE LVP *MEMORIAL HERMANN |  |  | PUMPINFUSION-ALARIS-Medley 8100 | [6 empty] | Verified as Rental |  |  | MHHS-TMC
NO | YES |  |  |  | FFL5510 |  | CAREFUSION | 8100M |  |  | Rental | MHHS-TMC |  |  |  | FFL5510 |  | TMC |  | Rental | [7 empty] | PUMPINFUSION-ALARIS-Medley 8100 |  | MEDLEY PUMP MODULE LVP *MEMORIAL HERMANN |  |  | PUMPINFUSION-ALARIS-Medley 8100 | [6 empty] | Verified as Rental |  |  | MHHS-TMC
NO | YES |  |  |  | FFL5514 |  | CAREFUSION | 8100M |  |  | Rental | MHHS-TMC |  |  |  | FFL5514 |  | TMC |  | Rental | [7 empty] | PUMPINFUSION-ALARIS-Medley 8100 |  | MEDLEY PUMP MODULE LVP *MEMORIAL HERMANN |  |  | PUMPINFUSION-ALARIS-Medley 8100 | [6 empty] | Verified as Rental |  |  | MHHS-TMC
NO | YES |  |  |  | FFL5517 |  | CAREFUSION | 8100M |  |  | Rental | MHHS-TMC |  |  |  | FFL5517 |  | TMC |  | Rental | [7 empty] | PUMPINFUSION-ALARIS-Medley 8100 |  | MEDLEY PUMP MODULE LVP *MEMORIAL HERMANN |  |  | PUMPINFUSION-ALARIS-Medley 8100 | [6 empty] | Verified as Rental |  |  | MHHS-TMC
NO | YES |  |  |  | FFL5521 |  | CAREFUSION | 8100M |  |  | Rental | MHHS-TMC |  |  |  | FFL5521 |  | TMC |  | Rental | [7 empty] | PUMPINFUSION-ALARIS-Medley 8100 |  | MEDLEY PUMP MODULE LVP *MEMORIAL HERMANN |  |  | PUMPINFUSION-ALARIS-Medley 8100 | [6 empty] | Verified as Rental |  |  | MHHS-TMC
NO | YES |  |  |  | FFL5539 |  | CAREFUSION | 8100M |  |  | Rental | MHHS-TMC |  |  |  | FFL5539 |  | TMC |  | Rental | [7 empty] | PUMPINFUSION-ALARIS-Medley 8100 |  | MEDLEY PUMP MODULE LVP *MEMORIAL HERMANN |  |  | PUMPINFUSION-ALARIS-Medley 8100 | [6 empty] | Verified as Rental |  |  | MHHS-TMC
NO | YES |  |  |  | FFL5541 |  | CAREFUSION | 8100M |  |  | Rental | MHHS-TMC |  |  |  | FFL5541 |  | TMC |  | Rental | [7 empty] | PUMPINFUSION-ALARIS-Medley 8100 |  | MEDLEY PUMP MODULE LVP *MEMORIAL HERMANN |  |  | PUMPINFUSION-ALARIS-Medley 8100 | [6 empty] | Verified as Rental |  |  | MHHS-TMC
NO | YES |  |  |  | FFL5543 |  | CAREFUSION | 8100M |  |  | Rental | MHHS-TMC |  |  |  | FFL5543 |  | TMC |  | Rental | [7 empty] | PUMPINFUSION-ALARIS-Medley 8100 |  | MEDLEY PUMP MODULE LVP *MEMORIAL HERMANN |  |  | PUMPINFUSION-ALARIS-Medley 8100 | [6 empty] | Verified as Rental |  |  | MHHS-TMC
NO | YES |  |  |  | FFL5545 |  | CAREFUSION | 8100M |  |  | Rental | MHHS-TMC |  |  |  | FFL5545 |  | TMC |  | Rental | [7 empty] | PUMPINFUSION-ALARIS-Medley 8100 |  | MEDLEY PUMP MODULE LVP *MEMORIAL HERMANN |  |  | PUMPINFUSION-ALARIS-Medley 8100 | [6 empty] | Verified as Rental |  |  | MHHS-TMC
NO | YES |  |  |  | FFL5552 |  | CAREFUSION | 8100M |  |  | Rental | MHHS-TMC |  |  |  | FFL5552 |  | TMC |  | Rental | [7 empty] | PUMPINFUSION-ALARIS-Medley 8100 |  | MEDLEY PUMP MODULE LVP *MEMORIAL HERMANN |  |  | PUMPINFUSION-ALARIS-Medley 8100 | [6 empty] | Verified as Rental |  |  | MHHS-TMC
NO | YES |  |  |  | FFL5553 |  | CAREFUSION | 8100M |  |  | Rental | MHHS-TMC |  |  |  | FFL5553 |  | TMC |  | Rental | [7 empty] | PUMPINFUSION-ALARIS-Medley 8100 |  | MEDLEY PUMP MODULE LVP *MEMORIAL HERMANN |  |  | PUMPINFUSION-ALARIS-Medley 8100 | [6 empty] | Verified as Rental |  |  | MHHS-TMC
NO | YES |  |  |  | FFL5556 |  | CAREFUSION | 8100M |  |  | Rental | MHHS-TMC |  |  |  | FFL5556 |  | TMC |  | Rental | [7 empty] | PUMPINFUSION-ALARIS-Medley 8100 |  | MEDLEY PUMP MODULE LVP *MEMORIAL HERMANN |  |  | PUMPINFUSION-ALARIS-Medley 8100 | [6 empty] | Verified as Rental |  |  | MHHS-TMC
NO | YES |  |  |  | FFL5561 |  | CAREFUSION | 8100M |  |  | Rental | MHHS-TMC |  |  |  | FFL5561 |  | TMC |  | Rental | [7 empty] | PUMPINFUSION-ALARIS-Medley 8100 |  | MEDLEY PUMP MODULE LVP *MEMORIAL HERMANN |  |  | PUMPINFUSION-ALARIS-Medley 8100 | [6 empty] | Verified as Rental |  |  | MHHS-TMC
NO | YES |  |  |  | FFL5564 |  | CAREFUSION | 8100M |  |  | Rental | MHHS-TMC |  |  |  | FFL5564 |  | TMC |  | Rental | [7 empty] | PUMPINFUSION-ALARIS-Medley 8100 |  | MEDLEY PUMP MODULE LVP *MEMORIAL HERMANN |  |  | PUMPINFUSION-ALARIS-Medley 8100 | [6 empty] | Verified as Rental |  |  | MHHS-TMC
NO | YES |  |  |  | FFL5571 |  | CAREFUSION | 8100M |  |  | Rental | MHHS-TMC |  |  |  | FFL5571 |  | TMC |  | Rental | [7 empty] | PUMPINFUSION-ALARIS-Medley 8100 |  | MEDLEY PUMP MODULE LVP *MEMORIAL HERMANN |  |  | PUMPINFUSION-ALARIS-Medley 8100 | [6 empty] | Verified as Rental |  |  | MHHS-TMC
NO | YES |  |  |  | FFL5575 |  | CAREFUSION | 8100M |  |  | Rental | MHHS-TMC |  |  |  | FFL5575 |  | TMC |  | Rental | [7 empty] | PUMPINFUSION-ALARIS-Medley 8100 |  | MEDLEY PUMP MODULE LVP *MEMORIAL HERMANN |  |  | PUMPINFUSION-ALARIS-Medley 8100 | [6 empty] | Verified as Rental |  |  | MHHS-TMC
NO | YES |  |  |  | FFL5578 |  | CAREFUSION | 8100M |  |  | Rental | MHHS-TMC |  |  |  | FFL5578 |  | TMC |  | Rental | [7 empty] | PUMPINFUSION-ALARIS-Medley 8100 |  | MEDLEY PUMP MODULE LVP *MEMORIAL HERMANN |  |  | PUMPINFUSION-ALARIS-Medley 8100 | [6 empty] | Verified as Rental |  |  | MHHS-TMC
NO | YES |  |  |  | FFL5580 |  | CAREFUSION | 8100M |  |  | Rental | MHHS-TMC |  |  |  | FFL5580 |  | TMC |  | Rental | [7 empty] | PUMPINFUSION-ALARIS-Medley 8100 |  | MEDLEY PUMP MODULE LVP *MEMORIAL HERMANN |  |  | PUMPINFUSION-ALARIS-Medley 8100 | [6 empty] | Verified as Rental |  |  | MHHS-TMC
NO | YES |  |  |  | FFL5583 |  | CAREFUSION | 8100M |  |  | Rental | MHHS-TMC |  |  |  | FFL5583 |  | TMC |  | Rental | [7 empty] | PUMPINFUSION-ALARIS-Medley 8100 |  | MEDLEY PUMP MODULE LVP *MEMORIAL HERMANN |  |  | PUMPINFUSION-ALARIS-Medley 8100 | [6 empty] | Verified as Rental |  |  | MHHS-TMC
NO | YES |  |  |  | FFL5585 |  | CAREFUSION | 8100M |  |  | Rental | MHHS-TMC |  |  |  | FFL5585 |  | TMC |  | Rental | [7 empty] | PUMPINFUSION-ALARIS-Medley 8100 |  | MEDLEY PUMP MODULE LVP *MEMORIAL HERMANN |  |  | PUMPINFUSION-ALARIS-Medley 8100 | [6 empty] | Verified as Rental |  |  | MHHS-TMC
NO | YES |  |  |  | FFL5596 |  | CAREFUSION | 8100M |  |  | Rental | MHHS-TMC |  |  |  | FFL5596 |  | TMC |  | Rental | [7 empty] | PUMPINFUSION-ALARIS-Medley 8100 |  | MEDLEY PUMP MODULE LVP *MEMORIAL HERMANN |  |  | PUMPINFUSION-ALARIS-Medley 8100 | [6 empty] | Verified as Rental |  |  | MHHS-TMC
NO | YES |  |  |  | FFL5597 |  | CAREFUSION | 8100M |  |  | Rental | MHHS-TMC |  |  |  | FFL5597 |  | TMC |  | Rental | [7 empty] | PUMPINFUSION-ALARIS-Medley 8100 |  | MEDLEY PUMP MODULE LVP *MEMORIAL HERMANN |  |  | PUMPINFUSION-ALARIS-Medley 8100 | [6 empty] | Verified as Rental |  |  | MHHS-TMC
NO | YES |  |  |  | FFL5598 |  | CAREFUSION | 8100M |  |  | Rental | MHHS-TMC |  |  |  | FFL5598 |  | TMC |  | Rental | [7 empty] | PUMPINFUSION-ALARIS-Medley 8100 |  | MEDLEY PUMP MODULE LVP *MEMORIAL HERMANN |  |  | PUMPINFUSION-ALARIS-Medley 8100 | [6 empty] | Verified as Rental |  |  | MHHS-TMC
NO | YES |  |  |  | FFL5599 |  | CAREFUSION | 8100M |  |  | Rental | MHHS-TMC |  |  |  | FFL5599 |  | TMC |  | Rental | [7 empty] | PUMPINFUSION-ALARIS-Medley 8100 |  | MEDLEY PUMP MODULE LVP *MEMORIAL HERMANN |  |  | PUMPINFUSION-ALARIS-Medley 8100 | [6 empty] | Verified as Rental |  |  | MHHS-TMC
NO | YES |  |  |  | FFL5603 |  | CAREFUSION | 8100M |  |  | Rental | MHHS-TMC |  |  |  | FFL5603 |  | TMC |  | Rental | [7 empty] | PUMPINFUSION-ALARIS-Medley 8100 |  | MEDLEY PUMP MODULE LVP *MEMORIAL HERMANN |  |  | PUMPINFUSION-ALARIS-Medley 8100 | [6 empty] | Verified as Rental |  |  | MHHS-TMC
NO | YES |  |  |  | FFL5604 |  | CAREFUSION | 8100M |  |  | Rental | MHHS-TMC |  |  |  | FFL5604 |  | TMC |  | Rental | [7 empty] | PUMPINFUSION-ALARIS-Medley 8100 |  | MEDLEY PUMP MODULE LVP *MEMORIAL HERMANN |  |  | PUMPINFUSION-ALARIS-Medley 8100 | [6 empty] | Verified as Rental |  |  | MHHS-TMC
NO | YES |  |  |  | FFL5609 |  | CAREFUSION | 8100M |  |  | Rental | MHHS-TMC |  |  |  | FFL5609 |  | TMC |  | Rental | [7 empty] | PUMPINFUSION-ALARIS-Medley 8100 |  | MEDLEY PUMP MODULE LVP *MEMORIAL HERMANN |  |  | PUMPINFUSION-ALARIS-Medley 8100 | [6 empty] | Verified as Rental |  |  | MHHS-TMC
NO | YES |  |  |  | FFL5617 |  | CAREFUSION | 8100M |  |  | Rental | MHHS-TMC |  |  |  | FFL5617 |  | TMC |  | Rental | [7 empty] | PUMPINFUSION-ALARIS-Medley 8100 |  | MEDLEY PUMP MODULE LVP *MEMORIAL HERMANN |  |  | PUMPINFUSION-ALARIS-Medley 8100 | [6 empty] | Verified as Rental |  |  | MHHS-TMC
NO | YES |  |  |  | FFL5619 |  | CAREFUSION | 8100M |  |  | Rental | MHHS-TMC |  |  |  | FFL5619 |  | TMC |  | Rental | [7 empty] | PUMPINFUSION-ALARIS-Medley 8100 |  | MEDLEY PUMP MODULE LVP *MEMORIAL HERMANN |  |  | PUMPINFUSION-ALARIS-Medley 8100 | [6 empty] | Verified as Rental |  |  | MHHS-TMC
NO | YES |  |  |  | FFL5628 |  | CAREFUSION | 8100M |  |  | Rental | MHHS-TMC |  |  |  | FFL5628 |  | TMC |  | Rental | [7 empty] | PUMPINFUSION-ALARIS-Medley 8100 |  | MEDLEY PUMP MODULE LVP *MEMORIAL HERMANN |  |  | PUMPINFUSION-ALARIS-Medley 8100 | [6 empty] | Verified as Rental |  |  | MHHS-TMC
NO | YES |  |  |  | FFL5631 |  | CAREFUSION | 8100M |  |  | Rental | MHHS-TMC |  |  |  | FFL5631 |  | TMC |  | Rental | [7 empty] | PUMPINFUSION-ALARIS-Medley 8100 |  | MEDLEY PUMP MODULE LVP *MEMORIAL HERMANN |  |  | PUMPINFUSION-ALARIS-Medley 8100 | [6 empty] | Verified as Rental |  |  | MHHS-TMC
NO | YES |  |  |  | FFL5635 |  | CAREFUSION | 8100M |  |  | Rental | MHHS-TMC |  |  |  | FFL5635 |  | TMC |  | Rental | [7 empty] | PUMPINFUSION-ALARIS-Medley 8100 |  | MEDLEY PUMP MODULE LVP *MEMORIAL HERMANN |  |  | PUMPINFUSION-ALARIS-Medley 8100 | [6 empty] | Verified as Rental |  |  | MHHS-TMC
NO | YES |  |  |  | FFL5643 |  | CAREFUSION | 8100M |  |  | Rental | MHHS-TMC |  |  |  | FFL5643 |  | TMC |  | Rental | [7 empty] | PUMPINFUSION-ALARIS-Medley 8100 |  | MEDLEY PUMP MODULE LVP *MEMORIAL HERMANN |  |  | PUMPINFUSION-ALARIS-Medley 8100 | [6 empty] | Verified as Rental |  |  | MHHS-TMC
NO | YES |  |  |  | FFL5646 |  | CAREFUSION | 8100M |  |  | Rental | MHHS-TMC |  |  |  | FFL5646 |  | TMC |  | Rental | [7 empty] | PUMPINFUSION-ALARIS-Medley 8100 |  | MEDLEY PUMP MODULE LVP *MEMORIAL HERMANN |  |  | PUMPINFUSION-ALARIS-Medley 8100 | [6 empty] | Verified as Rental |  |  | MHHS-TMC
NO | YES |  |  |  | FFL5648 |  | CAREFUSION | 8100M |  |  | Rental | MHHS-TMC |  |  |  | FFL5648 |  | TMC |  | Rental | [7 empty] | PUMPINFUSION-ALARIS-Medley 8100 |  | MEDLEY PUMP MODULE LVP *MEMORIAL HERMANN |  |  | PUMPINFUSION-ALARIS-Medley 8100 | [6 empty] | Verified as Rental |  |  | MHHS-TMC
NO | YES |  |  |  | FFL5650 |  | CAREFUSION | 8100M |  |  | Rental | MHHS-TMC |  |  |  | FFL5650 |  | TMC |  | Rental | [7 empty] | PUMPINFUSION-ALARIS-Medley 8100 |  | MEDLEY PUMP MODULE LVP *MEMORIAL HERMANN |  |  | PUMPINFUSION-ALARIS-Medley 8100 | [6 empty] | Verified as Rental |  |  | MHHS-TMC
NO | YES |  |  |  | FFL5651 |  | CAREFUSION | 8100M |  |  | Rental | MHHS-TMC |  |  |  | FFL5651 |  | TMC |  | Rental | [7 empty] | PUMPINFUSION-ALARIS-Medley 8100 |  | MEDLEY PUMP MODULE LVP *MEMORIAL HERMANN |  |  | PUMPINFUSION-ALARIS-Medley 8100 | [6 empty] | Verified as Rental |  |  | MHHS-TMC
NO | YES |  |  |  | FFL5658 |  | CAREFUSION | 8100M |  |  | Rental | MHHS-TMC |  |  |  | FFL5658 |  | TMC |  | Rental | [7 empty] | PUMPINFUSION-ALARIS-Medley 8100 |  | MEDLEY PUMP MODULE LVP *MEMORIAL HERMANN |  |  | PUMPINFUSION-ALARIS-Medley 8100 | [6 empty] | Verified as Rental |  |  | MHHS-TMC
NO | YES |  |  |  | FFL5660 |  | CAREFUSION | 8100M |  |  | Rental | MHHS-TMC |  |  |  | FFL5660 |  | TMC |  | Rental | [7 empty] | PUMPINFUSION-ALARIS-Medley 8100 |  | MEDLEY PUMP MODULE LVP *MEMORIAL HERMANN |  |  | PUMPINFUSION-ALARIS-Medley 8100 | [6 empty] | Verified as Rental |  |  | MHHS-TMC
NO | YES |  |  |  | FFL5661 |  | CAREFUSION | 8100M |  |  | Rental | MHHS-TMC |  |  |  | FFL5661 |  | TMC |  | Rental | [7 empty] | PUMPINFUSION-ALARIS-Medley 8100 |  | MEDLEY PUMP MODULE LVP *MEMORIAL HERMANN |  |  | PUMPINFUSION-ALARIS-Medley 8100 | [6 empty] | Verified as Rental |  |  | MHHS-TMC
NO | YES |  |  |  | FFL5666 |  | CAREFUSION | 8100M |  |  | Rental | MHHS-TMC |  |  |  | FFL5666 |  | TMC |  | Rental | [7 empty] | PUMPINFUSION-ALARIS-Medley 8100 |  | MEDLEY PUMP MODULE LVP *MEMORIAL HERMANN |  |  | PUMPINFUSION-ALARIS-Medley 8100 | [6 empty] | Verified as Rental |  |  | MHHS-TMC
NO | YES |  |  |  | FFL5669 |  | CAREFUSION | 8100M |  |  | Rental | MHHS-TMC |  |  |  | FFL5669 |  | TMC |  | Rental | [7 empty] | PUMPINFUSION-ALARIS-Medley 8100 |  | MEDLEY PUMP MODULE LVP *MEMORIAL HERMANN |  |  | PUMPINFUSION-ALARIS-Medley 8100 | [6 empty] | Verified as Rental |  |  | MHHS-TMC
NO | YES |  |  |  | FFL5671 |  | CAREFUSION | 8100M |  |  | Rental | MHHS-TMC |  |  |  | FFL5671 |  | TMC |  | Rental | [7 empty] | PUMPINFUSION-ALARIS-Medley 8100 |  | MEDLEY PUMP MODULE LVP *MEMORIAL HERMANN |  |  | PUMPINFUSION-ALARIS-Medley 8100 | [6 empty] | Verified as Rental |  |  | MHHS-TMC
NO | YES |  |  |  | FFL5675 |  | CAREFUSION | 8100M |  |  | Rental | MHHS-TMC |  |  |  | FFL5675 |  | TMC |  | Rental | [7 empty] | PUMPINFUSION-ALARIS-Medley 8100 |  | MEDLEY PUMP MODULE LVP *MEMORIAL HERMANN |  |  | PUMPINFUSION-ALARIS-Medley 8100 | [6 empty] | Verified as Rental |  |  | MHHS-TMC
NO | YES |  |  |  | FFL5676 |  | CAREFUSION | 8100M |  |  | Rental | MHHS-TMC |  |  |  | FFL5676 |  | TMC |  | Rental | [7 empty] | PUMPINFUSION-ALARIS-Medley 8100 |  | MEDLEY PUMP MODULE LVP *MEMORIAL HERMANN |  |  | PUMPINFUSION-ALARIS-Medley 8100 | [6 empty] | Verified as Rental |  |  | MHHS-TMC
NO | YES |  |  |  | FFL5679 |  | CAREFUSION | 8100M |  |  | Rental | MHHS-TMC |  |  |  | FFL5679 |  | TMC |  | Rental | [7 empty] | PUMPINFUSION-ALARIS-Medley 8100 |  | MEDLEY PUMP MODULE LVP *MEMORIAL HERMANN |  |  | PUMPINFUSION-ALARIS-Medley 8100 | [6 empty] | Verified as Rental |  |  | MHHS-TMC
NO | YES |  |  |  | FFL5680 |  | CAREFUSION | 8100M |  |  | Rental | MHHS-TMC |  |  |  | FFL5680 |  | TMC |  | Rental | [7 empty] | PUMPINFUSION-ALARIS-Medley 8100 |  | MEDLEY PUMP MODULE LVP *MEMORIAL HERMANN |  |  | PUMPINFUSION-ALARIS-Medley 8100 | [6 empty] | Verified as Rental |  |  | MHHS-TMC
NO | YES |  |  |  | FFL5683 |  | CAREFUSION | 8100M |  |  | Rental | MHHS-TMC |  |  |  | FFL5683 |  | TMC |  | Rental | [7 empty] | PUMPINFUSION-ALARIS-Medley 8100 |  | MEDLEY PUMP MODULE LVP *MEMORIAL HERMANN |  |  | PUMPINFUSION-ALARIS-Medley 8100 | [6 empty] | Verified as Rental |  |  | MHHS-TMC
NO | YES |  |  |  | FFL5692 |  | CAREFUSION | 8100M |  |  | Rental | MHHS-TMC |  |  |  | FFL5692 |  | TMC |  | Rental | [7 empty] | PUMPINFUSION-ALARIS-Medley 8100 |  | MEDLEY PUMP MODULE LVP *MEMORIAL HERMANN |  |  | PUMPINFUSION-ALARIS-Medley 8100 | [6 empty] | Verified as Rental |  |  | MHHS-TMC
NO | YES |  |  |  | FFL5694 |  | CAREFUSION | 8100M |  |  | Rental | MHHS-TMC |  |  |  | FFL5694 |  | TMC |  | Rental | [7 empty] | PUMPINFUSION-ALARIS-Medley 8100 |  | MEDLEY PUMP MODULE LVP *MEMORIAL HERMANN |  |  | PUMPINFUSION-ALARIS-Medley 8100 | [6 empty] | Verified as Rental |  |  | MHHS-TMC
NO | YES |  |  |  | FFL5701 |  | CAREFUSION | 8100M |  |  | Rental | MHHS-TMC |  |  |  | FFL5701 |  | TMC |  | Rental | [7 empty] | PUMPINFUSION-ALARIS-Medley 8100 |  | MEDLEY PUMP MODULE LVP *MEMORIAL HERMANN |  |  | PUMPINFUSION-ALARIS-Medley 8100 | [6 empty] | Verified as Rental |  |  | MHHS-TMC
NO | YES |  |  |  | FFL5705 |  | CAREFUSION | 8100M |  |  | Rental | MHHS-TMC |  |  |  | FFL5705 |  | TMC |  | Rental | [7 empty] | PUMPINFUSION-ALARIS-Medley 8100 |  | MEDLEY PUMP MODULE LVP *MEMORIAL HERMANN |  |  | PUMPINFUSION-ALARIS-Medley 8100 | [6 empty] | Verified as Rental |  |  | MHHS-TMC
NO | YES |  |  |  | FFL5706 |  | CAREFUSION | 8100M |  |  | Rental | MHHS-TMC |  |  |  | FFL5706 |  | TMC |  | Rental | [7 empty] | PUMPINFUSION-ALARIS-Medley 8100 |  | MEDLEY PUMP MODULE LVP *MEMORIAL HERMANN |  |  | PUMPINFUSION-ALARIS-Medley 8100 | [6 empty] | Verified as Rental |  |  | MHHS-TMC
NO | YES |  |  |  | FFL5709 |  | CAREFUSION | 8100M |  |  | Rental | MHHS-TMC |  |  |  | FFL5709 |  | TMC |  | Rental | [7 empty] | PUMPINFUSION-ALARIS-Medley 8100 |  | MEDLEY PUMP MODULE LVP *MEMORIAL HERMANN |  |  | PUMPINFUSION-ALARIS-Medley 8100 | [6 empty] | Verified as Rental |  |  | MHHS-TMC
NO | YES |  |  |  | FFL5710 |  | CAREFUSION | 8100M |  |  | Rental | MHHS-TMC |  |  |  | FFL5710 |  | TMC |  | Rental | [7 empty] | PUMPINFUSION-ALARIS-Medley 8100 |  | MEDLEY PUMP MODULE LVP *MEMORIAL HERMANN |  |  | PUMPINFUSION-ALARIS-Medley 8100 | [6 empty] | Verified as Rental |  |  | MHHS-TMC
NO | YES |  |  |  | FFL5719 |  | CAREFUSION | 8100M |  |  | Rental | MHHS-TMC |  |  |  | FFL5719 |  | TMC |  | Rental | [7 empty] | PUMPINFUSION-ALARIS-Medley 8100 |  | MEDLEY PUMP MODULE LVP *MEMORIAL HERMANN |  |  | PUMPINFUSION-ALARIS-Medley 8100 | [6 empty] | Verified as Rental |  |  | MHHS-TMC
NO | YES |  |  |  | FFL5733 |  | CAREFUSION | 8100M |  |  | Rental | MHHS-TMC |  |  |  | FFL5733 |  | TMC |  | Rental | [7 empty] | PUMPINFUSION-ALARIS-Medley 8100 |  | MEDLEY PUMP MODULE LVP *MEMORIAL HERMANN |  |  | PUMPINFUSION-ALARIS-Medley 8100 | [6 empty] | Verified as Rental |  |  | MHHS-TMC
NO | YES |  |  |  | FFL5740 |  | CAREFUSION | 8100M |  |  | Rental | MHHS-TMC |  |  |  | FFL5740 |  | TMC |  | Rental | [7 empty] | PUMPINFUSION-ALARIS-Medley 8100 |  | MEDLEY PUMP MODULE LVP *MEMORIAL HERMANN |  |  | PUMPINFUSION-ALARIS-Medley 8100 | [6 empty] | Verified as Rental |  |  | MHHS-TMC
NO | YES |  |  |  | FFL5749 |  | CAREFUSION | 8100M |  |  | Rental | MHHS-TMC |  |  |  | FFL5749 |  | TMC |  | Rental | [7 empty] | PUMPINFUSION-ALARIS-Medley 8100 |  | MEDLEY PUMP MODULE LVP *MEMORIAL HERMANN |  |  | PUMPINFUSION-ALARIS-Medley 8100 | [6 empty] | Verified as Rental |  |  | MHHS-TMC
NO | YES |  |  |  | FFL5753 |  | CAREFUSION | 8100M |  |  | Rental | MHHS-TMC |  |  |  | FFL5753 |  | TMC |  | Rental | [7 empty] | PUMPINFUSION-ALARIS-Medley 8100 |  | MEDLEY PUMP MODULE LVP *MEMORIAL HERMANN |  |  | PUMPINFUSION-ALARIS-Medley 8100 | [6 empty] | Verified as Rental |  |  | MHHS-TMC
NO | YES |  |  |  | FFL5759 |  | CAREFUSION | 8100M |  |  | Rental | MHHS-TMC |  |  |  | FFL5759 |  | TMC |  | Rental | [7 empty] | PUMPINFUSION-ALARIS-Medley 8100 |  | MEDLEY PUMP MODULE LVP *MEMORIAL HERMANN |  |  | PUMPINFUSION-ALARIS-Medley 8100 | [6 empty] | Verified as Rental |  |  | MHHS-TMC
NO | YES |  |  |  | FFL5762 |  | CAREFUSION | 8100M |  |  | Rental | MHHS-TMC |  |  |  | FFL5762 |  | TMC |  | Rental | [7 empty] | PUMPINFUSION-ALARIS-Medley 8100 |  | MEDLEY PUMP MODULE LVP *MEMORIAL HERMANN |  |  | PUMPINFUSION-ALARIS-Medley 8100 | [6 empty] | Verified as Rental |  |  | MHHS-TMC
NO | YES |  |  |  | FFL5763 |  | CAREFUSION | 8100M |  |  | Rental | MHHS-TMC |  |  |  | FFL5763 |  | TMC |  | Rental | [7 empty] | PUMPINFUSION-ALARIS-Medley 8100 |  | MEDLEY PUMP MODULE LVP *MEMORIAL HERMANN |  |  | PUMPINFUSION-ALARIS-Medley 8100 | [6 empty] | Verified as Rental |  |  | MHHS-TMC
NO | YES |  |  |  | FFL5767 |  | CAREFUSION | 8100M |  |  | Rental | MHHS-TMC |  |  |  | FFL5767 |  | TMC |  | Rental | [7 empty] | PUMPINFUSION-ALARIS-Medley 8100 |  | MEDLEY PUMP MODULE LVP *MEMORIAL HERMANN |  |  | PUMPINFUSION-ALARIS-Medley 8100 | [6 empty] | Verified as Rental |  |  | MHHS-TMC
NO | YES |  |  |  | FFL5772 |  | CAREFUSION | 8100M |  |  | Rental | MHHS-TMC |  |  |  | FFL5772 |  | TMC |  | Rental | [7 empty] | PUMPINFUSION-ALARIS-Medley 8100 |  | MEDLEY PUMP MODULE LVP *MEMORIAL HERMANN |  |  | PUMPINFUSION-ALARIS-Medley 8100 | [6 empty] | Verified as Rental |  |  | MHHS-TMC
NO | YES |  |  |  | FFL5777 |  | CAREFUSION | 8100M |  |  | Rental | MHHS-TMC |  |  |  | FFL5777 |  | TMC |  | Rental | [7 empty] | PUMPINFUSION-ALARIS-Medley 8100 |  | MEDLEY PUMP MODULE LVP *MEMORIAL HERMANN |  |  | PUMPINFUSION-ALARIS-Medley 8100 | [6 empty] | Verified as Rental |  |  | MHHS-TMC
NO | YES |  |  |  | FFL5783 |  | CAREFUSION | 8100M |  |  | Rental | MHHS-TMC |  |  |  | FFL5783 |  | TMC |  | Rental | [7 empty] | PUMPINFUSION-ALARIS-Medley 8100 |  | MEDLEY PUMP MODULE LVP *MEMORIAL HERMANN |  |  | PUMPINFUSION-ALARIS-Medley 8100 | [6 empty] | Verified as Rental |  |  | MHHS-TMC
NO | YES |  |  |  | FFL5787 |  | CAREFUSION | 8100M |  |  | Rental | MHHS-TMC |  |  |  | FFL5787 |  | TMC |  | Rental | [7 empty] | PUMPINFUSION-ALARIS-Medley 8100 |  | MEDLEY PUMP MODULE LVP *MEMORIAL HERMANN |  |  | PUMPINFUSION-ALARIS-Medley 8100 | [6 empty] | Verified as Rental |  |  | MHHS-TMC
NO | YES |  |  |  | FFL5789 |  | CAREFUSION | 8100M |  |  | Rental | MHHS-TMC |  |  |  | FFL5789 |  | TMC |  | Rental | [7 empty] | PUMPINFUSION-ALARIS-Medley 8100 |  | MEDLEY PUMP MODULE LVP *MEMORIAL HERMANN |  |  | PUMPINFUSION-ALARIS-Medley 8100 | [6 empty] | Verified as Rental |  |  | MHHS-TMC
NO | YES |  |  |  | FFL5795 |  | CAREFUSION | 8100M |  |  | Rental | MHHS-TMC |  |  |  | FFL5795 |  | TMC |  | Rental | [7 empty] | PUMPINFUSION-ALARIS-Medley 8100 |  | MEDLEY PUMP MODULE LVP *MEMORIAL HERMANN |  |  | PUMPINFUSION-ALARIS-Medley 8100 | [6 empty] | Verified as Rental |  |  | MHHS-TMC
NO | YES |  |  |  | FFL5798 |  | CAREFUSION | 8100M |  |  | Rental | MHHS-TMC |  |  |  | FFL5798 |  | TMC |  | Rental | [7 empty] | PUMPINFUSION-ALARIS-Medley 8100 |  | MEDLEY PUMP MODULE LVP *MEMORIAL HERMANN |  |  | PUMPINFUSION-ALARIS-Medley 8100 | [6 empty] | Verified as Rental |  |  | MHHS-TMC
NO | YES |  |  |  | FFL5799 |  | CAREFUSION | 8100M |  |  | Rental | MHHS-TMC |  |  |  | FFL5799 |  | TMC |  | Rental | [7 empty] | PUMPINFUSION-ALARIS-Medley 8100 |  | MEDLEY PUMP MODULE LVP *MEMORIAL HERMANN |  |  | PUMPINFUSION-ALARIS-Medley 8100 | [6 empty] | Verified as Rental |  |  | MHHS-TMC
NO | YES |  |  |  | FFL5803 |  | CAREFUSION | 8100M |  |  | Rental | MHHS-TMC |  |  |  | FFL5803 |  | TMC |  | Rental | [7 empty] | PUMPINFUSION-ALARIS-Medley 8100 |  | MEDLEY PUMP MODULE LVP *MEMORIAL HERMANN |  |  | PUMPINFUSION-ALARIS-Medley 8100 | [6 empty] | Verified as Rental |  |  | MHHS-TMC
NO | YES |  |  |  | FFL5808 |  | CAREFUSION | 8100M |  |  | Rental | MHHS-TMC |  |  |  | FFL5808 |  | TMC |  | Rental | [7 empty] | PUMPINFUSION-ALARIS-Medley 8100 |  | MEDLEY PUMP MODULE LVP *MEMORIAL HERMANN |  |  | PUMPINFUSION-ALARIS-Medley 8100 | [6 empty] | Verified as Rental |  |  | MHHS-TMC
NO | YES |  |  |  | FFL5812 |  | CAREFUSION | 8100M |  |  | Rental | MHHS-TMC |  |  |  | FFL5812 |  | TMC |  | Rental | [7 empty] | PUMPINFUSION-ALARIS-Medley 8100 |  | MEDLEY PUMP MODULE LVP *MEMORIAL HERMANN |  |  | PUMPINFUSION-ALARIS-Medley 8100 | [6 empty] | Verified as Rental |  |  | MHHS-TMC
NO | YES |  |  |  | FFL5815 |  | CAREFUSION | 8100M |  |  | Rental | MHHS-TMC |  |  |  | FFL5815 |  | TMC |  | Rental | [7 empty] | PUMPINFUSION-ALARIS-Medley 8100 |  | MEDLEY PUMP MODULE LVP *MEMORIAL HERMANN |  |  | PUMPINFUSION-ALARIS-Medley 8100 | [6 empty] | Verified as Rental |  |  | MHHS-TMC
NO | YES |  |  |  | FFL5817 |  | CAREFUSION | 8100M |  |  | Rental | MHHS-TMC |  |  |  | FFL5817 |  | TMC |  | Rental | [7 empty] | PUMPINFUSION-ALARIS-Medley 8100 |  | MEDLEY PUMP MODULE LVP *MEMORIAL HERMANN |  |  | PUMPINFUSION-ALARIS-Medley 8100 | [6 empty] | Verified as Rental |  |  | MHHS-TMC
NO | YES |  |  |  | FFL5821 |  | CAREFUSION | 8100M |  |  | Rental | MHHS-TMC |  |  |  | FFL5821 |  | TMC |  | Rental | [7 empty] | PUMPINFUSION-ALARIS-Medley 8100 |  | MEDLEY PUMP MODULE LVP *MEMORIAL HERMANN |  |  | PUMPINFUSION-ALARIS-Medley 8100 | [6 empty] | Verified as Rental |  |  | MHHS-TMC
NO | YES |  |  |  | FFL5822 |  | CAREFUSION | 8100M |  |  | Rental | MHHS-TMC |  |  |  | FFL5822 |  | TMC |  | Rental | [7 empty] | PUMPINFUSION-ALARIS-Medley 8100 |  | MEDLEY PUMP MODULE LVP *MEMORIAL HERMANN |  |  | PUMPINFUSION-ALARIS-Medley 8100 | [6 empty] | Verified as Rental |  |  | MHHS-TMC
NO | YES |  |  |  | FFL5823 |  | CAREFUSION | 8100M |  |  | Rental | MHHS-TMC |  |  |  | FFL5823 |  | TMC |  | Rental | [7 empty] | PUMPINFUSION-ALARIS-Medley 8100 |  | MEDLEY PUMP MODULE LVP *MEMORIAL HERMANN |  |  | PUMPINFUSION-ALARIS-Medley 8100 | [6 empty] | Verified as Rental |  |  | MHHS-TMC
NO | YES |  |  |  | FFL5829 |  | CAREFUSION | 8100M |  |  | Rental | MHHS-TMC |  |  |  | FFL5829 |  | TMC |  | Rental | [7 empty] | PUMPINFUSION-ALARIS-Medley 8100 |  | MEDLEY PUMP MODULE LVP *MEMORIAL HERMANN |  |  | PUMPINFUSION-ALARIS-Medley 8100 | [6 empty] | Verified as Rental |  |  | MHHS-TMC
NO | YES |  |  |  | FFL5834 |  | CAREFUSION | 8100M |  |  | Rental | MHHS-TMC |  |  |  | FFL5834 |  | TMC |  | Rental | [7 empty] | PUMPINFUSION-ALARIS-Medley 8100 |  | MEDLEY PUMP MODULE LVP *MEMORIAL HERMANN |  |  | PUMPINFUSION-ALARIS-Medley 8100 | [6 empty] | Verified as Rental |  |  | MHHS-TMC
NO | YES |  |  |  | FFL5835 |  | CAREFUSION | 8100M |  |  | Rental | MHHS-TMC |  |  |  | FFL5835 |  | TMC |  | Rental | [7 empty] | PUMPINFUSION-ALARIS-Medley 8100 |  | MEDLEY PUMP MODULE LVP *MEMORIAL HERMANN |  |  | PUMPINFUSION-ALARIS-Medley 8100 | [6 empty] | Verified as Rental |  |  | MHHS-TMC
NO | YES |  |  |  | FFL5838 |  | CAREFUSION | 8100M |  |  | Rental | MHHS-TMC |  |  |  | FFL5838 |  | TMC |  | Rental | [7 empty] | PUMPINFUSION-ALARIS-Medley 8100 |  | MEDLEY PUMP MODULE LVP *MEMORIAL HERMANN |  |  | PUMPINFUSION-ALARIS-Medley 8100 | [6 empty] | Verified as Rental |  |  | MHHS-TMC
NO | YES |  |  |  | FFL5843 |  | CAREFUSION | 8100M |  |  | Rental | MHHS-TMC |  |  |  | FFL5843 |  | TMC |  | Rental | [7 empty] | PUMPINFUSION-ALARIS-Medley 8100 |  | MEDLEY PUMP MODULE LVP *MEMORIAL HERMANN |  |  | PUMPINFUSION-ALARIS-Medley 8100 | [6 empty] | Verified as Rental |  |  | MHHS-TMC
NO | YES |  |  |  | FFL5846 |  | CAREFUSION | 8100M |  |  | Rental | MHHS-TMC |  |  |  | FFL5846 |  | TMC |  | Rental | [7 empty] | PUMPINFUSION-ALARIS-Medley 8100 |  | MEDLEY PUMP MODULE LVP *MEMORIAL HERMANN |  |  | PUMPINFUSION-ALARIS-Medley 8100 | [6 empty] | Verified as Rental |  |  | MHHS-TMC
NO | YES |  |  |  | FFL5847 |  | CAREFUSION | 8100M |  |  | Rental | MHHS-TMC |  |  |  | FFL5847 |  | TMC |  | Rental | [7 empty] | PUMPINFUSION-ALARIS-Medley 8100 |  | MEDLEY PUMP MODULE LVP *MEMORIAL HERMANN |  |  | PUMPINFUSION-ALARIS-Medley 8100 | [6 empty] | Verified as Rental |  |  | MHHS-TMC
NO | YES |  |  |  | FFL5854 |  | CAREFUSION | 8100M |  |  | Rental | MHHS-TMC |  |  |  | FFL5854 |  | TMC |  | Rental | [7 empty] | PUMPINFUSION-ALARIS-Medley 8100 |  | MEDLEY PUMP MODULE LVP *MEMORIAL HERMANN |  |  | PUMPINFUSION-ALARIS-Medley 8100 | [6 empty] | Verified as Rental |  |  | MHHS-TMC
NO | YES |  |  |  | FFL5856 |  | CAREFUSION | 8100M |  |  | Rental | MHHS-TMC |  |  |  | FFL5856 |  | TMC |  | Rental | [7 empty] | PUMPINFUSION-ALARIS-Medley 8100 |  | MEDLEY PUMP MODULE LVP *MEMORIAL HERMANN |  |  | PUMPINFUSION-ALARIS-Medley 8100 | [6 empty] | Verified as Rental |  |  | MHHS-TMC
NO | YES |  |  |  | FFL5859 |  | CAREFUSION | 8100M |  |  | Rental | MHHS-TMC |  |  |  | FFL5859 |  | TMC |  | Rental | [7 empty] | PUMPINFUSION-ALARIS-Medley 8100 |  | MEDLEY PUMP MODULE LVP *MEMORIAL HERMANN |  |  | PUMPINFUSION-ALARIS-Medley 8100 | [6 empty] | Verified as Rental |  |  | MHHS-TMC
NO | YES |  |  |  | FFL5860 |  | CAREFUSION | 8100M |  |  | Rental | MHHS-TMC |  |  |  | FFL5860 |  | TMC |  | Rental | [7 empty] | PUMPINFUSION-ALARIS-Medley 8100 |  | MEDLEY PUMP MODULE LVP *MEMORIAL HERMANN |  |  | PUMPINFUSION-ALARIS-Medley 8100 | [6 empty] | Verified as Rental |  |  | MHHS-TMC
NO | YES |  |  |  | FFL5862 |  | CAREFUSION | 8100M |  |  | Rental | MHHS-TMC |  |  |  | FFL5862 |  | TMC |  | Rental | [7 empty] | PUMPINFUSION-ALARIS-Medley 8100 |  | MEDLEY PUMP MODULE LVP *MEMORIAL HERMANN |  |  | PUMPINFUSION-ALARIS-Medley 8100 | [6 empty] | Verified as Rental |  |  | MHHS-TMC
NO | YES |  |  |  | FFL5866 |  | CAREFUSION | 8100M |  |  | Rental | MHHS-TMC |  |  |  | FFL5866 |  | TMC |  | Rental | [7 empty] | PUMPINFUSION-ALARIS-Medley 8100 |  | MEDLEY PUMP MODULE LVP *MEMORIAL HERMANN |  |  | PUMPINFUSION-ALARIS-Medley 8100 | [6 empty] | Verified as Rental |  |  | MHHS-TMC
NO | YES |  |  |  | FFL5871 |  | CAREFUSION | 8100M |  |  | Rental | MHHS-TMC |  |  |  | FFL5871 |  | TMC |  | Rental | [7 empty] | PUMPINFUSION-ALARIS-Medley 8100 |  | MEDLEY PUMP MODULE LVP *MEMORIAL HERMANN |  |  | PUMPINFUSION-ALARIS-Medley 8100 | [6 empty] | Verified as Rental |  |  | MHHS-TMC
NO | YES |  |  |  | FFL5872 |  | CAREFUSION | 8100M |  |  | Rental | MHHS-TMC |  |  |  | FFL5872 |  | TMC |  | Rental | [7 empty] | PUMPINFUSION-ALARIS-Medley 8100 |  | MEDLEY PUMP MODULE LVP *MEMORIAL HERMANN |  |  | PUMPINFUSION-ALARIS-Medley 8100 | [6 empty] | Verified as Rental |  |  | MHHS-TMC
NO | YES |  |  |  | FFL5875 |  | CAREFUSION | 8100M |  |  | Rental | MHHS-TMC |  |  |  | FFL5875 |  | TMC |  | Rental | [7 empty] | PUMPINFUSION-ALARIS-Medley 8100 |  | MEDLEY PUMP MODULE LVP *MEMORIAL HERMANN |  |  | PUMPINFUSION-ALARIS-Medley 8100 | [6 empty] | Verified as Rental |  |  | MHHS-TMC
NO | YES |  |  |  | FFL5877 |  | CAREFUSION | 8100M |  |  | Rental | MHHS-TMC |  |  |  | FFL5877 |  | TMC |  | Rental | [7 empty] | PUMPINFUSION-ALARIS-Medley 8100 |  | MEDLEY PUMP MODULE LVP *MEMORIAL HERMANN |  |  | PUMPINFUSION-ALARIS-Medley 8100 | [6 empty] | Verified as Rental |  |  | MHHS-TMC
NO | YES |  |  |  | FFL5883 |  | CAREFUSION | 8100M |  |  | Rental | MHHS-TMC |  |  |  | FFL5883 |  | TMC |  | Rental | [7 empty] | PUMPINFUSION-ALARIS-Medley 8100 |  | MEDLEY PUMP MODULE LVP *MEMORIAL HERMANN |  |  | PUMPINFUSION-ALARIS-Medley 8100 | [6 empty] | Verified as Rental |  |  | MHHS-TMC
NO | YES |  |  |  | FFL5887 |  | CAREFUSION | 8100M |  |  | Rental | MHHS-TMC |  |  |  | FFL5887 |  | TMC |  | Rental | [7 empty] | PUMPINFUSION-ALARIS-Medley 8100 |  | MEDLEY PUMP MODULE LVP *MEMORIAL HERMANN |  |  | PUMPINFUSION-ALARIS-Medley 8100 | [6 empty] | Verified as Rental |  |  | MHHS-TMC
NO | YES |  |  |  | FFL5892 |  | CAREFUSION | 8100M |  |  | Rental | MHHS-TMC |  |  |  | FFL5892 |  | TMC |  | Rental | [7 empty] | PUMPINFUSION-ALARIS-Medley 8100 |  | MEDLEY PUMP MODULE LVP *MEMORIAL HERMANN |  |  | PUMPINFUSION-ALARIS-Medley 8100 | [6 empty] | Verified as Rental |  |  | MHHS-TMC
NO | YES |  |  |  | FFL5901 |  | CAREFUSION | 8100M |  |  | Rental | MHHS-TMC |  |  |  | FFL5901 |  | TMC |  | Rental | [7 empty] | PUMPINFUSION-ALARIS-Medley 8100 |  | MEDLEY PUMP MODULE LVP *MEMORIAL HERMANN |  |  | PUMPINFUSION-ALARIS-Medley 8100 | [6 empty] | Verified as Rental |  |  | MHHS-TMC
NO | YES |  |  |  | FFL5904 |  | CAREFUSION | 8100M |  |  | Rental | MHHS-TMC |  |  |  | FFL5904 |  | TMC |  | Rental | [7 empty] | PUMPINFUSION-ALARIS-Medley 8100 |  | MEDLEY PUMP MODULE LVP *MEMORIAL HERMANN |  |  | PUMPINFUSION-ALARIS-Medley 8100 | [6 empty] | Verified as Rental |  |  | MHHS-TMC
NO | YES |  |  |  | FFL5910 |  | CAREFUSION | 8100M |  |  | Rental | MHHS-TMC |  |  |  | FFL5910 |  | TMC |  | Rental | [7 empty] | PUMPINFUSION-ALARIS-Medley 8100 |  | MEDLEY PUMP MODULE LVP *MEMORIAL HERMANN |  |  | PUMPINFUSION-ALARIS-Medley 8100 | [6 empty] | Verified as Rental |  |  | MHHS-TMC
NO | YES |  |  |  | FFL5933 |  | CAREFUSION | 8100M |  |  | Rental | MHHS-TMC |  |  |  | FFL5933 |  | TMC |  | Rental | [7 empty] | PUMPINFUSION-ALARIS-Medley 8100 |  | MEDLEY PUMP MODULE LVP *MEMORIAL HERMANN |  |  | PUMPINFUSION-ALARIS-Medley 8100 | [6 empty] | Verified as Rental |  |  | MHHS-TMC
NO | YES |  |  |  | FFL5935 |  | CAREFUSION | 8100M |  |  | Rental | MHHS-TMC |  |  |  | FFL5935 |  | TMC |  | Rental | [7 empty] | PUMPINFUSION-ALARIS-Medley 8100 |  | MEDLEY PUMP MODULE LVP *MEMORIAL HERMANN |  |  | PUMPINFUSION-ALARIS-Medley 8100 | [6 empty] | Verified as Rental |  |  | MHHS-TMC
NO | YES |  |  |  | FFL5936 |  | CAREFUSION | 8100M |  |  | Rental | MHHS-TMC |  |  |  | FFL5936 |  | TMC |  | Rental | [7 empty] | PUMPINFUSION-ALARIS-Medley 8100 |  | MEDLEY PUMP MODULE LVP *MEMORIAL HERMANN |  |  | PUMPINFUSION-ALARIS-Medley 8100 | [6 empty] | Verified as Rental |  |  | MHHS-TMC
NO | YES |  |  |  | FFL5937 |  | CAREFUSION | 8100M |  |  | Rental | MHHS-TMC |  |  |  | FFL5937 |  | TMC |  | Rental | [7 empty] | PUMPINFUSION-ALARIS-Medley 8100 |  | MEDLEY PUMP MODULE LVP *MEMORIAL HERMANN |  |  | PUMPINFUSION-ALARIS-Medley 8100 | [6 empty] | Verified as Rental |  |  | MHHS-TMC
NO | YES |  |  |  | FFL5940 |  | CAREFUSION | 8100M |  |  | Rental | MHHS-TMC |  |  |  | FFL5940 |  | TMC |  | Rental | [7 empty] | PUMPINFUSION-ALARIS-Medley 8100 |  | MEDLEY PUMP MODULE LVP *MEMORIAL HERMANN |  |  | PUMPINFUSION-ALARIS-Medley 8100 | [6 empty] | Verified as Rental |  |  | MHHS-TMC
NO | YES |  |  |  | FFL5948 |  | CAREFUSION | 8100M |  |  | Rental | MHHS-TMC |  |  |  | FFL5948 |  | TMC |  | Rental | [7 empty] | PUMPINFUSION-ALARIS-Medley 8100 |  | MEDLEY PUMP MODULE LVP *MEMORIAL HERMANN |  |  | PUMPINFUSION-ALARIS-Medley 8100 | [6 empty] | Verified as Rental |  |  | MHHS-TMC
NO | YES |  |  |  | FFL5951 |  | CAREFUSION | 8100M |  |  | Rental | MHHS-TMC |  |  |  | FFL5951 |  | TMC |  | Rental | [7 empty] | PUMPINFUSION-ALARIS-Medley 8100 |  | MEDLEY PUMP MODULE LVP *MEMORIAL HERMANN |  |  | PUMPINFUSION-ALARIS-Medley 8100 | [6 empty] | Verified as Rental |  |  | MHHS-TMC
NO | YES |  |  |  | FFL5953 |  | CAREFUSION | 8100M |  |  | Rental | MHHS-TMC |  |  |  | FFL5953 |  | TMC |  | Rental | [7 empty] | PUMPINFUSION-ALARIS-Medley 8100 |  | MEDLEY PUMP MODULE LVP *MEMORIAL HERMANN |  |  | PUMPINFUSION-ALARIS-Medley 8100 | [6 empty] | Verified as Rental |  |  | MHHS-TMC
NO | YES |  |  |  | FFL5959 |  | CAREFUSION | 8100M |  |  | Rental | MHHS-TMC |  |  |  | FFL5959 |  | TMC |  | Rental | [7 empty] | PUMPINFUSION-ALARIS-Medley 8100 |  | MEDLEY PUMP MODULE LVP *MEMORIAL HERMANN |  |  | PUMPINFUSION-ALARIS-Medley 8100 | [6 empty] | Verified as Rental |  |  | MHHS-TMC
NO | YES |  |  |  | FFL5987 |  | CAREFUSION | 8100M |  |  | Rental | MHHS-TMC |  |  |  | FFL5987 |  | TMC |  | Rental | [7 empty] | PUMPINFUSION-ALARIS-Medley 8100 |  | MEDLEY PUMP MODULE LVP *MEMORIAL HERMANN |  |  | PUMPINFUSION-ALARIS-Medley 8100 | [6 empty] | Verified as Rental |  |  | MHHS-TMC
NO | YES |  |  |  | FFL5996 |  | CAREFUSION | 8100M |  |  | Rental | MHHS-TMC |  |  |  | FFL5996 |  | TMC |  | Rental | [7 empty] | PUMPINFUSION-ALARIS-Medley 8100 |  | MEDLEY PUMP MODULE LVP *MEMORIAL HERMANN |  |  | PUMPINFUSION-ALARIS-Medley 8100 | [6 empty] | Verified as Rental |  |  | MHHS-TMC
NO | YES |  |  |  | FFL6002 |  | CAREFUSION | 8100M |  |  | Rental | MHHS-TMC |  |  |  | FFL6002 |  | TMC |  | Rental | [7 empty] | PUMPINFUSION-ALARIS-Medley 8100 |  | MEDLEY PUMP MODULE LVP *MEMORIAL HERMANN |  |  | PUMPINFUSION-ALARIS-Medley 8100 | [6 empty] | Verified as Rental |  |  | MHHS-TMC
NO | YES |  |  |  | FFL6004 |  | CAREFUSION | 8100M |  |  | Rental | MHHS-TMC |  |  |  | FFL6004 |  | TMC |  | Rental | [7 empty] | PUMPINFUSION-ALARIS-Medley 8100 |  | MEDLEY PUMP MODULE LVP *MEMORIAL HERMANN |  |  | PUMPINFUSION-ALARIS-Medley 8100 | [6 empty] | Verified as Rental |  |  | MHHS-TMC
NO | YES |  |  |  | FFL6005 |  | CAREFUSION | 8100M |  |  | Rental | MHHS-TMC |  |  |  | FFL6005 |  | TMC |  | Rental | [7 empty] | PUMPINFUSION-ALARIS-Medley 8100 |  | MEDLEY PUMP MODULE LVP *MEMORIAL HERMANN |  |  | PUMPINFUSION-ALARIS-Medley 8100 | [6 empty] | Verified as Rental |  |  | MHHS-TMC
NO | YES |  |  |  | FFL6012 |  | CAREFUSION | 8100M |  |  | Rental | MHHS-TMC |  |  |  | FFL6012 |  | TMC |  | Rental | [7 empty] | PUMPINFUSION-ALARIS-Medley 8100 |  | MEDLEY PUMP MODULE LVP *MEMORIAL HERMANN |  |  | PUMPINFUSION-ALARIS-Medley 8100 | [6 empty] | Verified as Rental |  |  | MHHS-TMC
NO | YES |  |  |  | FFL6015 |  | CAREFUSION | 8100M |  |  | Rental | MHHS-TMC |  |  |  | FFL6015 |  | TMC |  | Rental | [7 empty] | PUMPINFUSION-ALARIS-Medley 8100 |  | MEDLEY PUMP MODULE LVP *MEMORIAL HERMANN |  |  | PUMPINFUSION-ALARIS-Medley 8100 | [6 empty] | Verified as Rental |  |  | MHHS-TMC
NO | YES |  |  |  | FFL6016 |  | CAREFUSION | 8100M |  |  | Rental | MHHS-TMC |  |  |  | FFL6016 |  | TMC |  | Rental | [7 empty] | PUMPINFUSION-ALARIS-Medley 8100 |  | MEDLEY PUMP MODULE LVP *MEMORIAL HERMANN |  |  | PUMPINFUSION-ALARIS-Medley 8100 | [6 empty] | Verified as Rental |  |  | MHHS-TMC
NO | YES |  |  |  | FFL6025 |  | CAREFUSION | 8100M |  |  | Rental | MHHS-TMC |  |  |  | FFL6025 |  | TMC |  | Rental | [7 empty] | PUMPINFUSION-ALARIS-Medley 8100 |  | MEDLEY PUMP MODULE LVP *MEMORIAL HERMANN |  |  | PUMPINFUSION-ALARIS-Medley 8100 | [6 empty] | Verified as Rental |  |  | MHHS-TMC
NO | YES |  |  |  | FFL6027 |  | CAREFUSION | 8100M |  |  | Rental | MHHS-TMC |  |  |  | FFL6027 |  | TMC |  | Rental | [7 empty] | PUMPINFUSION-ALARIS-Medley 8100 |  | MEDLEY PUMP MODULE LVP *MEMORIAL HERMANN |  |  | PUMPINFUSION-ALARIS-Medley 8100 | [6 empty] | Verified as Rental |  |  | MHHS-TMC
NO | YES |  |  |  | FFL6028 |  | CAREFUSION | 8100M |  |  | Rental | MHHS-TMC |  |  |  | FFL6028 |  | TMC |  | Rental | [7 empty] | PUMPINFUSION-ALARIS-Medley 8100 |  | MEDLEY PUMP MODULE LVP *MEMORIAL HERMANN |  |  | PUMPINFUSION-ALARIS-Medley 8100 | [6 empty] | Verified as Rental |  |  | MHHS-TMC
NO | YES |  |  |  | FFL6032 |  | CAREFUSION | 8100M |  |  | Rental | MHHS-TMC |  |  |  | FFL6032 |  | TMC |  | Rental | [7 empty] | PUMPINFUSION-ALARIS-Medley 8100 |  | MEDLEY PUMP MODULE LVP *MEMORIAL HERMANN |  |  | PUMPINFUSION-ALARIS-Medley 8100 | [6 empty] | Verified as Rental |  |  | MHHS-TMC
NO | YES |  |  |  | FFL6033 |  | CAREFUSION | 8100M |  |  | Rental | MHHS-TMC |  |  |  | FFL6033 |  | TMC |  | Rental | [7 empty] | PUMPINFUSION-ALARIS-Medley 8100 |  | MEDLEY PUMP MODULE LVP *MEMORIAL HERMANN |  |  | PUMPINFUSION-ALARIS-Medley 8100 | [6 empty] | Verified as Rental |  |  | MHHS-TMC
NO | YES |  |  |  | FFL6035 |  | CAREFUSION | 8100M |  |  | Rental | MHHS-TMC |  |  |  | FFL6035 |  | TMC |  | Rental | [7 empty] | PUMPINFUSION-ALARIS-Medley 8100 |  | MEDLEY PUMP MODULE LVP *MEMORIAL HERMANN |  |  | PUMPINFUSION-ALARIS-Medley 8100 | [6 empty] | Verified as Rental |  |  | MHHS-TMC
NO | YES |  |  |  | FFL6040 |  | CAREFUSION | 8100M |  |  | Rental | MHHS-TMC |  |  |  | FFL6040 |  | TMC |  | Rental | [7 empty] | PUMPINFUSION-ALARIS-Medley 8100 |  | MEDLEY PUMP MODULE LVP *MEMORIAL HERMANN |  |  | PUMPINFUSION-ALARIS-Medley 8100 | [6 empty] | Verified as Rental |  |  | MHHS-TMC
NO | YES |  |  |  | FFL6042 |  | CAREFUSION | 8100M |  |  | Rental | MHHS-TMC |  |  |  | FFL6042 |  | TMC |  | Rental | [7 empty] | PUMPINFUSION-ALARIS-Medley 8100 |  | MEDLEY PUMP MODULE LVP *MEMORIAL HERMANN |  |  | PUMPINFUSION-ALARIS-Medley 8100 | [6 empty] | Verified as Rental |  |  | MHHS-TMC
NO | YES |  |  |  | FFL6045 |  | CAREFUSION | 8100M |  |  | Rental | MHHS-TMC |  |  |  | FFL6045 |  | TMC |  | Rental | [7 empty] | PUMPINFUSION-ALARIS-Medley 8100 |  | MEDLEY PUMP MODULE LVP *MEMORIAL HERMANN |  |  | PUMPINFUSION-ALARIS-Medley 8100 | [6 empty] | Verified as Rental |  |  | MHHS-TMC
NO | YES |  |  |  | FFL6047 |  | CAREFUSION | 8100M |  |  | Rental | MHHS-TMC |  |  |  | FFL6047 |  | TMC |  | Rental | [7 empty] | PUMPINFUSION-ALARIS-Medley 8100 |  | MEDLEY PUMP MODULE LVP *MEMORIAL HERMANN |  |  | PUMPINFUSION-ALARIS-Medley 8100 | [6 empty] | Verified as Rental |  |  | MHHS-TMC
NO | YES |  |  |  | FFL6051 |  | CAREFUSION | 8100M |  |  | Rental | MHHS-TMC |  |  |  | FFL6051 |  | TMC |  | Rental | [7 empty] | PUMPINFUSION-ALARIS-Medley 8100 |  | MEDLEY PUMP MODULE LVP *MEMORIAL HERMANN |  |  | PUMPINFUSION-ALARIS-Medley 8100 | [6 empty] | Verified as Rental |  |  | MHHS-TMC
NO | YES |  |  |  | FFL6057 |  | CAREFUSION | 8100M |  |  | Rental | MHHS-TMC |  |  |  | FFL6057 |  | TMC |  | Rental | [7 empty] | PUMPINFUSION-ALARIS-Medley 8100 |  | MEDLEY PUMP MODULE LVP *MEMORIAL HERMANN |  |  | PUMPINFUSION-ALARIS-Medley 8100 | [6 empty] | Verified as Rental |  |  | MHHS-TMC
NO | YES |  |  |  | FFL6061 |  | CAREFUSION | 8100M |  |  | Rental | MHHS-TMC |  |  |  | FFL6061 |  | TMC |  | Rental | [7 empty] | PUMPINFUSION-ALARIS-Medley 8100 |  | MEDLEY PUMP MODULE LVP *MEMORIAL HERMANN |  |  | PUMPINFUSION-ALARIS-Medley 8100 | [6 empty] | Verified as Rental |  |  | MHHS-TMC
NO | YES |  |  |  | FFL6064 |  | CAREFUSION | 8100M |  |  | Rental | MHHS-TMC |  |  |  | FFL6064 |  | TMC |  | Rental | [7 empty] | PUMPINFUSION-ALARIS-Medley 8100 |  | MEDLEY PUMP MODULE LVP *MEMORIAL HERMANN |  |  | PUMPINFUSION-ALARIS-Medley 8100 | [6 empty] | Verified as Rental |  |  | MHHS-TMC
NO | YES |  |  |  | FFL6068 |  | CAREFUSION | 8100M |  |  | Rental | MHHS-TMC |  |  |  | FFL6068 |  | TMC |  | Rental | [7 empty] | PUMPINFUSION-ALARIS-Medley 8100 |  | MEDLEY PUMP MODULE LVP *MEMORIAL HERMANN |  |  | PUMPINFUSION-ALARIS-Medley 8100 | [6 empty] | Verified as Rental |  |  | MHHS-TMC
NO | YES |  |  |  | FFL6070 |  | CAREFUSION | 8100M |  |  | Rental | MHHS-TMC |  |  |  | FFL6070 |  | TMC |  | Rental | [7 empty] | PUMPINFUSION-ALARIS-Medley 8100 |  | MEDLEY PUMP MODULE LVP *MEMORIAL HERMANN |  |  | PUMPINFUSION-ALARIS-Medley 8100 | [6 empty] | Verified as Rental |  |  | MHHS-TMC
NO | YES |  |  |  | FFL6071 |  | CAREFUSION | 8100M |  |  | Rental | MHHS-TMC |  |  |  | FFL6071 |  | TMC |  | Rental | [7 empty] | PUMPINFUSION-ALARIS-Medley 8100 |  | MEDLEY PUMP MODULE LVP *MEMORIAL HERMANN |  |  | PUMPINFUSION-ALARIS-Medley 8100 | [6 empty] | Verified as Rental |  |  | MHHS-TMC
NO | YES |  |  |  | FFL6072 |  | CAREFUSION | 8100M |  |  | Rental | MHHS-TMC |  |  |  | FFL6072 |  | TMC |  | Rental | [7 empty] | PUMPINFUSION-ALARIS-Medley 8100 |  | MEDLEY PUMP MODULE LVP *MEMORIAL HERMANN |  |  | PUMPINFUSION-ALARIS-Medley 8100 | [6 empty] | Verified as Rental |  |  | MHHS-TMC
NO | YES |  |  |  | FFL6082 |  | CAREFUSION | 8100M |  |  | Rental | MHHS-TMC |  |  |  | FFL6082 |  | TMC |  | Rental | [7 empty] | PUMPINFUSION-ALARIS-Medley 8100 |  | MEDLEY PUMP MODULE LVP *MEMORIAL HERMANN |  |  | PUMPINFUSION-ALARIS-Medley 8100 | [6 empty] | Verified as Rental |  |  | MHHS-TMC
NO | YES |  |  |  | FFL6086 |  | CAREFUSION | 8100M |  |  | Rental | MHHS-TMC |  |  |  | FFL6086 |  | TMC |  | Rental | [7 empty] | PUMPINFUSION-ALARIS-Medley 8100 |  | MEDLEY PUMP MODULE LVP *MEMORIAL HERMANN |  |  | PUMPINFUSION-ALARIS-Medley 8100 | [6 empty] | Verified as Rental |  |  | MHHS-TMC
NO | YES |  |  |  | FFL6087 |  | CAREFUSION | 8100M |  |  | Rental | MHHS-TMC |  |  |  | FFL6087 |  | TMC |  | Rental | [7 empty] | PUMPINFUSION-ALARIS-Medley 8100 |  | MEDLEY PUMP MODULE LVP *MEMORIAL HERMANN |  |  | PUMPINFUSION-ALARIS-Medley 8100 | [6 empty] | Verified as Rental |  |  | MHHS-TMC
NO | YES |  |  |  | FFL6088 |  | CAREFUSION | 8100M |  |  | Rental | MHHS-TMC |  |  |  | FFL6088 |  | TMC |  | Rental | [7 empty] | PUMPINFUSION-ALARIS-Medley 8100 |  | MEDLEY PUMP MODULE LVP *MEMORIAL HERMANN |  |  | PUMPINFUSION-ALARIS-Medley 8100 | [6 empty] | Verified as Rental |  |  | MHHS-TMC
NO | YES |  |  |  | FFL6091 |  | CAREFUSION | 8100M |  |  | Rental | MHHS-TMC |  |  |  | FFL6091 |  | TMC |  | Rental | [7 empty] | PUMPINFUSION-ALARIS-Medley 8100 |  | MEDLEY PUMP MODULE LVP *MEMORIAL HERMANN |  |  | PUMPINFUSION-ALARIS-Medley 8100 | [6 empty] | Verified as Rental |  |  | MHHS-TMC
NO | YES |  |  |  | FFL6093 |  | CAREFUSION | 8100M |  |  | Rental | MHHS-TMC |  |  |  | FFL6093 |  | TMC |  | Rental | [7 empty] | PUMPINFUSION-ALARIS-Medley 8100 |  | MEDLEY PUMP MODULE LVP *MEMORIAL HERMANN |  |  | PUMPINFUSION-ALARIS-Medley 8100 | [6 empty] | Verified as Rental |  |  | MHHS-TMC
NO | YES |  |  |  | FFL6104 |  | CAREFUSION | 8100M |  |  | Rental | MHHS-TMC |  |  |  | FFL6104 |  | TMC |  | Rental | [7 empty] | PUMPINFUSION-ALARIS-Medley 8100 |  | MEDLEY PUMP MODULE LVP *MEMORIAL HERMANN |  |  | PUMPINFUSION-ALARIS-Medley 8100 | [6 empty] | Verified as Rental |  |  | MHHS-TMC
NO | YES |  |  |  | FFL6115 |  | CAREFUSION | 8100M |  |  | Rental | MHHS-TMC |  |  |  | FFL6115 |  | TMC |  | Rental | [7 empty] | PUMPINFUSION-ALARIS-Medley 8100 |  | MEDLEY PUMP MODULE LVP *MEMORIAL HERMANN |  |  | PUMPINFUSION-ALARIS-Medley 8100 | [6 empty] | Verified as Rental |  |  | MHHS-TMC
NO | YES |  |  |  | FFL6116 |  | CAREFUSION | 8100M |  |  | Rental | MHHS-TMC |  |  |  | FFL6116 |  | TMC |  | Rental | [7 empty] | PUMPINFUSION-ALARIS-Medley 8100 |  | MEDLEY PUMP MODULE LVP *MEMORIAL HERMANN |  |  | PUMPINFUSION-ALARIS-Medley 8100 | [6 empty] | Verified as Rental |  |  | MHHS-TMC
NO | YES |  |  |  | FFL6129 |  | CAREFUSION | 8100M |  |  | Rental | MHHS-TMC |  |  |  | FFL6129 |  | TMC |  | Rental | [7 empty] | PUMPINFUSION-ALARIS-Medley 8100 |  | MEDLEY PUMP MODULE LVP *MEMORIAL HERMANN |  |  | PUMPINFUSION-ALARIS-Medley 8100 | [6 empty] | Verified as Rental |  |  | MHHS-TMC
NO | YES |  |  |  | FFL6135 |  | CAREFUSION | 8100M |  |  | Rental | MHHS-TMC |  |  |  | FFL6135 |  | TMC |  | Rental | [7 empty] | PUMPINFUSION-ALARIS-Medley 8100 |  | MEDLEY PUMP MODULE LVP *MEMORIAL HERMANN |  |  | PUMPINFUSION-ALARIS-Medley 8100 | [6 empty] | Verified as Rental |  |  | MHHS-TMC
NO | YES |  |  |  | FFL6149 |  | CAREFUSION | 8100M |  |  | Rental | MHHS-TMC |  |  |  | FFL6149 |  | TMC |  | Rental | [7 empty] | PUMPINFUSION-ALARIS-Medley 8100 |  | MEDLEY PUMP MODULE LVP *MEMORIAL HERMANN |  |  | PUMPINFUSION-ALARIS-Medley 8100 | [6 empty] | Verified as Rental |  |  | MHHS-TMC
NO | YES |  |  |  | FFL6153 |  | CAREFUSION | 8100M |  |  | Rental | MHHS-TMC |  |  |  | FFL6153 |  | TMC |  | Rental | [7 empty] | PUMPINFUSION-ALARIS-Medley 8100 |  | MEDLEY PUMP MODULE LVP *MEMORIAL HERMANN |  |  | PUMPINFUSION-ALARIS-Medley 8100 | [6 empty] | Verified as Rental |  |  | MHHS-TMC
NO | YES |  |  |  | FFL6155 |  | CAREFUSION | 8100M |  |  | Rental | MHHS-TMC |  |  |  | FFL6155 |  | TMC |  | Rental | [7 empty] | PUMPINFUSION-ALARIS-Medley 8100 |  | MEDLEY PUMP MODULE LVP *MEMORIAL HERMANN |  |  | PUMPINFUSION-ALARIS-Medley 8100 | [6 empty] | Verified as Rental |  |  | MHHS-TMC
NO | YES |  |  |  | FFL6156 |  | CAREFUSION | 8100M |  |  | Rental | MHHS-TMC |  |  |  | FFL6156 |  | TMC |  | Rental | [7 empty] | PUMPINFUSION-ALARIS-Medley 8100 |  | MEDLEY PUMP MODULE LVP *MEMORIAL HERMANN |  |  | PUMPINFUSION-ALARIS-Medley 8100 | [6 empty] | Verified as Rental |  |  | MHHS-TMC
NO | YES |  |  |  | FFL6157 |  | CAREFUSION | 8100M |  |  | Rental | MHHS-TMC |  |  |  | FFL6157 |  | TMC |  | Rental | [7 empty] | PUMPINFUSION-ALARIS-Medley 8100 |  | MEDLEY PUMP MODULE LVP *MEMORIAL HERMANN |  |  | PUMPINFUSION-ALARIS-Medley 8100 | [6 empty] | Verified as Rental |  |  | MHHS-TMC
NO | YES |  |  |  | FFL6159 |  | CAREFUSION | 8100M |  |  | Rental | MHHS-TMC |  |  |  | FFL6159 |  | TMC |  | Rental | [7 empty] | PUMPINFUSION-ALARIS-Medley 8100 |  | MEDLEY PUMP MODULE LVP *MEMORIAL HERMANN |  |  | PUMPINFUSION-ALARIS-Medley 8100 | [6 empty] | Verified as Rental |  |  | MHHS-TMC
NO | YES |  |  |  | FFL6161 |  | CAREFUSION | 8100M |  |  | Rental | MHHS-TMC |  |  |  | FFL6161 |  | TMC |  | Rental | [7 empty] | PUMPINFUSION-ALARIS-Medley 8100 |  | MEDLEY PUMP MODULE LVP *MEMORIAL HERMANN |  |  | PUMPINFUSION-ALARIS-Medley 8100 | [6 empty] | Verified as Rental |  |  | MHHS-TMC
NO | YES |  |  |  | FFL6165 |  | CAREFUSION | 8100M |  |  | Rental | MHHS-TMC |  |  |  | FFL6165 |  | TMC |  | Rental | [7 empty] | PUMPINFUSION-ALARIS-Medley 8100 |  | MEDLEY PUMP MODULE LVP *MEMORIAL HERMANN |  |  | PUMPINFUSION-ALARIS-Medley 8100 | [6 empty] | Verified as Rental |  |  | MHHS-TMC
NO | YES |  |  |  | FFL6166 |  | CAREFUSION | 8100M |  |  | Rental | MHHS-TMC |  |  |  | FFL6166 |  | TMC |  | Rental | [7 empty] | PUMPINFUSION-ALARIS-Medley 8100 |  | MEDLEY PUMP MODULE LVP *MEMORIAL HERMANN |  |  | PUMPINFUSION-ALARIS-Medley 8100 | [6 empty] | Verified as Rental |  |  | MHHS-TMC
NO | YES |  |  |  | FFL6167 |  | CAREFUSION | 8100M |  |  | Rental | MHHS-TMC |  |  |  | FFL6167 |  | TMC |  | Rental | [7 empty] | PUMPINFUSION-ALARIS-Medley 8100 |  | MEDLEY PUMP MODULE LVP *MEMORIAL HERMANN |  |  | PUMPINFUSION-ALARIS-Medley 8100 | [6 empty] | Verified as Rental |  |  | MHHS-TMC
NO | YES |  |  |  | FFL6170 |  | CAREFUSION | 8100M |  |  | Rental | MHHS-TMC |  |  |  | FFL6170 |  | TMC |  | Rental | [7 empty] | PUMPINFUSION-ALARIS-Medley 8100 |  | MEDLEY PUMP MODULE LVP *MEMORIAL HERMANN |  |  | PUMPINFUSION-ALARIS-Medley 8100 | [6 empty] | Verified as Rental |  |  | MHHS-TMC
NO | YES |  |  |  | FFL6171 |  | CAREFUSION | 8100M |  |  | Rental | MHHS-TMC |  |  |  | FFL6171 |  | TMC |  | Rental | [7 empty] | PUMPINFUSION-ALARIS-Medley 8100 |  | MEDLEY PUMP MODULE LVP *MEMORIAL HERMANN |  |  | PUMPINFUSION-ALARIS-Medley 8100 | [6 empty] | Verified as Rental |  |  | MHHS-TMC
NO | YES |  |  |  | FFL6183 |  | CAREFUSION | 8100M |  |  | Rental | MHHS-TMC |  |  |  | FFL6183 |  | TMC |  | Rental | [7 empty] | PUMPINFUSION-ALARIS-Medley 8100 |  | MEDLEY PUMP MODULE LVP *MEMORIAL HERMANN |  |  | PUMPINFUSION-ALARIS-Medley 8100 | [6 empty] | Verified as Rental |  |  | MHHS-TMC
NO | YES |  |  |  | FFL6186 |  | CAREFUSION | 8100M |  |  | Rental | MHHS-TMC |  |  |  | FFL6186 |  | TMC |  | Rental | [7 empty] | PUMPINFUSION-ALARIS-Medley 8100 |  | MEDLEY PUMP MODULE LVP *MEMORIAL HERMANN |  |  | PUMPINFUSION-ALARIS-Medley 8100 | [6 empty] | Verified as Rental |  |  | MHHS-TMC
NO | YES |  |  |  | FFL6189 |  | CAREFUSION | 8100M |  |  | Rental | MHHS-TMC |  |  |  | FFL6189 |  | TMC |  | Rental | [7 empty] | PUMPINFUSION-ALARIS-Medley 8100 |  | MEDLEY PUMP MODULE LVP *MEMORIAL HERMANN |  |  | PUMPINFUSION-ALARIS-Medley 8100 | [6 empty] | Verified as Rental |  |  | MHHS-TMC
NO | YES |  |  |  | FFL6196 |  | CAREFUSION | 8100M |  |  | Rental | MHHS-TMC |  |  |  | FFL6196 |  | TMC |  | Rental | [7 empty] | PUMPINFUSION-ALARIS-Medley 8100 |  | MEDLEY PUMP MODULE LVP *MEMORIAL HERMANN |  |  | PUMPINFUSION-ALARIS-Medley 8100 | [6 empty] | Verified as Rental |  |  | MHHS-TMC
NO | YES |  |  |  | FFL6212 |  | CAREFUSION | 8100M |  |  | Rental | MHHS-TMC |  |  |  | FFL6212 |  | TMC |  | Rental | [7 empty] | PUMPINFUSION-ALARIS-Medley 8100 |  | MEDLEY PUMP MODULE LVP *MEMORIAL HERMANN |  |  | PUMPINFUSION-ALARIS-Medley 8100 | [6 empty] | Verified as Rental |  |  | MHHS-TMC
NO | YES |  |  |  | FFL6214 |  | CAREFUSION | 8100M |  |  | Rental | MHHS-TMC |  |  |  | FFL6214 |  | TMC |  | Rental | [7 empty] | PUMPINFUSION-ALARIS-Medley 8100 |  | MEDLEY PUMP MODULE LVP *MEMORIAL HERMANN |  |  | PUMPINFUSION-ALARIS-Medley 8100 | [6 empty] | Verified as Rental |  |  | MHHS-TMC
NO | YES |  |  |  | FFL6218 |  | CAREFUSION | 8100M |  |  | Rental | MHHS-TMC |  |  |  | FFL6218 |  | TMC |  | Rental | [7 empty] | PUMPINFUSION-ALARIS-Medley 8100 |  | MEDLEY PUMP MODULE LVP *MEMORIAL HERMANN |  |  | PUMPINFUSION-ALARIS-Medley 8100 | [6 empty] | Verified as Rental |  |  | MHHS-TMC
NO | YES |  |  |  | FFL6221 |  | CAREFUSION | 8100M |  |  | Rental | MHHS-TMC |  |  |  | FFL6221 |  | TMC |  | Rental | [7 empty] | PUMPINFUSION-ALARIS-Medley 8100 |  | MEDLEY PUMP MODULE LVP *MEMORIAL HERMANN |  |  | PUMPINFUSION-ALARIS-Medley 8100 | [6 empty] | Verified as Rental |  |  | MHHS-TMC
NO | YES |  |  |  | FFL6222 |  | CAREFUSION | 8100M |  |  | Rental | MHHS-TMC |  |  |  | FFL6222 |  | TMC |  | Rental | [7 empty] | PUMPINFUSION-ALARIS-Medley 8100 |  | MEDLEY PUMP MODULE LVP *MEMORIAL HERMANN |  |  | PUMPINFUSION-ALARIS-Medley 8100 | [6 empty] | Verified as Rental |  |  | MHHS-TMC
NO | YES |  |  |  | FFL6229 |  | CAREFUSION | 8100M |  |  | Rental | MHHS-TMC |  |  |  | FFL6229 |  | TMC |  | Rental | [7 empty] | PUMPINFUSION-ALARIS-Medley 8100 |  | MEDLEY PUMP MODULE LVP *MEMORIAL HERMANN |  |  | PUMPINFUSION-ALARIS-Medley 8100 | [6 empty] | Verified as Rental |  |  | MHHS-TMC
NO | YES |  |  |  | FFL6233 |  | CAREFUSION | 8100M |  |  | Rental | MHHS-TMC |  |  |  | FFL6233 |  | TMC |  | Rental | [7 empty] | PUMPINFUSION-ALARIS-Medley 8100 |  | MEDLEY PUMP MODULE LVP *MEMORIAL HERMANN |  |  | PUMPINFUSION-ALARIS-Medley 8100 | [6 empty] | Verified as Rental |  |  | MHHS-TMC
NO | YES |  |  |  | FFL6234 |  | CAREFUSION | 8100M |  |  | Rental | MHHS-TMC |  |  |  | FFL6234 |  | TMC |  | Rental | [7 empty] | PUMPINFUSION-ALARIS-Medley 8100 |  | MEDLEY PUMP MODULE LVP *MEMORIAL HERMANN |  |  | PUMPINFUSION-ALARIS-Medley 8100 | [6 empty] | Verified as Rental |  |  | MHHS-TMC
NO | YES |  |  |  | FFL6239 |  | CAREFUSION | 8100M |  |  | Rental | MHHS-TMC |  |  |  | FFL6239 |  | TMC |  | Rental | [7 empty] | PUMPINFUSION-ALARIS-Medley 8100 |  | MEDLEY PUMP MODULE LVP *MEMORIAL HERMANN |  |  | PUMPINFUSION-ALARIS-Medley 8100 | [6 empty] | Verified as Rental |  |  | MHHS-TMC
NO | YES |  |  |  | FFL6240 |  | CAREFUSION | 8100M |  |  | Rental | MHHS-TMC |  |  |  | FFL6240 |  | TMC |  | Rental | [7 empty] | PUMPINFUSION-ALARIS-Medley 8100 |  | MEDLEY PUMP MODULE LVP *MEMORIAL HERMANN |  |  | PUMPINFUSION-ALARIS-Medley 8100 | [6 empty] | Verified as Rental |  |  | MHHS-TMC
NO | YES |  |  |  | FFL6243 |  | CAREFUSION | 8100M |  |  | Rental | MHHS-TMC |  |  |  | FFL6243 |  | TMC |  | Rental | [7 empty] | PUMPINFUSION-ALARIS-Medley 8100 |  | MEDLEY PUMP MODULE LVP *MEMORIAL HERMANN |  |  | PUMPINFUSION-ALARIS-Medley 8100 | [6 empty] | Verified as Rental |  |  | MHHS-TMC
NO | YES |  |  |  | FFL6246 |  | CAREFUSION | 8100M |  |  | Rental | MHHS-TMC |  |  |  | FFL6246 |  | TMC |  | Rental | [7 empty] | PUMPINFUSION-ALARIS-Medley 8100 |  | MEDLEY PUMP MODULE LVP *MEMORIAL HERMANN |  |  | PUMPINFUSION-ALARIS-Medley 8100 | [6 empty] | Verified as Rental |  |  | MHHS-TMC
NO | YES |  |  |  | FFL6252 |  | CAREFUSION | 8100M |  |  | Rental | MHHS-TMC |  |  |  | FFL6252 |  | TMC |  | Rental | [7 empty] | PUMPINFUSION-ALARIS-Medley 8100 |  | MEDLEY PUMP MODULE LVP *MEMORIAL HERMANN |  |  | PUMPINFUSION-ALARIS-Medley 8100 | [6 empty] | Verified as Rental |  |  | MHHS-TMC
NO | YES |  |  |  | FFL6256 |  | CAREFUSION | 8100M |  |  | Rental | MHHS-TMC |  |  |  | FFL6256 |  | TMC |  | Rental | [7 empty] | PUMPINFUSION-ALARIS-Medley 8100 |  | MEDLEY PUMP MODULE LVP *MEMORIAL HERMANN |  |  | PUMPINFUSION-ALARIS-Medley 8100 | [6 empty] | Verified as Rental |  |  | MHHS-TMC
NO | YES |  |  |  | FFL6259 |  | CAREFUSION | 8100M |  |  | Rental | MHHS-TMC |  |  |  | FFL6259 |  | TMC |  | Rental | [7 empty] | PUMPINFUSION-ALARIS-Medley 8100 |  | MEDLEY PUMP MODULE LVP *MEMORIAL HERMANN |  |  | PUMPINFUSION-ALARIS-Medley 8100 | [6 empty] | Verified as Rental |  |  | MHHS-TMC
NO | YES |  |  |  | FFL6265 |  | CAREFUSION | 8100M |  |  | Rental | MHHS-TMC |  |  |  | FFL6265 |  | TMC |  | Rental | [7 empty] | PUMPINFUSION-ALARIS-Medley 8100 |  | MEDLEY PUMP MODULE LVP *MEMORIAL HERMANN |  |  | PUMPINFUSION-ALARIS-Medley 8100 | [6 empty] | Verified as Rental |  |  | MHHS-TMC
NO | YES |  |  |  | FFL6267 |  | CAREFUSION | 8100M |  |  | Rental | MHHS-TMC |  |  |  | FFL6267 |  | TMC |  | Rental | [7 empty] | PUMPINFUSION-ALARIS-Medley 8100 |  | MEDLEY PUMP MODULE LVP *MEMORIAL HERMANN |  |  | PUMPINFUSION-ALARIS-Medley 8100 | [6 empty] | Verified as Rental |  |  | MHHS-TMC
NO | YES |  |  |  | FFL6269 |  | CAREFUSION | 8100M |  |  | Rental | MHHS-TMC |  |  |  | FFL6269 |  | TMC |  | Rental | [7 empty] | PUMPINFUSION-ALARIS-Medley 8100 |  | MEDLEY PUMP MODULE LVP *MEMORIAL HERMANN |  |  | PUMPINFUSION-ALARIS-Medley 8100 | [6 empty] | Verified as Rental |  |  | MHHS-TMC
NO | YES |  |  |  | FFL6272 |  | CAREFUSION | 8100M |  |  | Rental | MHHS-TMC |  |  |  | FFL6272 |  | TMC |  | Rental | [7 empty] | PUMPINFUSION-ALARIS-Medley 8100 |  | MEDLEY PUMP MODULE LVP *MEMORIAL HERMANN |  |  | PUMPINFUSION-ALARIS-Medley 8100 | [6 empty] | Verified as Rental |  |  | MHHS-TMC
NO | YES |  |  |  | FFL6273 |  | CAREFUSION | 8100M |  |  | Rental | MHHS-TMC |  |  |  | FFL6273 |  | TMC |  | Rental | [7 empty] | PUMPINFUSION-ALARIS-Medley 8100 |  | MEDLEY PUMP MODULE LVP *MEMORIAL HERMANN |  |  | PUMPINFUSION-ALARIS-Medley 8100 | [6 empty] | Verified as Rental |  |  | MHHS-TMC
NO | YES |  |  |  | FFL6275 |  | CAREFUSION | 8100M |  |  | Rental | MHHS-TMC |  |  |  | FFL6275 |  | TMC |  | Rental | [7 empty] | PUMPINFUSION-ALARIS-Medley 8100 |  | MEDLEY PUMP MODULE LVP *MEMORIAL HERMANN |  |  | PUMPINFUSION-ALARIS-Medley 8100 | [6 empty] | Verified as Rental |  |  | MHHS-TMC
NO | YES |  |  |  | FFL6280 |  | CAREFUSION | 8100M |  |  | Rental | MHHS-TMC |  |  |  | FFL6280 |  | TMC |  | Rental | [7 empty] | PUMPINFUSION-ALARIS-Medley 8100 |  | MEDLEY PUMP MODULE LVP *MEMORIAL HERMANN |  |  | PUMPINFUSION-ALARIS-Medley 8100 | [6 empty] | Verified as Rental |  |  | MHHS-TMC
NO | YES |  |  |  | FFL6299 |  | CAREFUSION | 8100M |  |  | Rental | MHHS-TMC |  |  |  | FFL6299 |  | TMC |  | Rental | [7 empty] | PUMPINFUSION-ALARIS-Medley 8100 |  | MEDLEY PUMP MODULE LVP *MEMORIAL HERMANN |  |  | PUMPINFUSION-ALARIS-Medley 8100 | [6 empty] | Verified as Rental |  |  | MHHS-TMC
NO | YES |  |  |  | FFL6305 |  | CAREFUSION | 8100M |  |  | Rental | MHHS-TMC |  |  |  | FFL6305 |  | TMC |  | Rental | [7 empty] | PUMPINFUSION-ALARIS-Medley 8100 |  | MEDLEY PUMP MODULE LVP *MEMORIAL HERMANN |  |  | PUMPINFUSION-ALARIS-Medley 8100 | [6 empty] | Verified as Rental |  |  | MHHS-TMC
NO | YES |  |  |  | FFL6308 |  | CAREFUSION | 8100M |  |  | Rental | MHHS-TMC |  |  |  | FFL6308 |  | TMC |  | Rental | [7 empty] | PUMPINFUSION-ALARIS-Medley 8100 |  | MEDLEY PUMP MODULE LVP *MEMORIAL HERMANN |  |  | PUMPINFUSION-ALARIS-Medley 8100 | [6 empty] | Verified as Rental |  |  | MHHS-TMC
NO | YES |  |  |  | FFL6310 |  | CAREFUSION | 8100M |  |  | Rental | MHHS-TMC |  |  |  | FFL6310 |  | TMC |  | Rental | [7 empty] | PUMPINFUSION-ALARIS-Medley 8100 |  | MEDLEY PUMP MODULE LVP *MEMORIAL HERMANN |  |  | PUMPINFUSION-ALARIS-Medley 8100 | [6 empty] | Verified as Rental |  |  | MHHS-TMC
NO | YES |  |  |  | FFL6311 |  | CAREFUSION | 8100M |  |  | Rental | MHHS-TMC |  |  |  | FFL6311 |  | TMC |  | Rental | [7 empty] | PUMPINFUSION-ALARIS-Medley 8100 |  | MEDLEY PUMP MODULE LVP *MEMORIAL HERMANN |  |  | PUMPINFUSION-ALARIS-Medley 8100 | [6 empty] | Verified as Rental |  |  | MHHS-TMC
NO | YES |  |  |  | FFL6313 |  | CAREFUSION | 8100M |  |  | Rental | MHHS-TMC |  |  |  | FFL6313 |  | TMC |  | Rental | [7 empty] | PUMPINFUSION-ALARIS-Medley 8100 |  | MEDLEY PUMP MODULE LVP *MEMORIAL HERMANN |  |  | PUMPINFUSION-ALARIS-Medley 8100 | [6 empty] | Verified as Rental |  |  | MHHS-TMC
NO | YES |  |  |  | FFL6315 |  | CAREFUSION | 8100M |  |  | Rental | MHHS-TMC |  |  |  | FFL6315 |  | TMC |  | Rental | [7 empty] | PUMPINFUSION-ALARIS-Medley 8100 |  | MEDLEY PUMP MODULE LVP *MEMORIAL HERMANN |  |  | PUMPINFUSION-ALARIS-Medley 8100 | [6 empty] | Verified as Rental |  |  | MHHS-TMC
NO | YES |  |  |  | FFL6321 |  | CAREFUSION | 8100M |  |  | Rental | MHHS-TMC |  |  |  | FFL6321 |  | TMC |  | Rental | [7 empty] | PUMPINFUSION-ALARIS-Medley 8100 |  | MEDLEY PUMP MODULE LVP *MEMORIAL HERMANN |  |  | PUMPINFUSION-ALARIS-Medley 8100 | [6 empty] | Verified as Rental |  |  | MHHS-TMC
NO | YES |  |  |  | FFL6325 |  | CAREFUSION | 8100M |  |  | Rental | MHHS-TMC |  |  |  | FFL6325 |  | TMC |  | Rental | [7 empty] | PUMPINFUSION-ALARIS-Medley 8100 |  | MEDLEY PUMP MODULE LVP *MEMORIAL HERMANN |  |  | PUMPINFUSION-ALARIS-Medley 8100 | [6 empty] | Verified as Rental |  |  | MHHS-TMC
NO | YES |  |  |  | FFL6329 |  | CAREFUSION | 8100M |  |  | Rental | MHHS-TMC |  |  |  | FFL6329 |  | TMC |  | Rental | [7 empty] | PUMPINFUSION-ALARIS-Medley 8100 |  | MEDLEY PUMP MODULE LVP *MEMORIAL HERMANN |  |  | PUMPINFUSION-ALARIS-Medley 8100 | [6 empty] | Verified as Rental |  |  | MHHS-TMC
NO | YES |  |  |  | FFL6338 |  | CAREFUSION | 8100M |  |  | Rental | MHHS-TMC |  |  |  | FFL6338 |  | TMC |  | Rental | [7 empty] | PUMPINFUSION-ALARIS-Medley 8100 |  | MEDLEY PUMP MODULE LVP *MEMORIAL HERMANN |  |  | PUMPINFUSION-ALARIS-Medley 8100 | [6 empty] | Verified as Rental |  |  | MHHS-TMC
NO | YES |  |  |  | FFL6340 |  | CAREFUSION | 8100M |  |  | Rental | MHHS-TMC |  |  |  | FFL6340 |  | TMC |  | Rental | [7 empty] | PUMPINFUSION-ALARIS-Medley 8100 |  | MEDLEY PUMP MODULE LVP *MEMORIAL HERMANN |  |  | PUMPINFUSION-ALARIS-Medley 8100 | [6 empty] | Verified as Rental |  |  | MHHS-TMC
NO | YES |  |  |  | FFL6344 |  | CAREFUSION | 8100M |  |  | Rental | MHHS-TMC |  |  |  | FFL6344 |  | TMC |  | Rental | [7 empty] | PUMPINFUSION-ALARIS-Medley 8100 |  | MEDLEY PUMP MODULE LVP *MEMORIAL HERMANN |  |  | PUMPINFUSION-ALARIS-Medley 8100 | [6 empty] | Verified as Rental |  |  | MHHS-TMC
NO | YES |  |  |  | FFL6349 |  | CAREFUSION | 8100M |  |  | Rental | MHHS-TMC |  |  |  | FFL6349 |  | TMC |  | Rental | [7 empty] | PUMPINFUSION-ALARIS-Medley 8100 |  | MEDLEY PUMP MODULE LVP *MEMORIAL HERMANN |  |  | PUMPINFUSION-ALARIS-Medley 8100 | [6 empty] | Verified as Rental |  |  | MHHS-TMC
NO | YES |  |  |  | FFL6357 |  | CAREFUSION | 8100M |  |  | Rental | MHHS-TMC |  |  |  | FFL6357 |  | TMC |  | Rental | [7 empty] | PUMPINFUSION-ALARIS-Medley 8100 |  | MEDLEY PUMP MODULE LVP *MEMORIAL HERMANN |  |  | PUMPINFUSION-ALARIS-Medley 8100 | [6 empty] | Verified as Rental |  |  | MHHS-TMC
NO | YES |  |  |  | FFL6360 |  | CAREFUSION | 8100M |  |  | Rental | MHHS-TMC |  |  |  | FFL6360 |  | TMC |  | Rental | [7 empty] | PUMPINFUSION-ALARIS-Medley 8100 |  | MEDLEY PUMP MODULE LVP *MEMORIAL HERMANN |  |  | PUMPINFUSION-ALARIS-Medley 8100 | [6 empty] | Verified as Rental |  |  | MHHS-TMC
NO | YES |  |  |  | FFL6371 |  | CAREFUSION | 8100M |  |  | Rental | MHHS-TMC |  |  |  | FFL6371 |  | TMC |  | Rental | [7 empty] | PUMPINFUSION-ALARIS-Medley 8100 |  | MEDLEY PUMP MODULE LVP *MEMORIAL HERMANN |  |  | PUMPINFUSION-ALARIS-Medley 8100 | [6 empty] | Verified as Rental |  |  | MHHS-TMC
NO | YES |  |  |  | FFL6373 |  | CAREFUSION | 8100M |  |  | Rental | MHHS-TMC |  |  |  | FFL6373 |  | TMC |  | Rental | [7 empty] | PUMPINFUSION-ALARIS-Medley 8100 |  | MEDLEY PUMP MODULE LVP *MEMORIAL HERMANN |  |  | PUMPINFUSION-ALARIS-Medley 8100 | [6 empty] | Verified as Rental |  |  | MHHS-TMC
NO | YES |  |  |  | FFL6375 |  | CAREFUSION | 8100M |  |  | Rental | MHHS-TMC |  |  |  | FFL6375 |  | TMC |  | Rental | [7 empty] | PUMPINFUSION-ALARIS-Medley 8100 |  | MEDLEY PUMP MODULE LVP *MEMORIAL HERMANN |  |  | PUMPINFUSION-ALARIS-Medley 8100 | [6 empty] | Verified as Rental |  |  | MHHS-TMC
NO | YES |  |  |  | FFL6386 |  | CAREFUSION | 8100M |  |  | Rental | MHHS-TMC |  |  |  | FFL6386 |  | TMC |  | Rental | [7 empty] | PUMPINFUSION-ALARIS-Medley 8100 |  | MEDLEY PUMP MODULE LVP *MEMORIAL HERMANN |  |  | PUMPINFUSION-ALARIS-Medley 8100 | [6 empty] | Verified as Rental |  |  | MHHS-TMC
NO | YES |  |  |  | FFL6389 |  | CAREFUSION | 8100M |  |  | Rental | MHHS-TMC |  |  |  | FFL6389 |  | TMC |  | Rental | [7 empty] | PUMPINFUSION-ALARIS-Medley 8100 |  | MEDLEY PUMP MODULE LVP *MEMORIAL HERMANN |  |  | PUMPINFUSION-ALARIS-Medley 8100 | [6 empty] | Verified as Rental |  |  | MHHS-TMC
NO | YES |  |  |  | FFL6391 |  | CAREFUSION | 8100M |  |  | Rental | MHHS-TMC |  |  |  | FFL6391 |  | TMC |  | Rental | [7 empty] | PUMPINFUSION-ALARIS-Medley 8100 |  | MEDLEY PUMP MODULE LVP *MEMORIAL HERMANN |  |  | PUMPINFUSION-ALARIS-Medley 8100 | [6 empty] | Verified as Rental |  |  | MHHS-TMC
NO | YES |  |  |  | FFL6409 |  | CAREFUSION | 8100M |  |  | Rental | MHHS-TMC |  |  |  | FFL6409 |  | TMC |  | Rental | [7 empty] | PUMPINFUSION-ALARIS-Medley 8100 |  | MEDLEY PUMP MODULE LVP *MEMORIAL HERMANN |  |  | PUMPINFUSION-ALARIS-Medley 8100 | [6 empty] | Verified as Rental |  |  | MHHS-TMC
NO | YES |  |  |  | FFL6417 |  | CAREFUSION | 8100M |  |  | Rental | MHHS-TMC |  |  |  | FFL6417 |  | TMC |  | Rental | [7 empty] | PUMPINFUSION-ALARIS-Medley 8100 |  | MEDLEY PUMP MODULE LVP *MEMORIAL HERMANN |  |  | PUMPINFUSION-ALARIS-Medley 8100 | [6 empty] | Verified as Rental |  |  | MHHS-TMC
NO | YES |  |  |  | FFL6421 |  | CAREFUSION | 8100M |  |  | Rental | MHHS-TMC |  |  |  | FFL6421 |  | TMC |  | Rental | [7 empty] | PUMPINFUSION-ALARIS-Medley 8100 |  | MEDLEY PUMP MODULE LVP *MEMORIAL HERMANN |  |  | PUMPINFUSION-ALARIS-Medley 8100 | [6 empty] | Verified as Rental |  |  | MHHS-TMC
NO | YES |  |  |  | FFL6423 |  | CAREFUSION | 8100M |  |  | Rental | MHHS-TMC |  |  |  | FFL6423 |  | TMC |  | Rental | [7 empty] | PUMPINFUSION-ALARIS-Medley 8100 |  | MEDLEY PUMP MODULE LVP *MEMORIAL HERMANN |  |  | PUMPINFUSION-ALARIS-Medley 8100 | [6 empty] | Verified as Rental |  |  | MHHS-TMC
NO | YES |  |  |  | FFL6424 |  | CAREFUSION | 8100M |  |  | Rental | MHHS-TMC |  |  |  | FFL6424 |  | TMC |  | Rental | [7 empty] | PUMPINFUSION-ALARIS-Medley 8100 |  | MEDLEY PUMP MODULE LVP *MEMORIAL HERMANN |  |  | PUMPINFUSION-ALARIS-Medley 8100 | [6 empty] | Verified as Rental |  |  | MHHS-TMC
NO | YES |  |  |  | FFL6427 |  | CAREFUSION | 8100M |  |  | Rental | MHHS-TMC |  |  |  | FFL6427 |  | TMC |  | Rental | [7 empty] | PUMPINFUSION-ALARIS-Medley 8100 |  | MEDLEY PUMP MODULE LVP *MEMORIAL HERMANN |  |  | PUMPINFUSION-ALARIS-Medley 8100 | [6 empty] | Verified as Rental |  |  | MHHS-TMC
NO | YES |  |  |  | FFL6429 |  | CAREFUSION | 8100M |  |  | Rental | MHHS-TMC |  |  |  | FFL6429 |  | TMC |  | Rental | [7 empty] | PUMPINFUSION-ALARIS-Medley 8100 |  | MEDLEY PUMP MODULE LVP *MEMORIAL HERMANN |  |  | PUMPINFUSION-ALARIS-Medley 8100 | [6 empty] | Verified as Rental |  |  | MHHS-TMC
NO | YES |  |  |  | FFL6432 |  | CAREFUSION | 8100M |  |  | Rental | MHHS-TMC |  |  |  | FFL6432 |  | TMC |  | Rental | [7 empty] | PUMPINFUSION-ALARIS-Medley 8100 |  | MEDLEY PUMP MODULE LVP *MEMORIAL HERMANN |  |  | PUMPINFUSION-ALARIS-Medley 8100 | [6 empty] | Verified as Rental |  |  | MHHS-TMC
NO | YES |  |  |  | FFL6439 |  | CAREFUSION | 8100M |  |  | Rental | MHHS-TMC |  |  |  | FFL6439 |  | TMC |  | Rental | [7 empty] | PUMPINFUSION-ALARIS-Medley 8100 |  | MEDLEY PUMP MODULE LVP *MEMORIAL HERMANN |  |  | PUMPINFUSION-ALARIS-Medley 8100 | [6 empty] | Verified as Rental |  |  | MHHS-TMC
NO | YES |  |  |  | FFL6444 |  | CAREFUSION | 8100M |  |  | Rental | MHHS-TMC |  |  |  | FFL6444 |  | TMC |  | Rental | [7 empty] | PUMPINFUSION-ALARIS-Medley 8100 |  | MEDLEY PUMP MODULE LVP *MEMORIAL HERMANN |  |  | PUMPINFUSION-ALARIS-Medley 8100 | [6 empty] | Verified as Rental |  |  | MHHS-TMC
NO | YES |  |  |  | FFL6448 |  | CAREFUSION | 8100M |  |  | Rental | MHHS-TMC |  |  |  | FFL6448 |  | TMC |  | Rental | [7 empty] | PUMPINFUSION-ALARIS-Medley 8100 |  | MEDLEY PUMP MODULE LVP *MEMORIAL HERMANN |  |  | PUMPINFUSION-ALARIS-Medley 8100 | [6 empty] | Verified as Rental |  |  | MHHS-TMC
NO | YES |  |  |  | FFL6451 |  | CAREFUSION | 8100M |  |  | Rental | MHHS-TMC |  |  |  | FFL6451 |  | TMC |  | Rental | [7 empty] | PUMPINFUSION-ALARIS-Medley 8100 |  | MEDLEY PUMP MODULE LVP *MEMORIAL HERMANN |  |  | PUMPINFUSION-ALARIS-Medley 8100 | [6 empty] | Verified as Rental |  |  | MHHS-TMC
NO | YES |  |  |  | FFL6452 |  | CAREFUSION | 8100M |  |  | Rental | MHHS-TMC |  |  |  | FFL6452 |  | TMC |  | Rental | [7 empty] | PUMPINFUSION-ALARIS-Medley 8100 |  | MEDLEY PUMP MODULE LVP *MEMORIAL HERMANN |  |  | PUMPINFUSION-ALARIS-Medley 8100 | [6 empty] | Verified as Rental |  |  | MHHS-TMC
NO | YES |  |  |  | FFL6464 |  | CAREFUSION | 8100M |  |  | Rental | MHHS-TMC |  |  |  | FFL6464 |  | TMC |  | Rental | [7 empty] | PUMPINFUSION-ALARIS-Medley 8100 |  | MEDLEY PUMP MODULE LVP *MEMORIAL HERMANN |  |  | PUMPINFUSION-ALARIS-Medley 8100 | [6 empty] | Verified as Rental |  |  | MHHS-TMC
NO | YES |  |  |  | FFL6467 |  | CAREFUSION | 8100M |  |  | Rental | MHHS-TMC |  |  |  | FFL6467 |  | TMC |  | Rental | [7 empty] | PUMPINFUSION-ALARIS-Medley 8100 |  | MEDLEY PUMP MODULE LVP *MEMORIAL HERMANN |  |  | PUMPINFUSION-ALARIS-Medley 8100 | [6 empty] | Verified as Rental |  |  | MHHS-TMC
NO | YES |  |  |  | FFL6468 |  | CAREFUSION | 8100M |  |  | Rental | MHHS-TMC |  |  |  | FFL6468 |  | TMC |  | Rental | [7 empty] | PUMPINFUSION-ALARIS-Medley 8100 |  | MEDLEY PUMP MODULE LVP *MEMORIAL HERMANN |  |  | PUMPINFUSION-ALARIS-Medley 8100 | [6 empty] | Verified as Rental |  |  | MHHS-TMC
NO | YES |  |  |  | FFL6471 |  | CAREFUSION | 8100M |  |  | Rental | MHHS-TMC |  |  |  | FFL6471 |  | TMC |  | Rental | [7 empty] | PUMPINFUSION-ALARIS-Medley 8100 |  | MEDLEY PUMP MODULE LVP *MEMORIAL HERMANN |  |  | PUMPINFUSION-ALARIS-Medley 8100 | [6 empty] | Verified as Rental |  |  | MHHS-TMC
NO | YES |  |  |  | FFL6485 |  | CAREFUSION | 8100M |  |  | Rental | MHHS-TMC |  |  |  | FFL6485 |  | TMC |  | Rental | [7 empty] | PUMPINFUSION-ALARIS-Medley 8100 |  | MEDLEY PUMP MODULE LVP *MEMORIAL HERMANN |  |  | PUMPINFUSION-ALARIS-Medley 8100 | [6 empty] | Verified as Rental |  |  | MHHS-TMC
NO | YES |  |  |  | FFL6486 |  | CAREFUSION | 8100M |  |  | Rental | MHHS-TMC |  |  |  | FFL6486 |  | TMC |  | Rental | [7 empty] | PUMPINFUSION-ALARIS-Medley 8100 |  | MEDLEY PUMP MODULE LVP *MEMORIAL HERMANN |  |  | PUMPINFUSION-ALARIS-Medley 8100 | [6 empty] | Verified as Rental |  |  | MHHS-TMC
NO | YES |  |  |  | FFL6492 |  | CAREFUSION | 8100M |  |  | Rental | MHHS-TMC |  |  |  | FFL6492 |  | TMC |  | Rental | [7 empty] | PUMPINFUSION-ALARIS-Medley 8100 |  | MEDLEY PUMP MODULE LVP *MEMORIAL HERMANN |  |  | PUMPINFUSION-ALARIS-Medley 8100 | [6 empty] | Verified as Rental |  |  | MHHS-TMC
NO | YES |  |  |  | FFL6495 |  | CAREFUSION | 8100M |  |  | Rental | MHHS-TMC |  |  |  | FFL6495 |  | TMC |  | Rental | [7 empty] | PUMPINFUSION-ALARIS-Medley 8100 |  | MEDLEY PUMP MODULE LVP *MEMORIAL HERMANN |  |  | PUMPINFUSION-ALARIS-Medley 8100 | [6 empty] | Verified as Rental |  |  | MHHS-TMC
NO | YES |  |  |  | FFL6499 |  | CAREFUSION | 8100M |  |  | Rental | MHHS-TMC |  |  |  | FFL6499 |  | TMC |  | Rental | [7 empty] | PUMPINFUSION-ALARIS-Medley 8100 |  | MEDLEY PUMP MODULE LVP *MEMORIAL HERMANN |  |  | PUMPINFUSION-ALARIS-Medley 8100 | [6 empty] | Verified as Rental |  |  | MHHS-TMC
NO | YES |  |  |  | FFL6502 |  | CAREFUSION | 8100M |  |  | Rental | MHHS-TMC |  |  |  | FFL6502 |  | TMC |  | Rental | [7 empty] | PUMPINFUSION-ALARIS-Medley 8100 |  | MEDLEY PUMP MODULE LVP *MEMORIAL HERMANN |  |  | PUMPINFUSION-ALARIS-Medley 8100 | [6 empty] | Verified as Rental |  |  | MHHS-TMC
NO | YES |  |  |  | FFL6506 |  | CAREFUSION | 8100M |  |  | Rental | MHHS-TMC |  |  |  | FFL6506 |  | TMC |  | Rental | [7 empty] | PUMPINFUSION-ALARIS-Medley 8100 |  | MEDLEY PUMP MODULE LVP *MEMORIAL HERMANN |  |  | PUMPINFUSION-ALARIS-Medley 8100 | [6 empty] | Verified as Rental |  |  | MHHS-TMC
NO | YES |  |  |  | FFL6509 |  | CAREFUSION | 8100M |  |  | Rental | MHHS-TMC |  |  |  | FFL6509 |  | TMC |  | Rental | [7 empty] | PUMPINFUSION-ALARIS-Medley 8100 |  | MEDLEY PUMP MODULE LVP *MEMORIAL HERMANN |  |  | PUMPINFUSION-ALARIS-Medley 8100 | [6 empty] | Verified as Rental |  |  | MHHS-TMC
NO | YES |  |  |  | FFL6512 |  | CAREFUSION | 8100M |  |  | Rental | MHHS-TMC |  |  |  | FFL6512 |  | TMC |  | Rental | [7 empty] | PUMPINFUSION-ALARIS-Medley 8100 |  | MEDLEY PUMP MODULE LVP *MEMORIAL HERMANN |  |  | PUMPINFUSION-ALARIS-Medley 8100 | [6 empty] | Verified as Rental |  |  | MHHS-TMC
NO | YES |  |  |  | FFL6520 |  | CAREFUSION | 8100M |  |  | Rental | MHHS-TMC |  |  |  | FFL6520 |  | TMC |  | Rental | [7 empty] | PUMPINFUSION-ALARIS-Medley 8100 |  | MEDLEY PUMP MODULE LVP *MEMORIAL HERMANN |  |  | PUMPINFUSION-ALARIS-Medley 8100 | [6 empty] | Verified as Rental |  |  | MHHS-TMC
NO | YES |  |  |  | FFL6523 |  | CAREFUSION | 8100M |  |  | Rental | MHHS-TMC |  |  |  | FFL6523 |  | TMC |  | Rental | [7 empty] | PUMPINFUSION-ALARIS-Medley 8100 |  | MEDLEY PUMP MODULE LVP *MEMORIAL HERMANN |  |  | PUMPINFUSION-ALARIS-Medley 8100 | [6 empty] | Verified as Rental |  |  | MHHS-TMC
NO | YES |  |  |  | FFL6525 |  | CAREFUSION | 8100M |  |  | Rental | MHHS-TMC |  |  |  | FFL6525 |  | TMC |  | Rental | [7 empty] | PUMPINFUSION-ALARIS-Medley 8100 |  | MEDLEY PUMP MODULE LVP *MEMORIAL HERMANN |  |  | PUMPINFUSION-ALARIS-Medley 8100 | [6 empty] | Verified as Rental |  |  | MHHS-TMC
NO | YES |  |  |  | FFL6528 |  | CAREFUSION | 8100M |  |  | Rental | MHHS-TMC |  |  |  | FFL6528 |  | TMC |  | Rental | [7 empty] | PUMPINFUSION-ALARIS-Medley 8100 |  | MEDLEY PUMP MODULE LVP *MEMORIAL HERMANN |  |  | PUMPINFUSION-ALARIS-Medley 8100 | [6 empty] | Verified as Rental |  |  | MHHS-TMC
NO | YES |  |  |  | FFL6530 |  | CAREFUSION | 8100M |  |  | Rental | MHHS-TMC |  |  |  | FFL6530 |  | TMC |  | Rental | [7 empty] | PUMPINFUSION-ALARIS-Medley 8100 |  | MEDLEY PUMP MODULE LVP *MEMORIAL HERMANN |  |  | PUMPINFUSION-ALARIS-Medley 8100 | [6 empty] | Verified as Rental |  |  | MHHS-TMC
NO | YES |  |  |  | FFL6531 |  | CAREFUSION | 8100M |  |  | Rental | MHHS-TMC |  |  |  | FFL6531 |  | TMC |  | Rental | [7 empty] | PUMPINFUSION-ALARIS-Medley 8100 |  | MEDLEY PUMP MODULE LVP *MEMORIAL HERMANN |  |  | PUMPINFUSION-ALARIS-Medley 8100 | [6 empty] | Verified as Rental |  |  | MHHS-TMC
NO | YES |  |  |  | FFL6537 |  | CAREFUSION | 8100M |  |  | Rental | MHHS-TMC |  |  |  | FFL6537 |  | TMC |  | Rental | [7 empty] | PUMPINFUSION-ALARIS-Medley 8100 |  | MEDLEY PUMP MODULE LVP *MEMORIAL HERMANN |  |  | PUMPINFUSION-ALARIS-Medley 8100 | [6 empty] | Verified as Rental |  |  | MHHS-TMC
NO | YES |  |  |  | FFL6544 |  | CAREFUSION | 8100M |  |  | Rental | MHHS-TMC |  |  |  | FFL6544 |  | TMC |  | Rental | [7 empty] | PUMPINFUSION-ALARIS-Medley 8100 |  | MEDLEY PUMP MODULE LVP *MEMORIAL HERMANN |  |  | PUMPINFUSION-ALARIS-Medley 8100 | [6 empty] | Verified as Rental |  |  | MHHS-TMC
NO | YES |  |  |  | FFL6546 |  | CAREFUSION | 8100M |  |  | Rental | MHHS-TMC |  |  |  | FFL6546 |  | TMC |  | Rental | [7 empty] | PUMPINFUSION-ALARIS-Medley 8100 |  | MEDLEY PUMP MODULE LVP *MEMORIAL HERMANN |  |  | PUMPINFUSION-ALARIS-Medley 8100 | [6 empty] | Verified as Rental |  |  | MHHS-TMC
NO | YES |  |  |  | FFL6547 |  | CAREFUSION | 8100M |  |  | Rental | MHHS-TMC |  |  |  | FFL6547 |  | TMC |  | Rental | [7 empty] | PUMPINFUSION-ALARIS-Medley 8100 |  | MEDLEY PUMP MODULE LVP *MEMORIAL HERMANN |  |  | PUMPINFUSION-ALARIS-Medley 8100 | [6 empty] | Verified as Rental |  |  | MHHS-TMC
NO | YES |  |  |  | FFL6549 |  | CAREFUSION | 8100M |  |  | Rental | MHHS-TMC |  |  |  | FFL6549 |  | TMC |  | Rental | [7 empty] | PUMPINFUSION-ALARIS-Medley 8100 |  | MEDLEY PUMP MODULE LVP *MEMORIAL HERMANN |  |  | PUMPINFUSION-ALARIS-Medley 8100 | [6 empty] | Verified as Rental |  |  | MHHS-TMC
NO | YES |  |  |  | FFL6553 |  | CAREFUSION | 8100M |  |  | Rental | MHHS-TMC |  |  |  | FFL6553 |  | TMC |  | Rental | [7 empty] | PUMPINFUSION-ALARIS-Medley 8100 |  | MEDLEY PUMP MODULE LVP *MEMORIAL HERMANN |  |  | PUMPINFUSION-ALARIS-Medley 8100 | [6 empty] | Verified as Rental |  |  | MHHS-TMC
NO | YES |  |  |  | FFL6563 |  | CAREFUSION | 8100M |  |  | Rental | MHHS-TMC |  |  |  | FFL6563 |  | TMC |  | Rental | [7 empty] | PUMPINFUSION-ALARIS-Medley 8100 |  | MEDLEY PUMP MODULE LVP *MEMORIAL HERMANN |  |  | PUMPINFUSION-ALARIS-Medley 8100 | [6 empty] | Verified as Rental |  |  | MHHS-TMC
NO | YES |  |  |  | FFL6565 |  | CAREFUSION | 8100M |  |  | Rental | MHHS-TMC |  |  |  | FFL6565 |  | TMC |  | Rental | [7 empty] | PUMPINFUSION-ALARIS-Medley 8100 |  | MEDLEY PUMP MODULE LVP *MEMORIAL HERMANN |  |  | PUMPINFUSION-ALARIS-Medley 8100 | [6 empty] | Verified as Rental |  |  | MHHS-TMC
NO | YES |  |  |  | FFL6574 |  | CAREFUSION | 8100M |  |  | Rental | MHHS-TMC |  |  |  | FFL6574 |  | TMC |  | Rental | [7 empty] | PUMPINFUSION-ALARIS-Medley 8100 |  | MEDLEY PUMP MODULE LVP *MEMORIAL HERMANN |  |  | PUMPINFUSION-ALARIS-Medley 8100 | [6 empty] | Verified as Rental |  |  | MHHS-TMC
NO | YES |  |  |  | FFL6593 |  | CAREFUSION | 8100M |  |  | Rental | MHHS-TMC |  |  |  | FFL6593 |  | TMC |  | Rental | [7 empty] | PUMPINFUSION-ALARIS-Medley 8100 |  | MEDLEY PUMP MODULE LVP *MEMORIAL HERMANN |  |  | PUMPINFUSION-ALARIS-Medley 8100 | [6 empty] | Verified as Rental |  |  | MHHS-TMC
NO | YES |  |  |  | FFL6594 |  | CAREFUSION | 8100M |  |  | Rental | MHHS-TMC |  |  |  | FFL6594 |  | TMC |  | Rental | [7 empty] | PUMPINFUSION-ALARIS-Medley 8100 |  | MEDLEY PUMP MODULE LVP *MEMORIAL HERMANN |  |  | PUMPINFUSION-ALARIS-Medley 8100 | [6 empty] | Verified as Rental |  |  | MHHS-TMC
NO | YES |  |  |  | FFL6595 |  | CAREFUSION | 8100M |  |  | Rental | MHHS-TMC |  |  |  | FFL6595 |  | TMC |  | Rental | [7 empty] | PUMPINFUSION-ALARIS-Medley 8100 |  | MEDLEY PUMP MODULE LVP *MEMORIAL HERMANN |  |  | PUMPINFUSION-ALARIS-Medley 8100 | [6 empty] | Verified as Rental |  |  | MHHS-TMC
NO | YES |  |  |  | FFL6598 |  | CAREFUSION | 8100M |  |  | Rental | MHHS-TMC |  |  |  | FFL6598 |  | TMC |  | Rental | [7 empty] | PUMPINFUSION-ALARIS-Medley 8100 |  | MEDLEY PUMP MODULE LVP *MEMORIAL HERMANN |  |  | PUMPINFUSION-ALARIS-Medley 8100 | [6 empty] | Verified as Rental |  |  | MHHS-TMC
NO | YES |  |  |  | FFL6599 |  | CAREFUSION | 8100M |  |  | Rental | MHHS-TMC |  |  |  | FFL6599 |  | TMC |  | Rental | [7 empty] | PUMPINFUSION-ALARIS-Medley 8100 |  | MEDLEY PUMP MODULE LVP *MEMORIAL HERMANN |  |  | PUMPINFUSION-ALARIS-Medley 8100 | [6 empty] | Verified as Rental |  |  | MHHS-TMC
NO | YES |  |  |  | FFL6610 |  | CAREFUSION | 8100M |  |  | Rental | MHHS-TMC |  |  |  | FFL6610 |  | TMC |  | Rental | [7 empty] | PUMPINFUSION-ALARIS-Medley 8100 |  | MEDLEY PUMP MODULE LVP *MEMORIAL HERMANN |  |  | PUMPINFUSION-ALARIS-Medley 8100 | [6 empty] | Verified as Rental |  |  | MHHS-TMC
NO | YES |  |  |  | FFL6611 |  | CAREFUSION | 8100M |  |  | Rental | MHHS-TMC |  |  |  | FFL6611 |  | TMC |  | Rental | [7 empty] | PUMPINFUSION-ALARIS-Medley 8100 |  | MEDLEY PUMP MODULE LVP *MEMORIAL HERMANN |  |  | PUMPINFUSION-ALARIS-Medley 8100 | [6 empty] | Verified as Rental |  |  | MHHS-TMC
NO | YES |  |  |  | FFL6617 |  | CAREFUSION | 8100M |  |  | Rental | MHHS-TMC |  |  |  | FFL6617 |  | TMC |  | Rental | [7 empty] | PUMPINFUSION-ALARIS-Medley 8100 |  | MEDLEY PUMP MODULE LVP *MEMORIAL HERMANN |  |  | PUMPINFUSION-ALARIS-Medley 8100 | [6 empty] | Verified as Rental |  |  | MHHS-TMC
NO | YES |  |  |  | FFL6620 |  | CAREFUSION | 8100M |  |  | Rental | MHHS-TMC |  |  |  | FFL6620 |  | TMC |  | Rental | [7 empty] | PUMPINFUSION-ALARIS-Medley 8100 |  | MEDLEY PUMP MODULE LVP *MEMORIAL HERMANN |  |  | PUMPINFUSION-ALARIS-Medley 8100 | [6 empty] | Verified as Rental |  |  | MHHS-TMC
NO | YES |  |  |  | FFL6625 |  | CAREFUSION | 8100M |  |  | Rental | MHHS-TMC |  |  |  | FFL6625 |  | TMC |  | Rental | [7 empty] | PUMPINFUSION-ALARIS-Medley 8100 |  | MEDLEY PUMP MODULE LVP *MEMORIAL HERMANN |  |  | PUMPINFUSION-ALARIS-Medley 8100 | [6 empty] | Verified as Rental |  |  | MHHS-TMC
NO | YES |  |  |  | FFL6630 |  | CAREFUSION | 8100M |  |  | Rental | MHHS-TMC |  |  |  | FFL6630 |  | TMC |  | Rental | [7 empty] | PUMPINFUSION-ALARIS-Medley 8100 |  | MEDLEY PUMP MODULE LVP *MEMORIAL HERMANN |  |  | PUMPINFUSION-ALARIS-Medley 8100 | [6 empty] | Verified as Rental |  |  | MHHS-TMC
NO | YES |  |  |  | FFL6631 |  | CAREFUSION | 8100M |  |  | Rental | MHHS-TMC |  |  |  | FFL6631 |  | TMC |  | Rental | [7 empty] | PUMPINFUSION-ALARIS-Medley 8100 |  | MEDLEY PUMP MODULE LVP *MEMORIAL HERMANN |  |  | PUMPINFUSION-ALARIS-Medley 8100 | [6 empty] | Verified as Rental |  |  | MHHS-TMC
NO | YES |  |  |  | FFL6635 |  | CAREFUSION | 8100M |  |  | Rental | MHHS-TMC |  |  |  | FFL6635 |  | TMC |  | Rental | [7 empty] | PUMPINFUSION-ALARIS-Medley 8100 |  | MEDLEY PUMP MODULE LVP *MEMORIAL HERMANN |  |  | PUMPINFUSION-ALARIS-Medley 8100 | [6 empty] | Verified as Rental |  |  | MHHS-TMC
NO | YES |  |  |  | FFL6638 |  | CAREFUSION | 8100M |  |  | Rental | MHHS-TMC |  |  |  | FFL6638 |  | TMC |  | Rental | [7 empty] | PUMPINFUSION-ALARIS-Medley 8100 |  | MEDLEY PUMP MODULE LVP *MEMORIAL HERMANN |  |  | PUMPINFUSION-ALARIS-Medley 8100 | [6 empty] | Verified as Rental |  |  | MHHS-TMC
NO | YES |  |  |  | FFL6639 |  | CAREFUSION | 8100M |  |  | Rental | MHHS-TMC |  |  |  | FFL6639 |  | TMC |  | Rental | [7 empty] | PUMPINFUSION-ALARIS-Medley 8100 |  | MEDLEY PUMP MODULE LVP *MEMORIAL HERMANN |  |  | PUMPINFUSION-ALARIS-Medley 8100 | [6 empty] | Verified as Rental |  |  | MHHS-TMC
NO | YES |  |  |  | FFL6652 |  | CAREFUSION | 8100M |  |  | Rental | MHHS-TMC |  |  |  | FFL6652 |  | TMC |  | Rental | [7 empty] | PUMPINFUSION-ALARIS-Medley 8100 |  | MEDLEY PUMP MODULE LVP *MEMORIAL HERMANN |  |  | PUMPINFUSION-ALARIS-Medley 8100 | [6 empty] | Verified as Rental |  |  | MHHS-TMC
NO | YES |  |  |  | FFL6656 |  | CAREFUSION | 8100M |  |  | Rental | MHHS-TMC |  |  |  | FFL6656 |  | TMC |  | Rental | [7 empty] | PUMPINFUSION-ALARIS-Medley 8100 |  | MEDLEY PUMP MODULE LVP *MEMORIAL HERMANN |  |  | PUMPINFUSION-ALARIS-Medley 8100 | [6 empty] | Verified as Rental |  |  | MHHS-TMC
NO | YES |  |  |  | FFL6658 |  | CAREFUSION | 8100M |  |  | Rental | MHHS-TMC |  |  |  | FFL6658 |  | TMC |  | Rental | [7 empty] | PUMPINFUSION-ALARIS-Medley 8100 |  | MEDLEY PUMP MODULE LVP *MEMORIAL HERMANN |  |  | PUMPINFUSION-ALARIS-Medley 8100 | [6 empty] | Verified as Rental |  |  | MHHS-TMC
NO | YES |  |  |  | FFL6659 |  | CAREFUSION | 8100M |  |  | Rental | MHHS-TMC |  |  |  | FFL6659 |  | TMC |  | Rental | [7 empty] | PUMPINFUSION-ALARIS-Medley 8100 |  | MEDLEY PUMP MODULE LVP *MEMORIAL HERMANN |  |  | PUMPINFUSION-ALARIS-Medley 8100 | [6 empty] | Verified as Rental |  |  | MHHS-TMC
NO | YES |  |  |  | FFL6665 |  | CAREFUSION | 8100M |  |  | Rental | MHHS-TMC |  |  |  | FFL6665 |  | TMC |  | Rental | [7 empty] | PUMPINFUSION-ALARIS-Medley 8100 |  | MEDLEY PUMP MODULE LVP *MEMORIAL HERMANN |  |  | PUMPINFUSION-ALARIS-Medley 8100 | [6 empty] | Verified as Rental |  |  | MHHS-TMC
NO | YES |  |  |  | FFL6667 |  | CAREFUSION | 8100M |  |  | Rental | MHHS-TMC |  |  |  | FFL6667 |  | TMC |  | Rental | [7 empty] | PUMPINFUSION-ALARIS-Medley 8100 |  | MEDLEY PUMP MODULE LVP *MEMORIAL HERMANN |  |  | PUMPINFUSION-ALARIS-Medley 8100 | [6 empty] | Verified as Rental |  |  | MHHS-TMC
NO | YES |  |  |  | FFL6679 |  | CAREFUSION | 8100M |  |  | Rental | MHHS-TMC |  |  |  | FFL6679 |  | TMC |  | Rental | [7 empty] | PUMPINFUSION-ALARIS-Medley 8100 |  | MEDLEY PUMP MODULE LVP *MEMORIAL HERMANN |  |  | PUMPINFUSION-ALARIS-Medley 8100 | [6 empty] | Verified as Rental |  |  | MHHS-TMC
NO | YES |  |  |  | FFL6681 |  | CAREFUSION | 8100M |  |  | Rental | MHHS-TMC |  |  |  | FFL6681 |  | TMC |  | Rental | [7 empty] | PUMPINFUSION-ALARIS-Medley 8100 |  | MEDLEY PUMP MODULE LVP *MEMORIAL HERMANN |  |  | PUMPINFUSION-ALARIS-Medley 8100 | [6 empty] | Verified as Rental |  |  | MHHS-TMC
NO | YES |  |  |  | FFL6689 |  | CAREFUSION | 8100M |  |  | Rental | MHHS-TMC |  |  |  | FFL6689 |  | TMC |  | Rental | [7 empty] | PUMPINFUSION-ALARIS-Medley 8100 |  | MEDLEY PUMP MODULE LVP *MEMORIAL HERMANN |  |  | PUMPINFUSION-ALARIS-Medley 8100 | [6 empty] | Verified as Rental |  |  | MHHS-TMC
NO | YES |  |  |  | FFL6690 |  | CAREFUSION | 8100M |  |  | Rental | MHHS-TMC |  |  |  | FFL6690 |  | TMC |  | Rental | [7 empty] | PUMPINFUSION-ALARIS-Medley 8100 |  | MEDLEY PUMP MODULE LVP *MEMORIAL HERMANN |  |  | PUMPINFUSION-ALARIS-Medley 8100 | [6 empty] | Verified as Rental |  |  | MHHS-TMC
NO | YES |  |  |  | FFL6694 |  | CAREFUSION | 8100M |  |  | Rental | MHHS-TMC |  |  |  | FFL6694 |  | TMC |  | Rental | [7 empty] | PUMPINFUSION-ALARIS-Medley 8100 |  | MEDLEY PUMP MODULE LVP *MEMORIAL HERMANN |  |  | PUMPINFUSION-ALARIS-Medley 8100 | [6 empty] | Verified as Rental |  |  | MHHS-TMC
NO | YES |  |  |  | FFL6695 |  | CAREFUSION | 8100M |  |  | Rental | MHHS-TMC |  |  |  | FFL6695 |  | TMC |  | Rental | [7 empty] | PUMPINFUSION-ALARIS-Medley 8100 |  | MEDLEY PUMP MODULE LVP *MEMORIAL HERMANN |  |  | PUMPINFUSION-ALARIS-Medley 8100 | [6 empty] | Verified as Rental |  |  | MHHS-TMC
NO | YES |  |  |  | FFL6697 |  | CAREFUSION | 8100M |  |  | Rental | MHHS-TMC |  |  |  | FFL6697 |  | TMC |  | Rental | [7 empty] | PUMPINFUSION-ALARIS-Medley 8100 |  | MEDLEY PUMP MODULE LVP *MEMORIAL HERMANN |  |  | PUMPINFUSION-ALARIS-Medley 8100 | [6 empty] | Verified as Rental |  |  | MHHS-TMC
NO | YES |  |  |  | FFL6703 |  | CAREFUSION | 8100M |  |  | Rental | MHHS-TMC |  |  |  | FFL6703 |  | TMC |  | Rental | [7 empty] | PUMPINFUSION-ALARIS-Medley 8100 |  | MEDLEY PUMP MODULE LVP *MEMORIAL HERMANN |  |  | PUMPINFUSION-ALARIS-Medley 8100 | [6 empty] | Verified as Rental |  |  | MHHS-TMC
NO | YES |  |  |  | FFL6704 |  | CAREFUSION | 8100M |  |  | Rental | MHHS-TMC |  |  |  | FFL6704 |  | TMC |  | Rental | [7 empty] | PUMPINFUSION-ALARIS-Medley 8100 |  | MEDLEY PUMP MODULE LVP *MEMORIAL HERMANN |  |  | PUMPINFUSION-ALARIS-Medley 8100 | [6 empty] | Verified as Rental |  |  | MHHS-TMC
NO | YES |  |  |  | FFL6705 |  | CAREFUSION | 8100M |  |  | Rental | MHHS-TMC |  |  |  | FFL6705 |  | TMC |  | Rental | [7 empty] | PUMPINFUSION-ALARIS-Medley 8100 |  | MEDLEY PUMP MODULE LVP *MEMORIAL HERMANN |  |  | PUMPINFUSION-ALARIS-Medley 8100 | [6 empty] | Verified as Rental |  |  | MHHS-TMC
NO | YES |  |  |  | FFL6707 |  | CAREFUSION | 8100M |  |  | Rental | MHHS-TMC |  |  |  | FFL6707 |  | TMC |  | Rental | [7 empty] | PUMPINFUSION-ALARIS-Medley 8100 |  | MEDLEY PUMP MODULE LVP *MEMORIAL HERMANN |  |  | PUMPINFUSION-ALARIS-Medley 8100 | [6 empty] | Verified as Rental |  |  | MHHS-TMC
NO | YES |  |  |  | FFL6711 |  | CAREFUSION | 8100M |  |  | Rental | MHHS-TMC |  |  |  | FFL6711 |  | TMC |  | Rental | [7 empty] | PUMPINFUSION-ALARIS-Medley 8100 |  | MEDLEY PUMP MODULE LVP *MEMORIAL HERMANN |  |  | PUMPINFUSION-ALARIS-Medley 8100 | [6 empty] | Verified as Rental |  |  | MHHS-TMC
NO | YES |  |  |  | FFL6715 |  | CAREFUSION | 8100M |  |  | Rental | MHHS-TMC |  |  |  | FFL6715 |  | TMC |  | Rental | [7 empty] | PUMPINFUSION-ALARIS-Medley 8100 |  | MEDLEY PUMP MODULE LVP *MEMORIAL HERMANN |  |  | PUMPINFUSION-ALARIS-Medley 8100 | [6 empty] | Verified as Rental |  |  | MHHS-TMC
NO | YES |  |  |  | FFL6720 |  | CAREFUSION | 8100M |  |  | Rental | MHHS-TMC |  |  |  | FFL6720 |  | TMC |  | Rental | [7 empty] | PUMPINFUSION-ALARIS-Medley 8100 |  | MEDLEY PUMP MODULE LVP *MEMORIAL HERMANN |  |  | PUMPINFUSION-ALARIS-Medley 8100 | [6 empty] | Verified as Rental |  |  | MHHS-TMC
NO | YES |  |  |  | FFL6729 |  | CAREFUSION | 8100M |  |  | Rental | MHHS-TMC |  |  |  | FFL6729 |  | TMC |  | Rental | [7 empty] | PUMPINFUSION-ALARIS-Medley 8100 |  | MEDLEY PUMP MODULE LVP *MEMORIAL HERMANN |  |  | PUMPINFUSION-ALARIS-Medley 8100 | [6 empty] | Verified as Rental |  |  | MHHS-TMC
NO | YES |  |  |  | FFL6731 |  | CAREFUSION | 8100M |  |  | Rental | MHHS-TMC |  |  |  | FFL6731 |  | TMC |  | Rental | [7 empty] | PUMPINFUSION-ALARIS-Medley 8100 |  | MEDLEY PUMP MODULE LVP *MEMORIAL HERMANN |  |  | PUMPINFUSION-ALARIS-Medley 8100 | [6 empty] | Verified as Rental |  |  | MHHS-TMC
NO | YES |  |  |  | FFL6732 |  | CAREFUSION | 8100M |  |  | Rental | MHHS-TMC |  |  |  | FFL6732 |  | TMC |  | Rental | [7 empty] | PUMPINFUSION-ALARIS-Medley 8100 |  | MEDLEY PUMP MODULE LVP *MEMORIAL HERMANN |  |  | PUMPINFUSION-ALARIS-Medley 8100 | [6 empty] | Verified as Rental |  |  | MHHS-TMC
NO | YES |  |  |  | FFL6734 |  | CAREFUSION | 8100M |  |  | Rental | MHHS-TMC |  |  |  | FFL6734 |  | TMC |  | Rental | [7 empty] | PUMPINFUSION-ALARIS-Medley 8100 |  | MEDLEY PUMP MODULE LVP *MEMORIAL HERMANN |  |  | PUMPINFUSION-ALARIS-Medley 8100 | [6 empty] | Verified as Rental |  |  | MHHS-TMC
NO | YES |  |  |  | FFL6744 |  | CAREFUSION | 8100M |  |  | Rental | MHHS-TMC |  |  |  | FFL6744 |  | TMC |  | Rental | [7 empty] | PUMPINFUSION-ALARIS-Medley 8100 |  | MEDLEY PUMP MODULE LVP *MEMORIAL HERMANN |  |  | PUMPINFUSION-ALARIS-Medley 8100 | [6 empty] | Verified as Rental |  |  | MHHS-TMC
NO | YES |  |  |  | FFL6751 |  | CAREFUSION | 8100M |  |  | Rental | MHHS-TMC |  |  |  | FFL6751 |  | TMC |  | Rental | [7 empty] | PUMPINFUSION-ALARIS-Medley 8100 |  | MEDLEY PUMP MODULE LVP *MEMORIAL HERMANN |  |  | PUMPINFUSION-ALARIS-Medley 8100 | [6 empty] | Verified as Rental |  |  | MHHS-TMC
NO | YES |  |  |  | FFL6756 |  | CAREFUSION | 8100M |  |  | Rental | MHHS-TMC |  |  |  | FFL6756 |  | TMC |  | Rental | [7 empty] | PUMPINFUSION-ALARIS-Medley 8100 |  | MEDLEY PUMP MODULE LVP *MEMORIAL HERMANN |  |  | PUMPINFUSION-ALARIS-Medley 8100 | [6 empty] | Verified as Rental |  |  | MHHS-TMC
NO | YES |  |  |  | FFL6764 |  | CAREFUSION | 8100M |  |  | Rental | MHHS-TMC |  |  |  | FFL6764 |  | TMC |  | Rental | [7 empty] | PUMPINFUSION-ALARIS-Medley 8100 |  | MEDLEY PUMP MODULE LVP *MEMORIAL HERMANN |  |  | PUMPINFUSION-ALARIS-Medley 8100 | [6 empty] | Verified as Rental |  |  | MHHS-TMC
NO | YES |  |  |  | FFL6765 |  | CAREFUSION | 8100M |  |  | Rental | MHHS-TMC |  |  |  | FFL6765 |  | TMC |  | Rental | [7 empty] | PUMPINFUSION-ALARIS-Medley 8100 |  | MEDLEY PUMP MODULE LVP *MEMORIAL HERMANN |  |  | PUMPINFUSION-ALARIS-Medley 8100 | [6 empty] | Verified as Rental |  |  | MHHS-TMC
NO | YES |  |  |  | FFL6766 |  | CAREFUSION | 8100M |  |  | Rental | MHHS-TMC |  |  |  | FFL6766 |  | TMC |  | Rental | [7 empty] | PUMPINFUSION-ALARIS-Medley 8100 |  | MEDLEY PUMP MODULE LVP *MEMORIAL HERMANN |  |  | PUMPINFUSION-ALARIS-Medley 8100 | [6 empty] | Verified as Rental |  |  | MHHS-TMC
NO | YES |  |  |  | FFL6772 |  | CAREFUSION | 8100M |  |  | Rental | MHHS-TMC |  |  |  | FFL6772 |  | TMC |  | Rental | [7 empty] | PUMPINFUSION-ALARIS-Medley 8100 |  | MEDLEY PUMP MODULE LVP *MEMORIAL HERMANN |  |  | PUMPINFUSION-ALARIS-Medley 8100 | [6 empty] | Verified as Rental |  |  | MHHS-TMC
NO | YES |  |  |  | FFL6777 |  | CAREFUSION | 8100M |  |  | Rental | MHHS-TMC |  |  |  | FFL6777 |  | TMC |  | Rental | [7 empty] | PUMPINFUSION-ALARIS-Medley 8100 |  | MEDLEY PUMP MODULE LVP *MEMORIAL HERMANN |  |  | PUMPINFUSION-ALARIS-Medley 8100 | [6 empty] | Verified as Rental |  |  | MHHS-TMC
NO | YES |  |  |  | FFL6785 |  | CAREFUSION | 8100M |  |  | Rental | MHHS-TMC |  |  |  | FFL6785 |  | TMC |  | Rental | [7 empty] | PUMPINFUSION-ALARIS-Medley 8100 |  | MEDLEY PUMP MODULE LVP *MEMORIAL HERMANN |  |  | PUMPINFUSION-ALARIS-Medley 8100 | [6 empty] | Verified as Rental |  |  | MHHS-TMC
NO | YES |  |  |  | FFL6800 |  | CAREFUSION | 8100M |  |  | Rental | MHHS-TMC |  |  |  | FFL6800 |  | TMC |  | Rental | [7 empty] | PUMPINFUSION-ALARIS-Medley 8100 |  | MEDLEY PUMP MODULE LVP *MEMORIAL HERMANN |  |  | PUMPINFUSION-ALARIS-Medley 8100 | [6 empty] | Verified as Rental |  |  | MHHS-TMC
NO | YES |  |  |  | FFL6809 |  | CAREFUSION | 8100M |  |  | Rental | MHHS-TMC |  |  |  | FFL6809 |  | TMC |  | Rental | [7 empty] | PUMPINFUSION-ALARIS-Medley 8100 |  | MEDLEY PUMP MODULE LVP *MEMORIAL HERMANN |  |  | PUMPINFUSION-ALARIS-Medley 8100 | [6 empty] | Verified as Rental |  |  | MHHS-TMC
NO | YES |  |  |  | FFL6811 |  | CAREFUSION | 8100M |  |  | Rental | MHHS-TMC |  |  |  | FFL6811 |  | TMC |  | Rental | [7 empty] | PUMPINFUSION-ALARIS-Medley 8100 |  | MEDLEY PUMP MODULE LVP *MEMORIAL HERMANN |  |  | PUMPINFUSION-ALARIS-Medley 8100 | [6 empty] | Verified as Rental |  |  | MHHS-TMC
NO | YES |  |  |  | FFL6812 |  | CAREFUSION | 8100M |  |  | Rental | MHHS-TMC |  |  |  | FFL6812 |  | TMC |  | Rental | [7 empty] | PUMPINFUSION-ALARIS-Medley 8100 |  | MEDLEY PUMP MODULE LVP *MEMORIAL HERMANN |  |  | PUMPINFUSION-ALARIS-Medley 8100 | [6 empty] | Verified as Rental |  |  | MHHS-TMC
NO | YES |  |  |  | FFL6814 |  | CAREFUSION | 8100M |  |  | Rental | MHHS-TMC |  |  |  | FFL6814 |  | TMC |  | Rental | [7 empty] | PUMPINFUSION-ALARIS-Medley 8100 |  | MEDLEY PUMP MODULE LVP *MEMORIAL HERMANN |  |  | PUMPINFUSION-ALARIS-Medley 8100 | [6 empty] | Verified as Rental |  |  | MHHS-TMC
NO | YES |  |  |  | FFL6820 |  | CAREFUSION | 8100M |  |  | Rental | MHHS-TMC |  |  |  | FFL6820 |  | TMC |  | Rental | [7 empty] | PUMPINFUSION-ALARIS-Medley 8100 |  | MEDLEY PUMP MODULE LVP *MEMORIAL HERMANN |  |  | PUMPINFUSION-ALARIS-Medley 8100 | [6 empty] | Verified as Rental |  |  | MHHS-TMC
NO | YES |  |  |  | FFL6829 |  | CAREFUSION | 8100M |  |  | Rental | MHHS-TMC |  |  |  | FFL6829 |  | TMC |  | Rental | [7 empty] | PUMPINFUSION-ALARIS-Medley 8100 |  | MEDLEY PUMP MODULE LVP *MEMORIAL HERMANN |  |  | PUMPINFUSION-ALARIS-Medley 8100 | [6 empty] | Verified as Rental |  |  | MHHS-TMC
NO | YES |  |  |  | FFL6835 |  | CAREFUSION | 8100M |  |  | Rental | MHHS-TMC |  |  |  | FFL6835 |  | TMC |  | Rental | [7 empty] | PUMPINFUSION-ALARIS-Medley 8100 |  | MEDLEY PUMP MODULE LVP *MEMORIAL HERMANN |  |  | PUMPINFUSION-ALARIS-Medley 8100 | [6 empty] | Verified as Rental |  |  | MHHS-TMC
NO | YES |  |  |  | FFL6842 |  | CAREFUSION | 8100M |  |  | Rental | MHHS-TMC |  |  |  | FFL6842 |  | TMC |  | Rental | [7 empty] | PUMPINFUSION-ALARIS-Medley 8100 |  | MEDLEY PUMP MODULE LVP *MEMORIAL HERMANN |  |  | PUMPINFUSION-ALARIS-Medley 8100 | [6 empty] | Verified as Rental |  |  | MHHS-TMC
NO | YES |  |  |  | FFL6861 |  | CAREFUSION | 8100M |  |  | Rental | MHHS-TMC |  |  |  | FFL6861 |  | TMC |  | Rental | [7 empty] | PUMPINFUSION-ALARIS-Medley 8100 |  | MEDLEY PUMP MODULE LVP *MEMORIAL HERMANN |  |  | PUMPINFUSION-ALARIS-Medley 8100 | [6 empty] | Verified as Rental |  |  | MHHS-TMC
NO | YES |  |  |  | FFL6862 |  | CAREFUSION | 8100M |  |  | Rental | MHHS-TMC |  |  |  | FFL6862 |  | TMC |  | Rental | [7 empty] | PUMPINFUSION-ALARIS-Medley 8100 |  | MEDLEY PUMP MODULE LVP *MEMORIAL HERMANN |  |  | PUMPINFUSION-ALARIS-Medley 8100 | [6 empty] | Verified as Rental |  |  | MHHS-TMC
NO | YES |  |  |  | FFL6863 |  | CAREFUSION | 8100M |  |  | Rental | MHHS-TMC |  |  |  | FFL6863 |  | TMC |  | Rental | [7 empty] | PUMPINFUSION-ALARIS-Medley 8100 |  | MEDLEY PUMP MODULE LVP *MEMORIAL HERMANN |  |  | PUMPINFUSION-ALARIS-Medley 8100 | [6 empty] | Verified as Rental |  |  | MHHS-TMC
NO | YES |  |  |  | FFL6872 |  | CAREFUSION | 8100M |  |  | Rental | MHHS-TMC |  |  |  | FFL6872 |  | TMC |  | Rental | [7 empty] | PUMPINFUSION-ALARIS-Medley 8100 |  | MEDLEY PUMP MODULE LVP *MEMORIAL HERMANN |  |  | PUMPINFUSION-ALARIS-Medley 8100 | [6 empty] | Verified as Rental |  |  | MHHS-TMC
NO | YES |  |  |  | FFL6873 |  | CAREFUSION | 8100M |  |  | Rental | MHHS-TMC |  |  |  | FFL6873 |  | TMC |  | Rental | [7 empty] | PUMPINFUSION-ALARIS-Medley 8100 |  | MEDLEY PUMP MODULE LVP *MEMORIAL HERMANN |  |  | PUMPINFUSION-ALARIS-Medley 8100 | [6 empty] | Verified as Rental |  |  | MHHS-TMC
NO | YES |  |  |  | FFL6903 |  | CAREFUSION | 8100M |  |  | Rental | MHHS-TMC |  |  |  | FFL6903 |  | TMC |  | Rental | [7 empty] | PUMPINFUSION-ALARIS-Medley 8100 |  | MEDLEY PUMP MODULE LVP *MEMORIAL HERMANN |  |  | PUMPINFUSION-ALARIS-Medley 8100 | [6 empty] | Verified as Rental |  |  | MHHS-TMC
NO | YES |  |  |  | FFL6909 |  | CAREFUSION | 8100M |  |  | Rental | MHHS-TMC |  |  |  | FFL6909 |  | TMC |  | Rental | [7 empty] | PUMPINFUSION-ALARIS-Medley 8100 |  | MEDLEY PUMP MODULE LVP *MEMORIAL HERMANN |  |  | PUMPINFUSION-ALARIS-Medley 8100 | [6 empty] | Verified as Rental |  |  | MHHS-TMC
NO | YES |  |  |  | FFL6916 |  | CAREFUSION | 8100M |  |  | Rental | MHHS-TMC |  |  |  | FFL6916 |  | TMC |  | Rental | [7 empty] | PUMPINFUSION-ALARIS-Medley 8100 |  | MEDLEY PUMP MODULE LVP *MEMORIAL HERMANN |  |  | PUMPINFUSION-ALARIS-Medley 8100 | [6 empty] | Verified as Rental |  |  | MHHS-TMC
NO | YES |  |  |  | FFL6921 |  | CAREFUSION | 8100M |  |  | Rental | MHHS-TMC |  |  |  | FFL6921 |  | TMC |  | Rental | [7 empty] | PUMPINFUSION-ALARIS-Medley 8100 |  | MEDLEY PUMP MODULE LVP *MEMORIAL HERMANN |  |  | PUMPINFUSION-ALARIS-Medley 8100 | [6 empty] | Verified as Rental |  |  | MHHS-TMC
NO | YES |  |  |  | FFL6923 |  | CAREFUSION | 8100M |  |  | Rental | MHHS-TMC |  |  |  | FFL6923 |  | TMC |  | Rental | [7 empty] | PUMPINFUSION-ALARIS-Medley 8100 |  | MEDLEY PUMP MODULE LVP *MEMORIAL HERMANN |  |  | PUMPINFUSION-ALARIS-Medley 8100 | [6 empty] | Verified as Rental |  |  | MHHS-TMC
NO | YES |  |  |  | FFL6939 |  | CAREFUSION | 8100M |  |  | Rental | MHHS-TMC |  |  |  | FFL6939 |  | TMC |  | Rental | [7 empty] | PUMPINFUSION-ALARIS-Medley 8100 |  | MEDLEY PUMP MODULE LVP *MEMORIAL HERMANN |  |  | PUMPINFUSION-ALARIS-Medley 8100 | [6 empty] | Verified as Rental |  |  | MHHS-TMC
NO | YES |  |  |  | FFL6940 |  | CAREFUSION | 8100M |  |  | Rental | MHHS-TMC |  |  |  | FFL6940 |  | TMC |  | Rental | [7 empty] | PUMPINFUSION-ALARIS-Medley 8100 |  | MEDLEY PUMP MODULE LVP *MEMORIAL HERMANN |  |  | PUMPINFUSION-ALARIS-Medley 8100 | [6 empty] | Verified as Rental |  |  | MHHS-TMC
NO | YES |  |  |  | FFL6945 |  | CAREFUSION | 8100M |  |  | Rental | MHHS-TMC |  |  |  | FFL6945 |  | TMC |  | Rental | [7 empty] | PUMPINFUSION-ALARIS-Medley 8100 |  | MEDLEY PUMP MODULE LVP *MEMORIAL HERMANN |  |  | PUMPINFUSION-ALARIS-Medley 8100 | [6 empty] | Verified as Rental |  |  | MHHS-TMC
NO | YES |  |  |  | FFL6947 |  | CAREFUSION | 8100M |  |  | Rental | MHHS-TMC |  |  |  | FFL6947 |  | TMC |  | Rental | [7 empty] | PUMPINFUSION-ALARIS-Medley 8100 |  | MEDLEY PUMP MODULE LVP *MEMORIAL HERMANN |  |  | PUMPINFUSION-ALARIS-Medley 8100 | [6 empty] | Verified as Rental |  |  | MHHS-TMC
NO | YES |  |  |  | FFL6952 |  | CAREFUSION | 8100M |  |  | Rental | MHHS-TMC |  |  |  | FFL6952 |  | TMC |  | Rental | [7 empty] | PUMPINFUSION-ALARIS-Medley 8100 |  | MEDLEY PUMP MODULE LVP *MEMORIAL HERMANN |  |  | PUMPINFUSION-ALARIS-Medley 8100 | [6 empty] | Verified as Rental |  |  | MHHS-TMC
NO | YES |  |  |  | FFL6955 |  | CAREFUSION | 8100M |  |  | Rental | MHHS-TMC |  |  |  | FFL6955 |  | TMC |  | Rental | [7 empty] | PUMPINFUSION-ALARIS-Medley 8100 |  | MEDLEY PUMP MODULE LVP *MEMORIAL HERMANN |  |  | PUMPINFUSION-ALARIS-Medley 8100 | [6 empty] | Verified as Rental |  |  | MHHS-TMC
NO | YES |  |  |  | FFL6957 |  | CAREFUSION | 8100M |  |  | Rental | MHHS-TMC |  |  |  | FFL6957 |  | TMC |  | Rental | [7 empty] | PUMPINFUSION-ALARIS-Medley 8100 |  | MEDLEY PUMP MODULE LVP *MEMORIAL HERMANN |  |  | PUMPINFUSION-ALARIS-Medley 8100 | [6 empty] | Verified as Rental |  |  | MHHS-TMC
NO | YES |  |  |  | FFL6971 |  | CAREFUSION | 8100M |  |  | Rental | MHHS-TMC |  |  |  | FFL6971 |  | TMC |  | Rental | [7 empty] | PUMPINFUSION-ALARIS-Medley 8100 |  | MEDLEY PUMP MODULE LVP *MEMORIAL HERMANN |  |  | PUMPINFUSION-ALARIS-Medley 8100 | [6 empty] | Verified as Rental |  |  | MHHS-TMC
NO | YES |  |  |  | FFL6993 |  | CAREFUSION | 8100M |  |  | Rental | MHHS-TMC |  |  |  | FFL6993 |  | TMC |  | Rental | [7 empty] | PUMPINFUSION-ALARIS-Medley 8100 |  | MEDLEY PUMP MODULE LVP *MEMORIAL HERMANN |  |  | PUMPINFUSION-ALARIS-Medley 8100 | [6 empty] | Verified as Rental |  |  | MHHS-TMC
NO | YES |  |  |  | FFL6994 |  | CAREFUSION | 8100M |  |  | Rental | MHHS-TMC |  |  |  | FFL6994 |  | TMC |  | Rental | [7 empty] | PUMPINFUSION-ALARIS-Medley 8100 |  | MEDLEY PUMP MODULE LVP *MEMORIAL HERMANN |  |  | PUMPINFUSION-ALARIS-Medley 8100 | [6 empty] | Verified as Rental |  |  | MHHS-TMC
NO | YES |  |  |  | FFL6995 |  | CAREFUSION | 8100M |  |  | Rental | MHHS-TMC |  |  |  | FFL6995 |  | TMC |  | Rental | [7 empty] | PUMPINFUSION-ALARIS-Medley 8100 |  | MEDLEY PUMP MODULE LVP *MEMORIAL HERMANN |  |  | PUMPINFUSION-ALARIS-Medley 8100 | [6 empty] | Verified as Rental |  |  | MHHS-TMC
NO | YES |  |  |  | FFL6998 |  | CAREFUSION | 8100M |  |  | Rental | MHHS-TMC |  |  |  | FFL6998 |  | TMC |  | Rental | [7 empty] | PUMPINFUSION-ALARIS-Medley 8100 |  | MEDLEY PUMP MODULE LVP *MEMORIAL HERMANN |  |  | PUMPINFUSION-ALARIS-Medley 8100 | [6 empty] | Verified as Rental |  |  | MHHS-TMC
NO | YES |  |  |  | FFL7002 |  | CAREFUSION | 8100M |  |  | Rental | MHHS-TMC |  |  |  | FFL7002 |  | TMC |  | Rental | [7 empty] | PUMPINFUSION-ALARIS-Medley 8100 |  | MEDLEY PUMP MODULE LVP *MEMORIAL HERMANN |  |  | PUMPINFUSION-ALARIS-Medley 8100 | [6 empty] | Verified as Rental |  |  | MHHS-TMC
NO | YES |  |  |  | FFL7010 |  | CAREFUSION | 8100M |  |  | Rental | MHHS-TMC |  |  |  | FFL7010 |  | TMC |  | Rental | [7 empty] | PUMPINFUSION-ALARIS-Medley 8100 |  | MEDLEY PUMP MODULE LVP *MEMORIAL HERMANN |  |  | PUMPINFUSION-ALARIS-Medley 8100 | [6 empty] | Verified as Rental |  |  | MHHS-TMC
NO | YES |  |  |  | FFL7013 |  | CAREFUSION | 8100M |  |  | Rental | MHHS-TMC |  |  |  | FFL7013 |  | TMC |  | Rental | [7 empty] | PUMPINFUSION-ALARIS-Medley 8100 |  | MEDLEY PUMP MODULE LVP *MEMORIAL HERMANN |  |  | PUMPINFUSION-ALARIS-Medley 8100 | [6 empty] | Verified as Rental |  |  | MHHS-TMC
NO | YES |  |  |  | FFL7017 |  | CAREFUSION | 8100M |  |  | Rental | MHHS-TMC |  |  |  | FFL7017 |  | TMC |  | Rental | [7 empty] | PUMPINFUSION-ALARIS-Medley 8100 |  | MEDLEY PUMP MODULE LVP *MEMORIAL HERMANN |  |  | PUMPINFUSION-ALARIS-Medley 8100 | [6 empty] | Verified as Rental |  |  | MHHS-TMC
NO | YES |  |  |  | FFL7018 |  | CAREFUSION | 8100M |  |  | Rental | MHHS-TMC |  |  |  | FFL7018 |  | TMC |  | Rental | [7 empty] | PUMPINFUSION-ALARIS-Medley 8100 |  | MEDLEY PUMP MODULE LVP *MEMORIAL HERMANN |  |  | PUMPINFUSION-ALARIS-Medley 8100 | [6 empty] | Verified as Rental |  |  | MHHS-TMC
NO | YES |  |  |  | FFL7021 |  | CAREFUSION | 8100M |  |  | Rental | MHHS-TMC |  |  |  | FFL7021 |  | TMC |  | Rental | [7 empty] | PUMPINFUSION-ALARIS-Medley 8100 |  | MEDLEY PUMP MODULE LVP *MEMORIAL HERMANN |  |  | PUMPINFUSION-ALARIS-Medley 8100 | [6 empty] | Verified as Rental |  |  | MHHS-TMC
NO | YES |  |  |  | FFL7022 |  | CAREFUSION | 8100M |  |  | Rental | MHHS-TMC |  |  |  | FFL7022 |  | TMC |  | Rental | [7 empty] | PUMPINFUSION-ALARIS-Medley 8100 |  | MEDLEY PUMP MODULE LVP *MEMORIAL HERMANN |  |  | PUMPINFUSION-ALARIS-Medley 8100 | [6 empty] | Verified as Rental |  |  | MHHS-TMC
NO | YES |  |  |  | FFL7025 |  | CAREFUSION | 8100M |  |  | Rental | MHHS-TMC |  |  |  | FFL7025 |  | TMC |  | Rental | [7 empty] | PUMPINFUSION-ALARIS-Medley 8100 |  | MEDLEY PUMP MODULE LVP *MEMORIAL HERMANN |  |  | PUMPINFUSION-ALARIS-Medley 8100 | [6 empty] | Verified as Rental |  |  | MHHS-TMC
NO | YES |  |  |  | FFL7028 |  | CAREFUSION | 8100M |  |  | Rental | MHHS-TMC |  |  |  | FFL7028 |  | TMC |  | Rental | [7 empty] | PUMPINFUSION-ALARIS-Medley 8100 |  | MEDLEY PUMP MODULE LVP *MEMORIAL HERMANN |  |  | PUMPINFUSION-ALARIS-Medley 8100 | [6 empty] | Verified as Rental |  |  | MHHS-TMC
NO | YES |  |  |  | FFL7033 |  | CAREFUSION | 8100M |  |  | Rental | MHHS-TMC |  |  |  | FFL7033 |  | TMC |  | Rental | [7 empty] | PUMPINFUSION-ALARIS-Medley 8100 |  | MEDLEY PUMP MODULE LVP *MEMORIAL HERMANN |  |  | PUMPINFUSION-ALARIS-Medley 8100 | [6 empty] | Verified as Rental |  |  | MHHS-TMC
NO | YES |  |  |  | FFL7034 |  | CAREFUSION | 8100M |  |  | Rental | MHHS-TMC |  |  |  | FFL7034 |  | TMC |  | Rental | [7 empty] | PUMPINFUSION-ALARIS-Medley 8100 |  | MEDLEY PUMP MODULE LVP *MEMORIAL HERMANN |  |  | PUMPINFUSION-ALARIS-Medley 8100 | [6 empty] | Verified as Rental |  |  | MHHS-TMC
NO | YES |  |  |  | FFL7045 |  | CAREFUSION | 8100M |  |  | Rental | MHHS-TMC |  |  |  | FFL7045 |  | TMC |  | Rental | [7 empty] | PUMPINFUSION-ALARIS-Medley 8100 |  | MEDLEY PUMP MODULE LVP *MEMORIAL HERMANN |  |  | PUMPINFUSION-ALARIS-Medley 8100 | [6 empty] | Verified as Rental |  |  | MHHS-TMC
NO | YES |  |  |  | FFL7049 |  | CAREFUSION | 8100M |  |  | Rental | MHHS-TMC |  |  |  | FFL7049 |  | TMC |  | Rental | [7 empty] | PUMPINFUSION-ALARIS-Medley 8100 |  | MEDLEY PUMP MODULE LVP *MEMORIAL HERMANN |  |  | PUMPINFUSION-ALARIS-Medley 8100 | [6 empty] | Verified as Rental |  |  | MHHS-TMC
NO | YES |  |  |  | FFL7050 |  | CAREFUSION | 8100M |  |  | Rental | MHHS-TMC |  |  |  | FFL7050 |  | TMC |  | Rental | [7 empty] | PUMPINFUSION-ALARIS-Medley 8100 |  | MEDLEY PUMP MODULE LVP *MEMORIAL HERMANN |  |  | PUMPINFUSION-ALARIS-Medley 8100 | [6 empty] | Verified as Rental |  |  | MHHS-TMC
NO | YES |  |  |  | FFL7054 |  | CAREFUSION | 8100M |  |  | Rental | MHHS-TMC |  |  |  | FFL7054 |  | TMC |  | Rental | [7 empty] | PUMPINFUSION-ALARIS-Medley 8100 |  | MEDLEY PUMP MODULE LVP *MEMORIAL HERMANN |  |  | PUMPINFUSION-ALARIS-Medley 8100 | [6 empty] | Verified as Rental |  |  | MHHS-TMC
NO | YES |  |  |  | FFL7055 |  | CAREFUSION | 8100M |  |  | Rental | MHHS-TMC |  |  |  | FFL7055 |  | TMC |  | Rental | [7 empty] | PUMPINFUSION-ALARIS-Medley 8100 |  | MEDLEY PUMP MODULE LVP *MEMORIAL HERMANN |  |  | PUMPINFUSION-ALARIS-Medley 8100 | [6 empty] | Verified as Rental |  |  | MHHS-TMC
NO | YES |  |  |  | FFL7059 |  | CAREFUSION | 8100M |  |  | Rental | MHHS-TMC |  |  |  | FFL7059 |  | TMC |  | Rental | [7 empty] | PUMPINFUSION-ALARIS-Medley 8100 |  | MEDLEY PUMP MODULE LVP *MEMORIAL HERMANN |  |  | PUMPINFUSION-ALARIS-Medley 8100 | [6 empty] | Verified as Rental |  |  | MHHS-TMC
NO | YES |  |  |  | FFL7061 |  | CAREFUSION | 8100M |  |  | Rental | MHHS-TMC |  |  |  | FFL7061 |  | TMC |  | Rental | [7 empty] | PUMPINFUSION-ALARIS-Medley 8100 |  | MEDLEY PUMP MODULE LVP *MEMORIAL HERMANN |  |  | PUMPINFUSION-ALARIS-Medley 8100 | [6 empty] | Verified as Rental |  |  | MHHS-TMC
NO | YES |  |  |  | FFL7062 |  | CAREFUSION | 8100M |  |  | Rental | MHHS-TMC |  |  |  | FFL7062 |  | TMC |  | Rental | [7 empty] | PUMPINFUSION-ALARIS-Medley 8100 |  | MEDLEY PUMP MODULE LVP *MEMORIAL HERMANN |  |  | PUMPINFUSION-ALARIS-Medley 8100 | [6 empty] | Verified as Rental |  |  | MHHS-TMC
NO | YES |  |  |  | FFL7063 |  | CAREFUSION | 8100M |  |  | Rental | MHHS-TMC |  |  |  | FFL7063 |  | TMC |  | Rental | [7 empty] | PUMPINFUSION-ALARIS-Medley 8100 |  | MEDLEY PUMP MODULE LVP *MEMORIAL HERMANN |  |  | PUMPINFUSION-ALARIS-Medley 8100 | [6 empty] | Verified as Rental |  |  | MHHS-TMC
NO | YES |  |  |  | FFL7074 |  | CAREFUSION | 8100M |  |  | Rental | MHHS-TMC |  |  |  | FFL7074 |  | TMC |  | Rental | [7 empty] | PUMPINFUSION-ALARIS-Medley 8100 |  | MEDLEY PUMP MODULE LVP *MEMORIAL HERMANN |  |  | PUMPINFUSION-ALARIS-Medley 8100 | [6 empty] | Verified as Rental |  |  | MHHS-TMC
NO | YES |  |  |  | FFL7079 |  | CAREFUSION | 8100M |  |  | Rental | MHHS-TMC |  |  |  | FFL7079 |  | TMC |  | Rental | [7 empty] | PUMPINFUSION-ALARIS-Medley 8100 |  | MEDLEY PUMP MODULE LVP *MEMORIAL HERMANN |  |  | PUMPINFUSION-ALARIS-Medley 8100 | [6 empty] | Verified as Rental |  |  | MHHS-TMC
NO | YES |  |  |  | FFL7085 |  | CAREFUSION | 8100M |  |  | Rental | MHHS-TMC |  |  |  | FFL7085 |  | TMC |  | Rental | [7 empty] | PUMPINFUSION-ALARIS-Medley 8100 |  | MEDLEY PUMP MODULE LVP *MEMORIAL HERMANN |  |  | PUMPINFUSION-ALARIS-Medley 8100 | [6 empty] | Verified as Rental |  |  | MHHS-TMC
NO | YES |  |  |  | FFL7089 |  | CAREFUSION | 8100M |  |  | Rental | MHHS-TMC |  |  |  | FFL7089 |  | TMC |  | Rental | [7 empty] | PUMPINFUSION-ALARIS-Medley 8100 |  | MEDLEY PUMP MODULE LVP *MEMORIAL HERMANN |  |  | PUMPINFUSION-ALARIS-Medley 8100 | [6 empty] | Verified as Rental |  |  | MHHS-TMC
NO | YES |  |  |  | FFL7091 |  | CAREFUSION | 8100M |  |  | Rental | MHHS-TMC |  |  |  | FFL7091 |  | TMC |  | Rental | [7 empty] | PUMPINFUSION-ALARIS-Medley 8100 |  | MEDLEY PUMP MODULE LVP *MEMORIAL HERMANN |  |  | PUMPINFUSION-ALARIS-Medley 8100 | [6 empty] | Verified as Rental |  |  | MHHS-TMC
NO | YES |  |  |  | FFL7097 |  | CAREFUSION | 8100M |  |  | Rental | MHHS-TMC |  |  |  | FFL7097 |  | TMC |  | Rental | [7 empty] | PUMPINFUSION-ALARIS-Medley 8100 |  | MEDLEY PUMP MODULE LVP *MEMORIAL HERMANN |  |  | PUMPINFUSION-ALARIS-Medley 8100 | [6 empty] | Verified as Rental |  |  | MHHS-TMC
NO | YES |  |  |  | FFL7111 |  | CAREFUSION | 8100M |  |  | Rental | MHHS-TMC |  |  |  | FFL7111 |  | TMC |  | Rental | [7 empty] | PUMPINFUSION-ALARIS-Medley 8100 |  | MEDLEY PUMP MODULE LVP *MEMORIAL HERMANN |  |  | PUMPINFUSION-ALARIS-Medley 8100 | [6 empty] | Verified as Rental |  |  | MHHS-TMC
NO | YES |  |  |  | FFL7114 |  | CAREFUSION | 8100M |  |  | Rental | MHHS-TMC |  |  |  | FFL7114 |  | TMC |  | Rental | [7 empty] | PUMPINFUSION-ALARIS-Medley 8100 |  | MEDLEY PUMP MODULE LVP *MEMORIAL HERMANN |  |  | PUMPINFUSION-ALARIS-Medley 8100 | [6 empty] | Verified as Rental |  |  | MHHS-TMC
NO | YES |  |  |  | FFL7119 |  | CAREFUSION | 8100M |  |  | Rental | MHHS-TMC |  |  |  | FFL7119 |  | TMC |  | Rental | [7 empty] | PUMPINFUSION-ALARIS-Medley 8100 |  | MEDLEY PUMP MODULE LVP *MEMORIAL HERMANN |  |  | PUMPINFUSION-ALARIS-Medley 8100 | [6 empty] | Verified as Rental |  |  | MHHS-TMC
NO | YES |  |  |  | FFL7125 |  | CAREFUSION | 8100M |  |  | Rental | MHHS-TMC |  |  |  | FFL7125 |  | TMC |  | Rental | [7 empty] | PUMPINFUSION-ALARIS-Medley 8100 |  | MEDLEY PUMP MODULE LVP *MEMORIAL HERMANN |  |  | PUMPINFUSION-ALARIS-Medley 8100 | [6 empty] | Verified as Rental |  |  | MHHS-TMC
NO | YES |  |  |  | FFL7130 |  | CAREFUSION | 8100M |  |  | Rental | MHHS-TMC |  |  |  | FFL7130 |  | TMC |  | Rental | [7 empty] | PUMPINFUSION-ALARIS-Medley 8100 |  | MEDLEY PUMP MODULE LVP *MEMORIAL HERMANN |  |  | PUMPINFUSION-ALARIS-Medley 8100 | [6 empty] | Verified as Rental |  |  | MHHS-TMC
NO | YES |  |  |  | FFL7131 |  | CAREFUSION | 8100M |  |  | Rental | MHHS-TMC |  |  |  | FFL7131 |  | TMC |  | Rental | [7 empty] | PUMPINFUSION-ALARIS-Medley 8100 |  | MEDLEY PUMP MODULE LVP *MEMORIAL HERMANN |  |  | PUMPINFUSION-ALARIS-Medley 8100 | [6 empty] | Verified as Rental |  |  | MHHS-TMC
NO | YES |  |  |  | FFL7132 |  | CAREFUSION | 8100M |  |  | Rental | MHHS-TMC |  |  |  | FFL7132 |  | TMC |  | Rental | [7 empty] | PUMPINFUSION-ALARIS-Medley 8100 |  | MEDLEY PUMP MODULE LVP *MEMORIAL HERMANN |  |  | PUMPINFUSION-ALARIS-Medley 8100 | [6 empty] | Verified as Rental |  |  | MHHS-TMC
NO | YES |  |  |  | FFL7133 |  | CAREFUSION | 8100M |  |  | Rental | MHHS-TMC |  |  |  | FFL7133 |  | TMC |  | Rental | [7 empty] | PUMPINFUSION-ALARIS-Medley 8100 |  | MEDLEY PUMP MODULE LVP *MEMORIAL HERMANN |  |  | PUMPINFUSION-ALARIS-Medley 8100 | [6 empty] | Verified as Rental |  |  | MHHS-TMC
NO | YES |  |  |  | FFL7140 |  | CAREFUSION | 8100M |  |  | Rental | MHHS-TMC |  |  |  | FFL7140 |  | TMC |  | Rental | [7 empty] | PUMPINFUSION-ALARIS-Medley 8100 |  | MEDLEY PUMP MODULE LVP *MEMORIAL HERMANN |  |  | PUMPINFUSION-ALARIS-Medley 8100 | [6 empty] | Verified as Rental |  |  | MHHS-TMC
NO | YES |  |  |  | FFL7145 |  | CAREFUSION | 8100M |  |  | Rental | MHHS-TMC |  |  |  | FFL7145 |  | TMC |  | Rental | [7 empty] | PUMPINFUSION-ALARIS-Medley 8100 |  | MEDLEY PUMP MODULE LVP *MEMORIAL HERMANN |  |  | PUMPINFUSION-ALARIS-Medley 8100 | [6 empty] | Verified as Rental |  |  | MHHS-TMC
NO | YES |  |  |  | FFL7147 |  | CAREFUSION | 8100M |  |  | Rental | MHHS-TMC |  |  |  | FFL7147 |  | TMC |  | Rental | [7 empty] | PUMPINFUSION-ALARIS-Medley 8100 |  | MEDLEY PUMP MODULE LVP *MEMORIAL HERMANN |  |  | PUMPINFUSION-ALARIS-Medley 8100 | [6 empty] | Verified as Rental |  |  | MHHS-TMC
NO | YES |  |  |  | FFL7148 |  | CAREFUSION | 8100M |  |  | Rental | MHHS-TMC |  |  |  | FFL7148 |  | TMC |  | Rental | [7 empty] | PUMPINFUSION-ALARIS-Medley 8100 |  | MEDLEY PUMP MODULE LVP *MEMORIAL HERMANN |  |  | PUMPINFUSION-ALARIS-Medley 8100 | [6 empty] | Verified as Rental |  |  | MHHS-TMC
NO | YES |  |  |  | FFL7152 |  | CAREFUSION | 8100M |  |  | Rental | MHHS-TMC |  |  |  | FFL7152 |  | TMC |  | Rental | [7 empty] | PUMPINFUSION-ALARIS-Medley 8100 |  | MEDLEY PUMP MODULE LVP *MEMORIAL HERMANN |  |  | PUMPINFUSION-ALARIS-Medley 8100 | [6 empty] | Verified as Rental |  |  | MHHS-TMC
NO | YES |  |  |  | FFL7160 |  | CAREFUSION | 8100M |  |  | Rental | MHHS-TMC |  |  |  | FFL7160 |  | TMC |  | Rental | [7 empty] | PUMPINFUSION-ALARIS-Medley 8100 |  | MEDLEY PUMP MODULE LVP *MEMORIAL HERMANN |  |  | PUMPINFUSION-ALARIS-Medley 8100 | [6 empty] | Verified as Rental |  |  | MHHS-TMC
NO | YES |  |  |  | FFL7164 |  | CAREFUSION | 8100M |  |  | Rental | MHHS-TMC |  |  |  | FFL7164 |  | TMC |  | Rental | [7 empty] | PUMPINFUSION-ALARIS-Medley 8100 |  | MEDLEY PUMP MODULE LVP *MEMORIAL HERMANN |  |  | PUMPINFUSION-ALARIS-Medley 8100 | [6 empty] | Verified as Rental |  |  | MHHS-TMC
NO | YES |  |  |  | FFL7172 |  | CAREFUSION | 8100M |  |  | Rental | MHHS-TMC |  |  |  | FFL7172 |  | TMC |  | Rental | [7 empty] | PUMPINFUSION-ALARIS-Medley 8100 |  | MEDLEY PUMP MODULE LVP *MEMORIAL HERMANN |  |  | PUMPINFUSION-ALARIS-Medley 8100 | [6 empty] | Verified as Rental |  |  | MHHS-TMC
NO | YES |  |  |  | FFL7174 |  | CAREFUSION | 8100M |  |  | Rental | MHHS-TMC |  |  |  | FFL7174 |  | TMC |  | Rental | [7 empty] | PUMPINFUSION-ALARIS-Medley 8100 |  | MEDLEY PUMP MODULE LVP *MEMORIAL HERMANN |  |  | PUMPINFUSION-ALARIS-Medley 8100 | [6 empty] | Verified as Rental |  |  | MHHS-TMC
NO | YES |  |  |  | FFL7180 |  | CAREFUSION | 8100M |  |  | Rental | MHHS-TMC |  |  |  | FFL7180 |  | TMC |  | Rental | [7 empty] | PUMPINFUSION-ALARIS-Medley 8100 |  | MEDLEY PUMP MODULE LVP *MEMORIAL HERMANN |  |  | PUMPINFUSION-ALARIS-Medley 8100 | [6 empty] | Verified as Rental |  |  | MHHS-TMC
NO | YES |  |  |  | FFL7181 |  | CAREFUSION | 8100M |  |  | Rental | MHHS-TMC |  |  |  | FFL7181 |  | TMC |  | Rental | [7 empty] | PUMPINFUSION-ALARIS-Medley 8100 |  | MEDLEY PUMP MODULE LVP *MEMORIAL HERMANN |  |  | PUMPINFUSION-ALARIS-Medley 8100 | [6 empty] | Verified as Rental |  |  | MHHS-TMC
NO | YES |  |  |  | FFL7183 |  | CAREFUSION | 8100M |  |  | Rental | MHHS-TMC |  |  |  | FFL7183 |  | TMC |  | Rental | [7 empty] | PUMPINFUSION-ALARIS-Medley 8100 |  | MEDLEY PUMP MODULE LVP *MEMORIAL HERMANN |  |  | PUMPINFUSION-ALARIS-Medley 8100 | [6 empty] | Verified as Rental |  |  | MHHS-TMC
NO | YES |  |  |  | FFL7186 |  | CAREFUSION | 8100M |  |  | Rental | MHHS-TMC |  |  |  | FFL7186 |  | TMC |  | Rental | [7 empty] | PUMPINFUSION-ALARIS-Medley 8100 |  | MEDLEY PUMP MODULE LVP *MEMORIAL HERMANN |  |  | PUMPINFUSION-ALARIS-Medley 8100 | [6 empty] | Verified as Rental |  |  | MHHS-TMC
NO | YES |  |  |  | FFL7189 |  | CAREFUSION | 8100M |  |  | Rental | MHHS-TMC |  |  |  | FFL7189 |  | TMC |  | Rental | [7 empty] | PUMPINFUSION-ALARIS-Medley 8100 |  | MEDLEY PUMP MODULE LVP *MEMORIAL HERMANN |  |  | PUMPINFUSION-ALARIS-Medley 8100 | [6 empty] | Verified as Rental |  |  | MHHS-TMC
NO | YES |  |  |  | FFL7197 |  | CAREFUSION | 8100M |  |  | Rental | MHHS-TMC |  |  |  | FFL7197 |  | TMC |  | Rental | [7 empty] | PUMPINFUSION-ALARIS-Medley 8100 |  | MEDLEY PUMP MODULE LVP *MEMORIAL HERMANN |  |  | PUMPINFUSION-ALARIS-Medley 8100 | [6 empty] | Verified as Rental |  |  | MHHS-TMC
NO | YES |  |  |  | FFL7205 |  | CAREFUSION | 8100M |  |  | Rental | MHHS-TMC |  |  |  | FFL7205 |  | TMC |  | Rental | [7 empty] | PUMPINFUSION-ALARIS-Medley 8100 |  | MEDLEY PUMP MODULE LVP *MEMORIAL HERMANN |  |  | PUMPINFUSION-ALARIS-Medley 8100 | [6 empty] | Verified as Rental |  |  | MHHS-TMC
NO | YES |  |  |  | FFL7211 |  | CAREFUSION | 8100M |  |  | Rental | MHHS-TMC |  |  |  | FFL7211 |  | TMC |  | Rental | [7 empty] | PUMPINFUSION-ALARIS-Medley 8100 |  | MEDLEY PUMP MODULE LVP *MEMORIAL HERMANN |  |  | PUMPINFUSION-ALARIS-Medley 8100 | [6 empty] | Verified as Rental |  |  | MHHS-TMC
NO | YES |  |  |  | FFL7213 |  | CAREFUSION | 8100M |  |  | Rental | MHHS-TMC |  |  |  | FFL7213 |  | TMC |  | Rental | [7 empty] | PUMPINFUSION-ALARIS-Medley 8100 |  | MEDLEY PUMP MODULE LVP *MEMORIAL HERMANN |  |  | PUMPINFUSION-ALARIS-Medley 8100 | [6 empty] | Verified as Rental |  |  | MHHS-TMC
NO | YES |  |  |  | FFL7219 |  | CAREFUSION | 8100M |  |  | Rental | MHHS-TMC |  |  |  | FFL7219 |  | TMC |  | Rental | [7 empty] | PUMPINFUSION-ALARIS-Medley 8100 |  | MEDLEY PUMP MODULE LVP *MEMORIAL HERMANN |  |  | PUMPINFUSION-ALARIS-Medley 8100 | [6 empty] | Verified as Rental |  |  | MHHS-TMC
NO | YES |  |  |  | FFL7222 |  | CAREFUSION | 8100M |  |  | Rental | MHHS-TMC |  |  |  | FFL7222 |  | TMC |  | Rental | [7 empty] | PUMPINFUSION-ALARIS-Medley 8100 |  | MEDLEY PUMP MODULE LVP *MEMORIAL HERMANN |  |  | PUMPINFUSION-ALARIS-Medley 8100 | [6 empty] | Verified as Rental |  |  | MHHS-TMC
NO | YES |  |  |  | FFL7225 |  | CAREFUSION | 8100M |  |  | Rental | MHHS-TMC |  |  |  | FFL7225 |  | TMC |  | Rental | [7 empty] | PUMPINFUSION-ALARIS-Medley 8100 |  | MEDLEY PUMP MODULE LVP *MEMORIAL HERMANN |  |  | PUMPINFUSION-ALARIS-Medley 8100 | [6 empty] | Verified as Rental |  |  | MHHS-TMC
NO | YES |  |  |  | FFL7226 |  | CAREFUSION | 8100M |  |  | Rental | MHHS-TMC |  |  |  | FFL7226 |  | TMC |  | Rental | [7 empty] | PUMPINFUSION-ALARIS-Medley 8100 |  | MEDLEY PUMP MODULE LVP *MEMORIAL HERMANN |  |  | PUMPINFUSION-ALARIS-Medley 8100 | [6 empty] | Verified as Rental |  |  | MHHS-TMC
NO | YES |  |  |  | FFL7227 |  | CAREFUSION | 8100M |  |  | Rental | MHHS-TMC |  |  |  | FFL7227 |  | TMC |  | Rental | [7 empty] | PUMPINFUSION-ALARIS-Medley 8100 |  | MEDLEY PUMP MODULE LVP *MEMORIAL HERMANN |  |  | PUMPINFUSION-ALARIS-Medley 8100 | [6 empty] | Verified as Rental |  |  | MHHS-TMC
NO | YES |  |  |  | FFL7234 |  | CAREFUSION | 8100M |  |  | Rental | MHHS-TMC |  |  |  | FFL7234 |  | TMC |  | Rental | [7 empty] | PUMPINFUSION-ALARIS-Medley 8100 |  | MEDLEY PUMP MODULE LVP *MEMORIAL HERMANN |  |  | PUMPINFUSION-ALARIS-Medley 8100 | [6 empty] | Verified as Rental |  |  | MHHS-TMC
NO | YES |  |  |  | FFL7238 |  | CAREFUSION | 8100M |  |  | Rental | MHHS-TMC |  |  |  | FFL7238 |  | TMC |  | Rental | [7 empty] | PUMPINFUSION-ALARIS-Medley 8100 |  | MEDLEY PUMP MODULE LVP *MEMORIAL HERMANN |  |  | PUMPINFUSION-ALARIS-Medley 8100 | [6 empty] | Verified as Rental |  |  | MHHS-TMC
NO | YES |  |  |  | FFL7260 |  | CAREFUSION | 8100M |  |  | Rental | MHHS-TMC |  |  |  | FFL7260 |  | TMC |  | Rental | [7 empty] | PUMPINFUSION-ALARIS-Medley 8100 |  | MEDLEY PUMP MODULE LVP *MEMORIAL HERMANN |  |  | PUMPINFUSION-ALARIS-Medley 8100 | [6 empty] | Verified as Rental |  |  | MHHS-TMC
NO | YES |  |  |  | FFL7266 |  | CAREFUSION | 8100M |  |  | Rental | MHHS-TMC |  |  |  | FFL7266 |  | TMC |  | Rental | [7 empty] | PUMPINFUSION-ALARIS-Medley 8100 |  | MEDLEY PUMP MODULE LVP *MEMORIAL HERMANN |  |  | PUMPINFUSION-ALARIS-Medley 8100 | [6 empty] | Verified as Rental |  |  | MHHS-TMC
NO | YES |  |  |  | FFL7270 |  | CAREFUSION | 8100M |  |  | Rental | MHHS-TMC |  |  |  | FFL7270 |  | TMC |  | Rental | [7 empty] | PUMPINFUSION-ALARIS-Medley 8100 |  | MEDLEY PUMP MODULE LVP *MEMORIAL HERMANN |  |  | PUMPINFUSION-ALARIS-Medley 8100 | [6 empty] | Verified as Rental |  |  | MHHS-TMC
NO | YES |  |  |  | FFL7274 |  | CAREFUSION | 8100M |  |  | Rental | MHHS-TMC |  |  |  | FFL7274 |  | TMC |  | Rental | [7 empty] | PUMPINFUSION-ALARIS-Medley 8100 |  | MEDLEY PUMP MODULE LVP *MEMORIAL HERMANN |  |  | PUMPINFUSION-ALARIS-Medley 8100 | [6 empty] | Verified as Rental |  |  | MHHS-TMC
NO | YES |  |  |  | FFL7277 |  | CAREFUSION | 8100M |  |  | Rental | MHHS-TMC |  |  |  | FFL7277 |  | TMC |  | Rental | [7 empty] | PUMPINFUSION-ALARIS-Medley 8100 |  | MEDLEY PUMP MODULE LVP *MEMORIAL HERMANN |  |  | PUMPINFUSION-ALARIS-Medley 8100 | [6 empty] | Verified as Rental |  |  | MHHS-TMC
NO | YES |  |  |  | FFL7282 |  | CAREFUSION | 8100M |  |  | Rental | MHHS-TMC |  |  |  | FFL7282 |  | TMC |  | Rental | [7 empty] | PUMPINFUSION-ALARIS-Medley 8100 |  | MEDLEY PUMP MODULE LVP *MEMORIAL HERMANN |  |  | PUMPINFUSION-ALARIS-Medley 8100 | [6 empty] | Verified as Rental |  |  | MHHS-TMC
NO | YES |  |  |  | FFL7301 |  | CAREFUSION | 8100M |  |  | Rental | MHHS-TMC |  |  |  | FFL7301 |  | TMC |  | Rental | [7 empty] | PUMPINFUSION-ALARIS-Medley 8100 |  | MEDLEY PUMP MODULE LVP *MEMORIAL HERMANN |  |  | PUMPINFUSION-ALARIS-Medley 8100 | [6 empty] | Verified as Rental |  |  | MHHS-TMC
NO | YES |  |  |  | FFL7303 |  | CAREFUSION | 8100M |  |  | Rental | MHHS-TMC |  |  |  | FFL7303 |  | TMC |  | Rental | [7 empty] | PUMPINFUSION-ALARIS-Medley 8100 |  | MEDLEY PUMP MODULE LVP *MEMORIAL HERMANN |  |  | PUMPINFUSION-ALARIS-Medley 8100 | [6 empty] | Verified as Rental |  |  | MHHS-TMC
NO | YES |  |  |  | FFL7312 |  | CAREFUSION | 8100M |  |  | Rental | MHHS-TMC |  |  |  | FFL7312 |  | TMC |  | Rental | [7 empty] | PUMPINFUSION-ALARIS-Medley 8100 |  | MEDLEY PUMP MODULE LVP *MEMORIAL HERMANN |  |  | PUMPINFUSION-ALARIS-Medley 8100 | [6 empty] | Verified as Rental |  |  | MHHS-TMC
NO | YES |  |  |  | FFL7318 |  | CAREFUSION | 8100M |  |  | Rental | MHHS-TMC |  |  |  | FFL7318 |  | TMC |  | Rental | [7 empty] | PUMPINFUSION-ALARIS-Medley 8100 |  | MEDLEY PUMP MODULE LVP *MEMORIAL HERMANN |  |  | PUMPINFUSION-ALARIS-Medley 8100 | [6 empty] | Verified as Rental |  |  | MHHS-TMC
NO | YES |  |  |  | FFL7321 |  | CAREFUSION | 8100M |  |  | Rental | MHHS-TMC |  |  |  | FFL7321 |  | TMC |  | Rental | [7 empty] | PUMPINFUSION-ALARIS-Medley 8100 |  | MEDLEY PUMP MODULE LVP *MEMORIAL HERMANN |  |  | PUMPINFUSION-ALARIS-Medley 8100 | [6 empty] | Verified as Rental |  |  | MHHS-TMC
NO | YES |  |  |  | FFL7325 |  | CAREFUSION | 8100M |  |  | Rental | MHHS-TMC |  |  |  | FFL7325 |  | TMC |  | Rental | [7 empty] | PUMPINFUSION-ALARIS-Medley 8100 |  | MEDLEY PUMP MODULE LVP *MEMORIAL HERMANN |  |  | PUMPINFUSION-ALARIS-Medley 8100 | [6 empty] | Verified as Rental |  |  | MHHS-TMC
NO | YES |  |  |  | FFL7332 |  | CAREFUSION | 8100M |  |  | Rental | MHHS-TMC |  |  |  | FFL7332 |  | TMC |  | Rental | [7 empty] | PUMPINFUSION-ALARIS-Medley 8100 |  | MEDLEY PUMP MODULE LVP *MEMORIAL HERMANN |  |  | PUMPINFUSION-ALARIS-Medley 8100 | [6 empty] | Verified as Rental |  |  | MHHS-TMC
NO | YES |  |  |  | FFL7333 |  | CAREFUSION | 8100M |  |  | Rental | MHHS-TMC |  |  |  | FFL7333 |  | TMC |  | Rental | [7 empty] | PUMPINFUSION-ALARIS-Medley 8100 |  | MEDLEY PUMP MODULE LVP *MEMORIAL HERMANN |  |  | PUMPINFUSION-ALARIS-Medley 8100 | [6 empty] | Verified as Rental |  |  | MHHS-TMC
NO | YES |  |  |  | FFL7334 |  | CAREFUSION | 8100M |  |  | Rental | MHHS-TMC |  |  |  | FFL7334 |  | TMC |  | Rental | [7 empty] | PUMPINFUSION-ALARIS-Medley 8100 |  | MEDLEY PUMP MODULE LVP *MEMORIAL HERMANN |  |  | PUMPINFUSION-ALARIS-Medley 8100 | [6 empty] | Verified as Rental |  |  | MHHS-TMC
NO | YES |  |  |  | FFL7337 |  | CAREFUSION | 8100M |  |  | Rental | MHHS-TMC |  |  |  | FFL7337 |  | TMC |  | Rental | [7 empty] | PUMPINFUSION-ALARIS-Medley 8100 |  | MEDLEY PUMP MODULE LVP *MEMORIAL HERMANN |  |  | PUMPINFUSION-ALARIS-Medley 8100 | [6 empty] | Verified as Rental |  |  | MHHS-TMC
NO | YES |  |  |  | FFL7344 |  | CAREFUSION | 8100M |  |  | Rental | MHHS-TMC |  |  |  | FFL7344 |  | TMC |  | Rental | [7 empty] | PUMPINFUSION-ALARIS-Medley 8100 |  | MEDLEY PUMP MODULE LVP *MEMORIAL HERMANN |  |  | PUMPINFUSION-ALARIS-Medley 8100 | [6 empty] | Verified as Rental |  |  | MHHS-TMC
NO | YES |  |  |  | FFL7345 |  | CAREFUSION | 8100M |  |  | Rental | MHHS-TMC |  |  |  | FFL7345 |  | TMC |  | Rental | [7 empty] | PUMPINFUSION-ALARIS-Medley 8100 |  | MEDLEY PUMP MODULE LVP *MEMORIAL HERMANN |  |  | PUMPINFUSION-ALARIS-Medley 8100 | [6 empty] | Verified as Rental |  |  | MHHS-TMC
NO | YES |  |  |  | FFL7346 |  | CAREFUSION | 8100M |  |  | Rental | MHHS-TMC |  |  |  | FFL7346 |  | TMC |  | Rental | [7 empty] | PUMPINFUSION-ALARIS-Medley 8100 |  | MEDLEY PUMP MODULE LVP *MEMORIAL HERMANN |  |  | PUMPINFUSION-ALARIS-Medley 8100 | [6 empty] | Verified as Rental |  |  | MHHS-TMC
NO | YES |  |  |  | FFL7350 |  | CAREFUSION | 8100M |  |  | Rental | MHHS-TMC |  |  |  | FFL7350 |  | TMC |  | Rental | [7 empty] | PUMPINFUSION-ALARIS-Medley 8100 |  | MEDLEY PUMP MODULE LVP *MEMORIAL HERMANN |  |  | PUMPINFUSION-ALARIS-Medley 8100 | [6 empty] | Verified as Rental |  |  | MHHS-TMC
NO | YES |  |  |  | FFL7352 |  | CAREFUSION | 8100M |  |  | Rental | MHHS-TMC |  |  |  | FFL7352 |  | TMC |  | Rental | [7 empty] | PUMPINFUSION-ALARIS-Medley 8100 |  | MEDLEY PUMP MODULE LVP *MEMORIAL HERMANN |  |  | PUMPINFUSION-ALARIS-Medley 8100 | [6 empty] | Verified as Rental |  |  | MHHS-TMC
NO | YES |  |  |  | FFL7360 |  | CAREFUSION | 8100M |  |  | Rental | MHHS-TMC |  |  |  | FFL7360 |  | TMC |  | Rental | [7 empty] | PUMPINFUSION-ALARIS-Medley 8100 |  | MEDLEY PUMP MODULE LVP *MEMORIAL HERMANN |  |  | PUMPINFUSION-ALARIS-Medley 8100 | [6 empty] | Verified as Rental |  |  | MHHS-TMC
NO | YES |  |  |  | FFL7362 |  | CAREFUSION | 8100M |  |  | Rental | MHHS-TMC |  |  |  | FFL7362 |  | TMC |  | Rental | [7 empty] | PUMPINFUSION-ALARIS-Medley 8100 |  | MEDLEY PUMP MODULE LVP *MEMORIAL HERMANN |  |  | PUMPINFUSION-ALARIS-Medley 8100 | [6 empty] | Verified as Rental |  |  | MHHS-TMC
NO | YES |  |  |  | FFL7364 |  | CAREFUSION | 8100M |  |  | Rental | MHHS-TMC |  |  |  | FFL7364 |  | TMC |  | Rental | [7 empty] | PUMPINFUSION-ALARIS-Medley 8100 |  | MEDLEY PUMP MODULE LVP *MEMORIAL HERMANN |  |  | PUMPINFUSION-ALARIS-Medley 8100 | [6 empty] | Verified as Rental |  |  | MHHS-TMC
NO | YES |  |  |  | FFL7369 |  | CAREFUSION | 8100M |  |  | Rental | MHHS-TMC |  |  |  | FFL7369 |  | TMC |  | Rental | [7 empty] | PUMPINFUSION-ALARIS-Medley 8100 |  | MEDLEY PUMP MODULE LVP *MEMORIAL HERMANN |  |  | PUMPINFUSION-ALARIS-Medley 8100 | [6 empty] | Verified as Rental |  |  | MHHS-TMC
NO | YES |  |  |  | FFL7370 |  | CAREFUSION | 8100M |  |  | Rental | MHHS-TMC |  |  |  | FFL7370 |  | TMC |  | Rental | [7 empty] | PUMPINFUSION-ALARIS-Medley 8100 |  | MEDLEY PUMP MODULE LVP *MEMORIAL HERMANN |  |  | PUMPINFUSION-ALARIS-Medley 8100 | [6 empty] | Verified as Rental |  |  | MHHS-TMC
NO | YES |  |  |  | FFL7371 |  | CAREFUSION | 8100M |  |  | Rental | MHHS-TMC |  |  |  | FFL7371 |  | TMC |  | Rental | [7 empty] | PUMPINFUSION-ALARIS-Medley 8100 |  | MEDLEY PUMP MODULE LVP *MEMORIAL HERMANN |  |  | PUMPINFUSION-ALARIS-Medley 8100 | [6 empty] | Verified as Rental |  |  | MHHS-TMC
NO | YES |  |  |  | FFL7373 |  | CAREFUSION | 8100M |  |  | Rental | MHHS-TMC |  |  |  | FFL7373 |  | TMC |  | Rental | [7 empty] | PUMPINFUSION-ALARIS-Medley 8100 |  | MEDLEY PUMP MODULE LVP *MEMORIAL HERMANN |  |  | PUMPINFUSION-ALARIS-Medley 8100 | [6 empty] | Verified as Rental |  |  | MHHS-TMC
NO | YES |  |  |  | FFL7381 |  | CAREFUSION | 8100M |  |  | Rental | MHHS-TMC |  |  |  | FFL7381 |  | TMC |  | Rental | [7 empty] | PUMPINFUSION-ALARIS-Medley 8100 |  | MEDLEY PUMP MODULE LVP *MEMORIAL HERMANN |  |  | PUMPINFUSION-ALARIS-Medley 8100 | [6 empty] | Verified as Rental |  |  | MHHS-TMC
NO | YES |  |  |  | FFL7385 |  | CAREFUSION | 8100M |  |  | Rental | MHHS-TMC |  |  |  | FFL7385 |  | TMC |  | Rental | [7 empty] | PUMPINFUSION-ALARIS-Medley 8100 |  | MEDLEY PUMP MODULE LVP *MEMORIAL HERMANN |  |  | PUMPINFUSION-ALARIS-Medley 8100 | [6 empty] | Verified as Rental |  |  | MHHS-TMC
NO | YES |  |  |  | FFL7389 |  | CAREFUSION | 8100M |  |  | Rental | MHHS-TMC |  |  |  | FFL7389 |  | TMC |  | Rental | [7 empty] | PUMPINFUSION-ALARIS-Medley 8100 |  | MEDLEY PUMP MODULE LVP *MEMORIAL HERMANN |  |  | PUMPINFUSION-ALARIS-Medley 8100 | [6 empty] | Verified as Rental |  |  | MHHS-TMC
NO | YES |  |  |  | FFL7392 |  | CAREFUSION | 8100M |  |  | Rental | MHHS-TMC |  |  |  | FFL7392 |  | TMC |  | Rental | [7 empty] | PUMPINFUSION-ALARIS-Medley 8100 |  | MEDLEY PUMP MODULE LVP *MEMORIAL HERMANN |  |  | PUMPINFUSION-ALARIS-Medley 8100 | [6 empty] | Verified as Rental |  |  | MHHS-TMC
NO | YES |  |  |  | FFL7400 |  | CAREFUSION | 8100M |  |  | Rental | MHHS-TMC |  |  |  | FFL7400 |  | TMC |  | Rental | [7 empty] | PUMPINFUSION-ALARIS-Medley 8100 |  | MEDLEY PUMP MODULE LVP *MEMORIAL HERMANN |  |  | PUMPINFUSION-ALARIS-Medley 8100 | [6 empty] | Verified as Rental |  |  | MHHS-TMC
NO | YES |  |  |  | FFL7401 |  | CAREFUSION | 8100M |  |  | Rental | MHHS-TMC |  |  |  | FFL7401 |  | TMC |  | Rental | [7 empty] | PUMPINFUSION-ALARIS-Medley 8100 |  | MEDLEY PUMP MODULE LVP *MEMORIAL HERMANN |  |  | PUMPINFUSION-ALARIS-Medley 8100 | [6 empty] | Verified as Rental |  |  | MHHS-TMC
NO | YES |  |  |  | FFL7405 |  | CAREFUSION | 8100M |  |  | Rental | MHHS-TMC |  |  |  | FFL7405 |  | TMC |  | Rental | [7 empty] | PUMPINFUSION-ALARIS-Medley 8100 |  | MEDLEY PUMP MODULE LVP *MEMORIAL HERMANN |  |  | PUMPINFUSION-ALARIS-Medley 8100 | [6 empty] | Verified as Rental |  |  | MHHS-TMC
NO | YES |  |  |  | FFL7407 |  | CAREFUSION | 8100M |  |  | Rental | MHHS-TMC |  |  |  | FFL7407 |  | TMC |  | Rental | [7 empty] | PUMPINFUSION-ALARIS-Medley 8100 |  | MEDLEY PUMP MODULE LVP *MEMORIAL HERMANN |  |  | PUMPINFUSION-ALARIS-Medley 8100 | [6 empty] | Verified as Rental |  |  | MHHS-TMC
NO | YES |  |  |  | FFL7408 |  | CAREFUSION | 8100M |  |  | Rental | MHHS-TMC |  |  |  | FFL7408 |  | TMC |  | Rental | [7 empty] | PUMPINFUSION-ALARIS-Medley 8100 |  | MEDLEY PUMP MODULE LVP *MEMORIAL HERMANN |  |  | PUMPINFUSION-ALARIS-Medley 8100 | [6 empty] | Verified as Rental |  |  | MHHS-TMC
NO | YES |  |  |  | FFL7409 |  | CAREFUSION | 8100M |  |  | Rental | MHHS-TMC |  |  |  | FFL7409 |  | TMC |  | Rental | [7 empty] | PUMPINFUSION-ALARIS-Medley 8100 |  | MEDLEY PUMP MODULE LVP *MEMORIAL HERMANN |  |  | PUMPINFUSION-ALARIS-Medley 8100 | [6 empty] | Verified as Rental |  |  | MHHS-TMC
NO | YES |  |  |  | FFL7410 |  | CAREFUSION | 8100M |  |  | Rental | MHHS-TMC |  |  |  | FFL7410 |  | TMC |  | Rental | [7 empty] | PUMPINFUSION-ALARIS-Medley 8100 |  | MEDLEY PUMP MODULE LVP *MEMORIAL HERMANN |  |  | PUMPINFUSION-ALARIS-Medley 8100 | [6 empty] | Verified as Rental |  |  | MHHS-TMC
NO | YES |  |  |  | FFL7411 |  | CAREFUSION | 8100M |  |  | Rental | MHHS-TMC |  |  |  | FFL7411 |  | TMC |  | Rental | [7 empty] | PUMPINFUSION-ALARIS-Medley 8100 |  | MEDLEY PUMP MODULE LVP *MEMORIAL HERMANN |  |  | PUMPINFUSION-ALARIS-Medley 8100 | [6 empty] | Verified as Rental |  |  | MHHS-TMC
NO | YES |  |  |  | FFL7414 |  | CAREFUSION | 8100M |  |  | Rental | MHHS-TMC |  |  |  | FFL7414 |  | TMC |  | Rental | [7 empty] | PUMPINFUSION-ALARIS-Medley 8100 |  | MEDLEY PUMP MODULE LVP *MEMORIAL HERMANN |  |  | PUMPINFUSION-ALARIS-Medley 8100 | [6 empty] | Verified as Rental |  |  | MHHS-TMC
NO | YES |  |  |  | FFL7425 |  | CAREFUSION | 8100M |  |  | Rental | MHHS-TMC |  |  |  | FFL7425 |  | TMC |  | Rental | [7 empty] | PUMPINFUSION-ALARIS-Medley 8100 |  | MEDLEY PUMP MODULE LVP *MEMORIAL HERMANN |  |  | PUMPINFUSION-ALARIS-Medley 8100 | [6 empty] | Verified as Rental |  |  | MHHS-TMC
NO | YES |  |  |  | FFL7432 |  | CAREFUSION | 8100M |  |  | Rental | MHHS-TMC |  |  |  | FFL7432 |  | TMC |  | Rental | [7 empty] | PUMPINFUSION-ALARIS-Medley 8100 |  | MEDLEY PUMP MODULE LVP *MEMORIAL HERMANN |  |  | PUMPINFUSION-ALARIS-Medley 8100 | [6 empty] | Verified as Rental |  |  | MHHS-TMC
NO | YES |  |  |  | FFL7435 |  | CAREFUSION | 8100M |  |  | Rental | MHHS-TMC |  |  |  | FFL7435 |  | TMC |  | Rental | [7 empty] | PUMPINFUSION-ALARIS-Medley 8100 |  | MEDLEY PUMP MODULE LVP *MEMORIAL HERMANN |  |  | PUMPINFUSION-ALARIS-Medley 8100 | [6 empty] | Verified as Rental |  |  | MHHS-TMC
NO | YES |  |  |  | FFL7437 |  | CAREFUSION | 8100M |  |  | Rental | MHHS-TMC |  |  |  | FFL7437 |  | TMC |  | Rental | [7 empty] | PUMPINFUSION-ALARIS-Medley 8100 |  | MEDLEY PUMP MODULE LVP *MEMORIAL HERMANN |  |  | PUMPINFUSION-ALARIS-Medley 8100 | [6 empty] | Verified as Rental |  |  | MHHS-TMC
NO | YES |  |  |  | FFL7438 |  | CAREFUSION | 8100M |  |  | Rental | MHHS-TMC |  |  |  | FFL7438 |  | TMC |  | Rental | [7 empty] | PUMPINFUSION-ALARIS-Medley 8100 |  | MEDLEY PUMP MODULE LVP *MEMORIAL HERMANN |  |  | PUMPINFUSION-ALARIS-Medley 8100 | [6 empty] | Verified as Rental |  |  | MHHS-TMC
NO | YES |  |  |  | FFL7440 |  | CAREFUSION | 8100M |  |  | Rental | MHHS-TMC |  |  |  | FFL7440 |  | TMC |  | Rental | [7 empty] | PUMPINFUSION-ALARIS-Medley 8100 |  | MEDLEY PUMP MODULE LVP *MEMORIAL HERMANN |  |  | PUMPINFUSION-ALARIS-Medley 8100 | [6 empty] | Verified as Rental |  |  | MHHS-TMC
NO | YES |  |  |  | FFL7444 |  | CAREFUSION | 8100M |  |  | Rental | MHHS-TMC |  |  |  | FFL7444 |  | TMC |  | Rental | [7 empty] | PUMPINFUSION-ALARIS-Medley 8100 |  | MEDLEY PUMP MODULE LVP *MEMORIAL HERMANN |  |  | PUMPINFUSION-ALARIS-Medley 8100 | [6 empty] | Verified as Rental |  |  | MHHS-TMC
NO | YES |  |  |  | FFL7445 |  | CAREFUSION | 8100M |  |  | Rental | MHHS-TMC |  |  |  | FFL7445 |  | TMC |  | Rental | [7 empty] | PUMPINFUSION-ALARIS-Medley 8100 |  | MEDLEY PUMP MODULE LVP *MEMORIAL HERMANN |  |  | PUMPINFUSION-ALARIS-Medley 8100 | [6 empty] | Verified as Rental |  |  | MHHS-TMC
NO | YES |  |  |  | FFL7448 |  | CAREFUSION | 8100M |  |  | Rental | MHHS-TMC |  |  |  | FFL7448 |  | TMC |  | Rental | [7 empty] | PUMPINFUSION-ALARIS-Medley 8100 |  | MEDLEY PUMP MODULE LVP *MEMORIAL HERMANN |  |  | PUMPINFUSION-ALARIS-Medley 8100 | [6 empty] | Verified as Rental |  |  | MHHS-TMC
NO | YES |  |  |  | FFL7452 |  | CAREFUSION | 8100M |  |  | Rental | MHHS-TMC |  |  |  | FFL7452 |  | TMC |  | Rental | [7 empty] | PUMPINFUSION-ALARIS-Medley 8100 |  | MEDLEY PUMP MODULE LVP *MEMORIAL HERMANN |  |  | PUMPINFUSION-ALARIS-Medley 8100 | [6 empty] | Verified as Rental |  |  | MHHS-TMC
NO | YES |  |  |  | FFL7455 |  | CAREFUSION | 8100M |  |  | Rental | MHHS-TMC |  |  |  | FFL7455 |  | TMC |  | Rental | [7 empty] | PUMPINFUSION-ALARIS-Medley 8100 |  | MEDLEY PUMP MODULE LVP *MEMORIAL HERMANN |  |  | PUMPINFUSION-ALARIS-Medley 8100 | [6 empty] | Verified as Rental |  |  | MHHS-TMC
NO | YES |  |  |  | FFL7456 |  | CAREFUSION | 8100M |  |  | Rental | MHHS-TMC |  |  |  | FFL7456 |  | TMC |  | Rental | [7 empty] | PUMPINFUSION-ALARIS-Medley 8100 |  | MEDLEY PUMP MODULE LVP *MEMORIAL HERMANN |  |  | PUMPINFUSION-ALARIS-Medley 8100 | [6 empty] | Verified as Rental |  |  | MHHS-TMC
NO | YES |  |  |  | FFL7461 |  | CAREFUSION | 8100M |  |  | Rental | MHHS-TMC |  |  |  | FFL7461 |  | TMC |  | Rental | [7 empty] | PUMPINFUSION-ALARIS-Medley 8100 |  | MEDLEY PUMP MODULE LVP *MEMORIAL HERMANN |  |  | PUMPINFUSION-ALARIS-Medley 8100 | [6 empty] | Verified as Rental |  |  | MHHS-TMC
NO | YES |  |  |  | FFL7462 |  | CAREFUSION | 8100M |  |  | Rental | MHHS-TMC |  |  |  | FFL7462 |  | TMC |  | Rental | [7 empty] | PUMPINFUSION-ALARIS-Medley 8100 |  | MEDLEY PUMP MODULE LVP *MEMORIAL HERMANN |  |  | PUMPINFUSION-ALARIS-Medley 8100 | [6 empty] | Verified as Rental |  |  | MHHS-TMC
NO | YES |  |  |  | FFL7464 |  | CAREFUSION | 8100M |  |  | Rental | MHHS-TMC |  |  |  | FFL7464 |  | TMC |  | Rental | [7 empty] | PUMPINFUSION-ALARIS-Medley 8100 |  | MEDLEY PUMP MODULE LVP *MEMORIAL HERMANN |  |  | PUMPINFUSION-ALARIS-Medley 8100 | [6 empty] | Verified as Rental |  |  | MHHS-TMC
NO | YES |  |  |  | FFL7465 |  | CAREFUSION | 8100M |  |  | Rental | MHHS-TMC |  |  |  | FFL7465 |  | TMC |  | Rental | [7 empty] | PUMPINFUSION-ALARIS-Medley 8100 |  | MEDLEY PUMP MODULE LVP *MEMORIAL HERMANN |  |  | PUMPINFUSION-ALARIS-Medley 8100 | [6 empty] | Verified as Rental |  |  | MHHS-TMC
NO | YES |  |  |  | FFL7469 |  | CAREFUSION | 8100M |  |  | Rental | MHHS-TMC |  |  |  | FFL7469 |  | TMC |  | Rental | [7 empty] | PUMPINFUSION-ALARIS-Medley 8100 |  | MEDLEY PUMP MODULE LVP *MEMORIAL HERMANN |  |  | PUMPINFUSION-ALARIS-Medley 8100 | [6 empty] | Verified as Rental |  |  | MHHS-TMC
NO | YES |  |  |  | FFL7476 |  | CAREFUSION | 8100M |  |  | Rental | MHHS-TMC |  |  |  | FFL7476 |  | TMC |  | Rental | [7 empty] | PUMPINFUSION-ALARIS-Medley 8100 |  | MEDLEY PUMP MODULE LVP *MEMORIAL HERMANN |  |  | PUMPINFUSION-ALARIS-Medley 8100 | [6 empty] | Verified as Rental |  |  | MHHS-TMC
NO | YES |  |  |  | FFL7479 |  | CAREFUSION | 8100M |  |  | Rental | MHHS-TMC |  |  |  | FFL7479 |  | TMC |  | Rental | [7 empty] | PUMPINFUSION-ALARIS-Medley 8100 |  | MEDLEY PUMP MODULE LVP *MEMORIAL HERMANN |  |  | PUMPINFUSION-ALARIS-Medley 8100 | [6 empty] | Verified as Rental |  |  | MHHS-TMC
NO | YES |  |  |  | FFL7480 |  | CAREFUSION | 8100M |  |  | Rental | MHHS-TMC |  |  |  | FFL7480 |  | TMC |  | Rental | [7 empty] | PUMPINFUSION-ALARIS-Medley 8100 |  | MEDLEY PUMP MODULE LVP *MEMORIAL HERMANN |  |  | PUMPINFUSION-ALARIS-Medley 8100 | [6 empty] | Verified as Rental |  |  | MHHS-TMC
NO | YES |  |  |  | FFL7482 |  | CAREFUSION | 8100M |  |  | Rental | MHHS-TMC |  |  |  | FFL7482 |  | TMC |  | Rental | [7 empty] | PUMPINFUSION-ALARIS-Medley 8100 |  | MEDLEY PUMP MODULE LVP *MEMORIAL HERMANN |  |  | PUMPINFUSION-ALARIS-Medley 8100 | [6 empty] | Verified as Rental |  |  | MHHS-TMC
NO | YES |  |  |  | FFL7483 |  | CAREFUSION | 8100M |  |  | Rental | MHHS-TMC |  |  |  | FFL7483 |  | TMC |  | Rental | [7 empty] | PUMPINFUSION-ALARIS-Medley 8100 |  | MEDLEY PUMP MODULE LVP *MEMORIAL HERMANN |  |  | PUMPINFUSION-ALARIS-Medley 8100 | [6 empty] | Verified as Rental |  |  | MHHS-TMC
NO | YES |  |  |  | FFL7487 |  | CAREFUSION | 8100M |  |  | Rental | MHHS-TMC |  |  |  | FFL7487 |  | TMC |  | Rental | [7 empty] | PUMPINFUSION-ALARIS-Medley 8100 |  | MEDLEY PUMP MODULE LVP *MEMORIAL HERMANN |  |  | PUMPINFUSION-ALARIS-Medley 8100 | [6 empty] | Verified as Rental |  |  | MHHS-TMC
NO | YES |  |  |  | FFL7491 |  | CAREFUSION | 8100M |  |  | Rental | MHHS-TMC |  |  |  | FFL7491 |  | TMC |  | Rental | [7 empty] | PUMPINFUSION-ALARIS-Medley 8100 |  | MEDLEY PUMP MODULE LVP *MEMORIAL HERMANN |  |  | PUMPINFUSION-ALARIS-Medley 8100 | [6 empty] | Verified as Rental |  |  | MHHS-TMC
NO | YES |  |  |  | FFL7492 |  | CAREFUSION | 8100M |  |  | Rental | MHHS-TMC |  |  |  | FFL7492 |  | TMC |  | Rental | [7 empty] | PUMPINFUSION-ALARIS-Medley 8100 |  | MEDLEY PUMP MODULE LVP *MEMORIAL HERMANN |  |  | PUMPINFUSION-ALARIS-Medley 8100 | [6 empty] | Verified as Rental |  |  | MHHS-TMC
NO | YES |  |  |  | FFL7493 |  | CAREFUSION | 8100M |  |  | Rental | MHHS-TMC |  |  |  | FFL7493 |  | TMC |  | Rental | [7 empty] | PUMPINFUSION-ALARIS-Medley 8100 |  | MEDLEY PUMP MODULE LVP *MEMORIAL HERMANN |  |  | PUMPINFUSION-ALARIS-Medley 8100 | [6 empty] | Verified as Rental |  |  | MHHS-TMC
NO | YES |  |  |  | FFL7503 |  | CAREFUSION | 8100M |  |  | Rental | MHHS-TMC |  |  |  | FFL7503 |  | TMC |  | Rental | [7 empty] | PUMPINFUSION-ALARIS-Medley 8100 |  | MEDLEY PUMP MODULE LVP *MEMORIAL HERMANN |  |  | PUMPINFUSION-ALARIS-Medley 8100 | [6 empty] | Verified as Rental |  |  | MHHS-TMC
NO | YES |  |  |  | FFL7508 |  | CAREFUSION | 8100M |  |  | Rental | MHHS-TMC |  |  |  | FFL7508 |  | TMC |  | Rental | [7 empty] | PUMPINFUSION-ALARIS-Medley 8100 |  | MEDLEY PUMP MODULE LVP *MEMORIAL HERMANN |  |  | PUMPINFUSION-ALARIS-Medley 8100 | [6 empty] | Verified as Rental |  |  | MHHS-TMC
NO | YES |  |  |  | FFL7514 |  | CAREFUSION | 8100M |  |  | Rental | MHHS-TMC |  |  |  | FFL7514 |  | TMC |  | Rental | [7 empty] | PUMPINFUSION-ALARIS-Medley 8100 |  | MEDLEY PUMP MODULE LVP *MEMORIAL HERMANN |  |  | PUMPINFUSION-ALARIS-Medley 8100 | [6 empty] | Verified as Rental |  |  | MHHS-TMC
NO | YES |  |  |  | FFL7517 |  | CAREFUSION | 8100M |  |  | Rental | MHHS-TMC |  |  |  | FFL7517 |  | TMC |  | Rental | [7 empty] | PUMPINFUSION-ALARIS-Medley 8100 |  | MEDLEY PUMP MODULE LVP *MEMORIAL HERMANN |  |  | PUMPINFUSION-ALARIS-Medley 8100 | [6 empty] | Verified as Rental |  |  | MHHS-TMC
NO | YES |  |  |  | FFL7522 |  | CAREFUSION | 8100M |  |  | Rental | MHHS-TMC |  |  |  | FFL7522 |  | TMC |  | Rental | [7 empty] | PUMPINFUSION-ALARIS-Medley 8100 |  | MEDLEY PUMP MODULE LVP *MEMORIAL HERMANN |  |  | PUMPINFUSION-ALARIS-Medley 8100 | [6 empty] | Verified as Rental |  |  | MHHS-TMC
NO | YES |  |  |  | FFL7525 |  | CAREFUSION | 8100M |  |  | Rental | MHHS-TMC |  |  |  | FFL7525 |  | TMC |  | Rental | [7 empty] | PUMPINFUSION-ALARIS-Medley 8100 |  | MEDLEY PUMP MODULE LVP *MEMORIAL HERMANN |  |  | PUMPINFUSION-ALARIS-Medley 8100 | [6 empty] | Verified as Rental |  |  | MHHS-TMC
NO | YES |  |  |  | FFL7527 |  | CAREFUSION | 8100M |  |  | Rental | MHHS-TMC |  |  |  | FFL7527 |  | TMC |  | Rental | [7 empty] | PUMPINFUSION-ALARIS-Medley 8100 |  | MEDLEY PUMP MODULE LVP *MEMORIAL HERMANN |  |  | PUMPINFUSION-ALARIS-Medley 8100 | [6 empty] | Verified as Rental |  |  | MHHS-TMC
NO | YES |  |  |  | FFL7533 |  | CAREFUSION | 8100M |  |  | Rental | MHHS-TMC |  |  |  | FFL7533 |  | TMC |  | Rental | [7 empty] | PUMPINFUSION-ALARIS-Medley 8100 |  | MEDLEY PUMP MODULE LVP *MEMORIAL HERMANN |  |  | PUMPINFUSION-ALARIS-Medley 8100 | [6 empty] | Verified as Rental |  |  | MHHS-TMC
NO | YES |  |  |  | FFL7534 |  | CAREFUSION | 8100M |  |  | Rental | MHHS-TMC |  |  |  | FFL7534 |  | TMC |  | Rental | [7 empty] | PUMPINFUSION-ALARIS-Medley 8100 |  | MEDLEY PUMP MODULE LVP *MEMORIAL HERMANN |  |  | PUMPINFUSION-ALARIS-Medley 8100 | [6 empty] | Verified as Rental |  |  | MHHS-TMC
NO | YES |  |  |  | FFL7536 |  | CAREFUSION | 8100M |  |  | Rental | MHHS-TMC |  |  |  | FFL7536 |  | TMC |  | Rental | [7 empty] | PUMPINFUSION-ALARIS-Medley 8100 |  | MEDLEY PUMP MODULE LVP *MEMORIAL HERMANN |  |  | PUMPINFUSION-ALARIS-Medley 8100 | [6 empty] | Verified as Rental |  |  | MHHS-TMC
NO | YES |  |  |  | FFL7542 |  | CAREFUSION | 8100M |  |  | Rental | MHHS-TMC |  |  |  | FFL7542 |  | TMC |  | Rental | [7 empty] | PUMPINFUSION-ALARIS-Medley 8100 |  | MEDLEY PUMP MODULE LVP *MEMORIAL HERMANN |  |  | PUMPINFUSION-ALARIS-Medley 8100 | [6 empty] | Verified as Rental |  |  | MHHS-TMC
NO | YES |  |  |  | FFL7545 |  | CAREFUSION | 8100M |  |  | Rental | MHHS-TMC |  |  |  | FFL7545 |  | TMC |  | Rental | [7 empty] | PUMPINFUSION-ALARIS-Medley 8100 |  | MEDLEY PUMP MODULE LVP *MEMORIAL HERMANN |  |  | PUMPINFUSION-ALARIS-Medley 8100 | [6 empty] | Verified as Rental |  |  | MHHS-TMC
NO | YES |  |  |  | FFL7547 |  | CAREFUSION | 8100M |  |  | Rental | MHHS-TMC |  |  |  | FFL7547 |  | TMC |  | Rental | [7 empty] | PUMPINFUSION-ALARIS-Medley 8100 |  | MEDLEY PUMP MODULE LVP *MEMORIAL HERMANN |  |  | PUMPINFUSION-ALARIS-Medley 8100 | [6 empty] | Verified as Rental |  |  | MHHS-TMC
NO | YES |  |  |  | FFL7549 |  | CAREFUSION | 8100M |  |  | Rental | MHHS-TMC |  |  |  | FFL7549 |  | TMC |  | Rental | [7 empty] | PUMPINFUSION-ALARIS-Medley 8100 |  | MEDLEY PUMP MODULE LVP *MEMORIAL HERMANN |  |  | PUMPINFUSION-ALARIS-Medley 8100 | [6 empty] | Verified as Rental |  |  | MHHS-TMC
NO | YES |  |  |  | FFL7579 |  | CAREFUSION | 8100M |  |  | Rental | MHHS-TMC |  |  |  | FFL7579 |  | TMC |  | Rental | [7 empty] | PUMPINFUSION-ALARIS-Medley 8100 |  | MEDLEY PUMP MODULE LVP *MEMORIAL HERMANN |  |  | PUMPINFUSION-ALARIS-Medley 8100 | [6 empty] | Verified as Rental |  |  | MHHS-TMC
NO | YES |  |  |  | FFL7586 |  | CAREFUSION | 8100M |  |  | Rental | MHHS-TMC |  |  |  | FFL7586 |  | TMC |  | Rental | [7 empty] | PUMPINFUSION-ALARIS-Medley 8100 |  | MEDLEY PUMP MODULE LVP *MEMORIAL HERMANN |  |  | PUMPINFUSION-ALARIS-Medley 8100 | [6 empty] | Verified as Rental |  |  | MHHS-TMC
NO | YES |  |  |  | FFL7588 |  | CAREFUSION | 8100M |  |  | Rental | MHHS-TMC |  |  |  | FFL7588 |  | TMC |  | Rental | [7 empty] | PUMPINFUSION-ALARIS-Medley 8100 |  | MEDLEY PUMP MODULE LVP *MEMORIAL HERMANN |  |  | PUMPINFUSION-ALARIS-Medley 8100 | [6 empty] | Verified as Rental |  |  | MHHS-TMC
NO | YES |  |  |  | FFL7590 |  | CAREFUSION | 8100M |  |  | Rental | MHHS-TMC |  |  |  | FFL7590 |  | TMC |  | Rental | [7 empty] | PUMPINFUSION-ALARIS-Medley 8100 |  | MEDLEY PUMP MODULE LVP *MEMORIAL HERMANN |  |  | PUMPINFUSION-ALARIS-Medley 8100 | [6 empty] | Verified as Rental |  |  | MHHS-TMC
NO | YES |  |  |  | FFL7595 |  | CAREFUSION | 8100M |  |  | Rental | MHHS-TMC |  |  |  | FFL7595 |  | TMC |  | Rental | [7 empty] | PUMPINFUSION-ALARIS-Medley 8100 |  | MEDLEY PUMP MODULE LVP *MEMORIAL HERMANN |  |  | PUMPINFUSION-ALARIS-Medley 8100 | [6 empty] | Verified as Rental |  |  | MHHS-TMC
NO | YES |  |  |  | FFL7597 |  | CAREFUSION | 8100M |  |  | Rental | MHHS-TMC |  |  |  | FFL7597 |  | TMC |  | Rental | [7 empty] | PUMPINFUSION-ALARIS-Medley 8100 |  | MEDLEY PUMP MODULE LVP *MEMORIAL HERMANN |  |  | PUMPINFUSION-ALARIS-Medley 8100 | [6 empty] | Verified as Rental |  |  | MHHS-TMC
NO | YES |  |  |  | FFL7600 |  | CAREFUSION | 8100M |  |  | Rental | MHHS-TMC |  |  |  | FFL7600 |  | TMC |  | Rental | [7 empty] | PUMPINFUSION-ALARIS-Medley 8100 |  | MEDLEY PUMP MODULE LVP *MEMORIAL HERMANN |  |  | PUMPINFUSION-ALARIS-Medley 8100 | [6 empty] | Verified as Rental |  |  | MHHS-TMC
NO | YES |  |  |  | FFL7606 |  | CAREFUSION | 8100M |  |  | Rental | MHHS-TMC |  |  |  | FFL7606 |  | TMC |  | Rental | [7 empty] | PUMPINFUSION-ALARIS-Medley 8100 |  | MEDLEY PUMP MODULE LVP *MEMORIAL HERMANN |  |  | PUMPINFUSION-ALARIS-Medley 8100 | [6 empty] | Verified as Rental |  |  | MHHS-TMC
NO | YES |  |  |  | FFL7609 |  | CAREFUSION | 8100M |  |  | Rental | MHHS-TMC |  |  |  | FFL7609 |  | TMC |  | Rental | [7 empty] | PUMPINFUSION-ALARIS-Medley 8100 |  | MEDLEY PUMP MODULE LVP *MEMORIAL HERMANN |  |  | PUMPINFUSION-ALARIS-Medley 8100 | [6 empty] | Verified as Rental |  |  | MHHS-TMC
NO | YES |  |  |  | FFL7613 |  | CAREFUSION | 8100M |  |  | Rental | MHHS-TMC |  |  |  | FFL7613 |  | TMC |  | Rental | [7 empty] | PUMPINFUSION-ALARIS-Medley 8100 |  | MEDLEY PUMP MODULE LVP *MEMORIAL HERMANN |  |  | PUMPINFUSION-ALARIS-Medley 8100 | [6 empty] | Verified as Rental |  |  | MHHS-TMC
NO | YES |  |  |  | FFL7615 |  | CAREFUSION | 8100M |  |  | Rental | MHHS-TMC |  |  |  | FFL7615 |  | TMC |  | Rental | [7 empty] | PUMPINFUSION-ALARIS-Medley 8100 |  | MEDLEY PUMP MODULE LVP *MEMORIAL HERMANN |  |  | PUMPINFUSION-ALARIS-Medley 8100 | [6 empty] | Verified as Rental |  |  | MHHS-TMC
NO | YES |  |  |  | FFL7628 |  | CAREFUSION | 8100M |  |  | Rental | MHHS-TMC |  |  |  | FFL7628 |  | TMC |  | Rental | [7 empty] | PUMPINFUSION-ALARIS-Medley 8100 |  | MEDLEY PUMP MODULE LVP *MEMORIAL HERMANN |  |  | PUMPINFUSION-ALARIS-Medley 8100 | [6 empty] | Verified as Rental |  |  | MHHS-TMC
NO | YES |  |  |  | FFL7631 |  | CAREFUSION | 8100M |  |  | Rental | MHHS-TMC |  |  |  | FFL7631 |  | TMC |  | Rental | [7 empty] | PUMPINFUSION-ALARIS-Medley 8100 |  | MEDLEY PUMP MODULE LVP *MEMORIAL HERMANN |  |  | PUMPINFUSION-ALARIS-Medley 8100 | [6 empty] | Verified as Rental |  |  | MHHS-TMC
NO | YES |  |  |  | FFL7633 |  | CAREFUSION | 8100M |  |  | Rental | MHHS-TMC |  |  |  | FFL7633 |  | TMC |  | Rental | [7 empty] | PUMPINFUSION-ALARIS-Medley 8100 |  | MEDLEY PUMP MODULE LVP *MEMORIAL HERMANN |  |  | PUMPINFUSION-ALARIS-Medley 8100 | [6 empty] | Verified as Rental |  |  | MHHS-TMC
NO | YES |  |  |  | FFL7634 |  | CAREFUSION | 8100M |  |  | Rental | MHHS-TMC |  |  |  | FFL7634 |  | TMC |  | Rental | [7 empty] | PUMPINFUSION-ALARIS-Medley 8100 |  | MEDLEY PUMP MODULE LVP *MEMORIAL HERMANN |  |  | PUMPINFUSION-ALARIS-Medley 8100 | [6 empty] | Verified as Rental |  |  | MHHS-TMC
NO | YES |  |  |  | FFL7638 |  | CAREFUSION | 8100M |  |  | Rental | MHHS-TMC |  |  |  | FFL7638 |  | TMC |  | Rental | [7 empty] | PUMPINFUSION-ALARIS-Medley 8100 |  | MEDLEY PUMP MODULE LVP *MEMORIAL HERMANN |  |  | PUMPINFUSION-ALARIS-Medley 8100 | [6 empty] | Verified as Rental |  |  | MHHS-TMC
NO | YES |  |  |  | FFL7640 |  | CAREFUSION | 8100M |  |  | Rental | MHHS-TMC |  |  |  | FFL7640 |  | TMC |  | Rental | [7 empty] | PUMPINFUSION-ALARIS-Medley 8100 |  | MEDLEY PUMP MODULE LVP *MEMORIAL HERMANN |  |  | PUMPINFUSION-ALARIS-Medley 8100 | [6 empty] | Verified as Rental |  |  | MHHS-TMC
NO | YES |  |  |  | FFL7645 |  | CAREFUSION | 8100M |  |  | Rental | MHHS-TMC |  |  |  | FFL7645 |  | TMC |  | Rental | [7 empty] | PUMPINFUSION-ALARIS-Medley 8100 |  | MEDLEY PUMP MODULE LVP *MEMORIAL HERMANN |  |  | PUMPINFUSION-ALARIS-Medley 8100 | [6 empty] | Verified as Rental |  |  | MHHS-TMC
NO | YES |  |  |  | FFL7646 |  | CAREFUSION | 8100M |  |  | Rental | MHHS-TMC |  |  |  | FFL7646 |  | TMC |  | Rental | [7 empty] | PUMPINFUSION-ALARIS-Medley 8100 |  | MEDLEY PUMP MODULE LVP *MEMORIAL HERMANN |  |  | PUMPINFUSION-ALARIS-Medley 8100 | [6 empty] | Verified as Rental |  |  | MHHS-TMC
NO | YES |  |  |  | FFL7648 |  | CAREFUSION | 8100M |  |  | Rental | MHHS-TMC |  |  |  | FFL7648 |  | TMC |  | Rental | [7 empty] | PUMPINFUSION-ALARIS-Medley 8100 |  | MEDLEY PUMP MODULE LVP *MEMORIAL HERMANN |  |  | PUMPINFUSION-ALARIS-Medley 8100 | [6 empty] | Verified as Rental |  |  | MHHS-TMC
NO | YES |  |  |  | FFL7649 |  | CAREFUSION | 8100M |  |  | Rental | MHHS-TMC |  |  |  | FFL7649 |  | TMC |  | Rental | [7 empty] | PUMPINFUSION-ALARIS-Medley 8100 |  | MEDLEY PUMP MODULE LVP *MEMORIAL HERMANN |  |  | PUMPINFUSION-ALARIS-Medley 8100 | [6 empty] | Verified as Rental |  |  | MHHS-TMC
NO | YES |  |  |  | FFL7650 |  | CAREFUSION | 8100M |  |  | Rental | MHHS-TMC |  |  |  | FFL7650 |  | TMC |  | Rental | [7 empty] | PUMPINFUSION-ALARIS-Medley 8100 |  | MEDLEY PUMP MODULE LVP *MEMORIAL HERMANN |  |  | PUMPINFUSION-ALARIS-Medley 8100 | [6 empty] | Verified as Rental |  |  | MHHS-TMC
NO | YES |  |  |  | FFL7651 |  | CAREFUSION | 8100M |  |  | Rental | MHHS-TMC |  |  |  | FFL7651 |  | TMC |  | Rental | [7 empty] | PUMPINFUSION-ALARIS-Medley 8100 |  | MEDLEY PUMP MODULE LVP *MEMORIAL HERMANN |  |  | PUMPINFUSION-ALARIS-Medley 8100 | [6 empty] | Verified as Rental |  |  | MHHS-TMC
NO | YES |  |  |  | FFL7658 |  | CAREFUSION | 8100M |  |  | Rental | MHHS-TMC |  |  |  | FFL7658 |  | TMC |  | Rental | [7 empty] | PUMPINFUSION-ALARIS-Medley 8100 |  | MEDLEY PUMP MODULE LVP *MEMORIAL HERMANN |  |  | PUMPINFUSION-ALARIS-Medley 8100 | [6 empty] | Verified as Rental |  |  | MHHS-TMC
NO | YES |  |  |  | FFL7660 |  | CAREFUSION | 8100M |  |  | Rental | MHHS-TMC |  |  |  | FFL7660 |  | TMC |  | Rental | [7 empty] | PUMPINFUSION-ALARIS-Medley 8100 |  | MEDLEY PUMP MODULE LVP *MEMORIAL HERMANN |  |  | PUMPINFUSION-ALARIS-Medley 8100 | [6 empty] | Verified as Rental |  |  | MHHS-TMC
NO | YES |  |  |  | FFL7663 |  | CAREFUSION | 8100M |  |  | Rental | MHHS-TMC |  |  |  | FFL7663 |  | TMC |  | Rental | [7 empty] | PUMPINFUSION-ALARIS-Medley 8100 |  | MEDLEY PUMP MODULE LVP *MEMORIAL HERMANN |  |  | PUMPINFUSION-ALARIS-Medley 8100 | [6 empty] | Verified as Rental |  |  | MHHS-TMC
NO | YES |  |  |  | FFL7665 |  | CAREFUSION | 8100M |  |  | Rental | MHHS-TMC |  |  |  | FFL7665 |  | TMC |  | Rental | [7 empty] | PUMPINFUSION-ALARIS-Medley 8100 |  | MEDLEY PUMP MODULE LVP *MEMORIAL HERMANN |  |  | PUMPINFUSION-ALARIS-Medley 8100 | [6 empty] | Verified as Rental |  |  | MHHS-TMC
NO | YES |  |  |  | FFL7666 |  | CAREFUSION | 8100M |  |  | Rental | MHHS-TMC |  |  |  | FFL7666 |  | TMC |  | Rental | [7 empty] | PUMPINFUSION-ALARIS-Medley 8100 |  | MEDLEY PUMP MODULE LVP *MEMORIAL HERMANN |  |  | PUMPINFUSION-ALARIS-Medley 8100 | [6 empty] | Verified as Rental |  |  | MHHS-TMC
NO | YES |  |  |  | FFL7670 |  | CAREFUSION | 8100M |  |  | Rental | MHHS-TMC |  |  |  | FFL7670 |  | TMC |  | Rental | [7 empty] | PUMPINFUSION-ALARIS-Medley 8100 |  | MEDLEY PUMP MODULE LVP *MEMORIAL HERMANN |  |  | PUMPINFUSION-ALARIS-Medley 8100 | [6 empty] | Verified as Rental |  |  | MHHS-TMC
NO | YES |  |  |  | FFL7671 |  | CAREFUSION | 8100M |  |  | Rental | MHHS-TMC |  |  |  | FFL7671 |  | TMC |  | Rental | [7 empty] | PUMPINFUSION-ALARIS-Medley 8100 |  | MEDLEY PUMP MODULE LVP *MEMORIAL HERMANN |  |  | PUMPINFUSION-ALARIS-Medley 8100 | [6 empty] | Verified as Rental |  |  | MHHS-TMC
NO | YES |  |  |  | FFL7674 |  | CAREFUSION | 8100M |  |  | Rental | MHHS-TMC |  |  |  | FFL7674 |  | TMC |  | Rental | [7 empty] | PUMPINFUSION-ALARIS-Medley 8100 |  | MEDLEY PUMP MODULE LVP *MEMORIAL HERMANN |  |  | PUMPINFUSION-ALARIS-Medley 8100 | [6 empty] | Verified as Rental |  |  | MHHS-TMC
NO | YES |  |  |  | FFL7677 |  | CAREFUSION | 8100M |  |  | Rental | MHHS-TMC |  |  |  | FFL7677 |  | TMC |  | Rental | [7 empty] | PUMPINFUSION-ALARIS-Medley 8100 |  | MEDLEY PUMP MODULE LVP *MEMORIAL HERMANN |  |  | PUMPINFUSION-ALARIS-Medley 8100 | [6 empty] | Verified as Rental |  |  | MHHS-TMC
NO | YES |  |  |  | FFL7681 |  | CAREFUSION | 8100M |  |  | Rental | MHHS-TMC |  |  |  | FFL7681 |  | TMC |  | Rental | [7 empty] | PUMPINFUSION-ALARIS-Medley 8100 |  | MEDLEY PUMP MODULE LVP *MEMORIAL HERMANN |  |  | PUMPINFUSION-ALARIS-Medley 8100 | [6 empty] | Verified as Rental |  |  | MHHS-TMC
NO | YES |  |  |  | FFL7683 |  | CAREFUSION | 8100M |  |  | Rental | MHHS-TMC |  |  |  | FFL7683 |  | TMC |  | Rental | [7 empty] | PUMPINFUSION-ALARIS-Medley 8100 |  | MEDLEY PUMP MODULE LVP *MEMORIAL HERMANN |  |  | PUMPINFUSION-ALARIS-Medley 8100 | [6 empty] | Verified as Rental |  |  | MHHS-TMC
NO | YES |  |  |  | FFL7684 |  | CAREFUSION | 8100M |  |  | Rental | MHHS-TMC |  |  |  | FFL7684 |  | TMC |  | Rental | [7 empty] | PUMPINFUSION-ALARIS-Medley 8100 |  | MEDLEY PUMP MODULE LVP *MEMORIAL HERMANN |  |  | PUMPINFUSION-ALARIS-Medley 8100 | [6 empty] | Verified as Rental |  |  | MHHS-TMC
NO | YES |  |  |  | FFL7688 |  | CAREFUSION | 8100M |  |  | Rental | MHHS-TMC |  |  |  | FFL7688 |  | TMC |  | Rental | [7 empty] | PUMPINFUSION-ALARIS-Medley 8100 |  | MEDLEY PUMP MODULE LVP *MEMORIAL HERMANN |  |  | PUMPINFUSION-ALARIS-Medley 8100 | [6 empty] | Verified as Rental |  |  | MHHS-TMC
NO | YES |  |  |  | FFL7689 |  | CAREFUSION | 8100M |  |  | Rental | MHHS-TMC |  |  |  | FFL7689 |  | TMC |  | Rental | [7 empty] | PUMPINFUSION-ALARIS-Medley 8100 |  | MEDLEY PUMP MODULE LVP *MEMORIAL HERMANN |  |  | PUMPINFUSION-ALARIS-Medley 8100 | [6 empty] | Verified as Rental |  |  | MHHS-TMC
NO | YES |  |  |  | FFL7694 |  | CAREFUSION | 8100M |  |  | Rental | MHHS-TMC |  |  |  | FFL7694 |  | TMC |  | Rental | [7 empty] | PUMPINFUSION-ALARIS-Medley 8100 |  | MEDLEY PUMP MODULE LVP *MEMORIAL HERMANN |  |  | PUMPINFUSION-ALARIS-Medley 8100 | [6 empty] | Verified as Rental |  |  | MHHS-TMC
NO | YES |  |  |  | FFL7696 |  | CAREFUSION | 8100M |  |  | Rental | MHHS-TMC |  |  |  | FFL7696 |  | TMC |  | Rental | [7 empty] | PUMPINFUSION-ALARIS-Medley 8100 |  | MEDLEY PUMP MODULE LVP *MEMORIAL HERMANN |  |  | PUMPINFUSION-ALARIS-Medley 8100 | [6 empty] | Verified as Rental |  |  | MHHS-TMC
NO | YES |  |  |  | FFL7699 |  | CAREFUSION | 8100M |  |  | Rental | MHHS-TMC |  |  |  | FFL7699 |  | TMC |  | Rental | [7 empty] | PUMPINFUSION-ALARIS-Medley 8100 |  | MEDLEY PUMP MODULE LVP *MEMORIAL HERMANN |  |  | PUMPINFUSION-ALARIS-Medley 8100 | [6 empty] | Verified as Rental |  |  | MHHS-TMC
NO | YES |  |  |  | FFL7703 |  | CAREFUSION | 8100M |  |  | Rental | MHHS-TMC |  |  |  | FFL7703 |  | TMC |  | Rental | [7 empty] | PUMPINFUSION-ALARIS-Medley 8100 |  | MEDLEY PUMP MODULE LVP *MEMORIAL HERMANN |  |  | PUMPINFUSION-ALARIS-Medley 8100 | [6 empty] | Verified as Rental |  |  | MHHS-TMC
NO | YES |  |  |  | FFL7704 |  | CAREFUSION | 8100M |  |  | Rental | MHHS-TMC |  |  |  | FFL7704 |  | TMC |  | Rental | [7 empty] | PUMPINFUSION-ALARIS-Medley 8100 |  | MEDLEY PUMP MODULE LVP *MEMORIAL HERMANN |  |  | PUMPINFUSION-ALARIS-Medley 8100 | [6 empty] | Verified as Rental |  |  | MHHS-TMC
NO | YES |  |  |  | FFL7705 |  | CAREFUSION | 8100M |  |  | Rental | MHHS-TMC |  |  |  | FFL7705 |  | TMC |  | Rental | [7 empty] | PUMPINFUSION-ALARIS-Medley 8100 |  | MEDLEY PUMP MODULE LVP *MEMORIAL HERMANN |  |  | PUMPINFUSION-ALARIS-Medley 8100 | [6 empty] | Verified as Rental |  |  | MHHS-TMC
NO | YES |  |  |  | FFL7706 |  | CAREFUSION | 8100M |  |  | Rental | MHHS-TMC |  |  |  | FFL7706 |  | TMC |  | Rental | [7 empty] | PUMPINFUSION-ALARIS-Medley 8100 |  | MEDLEY PUMP MODULE LVP *MEMORIAL HERMANN |  |  | PUMPINFUSION-ALARIS-Medley 8100 | [6 empty] | Verified as Rental |  |  | MHHS-TMC
NO | YES |  |  |  | FFL7707 |  | CAREFUSION | 8100M |  |  | Rental | MHHS-TMC |  |  |  | FFL7707 |  | TMC |  | Rental | [7 empty] | PUMPINFUSION-ALARIS-Medley 8100 |  | MEDLEY PUMP MODULE LVP *MEMORIAL HERMANN |  |  | PUMPINFUSION-ALARIS-Medley 8100 | [6 empty] | Verified as Rental |  |  | MHHS-TMC
NO | YES |  |  |  | FFL7708 |  | CAREFUSION | 8100M |  |  | Rental | MHHS-TMC |  |  |  | FFL7708 |  | TMC |  | Rental | [7 empty] | PUMPINFUSION-ALARIS-Medley 8100 |  | MEDLEY PUMP MODULE LVP *MEMORIAL HERMANN |  |  | PUMPINFUSION-ALARIS-Medley 8100 | [6 empty] | Verified as Rental |  |  | MHHS-TMC
NO | YES |  |  |  | FFL7709 |  | CAREFUSION | 8100M |  |  | Rental | MHHS-TMC |  |  |  | FFL7709 |  | TMC |  | Rental | [7 empty] | PUMPINFUSION-ALARIS-Medley 8100 |  | MEDLEY PUMP MODULE LVP *MEMORIAL HERMANN |  |  | PUMPINFUSION-ALARIS-Medley 8100 | [6 empty] | Verified as Rental |  |  | MHHS-TMC
NO | YES |  |  |  | FFL7712 |  | CAREFUSION | 8100M |  |  | Rental | MHHS-TMC |  |  |  | FFL7712 |  | TMC |  | Rental | [7 empty] | PUMPINFUSION-ALARIS-Medley 8100 |  | MEDLEY PUMP MODULE LVP *MEMORIAL HERMANN |  |  | PUMPINFUSION-ALARIS-Medley 8100 | [6 empty] | Verified as Rental |  |  | MHHS-TMC
NO | YES |  |  |  | FFL7713 |  | CAREFUSION | 8100M |  |  | Rental | MHHS-TMC |  |  |  | FFL7713 |  | TMC |  | Rental | [7 empty] | PUMPINFUSION-ALARIS-Medley 8100 |  | MEDLEY PUMP MODULE LVP *MEMORIAL HERMANN |  |  | PUMPINFUSION-ALARIS-Medley 8100 | [6 empty] | Verified as Rental |  |  | MHHS-TMC
NO | YES |  |  |  | FFL7714 |  | CAREFUSION | 8100M |  |  | Rental | MHHS-TMC |  |  |  | FFL7714 |  | TMC |  | Rental | [7 empty] | PUMPINFUSION-ALARIS-Medley 8100 |  | MEDLEY PUMP MODULE LVP *MEMORIAL HERMANN |  |  | PUMPINFUSION-ALARIS-Medley 8100 | [6 empty] | Verified as Rental |  |  | MHHS-TMC
NO | YES |  |  |  | FFL7715 |  | CAREFUSION | 8100M |  |  | Rental | MHHS-TMC |  |  |  | FFL7715 |  | TMC |  | Rental | [7 empty] | PUMPINFUSION-ALARIS-Medley 8100 |  | MEDLEY PUMP MODULE LVP *MEMORIAL HERMANN |  |  | PUMPINFUSION-ALARIS-Medley 8100 | [6 empty] | Verified as Rental |  |  | MHHS-TMC
NO | YES |  |  |  | FFL7719 |  | CAREFUSION | 8100M |  |  | Rental | MHHS-TMC |  |  |  | FFL7719 |  | TMC |  | Rental | [7 empty] | PUMPINFUSION-ALARIS-Medley 8100 |  | MEDLEY PUMP MODULE LVP *MEMORIAL HERMANN |  |  | PUMPINFUSION-ALARIS-Medley 8100 | [6 empty] | Verified as Rental |  |  | MHHS-TMC
NO | YES |  |  |  | FFL7721 |  | CAREFUSION | 8100M |  |  | Rental | MHHS-TMC |  |  |  | FFL7721 |  | TMC |  | Rental | [7 empty] | PUMPINFUSION-ALARIS-Medley 8100 |  | MEDLEY PUMP MODULE LVP *MEMORIAL HERMANN |  |  | PUMPINFUSION-ALARIS-Medley 8100 | [6 empty] | Verified as Rental |  |  | MHHS-TMC
NO | YES |  |  |  | FFL7722 |  | CAREFUSION | 8100M |  |  | Rental | MHHS-TMC |  |  |  | FFL7722 |  | TMC |  | Rental | [7 empty] | PUMPINFUSION-ALARIS-Medley 8100 |  | MEDLEY PUMP MODULE LVP *MEMORIAL HERMANN |  |  | PUMPINFUSION-ALARIS-Medley 8100 | [6 empty] | Verified as Rental |  |  | MHHS-TMC
NO | YES |  |  |  | FFL7725 |  | CAREFUSION | 8100M |  |  | Rental | MHHS-TMC |  |  |  | FFL7725 |  | TMC |  | Rental | [7 empty] | PUMPINFUSION-ALARIS-Medley 8100 |  | MEDLEY PUMP MODULE LVP *MEMORIAL HERMANN |  |  | PUMPINFUSION-ALARIS-Medley 8100 | [6 empty] | Verified as Rental |  |  | MHHS-TMC
NO | YES |  |  |  | FFL7732 |  | CAREFUSION | 8100M |  |  | Rental | MHHS-TMC |  |  |  | FFL7732 |  | TMC |  | Rental | [7 empty] | PUMPINFUSION-ALARIS-Medley 8100 |  | MEDLEY PUMP MODULE LVP *MEMORIAL HERMANN |  |  | PUMPINFUSION-ALARIS-Medley 8100 | [6 empty] | Verified as Rental |  |  | MHHS-TMC
NO | YES |  |  |  | FFL7733 |  | CAREFUSION | 8100M |  |  | Rental | MHHS-TMC |  |  |  | FFL7733 |  | TMC |  | Rental | [7 empty] | PUMPINFUSION-ALARIS-Medley 8100 |  | MEDLEY PUMP MODULE LVP *MEMORIAL HERMANN |  |  | PUMPINFUSION-ALARIS-Medley 8100 | [6 empty] | Verified as Rental |  |  | MHHS-TMC
NO | YES |  |  |  | FFL7736 |  | CAREFUSION | 8100M |  |  | Rental | MHHS-TMC |  |  |  | FFL7736 |  | TMC |  | Rental | [7 empty] | PUMPINFUSION-ALARIS-Medley 8100 |  | MEDLEY PUMP MODULE LVP *MEMORIAL HERMANN |  |  | PUMPINFUSION-ALARIS-Medley 8100 | [6 empty] | Verified as Rental |  |  | MHHS-TMC
NO | YES |  |  |  | FFL7739 |  | CAREFUSION | 8100M |  |  | Rental | MHHS-TMC |  |  |  | FFL7739 |  | TMC |  | Rental | [7 empty] | PUMPINFUSION-ALARIS-Medley 8100 |  | MEDLEY PUMP MODULE LVP *MEMORIAL HERMANN |  |  | PUMPINFUSION-ALARIS-Medley 8100 | [6 empty] | Verified as Rental |  |  | MHHS-TMC
NO | YES |  |  |  | FFL7740 |  | CAREFUSION | 8100M |  |  | Rental | MHHS-TMC |  |  |  | FFL7740 |  | TMC |  | Rental | [7 empty] | PUMPINFUSION-ALARIS-Medley 8100 |  | MEDLEY PUMP MODULE LVP *MEMORIAL HERMANN |  |  | PUMPINFUSION-ALARIS-Medley 8100 | [6 empty] | Verified as Rental |  |  | MHHS-TMC
NO | YES |  |  |  | FFL7742 |  | CAREFUSION | 8100M |  |  | Rental | MHHS-TMC |  |  |  | FFL7742 |  | TMC |  | Rental | [7 empty] | PUMPINFUSION-ALARIS-Medley 8100 |  | MEDLEY PUMP MODULE LVP *MEMORIAL HERMANN |  |  | PUMPINFUSION-ALARIS-Medley 8100 | [6 empty] | Verified as Rental |  |  | MHHS-TMC
NO | YES |  |  |  | FFL7746 |  | CAREFUSION | 8100M |  |  | Rental | MHHS-TMC |  |  |  | FFL7746 |  | TMC |  | Rental | [7 empty] | PUMPINFUSION-ALARIS-Medley 8100 |  | MEDLEY PUMP MODULE LVP *MEMORIAL HERMANN |  |  | PUMPINFUSION-ALARIS-Medley 8100 | [6 empty] | Verified as Rental |  |  | MHHS-TMC
NO | YES |  |  |  | FFL7748 |  | CAREFUSION | 8100M |  |  | Rental | MHHS-TMC |  |  |  | FFL7748 |  | TMC |  | Rental | [7 empty] | PUMPINFUSION-ALARIS-Medley 8100 |  | MEDLEY PUMP MODULE LVP *MEMORIAL HERMANN |  |  | PUMPINFUSION-ALARIS-Medley 8100 | [6 empty] | Verified as Rental |  |  | MHHS-TMC
NO | YES |  |  |  | FFL7750 |  | CAREFUSION | 8100M |  |  | Rental | MHHS-TMC |  |  |  | FFL7750 |  | TMC |  | Rental | [7 empty] | PUMPINFUSION-ALARIS-Medley 8100 |  | MEDLEY PUMP MODULE LVP *MEMORIAL HERMANN |  |  | PUMPINFUSION-ALARIS-Medley 8100 | [6 empty] | Verified as Rental |  |  | MHHS-TMC
NO | YES |  |  |  | FFL7751 |  | CAREFUSION | 8100M |  |  | Rental | MHHS-TMC |  |  |  | FFL7751 |  | TMC |  | Rental | [7 empty] | PUMPINFUSION-ALARIS-Medley 8100 |  | MEDLEY PUMP MODULE LVP *MEMORIAL HERMANN |  |  | PUMPINFUSION-ALARIS-Medley 8100 | [6 empty] | Verified as Rental |  |  | MHHS-TMC
NO | YES |  |  |  | FFL7758 |  | CAREFUSION | 8100M |  |  | Rental | MHHS-TMC |  |  |  | FFL7758 |  | TMC |  | Rental | [7 empty] | PUMPINFUSION-ALARIS-Medley 8100 |  | MEDLEY PUMP MODULE LVP *MEMORIAL HERMANN |  |  | PUMPINFUSION-ALARIS-Medley 8100 | [6 empty] | Verified as Rental |  |  | MHHS-TMC
NO | YES |  |  |  | FFL7761 |  | CAREFUSION | 8100M |  |  | Rental | MHHS-TMC |  |  |  | FFL7761 |  | TMC |  | Rental | [7 empty] | PUMPINFUSION-ALARIS-Medley 8100 |  | MEDLEY PUMP MODULE LVP *MEMORIAL HERMANN |  |  | PUMPINFUSION-ALARIS-Medley 8100 | [6 empty] | Verified as Rental |  |  | MHHS-TMC
NO | YES |  |  |  | FFL7762 |  | CAREFUSION | 8100M |  |  | Rental | MHHS-TMC |  |  |  | FFL7762 |  | TMC |  | Rental | [7 empty] | PUMPINFUSION-ALARIS-Medley 8100 |  | MEDLEY PUMP MODULE LVP *MEMORIAL HERMANN |  |  | PUMPINFUSION-ALARIS-Medley 8100 | [6 empty] | Verified as Rental |  |  | MHHS-TMC
NO | YES |  |  |  | FFL7763 |  | CAREFUSION | 8100M |  |  | Rental | MHHS-TMC |  |  |  | FFL7763 |  | TMC |  | Rental | [7 empty] | PUMPINFUSION-ALARIS-Medley 8100 |  | MEDLEY PUMP MODULE LVP *MEMORIAL HERMANN |  |  | PUMPINFUSION-ALARIS-Medley 8100 | [6 empty] | Verified as Rental |  |  | MHHS-TMC
NO | YES |  |  |  | FFL7764 |  | CAREFUSION | 8100M |  |  | Rental | MHHS-TMC |  |  |  | FFL7764 |  | TMC |  | Rental | [7 empty] | PUMPINFUSION-ALARIS-Medley 8100 |  | MEDLEY PUMP MODULE LVP *MEMORIAL HERMANN |  |  | PUMPINFUSION-ALARIS-Medley 8100 | [6 empty] | Verified as Rental |  |  | MHHS-TMC
NO | YES |  |  |  | FFL7765 |  | CAREFUSION | 8100M |  |  | Rental | MHHS-TMC |  |  |  | FFL7765 |  | TMC |  | Rental | [7 empty] | PUMPINFUSION-ALARIS-Medley 8100 |  | MEDLEY PUMP MODULE LVP *MEMORIAL HERMANN |  |  | PUMPINFUSION-ALARIS-Medley 8100 | [6 empty] | Verified as Rental |  |  | MHHS-TMC
NO | YES |  |  |  | FFL7766 |  | CAREFUSION | 8100M |  |  | Rental | MHHS-TMC |  |  |  | FFL7766 |  | TMC |  | Rental | [7 empty] | PUMPINFUSION-ALARIS-Medley 8100 |  | MEDLEY PUMP MODULE LVP *MEMORIAL HERMANN |  |  | PUMPINFUSION-ALARIS-Medley 8100 | [6 empty] | Verified as Rental |  |  | MHHS-TMC
NO | YES |  |  |  | FFL7768 |  | CAREFUSION | 8100M |  |  | Rental | MHHS-TMC |  |  |  | FFL7768 |  | TMC |  | Rental | [7 empty] | PUMPINFUSION-ALARIS-Medley 8100 |  | MEDLEY PUMP MODULE LVP *MEMORIAL HERMANN |  |  | PUMPINFUSION-ALARIS-Medley 8100 | [6 empty] | Verified as Rental |  |  | MHHS-TMC
NO | YES |  |  |  | FFL7775 |  | CAREFUSION | 8100M |  |  | Rental | MHHS-TMC |  |  |  | FFL7775 |  | TMC |  | Rental | [7 empty] | PUMPINFUSION-ALARIS-Medley 8100 |  | MEDLEY PUMP MODULE LVP *MEMORIAL HERMANN |  |  | PUMPINFUSION-ALARIS-Medley 8100 | [6 empty] | Verified as Rental |  |  | MHHS-TMC
NO | YES |  |  |  | FFL7779 |  | CAREFUSION | 8100M |  |  | Rental | MHHS-TMC |  |  |  | FFL7779 |  | TMC |  | Rental | [7 empty] | PUMPINFUSION-ALARIS-Medley 8100 |  | MEDLEY PUMP MODULE LVP *MEMORIAL HERMANN |  |  | PUMPINFUSION-ALARIS-Medley 8100 | [6 empty] | Verified as Rental |  |  | MHHS-TMC
NO | YES |  |  |  | FFL7784 |  | CAREFUSION | 8100M |  |  | Rental | MHHS-TMC |  |  |  | FFL7784 |  | TMC |  | Rental | [7 empty] | PUMPINFUSION-ALARIS-Medley 8100 |  | MEDLEY PUMP MODULE LVP *MEMORIAL HERMANN |  |  | PUMPINFUSION-ALARIS-Medley 8100 | [6 empty] | Verified as Rental |  |  | MHHS-TMC
NO | YES |  |  |  | FFL7791 |  | CAREFUSION | 8100M |  |  | Rental | MHHS-TMC |  |  |  | FFL7791 |  | TMC |  | Rental | [7 empty] | PUMPINFUSION-ALARIS-Medley 8100 |  | MEDLEY PUMP MODULE LVP *MEMORIAL HERMANN |  |  | PUMPINFUSION-ALARIS-Medley 8100 | [6 empty] | Verified as Rental |  |  | MHHS-TMC
NO | YES |  |  |  | FFL7795 |  | CAREFUSION | 8100M |  |  | Rental | MHHS-TMC |  |  |  | FFL7795 |  | TMC |  | Rental | [7 empty] | PUMPINFUSION-ALARIS-Medley 8100 |  | MEDLEY PUMP MODULE LVP *MEMORIAL HERMANN |  |  | PUMPINFUSION-ALARIS-Medley 8100 | [6 empty] | Verified as Rental |  |  | MHHS-TMC
NO | YES |  |  |  | FFL7802 |  | CAREFUSION | 8100M |  |  | Rental | MHHS-TMC |  |  |  | FFL7802 |  | TMC |  | Rental | [7 empty] | PUMPINFUSION-ALARIS-Medley 8100 |  | MEDLEY PUMP MODULE LVP *MEMORIAL HERMANN |  |  | PUMPINFUSION-ALARIS-Medley 8100 | [6 empty] | Verified as Rental |  |  | MHHS-TMC
NO | YES |  |  |  | FFL7804 |  | CAREFUSION | 8100M |  |  | Rental | MHHS-TMC |  |  |  | FFL7804 |  | TMC |  | Rental | [7 empty] | PUMPINFUSION-ALARIS-Medley 8100 |  | MEDLEY PUMP MODULE LVP *MEMORIAL HERMANN |  |  | PUMPINFUSION-ALARIS-Medley 8100 | [6 empty] | Verified as Rental |  |  | MHHS-TMC
NO | YES |  |  |  | FFL7805 |  | CAREFUSION | 8100M |  |  | Rental | MHHS-TMC |  |  |  | FFL7805 |  | TMC |  | Rental | [7 empty] | PUMPINFUSION-ALARIS-Medley 8100 |  | MEDLEY PUMP MODULE LVP *MEMORIAL HERMANN |  |  | PUMPINFUSION-ALARIS-Medley 8100 | [6 empty] | Verified as Rental |  |  | MHHS-TMC
NO | YES |  |  |  | FFL7809 |  | CAREFUSION | 8100M |  |  | Rental | MHHS-TMC |  |  |  | FFL7809 |  | TMC |  | Rental | [7 empty] | PUMPINFUSION-ALARIS-Medley 8100 |  | MEDLEY PUMP MODULE LVP *MEMORIAL HERMANN |  |  | PUMPINFUSION-ALARIS-Medley 8100 | [6 empty] | Verified as Rental |  |  | MHHS-TMC
NO | YES |  |  |  | FFL7811 |  | CAREFUSION | 8100M |  |  | Rental | MHHS-TMC |  |  |  | FFL7811 |  | TMC |  | Rental | [7 empty] | PUMPINFUSION-ALARIS-Medley 8100 |  | MEDLEY PUMP MODULE LVP *MEMORIAL HERMANN |  |  | PUMPINFUSION-ALARIS-Medley 8100 | [6 empty] | Verified as Rental |  |  | MHHS-TMC
NO | YES |  |  |  | FFL7817 |  | CAREFUSION | 8100M |  |  | Rental | MHHS-TMC |  |  |  | FFL7817 |  | TMC |  | Rental | [7 empty] | PUMPINFUSION-ALARIS-Medley 8100 |  | MEDLEY PUMP MODULE LVP *MEMORIAL HERMANN |  |  | PUMPINFUSION-ALARIS-Medley 8100 | [6 empty] | Verified as Rental |  |  | MHHS-TMC
NO | YES |  |  |  | FFL7818 |  | CAREFUSION | 8100M |  |  | Rental | MHHS-TMC |  |  |  | FFL7818 |  | TMC |  | Rental | [7 empty] | PUMPINFUSION-ALARIS-Medley 8100 |  | MEDLEY PUMP MODULE LVP *MEMORIAL HERMANN |  |  | PUMPINFUSION-ALARIS-Medley 8100 | [6 empty] | Verified as Rental |  |  | MHHS-TMC
NO | YES |  |  |  | FFL7820 |  | CAREFUSION | 8100M |  |  | Rental | MHHS-TMC |  |  |  | FFL7820 |  | TMC |  | Rental | [7 empty] | PUMPINFUSION-ALARIS-Medley 8100 |  | MEDLEY PUMP MODULE LVP *MEMORIAL HERMANN |  |  | PUMPINFUSION-ALARIS-Medley 8100 | [6 empty] | Verified as Rental |  |  | MHHS-TMC
NO | YES |  |  |  | FFL7824 |  | CAREFUSION | 8100M |  |  | Rental | MHHS-TMC |  |  |  | FFL7824 |  | TMC |  | Rental | [7 empty] | PUMPINFUSION-ALARIS-Medley 8100 |  | MEDLEY PUMP MODULE LVP *MEMORIAL HERMANN |  |  | PUMPINFUSION-ALARIS-Medley 8100 | [6 empty] | Verified as Rental |  |  | MHHS-TMC
NO | YES |  |  |  | FFL7825 |  | CAREFUSION | 8100M |  |  | Rental | MHHS-TMC |  |  |  | FFL7825 |  | TMC |  | Rental | [7 empty] | PUMPINFUSION-ALARIS-Medley 8100 |  | MEDLEY PUMP MODULE LVP *MEMORIAL HERMANN |  |  | PUMPINFUSION-ALARIS-Medley 8100 | [6 empty] | Verified as Rental |  |  | MHHS-TMC
NO | YES |  |  |  | FFL7829 |  | CAREFUSION | 8100M |  |  | Rental | MHHS-TMC |  |  |  | FFL7829 |  | TMC |  | Rental | [7 empty] | PUMPINFUSION-ALARIS-Medley 8100 |  | MEDLEY PUMP MODULE LVP *MEMORIAL HERMANN |  |  | PUMPINFUSION-ALARIS-Medley 8100 | [6 empty] | Verified as Rental |  |  | MHHS-TMC
NO | YES |  |  |  | FFL7831 |  | CAREFUSION | 8100M |  |  | Rental | MHHS-TMC |  |  |  | FFL7831 |  | TMC |  | Rental | [7 empty] | PUMPINFUSION-ALARIS-Medley 8100 |  | MEDLEY PUMP MODULE LVP *MEMORIAL HERMANN |  |  | PUMPINFUSION-ALARIS-Medley 8100 | [6 empty] | Verified as Rental |  |  | MHHS-TMC
NO | YES |  |  |  | FFL7832 |  | CAREFUSION | 8100M |  |  | Rental | MHHS-TMC |  |  |  | FFL7832 |  | TMC |  | Rental | [7 empty] | PUMPINFUSION-ALARIS-Medley 8100 |  | MEDLEY PUMP MODULE LVP *MEMORIAL HERMANN |  |  | PUMPINFUSION-ALARIS-Medley 8100 | [6 empty] | Verified as Rental |  |  | MHHS-TMC
NO | YES |  |  |  | FFL7834 |  | CAREFUSION | 8100M |  |  | Rental | MHHS-TMC |  |  |  | FFL7834 |  | TMC |  | Rental | [7 empty] | PUMPINFUSION-ALARIS-Medley 8100 |  | MEDLEY PUMP MODULE LVP *MEMORIAL HERMANN |  |  | PUMPINFUSION-ALARIS-Medley 8100 | [6 empty] | Verified as Rental |  |  | MHHS-TMC
NO | YES |  |  |  | FFL7845 |  | CAREFUSION | 8100M |  |  | Rental | MHHS-TMC |  |  |  | FFL7845 |  | TMC |  | Rental | [7 empty] | PUMPINFUSION-ALARIS-Medley 8100 |  | MEDLEY PUMP MODULE LVP *MEMORIAL HERMANN |  |  | PUMPINFUSION-ALARIS-Medley 8100 | [6 empty] | Verified as Rental |  |  | MHHS-TMC
NO | YES |  |  |  | FFL7846 |  | CAREFUSION | 8100M |  |  | Rental | MHHS-TMC |  |  |  | FFL7846 |  | TMC |  | Rental | [7 empty] | PUMPINFUSION-ALARIS-Medley 8100 |  | MEDLEY PUMP MODULE LVP *MEMORIAL HERMANN |  |  | PUMPINFUSION-ALARIS-Medley 8100 | [6 empty] | Verified as Rental |  |  | MHHS-TMC
NO | YES |  |  |  | FFL7848 |  | CAREFUSION | 8100M |  |  | Rental | MHHS-TMC |  |  |  | FFL7848 |  | TMC |  | Rental | [7 empty] | PUMPINFUSION-ALARIS-Medley 8100 |  | MEDLEY PUMP MODULE LVP *MEMORIAL HERMANN |  |  | PUMPINFUSION-ALARIS-Medley 8100 | [6 empty] | Verified as Rental |  |  | MHHS-TMC
NO | YES |  |  |  | FFL7851 |  | CAREFUSION | 8100M |  |  | Rental | MHHS-TMC |  |  |  | FFL7851 |  | TMC |  | Rental | [7 empty] | PUMPINFUSION-ALARIS-Medley 8100 |  | MEDLEY PUMP MODULE LVP *MEMORIAL HERMANN |  |  | PUMPINFUSION-ALARIS-Medley 8100 | [6 empty] | Verified as Rental |  |  | MHHS-TMC
NO | YES |  |  |  | FFL7852 |  | CAREFUSION | 8100M |  |  | Rental | MHHS-TMC |  |  |  | FFL7852 |  | TMC |  | Rental | [7 empty] | PUMPINFUSION-ALARIS-Medley 8100 |  | MEDLEY PUMP MODULE LVP *MEMORIAL HERMANN |  |  | PUMPINFUSION-ALARIS-Medley 8100 | [6 empty] | Verified as Rental |  |  | MHHS-TMC
NO | YES |  |  |  | FFL7859 |  | CAREFUSION | 8100M |  |  | Rental | MHHS-TMC |  |  |  | FFL7859 |  | TMC |  | Rental | [7 empty] | PUMPINFUSION-ALARIS-Medley 8100 |  | MEDLEY PUMP MODULE LVP *MEMORIAL HERMANN |  |  | PUMPINFUSION-ALARIS-Medley 8100 | [6 empty] | Verified as Rental |  |  | MHHS-TMC
NO | YES |  |  |  | FFL7864 |  | CAREFUSION | 8100M |  |  | Rental | MHHS-TMC |  |  |  | FFL7864 |  | TMC |  | Rental | [7 empty] | PUMPINFUSION-ALARIS-Medley 8100 |  | MEDLEY PUMP MODULE LVP *MEMORIAL HERMANN |  |  | PUMPINFUSION-ALARIS-Medley 8100 | [6 empty] | Verified as Rental |  |  | MHHS-TMC
NO | YES |  |  |  | FFL7878 |  | CAREFUSION | 8100M |  |  | Rental | MHHS-TMC |  |  |  | FFL7878 |  | TMC |  | Rental | [7 empty] | PUMPINFUSION-ALARIS-Medley 8100 |  | MEDLEY PUMP MODULE LVP *MEMORIAL HERMANN |  |  | PUMPINFUSION-ALARIS-Medley 8100 | [6 empty] | Verified as Rental |  |  | MHHS-TMC
NO | YES |  |  |  | FFL7879 |  | CAREFUSION | 8100M |  |  | Rental | MHHS-TMC |  |  |  | FFL7879 |  | TMC |  | Rental | [7 empty] | PUMPINFUSION-ALARIS-Medley 8100 |  | MEDLEY PUMP MODULE LVP *MEMORIAL HERMANN |  |  | PUMPINFUSION-ALARIS-Medley 8100 | [6 empty] | Verified as Rental |  |  | MHHS-TMC
NO | YES |  |  |  | FFL7885 |  | CAREFUSION | 8100M |  |  | Rental | MHHS-TMC |  |  |  | FFL7885 |  | TMC |  | Rental | [7 empty] | PUMPINFUSION-ALARIS-Medley 8100 |  | MEDLEY PUMP MODULE LVP *MEMORIAL HERMANN |  |  | PUMPINFUSION-ALARIS-Medley 8100 | [6 empty] | Verified as Rental |  |  | MHHS-TMC
NO | YES |  |  |  | FFL7886 |  | CAREFUSION | 8100M |  |  | Rental | MHHS-TMC |  |  |  | FFL7886 |  | TMC |  | Rental | [7 empty] | PUMPINFUSION-ALARIS-Medley 8100 |  | MEDLEY PUMP MODULE LVP *MEMORIAL HERMANN |  |  | PUMPINFUSION-ALARIS-Medley 8100 | [6 empty] | Verified as Rental |  |  | MHHS-TMC
NO | YES |  |  |  | FFL7893 |  | CAREFUSION | 8100M |  |  | Rental | MHHS-TMC |  |  |  | FFL7893 |  | TMC |  | Rental | [7 empty] | PUMPINFUSION-ALARIS-Medley 8100 |  | MEDLEY PUMP MODULE LVP *MEMORIAL HERMANN |  |  | PUMPINFUSION-ALARIS-Medley 8100 | [6 empty] | Verified as Rental |  |  | MHHS-TMC
NO | YES |  |  |  | FFL7895 |  | CAREFUSION | 8100M |  |  | Rental | MHHS-TMC |  |  |  | FFL7895 |  | TMC |  | Rental | [7 empty] | PUMPINFUSION-ALARIS-Medley 8100 |  | MEDLEY PUMP MODULE LVP *MEMORIAL HERMANN |  |  | PUMPINFUSION-ALARIS-Medley 8100 | [6 empty] | Verified as Rental |  |  | MHHS-TMC
NO | YES |  |  |  | FFL7899 |  | CAREFUSION | 8100M |  |  | Rental | MHHS-TMC |  |  |  | FFL7899 |  | TMC |  | Rental | [7 empty] | PUMPINFUSION-ALARIS-Medley 8100 |  | MEDLEY PUMP MODULE LVP *MEMORIAL HERMANN |  |  | PUMPINFUSION-ALARIS-Medley 8100 | [6 empty] | Verified as Rental |  |  | MHHS-TMC
NO | YES |  |  |  | FFL7902 |  | CAREFUSION | 8100M |  |  | Rental | MHHS-TMC |  |  |  | FFL7902 |  | TMC |  | Rental | [7 empty] | PUMPINFUSION-ALARIS-Medley 8100 |  | MEDLEY PUMP MODULE LVP *MEMORIAL HERMANN |  |  | PUMPINFUSION-ALARIS-Medley 8100 | [6 empty] | Verified as Rental |  |  | MHHS-TMC
NO | YES |  |  |  | FFL7904 |  | CAREFUSION | 8100M |  |  | Rental | MHHS-TMC |  |  |  | FFL7904 |  | TMC |  | Rental | [7 empty] | PUMPINFUSION-ALARIS-Medley 8100 |  | MEDLEY PUMP MODULE LVP *MEMORIAL HERMANN |  |  | PUMPINFUSION-ALARIS-Medley 8100 | [6 empty] | Verified as Rental |  |  | MHHS-TMC
NO | YES |  |  |  | FFL7907 |  | CAREFUSION | 8100M |  |  | Rental | MHHS-TMC |  |  |  | FFL7907 |  | TMC |  | Rental | [7 empty] | PUMPINFUSION-ALARIS-Medley 8100 |  | MEDLEY PUMP MODULE LVP *MEMORIAL HERMANN |  |  | PUMPINFUSION-ALARIS-Medley 8100 | [6 empty] | Verified as Rental |  |  | MHHS-TMC
NO | YES |  |  |  | FFL7910 |  | CAREFUSION | 8100M |  |  | Rental | MHHS-TMC |  |  |  | FFL7910 |  | TMC |  | Rental | [7 empty] | PUMPINFUSION-ALARIS-Medley 8100 |  | MEDLEY PUMP MODULE LVP *MEMORIAL HERMANN |  |  | PUMPINFUSION-ALARIS-Medley 8100 | [6 empty] | Verified as Rental |  |  | MHHS-TMC
NO | YES |  |  |  | FFL7912 |  | CAREFUSION | 8100M |  |  | Rental | MHHS-TMC |  |  |  | FFL7912 |  | TMC |  | Rental | [7 empty] | PUMPINFUSION-ALARIS-Medley 8100 |  | MEDLEY PUMP MODULE LVP *MEMORIAL HERMANN |  |  | PUMPINFUSION-ALARIS-Medley 8100 | [6 empty] | Verified as Rental |  |  | MHHS-TMC
NO | YES |  |  |  | FFL7913 |  | CAREFUSION | 8100M |  |  | Rental | MHHS-TMC |  |  |  | FFL7913 |  | TMC |  | Rental | [7 empty] | PUMPINFUSION-ALARIS-Medley 8100 |  | MEDLEY PUMP MODULE LVP *MEMORIAL HERMANN |  |  | PUMPINFUSION-ALARIS-Medley 8100 | [6 empty] | Verified as Rental |  |  | MHHS-TMC
NO | YES |  |  |  | FFL7919 |  | CAREFUSION | 8100M |  |  | Rental | MHHS-TMC |  |  |  | FFL7919 |  | TMC |  | Rental | [7 empty] | PUMPINFUSION-ALARIS-Medley 8100 |  | MEDLEY PUMP MODULE LVP *MEMORIAL HERMANN |  |  | PUMPINFUSION-ALARIS-Medley 8100 | [6 empty] | Verified as Rental |  |  | MHHS-TMC
NO | YES |  |  |  | FFL7931 |  | CAREFUSION | 8100M |  |  | Rental | MHHS-TMC |  |  |  | FFL7931 |  | TMC |  | Rental | [7 empty] | PUMPINFUSION-ALARIS-Medley 8100 |  | MEDLEY PUMP MODULE LVP *MEMORIAL HERMANN |  |  | PUMPINFUSION-ALARIS-Medley 8100 | [6 empty] | Verified as Rental |  |  | MHHS-TMC
NO | YES |  |  |  | FFL7932 |  | CAREFUSION | 8100M |  |  | Rental | MHHS-TMC |  |  |  | FFL7932 |  | TMC |  | Rental | [7 empty] | PUMPINFUSION-ALARIS-Medley 8100 |  | MEDLEY PUMP MODULE LVP *MEMORIAL HERMANN |  |  | PUMPINFUSION-ALARIS-Medley 8100 | [6 empty] | Verified as Rental |  |  | MHHS-TMC
NO | YES |  |  |  | FFL7934 |  | CAREFUSION | 8100M |  |  | Rental | MHHS-TMC |  |  |  | FFL7934 |  | TMC |  | Rental | [7 empty] | PUMPINFUSION-ALARIS-Medley 8100 |  | MEDLEY PUMP MODULE LVP *MEMORIAL HERMANN |  |  | PUMPINFUSION-ALARIS-Medley 8100 | [6 empty] | Verified as Rental |  |  | MHHS-TMC
NO | YES |  |  |  | FFL7936 |  | CAREFUSION | 8100M |  |  | Rental | MHHS-TMC |  |  |  | FFL7936 |  | TMC |  | Rental | [7 empty] | PUMPINFUSION-ALARIS-Medley 8100 |  | MEDLEY PUMP MODULE LVP *MEMORIAL HERMANN |  |  | PUMPINFUSION-ALARIS-Medley 8100 | [6 empty] | Verified as Rental |  |  | MHHS-TMC
NO | YES |  |  |  | FFL7940 |  | CAREFUSION | 8100M |  |  | Rental | MHHS-TMC |  |  |  | FFL7940 |  | TMC |  | Rental | [7 empty] | PUMPINFUSION-ALARIS-Medley 8100 |  | MEDLEY PUMP MODULE LVP *MEMORIAL HERMANN |  |  | PUMPINFUSION-ALARIS-Medley 8100 | [6 empty] | Verified as Rental |  |  | MHHS-TMC
NO | YES |  |  |  | FFL7943 |  | CAREFUSION | 8100M |  |  | Rental | MHHS-TMC |  |  |  | FFL7943 |  | TMC |  | Rental | [7 empty] | PUMPINFUSION-ALARIS-Medley 8100 |  | MEDLEY PUMP MODULE LVP *MEMORIAL HERMANN |  |  | PUMPINFUSION-ALARIS-Medley 8100 | [6 empty] | Verified as Rental |  |  | MHHS-TMC
NO | YES |  |  |  | FFL7944 |  | CAREFUSION | 8100M |  |  | Rental | MHHS-TMC |  |  |  | FFL7944 |  | TMC |  | Rental | [7 empty] | PUMPINFUSION-ALARIS-Medley 8100 |  | MEDLEY PUMP MODULE LVP *MEMORIAL HERMANN |  |  | PUMPINFUSION-ALARIS-Medley 8100 | [6 empty] | Verified as Rental |  |  | MHHS-TMC
NO | YES |  |  |  | FFL7948 |  | CAREFUSION | 8100M |  |  | Rental | MHHS-TMC |  |  |  | FFL7948 |  | TMC |  | Rental | [7 empty] | PUMPINFUSION-ALARIS-Medley 8100 |  | MEDLEY PUMP MODULE LVP *MEMORIAL HERMANN |  |  | PUMPINFUSION-ALARIS-Medley 8100 | [6 empty] | Verified as Rental |  |  | MHHS-TMC
NO | YES |  |  |  | FFL7951 |  | CAREFUSION | 8100M |  |  | Rental | MHHS-TMC |  |  |  | FFL7951 |  | TMC |  | Rental | [7 empty] | PUMPINFUSION-ALARIS-Medley 8100 |  | MEDLEY PUMP MODULE LVP *MEMORIAL HERMANN |  |  | PUMPINFUSION-ALARIS-Medley 8100 | [6 empty] | Verified as Rental |  |  | MHHS-TMC
NO | YES |  |  |  | FFL7952 |  | CAREFUSION | 8100M |  |  | Rental | MHHS-TMC |  |  |  | FFL7952 |  | TMC |  | Rental | [7 empty] | PUMPINFUSION-ALARIS-Medley 8100 |  | MEDLEY PUMP MODULE LVP *MEMORIAL HERMANN |  |  | PUMPINFUSION-ALARIS-Medley 8100 | [6 empty] | Verified as Rental |  |  | MHHS-TMC
NO | YES |  |  |  | FFL7957 |  | CAREFUSION | 8100M |  |  | Rental | MHHS-TMC |  |  |  | FFL7957 |  | TMC |  | Rental | [7 empty] | PUMPINFUSION-ALARIS-Medley 8100 |  | MEDLEY PUMP MODULE LVP *MEMORIAL HERMANN |  |  | PUMPINFUSION-ALARIS-Medley 8100 | [6 empty] | Verified as Rental |  |  | MHHS-TMC
NO | YES |  |  |  | FFL7959 |  | CAREFUSION | 8100M |  |  | Rental | MHHS-TMC |  |  |  | FFL7959 |  | TMC |  | Rental | [7 empty] | PUMPINFUSION-ALARIS-Medley 8100 |  | MEDLEY PUMP MODULE LVP *MEMORIAL HERMANN |  |  | PUMPINFUSION-ALARIS-Medley 8100 | [6 empty] | Verified as Rental |  |  | MHHS-TMC
NO | YES |  |  |  | FFL7960 |  | CAREFUSION | 8100M |  |  | Rental | MHHS-TMC |  |  |  | FFL7960 |  | TMC |  | Rental | [7 empty] | PUMPINFUSION-ALARIS-Medley 8100 |  | MEDLEY PUMP MODULE LVP *MEMORIAL HERMANN |  |  | PUMPINFUSION-ALARIS-Medley 8100 | [6 empty] | Verified as Rental |  |  | MHHS-TMC
NO | YES |  |  |  | FFL7961 |  | CAREFUSION | 8100M |  |  | Rental | MHHS-TMC |  |  |  | FFL7961 |  | TMC |  | Rental | [7 empty] | PUMPINFUSION-ALARIS-Medley 8100 |  | MEDLEY PUMP MODULE LVP *MEMORIAL HERMANN |  |  | PUMPINFUSION-ALARIS-Medley 8100 | [6 empty] | Verified as Rental |  |  | MHHS-TMC
NO | YES |  |  |  | FFL7962 |  | CAREFUSION | 8100M |  |  | Rental | MHHS-TMC |  |  |  | FFL7962 |  | TMC |  | Rental | [7 empty] | PUMPINFUSION-ALARIS-Medley 8100 |  | MEDLEY PUMP MODULE LVP *MEMORIAL HERMANN |  |  | PUMPINFUSION-ALARIS-Medley 8100 | [6 empty] | Verified as Rental |  |  | MHHS-TMC
NO | YES |  |  |  | FFL7963 |  | CAREFUSION | 8100M |  |  | Rental | MHHS-TMC |  |  |  | FFL7963 |  | TMC |  | Rental | [7 empty] | PUMPINFUSION-ALARIS-Medley 8100 |  | MEDLEY PUMP MODULE LVP *MEMORIAL HERMANN |  |  | PUMPINFUSION-ALARIS-Medley 8100 | [6 empty] | Verified as Rental |  |  | MHHS-TMC
NO | YES |  |  |  | FFL7964 |  | CAREFUSION | 8100M |  |  | Rental | MHHS-TMC |  |  |  | FFL7964 |  | TMC |  | Rental | [7 empty] | PUMPINFUSION-ALARIS-Medley 8100 |  | MEDLEY PUMP MODULE LVP *MEMORIAL HERMANN |  |  | PUMPINFUSION-ALARIS-Medley 8100 | [6 empty] | Verified as Rental |  |  | MHHS-TMC
NO | YES |  |  |  | FFL7965 |  | CAREFUSION | 8100M |  |  | Rental | MHHS-TMC |  |  |  | FFL7965 |  | TMC |  | Rental | [7 empty] | PUMPINFUSION-ALARIS-Medley 8100 |  | MEDLEY PUMP MODULE LVP *MEMORIAL HERMANN |  |  | PUMPINFUSION-ALARIS-Medley 8100 | [6 empty] | Verified as Rental |  |  | MHHS-TMC
NO | YES |  |  |  | FFL7971 |  | CAREFUSION | 8100M |  |  | Rental | MHHS-TMC |  |  |  | FFL7971 |  | TMC |  | Rental | [7 empty] | PUMPINFUSION-ALARIS-Medley 8100 |  | MEDLEY PUMP MODULE LVP *MEMORIAL HERMANN |  |  | PUMPINFUSION-ALARIS-Medley 8100 | [6 empty] | Verified as Rental |  |  | MHHS-TMC
NO | YES |  |  |  | FFL7973 |  | CAREFUSION | 8100M |  |  | Rental | MHHS-TMC |  |  |  | FFL7973 |  | TMC |  | Rental | [7 empty] | PUMPINFUSION-ALARIS-Medley 8100 |  | MEDLEY PUMP MODULE LVP *MEMORIAL HERMANN |  |  | PUMPINFUSION-ALARIS-Medley 8100 | [6 empty] | Verified as Rental |  |  | MHHS-TMC
NO | YES |  |  |  | FFL7985 |  | CAREFUSION | 8100M |  |  | Rental | MHHS-TMC |  |  |  | FFL7985 |  | TMC |  | Rental | [7 empty] | PUMPINFUSION-ALARIS-Medley 8100 |  | MEDLEY PUMP MODULE LVP *MEMORIAL HERMANN |  |  | PUMPINFUSION-ALARIS-Medley 8100 | [6 empty] | Verified as Rental |  |  | MHHS-TMC
NO | YES |  |  |  | FFL7989 |  | CAREFUSION | 8100M |  |  | Rental | MHHS-TMC |  |  |  | FFL7989 |  | TMC |  | Rental | [7 empty] | PUMPINFUSION-ALARIS-Medley 8100 |  | MEDLEY PUMP MODULE LVP *MEMORIAL HERMANN |  |  | PUMPINFUSION-ALARIS-Medley 8100 | [6 empty] | Verified as Rental |  |  | MHHS-TMC
NO | YES |  |  |  | FFL7990 |  | CAREFUSION | 8100M |  |  | Rental | MHHS-TMC |  |  |  | FFL7990 |  | TMC |  | Rental | [7 empty] | PUMPINFUSION-ALARIS-Medley 8100 |  | MEDLEY PUMP MODULE LVP *MEMORIAL HERMANN |  |  | PUMPINFUSION-ALARIS-Medley 8100 | [6 empty] | Verified as Rental |  |  | MHHS-TMC
NO | YES |  |  |  | FFL7991 |  | CAREFUSION | 8100M |  |  | Rental | MHHS-TMC |  |  |  | FFL7991 |  | TMC |  | Rental | [7 empty] | PUMPINFUSION-ALARIS-Medley 8100 |  | MEDLEY PUMP MODULE LVP *MEMORIAL HERMANN |  |  | PUMPINFUSION-ALARIS-Medley 8100 | [6 empty] | Verified as Rental |  |  | MHHS-TMC
NO | YES |  |  |  | FFL7996 |  | CAREFUSION | 8100M |  |  | Rental | MHHS-TMC |  |  |  | FFL7996 |  | TMC |  | Rental | [7 empty] | PUMPINFUSION-ALARIS-Medley 8100 |  | MEDLEY PUMP MODULE LVP *MEMORIAL HERMANN |  |  | PUMPINFUSION-ALARIS-Medley 8100 | [6 empty] | Verified as Rental |  |  | MHHS-TMC
NO | YES |  |  |  | FFL7997 |  | CAREFUSION | 8100M |  |  | Rental | MHHS-TMC |  |  |  | FFL7997 |  | TMC |  | Rental | [7 empty] | PUMPINFUSION-ALARIS-Medley 8100 |  | MEDLEY PUMP MODULE LVP *MEMORIAL HERMANN |  |  | PUMPINFUSION-ALARIS-Medley 8100 | [6 empty] | Verified as Rental |  |  | MHHS-TMC
NO | YES |  |  |  | FFL7999 |  | CAREFUSION | 8100M |  |  | Rental | MHHS-TMC |  |  |  | FFL7999 |  | TMC |  | Rental | [7 empty] | PUMPINFUSION-ALARIS-Medley 8100 |  | MEDLEY PUMP MODULE LVP *MEMORIAL HERMANN |  |  | PUMPINFUSION-ALARIS-Medley 8100 | [6 empty] | Verified as Rental |  |  | MHHS-TMC
NO | YES |  |  |  | FFL8001 |  | CAREFUSION | 8100M |  |  | Rental | MHHS-TMC |  |  |  | FFL8001 |  | TMC |  | Rental | [7 empty] | PUMPINFUSION-ALARIS-Medley 8100 |  | MEDLEY PUMP MODULE LVP *MEMORIAL HERMANN |  |  | PUMPINFUSION-ALARIS-Medley 8100 | [6 empty] | Verified as Rental |  |  | MHHS-TMC
NO | YES |  |  |  | FFL8006 |  | CAREFUSION | 8100M |  |  | Rental | MHHS-TMC |  |  |  | FFL8006 |  | TMC |  | Rental | [7 empty] | PUMPINFUSION-ALARIS-Medley 8100 |  | MEDLEY PUMP MODULE LVP *MEMORIAL HERMANN |  |  | PUMPINFUSION-ALARIS-Medley 8100 | [6 empty] | Verified as Rental |  |  | MHHS-TMC
NO | YES |  |  |  | FFL8009 |  | CAREFUSION | 8100M |  |  | Rental | MHHS-TMC |  |  |  | FFL8009 |  | TMC |  | Rental | [7 empty] | PUMPINFUSION-ALARIS-Medley 8100 |  | MEDLEY PUMP MODULE LVP *MEMORIAL HERMANN |  |  | PUMPINFUSION-ALARIS-Medley 8100 | [6 empty] | Verified as Rental |  |  | MHHS-TMC
NO | YES |  |  |  | FFL8012 |  | CAREFUSION | 8100M |  |  | Rental | MHHS-TMC |  |  |  | FFL8012 |  | TMC |  | Rental | [7 empty] | PUMPINFUSION-ALARIS-Medley 8100 |  | MEDLEY PUMP MODULE LVP *MEMORIAL HERMANN |  |  | PUMPINFUSION-ALARIS-Medley 8100 | [6 empty] | Verified as Rental |  |  | MHHS-TMC
NO | YES |  |  |  | FFL8013 |  | CAREFUSION | 8100M |  |  | Rental | MHHS-TMC |  |  |  | FFL8013 |  | TMC |  | Rental | [7 empty] | PUMPINFUSION-ALARIS-Medley 8100 |  | MEDLEY PUMP MODULE LVP *MEMORIAL HERMANN |  |  | PUMPINFUSION-ALARIS-Medley 8100 | [6 empty] | Verified as Rental |  |  | MHHS-TMC
NO | YES |  |  |  | FFL8014 |  | CAREFUSION | 8100M |  |  | Rental | MHHS-TMC |  |  |  | FFL8014 |  | TMC |  | Rental | [7 empty] | PUMPINFUSION-ALARIS-Medley 8100 |  | MEDLEY PUMP MODULE LVP *MEMORIAL HERMANN |  |  | PUMPINFUSION-ALARIS-Medley 8100 | [6 empty] | Verified as Rental |  |  | MHHS-TMC
NO | YES |  |  |  | FFL8015 |  | CAREFUSION | 8100M |  |  | Rental | MHHS-TMC |  |  |  | FFL8015 |  | TMC |  | Rental | [7 empty] | PUMPINFUSION-ALARIS-Medley 8100 |  | MEDLEY PUMP MODULE LVP *MEMORIAL HERMANN |  |  | PUMPINFUSION-ALARIS-Medley 8100 | [6 empty] | Verified as Rental |  |  | MHHS-TMC
NO | YES |  |  |  | FFL8017 |  | CAREFUSION | 8100M |  |  | Rental | MHHS-TMC |  |  |  | FFL8017 |  | TMC |  | Rental | [7 empty] | PUMPINFUSION-ALARIS-Medley 8100 |  | MEDLEY PUMP MODULE LVP *MEMORIAL HERMANN |  |  | PUMPINFUSION-ALARIS-Medley 8100 | [6 empty] | Verified as Rental |  |  | MHHS-TMC
NO | YES |  |  |  | FFL8020 |  | CAREFUSION | 8100M |  |  | Rental | MHHS-TMC |  |  |  | FFL8020 |  | TMC |  | Rental | [7 empty] | PUMPINFUSION-ALARIS-Medley 8100 |  | MEDLEY PUMP MODULE LVP *MEMORIAL HERMANN |  |  | PUMPINFUSION-ALARIS-Medley 8100 | [6 empty] | Verified as Rental |  |  | MHHS-TMC
NO | YES |  |  |  | FFL8025 |  | CAREFUSION | 8100M |  |  | Rental | MHHS-TMC |  |  |  | FFL8025 |  | TMC |  | Rental | [7 empty] | PUMPINFUSION-ALARIS-Medley 8100 |  | MEDLEY PUMP MODULE LVP *MEMORIAL HERMANN |  |  | PUMPINFUSION-ALARIS-Medley 8100 | [6 empty] | Verified as Rental |  |  | MHHS-TMC
NO | YES |  |  |  | FFL8028 |  | CAREFUSION | 8100M |  |  | Rental | MHHS-TMC |  |  |  | FFL8028 |  | TMC |  | Rental | [7 empty] | PUMPINFUSION-ALARIS-Medley 8100 |  | MEDLEY PUMP MODULE LVP *MEMORIAL HERMANN |  |  | PUMPINFUSION-ALARIS-Medley 8100 | [6 empty] | Verified as Rental |  |  | MHHS-TMC
NO | YES |  |  |  | FFL8029 |  | CAREFUSION | 8100M |  |  | Rental | MHHS-TMC |  |  |  | FFL8029 |  | TMC |  | Rental | [7 empty] | PUMPINFUSION-ALARIS-Medley 8100 |  | MEDLEY PUMP MODULE LVP *MEMORIAL HERMANN |  |  | PUMPINFUSION-ALARIS-Medley 8100 | [6 empty] | Verified as Rental |  |  | MHHS-TMC
NO | YES |  |  |  | FFL8031 |  | CAREFUSION | 8100M |  |  | Rental | MHHS-TMC |  |  |  | FFL8031 |  | TMC |  | Rental | [7 empty] | PUMPINFUSION-ALARIS-Medley 8100 |  | MEDLEY PUMP MODULE LVP *MEMORIAL HERMANN |  |  | PUMPINFUSION-ALARIS-Medley 8100 | [6 empty] | Verified as Rental |  |  | MHHS-TMC
NO | YES |  |  |  | FFL8032 |  | CAREFUSION | 8100M |  |  | Rental | MHHS-TMC |  |  |  | FFL8032 |  | TMC |  | Rental | [7 empty] | PUMPINFUSION-ALARIS-Medley 8100 |  | MEDLEY PUMP MODULE LVP *MEMORIAL HERMANN |  |  | PUMPINFUSION-ALARIS-Medley 8100 | [6 empty] | Verified as Rental |  |  | MHHS-TMC
NO | YES |  |  |  | FFL8035 |  | CAREFUSION | 8100M |  |  | Rental | MHHS-TMC |  |  |  | FFL8035 |  | TMC |  | Rental | [7 empty] | PUMPINFUSION-ALARIS-Medley 8100 |  | MEDLEY PUMP MODULE LVP *MEMORIAL HERMANN |  |  | PUMPINFUSION-ALARIS-Medley 8100 | [6 empty] | Verified as Rental |  |  | MHHS-TMC
NO | YES |  |  |  | FFL8036 |  | CAREFUSION | 8100M |  |  | Rental | MHHS-TMC |  |  |  | FFL8036 |  | TMC |  | Rental | [7 empty] | PUMPINFUSION-ALARIS-Medley 8100 |  | MEDLEY PUMP MODULE LVP *MEMORIAL HERMANN |  |  | PUMPINFUSION-ALARIS-Medley 8100 | [6 empty] | Verified as Rental |  |  | MHHS-TMC
NO | YES |  |  |  | FFL8037 |  | CAREFUSION | 8100M |  |  | Rental | MHHS-TMC |  |  |  | FFL8037 |  | TMC |  | Rental | [7 empty] | PUMPINFUSION-ALARIS-Medley 8100 |  | MEDLEY PUMP MODULE LVP *MEMORIAL HERMANN |  |  | PUMPINFUSION-ALARIS-Medley 8100 | [6 empty] | Verified as Rental |  |  | MHHS-TMC
NO | YES |  |  |  | FFL8039 |  | CAREFUSION | 8100M |  |  | Rental | MHHS-TMC |  |  |  | FFL8039 |  | TMC |  | Rental | [7 empty] | PUMPINFUSION-ALARIS-Medley 8100 |  | MEDLEY PUMP MODULE LVP *MEMORIAL HERMANN |  |  | PUMPINFUSION-ALARIS-Medley 8100 | [6 empty] | Verified as Rental |  |  | MHHS-TMC
NO | YES |  |  |  | FFL8040 |  | CAREFUSION | 8100M |  |  | Rental | MHHS-TMC |  |  |  | FFL8040 |  | TMC |  | Rental | [7 empty] | PUMPINFUSION-ALARIS-Medley 8100 |  | MEDLEY PUMP MODULE LVP *MEMORIAL HERMANN |  |  | PUMPINFUSION-ALARIS-Medley 8100 | [6 empty] | Verified as Rental |  |  | MHHS-TMC
NO | YES |  |  |  | FFL8046 |  | CAREFUSION | 8100M |  |  | Rental | MHHS-TMC |  |  |  | FFL8046 |  | TMC |  | Rental | [7 empty] | PUMPINFUSION-ALARIS-Medley 8100 |  | MEDLEY PUMP MODULE LVP *MEMORIAL HERMANN |  |  | PUMPINFUSION-ALARIS-Medley 8100 | [6 empty] | Verified as Rental |  |  | MHHS-TMC
NO | YES |  |  |  | FFL8049 |  | CAREFUSION | 8100M |  |  | Rental | MHHS-TMC |  |  |  | FFL8049 |  | TMC |  | Rental | [7 empty] | PUMPINFUSION-ALARIS-Medley 8100 |  | MEDLEY PUMP MODULE LVP *MEMORIAL HERMANN |  |  | PUMPINFUSION-ALARIS-Medley 8100 | [6 empty] | Verified as Rental |  |  | MHHS-TMC
NO | YES |  |  |  | FFL8051 |  | CAREFUSION | 8100M |  |  | Rental | MHHS-TMC |  |  |  | FFL8051 |  | TMC |  | Rental | [7 empty] | PUMPINFUSION-ALARIS-Medley 8100 |  | MEDLEY PUMP MODULE LVP *MEMORIAL HERMANN |  |  | PUMPINFUSION-ALARIS-Medley 8100 | [6 empty] | Verified as Rental |  |  | MHHS-TMC
NO | YES |  |  |  | FFL8054 |  | CAREFUSION | 8100M |  |  | Rental | MHHS-TMC |  |  |  | FFL8054 |  | TMC |  | Rental | [7 empty] | PUMPINFUSION-ALARIS-Medley 8100 |  | MEDLEY PUMP MODULE LVP *MEMORIAL HERMANN |  |  | PUMPINFUSION-ALARIS-Medley 8100 | [6 empty] | Verified as Rental |  |  | MHHS-TMC
NO | YES |  |  |  | FFL8064 |  | CAREFUSION | 8100M |  |  | Rental | MHHS-TMC |  |  |  | FFL8064 |  | TMC |  | Rental | [7 empty] | PUMPINFUSION-ALARIS-Medley 8100 |  | MEDLEY PUMP MODULE LVP *MEMORIAL HERMANN |  |  | PUMPINFUSION-ALARIS-Medley 8100 | [6 empty] | Verified as Rental |  |  | MHHS-TMC
NO | YES |  |  |  | FFL8071 |  | CAREFUSION | 8100M |  |  | Rental | MHHS-TMC |  |  |  | FFL8071 |  | TMC |  | Rental | [7 empty] | PUMPINFUSION-ALARIS-Medley 8100 |  | MEDLEY PUMP MODULE LVP *MEMORIAL HERMANN |  |  | PUMPINFUSION-ALARIS-Medley 8100 | [6 empty] | Verified as Rental |  |  | MHHS-TMC
NO | YES |  |  |  | FFL8074 |  | CAREFUSION | 8100M |  |  | Rental | MHHS-TMC |  |  |  | FFL8074 |  | TMC |  | Rental | [7 empty] | PUMPINFUSION-ALARIS-Medley 8100 |  | MEDLEY PUMP MODULE LVP *MEMORIAL HERMANN |  |  | PUMPINFUSION-ALARIS-Medley 8100 | [6 empty] | Verified as Rental |  |  | MHHS-TMC
NO | YES |  |  |  | FFL8082 |  | CAREFUSION | 8100M |  |  | Rental | MHHS-TMC |  |  |  | FFL8082 |  | TMC |  | Rental | [7 empty] | PUMPINFUSION-ALARIS-Medley 8100 |  | MEDLEY PUMP MODULE LVP *MEMORIAL HERMANN |  |  | PUMPINFUSION-ALARIS-Medley 8100 | [6 empty] | Verified as Rental |  |  | MHHS-TMC
NO | YES |  |  |  | FFL8086 |  | CAREFUSION | 8100M |  |  | Rental | MHHS-TMC |  |  |  | FFL8086 |  | TMC |  | Rental | [7 empty] | PUMPINFUSION-ALARIS-Medley 8100 |  | MEDLEY PUMP MODULE LVP *MEMORIAL HERMANN |  |  | PUMPINFUSION-ALARIS-Medley 8100 | [6 empty] | Verified as Rental |  |  | MHHS-TMC
NO | YES |  |  |  | FFL8087 |  | CAREFUSION | 8100M |  |  | Rental | MHHS-TMC |  |  |  | FFL8087 |  | TMC |  | Rental | [7 empty] | PUMPINFUSION-ALARIS-Medley 8100 |  | MEDLEY PUMP MODULE LVP *MEMORIAL HERMANN |  |  | PUMPINFUSION-ALARIS-Medley 8100 | [6 empty] | Verified as Rental |  |  | MHHS-TMC
NO | YES |  |  |  | FFL8090 |  | CAREFUSION | 8100M |  |  | Rental | MHHS-TMC |  |  |  | FFL8090 |  | TMC |  | Rental | [7 empty] | PUMPINFUSION-ALARIS-Medley 8100 |  | MEDLEY PUMP MODULE LVP *MEMORIAL HERMANN |  |  | PUMPINFUSION-ALARIS-Medley 8100 | [6 empty] | Verified as Rental |  |  | MHHS-TMC
NO | YES |  |  |  | FFL8091 |  | CAREFUSION | 8100M |  |  | Rental | MHHS-TMC |  |  |  | FFL8091 |  | TMC |  | Rental | [7 empty] | PUMPINFUSION-ALARIS-Medley 8100 |  | MEDLEY PUMP MODULE LVP *MEMORIAL HERMANN |  |  | PUMPINFUSION-ALARIS-Medley 8100 | [6 empty] | Verified as Rental |  |  | MHHS-TMC
NO | YES |  |  |  | FFL8093 |  | CAREFUSION | 8100M |  |  | Rental | MHHS-TMC |  |  |  | FFL8093 |  | TMC |  | Rental | [7 empty] | PUMPINFUSION-ALARIS-Medley 8100 |  | MEDLEY PUMP MODULE LVP *MEMORIAL HERMANN |  |  | PUMPINFUSION-ALARIS-Medley 8100 | [6 empty] | Verified as Rental |  |  | MHHS-TMC
NO | YES |  |  |  | FFL8096 |  | CAREFUSION | 8100M |  |  | Rental | MHHS-TMC |  |  |  | FFL8096 |  | TMC |  | Rental | [7 empty] | PUMPINFUSION-ALARIS-Medley 8100 |  | MEDLEY PUMP MODULE LVP *MEMORIAL HERMANN |  |  | PUMPINFUSION-ALARIS-Medley 8100 | [6 empty] | Verified as Rental |  |  | MHHS-TMC
NO | YES |  |  |  | FFL8097 |  | CAREFUSION | 8100M |  |  | Rental | MHHS-TMC |  |  |  | FFL8097 |  | TMC |  | Rental | [7 empty] | PUMPINFUSION-ALARIS-Medley 8100 |  | MEDLEY PUMP MODULE LVP *MEMORIAL HERMANN |  |  | PUMPINFUSION-ALARIS-Medley 8100 | [6 empty] | Verified as Rental |  |  | MHHS-TMC
NO | YES |  |  |  | FFL8101 |  | CAREFUSION | 8100M |  |  | Rental | MHHS-TMC |  |  |  | FFL8101 |  | TMC |  | Rental | [7 empty] | PUMPINFUSION-ALARIS-Medley 8100 |  | MEDLEY PUMP MODULE LVP *MEMORIAL HERMANN |  |  | PUMPINFUSION-ALARIS-Medley 8100 | [6 empty] | Verified as Rental |  |  | MHHS-TMC
NO | YES |  |  |  | FFL8107 |  | CAREFUSION | 8100M |  |  | Rental | MHHS-TMC |  |  |  | FFL8107 |  | TMC |  | Rental | [7 empty] | PUMPINFUSION-ALARIS-Medley 8100 |  | MEDLEY PUMP MODULE LVP *MEMORIAL HERMANN |  |  | PUMPINFUSION-ALARIS-Medley 8100 | [6 empty] | Verified as Rental |  |  | MHHS-TMC
NO | YES |  |  |  | FFL8109 |  | CAREFUSION | 8100M |  |  | Rental | MHHS-TMC |  |  |  | FFL8109 |  | TMC |  | Rental | [7 empty] | PUMPINFUSION-ALARIS-Medley 8100 |  | MEDLEY PUMP MODULE LVP *MEMORIAL HERMANN |  |  | PUMPINFUSION-ALARIS-Medley 8100 | [6 empty] | Verified as Rental |  |  | MHHS-TMC
NO | YES |  |  |  | FFL8113 |  | CAREFUSION | 8100M |  |  | Rental | MHHS-TMC |  |  |  | FFL8113 |  | TMC |  | Rental | [7 empty] | PUMPINFUSION-ALARIS-Medley 8100 |  | MEDLEY PUMP MODULE LVP *MEMORIAL HERMANN |  |  | PUMPINFUSION-ALARIS-Medley 8100 | [6 empty] | Verified as Rental |  |  | MHHS-TMC
NO | YES |  |  |  | FFL8116 |  | CAREFUSION | 8100M |  |  | Rental | MHHS-TMC |  |  |  | FFL8116 |  | TMC |  | Rental | [7 empty] | PUMPINFUSION-ALARIS-Medley 8100 |  | MEDLEY PUMP MODULE LVP *MEMORIAL HERMANN |  |  | PUMPINFUSION-ALARIS-Medley 8100 | [6 empty] | Verified as Rental |  |  | MHHS-TMC
NO | YES |  |  |  | FFL8118 |  | CAREFUSION | 8100M |  |  | Rental | MHHS-TMC |  |  |  | FFL8118 |  | TMC |  | Rental | [7 empty] | PUMPINFUSION-ALARIS-Medley 8100 |  | MEDLEY PUMP MODULE LVP *MEMORIAL HERMANN |  |  | PUMPINFUSION-ALARIS-Medley 8100 | [6 empty] | Verified as Rental |  |  | MHHS-TMC
NO | YES |  |  |  | FFL8121 |  | CAREFUSION | 8100M |  |  | Rental | MHHS-TMC |  |  |  | FFL8121 |  | TMC |  | Rental | [7 empty] | PUMPINFUSION-ALARIS-Medley 8100 |  | MEDLEY PUMP MODULE LVP *MEMORIAL HERMANN |  |  | PUMPINFUSION-ALARIS-Medley 8100 | [6 empty] | Verified as Rental |  |  | MHHS-TMC
NO | YES |  |  |  | FFL8134 |  | CAREFUSION | 8100M |  |  | Rental | MHHS-TMC |  |  |  | FFL8134 |  | TMC |  | Rental | [7 empty] | PUMPINFUSION-ALARIS-Medley 8100 |  | MEDLEY PUMP MODULE LVP *MEMORIAL HERMANN |  |  | PUMPINFUSION-ALARIS-Medley 8100 | [6 empty] | Verified as Rental |  |  | MHHS-TMC
NO | YES |  |  |  | FFL8135 |  | CAREFUSION | 8100M |  |  | Rental | MHHS-TMC |  |  |  | FFL8135 |  | TMC |  | Rental | [7 empty] | PUMPINFUSION-ALARIS-Medley 8100 |  | MEDLEY PUMP MODULE LVP *MEMORIAL HERMANN |  |  | PUMPINFUSION-ALARIS-Medley 8100 | [6 empty] | Verified as Rental |  |  | MHHS-TMC
NO | YES |  |  |  | FFL8139 |  | CAREFUSION | 8100M |  |  | Rental | MHHS-TMC |  |  |  | FFL8139 |  | TMC |  | Rental | [7 empty] | PUMPINFUSION-ALARIS-Medley 8100 |  | MEDLEY PUMP MODULE LVP *MEMORIAL HERMANN |  |  | PUMPINFUSION-ALARIS-Medley 8100 | [6 empty] | Verified as Rental |  |  | MHHS-TMC
NO | YES |  |  |  | FFL8141 |  | CAREFUSION | 8100M |  |  | Rental | MHHS-TMC |  |  |  | FFL8141 |  | TMC |  | Rental | [7 empty] | PUMPINFUSION-ALARIS-Medley 8100 |  | MEDLEY PUMP MODULE LVP *MEMORIAL HERMANN |  |  | PUMPINFUSION-ALARIS-Medley 8100 | [6 empty] | Verified as Rental |  |  | MHHS-TMC
NO | YES |  |  |  | FFL8143 |  | CAREFUSION | 8100M |  |  | Rental | MHHS-TMC |  |  |  | FFL8143 |  | TMC |  | Rental | [7 empty] | PUMPINFUSION-ALARIS-Medley 8100 |  | MEDLEY PUMP MODULE LVP *MEMORIAL HERMANN |  |  | PUMPINFUSION-ALARIS-Medley 8100 | [6 empty] | Verified as Rental |  |  | MHHS-TMC
NO | YES |  |  |  | FFL8147 |  | CAREFUSION | 8100M |  |  | Rental | MHHS-TMC |  |  |  | FFL8147 |  | TMC |  | Rental | [7 empty] | PUMPINFUSION-ALARIS-Medley 8100 |  | MEDLEY PUMP MODULE LVP *MEMORIAL HERMANN |  |  | PUMPINFUSION-ALARIS-Medley 8100 | [6 empty] | Verified as Rental |  |  | MHHS-TMC
NO | YES |  |  |  | FFL8149 |  | CAREFUSION | 8100M |  |  | Rental | MHHS-TMC |  |  |  | FFL8149 |  | TMC |  | Rental | [7 empty] | PUMPINFUSION-ALARIS-Medley 8100 |  | MEDLEY PUMP MODULE LVP *MEMORIAL HERMANN |  |  | PUMPINFUSION-ALARIS-Medley 8100 | [6 empty] | Verified as Rental |  |  | MHHS-TMC
NO | YES |  |  |  | FFL8158 |  | CAREFUSION | 8100M |  |  | Rental | MHHS-TMC |  |  |  | FFL8158 |  | TMC |  | Rental | [7 empty] | PUMPINFUSION-ALARIS-Medley 8100 |  | MEDLEY PUMP MODULE LVP *MEMORIAL HERMANN |  |  | PUMPINFUSION-ALARIS-Medley 8100 | [6 empty] | Verified as Rental |  |  | MHHS-TMC
NO | YES |  |  |  | FFL8159 |  | CAREFUSION | 8100M |  |  | Rental | MHHS-TMC |  |  |  | FFL8159 |  | TMC |  | Rental | [7 empty] | PUMPINFUSION-ALARIS-Medley 8100 |  | MEDLEY PUMP MODULE LVP *MEMORIAL HERMANN |  |  | PUMPINFUSION-ALARIS-Medley 8100 | [6 empty] | Verified as Rental |  |  | MHHS-TMC
NO | YES |  |  |  | FFL8160 |  | CAREFUSION | 8100M |  |  | Rental | MHHS-TMC |  |  |  | FFL8160 |  | TMC |  | Rental | [7 empty] | PUMPINFUSION-ALARIS-Medley 8100 |  | MEDLEY PUMP MODULE LVP *MEMORIAL HERMANN |  |  | PUMPINFUSION-ALARIS-Medley 8100 | [6 empty] | Verified as Rental |  |  | MHHS-TMC
NO | YES |  |  |  | FFL8163 |  | CAREFUSION | 8100M |  |  | Rental | MHHS-TMC |  |  |  | FFL8163 |  | TMC |  | Rental | [7 empty] | PUMPINFUSION-ALARIS-Medley 8100 |  | MEDLEY PUMP MODULE LVP *MEMORIAL HERMANN |  |  | PUMPINFUSION-ALARIS-Medley 8100 | [6 empty] | Verified as Rental |  |  | MHHS-TMC
NO | YES |  |  |  | FFL8165 |  | CAREFUSION | 8100M |  |  | Rental | MHHS-TMC |  |  |  | FFL8165 |  | TMC |  | Rental | [7 empty] | PUMPINFUSION-ALARIS-Medley 8100 |  | MEDLEY PUMP MODULE LVP *MEMORIAL HERMANN |  |  | PUMPINFUSION-ALARIS-Medley 8100 | [6 empty] | Verified as Rental |  |  | MHHS-TMC
NO | YES |  |  |  | FFL8167 |  | CAREFUSION | 8100M |  |  | Rental | MHHS-TMC |  |  |  | FFL8167 |  | TMC |  | Rental | [7 empty] | PUMPINFUSION-ALARIS-Medley 8100 |  | MEDLEY PUMP MODULE LVP *MEMORIAL HERMANN |  |  | PUMPINFUSION-ALARIS-Medley 8100 | [6 empty] | Verified as Rental |  |  | MHHS-TMC
NO | YES |  |  |  | FFL8169 |  | CAREFUSION | 8100M |  |  | Rental | MHHS-TMC |  |  |  | FFL8169 |  | TMC |  | Rental | [7 empty] | PUMPINFUSION-ALARIS-Medley 8100 |  | MEDLEY PUMP MODULE LVP *MEMORIAL HERMANN |  |  | PUMPINFUSION-ALARIS-Medley 8100 | [6 empty] | Verified as Rental |  |  | MHHS-TMC
NO | YES |  |  |  | FFL8170 |  | CAREFUSION | 8100M |  |  | Rental | MHHS-TMC |  |  |  | FFL8170 |  | TMC |  | Rental | [7 empty] | PUMPINFUSION-ALARIS-Medley 8100 |  | MEDLEY PUMP MODULE LVP *MEMORIAL HERMANN |  |  | PUMPINFUSION-ALARIS-Medley 8100 | [6 empty] | Verified as Rental |  |  | MHHS-TMC
NO | YES |  |  |  | FFL8171 |  | CAREFUSION | 8100M |  |  | Rental | MHHS-TMC |  |  |  | FFL8171 |  | TMC |  | Rental | [7 empty] | PUMPINFUSION-ALARIS-Medley 8100 |  | MEDLEY PUMP MODULE LVP *MEMORIAL HERMANN |  |  | PUMPINFUSION-ALARIS-Medley 8100 | [6 empty] | Verified as Rental |  |  | MHHS-TMC
NO | YES |  |  |  | FFL8173 |  | CAREFUSION | 8100M |  |  | Rental | MHHS-TMC |  |  |  | FFL8173 |  | TMC |  | Rental | [7 empty] | PUMPINFUSION-ALARIS-Medley 8100 |  | MEDLEY PUMP MODULE LVP *MEMORIAL HERMANN |  |  | PUMPINFUSION-ALARIS-Medley 8100 | [6 empty] | Verified as Rental |  |  | MHHS-TMC
NO | YES |  |  |  | FFL8177 |  | CAREFUSION | 8100M |  |  | Rental | MHHS-TMC |  |  |  | FFL8177 |  | TMC |  | Rental | [7 empty] | PUMPINFUSION-ALARIS-Medley 8100 |  | MEDLEY PUMP MODULE LVP *MEMORIAL HERMANN |  |  | PUMPINFUSION-ALARIS-Medley 8100 | [6 empty] | Verified as Rental |  |  | MHHS-TMC
NO | YES |  |  |  | FFL8178 |  | CAREFUSION | 8100M |  |  | Rental | MHHS-TMC |  |  |  | FFL8178 |  | TMC |  | Rental | [7 empty] | PUMPINFUSION-ALARIS-Medley 8100 |  | MEDLEY PUMP MODULE LVP *MEMORIAL HERMANN |  |  | PUMPINFUSION-ALARIS-Medley 8100 | [6 empty] | Verified as Rental |  |  | MHHS-TMC
NO | YES |  |  |  | FFL8179 |  | CAREFUSION | 8100M |  |  | Rental | MHHS-TMC |  |  |  | FFL8179 |  | TMC |  | Rental | [7 empty] | PUMPINFUSION-ALARIS-Medley 8100 |  | MEDLEY PUMP MODULE LVP *MEMORIAL HERMANN |  |  | PUMPINFUSION-ALARIS-Medley 8100 | [6 empty] | Verified as Rental |  |  | MHHS-TMC
NO | YES |  |  |  | FFL8180 |  | CAREFUSION | 8100M |  |  | Rental | MHHS-TMC |  |  |  | FFL8180 |  | TMC |  | Rental | [7 empty] | PUMPINFUSION-ALARIS-Medley 8100 |  | MEDLEY PUMP MODULE LVP *MEMORIAL HERMANN |  |  | PUMPINFUSION-ALARIS-Medley 8100 | [6 empty] | Verified as Rental |  |  | MHHS-TMC
NO | YES |  |  |  | FFL8183 |  | CAREFUSION | 8100M |  |  | Rental | MHHS-TMC |  |  |  | FFL8183 |  | TMC |  | Rental | [7 empty] | PUMPINFUSION-ALARIS-Medley 8100 |  | MEDLEY PUMP MODULE LVP *MEMORIAL HERMANN |  |  | PUMPINFUSION-ALARIS-Medley 8100 | [6 empty] | Verified as Rental |  |  | MHHS-TMC
NO | YES |  |  |  | FFL8185 |  | CAREFUSION | 8100M |  |  | Rental | MHHS-TMC |  |  |  | FFL8185 |  | TMC |  | Rental | [7 empty] | PUMPINFUSION-ALARIS-Medley 8100 |  | MEDLEY PUMP MODULE LVP *MEMORIAL HERMANN |  |  | PUMPINFUSION-ALARIS-Medley 8100 | [6 empty] | Verified as Rental |  |  | MHHS-TMC
NO | YES |  |  |  | FFL8186 |  | CAREFUSION | 8100M |  |  | Rental | MHHS-TMC |  |  |  | FFL8186 |  | TMC |  | Rental | [7 empty] | PUMPINFUSION-ALARIS-Medley 8100 |  | MEDLEY PUMP MODULE LVP *MEMORIAL HERMANN |  |  | PUMPINFUSION-ALARIS-Medley 8100 | [6 empty] | Verified as Rental |  |  | MHHS-TMC
NO | YES |  |  |  | FFL8187 |  | CAREFUSION | 8100M |  |  | Rental | MHHS-TMC |  |  |  | FFL8187 |  | TMC |  | Rental | [7 empty] | PUMPINFUSION-ALARIS-Medley 8100 |  | MEDLEY PUMP MODULE LVP *MEMORIAL HERMANN |  |  | PUMPINFUSION-ALARIS-Medley 8100 | [6 empty] | Verified as Rental |  |  | MHHS-TMC
NO | YES |  |  |  | FFL8188 |  | CAREFUSION | 8100M |  |  | Rental | MHHS-TMC |  |  |  | FFL8188 |  | TMC |  | Rental | [7 empty] | PUMPINFUSION-ALARIS-Medley 8100 |  | MEDLEY PUMP MODULE LVP *MEMORIAL HERMANN |  |  | PUMPINFUSION-ALARIS-Medley 8100 | [6 empty] | Verified as Rental |  |  | MHHS-TMC
NO | YES |  |  |  | FFL8189 |  | CAREFUSION | 8100M |  |  | Rental | MHHS-TMC |  |  |  | FFL8189 |  | TMC |  | Rental | [7 empty] | PUMPINFUSION-ALARIS-Medley 8100 |  | MEDLEY PUMP MODULE LVP *MEMORIAL HERMANN |  |  | PUMPINFUSION-ALARIS-Medley 8100 | [6 empty] | Verified as Rental |  |  | MHHS-TMC
NO | YES |  |  |  | FFL8190 |  | CAREFUSION | 8100M |  |  | Rental | MHHS-TMC |  |  |  | FFL8190 |  | TMC |  | Rental | [7 empty] | PUMPINFUSION-ALARIS-Medley 8100 |  | MEDLEY PUMP MODULE LVP *MEMORIAL HERMANN |  |  | PUMPINFUSION-ALARIS-Medley 8100 | [6 empty] | Verified as Rental |  |  | MHHS-TMC
NO | YES |  |  |  | FFL8195 |  | CAREFUSION | 8100M |  |  | Rental | MHHS-TMC |  |  |  | FFL8195 |  | TMC |  | Rental | [7 empty] | PUMPINFUSION-ALARIS-Medley 8100 |  | MEDLEY PUMP MODULE LVP *MEMORIAL HERMANN |  |  | PUMPINFUSION-ALARIS-Medley 8100 | [6 empty] | Verified as Rental |  |  | MHHS-TMC
NO | YES |  |  |  | FFL8197 |  | CAREFUSION | 8100M |  |  | Rental | MHHS-TMC |  |  |  | FFL8197 |  | TMC |  | Rental | [7 empty] | PUMPINFUSION-ALARIS-Medley 8100 |  | MEDLEY PUMP MODULE LVP *MEMORIAL HERMANN |  |  | PUMPINFUSION-ALARIS-Medley 8100 | [6 empty] | Verified as Rental |  |  | MHHS-TMC
NO | YES |  |  |  | FFL8206 |  | CAREFUSION | 8100M |  |  | Rental | MHHS-TMC |  |  |  | FFL8206 |  | TMC |  | Rental | [7 empty] | PUMPINFUSION-ALARIS-Medley 8100 |  | MEDLEY PUMP MODULE LVP *MEMORIAL HERMANN |  |  | PUMPINFUSION-ALARIS-Medley 8100 | [6 empty] | Verified as Rental |  |  | MHHS-TMC
NO | YES |  |  |  | FFL8207 |  | CAREFUSION | 8100M |  |  | Rental | MHHS-TMC |  |  |  | FFL8207 |  | TMC |  | Rental | [7 empty] | PUMPINFUSION-ALARIS-Medley 8100 |  | MEDLEY PUMP MODULE LVP *MEMORIAL HERMANN |  |  | PUMPINFUSION-ALARIS-Medley 8100 | [6 empty] | Verified as Rental |  |  | MHHS-TMC
NO | YES |  |  |  | FFL8208 |  | CAREFUSION | 8100M |  |  | Rental | MHHS-TMC |  |  |  | FFL8208 |  | TMC |  | Rental | [7 empty] | PUMPINFUSION-ALARIS-Medley 8100 |  | MEDLEY PUMP MODULE LVP *MEMORIAL HERMANN |  |  | PUMPINFUSION-ALARIS-Medley 8100 | [6 empty] | Verified as Rental |  |  | MHHS-TMC
NO | YES |  |  |  | FFL8211 |  | CAREFUSION | 8100M |  |  | Rental | MHHS-TMC |  |  |  | FFL8211 |  | TMC |  | Rental | [7 empty] | PUMPINFUSION-ALARIS-Medley 8100 |  | MEDLEY PUMP MODULE LVP *MEMORIAL HERMANN |  |  | PUMPINFUSION-ALARIS-Medley 8100 | [6 empty] | Verified as Rental |  |  | MHHS-TMC
NO | YES |  |  |  | FFL8215 |  | CAREFUSION | 8100M |  |  | Rental | MHHS-TMC |  |  |  | FFL8215 |  | TMC |  | Rental | [7 empty] | PUMPINFUSION-ALARIS-Medley 8100 |  | MEDLEY PUMP MODULE LVP *MEMORIAL HERMANN |  |  | PUMPINFUSION-ALARIS-Medley 8100 | [6 empty] | Verified as Rental |  |  | MHHS-TMC
NO | YES |  |  |  | FFL8216 |  | CAREFUSION | 8100M |  |  | Rental | MHHS-TMC |  |  |  | FFL8216 |  | TMC |  | Rental | [7 empty] | PUMPINFUSION-ALARIS-Medley 8100 |  | MEDLEY PUMP MODULE LVP *MEMORIAL HERMANN |  |  | PUMPINFUSION-ALARIS-Medley 8100 | [6 empty] | Verified as Rental |  |  | MHHS-TMC
NO | YES |  |  |  | FFL8217 |  | CAREFUSION | 8100M |  |  | Rental | MHHS-TMC |  |  |  | FFL8217 |  | TMC |  | Rental | [7 empty] | PUMPINFUSION-ALARIS-Medley 8100 |  | MEDLEY PUMP MODULE LVP *MEMORIAL HERMANN |  |  | PUMPINFUSION-ALARIS-Medley 8100 | [6 empty] | Verified as Rental |  |  | MHHS-TMC
NO | YES |  |  |  | FFL8221 |  | CAREFUSION | 8100M |  |  | Rental | MHHS-TMC |  |  |  | FFL8221 |  | TMC |  | Rental | [7 empty] | PUMPINFUSION-ALARIS-Medley 8100 |  | MEDLEY PUMP MODULE LVP *MEMORIAL HERMANN |  |  | PUMPINFUSION-ALARIS-Medley 8100 | [6 empty] | Verified as Rental |  |  | MHHS-TMC
NO | YES |  |  |  | FFL8223 |  | CAREFUSION | 8100M |  |  | Rental | MHHS-TMC |  |  |  | FFL8223 |  | TMC |  | Rental | [7 empty] | PUMPINFUSION-ALARIS-Medley 8100 |  | MEDLEY PUMP MODULE LVP *MEMORIAL HERMANN |  |  | PUMPINFUSION-ALARIS-Medley 8100 | [6 empty] | Verified as Rental |  |  | MHHS-TMC
NO | YES |  |  |  | FFL8225 |  | CAREFUSION | 8100M |  |  | Rental | MHHS-TMC |  |  |  | FFL8225 |  | TMC |  | Rental | [7 empty] | PUMPINFUSION-ALARIS-Medley 8100 |  | MEDLEY PUMP MODULE LVP *MEMORIAL HERMANN |  |  | PUMPINFUSION-ALARIS-Medley 8100 | [6 empty] | Verified as Rental |  |  | MHHS-TMC
NO | YES |  |  |  | FFL8226 |  | CAREFUSION | 8100M |  |  | Rental | MHHS-TMC |  |  |  | FFL8226 |  | TMC |  | Rental | [7 empty] | PUMPINFUSION-ALARIS-Medley 8100 |  | MEDLEY PUMP MODULE LVP *MEMORIAL HERMANN |  |  | PUMPINFUSION-ALARIS-Medley 8100 | [6 empty] | Verified as Rental |  |  | MHHS-TMC
NO | YES |  |  |  | FFL8227 |  | CAREFUSION | 8100M |  |  | Rental | MHHS-TMC |  |  |  | FFL8227 |  | TMC |  | Rental | [7 empty] | PUMPINFUSION-ALARIS-Medley 8100 |  | MEDLEY PUMP MODULE LVP *MEMORIAL HERMANN |  |  | PUMPINFUSION-ALARIS-Medley 8100 | [6 empty] | Verified as Rental |  |  | MHHS-TMC
NO | YES |  |  |  | FFL8228 |  | CAREFUSION | 8100M |  |  | Rental | MHHS-TMC |  |  |  | FFL8228 |  | TMC |  | Rental | [7 empty] | PUMPINFUSION-ALARIS-Medley 8100 |  | MEDLEY PUMP MODULE LVP *MEMORIAL HERMANN |  |  | PUMPINFUSION-ALARIS-Medley 8100 | [6 empty] | Verified as Rental |  |  | MHHS-TMC
NO | YES |  |  |  | FFL8230 |  | CAREFUSION | 8100M |  |  | Rental | MHHS-TMC |  |  |  | FFL8230 |  | TMC |  | Rental | [7 empty] | PUMPINFUSION-ALARIS-Medley 8100 |  | MEDLEY PUMP MODULE LVP *MEMORIAL HERMANN |  |  | PUMPINFUSION-ALARIS-Medley 8100 | [6 empty] | Verified as Rental |  |  | MHHS-TMC
NO | YES |  |  |  | FFL8232 |  | CAREFUSION | 8100M |  |  | Rental | MHHS-TMC |  |  |  | FFL8232 |  | TMC |  | Rental | [7 empty] | PUMPINFUSION-ALARIS-Medley 8100 |  | MEDLEY PUMP MODULE LVP *MEMORIAL HERMANN |  |  | PUMPINFUSION-ALARIS-Medley 8100 | [6 empty] | Verified as Rental |  |  | MHHS-TMC
NO | YES |  |  |  | FFL8233 |  | CAREFUSION | 8100M |  |  | Rental | MHHS-TMC |  |  |  | FFL8233 |  | TMC |  | Rental | [7 empty] | PUMPINFUSION-ALARIS-Medley 8100 |  | MEDLEY PUMP MODULE LVP *MEMORIAL HERMANN |  |  | PUMPINFUSION-ALARIS-Medley 8100 | [6 empty] | Verified as Rental |  |  | MHHS-TMC
NO | YES |  |  |  | FFL8235 |  | CAREFUSION | 8100M |  |  | Rental | MHHS-TMC |  |  |  | FFL8235 |  | TMC |  | Rental | [7 empty] | PUMPINFUSION-ALARIS-Medley 8100 |  | MEDLEY PUMP MODULE LVP *MEMORIAL HERMANN |  |  | PUMPINFUSION-ALARIS-Medley 8100 | [6 empty] | Verified as Rental |  |  | MHHS-TMC
NO | YES |  |  |  | FFL8236 |  | CAREFUSION | 8100M |  |  | Rental | MHHS-TMC |  |  |  | FFL8236 |  | TMC |  | Rental | [7 empty] | PUMPINFUSION-ALARIS-Medley 8100 |  | MEDLEY PUMP MODULE LVP *MEMORIAL HERMANN |  |  | PUMPINFUSION-ALARIS-Medley 8100 | [6 empty] | Verified as Rental |  |  | MHHS-TMC
NO | YES |  |  |  | FFL8237 |  | CAREFUSION | 8100M |  |  | Rental | MHHS-TMC |  |  |  | FFL8237 |  | TMC |  | Rental | [7 empty] | PUMPINFUSION-ALARIS-Medley 8100 |  | MEDLEY PUMP MODULE LVP *MEMORIAL HERMANN |  |  | PUMPINFUSION-ALARIS-Medley 8100 | [6 empty] | Verified as Rental |  |  | MHHS-TMC
NO | YES |  |  |  | FFL8238 |  | CAREFUSION | 8100M |  |  | Rental | MHHS-TMC |  |  |  | FFL8238 |  | TMC |  | Rental | [7 empty] | PUMPINFUSION-ALARIS-Medley 8100 |  | MEDLEY PUMP MODULE LVP *MEMORIAL HERMANN |  |  | PUMPINFUSION-ALARIS-Medley 8100 | [6 empty] | Verified as Rental |  |  | MHHS-TMC
NO | YES |  |  |  | FFL8239 |  | CAREFUSION | 8100M |  |  | Rental | MHHS-TMC |  |  |  | FFL8239 |  | TMC |  | Rental | [7 empty] | PUMPINFUSION-ALARIS-Medley 8100 |  | MEDLEY PUMP MODULE LVP *MEMORIAL HERMANN |  |  | PUMPINFUSION-ALARIS-Medley 8100 | [6 empty] | Verified as Rental |  |  | MHHS-TMC
NO | YES |  |  |  | FFL8241 |  | CAREFUSION | 8100M |  |  | Rental | MHHS-TMC |  |  |  | FFL8241 |  | TMC |  | Rental | [7 empty] | PUMPINFUSION-ALARIS-Medley 8100 |  | MEDLEY PUMP MODULE LVP *MEMORIAL HERMANN |  |  | PUMPINFUSION-ALARIS-Medley 8100 | [6 empty] | Verified as Rental |  |  | MHHS-TMC
NO | YES |  |  |  | FFL8242 |  | CAREFUSION | 8100M |  |  | Rental | MHHS-TMC |  |  |  | FFL8242 |  | TMC |  | Rental | [7 empty] | PUMPINFUSION-ALARIS-Medley 8100 |  | MEDLEY PUMP MODULE LVP *MEMORIAL HERMANN |  |  | PUMPINFUSION-ALARIS-Medley 8100 | [6 empty] | Verified as Rental |  |  | MHHS-TMC
NO | YES |  |  |  | FFL8243 |  | CAREFUSION | 8100M |  |  | Rental | MHHS-TMC |  |  |  | FFL8243 |  | TMC |  | Rental | [7 empty] | PUMPINFUSION-ALARIS-Medley 8100 |  | MEDLEY PUMP MODULE LVP *MEMORIAL HERMANN |  |  | PUMPINFUSION-ALARIS-Medley 8100 | [6 empty] | Verified as Rental |  |  | MHHS-TMC
NO | YES |  |  |  | FFL8244 |  | CAREFUSION | 8100M |  |  | Rental | MHHS-TMC |  |  |  | FFL8244 |  | TMC |  | Rental | [7 empty] | PUMPINFUSION-ALARIS-Medley 8100 |  | MEDLEY PUMP MODULE LVP *MEMORIAL HERMANN |  |  | PUMPINFUSION-ALARIS-Medley 8100 | [6 empty] | Verified as Rental |  |  | MHHS-TMC
NO | YES |  |  |  | FFL8249 |  | CAREFUSION | 8100M |  |  | Rental | MHHS-TMC |  |  |  | FFL8249 |  | TMC |  | Rental | [7 empty] | PUMPINFUSION-ALARIS-Medley 8100 |  | MEDLEY PUMP MODULE LVP *MEMORIAL HERMANN |  |  | PUMPINFUSION-ALARIS-Medley 8100 | [6 empty] | Verified as Rental |  |  | MHHS-TMC
NO | YES |  |  |  | FFL8250 |  | CAREFUSION | 8100M |  |  | Rental | MHHS-TMC |  |  |  | FFL8250 |  | TMC |  | Rental | [7 empty] | PUMPINFUSION-ALARIS-Medley 8100 |  | MEDLEY PUMP MODULE LVP *MEMORIAL HERMANN |  |  | PUMPINFUSION-ALARIS-Medley 8100 | [6 empty] | Verified as Rental |  |  | MHHS-TMC
NO | YES |  |  |  | FFL8254 |  | CAREFUSION | 8100M |  |  | Rental | MHHS-TMC |  |  |  | FFL8254 |  | TMC |  | Rental | [7 empty] | PUMPINFUSION-ALARIS-Medley 8100 |  | MEDLEY PUMP MODULE LVP *MEMORIAL HERMANN |  |  | PUMPINFUSION-ALARIS-Medley 8100 | [6 empty] | Verified as Rental |  |  | MHHS-TMC
NO | YES |  |  |  | FFL8258 |  | CAREFUSION | 8100M |  |  | Rental | MHHS-TMC |  |  |  | FFL8258 |  | TMC |  | Rental | [7 empty] | PUMPINFUSION-ALARIS-Medley 8100 |  | MEDLEY PUMP MODULE LVP *MEMORIAL HERMANN |  |  | PUMPINFUSION-ALARIS-Medley 8100 | [6 empty] | Verified as Rental |  |  | MHHS-TMC
NO | YES |  |  |  | FFL8259 |  | CAREFUSION | 8100M |  |  | Rental | MHHS-TMC |  |  |  | FFL8259 |  | TMC |  | Rental | [7 empty] | PUMPINFUSION-ALARIS-Medley 8100 |  | MEDLEY PUMP MODULE LVP *MEMORIAL HERMANN |  |  | PUMPINFUSION-ALARIS-Medley 8100 | [6 empty] | Verified as Rental |  |  | MHHS-TMC
NO | YES |  |  |  | FFL8261 |  | CAREFUSION | 8100M |  |  | Rental | MHHS-TMC |  |  |  | FFL8261 |  | TMC |  | Rental | [7 empty] | PUMPINFUSION-ALARIS-Medley 8100 |  | MEDLEY PUMP MODULE LVP *MEMORIAL HERMANN |  |  | PUMPINFUSION-ALARIS-Medley 8100 | [6 empty] | Verified as Rental |  |  | MHHS-TMC
NO | YES |  |  |  | FFL8262 |  | CAREFUSION | 8100M |  |  | Rental | MHHS-TMC |  |  |  | FFL8262 |  | TMC |  | Rental | [7 empty] | PUMPINFUSION-ALARIS-Medley 8100 |  | MEDLEY PUMP MODULE LVP *MEMORIAL HERMANN |  |  | PUMPINFUSION-ALARIS-Medley 8100 | [6 empty] | Verified as Rental |  |  | MHHS-TMC
NO | YES |  |  |  | FFL8263 |  | CAREFUSION | 8100M |  |  | Rental | MHHS-TMC |  |  |  | FFL8263 |  | TMC |  | Rental | [7 empty] | PUMPINFUSION-ALARIS-Medley 8100 |  | MEDLEY PUMP MODULE LVP *MEMORIAL HERMANN |  |  | PUMPINFUSION-ALARIS-Medley 8100 | [6 empty] | Verified as Rental |  |  | MHHS-TMC
NO | YES |  |  |  | FFL8264 |  | CAREFUSION | 8100M |  |  | Rental | MHHS-TMC |  |  |  | FFL8264 |  | TMC |  | Rental | [7 empty] | PUMPINFUSION-ALARIS-Medley 8100 |  | MEDLEY PUMP MODULE LVP *MEMORIAL HERMANN |  |  | PUMPINFUSION-ALARIS-Medley 8100 | [6 empty] | Verified as Rental |  |  | MHHS-TMC
NO | YES |  |  |  | FFL8265 |  | CAREFUSION | 8100M |  |  | Rental | MHHS-TMC |  |  |  | FFL8265 |  | TMC |  | Rental | [7 empty] | PUMPINFUSION-ALARIS-Medley 8100 |  | MEDLEY PUMP MODULE LVP *MEMORIAL HERMANN |  |  | PUMPINFUSION-ALARIS-Medley 8100 | [6 empty] | Verified as Rental |  |  | MHHS-TMC
NO | YES |  |  |  | FFL8266 |  | CAREFUSION | 8100M |  |  | Rental | MHHS-TMC |  |  |  | FFL8266 |  | TMC |  | Rental | [7 empty] | PUMPINFUSION-ALARIS-Medley 8100 |  | MEDLEY PUMP MODULE LVP *MEMORIAL HERMANN |  |  | PUMPINFUSION-ALARIS-Medley 8100 | [6 empty] | Verified as Rental |  |  | MHHS-TMC
NO | YES |  |  |  | FFL8267 |  | CAREFUSION | 8100M |  |  | Rental | MHHS-TMC |  |  |  | FFL8267 |  | TMC |  | Rental | [7 empty] | PUMPINFUSION-ALARIS-Medley 8100 |  | MEDLEY PUMP MODULE LVP *MEMORIAL HERMANN |  |  | PUMPINFUSION-ALARIS-Medley 8100 | [6 empty] | Verified as Rental |  |  | MHHS-TMC
NO | YES |  |  |  | FFL8270 |  | CAREFUSION | 8100M |  |  | Rental | MHHS-TMC |  |  |  | FFL8270 |  | TMC |  | Rental | [7 empty] | PUMPINFUSION-ALARIS-Medley 8100 |  | MEDLEY PUMP MODULE LVP *MEMORIAL HERMANN |  |  | PUMPINFUSION-ALARIS-Medley 8100 | [6 empty] | Verified as Rental |  |  | MHHS-TMC
NO | YES |  |  |  | FFL8273 |  | CAREFUSION | 8100M |  |  | Rental | MHHS-TMC |  |  |  | FFL8273 |  | TMC |  | Rental | [7 empty] | PUMPINFUSION-ALARIS-Medley 8100 |  | MEDLEY PUMP MODULE LVP *MEMORIAL HERMANN |  |  | PUMPINFUSION-ALARIS-Medley 8100 | [6 empty] | Verified as Rental |  |  | MHHS-TMC
NO | YES |  |  |  | FFL8274 |  | CAREFUSION | 8100M |  |  | Rental | MHHS-TMC |  |  |  | FFL8274 |  | TMC |  | Rental | [7 empty] | PUMPINFUSION-ALARIS-Medley 8100 |  | MEDLEY PUMP MODULE LVP *MEMORIAL HERMANN |  |  | PUMPINFUSION-ALARIS-Medley 8100 | [6 empty] | Verified as Rental |  |  | MHHS-TMC
NO | YES |  |  |  | FFL8275 |  | CAREFUSION | 8100M |  |  | Rental | MHHS-TMC |  |  |  | FFL8275 |  | TMC |  | Rental | [7 empty] | PUMPINFUSION-ALARIS-Medley 8100 |  | MEDLEY PUMP MODULE LVP *MEMORIAL HERMANN |  |  | PUMPINFUSION-ALARIS-Medley 8100 | [6 empty] | Verified as Rental |  |  | MHHS-TMC
NO | YES |  |  |  | FFL8276 |  | CAREFUSION | 8100M |  |  | Rental | MHHS-TMC |  |  |  | FFL8276 |  | TMC |  | Rental | [7 empty] | PUMPINFUSION-ALARIS-Medley 8100 |  | MEDLEY PUMP MODULE LVP *MEMORIAL HERMANN |  |  | PUMPINFUSION-ALARIS-Medley 8100 | [6 empty] | Verified as Rental |  |  | MHHS-TMC
NO | YES |  |  |  | FFL8277 |  | CAREFUSION | 8100M |  |  | Rental | MHHS-TMC |  |  |  | FFL8277 |  | TMC |  | Rental | [7 empty] | PUMPINFUSION-ALARIS-Medley 8100 |  | MEDLEY PUMP MODULE LVP *MEMORIAL HERMANN |  |  | PUMPINFUSION-ALARIS-Medley 8100 | [6 empty] | Verified as Rental |  |  | MHHS-TMC
NO | YES |  |  |  | FFL8278 |  | CAREFUSION | 8100M |  |  | Rental | MHHS-TMC |  |  |  | FFL8278 |  | TMC |  | Rental | [7 empty] | PUMPINFUSION-ALARIS-Medley 8100 |  | MEDLEY PUMP MODULE LVP *MEMORIAL HERMANN |  |  | PUMPINFUSION-ALARIS-Medley 8100 | [6 empty] | Verified as Rental |  |  | MHHS-TMC
NO | YES |  |  |  | FFL8280 |  | CAREFUSION | 8100M |  |  | Rental | MHHS-TMC |  |  |  | FFL8280 |  | TMC |  | Rental | [7 empty] | PUMPINFUSION-ALARIS-Medley 8100 |  | MEDLEY PUMP MODULE LVP *MEMORIAL HERMANN |  |  | PUMPINFUSION-ALARIS-Medley 8100 | [6 empty] | Verified as Rental |  |  | MHHS-TMC
NO | YES |  |  |  | FFL8281 |  | CAREFUSION | 8100M |  |  | Rental | MHHS-TMC |  |  |  | FFL8281 |  | TMC |  | Rental | [7 empty] | PUMPINFUSION-ALARIS-Medley 8100 |  | MEDLEY PUMP MODULE LVP *MEMORIAL HERMANN |  |  | PUMPINFUSION-ALARIS-Medley 8100 | [6 empty] | Verified as Rental |  |  | MHHS-TMC
NO | YES |  |  |  | FFL8282 |  | CAREFUSION | 8100M |  |  | Rental | MHHS-TMC |  |  |  | FFL8282 |  | TMC |  | Rental | [7 empty] | PUMPINFUSION-ALARIS-Medley 8100 |  | MEDLEY PUMP MODULE LVP *MEMORIAL HERMANN |  |  | PUMPINFUSION-ALARIS-Medley 8100 | [6 empty] | Verified as Rental |  |  | MHHS-TMC
NO | YES |  |  |  | FFL8284 |  | CAREFUSION | 8100M |  |  | Rental | MHHS-TMC |  |  |  | FFL8284 |  | TMC |  | Rental | [7 empty] | PUMPINFUSION-ALARIS-Medley 8100 |  | MEDLEY PUMP MODULE LVP *MEMORIAL HERMANN |  |  | PUMPINFUSION-ALARIS-Medley 8100 | [6 empty] | Verified as Rental |  |  | MHHS-TMC
NO | YES |  |  |  | FFL8286 |  | CAREFUSION | 8100M |  |  | Rental | MHHS-TMC |  |  |  | FFL8286 |  | TMC |  | Rental | [7 empty] | PUMPINFUSION-ALARIS-Medley 8100 |  | MEDLEY PUMP MODULE LVP *MEMORIAL HERMANN |  |  | PUMPINFUSION-ALARIS-Medley 8100 | [6 empty] | Verified as Rental |  |  | MHHS-TMC
NO | YES |  |  |  | FFL8290 |  | CAREFUSION | 8100M |  |  | Rental | MHHS-TMC |  |  |  | FFL8290 |  | TMC |  | Rental | [7 empty] | PUMPINFUSION-ALARIS-Medley 8100 |  | MEDLEY PUMP MODULE LVP *MEMORIAL HERMANN |  |  | PUMPINFUSION-ALARIS-Medley 8100 | [6 empty] | Verified as Rental |  |  | MHHS-TMC
NO | YES |  |  |  | FFL8291 |  | CAREFUSION | 8100M |  |  | Rental | MHHS-TMC |  |  |  | FFL8291 |  | TMC |  | Rental | [7 empty] | PUMPINFUSION-ALARIS-Medley 8100 |  | MEDLEY PUMP MODULE LVP *MEMORIAL HERMANN |  |  | PUMPINFUSION-ALARIS-Medley 8100 | [6 empty] | Verified as Rental |  |  | MHHS-TMC
NO | YES |  |  |  | FFL8292 |  | CAREFUSION | 8100M |  |  | Rental | MHHS-TMC |  |  |  | FFL8292 |  | TMC |  | Rental | [7 empty] | PUMPINFUSION-ALARIS-Medley 8100 |  | MEDLEY PUMP MODULE LVP *MEMORIAL HERMANN |  |  | PUMPINFUSION-ALARIS-Medley 8100 | [6 empty] | Verified as Rental |  |  | MHHS-TMC
NO | YES |  |  |  | FFL8293 |  | CAREFUSION | 8100M |  |  | Rental | MHHS-TMC |  |  |  | FFL8293 |  | TMC |  | Rental | [7 empty] | PUMPINFUSION-ALARIS-Medley 8100 |  | MEDLEY PUMP MODULE LVP *MEMORIAL HERMANN |  |  | PUMPINFUSION-ALARIS-Medley 8100 | [6 empty] | Verified as Rental |  |  | MHHS-TMC
NO | YES |  |  |  | FFL8295 |  | CAREFUSION | 8100M |  |  | Rental | MHHS-TMC |  |  |  | FFL8295 |  | TMC |  | Rental | [7 empty] | PUMPINFUSION-ALARIS-Medley 8100 |  | MEDLEY PUMP MODULE LVP *MEMORIAL HERMANN |  |  | PUMPINFUSION-ALARIS-Medley 8100 | [6 empty] | Verified as Rental |  |  | MHHS-TMC
NO | YES |  |  |  | FFL8297 |  | CAREFUSION | 8100M |  |  | Rental | MHHS-TMC |  |  |  | FFL8297 |  | TMC |  | Rental | [7 empty] | PUMPINFUSION-ALARIS-Medley 8100 |  | MEDLEY PUMP MODULE LVP *MEMORIAL HERMANN |  |  | PUMPINFUSION-ALARIS-Medley 8100 | [6 empty] | Verified as Rental |  |  | MHHS-TMC
NO | YES |  |  |  | FFL8299 |  | CAREFUSION | 8100M |  |  | Rental | MHHS-TMC |  |  |  | FFL8299 |  | TMC |  | Rental | [7 empty] | PUMPINFUSION-ALARIS-Medley 8100 |  | MEDLEY PUMP MODULE LVP *MEMORIAL HERMANN |  |  | PUMPINFUSION-ALARIS-Medley 8100 | [6 empty] | Verified as Rental |  |  | MHHS-TMC
NO | YES |  |  |  | FFL8300 |  | CAREFUSION | 8100M |  |  | Rental | MHHS-TMC |  |  |  | FFL8300 |  | TMC |  | Rental | [7 empty] | PUMPINFUSION-ALARIS-Medley 8100 |  | MEDLEY PUMP MODULE LVP *MEMORIAL HERMANN |  |  | PUMPINFUSION-ALARIS-Medley 8100 | [6 empty] | Verified as Rental |  |  | MHHS-TMC
NO | YES |  |  |  | FFL8301 |  | CAREFUSION | 8100M |  |  | Rental | MHHS-TMC |  |  |  | FFL8301 |  | TMC |  | Rental | [7 empty] | PUMPINFUSION-ALARIS-Medley 8100 |  | MEDLEY PUMP MODULE LVP *MEMORIAL HERMANN |  |  | PUMPINFUSION-ALARIS-Medley 8100 | [6 empty] | Verified as Rental |  |  | MHHS-TMC
NO | YES |  |  |  | FFL8302 |  | CAREFUSION | 8100M |  |  | Rental | MHHS-TMC |  |  |  | FFL8302 |  | TMC |  | Rental | [7 empty] | PUMPINFUSION-ALARIS-Medley 8100 |  | MEDLEY PUMP MODULE LVP *MEMORIAL HERMANN |  |  | PUMPINFUSION-ALARIS-Medley 8100 | [6 empty] | Verified as Rental |  |  | MHHS-TMC
NO | YES |  |  |  | FFL8303 |  | CAREFUSION | 8100M |  |  | Rental | MHHS-TMC |  |  |  | FFL8303 |  | TMC |  | Rental | [7 empty] | PUMPINFUSION-ALARIS-Medley 8100 |  | MEDLEY PUMP MODULE LVP *MEMORIAL HERMANN |  |  | PUMPINFUSION-ALARIS-Medley 8100 | [6 empty] | Verified as Rental |  |  | MHHS-TMC
NO | YES |  |  |  | FFL8306 |  | CAREFUSION | 8100M |  |  | Rental | MHHS-TMC |  |  |  | FFL8306 |  | TMC |  | Rental | [7 empty] | PUMPINFUSION-ALARIS-Medley 8100 |  | MEDLEY PUMP MODULE LVP *MEMORIAL HERMANN |  |  | PUMPINFUSION-ALARIS-Medley 8100 | [6 empty] | Verified as Rental |  |  | MHHS-TMC
NO | YES |  |  |  | FFL8307 |  | CAREFUSION | 8100M |  |  | Rental | MHHS-TMC |  |  |  | FFL8307 |  | TMC |  | Rental | [7 empty] | PUMPINFUSION-ALARIS-Medley 8100 |  | MEDLEY PUMP MODULE LVP *MEMORIAL HERMANN |  |  | PUMPINFUSION-ALARIS-Medley 8100 | [6 empty] | Verified as Rental |  |  | MHHS-TMC
NO | YES |  |  |  | FFL8308 |  | CAREFUSION | 8100M |  |  | Rental | MHHS-TMC |  |  |  | FFL8308 |  | TMC |  | Rental | [7 empty] | PUMPINFUSION-ALARIS-Medley 8100 |  | MEDLEY PUMP MODULE LVP *MEMORIAL HERMANN |  |  | PUMPINFUSION-ALARIS-Medley 8100 | [6 empty] | Verified as Rental |  |  | MHHS-TMC
NO | YES |  |  |  | FFL8310 |  | CAREFUSION | 8100M |  |  | Rental | MHHS-TMC |  |  |  | FFL8310 |  | TMC |  | Rental | [7 empty] | PUMPINFUSION-ALARIS-Medley 8100 |  | MEDLEY PUMP MODULE LVP *MEMORIAL HERMANN |  |  | PUMPINFUSION-ALARIS-Medley 8100 | [6 empty] | Verified as Rental |  |  | MHHS-TMC
NO | YES |  |  |  | FFL8312 |  | CAREFUSION | 8100M |  |  | Rental | MHHS-TMC |  |  |  | FFL8312 |  | TMC |  | Rental | [7 empty] | PUMPINFUSION-ALARIS-Medley 8100 |  | MEDLEY PUMP MODULE LVP *MEMORIAL HERMANN |  |  | PUMPINFUSION-ALARIS-Medley 8100 | [6 empty] | Verified as Rental |  |  | MHHS-TMC
NO | YES |  |  |  | FFL8316 |  | CAREFUSION | 8100M |  |  | Rental | MHHS-TMC |  |  |  | FFL8316 |  | TMC |  | Rental | [7 empty] | PUMPINFUSION-ALARIS-Medley 8100 |  | MEDLEY PUMP MODULE LVP *MEMORIAL HERMANN |  |  | PUMPINFUSION-ALARIS-Medley 8100 | [6 empty] | Verified as Rental |  |  | MHHS-TMC
NO | YES |  |  |  | FFL8317 |  | CAREFUSION | 8100M |  |  | Rental | MHHS-TMC |  |  |  | FFL8317 |  | TMC |  | Rental | [7 empty] | PUMPINFUSION-ALARIS-Medley 8100 |  | MEDLEY PUMP MODULE LVP *MEMORIAL HERMANN |  |  | PUMPINFUSION-ALARIS-Medley 8100 | [6 empty] | Verified as Rental |  |  | MHHS-TMC
NO | YES |  |  |  | FFL8318 |  | CAREFUSION | 8100M |  |  | Rental | MHHS-TMC |  |  |  | FFL8318 |  | TMC |  | Rental | [7 empty] | PUMPINFUSION-ALARIS-Medley 8100 |  | MEDLEY PUMP MODULE LVP *MEMORIAL HERMANN |  |  | PUMPINFUSION-ALARIS-Medley 8100 | [6 empty] | Verified as Rental |  |  | MHHS-TMC
NO | YES |  |  |  | FFL8319 |  | CAREFUSION | 8100M |  |  | Rental | MHHS-TMC |  |  |  | FFL8319 |  | TMC |  | Rental | [7 empty] | PUMPINFUSION-ALARIS-Medley 8100 |  | MEDLEY PUMP MODULE LVP *MEMORIAL HERMANN |  |  | PUMPINFUSION-ALARIS-Medley 8100 | [6 empty] | Verified as Rental |  |  | MHHS-TMC
NO | YES |  |  |  | FFL8322 |  | CAREFUSION | 8100M |  |  | Rental | MHHS-TMC |  |  |  | FFL8322 |  | TMC |  | Rental | [7 empty] | PUMPINFUSION-ALARIS-Medley 8100 |  | MEDLEY PUMP MODULE LVP *MEMORIAL HERMANN |  |  | PUMPINFUSION-ALARIS-Medley 8100 | [6 empty] | Verified as Rental |  |  | MHHS-TMC
NO | YES |  |  |  | FFL8323 |  | CAREFUSION | 8100M |  |  | Rental | MHHS-TMC |  |  |  | FFL8323 |  | TMC |  | Rental | [7 empty] | PUMPINFUSION-ALARIS-Medley 8100 |  | MEDLEY PUMP MODULE LVP *MEMORIAL HERMANN |  |  | PUMPINFUSION-ALARIS-Medley 8100 | [6 empty] | Verified as Rental |  |  | MHHS-TMC
NO | YES |  |  |  | FFL8327 |  | CAREFUSION | 8100M |  |  | Rental | MHHS-TMC |  |  |  | FFL8327 |  | TMC |  | Rental | [7 empty] | PUMPINFUSION-ALARIS-Medley 8100 |  | MEDLEY PUMP MODULE LVP *MEMORIAL HERMANN |  |  | PUMPINFUSION-ALARIS-Medley 8100 | [6 empty] | Verified as Rental |  |  | MHHS-TMC
NO | YES |  |  |  | FFL8329 |  | CAREFUSION | 8100M |  |  | Rental | MHHS-TMC |  |  |  | FFL8329 |  | TMC |  | Rental | [7 empty] | PUMPINFUSION-ALARIS-Medley 8100 |  | MEDLEY PUMP MODULE LVP *MEMORIAL HERMANN |  |  | PUMPINFUSION-ALARIS-Medley 8100 | [6 empty] | Verified as Rental |  |  | MHHS-TMC
NO | YES |  |  |  | FFL8330 |  | CAREFUSION | 8100M |  |  | Rental | MHHS-TMC |  |  |  | FFL8330 |  | TMC |  | Rental | [7 empty] | PUMPINFUSION-ALARIS-Medley 8100 |  | MEDLEY PUMP MODULE LVP *MEMORIAL HERMANN |  |  | PUMPINFUSION-ALARIS-Medley 8100 | [6 empty] | Verified as Rental |  |  | MHHS-TMC
NO | YES |  |  |  | FFL8332 |  | CAREFUSION | 8100M |  |  | Rental | MHHS-TMC |  |  |  | FFL8332 |  | TMC |  | Rental | [7 empty] | PUMPINFUSION-ALARIS-Medley 8100 |  | MEDLEY PUMP MODULE LVP *MEMORIAL HERMANN |  |  | PUMPINFUSION-ALARIS-Medley 8100 | [6 empty] | Verified as Rental |  |  | MHHS-TMC
NO | YES |  |  |  | FFL8333 |  | CAREFUSION | 8100M |  |  | Rental | MHHS-TMC |  |  |  | FFL8333 |  | TMC |  | Rental | [7 empty] | PUMPINFUSION-ALARIS-Medley 8100 |  | MEDLEY PUMP MODULE LVP *MEMORIAL HERMANN |  |  | PUMPINFUSION-ALARIS-Medley 8100 | [6 empty] | Verified as Rental |  |  | MHHS-TMC
NO | YES |  |  |  | FFL8337 |  | CAREFUSION | 8100M |  |  | Rental | MHHS-TMC |  |  |  | FFL8337 |  | TMC |  | Rental | [7 empty] | PUMPINFUSION-ALARIS-Medley 8100 |  | MEDLEY PUMP MODULE LVP *MEMORIAL HERMANN |  |  | PUMPINFUSION-ALARIS-Medley 8100 | [6 empty] | Verified as Rental |  |  | MHHS-TMC
NO | YES |  |  |  | FFL8338 |  | CAREFUSION | 8100M |  |  | Rental | MHHS-TMC |  |  |  | FFL8338 |  | TMC |  | Rental | [7 empty] | PUMPINFUSION-ALARIS-Medley 8100 |  | MEDLEY PUMP MODULE LVP *MEMORIAL HERMANN |  |  | PUMPINFUSION-ALARIS-Medley 8100 | [6 empty] | Verified as Rental |  |  | MHHS-TMC
NO | YES |  |  |  | FFL8340 |  | CAREFUSION | 8100M |  |  | Rental | MHHS-TMC |  |  |  | FFL8340 |  | TMC |  | Rental | [7 empty] | PUMPINFUSION-ALARIS-Medley 8100 |  | MEDLEY PUMP MODULE LVP *MEMORIAL HERMANN |  |  | PUMPINFUSION-ALARIS-Medley 8100 | [6 empty] | Verified as Rental |  |  | MHHS-TMC
NO | YES |  |  |  | FFL8341 |  | CAREFUSION | 8100M |  |  | Rental | MHHS-TMC |  |  |  | FFL8341 |  | TMC |  | Rental | [7 empty] | PUMPINFUSION-ALARIS-Medley 8100 |  | MEDLEY PUMP MODULE LVP *MEMORIAL HERMANN |  |  | PUMPINFUSION-ALARIS-Medley 8100 | [6 empty] | Verified as Rental |  |  | MHHS-TMC
NO | YES |  |  |  | FFL8342 |  | CAREFUSION | 8100M |  |  | Rental | MHHS-TMC |  |  |  | FFL8342 |  | TMC |  | Rental | [7 empty] | PUMPINFUSION-ALARIS-Medley 8100 |  | MEDLEY PUMP MODULE LVP *MEMORIAL HERMANN |  |  | PUMPINFUSION-ALARIS-Medley 8100 | [6 empty] | Verified as Rental |  |  | MHHS-TMC
NO | YES |  |  |  | FFL8343 |  | CAREFUSION | 8100M |  |  | Rental | MHHS-TMC |  |  |  | FFL8343 |  | TMC |  | Rental | [7 empty] | PUMPINFUSION-ALARIS-Medley 8100 |  | MEDLEY PUMP MODULE LVP *MEMORIAL HERMANN |  |  | PUMPINFUSION-ALARIS-Medley 8100 | [6 empty] | Verified as Rental |  |  | MHHS-TMC
NO | YES |  |  |  | FFL8346 |  | CAREFUSION | 8100M |  |  | Rental | MHHS-TMC |  |  |  | FFL8346 |  | TMC |  | Rental | [7 empty] | PUMPINFUSION-ALARIS-Medley 8100 |  | MEDLEY PUMP MODULE LVP *MEMORIAL HERMANN |  |  | PUMPINFUSION-ALARIS-Medley 8100 | [6 empty] | Verified as Rental |  |  | MHHS-TMC
NO | YES |  |  |  | FFL8348 |  | CAREFUSION | 8100M |  |  | Rental | MHHS-TMC |  |  |  | FFL8348 |  | TMC |  | Rental | [7 empty] | PUMPINFUSION-ALARIS-Medley 8100 |  | MEDLEY PUMP MODULE LVP *MEMORIAL HERMANN |  |  | PUMPINFUSION-ALARIS-Medley 8100 | [6 empty] | Verified as Rental |  |  | MHHS-TMC
NO | YES |  |  |  | FFL8349 |  | CAREFUSION | 8100M |  |  | Rental | MHHS-TMC |  |  |  | FFL8349 |  | TMC |  | Rental | [7 empty] | PUMPINFUSION-ALARIS-Medley 8100 |  | MEDLEY PUMP MODULE LVP *MEMORIAL HERMANN |  |  | PUMPINFUSION-ALARIS-Medley 8100 | [6 empty] | Verified as Rental |  |  | MHHS-TMC
NO | YES |  |  |  | FFL8350 |  | CAREFUSION | 8100M |  |  | Rental | MHHS-TMC |  |  |  | FFL8350 |  | TMC |  | Rental | [7 empty] | PUMPINFUSION-ALARIS-Medley 8100 |  | MEDLEY PUMP MODULE LVP *MEMORIAL HERMANN |  |  | PUMPINFUSION-ALARIS-Medley 8100 | [6 empty] | Verified as Rental |  |  | MHHS-TMC
NO | YES |  |  |  | FFL8352 |  | CAREFUSION | 8100M |  |  | Rental | MHHS-TMC |  |  |  | FFL8352 |  | TMC |  | Rental | [7 empty] | PUMPINFUSION-ALARIS-Medley 8100 |  | MEDLEY PUMP MODULE LVP *MEMORIAL HERMANN |  |  | PUMPINFUSION-ALARIS-Medley 8100 | [6 empty] | Verified as Rental |  |  | MHHS-TMC
NO | YES |  |  |  | FFL8353 |  | CAREFUSION | 8100M |  |  | Rental | MHHS-TMC |  |  |  | FFL8353 |  | TMC |  | Rental | [7 empty] | PUMPINFUSION-ALARIS-Medley 8100 |  | MEDLEY PUMP MODULE LVP *MEMORIAL HERMANN |  |  | PUMPINFUSION-ALARIS-Medley 8100 | [6 empty] | Verified as Rental |  |  | MHHS-TMC
NO | YES |  |  |  | FFL8357 |  | CAREFUSION | 8100M |  |  | Rental | MHHS-TMC |  |  |  | FFL8357 |  | TMC |  | Rental | [7 empty] | PUMPINFUSION-ALARIS-Medley 8100 |  | MEDLEY PUMP MODULE LVP *MEMORIAL HERMANN |  |  | PUMPINFUSION-ALARIS-Medley 8100 | [6 empty] | Verified as Rental |  |  | MHHS-TMC
NO | YES |  |  |  | FFL8361 |  | CAREFUSION | 8100M |  |  | Rental | MHHS-TMC |  |  |  | FFL8361 |  | TMC |  | Rental | [7 empty] | PUMPINFUSION-ALARIS-Medley 8100 |  | MEDLEY PUMP MODULE LVP *MEMORIAL HERMANN |  |  | PUMPINFUSION-ALARIS-Medley 8100 | [6 empty] | Verified as Rental |  |  | MHHS-TMC
NO | YES |  |  |  | FFL8362 |  | CAREFUSION | 8100M |  |  | Rental | MHHS-TMC |  |  |  | FFL8362 |  | TMC |  | Rental | [7 empty] | PUMPINFUSION-ALARIS-Medley 8100 |  | MEDLEY PUMP MODULE LVP *MEMORIAL HERMANN |  |  | PUMPINFUSION-ALARIS-Medley 8100 | [6 empty] | Verified as Rental |  |  | MHHS-TMC
NO | YES |  |  |  | FFL8363 |  | CAREFUSION | 8100M |  |  | Rental | MHHS-TMC |  |  |  | FFL8363 |  | TMC |  | Rental | [7 empty] | PUMPINFUSION-ALARIS-Medley 8100 |  | MEDLEY PUMP MODULE LVP *MEMORIAL HERMANN |  |  | PUMPINFUSION-ALARIS-Medley 8100 | [6 empty] | Verified as Rental |  |  | MHHS-TMC
NO | YES |  |  |  | FFL8365 |  | CAREFUSION | 8100M |  |  | Rental | MHHS-TMC |  |  |  | FFL8365 |  | TMC |  | Rental | [7 empty] | PUMPINFUSION-ALARIS-Medley 8100 |  | MEDLEY PUMP MODULE LVP *MEMORIAL HERMANN |  |  | PUMPINFUSION-ALARIS-Medley 8100 | [6 empty] | Verified as Rental |  |  | MHHS-TMC
NO | YES |  |  |  | FFL8366 |  | CAREFUSION | 8100M |  |  | Rental | MHHS-TMC |  |  |  | FFL8366 |  | TMC |  | Rental | [7 empty] | PUMPINFUSION-ALARIS-Medley 8100 |  | MEDLEY PUMP MODULE LVP *MEMORIAL HERMANN |  |  | PUMPINFUSION-ALARIS-Medley 8100 | [6 empty] | Verified as Rental |  |  | MHHS-TMC
NO | YES |  |  |  | FFL8377 |  | CAREFUSION | 8100M |  |  | Rental | MHHS-TMC |  |  |  | FFL8377 |  | TMC |  | Rental | [7 empty] | PUMPINFUSION-ALARIS-Medley 8100 |  | MEDLEY PUMP MODULE LVP *MEMORIAL HERMANN |  |  | PUMPINFUSION-ALARIS-Medley 8100 | [6 empty] | Verified as Rental |  |  | MHHS-TMC
NO | YES |  |  |  | FFL8378 |  | CAREFUSION | 8100M |  |  | Rental | MHHS-TMC |  |  |  | FFL8378 |  | TMC |  | Rental | [7 empty] | PUMPINFUSION-ALARIS-Medley 8100 |  | MEDLEY PUMP MODULE LVP *MEMORIAL HERMANN |  |  | PUMPINFUSION-ALARIS-Medley 8100 | [6 empty] | Verified as Rental |  |  | MHHS-TMC
NO | YES |  |  |  | FFL8379 |  | CAREFUSION | 8100M |  |  | Rental | MHHS-TMC |  |  |  | FFL8379 |  | TMC |  | Rental | [7 empty] | PUMPINFUSION-ALARIS-Medley 8100 |  | MEDLEY PUMP MODULE LVP *MEMORIAL HERMANN |  |  | PUMPINFUSION-ALARIS-Medley 8100 | [6 empty] | Verified as Rental |  |  | MHHS-TMC
NO | YES |  |  |  | FFL8381 |  | CAREFUSION | 8100M |  |  | Rental | MHHS-TMC |  |  |  | FFL8381 |  | TMC |  | Rental | [7 empty] | PUMPINFUSION-ALARIS-Medley 8100 |  | MEDLEY PUMP MODULE LVP *MEMORIAL HERMANN |  |  | PUMPINFUSION-ALARIS-Medley 8100 | [6 empty] | Verified as Rental |  |  | MHHS-TMC
NO | YES |  |  |  | FFL8382 |  | CAREFUSION | 8100M |  |  | Rental | MHHS-TMC |  |  |  | FFL8382 |  | TMC |  | Rental | [7 empty] | PUMPINFUSION-ALARIS-Medley 8100 |  | MEDLEY PUMP MODULE LVP *MEMORIAL HERMANN |  |  | PUMPINFUSION-ALARIS-Medley 8100 | [6 empty] | Verified as Rental |  |  | MHHS-TMC
NO | YES |  |  |  | FFL8383 |  | CAREFUSION | 8100M |  |  | Rental | MHHS-TMC |  |  |  | FFL8383 |  | TMC |  | Rental | [7 empty] | PUMPINFUSION-ALARIS-Medley 8100 |  | MEDLEY PUMP MODULE LVP *MEMORIAL HERMANN |  |  | PUMPINFUSION-ALARIS-Medley 8100 | [6 empty] | Verified as Rental |  |  | MHHS-TMC
NO | YES |  |  |  | FFL8385 |  | CAREFUSION | 8100M |  |  | Rental | MHHS-TMC |  |  |  | FFL8385 |  | TMC |  | Rental | [7 empty] | PUMPINFUSION-ALARIS-Medley 8100 |  | MEDLEY PUMP MODULE LVP *MEMORIAL HERMANN |  |  | PUMPINFUSION-ALARIS-Medley 8100 | [6 empty] | Verified as Rental |  |  | MHHS-TMC
NO | YES |  |  |  | FFL8389 |  | CAREFUSION | 8100M |  |  | Rental | MHHS-TMC |  |  |  | FFL8389 |  | TMC |  | Rental | [7 empty] | PUMPINFUSION-ALARIS-Medley 8100 |  | MEDLEY PUMP MODULE LVP *MEMORIAL HERMANN |  |  | PUMPINFUSION-ALARIS-Medley 8100 | [6 empty] | Verified as Rental |  |  | MHHS-TMC
NO | YES |  |  |  | FFL8391 |  | CAREFUSION | 8100M |  |  | Rental | MHHS-TMC |  |  |  | FFL8391 |  | TMC |  | Rental | [7 empty] | PUMPINFUSION-ALARIS-Medley 8100 |  | MEDLEY PUMP MODULE LVP *MEMORIAL HERMANN |  |  | PUMPINFUSION-ALARIS-Medley 8100 | [6 empty] | Verified as Rental |  |  | MHHS-TMC
NO | YES |  |  |  | FFL8401 |  | CAREFUSION | 8100M |  |  | Rental | MHHS-TMC |  |  |  | FFL8401 |  | TMC |  | Rental | [7 empty] | PUMPINFUSION-ALARIS-Medley 8100 |  | MEDLEY PUMP MODULE LVP *MEMORIAL HERMANN |  |  | PUMPINFUSION-ALARIS-Medley 8100 | [6 empty] | Verified as Rental |  |  | MHHS-TMC
NO | YES |  |  |  | FFL8408 |  | CAREFUSION | 8100M |  |  | Rental | MHHS-TMC |  |  |  | FFL8408 |  | TMC |  | Rental | [7 empty] | PUMPINFUSION-ALARIS-Medley 8100 |  | MEDLEY PUMP MODULE LVP *MEMORIAL HERMANN |  |  | PUMPINFUSION-ALARIS-Medley 8100 | [6 empty] | Verified as Rental |  |  | MHHS-TMC
NO | YES |  |  |  | FFL8412 |  | CAREFUSION | 8100M |  |  | Rental | MHHS-TMC |  |  |  | FFL8412 |  | TMC |  | Rental | [7 empty] | PUMPINFUSION-ALARIS-Medley 8100 |  | MEDLEY PUMP MODULE LVP *MEMORIAL HERMANN |  |  | PUMPINFUSION-ALARIS-Medley 8100 | [6 empty] | Verified as Rental |  |  | MHHS-TMC
NO | YES |  |  |  | FFL8413 |  | CAREFUSION | 8100M |  |  | Rental | MHHS-TMC |  |  |  | FFL8413 |  | TMC |  | Rental | [7 empty] | PUMPINFUSION-ALARIS-Medley 8100 |  | MEDLEY PUMP MODULE LVP *MEMORIAL HERMANN |  |  | PUMPINFUSION-ALARIS-Medley 8100 | [6 empty] | Verified as Rental |  |  | MHHS-TMC
NO | YES |  |  |  | FFL8416 |  | CAREFUSION | 8100M |  |  | Rental | MHHS-TMC |  |  |  | FFL8416 |  | TMC |  | Rental | [7 empty] | PUMPINFUSION-ALARIS-Medley 8100 |  | MEDLEY PUMP MODULE LVP *MEMORIAL HERMANN |  |  | PUMPINFUSION-ALARIS-Medley 8100 | [6 empty] | Verified as Rental |  |  | MHHS-TMC
NO | YES |  |  |  | FFL8417 |  | CAREFUSION | 8100M |  |  | Rental | MHHS-TMC |  |  |  | FFL8417 |  | TMC |  | Rental | [7 empty] | PUMPINFUSION-ALARIS-Medley 8100 |  | MEDLEY PUMP MODULE LVP *MEMORIAL HERMANN |  |  | PUMPINFUSION-ALARIS-Medley 8100 | [6 empty] | Verified as Rental |  |  | MHHS-TMC
NO | YES |  |  |  | FFL8419 |  | CAREFUSION | 8100M |  |  | Rental | MHHS-TMC |  |  |  | FFL8419 |  | TMC |  | Rental | [7 empty] | PUMPINFUSION-ALARIS-Medley 8100 |  | MEDLEY PUMP MODULE LVP *MEMORIAL HERMANN |  |  | PUMPINFUSION-ALARIS-Medley 8100 | [6 empty] | Verified as Rental |  |  | MHHS-TMC
NO | YES |  |  |  | FFL8422 |  | CAREFUSION | 8100M |  |  | Rental | MHHS-TMC |  |  |  | FFL8422 |  | TMC |  | Rental | [7 empty] | PUMPINFUSION-ALARIS-Medley 8100 |  | MEDLEY PUMP MODULE LVP *MEMORIAL HERMANN |  |  | PUMPINFUSION-ALARIS-Medley 8100 | [6 empty] | Verified as Rental |  |  | MHHS-TMC
NO | YES |  |  |  | FFL8428 |  | CAREFUSION | 8100M |  |  | Rental | MHHS-TMC |  |  |  | FFL8428 |  | TMC |  | Rental | [7 empty] | PUMPINFUSION-ALARIS-Medley 8100 |  | MEDLEY PUMP MODULE LVP *MEMORIAL HERMANN |  |  | PUMPINFUSION-ALARIS-Medley 8100 | [6 empty] | Verified as Rental |  |  | MHHS-TMC
NO | YES |  |  |  | FFL8429 |  | CAREFUSION | 8100M |  |  | Rental | MHHS-TMC |  |  |  | FFL8429 |  | TMC |  | Rental | [7 empty] | PUMPINFUSION-ALARIS-Medley 8100 |  | MEDLEY PUMP MODULE LVP *MEMORIAL HERMANN |  |  | PUMPINFUSION-ALARIS-Medley 8100 | [6 empty] | Verified as Rental |  |  | MHHS-TMC
NO | YES |  |  |  | FFL8430 |  | CAREFUSION | 8100M |  |  | Rental | MHHS-TMC |  |  |  | FFL8430 |  | TMC |  | Rental | [7 empty] | PUMPINFUSION-ALARIS-Medley 8100 |  | MEDLEY PUMP MODULE LVP *MEMORIAL HERMANN |  |  | PUMPINFUSION-ALARIS-Medley 8100 | [6 empty] | Verified as Rental |  |  | MHHS-TMC
NO | YES |  |  |  | FFL8433 |  | CAREFUSION | 8100M |  |  | Rental | MHHS-TMC |  |  |  | FFL8433 |  | TMC |  | Rental | [7 empty] | PUMPINFUSION-ALARIS-Medley 8100 |  | MEDLEY PUMP MODULE LVP *MEMORIAL HERMANN |  |  | PUMPINFUSION-ALARIS-Medley 8100 | [6 empty] | Verified as Rental |  |  | MHHS-TMC
NO | YES |  |  |  | FFL8434 |  | CAREFUSION | 8100M |  |  | Rental | MHHS-TMC |  |  |  | FFL8434 |  | TMC |  | Rental | [7 empty] | PUMPINFUSION-ALARIS-Medley 8100 |  | MEDLEY PUMP MODULE LVP *MEMORIAL HERMANN |  |  | PUMPINFUSION-ALARIS-Medley 8100 | [6 empty] | Verified as Rental |  |  | MHHS-TMC
NO | YES |  |  |  | FFL8435 |  | CAREFUSION | 8100M |  |  | Rental | MHHS-TMC |  |  |  | FFL8435 |  | TMC |  | Rental | [7 empty] | PUMPINFUSION-ALARIS-Medley 8100 |  | MEDLEY PUMP MODULE LVP *MEMORIAL HERMANN |  |  | PUMPINFUSION-ALARIS-Medley 8100 | [6 empty] | Verified as Rental |  |  | MHHS-TMC
NO | YES |  |  |  | FFL8446 |  | CAREFUSION | 8100M |  |  | Rental | MHHS-TMC |  |  |  | FFL8446 |  | TMC |  | Rental | [7 empty] | PUMPINFUSION-ALARIS-Medley 8100 |  | MEDLEY PUMP MODULE LVP *MEMORIAL HERMANN |  |  | PUMPINFUSION-ALARIS-Medley 8100 | [6 empty] | Verified as Rental |  |  | MHHS-TMC
NO | YES |  |  |  | FFL8447 |  | CAREFUSION | 8100M |  |  | Rental | MHHS-TMC |  |  |  | FFL8447 |  | TMC |  | Rental | [7 empty] | PUMPINFUSION-ALARIS-Medley 8100 |  | MEDLEY PUMP MODULE LVP *MEMORIAL HERMANN |  |  | PUMPINFUSION-ALARIS-Medley 8100 | [6 empty] | Verified as Rental |  |  | MHHS-TMC
NO | YES |  |  |  | FFL8448 |  | CAREFUSION | 8100M |  |  | Rental | MHHS-TMC |  |  |  | FFL8448 |  | TMC |  | Rental | [7 empty] | PUMPINFUSION-ALARIS-Medley 8100 |  | MEDLEY PUMP MODULE LVP *MEMORIAL HERMANN |  |  | PUMPINFUSION-ALARIS-Medley 8100 | [6 empty] | Verified as Rental |  |  | MHHS-TMC
NO | YES |  |  |  | FFL8449 |  | CAREFUSION | 8100M |  |  | Rental | MHHS-TMC |  |  |  | FFL8449 |  | TMC |  | Rental | [7 empty] | PUMPINFUSION-ALARIS-Medley 8100 |  | MEDLEY PUMP MODULE LVP *MEMORIAL HERMANN |  |  | PUMPINFUSION-ALARIS-Medley 8100 | [6 empty] | Verified as Rental |  |  | MHHS-TMC
NO | YES |  |  |  | FFL8450 |  | CAREFUSION | 8100M |  |  | Rental | MHHS-TMC |  |  |  | FFL8450 |  | TMC |  | Rental | [7 empty] | PUMPINFUSION-ALARIS-Medley 8100 |  | MEDLEY PUMP MODULE LVP *MEMORIAL HERMANN |  |  | PUMPINFUSION-ALARIS-Medley 8100 | [6 empty] | Verified as Rental |  |  | MHHS-TMC
NO | YES |  |  |  | FFL8452 |  | CAREFUSION | 8100M |  |  | Rental | MHHS-TMC |  |  |  | FFL8452 |  | TMC |  | Rental | [7 empty] | PUMPINFUSION-ALARIS-Medley 8100 |  | MEDLEY PUMP MODULE LVP *MEMORIAL HERMANN |  |  | PUMPINFUSION-ALARIS-Medley 8100 | [6 empty] | Verified as Rental |  |  | MHHS-TMC
NO | YES |  |  |  | FFL8454 |  | CAREFUSION | 8100M |  |  | Rental | MHHS-TMC |  |  |  | FFL8454 |  | TMC |  | Rental | [7 empty] | PUMPINFUSION-ALARIS-Medley 8100 |  | MEDLEY PUMP MODULE LVP *MEMORIAL HERMANN |  |  | PUMPINFUSION-ALARIS-Medley 8100 | [6 empty] | Verified as Rental |  |  | MHHS-TMC
NO | YES |  |  |  | FFL8455 |  | CAREFUSION | 8100M |  |  | Rental | MHHS-TMC |  |  |  | FFL8455 |  | TMC |  | Rental | [7 empty] | PUMPINFUSION-ALARIS-Medley 8100 |  | MEDLEY PUMP MODULE LVP *MEMORIAL HERMANN |  |  | PUMPINFUSION-ALARIS-Medley 8100 | [6 empty] | Verified as Rental |  |  | MHHS-TMC
NO | YES |  |  |  | FFL8457 |  | CAREFUSION | 8100M |  |  | Rental | MHHS-TMC |  |  |  | FFL8457 |  | TMC |  | Rental | [7 empty] | PUMPINFUSION-ALARIS-Medley 8100 |  | MEDLEY PUMP MODULE LVP *MEMORIAL HERMANN |  |  | PUMPINFUSION-ALARIS-Medley 8100 | [6 empty] | Verified as Rental |  |  | MHHS-TMC
NO | YES |  |  |  | FFL8458 |  | CAREFUSION | 8100M |  |  | Rental | MHHS-TMC |  |  |  | FFL8458 |  | TMC |  | Rental | [7 empty] | PUMPINFUSION-ALARIS-Medley 8100 |  | MEDLEY PUMP MODULE LVP *MEMORIAL HERMANN |  |  | PUMPINFUSION-ALARIS-Medley 8100 | [6 empty] | Verified as Rental |  |  | MHHS-TMC
NO | YES |  |  |  | FFL8461 |  | CAREFUSION | 8100M |  |  | Rental | MHHS-TMC |  |  |  | FFL8461 |  | TMC |  | Rental | [7 empty] | PUMPINFUSION-ALARIS-Medley 8100 |  | MEDLEY PUMP MODULE LVP *MEMORIAL HERMANN |  |  | PUMPINFUSION-ALARIS-Medley 8100 | [6 empty] | Verified as Rental |  |  | MHHS-TMC
NO | YES |  |  |  | FFL8463 |  | CAREFUSION | 8100M |  |  | Rental | MHHS-TMC |  |  |  | FFL8463 |  | TMC |  | Rental | [7 empty] | PUMPINFUSION-ALARIS-Medley 8100 |  | MEDLEY PUMP MODULE LVP *MEMORIAL HERMANN |  |  | PUMPINFUSION-ALARIS-Medley 8100 | [6 empty] | Verified as Rental |  |  | MHHS-TMC
NO | YES |  |  |  | FFL8464 |  | CAREFUSION | 8100M |  |  | Rental | MHHS-TMC |  |  |  | FFL8464 |  | TMC |  | Rental | [7 empty] | PUMPINFUSION-ALARIS-Medley 8100 |  | MEDLEY PUMP MODULE LVP *MEMORIAL HERMANN |  |  | PUMPINFUSION-ALARIS-Medley 8100 | [6 empty] | Verified as Rental |  |  | MHHS-TMC
NO | YES |  |  |  | FFL8467 |  | CAREFUSION | 8100M |  |  | Rental | MHHS-TMC |  |  |  | FFL8467 |  | TMC |  | Rental | [7 empty] | PUMPINFUSION-ALARIS-Medley 8100 |  | MEDLEY PUMP MODULE LVP *MEMORIAL HERMANN |  |  | PUMPINFUSION-ALARIS-Medley 8100 | [6 empty] | Verified as Rental |  |  | MHHS-TMC
NO | YES |  |  |  | FFL8468 |  | CAREFUSION | 8100M |  |  | Rental | MHHS-TMC |  |  |  | FFL8468 |  | TMC |  | Rental | [7 empty] | PUMPINFUSION-ALARIS-Medley 8100 |  | MEDLEY PUMP MODULE LVP *MEMORIAL HERMANN |  |  | PUMPINFUSION-ALARIS-Medley 8100 | [6 empty] | Verified as Rental |  |  | MHHS-TMC
NO | YES |  |  |  | FFL8476 |  | CAREFUSION | 8100M |  |  | Rental | MHHS-TMC |  |  |  | FFL8476 |  | TMC |  | Rental | [7 empty] | PUMPINFUSION-ALARIS-Medley 8100 |  | MEDLEY PUMP MODULE LVP *MEMORIAL HERMANN |  |  | PUMPINFUSION-ALARIS-Medley 8100 | [6 empty] | Verified as Rental |  |  | MHHS-TMC
NO | YES |  |  |  | FFL8477 |  | CAREFUSION | 8100M |  |  | Rental | MHHS-TMC |  |  |  | FFL8477 |  | TMC |  | Rental | [7 empty] | PUMPINFUSION-ALARIS-Medley 8100 |  | MEDLEY PUMP MODULE LVP *MEMORIAL HERMANN |  |  | PUMPINFUSION-ALARIS-Medley 8100 | [6 empty] | Verified as Rental |  |  | MHHS-TMC
NO | YES |  |  |  | FFL8478 |  | CAREFUSION | 8100M |  |  | Rental | MHHS-TMC |  |  |  | FFL8478 |  | TMC |  | Rental | [7 empty] | PUMPINFUSION-ALARIS-Medley 8100 |  | MEDLEY PUMP MODULE LVP *MEMORIAL HERMANN |  |  | PUMPINFUSION-ALARIS-Medley 8100 | [6 empty] | Verified as Rental |  |  | MHHS-TMC
NO | YES |  |  |  | FFL8479 |  | CAREFUSION | 8100M |  |  | Rental | MHHS-TMC |  |  |  | FFL8479 |  | TMC |  | Rental | [7 empty] | PUMPINFUSION-ALARIS-Medley 8100 |  | MEDLEY PUMP MODULE LVP *MEMORIAL HERMANN |  |  | PUMPINFUSION-ALARIS-Medley 8100 | [6 empty] | Verified as Rental |  |  | MHHS-TMC
NO | YES |  |  |  | FFL8480 |  | CAREFUSION | 8100M |  |  | Rental | MHHS-TMC |  |  |  | FFL8480 |  | TMC |  | Rental | [7 empty] | PUMPINFUSION-ALARIS-Medley 8100 |  | MEDLEY PUMP MODULE LVP *MEMORIAL HERMANN |  |  | PUMPINFUSION-ALARIS-Medley 8100 | [6 empty] | Verified as Rental |  |  | MHHS-TMC
NO | YES |  |  |  | FFL8481 |  | CAREFUSION | 8100M |  |  | Rental | MHHS-TMC |  |  |  | FFL8481 |  | TMC |  | Rental | [7 empty] | PUMPINFUSION-ALARIS-Medley 8100 |  | MEDLEY PUMP MODULE LVP *MEMORIAL HERMANN |  |  | PUMPINFUSION-ALARIS-Medley 8100 | [6 empty] | Verified as Rental |  |  | MHHS-TMC
NO | YES |  |  |  | FFL8482 |  | CAREFUSION | 8100M |  |  | Rental | MHHS-TMC |  |  |  | FFL8482 |  | TMC |  | Rental | [7 empty] | PUMPINFUSION-ALARIS-Medley 8100 |  | MEDLEY PUMP MODULE LVP *MEMORIAL HERMANN |  |  | PUMPINFUSION-ALARIS-Medley 8100 | [6 empty] | Verified as Rental |  |  | MHHS-TMC
NO | YES |  |  |  | FFL8483 |  | CAREFUSION | 8100M |  |  | Rental | MHHS-TMC |  |  |  | FFL8483 |  | TMC |  | Rental | [7 empty] | PUMPINFUSION-ALARIS-Medley 8100 |  | MEDLEY PUMP MODULE LVP *MEMORIAL HERMANN |  |  | PUMPINFUSION-ALARIS-Medley 8100 | [6 empty] | Verified as Rental |  |  | MHHS-TMC
NO | YES |  |  |  | FFL8484 |  | CAREFUSION | 8100M |  |  | Rental | MHHS-TMC |  |  |  | FFL8484 |  | TMC |  | Rental | [7 empty] | PUMPINFUSION-ALARIS-Medley 8100 |  | MEDLEY PUMP MODULE LVP *MEMORIAL HERMANN |  |  | PUMPINFUSION-ALARIS-Medley 8100 | [6 empty] | Verified as Rental |  |  | MHHS-TMC
NO | YES |  |  |  | FFL8485 |  | CAREFUSION | 8100M |  |  | Rental | MHHS-TMC |  |  |  | FFL8485 |  | TMC |  | Rental | [7 empty] | PUMPINFUSION-ALARIS-Medley 8100 |  | MEDLEY PUMP MODULE LVP *MEMORIAL HERMANN |  |  | PUMPINFUSION-ALARIS-Medley 8100 | [6 empty] | Verified as Rental |  |  | MHHS-TMC
NO | YES |  |  |  | FFL8486 |  | CAREFUSION | 8100M |  |  | Rental | MHHS-TMC |  |  |  | FFL8486 |  | TMC |  | Rental | [7 empty] | PUMPINFUSION-ALARIS-Medley 8100 |  | MEDLEY PUMP MODULE LVP *MEMORIAL HERMANN |  |  | PUMPINFUSION-ALARIS-Medley 8100 | [6 empty] | Verified as Rental |  |  | MHHS-TMC
NO | YES |  |  |  | FFL8487 |  | CAREFUSION | 8100M |  |  | Rental | MHHS-TMC |  |  |  | FFL8487 |  | TMC |  | Rental | [7 empty] | PUMPINFUSION-ALARIS-Medley 8100 |  | MEDLEY PUMP MODULE LVP *MEMORIAL HERMANN |  |  | PUMPINFUSION-ALARIS-Medley 8100 | [6 empty] | Verified as Rental |  |  | MHHS-TMC
NO | YES |  |  |  | FFL8489 |  | CAREFUSION | 8100M |  |  | Rental | MHHS-TMC |  |  |  | FFL8489 |  | TMC |  | Rental | [7 empty] | PUMPINFUSION-ALARIS-Medley 8100 |  | MEDLEY PUMP MODULE LVP *MEMORIAL HERMANN |  |  | PUMPINFUSION-ALARIS-Medley 8100 | [6 empty] | Verified as Rental |  |  | MHHS-TMC
NO | YES |  |  |  | FFL8492 |  | CAREFUSION | 8100M |  |  | Rental | MHHS-TMC |  |  |  | FFL8492 |  | TMC |  | Rental | [7 empty] | PUMPINFUSION-ALARIS-Medley 8100 |  | MEDLEY PUMP MODULE LVP *MEMORIAL HERMANN |  |  | PUMPINFUSION-ALARIS-Medley 8100 | [6 empty] | Verified as Rental |  |  | MHHS-TMC
NO | YES |  |  |  | FFL8493 |  | CAREFUSION | 8100M |  |  | Rental | MHHS-TMC |  |  |  | FFL8493 |  | TMC |  | Rental | [7 empty] | PUMPINFUSION-ALARIS-Medley 8100 |  | MEDLEY PUMP MODULE LVP *MEMORIAL HERMANN |  |  | PUMPINFUSION-ALARIS-Medley 8100 | [6 empty] | Verified as Rental |  |  | MHHS-TMC
NO | YES |  |  |  | FFL8496 |  | CAREFUSION | 8100M |  |  | Rental | MHHS-TMC |  |  |  | FFL8496 |  | TMC |  | Rental | [7 empty] | PUMPINFUSION-ALARIS-Medley 8100 |  | MEDLEY PUMP MODULE LVP *MEMORIAL HERMANN |  |  | PUMPINFUSION-ALARIS-Medley 8100 | [6 empty] | Verified as Rental |  |  | MHHS-TMC
NO | YES |  |  |  | FFL8497 |  | CAREFUSION | 8100M |  |  | Rental | MHHS-TMC |  |  |  | FFL8497 |  | TMC |  | Rental | [7 empty] | PUMPINFUSION-ALARIS-Medley 8100 |  | MEDLEY PUMP MODULE LVP *MEMORIAL HERMANN |  |  | PUMPINFUSION-ALARIS-Medley 8100 | [6 empty] | Verified as Rental |  |  | MHHS-TMC
NO | YES |  |  |  | FFL8499 |  | CAREFUSION | 8100M |  |  | Rental | MHHS-TMC |  |  |  | FFL8499 |  | TMC |  | Rental | [7 empty] | PUMPINFUSION-ALARIS-Medley 8100 |  | MEDLEY PUMP MODULE LVP *MEMORIAL HERMANN |  |  | PUMPINFUSION-ALARIS-Medley 8100 | [6 empty] | Verified as Rental |  |  | MHHS-TMC
NO | YES |  |  |  | FFL8504 |  | CAREFUSION | 8100M |  |  | Rental | MHHS-TMC |  |  |  | FFL8504 |  | TMC |  | Rental | [7 empty] | PUMPINFUSION-ALARIS-Medley 8100 |  | MEDLEY PUMP MODULE LVP *MEMORIAL HERMANN |  |  | PUMPINFUSION-ALARIS-Medley 8100 | [6 empty] | Verified as Rental |  |  | MHHS-TMC
NO | YES |  |  |  | FFL8508 |  | CAREFUSION | 8100M |  |  | Rental | MHHS-TMC |  |  |  | FFL8508 |  | TMC |  | Rental | [7 empty] | PUMPINFUSION-ALARIS-Medley 8100 |  | MEDLEY PUMP MODULE LVP *MEMORIAL HERMANN |  |  | PUMPINFUSION-ALARIS-Medley 8100 | [6 empty] | Verified as Rental |  |  | MHHS-TMC
NO | YES |  |  |  | FFL8510 |  | CAREFUSION | 8100M |  |  | Rental | MHHS-TMC |  |  |  | FFL8510 |  | TMC |  | Rental | [7 empty] | PUMPINFUSION-ALARIS-Medley 8100 |  | MEDLEY PUMP MODULE LVP *MEMORIAL HERMANN |  |  | PUMPINFUSION-ALARIS-Medley 8100 | [6 empty] | Verified as Rental |  |  | MHHS-TMC
NO | YES |  |  |  | FFL8512 |  | CAREFUSION | 8100M |  |  | Rental | MHHS-TMC |  |  |  | FFL8512 |  | TMC |  | Rental | [7 empty] | PUMPINFUSION-ALARIS-Medley 8100 |  | MEDLEY PUMP MODULE LVP *MEMORIAL HERMANN |  |  | PUMPINFUSION-ALARIS-Medley 8100 | [6 empty] | Verified as Rental |  |  | MHHS-TMC
NO | YES |  |  |  | FFL8513 |  | CAREFUSION | 8100M |  |  | Rental | MHHS-TMC |  |  |  | FFL8513 |  | TMC |  | Rental | [7 empty] | PUMPINFUSION-ALARIS-Medley 8100 |  | MEDLEY PUMP MODULE LVP *MEMORIAL HERMANN |  |  | PUMPINFUSION-ALARIS-Medley 8100 | [6 empty] | Verified as Rental |  |  | MHHS-TMC
NO | YES |  |  |  | FFL8520 |  | CAREFUSION | 8100M |  |  | Rental | MHHS-TMC |  |  |  | FFL8520 |  | TMC |  | Rental | [7 empty] | PUMPINFUSION-ALARIS-Medley 8100 |  | MEDLEY PUMP MODULE LVP *MEMORIAL HERMANN |  |  | PUMPINFUSION-ALARIS-Medley 8100 | [6 empty] | Verified as Rental |  |  | MHHS-TMC
NO | YES |  |  |  | FFL8522 |  | CAREFUSION | 8100M |  |  | Rental | MHHS-TMC |  |  |  | FFL8522 |  | TMC |  | Rental | [7 empty] | PUMPINFUSION-ALARIS-Medley 8100 |  | MEDLEY PUMP MODULE LVP *MEMORIAL HERMANN |  |  | PUMPINFUSION-ALARIS-Medley 8100 | [6 empty] | Verified as Rental |  |  | MHHS-TMC
NO | YES |  |  |  | FFL8523 |  | CAREFUSION | 8100M |  |  | Rental | MHHS-TMC |  |  |  | FFL8523 |  | TMC |  | Rental | [7 empty] | PUMPINFUSION-ALARIS-Medley 8100 |  | MEDLEY PUMP MODULE LVP *MEMORIAL HERMANN |  |  | PUMPINFUSION-ALARIS-Medley 8100 | [6 empty] | Verified as Rental |  |  | MHHS-TMC
NO | YES |  |  |  | FFL8527 |  | CAREFUSION | 8100M |  |  | Rental | MHHS-TMC |  |  |  | FFL8527 |  | TMC |  | Rental | [7 empty] | PUMPINFUSION-ALARIS-Medley 8100 |  | MEDLEY PUMP MODULE LVP *MEMORIAL HERMANN |  |  | PUMPINFUSION-ALARIS-Medley 8100 | [6 empty] | Verified as Rental |  |  | MHHS-TMC
NO | YES |  |  |  | FFL8528 |  | CAREFUSION | 8100M |  |  | Rental | MHHS-TMC |  |  |  | FFL8528 |  | TMC |  | Rental | [7 empty] | PUMPINFUSION-ALARIS-Medley 8100 |  | MEDLEY PUMP MODULE LVP *MEMORIAL HERMANN |  |  | PUMPINFUSION-ALARIS-Medley 8100 | [6 empty] | Verified as Rental |  |  | MHHS-TMC
NO | YES |  |  |  | FFL8531 |  | CAREFUSION | 8100M |  |  | Rental | MHHS-TMC |  |  |  | FFL8531 |  | TMC |  | Rental | [7 empty] | PUMPINFUSION-ALARIS-Medley 8100 |  | MEDLEY PUMP MODULE LVP *MEMORIAL HERMANN |  |  | PUMPINFUSION-ALARIS-Medley 8100 | [6 empty] | Verified as Rental |  |  | MHHS-TMC
NO | YES |  |  |  | FFL8532 |  | CAREFUSION | 8100M |  |  | Rental | MHHS-TMC |  |  |  | FFL8532 |  | TMC |  | Rental | [7 empty] | PUMPINFUSION-ALARIS-Medley 8100 |  | MEDLEY PUMP MODULE LVP *MEMORIAL HERMANN |  |  | PUMPINFUSION-ALARIS-Medley 8100 | [6 empty] | Verified as Rental |  |  | MHHS-TMC
NO | YES |  |  |  | FFL8533 |  | CAREFUSION | 8100M |  |  | Rental | MHHS-TMC |  |  |  | FFL8533 |  | TMC |  | Rental | [7 empty] | PUMPINFUSION-ALARIS-Medley 8100 |  | MEDLEY PUMP MODULE LVP *MEMORIAL HERMANN |  |  | PUMPINFUSION-ALARIS-Medley 8100 | [6 empty] | Verified as Rental |  |  | MHHS-TMC
NO | YES |  |  |  | FFL8534 |  | CAREFUSION | 8100M |  |  | Rental | MHHS-TMC |  |  |  | FFL8534 |  | TMC |  | Rental | [7 empty] | PUMPINFUSION-ALARIS-Medley 8100 |  | MEDLEY PUMP MODULE LVP *MEMORIAL HERMANN |  |  | PUMPINFUSION-ALARIS-Medley 8100 | [6 empty] | Verified as Rental |  |  | MHHS-TMC
NO | YES |  |  |  | FFL8542 |  | CAREFUSION | 8100M |  |  | Rental | MHHS-TMC |  |  |  | FFL8542 |  | TMC |  | Rental | [7 empty] | PUMPINFUSION-ALARIS-Medley 8100 |  | MEDLEY PUMP MODULE LVP *MEMORIAL HERMANN |  |  | PUMPINFUSION-ALARIS-Medley 8100 | [6 empty] | Verified as Rental |  |  | MHHS-TMC
NO | YES |  |  |  | FFL8544 |  | CAREFUSION | 8100M |  |  | Rental | MHHS-TMC |  |  |  | FFL8544 |  | TMC |  | Rental | [7 empty] | PUMPINFUSION-ALARIS-Medley 8100 |  | MEDLEY PUMP MODULE LVP *MEMORIAL HERMANN |  |  | PUMPINFUSION-ALARIS-Medley 8100 | [6 empty] | Verified as Rental |  |  | MHHS-TMC
NO | YES |  |  |  | FFL8547 |  | CAREFUSION | 8100M |  |  | Rental | MHHS-TMC |  |  |  | FFL8547 |  | TMC |  | Rental | [7 empty] | PUMPINFUSION-ALARIS-Medley 8100 |  | MEDLEY PUMP MODULE LVP *MEMORIAL HERMANN |  |  | PUMPINFUSION-ALARIS-Medley 8100 | [6 empty] | Verified as Rental |  |  | MHHS-TMC
NO | YES |  |  |  | FFL8555 |  | CAREFUSION | 8100M |  |  | Rental | MHHS-TMC |  |  |  | FFL8555 |  | TMC |  | Rental | [7 empty] | PUMPINFUSION-ALARIS-Medley 8100 |  | MEDLEY PUMP MODULE LVP *MEMORIAL HERMANN |  |  | PUMPINFUSION-ALARIS-Medley 8100 | [6 empty] | Verified as Rental |  |  | MHHS-TMC
NO | YES |  |  |  | FFL8569 |  | CAREFUSION | 8100M |  |  | Rental | MHHS-TMC |  |  |  | FFL8569 |  | TMC |  | Rental | [7 empty] | PUMPINFUSION-ALARIS-Medley 8100 |  | MEDLEY PUMP MODULE LVP *MEMORIAL HERMANN |  |  | PUMPINFUSION-ALARIS-Medley 8100 | [6 empty] | Verified as Rental |  |  | MHHS-TMC
NO | YES |  |  |  | FFL8577 |  | CAREFUSION | 8100M |  |  | Rental | MHHS-TMC |  |  |  | FFL8577 |  | TMC |  | Rental | [7 empty] | PUMPINFUSION-ALARIS-Medley 8100 |  | MEDLEY PUMP MODULE LVP *MEMORIAL HERMANN |  |  | PUMPINFUSION-ALARIS-Medley 8100 | [6 empty] | Verified as Rental |  |  | MHHS-TMC
NO | YES |  |  |  | FFL8578 |  | CAREFUSION | 8100M |  |  | Rental | MHHS-TMC |  |  |  | FFL8578 |  | TMC |  | Rental | [7 empty] | PUMPINFUSION-ALARIS-Medley 8100 |  | MEDLEY PUMP MODULE LVP *MEMORIAL HERMANN |  |  | PUMPINFUSION-ALARIS-Medley 8100 | [6 empty] | Verified as Rental |  |  | MHHS-TMC
NO | YES |  |  |  | FFL8582 |  | CAREFUSION | 8100M |  |  | Rental | MHHS-TMC |  |  |  | FFL8582 |  | TMC |  | Rental | [7 empty] | PUMPINFUSION-ALARIS-Medley 8100 |  | MEDLEY PUMP MODULE LVP *MEMORIAL HERMANN |  |  | PUMPINFUSION-ALARIS-Medley 8100 | [6 empty] | Verified as Rental |  |  | MHHS-TMC
NO | YES |  |  |  | FFL8584 |  | CAREFUSION | 8100M |  |  | Rental | MHHS-TMC |  |  |  | FFL8584 |  | TMC |  | Rental | [7 empty] | PUMPINFUSION-ALARIS-Medley 8100 |  | MEDLEY PUMP MODULE LVP *MEMORIAL HERMANN |  |  | PUMPINFUSION-ALARIS-Medley 8100 | [6 empty] | Verified as Rental |  |  | MHHS-TMC
NO | YES |  |  |  | FFL8586 |  | CAREFUSION | 8100M |  |  | Rental | MHHS-TMC |  |  |  | FFL8586 |  | TMC |  | Rental | [7 empty] | PUMPINFUSION-ALARIS-Medley 8100 |  | MEDLEY PUMP MODULE LVP *MEMORIAL HERMANN |  |  | PUMPINFUSION-ALARIS-Medley 8100 | [6 empty] | Verified as Rental |  |  | MHHS-TMC
NO | YES |  |  |  | FFL8587 |  | CAREFUSION | 8100M |  |  | Rental | MHHS-TMC |  |  |  | FFL8587 |  | TMC |  | Rental | [7 empty] | PUMPINFUSION-ALARIS-Medley 8100 |  | MEDLEY PUMP MODULE LVP *MEMORIAL HERMANN |  |  | PUMPINFUSION-ALARIS-Medley 8100 | [6 empty] | Verified as Rental |  |  | MHHS-TMC
NO | YES |  |  |  | FFL8588 |  | CAREFUSION | 8100M |  |  | Rental | MHHS-TMC |  |  |  | FFL8588 |  | TMC |  | Rental | [7 empty] | PUMPINFUSION-ALARIS-Medley 8100 |  | MEDLEY PUMP MODULE LVP *MEMORIAL HERMANN |  |  | PUMPINFUSION-ALARIS-Medley 8100 | [6 empty] | Verified as Rental |  |  | MHHS-TMC
NO | YES |  |  |  | FFL8589 |  | CAREFUSION | 8100M |  |  | Rental | MHHS-TMC |  |  |  | FFL8589 |  | TMC |  | Rental | [7 empty] | PUMPINFUSION-ALARIS-Medley 8100 |  | MEDLEY PUMP MODULE LVP *MEMORIAL HERMANN |  |  | PUMPINFUSION-ALARIS-Medley 8100 | [6 empty] | Verified as Rental |  |  | MHHS-TMC
NO | YES |  |  |  | FFL8590 |  | CAREFUSION | 8100M |  |  | Rental | MHHS-TMC |  |  |  | FFL8590 |  | TMC |  | Rental | [7 empty] | PUMPINFUSION-ALARIS-Medley 8100 |  | MEDLEY PUMP MODULE LVP *MEMORIAL HERMANN |  |  | PUMPINFUSION-ALARIS-Medley 8100 | [6 empty] | Verified as Rental |  |  | MHHS-TMC
NO | YES |  |  |  | FFL8593 |  | CAREFUSION | 8100M |  |  | Rental | MHHS-TMC |  |  |  | FFL8593 |  | TMC |  | Rental | [7 empty] | PUMPINFUSION-ALARIS-Medley 8100 |  | MEDLEY PUMP MODULE LVP *MEMORIAL HERMANN |  |  | PUMPINFUSION-ALARIS-Medley 8100 | [6 empty] | Verified as Rental |  |  | MHHS-TMC
NO | YES |  |  |  | FFL8594 |  | CAREFUSION | 8100M |  |  | Rental | MHHS-TMC |  |  |  | FFL8594 |  | TMC |  | Rental | [7 empty] | PUMPINFUSION-ALARIS-Medley 8100 |  | MEDLEY PUMP MODULE LVP *MEMORIAL HERMANN |  |  | PUMPINFUSION-ALARIS-Medley 8100 | [6 empty] | Verified as Rental |  |  | MHHS-TMC
NO | YES |  |  |  | FFL8598 |  | CAREFUSION | 8100M |  |  | Rental | MHHS-TMC |  |  |  | FFL8598 |  | TMC |  | Rental | [7 empty] | PUMPINFUSION-ALARIS-Medley 8100 |  | MEDLEY PUMP MODULE LVP *MEMORIAL HERMANN |  |  | PUMPINFUSION-ALARIS-Medley 8100 | [6 empty] | Verified as Rental |  |  | MHHS-TMC
NO | YES |  |  |  | FFL8610 |  | CAREFUSION | 8100M |  |  | Rental | MHHS-TMC |  |  |  | FFL8610 |  | TMC |  | Rental | [7 empty] | PUMPINFUSION-ALARIS-Medley 8100 |  | MEDLEY PUMP MODULE LVP *MEMORIAL HERMANN |  |  | PUMPINFUSION-ALARIS-Medley 8100 | [6 empty] | Verified as Rental |  |  | MHHS-TMC
NO | YES |  |  |  | FFL8620 |  | CAREFUSION | 8100M |  |  | Rental | MHHS-TMC |  |  |  | FFL8620 |  | TMC |  | Rental | [7 empty] | PUMPINFUSION-ALARIS-Medley 8100 |  | MEDLEY PUMP MODULE LVP *MEMORIAL HERMANN |  |  | PUMPINFUSION-ALARIS-Medley 8100 | [6 empty] | Verified as Rental |  |  | MHHS-TMC
NO | YES |  |  |  | FFL8626 |  | CAREFUSION | 8100M |  |  | Rental | MHHS-TMC |  |  |  | FFL8626 |  | TMC |  | Rental | [7 empty] | PUMPINFUSION-ALARIS-Medley 8100 |  | MEDLEY PUMP MODULE LVP *MEMORIAL HERMANN |  |  | PUMPINFUSION-ALARIS-Medley 8100 | [6 empty] | Verified as Rental |  |  | MHHS-TMC
NO | YES |  |  |  | FFL8632 |  | CAREFUSION | 8100M |  |  | Rental | MHHS-TMC |  |  |  | FFL8632 |  | TMC |  | Rental | [7 empty] | PUMPINFUSION-ALARIS-Medley 8100 |  | MEDLEY PUMP MODULE LVP *MEMORIAL HERMANN |  |  | PUMPINFUSION-ALARIS-Medley 8100 | [6 empty] | Verified as Rental |  |  | MHHS-TMC
NO | YES |  |  |  | FFL8634 |  | CAREFUSION | 8100M |  |  | Rental | MHHS-TMC |  |  |  | FFL8634 |  | TMC |  | Rental | [7 empty] | PUMPINFUSION-ALARIS-Medley 8100 |  | MEDLEY PUMP MODULE LVP *MEMORIAL HERMANN |  |  | PUMPINFUSION-ALARIS-Medley 8100 | [6 empty] | Verified as Rental |  |  | MHHS-TMC
NO | YES |  |  |  | FFL8635 |  | CAREFUSION | 8100M |  |  | Rental | MHHS-TMC |  |  |  | FFL8635 |  | TMC |  | Rental | [7 empty] | PUMPINFUSION-ALARIS-Medley 8100 |  | MEDLEY PUMP MODULE LVP *MEMORIAL HERMANN |  |  | PUMPINFUSION-ALARIS-Medley 8100 | [6 empty] | Verified as Rental |  |  | MHHS-TMC
NO | YES |  |  |  | FFL8636 |  | CAREFUSION | 8100M |  |  | Rental | MHHS-TMC |  |  |  | FFL8636 |  | TMC |  | Rental | [7 empty] | PUMPINFUSION-ALARIS-Medley 8100 |  | MEDLEY PUMP MODULE LVP *MEMORIAL HERMANN |  |  | PUMPINFUSION-ALARIS-Medley 8100 | [6 empty] | Verified as Rental |  |  | MHHS-TMC
NO | YES |  |  |  | FFL8637 |  | CAREFUSION | 8100M |  |  | Rental | MHHS-TMC |  |  |  | FFL8637 |  | TMC |  | Rental | [7 empty] | PUMPINFUSION-ALARIS-Medley 8100 |  | MEDLEY PUMP MODULE LVP *MEMORIAL HERMANN |  |  | PUMPINFUSION-ALARIS-Medley 8100 | [6 empty] | Verified as Rental |  |  | MHHS-TMC
NO | YES |  |  |  | FFL8638 |  | CAREFUSION | 8100M |  |  | Rental | MHHS-TMC |  |  |  | FFL8638 |  | TMC |  | Rental | [7 empty] | PUMPINFUSION-ALARIS-Medley 8100 |  | MEDLEY PUMP MODULE LVP *MEMORIAL HERMANN |  |  | PUMPINFUSION-ALARIS-Medley 8100 | [6 empty] | Verified as Rental |  |  | MHHS-TMC
NO | YES |  |  |  | FFL8639 |  | CAREFUSION | 8100M |  |  | Rental | MHHS-TMC |  |  |  | FFL8639 |  | TMC |  | Rental | [7 empty] | PUMPINFUSION-ALARIS-Medley 8100 |  | MEDLEY PUMP MODULE LVP *MEMORIAL HERMANN |  |  | PUMPINFUSION-ALARIS-Medley 8100 | [6 empty] | Verified as Rental |  |  | MHHS-TMC
NO | YES |  |  |  | FFL8641 |  | CAREFUSION | 8100M |  |  | Rental | MHHS-TMC |  |  |  | FFL8641 |  | TMC |  | Rental | [7 empty] | PUMPINFUSION-ALARIS-Medley 8100 |  | MEDLEY PUMP MODULE LVP *MEMORIAL HERMANN |  |  | PUMPINFUSION-ALARIS-Medley 8100 | [6 empty] | Verified as Rental |  |  | MHHS-TMC
NO | YES |  |  |  | FFL8643 |  | CAREFUSION | 8100M |  |  | Rental | MHHS-TMC |  |  |  | FFL8643 |  | TMC |  | Rental | [7 empty] | PUMPINFUSION-ALARIS-Medley 8100 |  | MEDLEY PUMP MODULE LVP *MEMORIAL HERMANN |  |  | PUMPINFUSION-ALARIS-Medley 8100 | [6 empty] | Verified as Rental |  |  | MHHS-TMC
NO | YES |  |  |  | FFL8645 |  | CAREFUSION | 8100M |  |  | Rental | MHHS-TMC |  |  |  | FFL8645 |  | TMC |  | Rental | [7 empty] | PUMPINFUSION-ALARIS-Medley 8100 |  | MEDLEY PUMP MODULE LVP *MEMORIAL HERMANN |  |  | PUMPINFUSION-ALARIS-Medley 8100 | [6 empty] | Verified as Rental |  |  | MHHS-TMC
NO | YES |  |  |  | FFL8647 |  | CAREFUSION | 8100M |  |  | Rental | MHHS-TMC |  |  |  | FFL8647 |  | TMC |  | Rental | [7 empty] | PUMPINFUSION-ALARIS-Medley 8100 |  | MEDLEY PUMP MODULE LVP *MEMORIAL HERMANN |  |  | PUMPINFUSION-ALARIS-Medley 8100 | [6 empty] | Verified as Rental |  |  | MHHS-TMC
NO | YES |  |  |  | FFL8650 |  | CAREFUSION | 8100M |  |  | Rental | MHHS-TMC |  |  |  | FFL8650 |  | TMC |  | Rental | [7 empty] | PUMPINFUSION-ALARIS-Medley 8100 |  | MEDLEY PUMP MODULE LVP *MEMORIAL HERMANN |  |  | PUMPINFUSION-ALARIS-Medley 8100 | [6 empty] | Verified as Rental |  |  | MHHS-TMC
NO | YES |  |  |  | FFL8652 |  | CAREFUSION | 8100M |  |  | Rental | MHHS-TMC |  |  |  | FFL8652 |  | TMC |  | Rental | [7 empty] | PUMPINFUSION-ALARIS-Medley 8100 |  | MEDLEY PUMP MODULE LVP *MEMORIAL HERMANN |  |  | PUMPINFUSION-ALARIS-Medley 8100 | [6 empty] | Verified as Rental |  |  | MHHS-TMC
NO | YES |  |  |  | FFL8670 |  | CAREFUSION | 8100M |  |  | Rental | MHHS-TMC |  |  |  | FFL8670 |  | TMC |  | Rental | [7 empty] | PUMPINFUSION-ALARIS-Medley 8100 |  | MEDLEY PUMP MODULE LVP *MEMORIAL HERMANN |  |  | PUMPINFUSION-ALARIS-Medley 8100 | [6 empty] | Verified as Rental |  |  | MHHS-TMC
NO | YES |  |  |  | FFL8673 |  | CAREFUSION | 8100M |  |  | Rental | MHHS-TMC |  |  |  | FFL8673 |  | TMC |  | Rental | [7 empty] | PUMPINFUSION-ALARIS-Medley 8100 |  | MEDLEY PUMP MODULE LVP *MEMORIAL HERMANN |  |  | PUMPINFUSION-ALARIS-Medley 8100 | [6 empty] | Verified as Rental |  |  | MHHS-TMC
NO | YES |  |  |  | FFL8676 |  | CAREFUSION | 8100M |  |  | Rental | MHHS-TMC |  |  |  | FFL8676 |  | TMC |  | Rental | [7 empty] | PUMPINFUSION-ALARIS-Medley 8100 |  | MEDLEY PUMP MODULE LVP *MEMORIAL HERMANN |  |  | PUMPINFUSION-ALARIS-Medley 8100 | [6 empty] | Verified as Rental |  |  | MHHS-TMC
NO | YES |  |  |  | FFL8677 |  | CAREFUSION | 8100M |  |  | Rental | MHHS-TMC |  |  |  | FFL8677 |  | TMC |  | Rental | [7 empty] | PUMPINFUSION-ALARIS-Medley 8100 |  | MEDLEY PUMP MODULE LVP *MEMORIAL HERMANN |  |  | PUMPINFUSION-ALARIS-Medley 8100 | [6 empty] | Verified as Rental |  |  | MHHS-TMC
NO | YES |  |  |  | FFL8678 |  | CAREFUSION | 8100M |  |  | Rental | MHHS-TMC |  |  |  | FFL8678 |  | TMC |  | Rental | [7 empty] | PUMPINFUSION-ALARIS-Medley 8100 |  | MEDLEY PUMP MODULE LVP *MEMORIAL HERMANN |  |  | PUMPINFUSION-ALARIS-Medley 8100 | [6 empty] | Verified as Rental |  |  | MHHS-TMC
NO | YES |  |  |  | FFL8679 |  | CAREFUSION | 8100M |  |  | Rental | MHHS-TMC |  |  |  | FFL8679 |  | TMC |  | Rental | [7 empty] | PUMPINFUSION-ALARIS-Medley 8100 |  | MEDLEY PUMP MODULE LVP *MEMORIAL HERMANN |  |  | PUMPINFUSION-ALARIS-Medley 8100 | [6 empty] | Verified as Rental |  |  | MHHS-TMC
NO | YES |  |  |  | FFL8680 |  | CAREFUSION | 8100M |  |  | Rental | MHHS-TMC |  |  |  | FFL8680 |  | TMC |  | Rental | [7 empty] | PUMPINFUSION-ALARIS-Medley 8100 |  | MEDLEY PUMP MODULE LVP *MEMORIAL HERMANN |  |  | PUMPINFUSION-ALARIS-Medley 8100 | [6 empty] | Verified as Rental |  |  | MHHS-TMC
NO | YES |  |  |  | FFL8684 |  | CAREFUSION | 8100M |  |  | Rental | MHHS-TMC |  |  |  | FFL8684 |  | TMC |  | Rental | [7 empty] | PUMPINFUSION-ALARIS-Medley 8100 |  | MEDLEY PUMP MODULE LVP *MEMORIAL HERMANN |  |  | PUMPINFUSION-ALARIS-Medley 8100 | [6 empty] | Verified as Rental |  |  | MHHS-TMC
NO | YES |  |  |  | FFL8685 |  | CAREFUSION | 8100M |  |  | Rental | MHHS-TMC |  |  |  | FFL8685 |  | TMC |  | Rental | [7 empty] | PUMPINFUSION-ALARIS-Medley 8100 |  | MEDLEY PUMP MODULE LVP *MEMORIAL HERMANN |  |  | PUMPINFUSION-ALARIS-Medley 8100 | [6 empty] | Verified as Rental |  |  | MHHS-TMC
NO | YES |  |  |  | FFL8694 |  | CAREFUSION | 8100M |  |  | Rental | MHHS-TMC |  |  |  | FFL8694 |  | TMC |  | Rental | [7 empty] | PUMPINFUSION-ALARIS-Medley 8100 |  | MEDLEY PUMP MODULE LVP *MEMORIAL HERMANN |  |  | PUMPINFUSION-ALARIS-Medley 8100 | [6 empty] | Verified as Rental |  |  | MHHS-TMC
NO | YES |  |  |  | FFL8707 |  | CAREFUSION | 8100M |  |  | Rental | MHHS-TMC |  |  |  | FFL8707 |  | TMC |  | Rental | [7 empty] | PUMPINFUSION-ALARIS-Medley 8100 |  | MEDLEY PUMP MODULE LVP *MEMORIAL HERMANN |  |  | PUMPINFUSION-ALARIS-Medley 8100 | [6 empty] | Verified as Rental |  |  | MHHS-TMC
NO | YES |  |  |  | FFL8712 |  | CAREFUSION | 8100M |  |  | Rental | MHHS-TMC |  |  |  | FFL8712 |  | TMC |  | Rental | [7 empty] | PUMPINFUSION-ALARIS-Medley 8100 |  | MEDLEY PUMP MODULE LVP *MEMORIAL HERMANN |  |  | PUMPINFUSION-ALARIS-Medley 8100 | [6 empty] | Verified as Rental |  |  | MHHS-TMC
NO | YES |  |  |  | FFL8713 |  | CAREFUSION | 8100M |  |  | Rental | MHHS-TMC |  |  |  | FFL8713 |  | TMC |  | Rental | [7 empty] | PUMPINFUSION-ALARIS-Medley 8100 |  | MEDLEY PUMP MODULE LVP *MEMORIAL HERMANN |  |  | PUMPINFUSION-ALARIS-Medley 8100 | [6 empty] | Verified as Rental |  |  | MHHS-TMC
NO | YES |  |  |  | FFL8716 |  | CAREFUSION | 8100M |  |  | Rental | MHHS-TMC |  |  |  | FFL8716 |  | TMC |  | Rental | [7 empty] | PUMPINFUSION-ALARIS-Medley 8100 |  | MEDLEY PUMP MODULE LVP *MEMORIAL HERMANN |  |  | PUMPINFUSION-ALARIS-Medley 8100 | [6 empty] | Verified as Rental |  |  | MHHS-TMC
NO | YES |  |  |  | FFL8722 |  | CAREFUSION | 8100M |  |  | Rental | MHHS-TMC |  |  |  | FFL8722 |  | TMC |  | Rental | [7 empty] | PUMPINFUSION-ALARIS-Medley 8100 |  | MEDLEY PUMP MODULE LVP *MEMORIAL HERMANN |  |  | PUMPINFUSION-ALARIS-Medley 8100 | [6 empty] | Verified as Rental |  |  | MHHS-TMC
NO | YES |  |  |  | FFL8729 |  | CAREFUSION | 8100M |  |  | Rental | MHHS-TMC |  |  |  | FFL8729 |  | TMC |  | Rental | [7 empty] | PUMPINFUSION-ALARIS-Medley 8100 |  | MEDLEY PUMP MODULE LVP *MEMORIAL HERMANN |  |  | PUMPINFUSION-ALARIS-Medley 8100 | [6 empty] | Verified as Rental |  |  | MHHS-TMC
NO | YES |  |  |  | FFL8733 |  | CAREFUSION | 8100M |  |  | Rental | MHHS-TMC |  |  |  | FFL8733 |  | TMC |  | Rental | [7 empty] | PUMPINFUSION-ALARIS-Medley 8100 |  | MEDLEY PUMP MODULE LVP *MEMORIAL HERMANN |  |  | PUMPINFUSION-ALARIS-Medley 8100 | [6 empty] | Verified as Rental |  |  | MHHS-TMC
NO | YES |  |  |  | FFL8736 |  | CAREFUSION | 8100M |  |  | Rental | MHHS-TMC |  |  |  | FFL8736 |  | TMC |  | Rental | [7 empty] | PUMPINFUSION-ALARIS-Medley 8100 |  | MEDLEY PUMP MODULE LVP *MEMORIAL HERMANN |  |  | PUMPINFUSION-ALARIS-Medley 8100 | [6 empty] | Verified as Rental |  |  | MHHS-TMC
NO | YES |  |  |  | FFL8738 |  | CAREFUSION | 8100M |  |  | Rental | MHHS-TMC |  |  |  | FFL8738 |  | TMC |  | Rental | [7 empty] | PUMPINFUSION-ALARIS-Medley 8100 |  | MEDLEY PUMP MODULE LVP *MEMORIAL HERMANN |  |  | PUMPINFUSION-ALARIS-Medley 8100 | [6 empty] | Verified as Rental |  |  | MHHS-TMC
NO | YES |  |  |  | FFL8750 |  | CAREFUSION | 8100M |  |  | Rental | MHHS-TMC |  |  |  | FFL8750 |  | TMC |  | Rental | [7 empty] | PUMPINFUSION-ALARIS-Medley 8100 |  | MEDLEY PUMP MODULE LVP *MEMORIAL HERMANN |  |  | PUMPINFUSION-ALARIS-Medley 8100 | [6 empty] | Verified as Rental |  |  | MHHS-TMC
NO | YES |  |  |  | FFL8751 |  | CAREFUSION | 8100M |  |  | Rental | MHHS-TMC |  |  |  | FFL8751 |  | TMC |  | Rental | [7 empty] | PUMPINFUSION-ALARIS-Medley 8100 |  | MEDLEY PUMP MODULE LVP *MEMORIAL HERMANN |  |  | PUMPINFUSION-ALARIS-Medley 8100 | [6 empty] | Verified as Rental |  |  | MHHS-TMC
NO | YES |  |  |  | FFL8752 |  | CAREFUSION | 8100M |  |  | Rental | MHHS-TMC |  |  |  | FFL8752 |  | TMC |  | Rental | [7 empty] | PUMPINFUSION-ALARIS-Medley 8100 |  | MEDLEY PUMP MODULE LVP *MEMORIAL HERMANN |  |  | PUMPINFUSION-ALARIS-Medley 8100 | [6 empty] | Verified as Rental |  |  | MHHS-TMC
NO | YES |  |  |  | FFL8757 |  | CAREFUSION | 8100M |  |  | Rental | MHHS-TMC |  |  |  | FFL8757 |  | TMC |  | Rental | [7 empty] | PUMPINFUSION-ALARIS-Medley 8100 |  | MEDLEY PUMP MODULE LVP *MEMORIAL HERMANN |  |  | PUMPINFUSION-ALARIS-Medley 8100 | [6 empty] | Verified as Rental |  |  | MHHS-TMC
NO | YES |  |  |  | FFL8758 |  | CAREFUSION | 8100M |  |  | Rental | MHHS-TMC |  |  |  | FFL8758 |  | TMC |  | Rental | [7 empty] | PUMPINFUSION-ALARIS-Medley 8100 |  | MEDLEY PUMP MODULE LVP *MEMORIAL HERMANN |  |  | PUMPINFUSION-ALARIS-Medley 8100 | [6 empty] | Verified as Rental |  |  | MHHS-TMC
NO | YES |  |  |  | FFL8759 |  | CAREFUSION | 8100M |  |  | Rental | MHHS-TMC |  |  |  | FFL8759 |  | TMC |  | Rental | [7 empty] | PUMPINFUSION-ALARIS-Medley 8100 |  | MEDLEY PUMP MODULE LVP *MEMORIAL HERMANN |  |  | PUMPINFUSION-ALARIS-Medley 8100 | [6 empty] | Verified as Rental |  |  | MHHS-TMC
NO | YES |  |  |  | FFL8760 |  | CAREFUSION | 8100M |  |  | Rental | MHHS-TMC |  |  |  | FFL8760 |  | TMC |  | Rental | [7 empty] | PUMPINFUSION-ALARIS-Medley 8100 |  | MEDLEY PUMP MODULE LVP *MEMORIAL HERMANN |  |  | PUMPINFUSION-ALARIS-Medley 8100 | [6 empty] | Verified as Rental |  |  | MHHS-TMC
NO | YES |  |  |  | FFL8762 |  | CAREFUSION | 8100M |  |  | Rental | MHHS-TMC |  |  |  | FFL8762 |  | TMC |  | Rental | [7 empty] | PUMPINFUSION-ALARIS-Medley 8100 |  | MEDLEY PUMP MODULE LVP *MEMORIAL HERMANN |  |  | PUMPINFUSION-ALARIS-Medley 8100 | [6 empty] | Verified as Rental |  |  | MHHS-TMC
NO | YES |  |  |  | FFL125 |  | CAREFUSION | 8100M |  |  | Rental | MHHS-Woodlands |  |  |  | FFL125 |  | Woodlands |  | Rental | [7 empty] | PUMPINFUSION-ALARIS-Medley 8100 |  | MEDLEY PUMP MODULE LVP *MEMORIAL HERMANN |  |  | PUMPINFUSION-ALARIS-Medley 8100 | [6 empty] | Verified as Rental |  |  | MHHS-Woodlands
NO | YES |  |  |  | FFL165 |  | CAREFUSION | 8100M |  |  | Rental | MHHS-Woodlands |  |  |  | FFL165 |  | Woodlands |  | Rental | [7 empty] | PUMPINFUSION-ALARIS-Medley 8100 |  | MEDLEY PUMP MODULE LVP *MEMORIAL HERMANN |  |  | PUMPINFUSION-ALARIS-Medley 8100 | [6 empty] | Verified as Rental |  |  | MHHS-Woodlands
NO | YES |  |  |  | FFL179 |  | CAREFUSION | 8100M |  |  | Rental | MHHS-Woodlands |  |  |  | FFL179 |  | Woodlands |  | Rental | [7 empty] | PUMPINFUSION-ALARIS-Medley 8100 |  | MEDLEY PUMP MODULE LVP *MEMORIAL HERMANN |  |  | PUMPINFUSION-ALARIS-Medley 8100 | [6 empty] | Verified as Rental |  |  | MHHS-Woodlands
NO | YES |  |  |  | FFL198 |  | CAREFUSION | 8100M |  |  | Rental | MHHS-Woodlands |  |  |  | FFL198 |  | Woodlands |  | Rental | [7 empty] | PUMPINFUSION-ALARIS-Medley 8100 |  | MEDLEY PUMP MODULE LVP *MEMORIAL HERMANN |  |  | PUMPINFUSION-ALARIS-Medley 8100 | [6 empty] | Verified as Rental |  |  | MHHS-Woodlands
NO | YES |  |  |  | FFL212 |  | CAREFUSION | 8100M |  |  | Rental | MHHS-Woodlands |  |  |  | FFL212 |  | Woodlands |  | Rental | [7 empty] | PUMPINFUSION-ALARIS-Medley 8100 |  | MEDLEY PUMP MODULE LVP *MEMORIAL HERMANN |  |  | PUMPINFUSION-ALARIS-Medley 8100 | [6 empty] | Verified as Rental |  |  | MHHS-Woodlands
NO | YES |  |  |  | FFL221 |  | CAREFUSION | 8100M |  |  | Rental | MHHS-Woodlands |  |  |  | FFL221 |  | Woodlands |  | Rental | [7 empty] | PUMPINFUSION-ALARIS-Medley 8100 |  | MEDLEY PUMP MODULE LVP *MEMORIAL HERMANN |  |  | PUMPINFUSION-ALARIS-Medley 8100 | [6 empty] | Verified as Rental |  |  | MHHS-Woodlands
NO | YES |  |  |  | FFL246 |  | CAREFUSION | 8100M |  |  | Rental | MHHS-Woodlands |  |  |  | FFL246 |  | Woodlands |  | Rental | [7 empty] | PUMPINFUSION-ALARIS-Medley 8100 |  | MEDLEY PUMP MODULE LVP *MEMORIAL HERMANN |  |  | PUMPINFUSION-ALARIS-Medley 8100 | [6 empty] | Verified as Rental |  |  | MHHS-Woodlands
NO | YES |  |  |  | FFL253 |  | CAREFUSION | 8100M |  |  | Rental | MHHS-Woodlands |  |  |  | FFL253 |  | Woodlands |  | Rental | [7 empty] | PUMPINFUSION-ALARIS-Medley 8100 |  | MEDLEY PUMP MODULE LVP *MEMORIAL HERMANN |  |  | PUMPINFUSION-ALARIS-Medley 8100 | [6 empty] | Verified as Rental |  |  | MHHS-Woodlands
NO | YES |  |  |  | FFL266 |  | CAREFUSION | 8100M |  |  | Rental | MHHS-Woodlands |  |  |  | FFL266 |  | Woodlands |  | Rental | [7 empty] | PUMPINFUSION-ALARIS-Medley 8100 |  | MEDLEY PUMP MODULE LVP *MEMORIAL HERMANN |  |  | PUMPINFUSION-ALARIS-Medley 8100 | [6 empty] | Verified as Rental |  |  | MHHS-Woodlands
NO | YES |  |  |  | FFL297 |  | CAREFUSION | 8100M |  |  | Rental | MHHS-Woodlands |  |  |  | FFL297 |  | Woodlands |  | Rental | [7 empty] | PUMPINFUSION-ALARIS-Medley 8100 |  | MEDLEY PUMP MODULE LVP *MEMORIAL HERMANN |  |  | PUMPINFUSION-ALARIS-Medley 8100 | [6 empty] | Verified as Rental |  |  | MHHS-Woodlands
NO | YES |  |  |  | FFL298 |  | CAREFUSION | 8100M |  |  | Rental | MHHS-Woodlands |  |  |  | FFL298 |  | Woodlands |  | Rental | [7 empty] | PUMPINFUSION-ALARIS-Medley 8100 |  | MEDLEY PUMP MODULE LVP *MEMORIAL HERMANN |  |  | PUMPINFUSION-ALARIS-Medley 8100 | [6 empty] | Verified as Rental |  |  | MHHS-Woodlands
NO | YES |  |  |  | FFL319 |  | CAREFUSION | 8100M |  |  | Rental | MHHS-Woodlands |  |  |  | FFL319 |  | Woodlands |  | Rental | [7 empty] | PUMPINFUSION-ALARIS-Medley 8100 |  | MEDLEY PUMP MODULE LVP *MEMORIAL HERMANN |  |  | PUMPINFUSION-ALARIS-Medley 8100 | [6 empty] | Verified as Rental |  |  | MHHS-Woodlands
NO | YES |  |  |  | FFL326 |  | CAREFUSION | 8100M |  |  | Rental | MHHS-Woodlands |  |  |  | FFL326 |  | Woodlands |  | Rental | [7 empty] | PUMPINFUSION-ALARIS-Medley 8100 |  | MEDLEY PUMP MODULE LVP *MEMORIAL HERMANN |  |  | PUMPINFUSION-ALARIS-Medley 8100 | [6 empty] | Verified as Rental |  |  | MHHS-Woodlands
NO | YES |  |  |  | FFL387 |  | CAREFUSION | 8100M |  |  | Rental | MHHS-Woodlands |  |  |  | FFL387 |  | Woodlands |  | Rental | [7 empty] | PUMPINFUSION-ALARIS-Medley 8100 |  | MEDLEY PUMP MODULE LVP *MEMORIAL HERMANN |  |  | PUMPINFUSION-ALARIS-Medley 8100 | [6 empty] | Verified as Rental |  |  | MHHS-Woodlands
NO | YES |  |  |  | FFL404 |  | CAREFUSION | 8100M |  |  | Rental | MHHS-Woodlands |  |  |  | FFL404 |  | Woodlands |  | Rental | [7 empty] | PUMPINFUSION-ALARIS-Medley 8100 |  | MEDLEY PUMP MODULE LVP *MEMORIAL HERMANN |  |  | PUMPINFUSION-ALARIS-Medley 8100 | [6 empty] | Verified as Rental |  |  | MHHS-Woodlands
NO | YES |  |  |  | FFL409 |  | CAREFUSION | 8100M |  |  | Rental | MHHS-Woodlands |  |  |  | FFL409 |  | Woodlands |  | Rental | [7 empty] | PUMPINFUSION-ALARIS-Medley 8100 |  | MEDLEY PUMP MODULE LVP *MEMORIAL HERMANN |  |  | PUMPINFUSION-ALARIS-Medley 8100 | [6 empty] | Verified as Rental |  |  | MHHS-Woodlands
NO | YES |  |  |  | FFL430 |  | CAREFUSION | 8100M |  |  | Rental | MHHS-Woodlands |  |  |  | FFL430 |  | Woodlands |  | Rental | [7 empty] | PUMPINFUSION-ALARIS-Medley 8100 |  | MEDLEY PUMP MODULE LVP *MEMORIAL HERMANN |  |  | PUMPINFUSION-ALARIS-Medley 8100 | [6 empty] | Verified as Rental |  |  | MHHS-Woodlands
NO | YES |  |  |  | FFL448 |  | CAREFUSION | 8100M |  |  | Rental | MHHS-Woodlands |  |  |  | FFL448 |  | Woodlands |  | Rental | [7 empty] | PUMPINFUSION-ALARIS-Medley 8100 |  | MEDLEY PUMP MODULE LVP *MEMORIAL HERMANN |  |  | PUMPINFUSION-ALARIS-Medley 8100 | [6 empty] | Verified as Rental |  |  | MHHS-Woodlands
NO | YES |  |  |  | FFL449 |  | CAREFUSION | 8100M |  |  | Rental | MHHS-Woodlands |  |  |  | FFL449 |  | Woodlands |  | Rental | [7 empty] | PUMPINFUSION-ALARIS-Medley 8100 |  | MEDLEY PUMP MODULE LVP *MEMORIAL HERMANN |  |  | PUMPINFUSION-ALARIS-Medley 8100 | [6 empty] | Verified as Rental |  |  | MHHS-Woodlands
NO | YES |  |  |  | FFL466 |  | CAREFUSION | 8100M |  |  | Rental | MHHS-Woodlands |  |  |  | FFL466 |  | Woodlands |  | Rental | [7 empty] | PUMPINFUSION-ALARIS-Medley 8100 |  | MEDLEY PUMP MODULE LVP *MEMORIAL HERMANN |  |  | PUMPINFUSION-ALARIS-Medley 8100 | [6 empty] | Verified as Rental |  |  | MHHS-Woodlands
NO | YES |  |  |  | FFL482 |  | CAREFUSION | 8100M |  |  | Rental | MHHS-Woodlands |  |  |  | FFL482 |  | Woodlands |  | Rental | [7 empty] | PUMPINFUSION-ALARIS-Medley 8100 |  | MEDLEY PUMP MODULE LVP *MEMORIAL HERMANN |  |  | PUMPINFUSION-ALARIS-Medley 8100 | [6 empty] | Verified as Rental |  |  | MHHS-Woodlands
NO | YES |  |  |  | FFL485 |  | CAREFUSION | 8100M |  |  | Rental | MHHS-Woodlands |  |  |  | FFL485 |  | Woodlands |  | Rental | [7 empty] | PUMPINFUSION-ALARIS-Medley 8100 |  | MEDLEY PUMP MODULE LVP *MEMORIAL HERMANN |  |  | PUMPINFUSION-ALARIS-Medley 8100 | [6 empty] | Verified as Rental |  |  | MHHS-Woodlands
NO | YES |  |  |  | FFL496 |  | CAREFUSION | 8100M |  |  | Rental | MHHS-Woodlands |  |  |  | FFL496 |  | Woodlands |  | Rental | [7 empty] | PUMPINFUSION-ALARIS-Medley 8100 |  | MEDLEY PUMP MODULE LVP *MEMORIAL HERMANN |  |  | PUMPINFUSION-ALARIS-Medley 8100 | [6 empty] | Verified as Rental |  |  | MHHS-Woodlands
NO | YES |  |  |  | FFL508 |  | CAREFUSION | 8100M |  |  | Rental | MHHS-Woodlands |  |  |  | FFL508 |  | Woodlands |  | Rental | [7 empty] | PUMPINFUSION-ALARIS-Medley 8100 |  | MEDLEY PUMP MODULE LVP *MEMORIAL HERMANN |  |  | PUMPINFUSION-ALARIS-Medley 8100 | [6 empty] | Verified as Rental |  |  | MHHS-Woodlands
NO | YES |  |  |  | FFL511 |  | CAREFUSION | 8100M |  |  | Rental | MHHS-Woodlands |  |  |  | FFL511 |  | Woodlands |  | Rental | [7 empty] | PUMPINFUSION-ALARIS-Medley 8100 |  | MEDLEY PUMP MODULE LVP *MEMORIAL HERMANN |  |  | PUMPINFUSION-ALARIS-Medley 8100 | [6 empty] | Verified as Rental |  |  | MHHS-Woodlands
NO | YES |  |  |  | FFL512 |  | CAREFUSION | 8100M |  |  | Rental | MHHS-Woodlands |  |  |  | FFL512 |  | Woodlands |  | Rental | [7 empty] | PUMPINFUSION-ALARIS-Medley 8100 |  | MEDLEY PUMP MODULE LVP *MEMORIAL HERMANN |  |  | PUMPINFUSION-ALARIS-Medley 8100 | [6 empty] | Verified as Rental |  |  | MHHS-Woodlands
NO | YES |  |  |  | FFL514 |  | CAREFUSION | 8100M |  |  | Rental | MHHS-Woodlands |  |  |  | FFL514 |  | Woodlands |  | Rental | [7 empty] | PUMPINFUSION-ALARIS-Medley 8100 |  | MEDLEY PUMP MODULE LVP *MEMORIAL HERMANN |  |  | PUMPINFUSION-ALARIS-Medley 8100 | [6 empty] | Verified as Rental |  |  | MHHS-Woodlands
NO | YES |  |  |  | FFL553 |  | CAREFUSION | 8100M |  |  | Rental | MHHS-Woodlands |  |  |  | FFL553 |  | Woodlands |  | Rental | [7 empty] | PUMPINFUSION-ALARIS-Medley 8100 |  | MEDLEY PUMP MODULE LVP *MEMORIAL HERMANN |  |  | PUMPINFUSION-ALARIS-Medley 8100 | [6 empty] | Verified as Rental |  |  | MHHS-Woodlands
NO | YES |  |  |  | FFL557 |  | CAREFUSION | 8100M |  |  | Rental | MHHS-Woodlands |  |  |  | FFL557 |  | Woodlands |  | Rental | [7 empty] | PUMPINFUSION-ALARIS-Medley 8100 |  | MEDLEY PUMP MODULE LVP *MEMORIAL HERMANN |  |  | PUMPINFUSION-ALARIS-Medley 8100 | [6 empty] | Verified as Rental |  |  | MHHS-Woodlands
NO | YES |  |  |  | FFL562 |  | CAREFUSION | 8100M |  |  | Rental | MHHS-Woodlands |  |  |  | FFL562 |  | Woodlands |  | Rental | [7 empty] | PUMPINFUSION-ALARIS-Medley 8100 |  | MEDLEY PUMP MODULE LVP *MEMORIAL HERMANN |  |  | PUMPINFUSION-ALARIS-Medley 8100 | [6 empty] | Verified as Rental |  |  | MHHS-Woodlands
NO | YES |  |  |  | FFL594 |  | CAREFUSION | 8100M |  |  | Rental | MHHS-Woodlands |  |  |  | FFL594 |  | Woodlands |  | Rental | [7 empty] | PUMPINFUSION-ALARIS-Medley 8100 |  | MEDLEY PUMP MODULE LVP *MEMORIAL HERMANN |  |  | PUMPINFUSION-ALARIS-Medley 8100 | [6 empty] | Verified as Rental |  |  | MHHS-Woodlands
NO | YES |  |  |  | FFL620 |  | CAREFUSION | 8100M |  |  | Rental | MHHS-Woodlands |  |  |  | FFL620 |  | Woodlands |  | Rental | [7 empty] | PUMPINFUSION-ALARIS-Medley 8100 |  | MEDLEY PUMP MODULE LVP *MEMORIAL HERMANN |  |  | PUMPINFUSION-ALARIS-Medley 8100 | [6 empty] | Verified as Rental |  |  | MHHS-Woodlands
NO | YES |  |  |  | FFL629 |  | CAREFUSION | 8100M |  |  | Rental | MHHS-Woodlands |  |  |  | FFL629 |  | Woodlands |  | Rental | [7 empty] | PUMPINFUSION-ALARIS-Medley 8100 |  | MEDLEY PUMP MODULE LVP *MEMORIAL HERMANN |  |  | PUMPINFUSION-ALARIS-Medley 8100 | [6 empty] | Verified as Rental |  |  | MHHS-Woodlands
NO | YES |  |  |  | FFL647 |  | CAREFUSION | 8100M |  |  | Rental | MHHS-Woodlands |  |  |  | FFL647 |  | Woodlands |  | Rental | [7 empty] | PUMPINFUSION-ALARIS-Medley 8100 |  | MEDLEY PUMP MODULE LVP *MEMORIAL HERMANN |  |  | PUMPINFUSION-ALARIS-Medley 8100 | [6 empty] | Verified as Rental |  |  | MHHS-Woodlands
NO | YES |  |  |  | FFL653 |  | CAREFUSION | 8100M |  |  | Rental | MHHS-Woodlands |  |  |  | FFL653 |  | Woodlands |  | Rental | [7 empty] | PUMPINFUSION-ALARIS-Medley 8100 |  | MEDLEY PUMP MODULE LVP *MEMORIAL HERMANN |  |  | PUMPINFUSION-ALARIS-Medley 8100 | [6 empty] | Verified as Rental |  |  | MHHS-Woodlands
NO | YES |  |  |  | FFL658 |  | CAREFUSION | 8100M |  |  | Rental | MHHS-Woodlands |  |  |  | FFL658 |  | Woodlands |  | Rental | [7 empty] | PUMPINFUSION-ALARIS-Medley 8100 |  | MEDLEY PUMP MODULE LVP *MEMORIAL HERMANN |  |  | PUMPINFUSION-ALARIS-Medley 8100 | [6 empty] | Verified as Rental |  |  | MHHS-Woodlands
NO | YES |  |  |  | FFL683 |  | CAREFUSION | 8100M |  |  | Rental | MHHS-Woodlands |  |  |  | FFL683 |  | Woodlands |  | Rental | [7 empty] | PUMPINFUSION-ALARIS-Medley 8100 |  | MEDLEY PUMP MODULE LVP *MEMORIAL HERMANN |  |  | PUMPINFUSION-ALARIS-Medley 8100 | [6 empty] | Verified as Rental |  |  | MHHS-Woodlands
NO | YES |  |  |  | FFL740 |  | CAREFUSION | 8100M |  |  | Rental | MHHS-Woodlands |  |  |  | FFL740 |  | Woodlands |  | Rental | [7 empty] | PUMPINFUSION-ALARIS-Medley 8100 |  | MEDLEY PUMP MODULE LVP *MEMORIAL HERMANN |  |  | PUMPINFUSION-ALARIS-Medley 8100 | [6 empty] | Verified as Rental |  |  | MHHS-Woodlands
NO | YES |  |  |  | FFL768 |  | CAREFUSION | 8100M |  |  | Rental | MHHS-Woodlands |  |  |  | FFL768 |  | Woodlands |  | Rental | [7 empty] | PUMPINFUSION-ALARIS-Medley 8100 |  | MEDLEY PUMP MODULE LVP *MEMORIAL HERMANN |  |  | PUMPINFUSION-ALARIS-Medley 8100 | [6 empty] | Verified as Rental |  |  | MHHS-Woodlands
NO | YES |  |  |  | FFL819 |  | CAREFUSION | 8100M |  |  | Rental | MHHS-Woodlands |  |  |  | FFL819 |  | Woodlands |  | Rental | [7 empty] | PUMPINFUSION-ALARIS-Medley 8100 |  | MEDLEY PUMP MODULE LVP *MEMORIAL HERMANN |  |  | PUMPINFUSION-ALARIS-Medley 8100 | [6 empty] | Verified as Rental |  |  | MHHS-Woodlands
NO | YES |  |  |  | FFL831 |  | CAREFUSION | 8100M |  |  | Rental | MHHS-Woodlands |  |  |  | FFL831 |  | Woodlands |  | Rental | [7 empty] | PUMPINFUSION-ALARIS-Medley 8100 |  | MEDLEY PUMP MODULE LVP *MEMORIAL HERMANN |  |  | PUMPINFUSION-ALARIS-Medley 8100 | [6 empty] | Verified as Rental |  |  | MHHS-Woodlands
NO | YES |  |  |  | FFL841 |  | CAREFUSION | 8100M |  |  | Rental | MHHS-Woodlands |  |  |  | FFL841 |  | Woodlands |  | Rental | [7 empty] | PUMPINFUSION-ALARIS-Medley 8100 |  | MEDLEY PUMP MODULE LVP *MEMORIAL HERMANN |  |  | PUMPINFUSION-ALARIS-Medley 8100 | [6 empty] | Verified as Rental |  |  | MHHS-Woodlands
NO | YES |  |  |  | FFL850 |  | CAREFUSION | 8100M |  |  | Rental | MHHS-Woodlands |  |  |  | FFL850 |  | Woodlands |  | Rental | [7 empty] | PUMPINFUSION-ALARIS-Medley 8100 |  | MEDLEY PUMP MODULE LVP *MEMORIAL HERMANN |  |  | PUMPINFUSION-ALARIS-Medley 8100 | [6 empty] | Verified as Rental |  |  | MHHS-Woodlands
NO | YES |  |  |  | FFL879 |  | CAREFUSION | 8100M |  |  | Rental | MHHS-Woodlands |  |  |  | FFL879 |  | Woodlands |  | Rental | [7 empty] | PUMPINFUSION-ALARIS-Medley 8100 |  | MEDLEY PUMP MODULE LVP *MEMORIAL HERMANN |  |  | PUMPINFUSION-ALARIS-Medley 8100 | [6 empty] | Verified as Rental |  |  | MHHS-Woodlands
NO | YES |  |  |  | FFL883 |  | CAREFUSION | 8100M |  |  | Rental | MHHS-Woodlands |  |  |  | FFL883 |  | Woodlands |  | Rental | [7 empty] | PUMPINFUSION-ALARIS-Medley 8100 |  | MEDLEY PUMP MODULE LVP *MEMORIAL HERMANN |  |  | PUMPINFUSION-ALARIS-Medley 8100 | [6 empty] | Verified as Rental |  |  | MHHS-Woodlands
NO | YES |  |  |  | FFL886 |  | CAREFUSION | 8100M |  |  | Rental | MHHS-Woodlands |  |  |  | FFL886 |  | Woodlands |  | Rental | [7 empty] | PUMPINFUSION-ALARIS-Medley 8100 |  | MEDLEY PUMP MODULE LVP *MEMORIAL HERMANN |  |  | PUMPINFUSION-ALARIS-Medley 8100 | [6 empty] | Verified as Rental |  |  | MHHS-Woodlands
NO | YES |  |  |  | FFL891 |  | CAREFUSION | 8100M |  |  | Rental | MHHS-Woodlands |  |  |  | FFL891 |  | Woodlands |  | Rental | [7 empty] | PUMPINFUSION-ALARIS-Medley 8100 |  | MEDLEY PUMP MODULE LVP *MEMORIAL HERMANN |  |  | PUMPINFUSION-ALARIS-Medley 8100 | [6 empty] | Verified as Rental |  |  | MHHS-Woodlands
NO | YES |  |  |  | FFL895 |  | CAREFUSION | 8100M |  |  | Rental | MHHS-Woodlands |  |  |  | FFL895 |  | Woodlands |  | Rental | [7 empty] | PUMPINFUSION-ALARIS-Medley 8100 |  | MEDLEY PUMP MODULE LVP *MEMORIAL HERMANN |  |  | PUMPINFUSION-ALARIS-Medley 8100 | [6 empty] | Verified as Rental |  |  | MHHS-Woodlands
NO | YES |  |  |  | FFL903 |  | CAREFUSION | 8100M |  |  | Rental | MHHS-Woodlands |  |  |  | FFL903 |  | Woodlands |  | Rental | [7 empty] | PUMPINFUSION-ALARIS-Medley 8100 |  | MEDLEY PUMP MODULE LVP *MEMORIAL HERMANN |  |  | PUMPINFUSION-ALARIS-Medley 8100 | [6 empty] | Verified as Rental |  |  | MHHS-Woodlands
NO | YES |  |  |  | FFL907 |  | CAREFUSION | 8100M |  |  | Rental | MHHS-Woodlands |  |  |  | FFL907 |  | Woodlands |  | Rental | [7 empty] | PUMPINFUSION-ALARIS-Medley 8100 |  | MEDLEY PUMP MODULE LVP *MEMORIAL HERMANN |  |  | PUMPINFUSION-ALARIS-Medley 8100 | [6 empty] | Verified as Rental |  |  | MHHS-Woodlands
NO | YES |  |  |  | FFL913 |  | CAREFUSION | 8100M |  |  | Rental | MHHS-Woodlands |  |  |  | FFL913 |  | Woodlands |  | Rental | [7 empty] | PUMPINFUSION-ALARIS-Medley 8100 |  | MEDLEY PUMP MODULE LVP *MEMORIAL HERMANN |  |  | PUMPINFUSION-ALARIS-Medley 8100 | [6 empty] | Verified as Rental |  |  | MHHS-Woodlands
NO | YES |  |  |  | FFL923 |  | CAREFUSION | 8100M |  |  | Rental | MHHS-Woodlands |  |  |  | FFL923 |  | Woodlands |  | Rental | [7 empty] | PUMPINFUSION-ALARIS-Medley 8100 |  | MEDLEY PUMP MODULE LVP *MEMORIAL HERMANN |  |  | PUMPINFUSION-ALARIS-Medley 8100 | [6 empty] | Verified as Rental |  |  | MHHS-Woodlands
NO | YES |  |  |  | FFL927 |  | CAREFUSION | 8100M |  |  | Rental | MHHS-Woodlands |  |  |  | FFL927 |  | Woodlands |  | Rental | [7 empty] | PUMPINFUSION-ALARIS-Medley 8100 |  | MEDLEY PUMP MODULE LVP *MEMORIAL HERMANN |  |  | PUMPINFUSION-ALARIS-Medley 8100 | [6 empty] | Verified as Rental |  |  | MHHS-Woodlands
NO | YES |  |  |  | FFL948 |  | CAREFUSION | 8100M |  |  | Rental | MHHS-Woodlands |  |  |  | FFL948 |  | Woodlands |  | Rental | [7 empty] | PUMPINFUSION-ALARIS-Medley 8100 |  | MEDLEY PUMP MODULE LVP *MEMORIAL HERMANN |  |  | PUMPINFUSION-ALARIS-Medley 8100 | [6 empty] | Verified as Rental |  |  | MHHS-Woodlands
NO | YES |  |  |  | FFL968 |  | CAREFUSION | 8100M |  |  | Rental | MHHS-Woodlands |  |  |  | FFL968 |  | Woodlands |  | Rental | [7 empty] | PUMPINFUSION-ALARIS-Medley 8100 |  | MEDLEY PUMP MODULE LVP *MEMORIAL HERMANN |  |  | PUMPINFUSION-ALARIS-Medley 8100 | [6 empty] | Verified as Rental |  |  | MHHS-Woodlands
NO | YES |  |  |  | FFL969 |  | CAREFUSION | 8100M |  |  | Rental | MHHS-Woodlands |  |  |  | FFL969 |  | Woodlands |  | Rental | [7 empty] | PUMPINFUSION-ALARIS-Medley 8100 |  | MEDLEY PUMP MODULE LVP *MEMORIAL HERMANN |  |  | PUMPINFUSION-ALARIS-Medley 8100 | [6 empty] | Verified as Rental |  |  | MHHS-Woodlands
NO | YES |  |  |  | FFL984 |  | CAREFUSION | 8100M |  |  | Rental | MHHS-Woodlands |  |  |  | FFL984 |  | Woodlands |  | Rental | [7 empty] | PUMPINFUSION-ALARIS-Medley 8100 |  | MEDLEY PUMP MODULE LVP *MEMORIAL HERMANN |  |  | PUMPINFUSION-ALARIS-Medley 8100 | [6 empty] | Verified as Rental |  |  | MHHS-Woodlands
NO | YES |  |  |  | FFL1015 |  | CAREFUSION | 8100M |  |  | Rental | MHHS-Woodlands |  |  |  | FFL1015 |  | Woodlands |  | Rental | [7 empty] | PUMPINFUSION-ALARIS-Medley 8100 |  | MEDLEY PUMP MODULE LVP *MEMORIAL HERMANN |  |  | PUMPINFUSION-ALARIS-Medley 8100 | [6 empty] | Verified as Rental |  |  | MHHS-Woodlands
NO | YES |  |  |  | FFL1020 |  | CAREFUSION | 8100M |  |  | Rental | MHHS-Woodlands |  |  |  | FFL1020 |  | Woodlands |  | Rental | [7 empty] | PUMPINFUSION-ALARIS-Medley 8100 |  | MEDLEY PUMP MODULE LVP *MEMORIAL HERMANN |  |  | PUMPINFUSION-ALARIS-Medley 8100 | [6 empty] | Verified as Rental |  |  | MHHS-Woodlands
NO | YES |  |  |  | FFL1026 |  | CAREFUSION | 8100M |  |  | Rental | MHHS-Woodlands |  |  |  | FFL1026 |  | Woodlands |  | Rental | [7 empty] | PUMPINFUSION-ALARIS-Medley 8100 |  | MEDLEY PUMP MODULE LVP *MEMORIAL HERMANN |  |  | PUMPINFUSION-ALARIS-Medley 8100 | [6 empty] | Verified as Rental |  |  | MHHS-Woodlands
NO | YES |  |  |  | FFL1033 |  | CAREFUSION | 8100M |  |  | Rental | MHHS-Woodlands |  |  |  | FFL1033 |  | Woodlands |  | Rental | [7 empty] | PUMPINFUSION-ALARIS-Medley 8100 |  | MEDLEY PUMP MODULE LVP *MEMORIAL HERMANN |  |  | PUMPINFUSION-ALARIS-Medley 8100 | [6 empty] | Verified as Rental |  |  | MHHS-Woodlands
NO | YES |  |  |  | FFL1034 |  | CAREFUSION | 8100M |  |  | Rental | MHHS-Woodlands |  |  |  | FFL1034 |  | Woodlands |  | Rental | [7 empty] | PUMPINFUSION-ALARIS-Medley 8100 |  | MEDLEY PUMP MODULE LVP *MEMORIAL HERMANN |  |  | PUMPINFUSION-ALARIS-Medley 8100 | [6 empty] | Verified as Rental |  |  | MHHS-Woodlands
NO | YES |  |  |  | FFL1045 |  | CAREFUSION | 8100M |  |  | Rental | MHHS-Woodlands |  |  |  | FFL1045 |  | Woodlands |  | Rental | [7 empty] | PUMPINFUSION-ALARIS-Medley 8100 |  | MEDLEY PUMP MODULE LVP *MEMORIAL HERMANN |  |  | PUMPINFUSION-ALARIS-Medley 8100 | [6 empty] | Verified as Rental |  |  | MHHS-Woodlands
NO | YES |  |  |  | FFL1084 |  | CAREFUSION | 8100M |  |  | Rental | MHHS-Woodlands |  |  |  | FFL1084 |  | Woodlands |  | Rental | [7 empty] | PUMPINFUSION-ALARIS-Medley 8100 |  | MEDLEY PUMP MODULE LVP *MEMORIAL HERMANN |  |  | PUMPINFUSION-ALARIS-Medley 8100 | [6 empty] | Verified as Rental |  |  | MHHS-Woodlands
NO | YES |  |  |  | FFL1110 |  | CAREFUSION | 8100M |  |  | Rental | MHHS-Woodlands |  |  |  | FFL1110 |  | Woodlands |  | Rental | [7 empty] | PUMPINFUSION-ALARIS-Medley 8100 |  | MEDLEY PUMP MODULE LVP *MEMORIAL HERMANN |  |  | PUMPINFUSION-ALARIS-Medley 8100 | [6 empty] | Verified as Rental |  |  | MHHS-Woodlands
NO | YES |  |  |  | FFL1133 |  | CAREFUSION | 8100M |  |  | Rental | MHHS-Woodlands |  |  |  | FFL1133 |  | Woodlands |  | Rental | [7 empty] | PUMPINFUSION-ALARIS-Medley 8100 |  | MEDLEY PUMP MODULE LVP *MEMORIAL HERMANN |  |  | PUMPINFUSION-ALARIS-Medley 8100 | [6 empty] | Verified as Rental |  |  | MHHS-Woodlands
NO | YES |  |  |  | FFL1151 |  | CAREFUSION | 8100M |  |  | Rental | MHHS-Woodlands |  |  |  | FFL1151 |  | Woodlands |  | Rental | [7 empty] | PUMPINFUSION-ALARIS-Medley 8100 |  | MEDLEY PUMP MODULE LVP *MEMORIAL HERMANN |  |  | PUMPINFUSION-ALARIS-Medley 8100 | [6 empty] | Verified as Rental |  |  | MHHS-Woodlands
NO | YES |  |  |  | FFL1164 |  | CAREFUSION | 8100M |  |  | Rental | MHHS-Woodlands |  |  |  | FFL1164 |  | Woodlands |  | Rental | [7 empty] | PUMPINFUSION-ALARIS-Medley 8100 |  | MEDLEY PUMP MODULE LVP *MEMORIAL HERMANN |  |  | PUMPINFUSION-ALARIS-Medley 8100 | [6 empty] | Verified as Rental |  |  | MHHS-Woodlands
NO | YES |  |  |  | FFL1166 |  | CAREFUSION | 8100M |  |  | Rental | MHHS-Woodlands |  |  |  | FFL1166 |  | Woodlands |  | Rental | [7 empty] | PUMPINFUSION-ALARIS-Medley 8100 |  | MEDLEY PUMP MODULE LVP *MEMORIAL HERMANN |  |  | PUMPINFUSION-ALARIS-Medley 8100 | [6 empty] | Verified as Rental |  |  | MHHS-Woodlands
NO | YES |  |  |  | FFL1176 |  | CAREFUSION | 8100M |  |  | Rental | MHHS-Woodlands |  |  |  | FFL1176 |  | Woodlands |  | Rental | [7 empty] | PUMPINFUSION-ALARIS-Medley 8100 |  | MEDLEY PUMP MODULE LVP *MEMORIAL HERMANN |  |  | PUMPINFUSION-ALARIS-Medley 8100 | [6 empty] | Verified as Rental |  |  | MHHS-Woodlands
NO | YES |  |  |  | FFL1181 |  | CAREFUSION | 8100M |  |  | Rental | MHHS-Woodlands |  |  |  | FFL1181 |  | Woodlands |  | Rental | [7 empty] | PUMPINFUSION-ALARIS-Medley 8100 |  | MEDLEY PUMP MODULE LVP *MEMORIAL HERMANN |  |  | PUMPINFUSION-ALARIS-Medley 8100 | [6 empty] | Verified as Rental |  |  | MHHS-Woodlands
NO | YES |  |  |  | FFL1183 |  | CAREFUSION | 8100M |  |  | Rental | MHHS-Woodlands |  |  |  | FFL1183 |  | Woodlands |  | Rental | [7 empty] | PUMPINFUSION-ALARIS-Medley 8100 |  | MEDLEY PUMP MODULE LVP *MEMORIAL HERMANN |  |  | PUMPINFUSION-ALARIS-Medley 8100 | [6 empty] | Verified as Rental |  |  | MHHS-Woodlands
NO | YES |  |  |  | FFL1198 |  | CAREFUSION | 8100M |  |  | Rental | MHHS-Woodlands |  |  |  | FFL1198 |  | Woodlands |  | Rental | [7 empty] | PUMPINFUSION-ALARIS-Medley 8100 |  | MEDLEY PUMP MODULE LVP *MEMORIAL HERMANN |  |  | PUMPINFUSION-ALARIS-Medley 8100 | [6 empty] | Verified as Rental |  |  | MHHS-Woodlands
NO | YES |  |  |  | FFL1217 |  | CAREFUSION | 8100M |  |  | Rental | MHHS-Woodlands |  |  |  | FFL1217 |  | Woodlands |  | Rental | [7 empty] | PUMPINFUSION-ALARIS-Medley 8100 |  | MEDLEY PUMP MODULE LVP *MEMORIAL HERMANN |  |  | PUMPINFUSION-ALARIS-Medley 8100 | [6 empty] | Verified as Rental |  |  | MHHS-Woodlands
NO | YES |  |  |  | FFL1224 |  | CAREFUSION | 8100M |  |  | Rental | MHHS-Woodlands |  |  |  | FFL1224 |  | Woodlands |  | Rental | [7 empty] | PUMPINFUSION-ALARIS-Medley 8100 |  | MEDLEY PUMP MODULE LVP *MEMORIAL HERMANN |  |  | PUMPINFUSION-ALARIS-Medley 8100 | [6 empty] | Verified as Rental |  |  | MHHS-Woodlands
NO | YES |  |  |  | FFL1235 |  | CAREFUSION | 8100M |  |  | Rental | MHHS-Woodlands |  |  |  | FFL1235 |  | Woodlands |  | Rental | [7 empty] | PUMPINFUSION-ALARIS-Medley 8100 |  | MEDLEY PUMP MODULE LVP *MEMORIAL HERMANN |  |  | PUMPINFUSION-ALARIS-Medley 8100 | [6 empty] | Verified as Rental |  |  | MHHS-Woodlands
NO | YES |  |  |  | FFL1251 |  | CAREFUSION | 8100M |  |  | Rental | MHHS-Woodlands |  |  |  | FFL1251 |  | Woodlands |  | Rental | [7 empty] | PUMPINFUSION-ALARIS-Medley 8100 |  | MEDLEY PUMP MODULE LVP *MEMORIAL HERMANN |  |  | PUMPINFUSION-ALARIS-Medley 8100 | [6 empty] | Verified as Rental |  |  | MHHS-Woodlands
NO | YES |  |  |  | FFL1255 |  | CAREFUSION | 8100M |  |  | Rental | MHHS-Woodlands |  |  |  | FFL1255 |  | Woodlands |  | Rental | [7 empty] | PUMPINFUSION-ALARIS-Medley 8100 |  | MEDLEY PUMP MODULE LVP *MEMORIAL HERMANN |  |  | PUMPINFUSION-ALARIS-Medley 8100 | [6 empty] | Verified as Rental |  |  | MHHS-Woodlands
NO | YES |  |  |  | FFL1263 |  | CAREFUSION | 8100M |  |  | Rental | MHHS-Woodlands |  |  |  | FFL1263 |  | Woodlands |  | Rental | [7 empty] | PUMPINFUSION-ALARIS-Medley 8100 |  | MEDLEY PUMP MODULE LVP *MEMORIAL HERMANN |  |  | PUMPINFUSION-ALARIS-Medley 8100 | [6 empty] | Verified as Rental |  |  | MHHS-Woodlands
NO | YES |  |  |  | FFL1271 |  | CAREFUSION | 8100M |  |  | Rental | MHHS-Woodlands |  |  |  | FFL1271 |  | Woodlands |  | Rental | [7 empty] | PUMPINFUSION-ALARIS-Medley 8100 |  | MEDLEY PUMP MODULE LVP *MEMORIAL HERMANN |  |  | PUMPINFUSION-ALARIS-Medley 8100 | [6 empty] | Verified as Rental |  |  | MHHS-Woodlands
NO | YES |  |  |  | FFL1276 |  | CAREFUSION | 8100M |  |  | Rental | MHHS-Woodlands |  |  |  | FFL1276 |  | Woodlands |  | Rental | [7 empty] | PUMPINFUSION-ALARIS-Medley 8100 |  | MEDLEY PUMP MODULE LVP *MEMORIAL HERMANN |  |  | PUMPINFUSION-ALARIS-Medley 8100 | [6 empty] | Verified as Rental |  |  | MHHS-Woodlands
NO | YES |  |  |  | FFL1287 |  | CAREFUSION | 8100M |  |  | Rental | MHHS-Woodlands |  |  |  | FFL1287 |  | Woodlands |  | Rental | [7 empty] | PUMPINFUSION-ALARIS-Medley 8100 |  | MEDLEY PUMP MODULE LVP *MEMORIAL HERMANN |  |  | PUMPINFUSION-ALARIS-Medley 8100 | [6 empty] | Verified as Rental |  |  | MHHS-Woodlands
NO | YES |  |  |  | FFL1297 |  | CAREFUSION | 8100M |  |  | Rental | MHHS-Woodlands |  |  |  | FFL1297 |  | Woodlands |  | Rental | [7 empty] | PUMPINFUSION-ALARIS-Medley 8100 |  | MEDLEY PUMP MODULE LVP *MEMORIAL HERMANN |  |  | PUMPINFUSION-ALARIS-Medley 8100 | [6 empty] | Verified as Rental |  |  | MHHS-Woodlands
NO | YES |  |  |  | FFL1298 |  | CAREFUSION | 8100M |  |  | Rental | MHHS-Woodlands |  |  |  | FFL1298 |  | Woodlands |  | Rental | [7 empty] | PUMPINFUSION-ALARIS-Medley 8100 |  | MEDLEY PUMP MODULE LVP *MEMORIAL HERMANN |  |  | PUMPINFUSION-ALARIS-Medley 8100 | [6 empty] | Verified as Rental |  |  | MHHS-Woodlands
NO | YES |  |  |  | FFL1301 |  | CAREFUSION | 8100M |  |  | Rental | MHHS-Woodlands |  |  |  | FFL1301 |  | Woodlands |  | Rental | [7 empty] | PUMPINFUSION-ALARIS-Medley 8100 |  | MEDLEY PUMP MODULE LVP *MEMORIAL HERMANN |  |  | PUMPINFUSION-ALARIS-Medley 8100 | [6 empty] | Verified as Rental |  |  | MHHS-Woodlands
NO | YES |  |  |  | FFL1306 |  | CAREFUSION | 8100M |  |  | Rental | MHHS-Woodlands |  |  |  | FFL1306 |  | Woodlands |  | Rental | [7 empty] | PUMPINFUSION-ALARIS-Medley 8100 |  | MEDLEY PUMP MODULE LVP *MEMORIAL HERMANN |  |  | PUMPINFUSION-ALARIS-Medley 8100 | [6 empty] | Verified as Rental |  |  | MHHS-Woodlands
NO | YES |  |  |  | FFL1308 |  | CAREFUSION | 8100M |  |  | Rental | MHHS-Woodlands |  |  |  | FFL1308 |  | Woodlands |  | Rental | [7 empty] | PUMPINFUSION-ALARIS-Medley 8100 |  | MEDLEY PUMP MODULE LVP *MEMORIAL HERMANN |  |  | PUMPINFUSION-ALARIS-Medley 8100 | [6 empty] | Verified as Rental |  |  | MHHS-Woodlands
NO | YES |  |  |  | FFL1314 |  | CAREFUSION | 8100M |  |  | Rental | MHHS-Woodlands |  |  |  | FFL1314 |  | Woodlands |  | Rental | [7 empty] | PUMPINFUSION-ALARIS-Medley 8100 |  | MEDLEY PUMP MODULE LVP *MEMORIAL HERMANN |  |  | PUMPINFUSION-ALARIS-Medley 8100 | [6 empty] | Verified as Rental |  |  | MHHS-Woodlands
NO | YES |  |  |  | FFL1318 |  | CAREFUSION | 8100M |  |  | Rental | MHHS-Woodlands |  |  |  | FFL1318 |  | Woodlands |  | Rental | [7 empty] | PUMPINFUSION-ALARIS-Medley 8100 |  | MEDLEY PUMP MODULE LVP *MEMORIAL HERMANN |  |  | PUMPINFUSION-ALARIS-Medley 8100 | [6 empty] | Verified as Rental |  |  | MHHS-Woodlands
NO | YES |  |  |  | FFL1334 |  | CAREFUSION | 8100M |  |  | Rental | MHHS-Woodlands |  |  |  | FFL1334 |  | Woodlands |  | Rental | [7 empty] | PUMPINFUSION-ALARIS-Medley 8100 |  | MEDLEY PUMP MODULE LVP *MEMORIAL HERMANN |  |  | PUMPINFUSION-ALARIS-Medley 8100 | [6 empty] | Verified as Rental |  |  | MHHS-Woodlands
NO | YES |  |  |  | FFL1423 |  | CAREFUSION | 8100M |  |  | Rental | MHHS-Woodlands |  |  |  | FFL1423 |  | Woodlands |  | Rental | [7 empty] | PUMPINFUSION-ALARIS-Medley 8100 |  | MEDLEY PUMP MODULE LVP *MEMORIAL HERMANN |  |  | PUMPINFUSION-ALARIS-Medley 8100 | [6 empty] | Verified as Rental |  |  | MHHS-Woodlands
NO | YES |  |  |  | FFL1435 |  | CAREFUSION | 8100M |  |  | Rental | MHHS-Woodlands |  |  |  | FFL1435 |  | Woodlands |  | Rental | [7 empty] | PUMPINFUSION-ALARIS-Medley 8100 |  | MEDLEY PUMP MODULE LVP *MEMORIAL HERMANN |  |  | PUMPINFUSION-ALARIS-Medley 8100 | [6 empty] | Verified as Rental |  |  | MHHS-Woodlands
NO | YES |  |  |  | FFL1479 |  | CAREFUSION | 8100M |  |  | Rental | MHHS-Woodlands |  |  |  | FFL1479 |  | Woodlands |  | Rental | [7 empty] | PUMPINFUSION-ALARIS-Medley 8100 |  | MEDLEY PUMP MODULE LVP *MEMORIAL HERMANN |  |  | PUMPINFUSION-ALARIS-Medley 8100 | [6 empty] | Verified as Rental |  |  | MHHS-Woodlands
NO | YES |  |  |  | FFL1485 |  | CAREFUSION | 8100M |  |  | Rental | MHHS-Woodlands |  |  |  | FFL1485 |  | Woodlands |  | Rental | [7 empty] | PUMPINFUSION-ALARIS-Medley 8100 |  | MEDLEY PUMP MODULE LVP *MEMORIAL HERMANN |  |  | PUMPINFUSION-ALARIS-Medley 8100 | [6 empty] | Verified as Rental |  |  | MHHS-Woodlands
NO | YES |  |  |  | FFL1489 |  | CAREFUSION | 8100M |  |  | Rental | MHHS-Woodlands |  |  |  | FFL1489 |  | Woodlands |  | Rental | [7 empty] | PUMPINFUSION-ALARIS-Medley 8100 |  | MEDLEY PUMP MODULE LVP *MEMORIAL HERMANN |  |  | PUMPINFUSION-ALARIS-Medley 8100 | [6 empty] | Verified as Rental |  |  | MHHS-Woodlands
NO | YES |  |  |  | FFL1509 |  | CAREFUSION | 8100M |  |  | Rental | MHHS-Woodlands |  |  |  | FFL1509 |  | Woodlands |  | Rental | [7 empty] | PUMPINFUSION-ALARIS-Medley 8100 |  | MEDLEY PUMP MODULE LVP *MEMORIAL HERMANN |  |  | PUMPINFUSION-ALARIS-Medley 8100 | [6 empty] | Verified as Rental |  |  | MHHS-Woodlands
NO | YES |  |  |  | FFL1527 |  | CAREFUSION | 8100M |  |  | Rental | MHHS-Woodlands |  |  |  | FFL1527 |  | Woodlands |  | Rental | [7 empty] | PUMPINFUSION-ALARIS-Medley 8100 |  | MEDLEY PUMP MODULE LVP *MEMORIAL HERMANN |  |  | PUMPINFUSION-ALARIS-Medley 8100 | [6 empty] | Verified as Rental |  |  | MHHS-Woodlands
NO | YES |  |  |  | FFL1537 |  | CAREFUSION | 8100M |  |  | Rental | MHHS-Woodlands |  |  |  | FFL1537 |  | Woodlands |  | Rental | [7 empty] | PUMPINFUSION-ALARIS-Medley 8100 |  | MEDLEY PUMP MODULE LVP *MEMORIAL HERMANN |  |  | PUMPINFUSION-ALARIS-Medley 8100 | [6 empty] | Verified as Rental |  |  | MHHS-Woodlands
NO | YES |  |  |  | FFL1548 |  | CAREFUSION | 8100M |  |  | Rental | MHHS-Woodlands |  |  |  | FFL1548 |  | Woodlands |  | Rental | [7 empty] | PUMPINFUSION-ALARIS-Medley 8100 |  | MEDLEY PUMP MODULE LVP *MEMORIAL HERMANN |  |  | PUMPINFUSION-ALARIS-Medley 8100 | [6 empty] | Verified as Rental |  |  | MHHS-Woodlands
NO | YES |  |  |  | FFL1551 |  | CAREFUSION | 8100M |  |  | Rental | MHHS-Woodlands |  |  |  | FFL1551 |  | Woodlands |  | Rental | [7 empty] | PUMPINFUSION-ALARIS-Medley 8100 |  | MEDLEY PUMP MODULE LVP *MEMORIAL HERMANN |  |  | PUMPINFUSION-ALARIS-Medley 8100 | [6 empty] | Verified as Rental |  |  | MHHS-Woodlands
NO | YES |  |  |  | FFL1565 |  | CAREFUSION | 8100M |  |  | Rental | MHHS-Woodlands |  |  |  | FFL1565 |  | Woodlands |  | Rental | [7 empty] | PUMPINFUSION-ALARIS-Medley 8100 |  | MEDLEY PUMP MODULE LVP *MEMORIAL HERMANN |  |  | PUMPINFUSION-ALARIS-Medley 8100 | [6 empty] | Verified as Rental |  |  | MHHS-Woodlands
NO | YES |  |  |  | FFL1584 |  | CAREFUSION | 8100M |  |  | Rental | MHHS-Woodlands |  |  |  | FFL1584 |  | Woodlands |  | Rental | [7 empty] | PUMPINFUSION-ALARIS-Medley 8100 |  | MEDLEY PUMP MODULE LVP *MEMORIAL HERMANN |  |  | PUMPINFUSION-ALARIS-Medley 8100 | [6 empty] | Verified as Rental |  |  | MHHS-Woodlands
NO | YES |  |  |  | FFL1645 |  | CAREFUSION | 8100M |  |  | Rental | MHHS-Woodlands |  |  |  | FFL1645 |  | Woodlands |  | Rental | [7 empty] | PUMPINFUSION-ALARIS-Medley 8100 |  | MEDLEY PUMP MODULE LVP *MEMORIAL HERMANN |  |  | PUMPINFUSION-ALARIS-Medley 8100 | [6 empty] | Verified as Rental |  |  | MHHS-Woodlands
NO | YES |  |  |  | FFL1651 |  | CAREFUSION | 8100M |  |  | Rental | MHHS-Woodlands |  |  |  | FFL1651 |  | Woodlands |  | Rental | [7 empty] | PUMPINFUSION-ALARIS-Medley 8100 |  | MEDLEY PUMP MODULE LVP *MEMORIAL HERMANN |  |  | PUMPINFUSION-ALARIS-Medley 8100 | [6 empty] | Verified as Rental |  |  | MHHS-Woodlands
NO | YES |  |  |  | FFL1675 |  | CAREFUSION | 8100M |  |  | Rental | MHHS-Woodlands |  |  |  | FFL1675 |  | Woodlands |  | Rental | [7 empty] | PUMPINFUSION-ALARIS-Medley 8100 |  | MEDLEY PUMP MODULE LVP *MEMORIAL HERMANN |  |  | PUMPINFUSION-ALARIS-Medley 8100 | [6 empty] | Verified as Rental |  |  | MHHS-Woodlands
NO | YES |  |  |  | FFL1688 |  | CAREFUSION | 8100M |  |  | Rental | MHHS-Woodlands |  |  |  | FFL1688 |  | Woodlands |  | Rental | [7 empty] | PUMPINFUSION-ALARIS-Medley 8100 |  | MEDLEY PUMP MODULE LVP *MEMORIAL HERMANN |  |  | PUMPINFUSION-ALARIS-Medley 8100 | [6 empty] | Verified as Rental |  |  | MHHS-Woodlands
NO | YES |  |  |  | FFL1727 |  | CAREFUSION | 8100M |  |  | Rental | MHHS-Woodlands |  |  |  | FFL1727 |  | Woodlands |  | Rental | [7 empty] | PUMPINFUSION-ALARIS-Medley 8100 |  | MEDLEY PUMP MODULE LVP *MEMORIAL HERMANN |  |  | PUMPINFUSION-ALARIS-Medley 8100 | [6 empty] | Verified as Rental |  |  | MHHS-Woodlands
NO | YES |  |  |  | FFL1751 |  | CAREFUSION | 8100M |  |  | Rental | MHHS-Woodlands |  |  |  | FFL1751 |  | Woodlands |  | Rental | [7 empty] | PUMPINFUSION-ALARIS-Medley 8100 |  | MEDLEY PUMP MODULE LVP *MEMORIAL HERMANN |  |  | PUMPINFUSION-ALARIS-Medley 8100 | [6 empty] | Verified as Rental |  |  | MHHS-Woodlands
NO | YES |  |  |  | FFL1757 |  | CAREFUSION | 8100M |  |  | Rental | MHHS-Woodlands |  |  |  | FFL1757 |  | Woodlands |  | Rental | [7 empty] | PUMPINFUSION-ALARIS-Medley 8100 |  | MEDLEY PUMP MODULE LVP *MEMORIAL HERMANN |  |  | PUMPINFUSION-ALARIS-Medley 8100 | [6 empty] | Verified as Rental |  |  | MHHS-Woodlands
NO | YES |  |  |  | FFL1758 |  | CAREFUSION | 8100M |  |  | Rental | MHHS-Woodlands |  |  |  | FFL1758 |  | Woodlands |  | Rental | [7 empty] | PUMPINFUSION-ALARIS-Medley 8100 |  | MEDLEY PUMP MODULE LVP *MEMORIAL HERMANN |  |  | PUMPINFUSION-ALARIS-Medley 8100 | [6 empty] | Verified as Rental |  |  | MHHS-Woodlands
NO | YES |  |  |  | FFL1759 |  | CAREFUSION | 8100M |  |  | Rental | MHHS-Woodlands |  |  |  | FFL1759 |  | Woodlands |  | Rental | [7 empty] | PUMPINFUSION-ALARIS-Medley 8100 |  | MEDLEY PUMP MODULE LVP *MEMORIAL HERMANN |  |  | PUMPINFUSION-ALARIS-Medley 8100 | [6 empty] | Verified as Rental |  |  | MHHS-Woodlands
NO | YES |  |  |  | FFL1762 |  | CAREFUSION | 8100M |  |  | Rental | MHHS-Woodlands |  |  |  | FFL1762 |  | Woodlands |  | Rental | [7 empty] | PUMPINFUSION-ALARIS-Medley 8100 |  | MEDLEY PUMP MODULE LVP *MEMORIAL HERMANN |  |  | PUMPINFUSION-ALARIS-Medley 8100 | [6 empty] | Verified as Rental |  |  | MHHS-Woodlands
NO | YES |  |  |  | FFL1764 |  | CAREFUSION | 8100M |  |  | Rental | MHHS-Woodlands |  |  |  | FFL1764 |  | Woodlands |  | Rental | [7 empty] | PUMPINFUSION-ALARIS-Medley 8100 |  | MEDLEY PUMP MODULE LVP *MEMORIAL HERMANN |  |  | PUMPINFUSION-ALARIS-Medley 8100 | [6 empty] | Verified as Rental |  |  | MHHS-Woodlands
NO | YES |  |  |  | FFL1793 |  | CAREFUSION | 8100M |  |  | Rental | MHHS-Woodlands |  |  |  | FFL1793 |  | Woodlands |  | Rental | [7 empty] | PUMPINFUSION-ALARIS-Medley 8100 |  | MEDLEY PUMP MODULE LVP *MEMORIAL HERMANN |  |  | PUMPINFUSION-ALARIS-Medley 8100 | [6 empty] | Verified as Rental |  |  | MHHS-Woodlands
NO | YES |  |  |  | FFL1805 |  | CAREFUSION | 8100M |  |  | Rental | MHHS-Woodlands |  |  |  | FFL1805 |  | Woodlands |  | Rental | [7 empty] | PUMPINFUSION-ALARIS-Medley 8100 |  | MEDLEY PUMP MODULE LVP *MEMORIAL HERMANN |  |  | PUMPINFUSION-ALARIS-Medley 8100 | [6 empty] | Verified as Rental |  |  | MHHS-Woodlands
NO | YES |  |  |  | FFL1841 |  | CAREFUSION | 8100M |  |  | Rental | MHHS-Woodlands |  |  |  | FFL1841 |  | Woodlands |  | Rental | [7 empty] | PUMPINFUSION-ALARIS-Medley 8100 |  | MEDLEY PUMP MODULE LVP *MEMORIAL HERMANN |  |  | PUMPINFUSION-ALARIS-Medley 8100 | [6 empty] | Verified as Rental |  |  | MHHS-Woodlands
NO | YES |  |  |  | FFL1842 |  | CAREFUSION | 8100M |  |  | Rental | MHHS-Woodlands |  |  |  | FFL1842 |  | Woodlands |  | Rental | [7 empty] | PUMPINFUSION-ALARIS-Medley 8100 |  | MEDLEY PUMP MODULE LVP *MEMORIAL HERMANN |  |  | PUMPINFUSION-ALARIS-Medley 8100 | [6 empty] | Verified as Rental |  |  | MHHS-Woodlands
NO | YES |  |  |  | FFL1847 |  | CAREFUSION | 8100M |  |  | Rental | MHHS-Woodlands |  |  |  | FFL1847 |  | Woodlands |  | Rental | [7 empty] | PUMPINFUSION-ALARIS-Medley 8100 |  | MEDLEY PUMP MODULE LVP *MEMORIAL HERMANN |  |  | PUMPINFUSION-ALARIS-Medley 8100 | [6 empty] | Verified as Rental |  |  | MHHS-Woodlands
NO | YES |  |  |  | FFL1862 |  | CAREFUSION | 8100M |  |  | Rental | MHHS-Woodlands |  |  |  | FFL1862 |  | Woodlands |  | Rental | [7 empty] | PUMPINFUSION-ALARIS-Medley 8100 |  | MEDLEY PUMP MODULE LVP *MEMORIAL HERMANN |  |  | PUMPINFUSION-ALARIS-Medley 8100 | [6 empty] | Verified as Rental |  |  | MHHS-Woodlands
NO | YES |  |  |  | FFL1866 |  | CAREFUSION | 8100M |  |  | Rental | MHHS-Woodlands |  |  |  | FFL1866 |  | Woodlands |  | Rental | [7 empty] | PUMPINFUSION-ALARIS-Medley 8100 |  | MEDLEY PUMP MODULE LVP *MEMORIAL HERMANN |  |  | PUMPINFUSION-ALARIS-Medley 8100 | [6 empty] | Verified as Rental |  |  | MHHS-Woodlands
NO | YES |  |  |  | FFL1892 |  | CAREFUSION | 8100M |  |  | Rental | MHHS-Woodlands |  |  |  | FFL1892 |  | Woodlands |  | Rental | [7 empty] | PUMPINFUSION-ALARIS-Medley 8100 |  | MEDLEY PUMP MODULE LVP *MEMORIAL HERMANN |  |  | PUMPINFUSION-ALARIS-Medley 8100 | [6 empty] | Verified as Rental |  |  | MHHS-Woodlands
NO | YES |  |  |  | FFL1897 |  | CAREFUSION | 8100M |  |  | Rental | MHHS-Woodlands |  |  |  | FFL1897 |  | Woodlands |  | Rental | [7 empty] | PUMPINFUSION-ALARIS-Medley 8100 |  | MEDLEY PUMP MODULE LVP *MEMORIAL HERMANN |  |  | PUMPINFUSION-ALARIS-Medley 8100 | [6 empty] | Verified as Rental |  |  | MHHS-Woodlands
NO | YES |  |  |  | FFL1905 |  | CAREFUSION | 8100M |  |  | Rental | MHHS-Woodlands |  |  |  | FFL1905 |  | Woodlands |  | Rental | [7 empty] | PUMPINFUSION-ALARIS-Medley 8100 |  | MEDLEY PUMP MODULE LVP *MEMORIAL HERMANN |  |  | PUMPINFUSION-ALARIS-Medley 8100 | [6 empty] | Verified as Rental |  |  | MHHS-Woodlands
NO | YES |  |  |  | FFL1922 |  | CAREFUSION | 8100M |  |  | Rental | MHHS-Woodlands |  |  |  | FFL1922 |  | Woodlands |  | Rental | [7 empty] | PUMPINFUSION-ALARIS-Medley 8100 |  | MEDLEY PUMP MODULE LVP *MEMORIAL HERMANN |  |  | PUMPINFUSION-ALARIS-Medley 8100 | [6 empty] | Verified as Rental |  |  | MHHS-Woodlands
NO | YES |  |  |  | FFL1944 |  | CAREFUSION | 8100M |  |  | Rental | MHHS-Woodlands |  |  |  | FFL1944 |  | Woodlands |  | Rental | [7 empty] | PUMPINFUSION-ALARIS-Medley 8100 |  | MEDLEY PUMP MODULE LVP *MEMORIAL HERMANN |  |  | PUMPINFUSION-ALARIS-Medley 8100 | [6 empty] | Verified as Rental |  |  | MHHS-Woodlands
NO | YES |  |  |  | FFL1947 |  | CAREFUSION | 8100M |  |  | Rental | MHHS-Woodlands |  |  |  | FFL1947 |  | Woodlands |  | Rental | [7 empty] | PUMPINFUSION-ALARIS-Medley 8100 |  | MEDLEY PUMP MODULE LVP *MEMORIAL HERMANN |  |  | PUMPINFUSION-ALARIS-Medley 8100 | [6 empty] | Verified as Rental |  |  | MHHS-Woodlands
NO | YES |  |  |  | FFL1985 |  | CAREFUSION | 8100M |  |  | Rental | MHHS-Woodlands |  |  |  | FFL1985 |  | Woodlands |  | Rental | [7 empty] | PUMPINFUSION-ALARIS-Medley 8100 |  | MEDLEY PUMP MODULE LVP *MEMORIAL HERMANN |  |  | PUMPINFUSION-ALARIS-Medley 8100 | [6 empty] | Verified as Rental |  |  | MHHS-Woodlands
NO | YES |  |  |  | FFL1986 |  | CAREFUSION | 8100M |  |  | Rental | MHHS-Woodlands |  |  |  | FFL1986 |  | Woodlands |  | Rental | [7 empty] | PUMPINFUSION-ALARIS-Medley 8100 |  | MEDLEY PUMP MODULE LVP *MEMORIAL HERMANN |  |  | PUMPINFUSION-ALARIS-Medley 8100 | [6 empty] | Verified as Rental |  |  | MHHS-Woodlands
NO | YES |  |  |  | FFL2021 |  | CAREFUSION | 8100M |  |  | Rental | MHHS-Woodlands |  |  |  | FFL2021 |  | Woodlands |  | Rental | [7 empty] | PUMPINFUSION-ALARIS-Medley 8100 |  | MEDLEY PUMP MODULE LVP *MEMORIAL HERMANN |  |  | PUMPINFUSION-ALARIS-Medley 8100 | [6 empty] | Verified as Rental |  |  | MHHS-Woodlands
NO | YES |  |  |  | FFL2029 |  | CAREFUSION | 8100M |  |  | Rental | MHHS-Woodlands |  |  |  | FFL2029 |  | Woodlands |  | Rental | [7 empty] | PUMPINFUSION-ALARIS-Medley 8100 |  | MEDLEY PUMP MODULE LVP *MEMORIAL HERMANN |  |  | PUMPINFUSION-ALARIS-Medley 8100 | [6 empty] | Verified as Rental |  |  | MHHS-Woodlands
NO | YES |  |  |  | FFL2039 |  | CAREFUSION | 8100M |  |  | Rental | MHHS-Woodlands |  |  |  | FFL2039 |  | Woodlands |  | Rental | [7 empty] | PUMPINFUSION-ALARIS-Medley 8100 |  | MEDLEY PUMP MODULE LVP *MEMORIAL HERMANN |  |  | PUMPINFUSION-ALARIS-Medley 8100 | [6 empty] | Verified as Rental |  |  | MHHS-Woodlands
NO | YES |  |  |  | FFL2076 |  | CAREFUSION | 8100M |  |  | Rental | MHHS-Woodlands |  |  |  | FFL2076 |  | Woodlands |  | Rental | [7 empty] | PUMPINFUSION-ALARIS-Medley 8100 |  | MEDLEY PUMP MODULE LVP *MEMORIAL HERMANN |  |  | PUMPINFUSION-ALARIS-Medley 8100 | [6 empty] | Verified as Rental |  |  | MHHS-Woodlands
NO | YES |  |  |  | FFL2081 |  | CAREFUSION | 8100M |  |  | Rental | MHHS-Woodlands |  |  |  | FFL2081 |  | Woodlands |  | Rental | [7 empty] | PUMPINFUSION-ALARIS-Medley 8100 |  | MEDLEY PUMP MODULE LVP *MEMORIAL HERMANN |  |  | PUMPINFUSION-ALARIS-Medley 8100 | [6 empty] | Verified as Rental |  |  | MHHS-Woodlands
NO | YES |  |  |  | FFL2084 |  | CAREFUSION | 8100M |  |  | Rental | MHHS-Woodlands |  |  |  | FFL2084 |  | Woodlands |  | Rental | [7 empty] | PUMPINFUSION-ALARIS-Medley 8100 |  | MEDLEY PUMP MODULE LVP *MEMORIAL HERMANN |  |  | PUMPINFUSION-ALARIS-Medley 8100 | [6 empty] | Verified as Rental |  |  | MHHS-Woodlands
NO | YES |  |  |  | FFL2096 |  | CAREFUSION | 8100M |  |  | Rental | MHHS-Woodlands |  |  |  | FFL2096 |  | Woodlands |  | Rental | [7 empty] | PUMPINFUSION-ALARIS-Medley 8100 |  | MEDLEY PUMP MODULE LVP *MEMORIAL HERMANN |  |  | PUMPINFUSION-ALARIS-Medley 8100 | [6 empty] | Verified as Rental |  |  | MHHS-Woodlands
NO | YES |  |  |  | FFL2125 |  | CAREFUSION | 8100M |  |  | Rental | MHHS-Woodlands |  |  |  | FFL2125 |  | Woodlands |  | Rental | [7 empty] | PUMPINFUSION-ALARIS-Medley 8100 |  | MEDLEY PUMP MODULE LVP *MEMORIAL HERMANN |  |  | PUMPINFUSION-ALARIS-Medley 8100 | [6 empty] | Verified as Rental |  |  | MHHS-Woodlands
NO | YES |  |  |  | FFL2147 |  | CAREFUSION | 8100M |  |  | Rental | MHHS-Woodlands |  |  |  | FFL2147 |  | Woodlands |  | Rental | [7 empty] | PUMPINFUSION-ALARIS-Medley 8100 |  | MEDLEY PUMP MODULE LVP *MEMORIAL HERMANN |  |  | PUMPINFUSION-ALARIS-Medley 8100 | [6 empty] | Verified as Rental |  |  | MHHS-Woodlands
NO | YES |  |  |  | FFL2148 |  | CAREFUSION | 8100M |  |  | Rental | MHHS-Woodlands |  |  |  | FFL2148 |  | Woodlands |  | Rental | [7 empty] | PUMPINFUSION-ALARIS-Medley 8100 |  | MEDLEY PUMP MODULE LVP *MEMORIAL HERMANN |  |  | PUMPINFUSION-ALARIS-Medley 8100 | [6 empty] | Verified as Rental |  |  | MHHS-Woodlands
NO | YES |  |  |  | FFL2168 |  | CAREFUSION | 8100M |  |  | Rental | MHHS-Woodlands |  |  |  | FFL2168 |  | Woodlands |  | Rental | [7 empty] | PUMPINFUSION-ALARIS-Medley 8100 |  | MEDLEY PUMP MODULE LVP *MEMORIAL HERMANN |  |  | PUMPINFUSION-ALARIS-Medley 8100 | [6 empty] | Verified as Rental |  |  | MHHS-Woodlands
NO | YES |  |  |  | FFL2215 |  | CAREFUSION | 8100M |  |  | Rental | MHHS-Woodlands |  |  |  | FFL2215 |  | Woodlands |  | Rental | [7 empty] | PUMPINFUSION-ALARIS-Medley 8100 |  | MEDLEY PUMP MODULE LVP *MEMORIAL HERMANN |  |  | PUMPINFUSION-ALARIS-Medley 8100 | [6 empty] | Verified as Rental |  |  | MHHS-Woodlands
NO | YES |  |  |  | FFL2226 |  | CAREFUSION | 8100M |  |  | Rental | MHHS-Woodlands |  |  |  | FFL2226 |  | Woodlands |  | Rental | [7 empty] | PUMPINFUSION-ALARIS-Medley 8100 |  | MEDLEY PUMP MODULE LVP *MEMORIAL HERMANN |  |  | PUMPINFUSION-ALARIS-Medley 8100 | [6 empty] | Verified as Rental |  |  | MHHS-Woodlands
NO | YES |  |  |  | FFL2243 |  | CAREFUSION | 8100M |  |  | Rental | MHHS-Woodlands |  |  |  | FFL2243 |  | Woodlands |  | Rental | [7 empty] | PUMPINFUSION-ALARIS-Medley 8100 |  | MEDLEY PUMP MODULE LVP *MEMORIAL HERMANN |  |  | PUMPINFUSION-ALARIS-Medley 8100 | [6 empty] | Verified as Rental |  |  | MHHS-Woodlands
NO | YES |  |  |  | FFL2271 |  | CAREFUSION | 8100M |  |  | Rental | MHHS-Woodlands |  |  |  | FFL2271 |  | Woodlands |  | Rental | [7 empty] | PUMPINFUSION-ALARIS-Medley 8100 |  | MEDLEY PUMP MODULE LVP *MEMORIAL HERMANN |  |  | PUMPINFUSION-ALARIS-Medley 8100 | [6 empty] | Verified as Rental |  |  | MHHS-Woodlands
NO | YES |  |  |  | FFL2288 |  | CAREFUSION | 8100M |  |  | Rental | MHHS-Woodlands |  |  |  | FFL2288 |  | Woodlands |  | Rental | [7 empty] | PUMPINFUSION-ALARIS-Medley 8100 |  | MEDLEY PUMP MODULE LVP *MEMORIAL HERMANN |  |  | PUMPINFUSION-ALARIS-Medley 8100 | [6 empty] | Verified as Rental |  |  | MHHS-Woodlands
NO | YES |  |  |  | FFL2291 |  | CAREFUSION | 8100M |  |  | Rental | MHHS-Woodlands |  |  |  | FFL2291 |  | Woodlands |  | Rental | [7 empty] | PUMPINFUSION-ALARIS-Medley 8100 |  | MEDLEY PUMP MODULE LVP *MEMORIAL HERMANN |  |  | PUMPINFUSION-ALARIS-Medley 8100 | [6 empty] | Verified as Rental |  |  | MHHS-Woodlands
NO | YES |  |  |  | FFL2318 |  | CAREFUSION | 8100M |  |  | Rental | MHHS-Woodlands |  |  |  | FFL2318 |  | Woodlands |  | Rental | [7 empty] | PUMPINFUSION-ALARIS-Medley 8100 |  | MEDLEY PUMP MODULE LVP *MEMORIAL HERMANN |  |  | PUMPINFUSION-ALARIS-Medley 8100 | [6 empty] | Verified as Rental |  |  | MHHS-Woodlands
NO | YES |  |  |  | FFL2333 |  | CAREFUSION | 8100M |  |  | Rental | MHHS-Woodlands |  |  |  | FFL2333 |  | Woodlands |  | Rental | [7 empty] | PUMPINFUSION-ALARIS-Medley 8100 |  | MEDLEY PUMP MODULE LVP *MEMORIAL HERMANN |  |  | PUMPINFUSION-ALARIS-Medley 8100 | [6 empty] | Verified as Rental |  |  | MHHS-Woodlands
NO | YES |  |  |  | FFL2359 |  | CAREFUSION | 8100M |  |  | Rental | MHHS-Woodlands |  |  |  | FFL2359 |  | Woodlands |  | Rental | [7 empty] | PUMPINFUSION-ALARIS-Medley 8100 |  | MEDLEY PUMP MODULE LVP *MEMORIAL HERMANN |  |  | PUMPINFUSION-ALARIS-Medley 8100 | [6 empty] | Verified as Rental |  |  | MHHS-Woodlands
NO | YES |  |  |  | FFL2361 |  | CAREFUSION | 8100M |  |  | Rental | MHHS-Woodlands |  |  |  | FFL2361 |  | Woodlands |  | Rental | [7 empty] | PUMPINFUSION-ALARIS-Medley 8100 |  | MEDLEY PUMP MODULE LVP *MEMORIAL HERMANN |  |  | PUMPINFUSION-ALARIS-Medley 8100 | [6 empty] | Verified as Rental |  |  | MHHS-Woodlands
NO | YES |  |  |  | FFL2376 |  | CAREFUSION | 8100M |  |  | Rental | MHHS-Woodlands |  |  |  | FFL2376 |  | Woodlands |  | Rental | [7 empty] | PUMPINFUSION-ALARIS-Medley 8100 |  | MEDLEY PUMP MODULE LVP *MEMORIAL HERMANN |  |  | PUMPINFUSION-ALARIS-Medley 8100 | [6 empty] | Verified as Rental |  |  | MHHS-Woodlands
NO | YES |  |  |  | FFL2396 |  | CAREFUSION | 8100M |  |  | Rental | MHHS-Woodlands |  |  |  | FFL2396 |  | Woodlands |  | Rental | [7 empty] | PUMPINFUSION-ALARIS-Medley 8100 |  | MEDLEY PUMP MODULE LVP *MEMORIAL HERMANN |  |  | PUMPINFUSION-ALARIS-Medley 8100 | [6 empty] | Verified as Rental |  |  | MHHS-Woodlands
NO | YES |  |  |  | FFL2408 |  | CAREFUSION | 8100M |  |  | Rental | MHHS-Woodlands |  |  |  | FFL2408 |  | Woodlands |  | Rental | [7 empty] | PUMPINFUSION-ALARIS-Medley 8100 |  | MEDLEY PUMP MODULE LVP *MEMORIAL HERMANN |  |  | PUMPINFUSION-ALARIS-Medley 8100 | [6 empty] | Verified as Rental |  |  | MHHS-Woodlands
NO | YES |  |  |  | FFL2410 |  | CAREFUSION | 8100M |  |  | Rental | MHHS-Woodlands |  |  |  | FFL2410 |  | Woodlands |  | Rental | [7 empty] | PUMPINFUSION-ALARIS-Medley 8100 |  | MEDLEY PUMP MODULE LVP *MEMORIAL HERMANN |  |  | PUMPINFUSION-ALARIS-Medley 8100 | [6 empty] | Verified as Rental |  |  | MHHS-Woodlands
NO | YES |  |  |  | FFL2411 |  | CAREFUSION | 8100M |  |  | Rental | MHHS-Woodlands |  |  |  | FFL2411 |  | Woodlands |  | Rental | [7 empty] | PUMPINFUSION-ALARIS-Medley 8100 |  | MEDLEY PUMP MODULE LVP *MEMORIAL HERMANN |  |  | PUMPINFUSION-ALARIS-Medley 8100 | [6 empty] | Verified as Rental |  |  | MHHS-Woodlands
NO | YES |  |  |  | FFL2420 |  | CAREFUSION | 8100M |  |  | Rental | MHHS-Woodlands |  |  |  | FFL2420 |  | Woodlands |  | Rental | [7 empty] | PUMPINFUSION-ALARIS-Medley 8100 |  | MEDLEY PUMP MODULE LVP *MEMORIAL HERMANN |  |  | PUMPINFUSION-ALARIS-Medley 8100 | [6 empty] | Verified as Rental |  |  | MHHS-Woodlands
NO | YES |  |  |  | FFL2439 |  | CAREFUSION | 8100M |  |  | Rental | MHHS-Woodlands |  |  |  | FFL2439 |  | Woodlands |  | Rental | [7 empty] | PUMPINFUSION-ALARIS-Medley 8100 |  | MEDLEY PUMP MODULE LVP *MEMORIAL HERMANN |  |  | PUMPINFUSION-ALARIS-Medley 8100 | [6 empty] | Verified as Rental |  |  | MHHS-Woodlands
NO | YES |  |  |  | FFL2442 |  | CAREFUSION | 8100M |  |  | Rental | MHHS-Woodlands |  |  |  | FFL2442 |  | Woodlands |  | Rental | [7 empty] | PUMPINFUSION-ALARIS-Medley 8100 |  | MEDLEY PUMP MODULE LVP *MEMORIAL HERMANN |  |  | PUMPINFUSION-ALARIS-Medley 8100 | [6 empty] | Verified as Rental |  |  | MHHS-Woodlands
NO | YES |  |  |  | FFL2474 |  | CAREFUSION | 8100M |  |  | Rental | MHHS-Woodlands |  |  |  | FFL2474 |  | Woodlands |  | Rental | [7 empty] | PUMPINFUSION-ALARIS-Medley 8100 |  | MEDLEY PUMP MODULE LVP *MEMORIAL HERMANN |  |  | PUMPINFUSION-ALARIS-Medley 8100 | [6 empty] | Verified as Rental |  |  | MHHS-Woodlands
NO | YES |  |  |  | FFL2492 |  | CAREFUSION | 8100M |  |  | Rental | MHHS-Woodlands |  |  |  | FFL2492 |  | Woodlands |  | Rental | [7 empty] | PUMPINFUSION-ALARIS-Medley 8100 |  | MEDLEY PUMP MODULE LVP *MEMORIAL HERMANN |  |  | PUMPINFUSION-ALARIS-Medley 8100 | [6 empty] | Verified as Rental |  |  | MHHS-Woodlands
NO | YES |  |  |  | FFL2497 |  | CAREFUSION | 8100M |  |  | Rental | MHHS-Woodlands |  |  |  | FFL2497 |  | Woodlands |  | Rental | [7 empty] | PUMPINFUSION-ALARIS-Medley 8100 |  | MEDLEY PUMP MODULE LVP *MEMORIAL HERMANN |  |  | PUMPINFUSION-ALARIS-Medley 8100 | [6 empty] | Verified as Rental |  |  | MHHS-Woodlands
NO | YES |  |  |  | FFL2516 |  | CAREFUSION | 8100M |  |  | Rental | MHHS-Woodlands |  |  |  | FFL2516 |  | Woodlands |  | Rental | [7 empty] | PUMPINFUSION-ALARIS-Medley 8100 |  | MEDLEY PUMP MODULE LVP *MEMORIAL HERMANN |  |  | PUMPINFUSION-ALARIS-Medley 8100 | [6 empty] | Verified as Rental |  |  | MHHS-Woodlands
NO | YES |  |  |  | FFL2532 |  | CAREFUSION | 8100M |  |  | Rental | MHHS-Woodlands |  |  |  | FFL2532 |  | Woodlands |  | Rental | [7 empty] | PUMPINFUSION-ALARIS-Medley 8100 |  | MEDLEY PUMP MODULE LVP *MEMORIAL HERMANN |  |  | PUMPINFUSION-ALARIS-Medley 8100 | [6 empty] | Verified as Rental |  |  | MHHS-Woodlands
NO | YES |  |  |  | FFL2534 |  | CAREFUSION | 8100M |  |  | Rental | MHHS-Woodlands |  |  |  | FFL2534 |  | Woodlands |  | Rental | [7 empty] | PUMPINFUSION-ALARIS-Medley 8100 |  | MEDLEY PUMP MODULE LVP *MEMORIAL HERMANN |  |  | PUMPINFUSION-ALARIS-Medley 8100 | [6 empty] | Verified as Rental |  |  | MHHS-Woodlands
NO | YES |  |  |  | FFL2590 |  | CAREFUSION | 8100M |  |  | Rental | MHHS-Woodlands |  |  |  | FFL2590 |  | Woodlands |  | Rental | [7 empty] | PUMPINFUSION-ALARIS-Medley 8100 |  | MEDLEY PUMP MODULE LVP *MEMORIAL HERMANN |  |  | PUMPINFUSION-ALARIS-Medley 8100 | [6 empty] | Verified as Rental |  |  | MHHS-Woodlands
NO | YES |  |  |  | FFL2662 |  | CAREFUSION | 8100M |  |  | Rental | MHHS-Woodlands |  |  |  | FFL2662 |  | Woodlands |  | Rental | [7 empty] | PUMPINFUSION-ALARIS-Medley 8100 |  | MEDLEY PUMP MODULE LVP *MEMORIAL HERMANN |  |  | PUMPINFUSION-ALARIS-Medley 8100 | [6 empty] | Verified as Rental |  |  | MHHS-Woodlands
NO | YES |  |  |  | FFL2667 |  | CAREFUSION | 8100M |  |  | Rental | MHHS-Woodlands |  |  |  | FFL2667 |  | Woodlands |  | Rental | [7 empty] | PUMPINFUSION-ALARIS-Medley 8100 |  | MEDLEY PUMP MODULE LVP *MEMORIAL HERMANN |  |  | PUMPINFUSION-ALARIS-Medley 8100 | [6 empty] | Verified as Rental |  |  | MHHS-Woodlands
NO | YES |  |  |  | FFL2671 |  | CAREFUSION | 8100M |  |  | Rental | MHHS-Woodlands |  |  |  | FFL2671 |  | Woodlands |  | Rental | [7 empty] | PUMPINFUSION-ALARIS-Medley 8100 |  | MEDLEY PUMP MODULE LVP *MEMORIAL HERMANN |  |  | PUMPINFUSION-ALARIS-Medley 8100 | [6 empty] | Verified as Rental |  |  | MHHS-Woodlands
NO | YES |  |  |  | FFL2691 |  | CAREFUSION | 8100M |  |  | Rental | MHHS-Woodlands |  |  |  | FFL2691 |  | Woodlands |  | Rental | [7 empty] | PUMPINFUSION-ALARIS-Medley 8100 |  | MEDLEY PUMP MODULE LVP *MEMORIAL HERMANN |  |  | PUMPINFUSION-ALARIS-Medley 8100 | [6 empty] | Verified as Rental |  |  | MHHS-Woodlands
NO | YES |  |  |  | FFL2692 |  | CAREFUSION | 8100M |  |  | Rental | MHHS-Woodlands |  |  |  | FFL2692 |  | Woodlands |  | Rental | [7 empty] | PUMPINFUSION-ALARIS-Medley 8100 |  | MEDLEY PUMP MODULE LVP *MEMORIAL HERMANN |  |  | PUMPINFUSION-ALARIS-Medley 8100 | [6 empty] | Verified as Rental |  |  | MHHS-Woodlands
NO | YES |  |  |  | FFL2717 |  | CAREFUSION | 8100M |  |  | Rental | MHHS-Woodlands |  |  |  | FFL2717 |  | Woodlands |  | Rental | [7 empty] | PUMPINFUSION-ALARIS-Medley 8100 |  | MEDLEY PUMP MODULE LVP *MEMORIAL HERMANN |  |  | PUMPINFUSION-ALARIS-Medley 8100 | [6 empty] | Verified as Rental |  |  | MHHS-Woodlands
NO | YES |  |  |  | FFL2719 |  | CAREFUSION | 8100M |  |  | Rental | MHHS-Woodlands |  |  |  | FFL2719 |  | Woodlands |  | Rental | [7 empty] | PUMPINFUSION-ALARIS-Medley 8100 |  | MEDLEY PUMP MODULE LVP *MEMORIAL HERMANN |  |  | PUMPINFUSION-ALARIS-Medley 8100 | [6 empty] | Verified as Rental |  |  | MHHS-Woodlands
NO | YES |  |  |  | FFL2720 |  | CAREFUSION | 8100M |  |  | Rental | MHHS-Woodlands |  |  |  | FFL2720 |  | Woodlands |  | Rental | [7 empty] | PUMPINFUSION-ALARIS-Medley 8100 |  | MEDLEY PUMP MODULE LVP *MEMORIAL HERMANN |  |  | PUMPINFUSION-ALARIS-Medley 8100 | [6 empty] | Verified as Rental |  |  | MHHS-Woodlands
NO | YES |  |  |  | FFL2730 |  | CAREFUSION | 8100M |  |  | Rental | MHHS-Woodlands |  |  |  | FFL2730 |  | Woodlands |  | Rental | [7 empty] | PUMPINFUSION-ALARIS-Medley 8100 |  | MEDLEY PUMP MODULE LVP *MEMORIAL HERMANN |  |  | PUMPINFUSION-ALARIS-Medley 8100 | [6 empty] | Verified as Rental |  |  | MHHS-Woodlands
NO | YES |  |  |  | FFL2743 |  | CAREFUSION | 8100M |  |  | Rental | MHHS-Woodlands |  |  |  | FFL2743 |  | Woodlands |  | Rental | [7 empty] | PUMPINFUSION-ALARIS-Medley 8100 |  | MEDLEY PUMP MODULE LVP *MEMORIAL HERMANN |  |  | PUMPINFUSION-ALARIS-Medley 8100 | [6 empty] | Verified as Rental |  |  | MHHS-Woodlands
NO | YES |  |  |  | FFL2744 |  | CAREFUSION | 8100M |  |  | Rental | MHHS-Woodlands |  |  |  | FFL2744 |  | Woodlands |  | Rental | [7 empty] | PUMPINFUSION-ALARIS-Medley 8100 |  | MEDLEY PUMP MODULE LVP *MEMORIAL HERMANN |  |  | PUMPINFUSION-ALARIS-Medley 8100 | [6 empty] | Verified as Rental |  |  | MHHS-Woodlands
NO | YES |  |  |  | FFL2750 |  | CAREFUSION | 8100M |  |  | Rental | MHHS-Woodlands |  |  |  | FFL2750 |  | Woodlands |  | Rental | [7 empty] | PUMPINFUSION-ALARIS-Medley 8100 |  | MEDLEY PUMP MODULE LVP *MEMORIAL HERMANN |  |  | PUMPINFUSION-ALARIS-Medley 8100 | [6 empty] | Verified as Rental |  |  | MHHS-Woodlands
NO | YES |  |  |  | FFL2758 |  | CAREFUSION | 8100M |  |  | Rental | MHHS-Woodlands |  |  |  | FFL2758 |  | Woodlands |  | Rental | [7 empty] | PUMPINFUSION-ALARIS-Medley 8100 |  | MEDLEY PUMP MODULE LVP *MEMORIAL HERMANN |  |  | PUMPINFUSION-ALARIS-Medley 8100 | [6 empty] | Verified as Rental |  |  | MHHS-Woodlands
NO | YES |  |  |  | FFL2785 |  | CAREFUSION | 8100M |  |  | Rental | MHHS-Woodlands |  |  |  | FFL2785 |  | Woodlands |  | Rental | [7 empty] | PUMPINFUSION-ALARIS-Medley 8100 |  | MEDLEY PUMP MODULE LVP *MEMORIAL HERMANN |  |  | PUMPINFUSION-ALARIS-Medley 8100 | [6 empty] | Verified as Rental |  |  | MHHS-Woodlands
NO | YES |  |  |  | FFL2797 |  | CAREFUSION | 8100M |  |  | Rental | MHHS-Woodlands |  |  |  | FFL2797 |  | Woodlands |  | Rental | [7 empty] | PUMPINFUSION-ALARIS-Medley 8100 |  | MEDLEY PUMP MODULE LVP *MEMORIAL HERMANN |  |  | PUMPINFUSION-ALARIS-Medley 8100 | [6 empty] | Verified as Rental |  |  | MHHS-Woodlands
NO | YES |  |  |  | FFL2803 |  | CAREFUSION | 8100M |  |  | Rental | MHHS-Woodlands |  |  |  | FFL2803 |  | Woodlands |  | Rental | [7 empty] | PUMPINFUSION-ALARIS-Medley 8100 |  | MEDLEY PUMP MODULE LVP *MEMORIAL HERMANN |  |  | PUMPINFUSION-ALARIS-Medley 8100 | [6 empty] | Verified as Rental |  |  | MHHS-Woodlands
NO | YES |  |  |  | FFL2804 |  | CAREFUSION | 8100M |  |  | Rental | MHHS-Woodlands |  |  |  | FFL2804 |  | Woodlands |  | Rental | [7 empty] | PUMPINFUSION-ALARIS-Medley 8100 |  | MEDLEY PUMP MODULE LVP *MEMORIAL HERMANN |  |  | PUMPINFUSION-ALARIS-Medley 8100 | [6 empty] | Verified as Rental |  |  | MHHS-Woodlands
NO | YES |  |  |  | FFL2827 |  | CAREFUSION | 8100M |  |  | Rental | MHHS-Woodlands |  |  |  | FFL2827 |  | Woodlands |  | Rental | [7 empty] | PUMPINFUSION-ALARIS-Medley 8100 |  | MEDLEY PUMP MODULE LVP *MEMORIAL HERMANN |  |  | PUMPINFUSION-ALARIS-Medley 8100 | [6 empty] | Verified as Rental |  |  | MHHS-Woodlands
NO | YES |  |  |  | FFL2828 |  | CAREFUSION | 8100M |  |  | Rental | MHHS-Woodlands |  |  |  | FFL2828 |  | Woodlands |  | Rental | [7 empty] | PUMPINFUSION-ALARIS-Medley 8100 |  | MEDLEY PUMP MODULE LVP *MEMORIAL HERMANN |  |  | PUMPINFUSION-ALARIS-Medley 8100 | [6 empty] | Verified as Rental |  |  | MHHS-Woodlands
NO | YES |  |  |  | FFL2862 |  | CAREFUSION | 8100M |  |  | Rental | MHHS-Woodlands |  |  |  | FFL2862 |  | Woodlands |  | Rental | [7 empty] | PUMPINFUSION-ALARIS-Medley 8100 |  | MEDLEY PUMP MODULE LVP *MEMORIAL HERMANN |  |  | PUMPINFUSION-ALARIS-Medley 8100 | [6 empty] | Verified as Rental |  |  | MHHS-Woodlands
NO | YES |  |  |  | FFL2877 |  | CAREFUSION | 8100M |  |  | Rental | MHHS-Woodlands |  |  |  | FFL2877 |  | Woodlands |  | Rental | [7 empty] | PUMPINFUSION-ALARIS-Medley 8100 |  | MEDLEY PUMP MODULE LVP *MEMORIAL HERMANN |  |  | PUMPINFUSION-ALARIS-Medley 8100 | [6 empty] | Verified as Rental |  |  | MHHS-Woodlands
NO | YES |  |  |  | FFL2885 |  | CAREFUSION | 8100M |  |  | Rental | MHHS-Woodlands |  |  |  | FFL2885 |  | Woodlands |  | Rental | [7 empty] | PUMPINFUSION-ALARIS-Medley 8100 |  | MEDLEY PUMP MODULE LVP *MEMORIAL HERMANN |  |  | PUMPINFUSION-ALARIS-Medley 8100 | [6 empty] | Verified as Rental |  |  | MHHS-Woodlands
NO | YES |  |  |  | FFL2914 |  | CAREFUSION | 8100M |  |  | Rental | MHHS-Woodlands |  |  |  | FFL2914 |  | Woodlands |  | Rental | [7 empty] | PUMPINFUSION-ALARIS-Medley 8100 |  | MEDLEY PUMP MODULE LVP *MEMORIAL HERMANN |  |  | PUMPINFUSION-ALARIS-Medley 8100 | [6 empty] | Verified as Rental |  |  | MHHS-Woodlands
NO | YES |  |  |  | FFL2925 |  | CAREFUSION | 8100M |  |  | Rental | MHHS-Woodlands |  |  |  | FFL2925 |  | Woodlands |  | Rental | [7 empty] | PUMPINFUSION-ALARIS-Medley 8100 |  | MEDLEY PUMP MODULE LVP *MEMORIAL HERMANN |  |  | PUMPINFUSION-ALARIS-Medley 8100 | [6 empty] | Verified as Rental |  |  | MHHS-Woodlands
NO | YES |  |  |  | FFL2929 |  | CAREFUSION | 8100M |  |  | Rental | MHHS-Woodlands |  |  |  | FFL2929 |  | Woodlands |  | Rental | [7 empty] | PUMPINFUSION-ALARIS-Medley 8100 |  | MEDLEY PUMP MODULE LVP *MEMORIAL HERMANN |  |  | PUMPINFUSION-ALARIS-Medley 8100 | [6 empty] | Verified as Rental |  |  | MHHS-Woodlands
NO | YES |  |  |  | FFL2939 |  | CAREFUSION | 8100M |  |  | Rental | MHHS-Woodlands |  |  |  | FFL2939 |  | Woodlands |  | Rental | [7 empty] | PUMPINFUSION-ALARIS-Medley 8100 |  | MEDLEY PUMP MODULE LVP *MEMORIAL HERMANN |  |  | PUMPINFUSION-ALARIS-Medley 8100 | [6 empty] | Verified as Rental |  |  | MHHS-Woodlands
NO | YES |  |  |  | FFL2940 |  | CAREFUSION | 8100M |  |  | Rental | MHHS-Woodlands |  |  |  | FFL2940 |  | Woodlands |  | Rental | [7 empty] | PUMPINFUSION-ALARIS-Medley 8100 |  | MEDLEY PUMP MODULE LVP *MEMORIAL HERMANN |  |  | PUMPINFUSION-ALARIS-Medley 8100 | [6 empty] | Verified as Rental |  |  | MHHS-Woodlands
NO | YES |  |  |  | FFL2955 |  | CAREFUSION | 8100M |  |  | Rental | MHHS-Woodlands |  |  |  | FFL2955 |  | Woodlands |  | Rental | [7 empty] | PUMPINFUSION-ALARIS-Medley 8100 |  | MEDLEY PUMP MODULE LVP *MEMORIAL HERMANN |  |  | PUMPINFUSION-ALARIS-Medley 8100 | [6 empty] | Verified as Rental |  |  | MHHS-Woodlands
NO | YES |  |  |  | FFL2957 |  | CAREFUSION | 8100M |  |  | Rental | MHHS-Woodlands |  |  |  | FFL2957 |  | Woodlands |  | Rental | [7 empty] | PUMPINFUSION-ALARIS-Medley 8100 |  | MEDLEY PUMP MODULE LVP *MEMORIAL HERMANN |  |  | PUMPINFUSION-ALARIS-Medley 8100 | [6 empty] | Verified as Rental |  |  | MHHS-Woodlands
NO | YES |  |  |  | FFL2968 |  | CAREFUSION | 8100M |  |  | Rental | MHHS-Woodlands |  |  |  | FFL2968 |  | Woodlands |  | Rental | [7 empty] | PUMPINFUSION-ALARIS-Medley 8100 |  | MEDLEY PUMP MODULE LVP *MEMORIAL HERMANN |  |  | PUMPINFUSION-ALARIS-Medley 8100 | [6 empty] | Verified as Rental |  |  | MHHS-Woodlands
NO | YES |  |  |  | FFL2972 |  | CAREFUSION | 8100M |  |  | Rental | MHHS-Woodlands |  |  |  | FFL2972 |  | Woodlands |  | Rental | [7 empty] | PUMPINFUSION-ALARIS-Medley 8100 |  | MEDLEY PUMP MODULE LVP *MEMORIAL HERMANN |  |  | PUMPINFUSION-ALARIS-Medley 8100 | [6 empty] | Verified as Rental |  |  | MHHS-Woodlands
NO | YES |  |  |  | FFL2979 |  | CAREFUSION | 8100M |  |  | Rental | MHHS-Woodlands |  |  |  | FFL2979 |  | Woodlands |  | Rental | [7 empty] | PUMPINFUSION-ALARIS-Medley 8100 |  | MEDLEY PUMP MODULE LVP *MEMORIAL HERMANN |  |  | PUMPINFUSION-ALARIS-Medley 8100 | [6 empty] | Verified as Rental |  |  | MHHS-Woodlands
NO | YES |  |  |  | FFL2985 |  | CAREFUSION | 8100M |  |  | Rental | MHHS-Woodlands |  |  |  | FFL2985 |  | Woodlands |  | Rental | [7 empty] | PUMPINFUSION-ALARIS-Medley 8100 |  | MEDLEY PUMP MODULE LVP *MEMORIAL HERMANN |  |  | PUMPINFUSION-ALARIS-Medley 8100 | [6 empty] | Verified as Rental |  |  | MHHS-Woodlands
NO | YES |  |  |  | FFL3043 |  | CAREFUSION | 8100M |  |  | Rental | MHHS-Woodlands |  |  |  | FFL3043 |  | Woodlands |  | Rental | [7 empty] | PUMPINFUSION-ALARIS-Medley 8100 |  | MEDLEY PUMP MODULE LVP *MEMORIAL HERMANN |  |  | PUMPINFUSION-ALARIS-Medley 8100 | [6 empty] | Verified as Rental |  |  | MHHS-Woodlands
NO | YES |  |  |  | FFL3050 |  | CAREFUSION | 8100M |  |  | Rental | MHHS-Woodlands |  |  |  | FFL3050 |  | Woodlands |  | Rental | [7 empty] | PUMPINFUSION-ALARIS-Medley 8100 |  | MEDLEY PUMP MODULE LVP *MEMORIAL HERMANN |  |  | PUMPINFUSION-ALARIS-Medley 8100 | [6 empty] | Verified as Rental |  |  | MHHS-Woodlands
NO | YES |  |  |  | FFL3054 |  | CAREFUSION | 8100M |  |  | Rental | MHHS-Woodlands |  |  |  | FFL3054 |  | Woodlands |  | Rental | [7 empty] | PUMPINFUSION-ALARIS-Medley 8100 |  | MEDLEY PUMP MODULE LVP *MEMORIAL HERMANN |  |  | PUMPINFUSION-ALARIS-Medley 8100 | [6 empty] | Verified as Rental |  |  | MHHS-Woodlands
NO | YES |  |  |  | FFL3056 |  | CAREFUSION | 8100M |  |  | Rental | MHHS-Woodlands |  |  |  | FFL3056 |  | Woodlands |  | Rental | [7 empty] | PUMPINFUSION-ALARIS-Medley 8100 |  | MEDLEY PUMP MODULE LVP *MEMORIAL HERMANN |  |  | PUMPINFUSION-ALARIS-Medley 8100 | [6 empty] | Verified as Rental |  |  | MHHS-Woodlands
NO | YES |  |  |  | FFL3061 |  | CAREFUSION | 8100M |  |  | Rental | MHHS-Woodlands |  |  |  | FFL3061 |  | Woodlands |  | Rental | [7 empty] | PUMPINFUSION-ALARIS-Medley 8100 |  | MEDLEY PUMP MODULE LVP *MEMORIAL HERMANN |  |  | PUMPINFUSION-ALARIS-Medley 8100 | [6 empty] | Verified as Rental |  |  | MHHS-Woodlands
NO | YES |  |  |  | FFL3079 |  | CAREFUSION | 8100M |  |  | Rental | MHHS-Woodlands |  |  |  | FFL3079 |  | Woodlands |  | Rental | [7 empty] | PUMPINFUSION-ALARIS-Medley 8100 |  | MEDLEY PUMP MODULE LVP *MEMORIAL HERMANN |  |  | PUMPINFUSION-ALARIS-Medley 8100 | [6 empty] | Verified as Rental |  |  | MHHS-Woodlands
NO | YES |  |  |  | FFL3083 |  | CAREFUSION | 8100M |  |  | Rental | MHHS-Woodlands |  |  |  | FFL3083 |  | Woodlands |  | Rental | [7 empty] | PUMPINFUSION-ALARIS-Medley 8100 |  | MEDLEY PUMP MODULE LVP *MEMORIAL HERMANN |  |  | PUMPINFUSION-ALARIS-Medley 8100 | [6 empty] | Verified as Rental |  |  | MHHS-Woodlands
NO | YES |  |  |  | FFL3093 |  | CAREFUSION | 8100M |  |  | Rental | MHHS-Woodlands |  |  |  | FFL3093 |  | Woodlands |  | Rental | [7 empty] | PUMPINFUSION-ALARIS-Medley 8100 |  | MEDLEY PUMP MODULE LVP *MEMORIAL HERMANN |  |  | PUMPINFUSION-ALARIS-Medley 8100 | [6 empty] | Verified as Rental |  |  | MHHS-Woodlands
NO | YES |  |  |  | FFL3112 |  | CAREFUSION | 8100M |  |  | Rental | MHHS-Woodlands |  |  |  | FFL3112 |  | Woodlands |  | Rental | [7 empty] | PUMPINFUSION-ALARIS-Medley 8100 |  | MEDLEY PUMP MODULE LVP *MEMORIAL HERMANN |  |  | PUMPINFUSION-ALARIS-Medley 8100 | [6 empty] | Verified as Rental |  |  | MHHS-Woodlands
NO | YES |  |  |  | FFL3133 |  | CAREFUSION | 8100M |  |  | Rental | MHHS-Woodlands |  |  |  | FFL3133 |  | Woodlands |  | Rental | [7 empty] | PUMPINFUSION-ALARIS-Medley 8100 |  | MEDLEY PUMP MODULE LVP *MEMORIAL HERMANN |  |  | PUMPINFUSION-ALARIS-Medley 8100 | [6 empty] | Verified as Rental |  |  | MHHS-Woodlands
NO | YES |  |  |  | FFL3134 |  | CAREFUSION | 8100M |  |  | Rental | MHHS-Woodlands |  |  |  | FFL3134 |  | Woodlands |  | Rental | [7 empty] | PUMPINFUSION-ALARIS-Medley 8100 |  | MEDLEY PUMP MODULE LVP *MEMORIAL HERMANN |  |  | PUMPINFUSION-ALARIS-Medley 8100 | [6 empty] | Verified as Rental |  |  | MHHS-Woodlands
NO | YES |  |  |  | FFL3151 |  | CAREFUSION | 8100M |  |  | Rental | MHHS-Woodlands |  |  |  | FFL3151 |  | Woodlands |  | Rental | [7 empty] | PUMPINFUSION-ALARIS-Medley 8100 |  | MEDLEY PUMP MODULE LVP *MEMORIAL HERMANN |  |  | PUMPINFUSION-ALARIS-Medley 8100 | [6 empty] | Verified as Rental |  |  | MHHS-Woodlands
NO | YES |  |  |  | FFL3166 |  | CAREFUSION | 8100M |  |  | Rental | MHHS-Woodlands |  |  |  | FFL3166 |  | Woodlands |  | Rental | [7 empty] | PUMPINFUSION-ALARIS-Medley 8100 |  | MEDLEY PUMP MODULE LVP *MEMORIAL HERMANN |  |  | PUMPINFUSION-ALARIS-Medley 8100 | [6 empty] | Verified as Rental |  |  | MHHS-Woodlands
NO | YES |  |  |  | FFL3171 |  | CAREFUSION | 8100M |  |  | Rental | MHHS-Woodlands |  |  |  | FFL3171 |  | Woodlands |  | Rental | [7 empty] | PUMPINFUSION-ALARIS-Medley 8100 |  | MEDLEY PUMP MODULE LVP *MEMORIAL HERMANN |  |  | PUMPINFUSION-ALARIS-Medley 8100 | [6 empty] | Verified as Rental |  |  | MHHS-Woodlands
NO | YES |  |  |  | FFL3173 |  | CAREFUSION | 8100M |  |  | Rental | MHHS-Woodlands |  |  |  | FFL3173 |  | Woodlands |  | Rental | [7 empty] | PUMPINFUSION-ALARIS-Medley 8100 |  | MEDLEY PUMP MODULE LVP *MEMORIAL HERMANN |  |  | PUMPINFUSION-ALARIS-Medley 8100 | [6 empty] | Verified as Rental |  |  | MHHS-Woodlands
NO | YES |  |  |  | FFL3215 |  | CAREFUSION | 8100M |  |  | Rental | MHHS-Woodlands |  |  |  | FFL3215 |  | Woodlands |  | Rental | [7 empty] | PUMPINFUSION-ALARIS-Medley 8100 |  | MEDLEY PUMP MODULE LVP *MEMORIAL HERMANN |  |  | PUMPINFUSION-ALARIS-Medley 8100 | [6 empty] | Verified as Rental |  |  | MHHS-Woodlands
NO | YES |  |  |  | FFL3217 |  | CAREFUSION | 8100M |  |  | Rental | MHHS-Woodlands |  |  |  | FFL3217 |  | Woodlands |  | Rental | [7 empty] | PUMPINFUSION-ALARIS-Medley 8100 |  | MEDLEY PUMP MODULE LVP *MEMORIAL HERMANN |  |  | PUMPINFUSION-ALARIS-Medley 8100 | [6 empty] | Verified as Rental |  |  | MHHS-Woodlands
NO | YES |  |  |  | FFL3226 |  | CAREFUSION | 8100M |  |  | Rental | MHHS-Woodlands |  |  |  | FFL3226 |  | Woodlands |  | Rental | [7 empty] | PUMPINFUSION-ALARIS-Medley 8100 |  | MEDLEY PUMP MODULE LVP *MEMORIAL HERMANN |  |  | PUMPINFUSION-ALARIS-Medley 8100 | [6 empty] | Verified as Rental |  |  | MHHS-Woodlands
NO | YES |  |  |  | FFL3233 |  | CAREFUSION | 8100M |  |  | Rental | MHHS-Woodlands |  |  |  | FFL3233 |  | Woodlands |  | Rental | [7 empty] | PUMPINFUSION-ALARIS-Medley 8100 |  | MEDLEY PUMP MODULE LVP *MEMORIAL HERMANN |  |  | PUMPINFUSION-ALARIS-Medley 8100 | [6 empty] | Verified as Rental |  |  | MHHS-Woodlands
NO | YES |  |  |  | FFL3248 |  | CAREFUSION | 8100M |  |  | Rental | MHHS-Woodlands |  |  |  | FFL3248 |  | Woodlands |  | Rental | [7 empty] | PUMPINFUSION-ALARIS-Medley 8100 |  | MEDLEY PUMP MODULE LVP *MEMORIAL HERMANN |  |  | PUMPINFUSION-ALARIS-Medley 8100 | [6 empty] | Verified as Rental |  |  | MHHS-Woodlands
NO | YES |  |  |  | FFL3270 |  | CAREFUSION | 8100M |  |  | Rental | MHHS-Woodlands |  |  |  | FFL3270 |  | Woodlands |  | Rental | [7 empty] | PUMPINFUSION-ALARIS-Medley 8100 |  | MEDLEY PUMP MODULE LVP *MEMORIAL HERMANN |  |  | PUMPINFUSION-ALARIS-Medley 8100 | [6 empty] | Verified as Rental |  |  | MHHS-Woodlands
NO | YES |  |  |  | FFL3288 |  | CAREFUSION | 8100M |  |  | Rental | MHHS-Woodlands |  |  |  | FFL3288 |  | Woodlands |  | Rental | [7 empty] | PUMPINFUSION-ALARIS-Medley 8100 |  | MEDLEY PUMP MODULE LVP *MEMORIAL HERMANN |  |  | PUMPINFUSION-ALARIS-Medley 8100 | [6 empty] | Verified as Rental |  |  | MHHS-Woodlands
NO | YES |  |  |  | FFL3291 |  | CAREFUSION | 8100M |  |  | Rental | MHHS-Woodlands |  |  |  | FFL3291 |  | Woodlands |  | Rental | [7 empty] | PUMPINFUSION-ALARIS-Medley 8100 |  | MEDLEY PUMP MODULE LVP *MEMORIAL HERMANN |  |  | PUMPINFUSION-ALARIS-Medley 8100 | [6 empty] | Verified as Rental |  |  | MHHS-Woodlands
NO | YES |  |  |  | FFL3293 |  | CAREFUSION | 8100M |  |  | Rental | MHHS-Woodlands |  |  |  | FFL3293 |  | Woodlands |  | Rental | [7 empty] | PUMPINFUSION-ALARIS-Medley 8100 |  | MEDLEY PUMP MODULE LVP *MEMORIAL HERMANN |  |  | PUMPINFUSION-ALARIS-Medley 8100 | [6 empty] | Verified as Rental |  |  | MHHS-Woodlands
NO | YES |  |  |  | FFL3295 |  | CAREFUSION | 8100M |  |  | Rental | MHHS-Woodlands |  |  |  | FFL3295 |  | Woodlands |  | Rental | [7 empty] | PUMPINFUSION-ALARIS-Medley 8100 |  | MEDLEY PUMP MODULE LVP *MEMORIAL HERMANN |  |  | PUMPINFUSION-ALARIS-Medley 8100 | [6 empty] | Verified as Rental |  |  | MHHS-Woodlands
NO | YES |  |  |  | FFL3308 |  | CAREFUSION | 8100M |  |  | Rental | MHHS-Woodlands |  |  |  | FFL3308 |  | Woodlands |  | Rental | [7 empty] | PUMPINFUSION-ALARIS-Medley 8100 |  | MEDLEY PUMP MODULE LVP *MEMORIAL HERMANN |  |  | PUMPINFUSION-ALARIS-Medley 8100 | [6 empty] | Verified as Rental |  |  | MHHS-Woodlands
NO | YES |  |  |  | FFL3321 |  | CAREFUSION | 8100M |  |  | Rental | MHHS-Woodlands |  |  |  | FFL3321 |  | Woodlands |  | Rental | [7 empty] | PUMPINFUSION-ALARIS-Medley 8100 |  | MEDLEY PUMP MODULE LVP *MEMORIAL HERMANN |  |  | PUMPINFUSION-ALARIS-Medley 8100 | [6 empty] | Verified as Rental |  |  | MHHS-Woodlands
NO | YES |  |  |  | FFL3322 |  | CAREFUSION | 8100M |  |  | Rental | MHHS-Woodlands |  |  |  | FFL3322 |  | Woodlands |  | Rental | [7 empty] | PUMPINFUSION-ALARIS-Medley 8100 |  | MEDLEY PUMP MODULE LVP *MEMORIAL HERMANN |  |  | PUMPINFUSION-ALARIS-Medley 8100 | [6 empty] | Verified as Rental |  |  | MHHS-Woodlands
NO | YES |  |  |  | FFL3330 |  | CAREFUSION | 8100M |  |  | Rental | MHHS-Woodlands |  |  |  | FFL3330 |  | Woodlands |  | Rental | [7 empty] | PUMPINFUSION-ALARIS-Medley 8100 |  | MEDLEY PUMP MODULE LVP *MEMORIAL HERMANN |  |  | PUMPINFUSION-ALARIS-Medley 8100 | [6 empty] | Verified as Rental |  |  | MHHS-Woodlands
NO | YES |  |  |  | FFL3334 |  | CAREFUSION | 8100M |  |  | Rental | MHHS-Woodlands |  |  |  | FFL3334 |  | Woodlands |  | Rental | [7 empty] | PUMPINFUSION-ALARIS-Medley 8100 |  | MEDLEY PUMP MODULE LVP *MEMORIAL HERMANN |  |  | PUMPINFUSION-ALARIS-Medley 8100 | [6 empty] | Verified as Rental |  |  | MHHS-Woodlands
NO | YES |  |  |  | FFL3342 |  | CAREFUSION | 8100M |  |  | Rental | MHHS-Woodlands |  |  |  | FFL3342 |  | Woodlands |  | Rental | [7 empty] | PUMPINFUSION-ALARIS-Medley 8100 |  | MEDLEY PUMP MODULE LVP *MEMORIAL HERMANN |  |  | PUMPINFUSION-ALARIS-Medley 8100 | [6 empty] | Verified as Rental |  |  | MHHS-Woodlands
NO | YES |  |  |  | FFL3357 |  | CAREFUSION | 8100M |  |  | Rental | MHHS-Woodlands |  |  |  | FFL3357 |  | Woodlands |  | Rental | [7 empty] | PUMPINFUSION-ALARIS-Medley 8100 |  | MEDLEY PUMP MODULE LVP *MEMORIAL HERMANN |  |  | PUMPINFUSION-ALARIS-Medley 8100 | [6 empty] | Verified as Rental |  |  | MHHS-Woodlands
NO | YES |  |  |  | FFL3358 |  | CAREFUSION | 8100M |  |  | Rental | MHHS-Woodlands |  |  |  | FFL3358 |  | Woodlands |  | Rental | [7 empty] | PUMPINFUSION-ALARIS-Medley 8100 |  | MEDLEY PUMP MODULE LVP *MEMORIAL HERMANN |  |  | PUMPINFUSION-ALARIS-Medley 8100 | [6 empty] | Verified as Rental |  |  | MHHS-Woodlands
NO | YES |  |  |  | FFL3411 |  | CAREFUSION | 8100M |  |  | Rental | MHHS-Woodlands |  |  |  | FFL3411 |  | Woodlands |  | Rental | [7 empty] | PUMPINFUSION-ALARIS-Medley 8100 |  | MEDLEY PUMP MODULE LVP *MEMORIAL HERMANN |  |  | PUMPINFUSION-ALARIS-Medley 8100 | [6 empty] | Verified as Rental |  |  | MHHS-Woodlands
NO | YES |  |  |  | FFL3419 |  | CAREFUSION | 8100M |  |  | Rental | MHHS-Woodlands |  |  |  | FFL3419 |  | Woodlands |  | Rental | [7 empty] | PUMPINFUSION-ALARIS-Medley 8100 |  | MEDLEY PUMP MODULE LVP *MEMORIAL HERMANN |  |  | PUMPINFUSION-ALARIS-Medley 8100 | [6 empty] | Verified as Rental |  |  | MHHS-Woodlands
NO | YES |  |  |  | FFL3421 |  | CAREFUSION | 8100M |  |  | Rental | MHHS-Woodlands |  |  |  | FFL3421 |  | Woodlands |  | Rental | [7 empty] | PUMPINFUSION-ALARIS-Medley 8100 |  | MEDLEY PUMP MODULE LVP *MEMORIAL HERMANN |  |  | PUMPINFUSION-ALARIS-Medley 8100 | [6 empty] | Verified as Rental |  |  | MHHS-Woodlands
NO | YES |  |  |  | FFL3503 |  | CAREFUSION | 8100M |  |  | Rental | MHHS-Woodlands |  |  |  | FFL3503 |  | Woodlands |  | Rental | [7 empty] | PUMPINFUSION-ALARIS-Medley 8100 |  | MEDLEY PUMP MODULE LVP *MEMORIAL HERMANN |  |  | PUMPINFUSION-ALARIS-Medley 8100 | [6 empty] | Verified as Rental |  |  | MHHS-Woodlands
NO | YES |  |  |  | FFL3530 |  | CAREFUSION | 8100M |  |  | Rental | MHHS-Woodlands |  |  |  | FFL3530 |  | Woodlands |  | Rental | [7 empty] | PUMPINFUSION-ALARIS-Medley 8100 |  | MEDLEY PUMP MODULE LVP *MEMORIAL HERMANN |  |  | PUMPINFUSION-ALARIS-Medley 8100 | [6 empty] | Verified as Rental |  |  | MHHS-Woodlands
NO | YES |  |  |  | FFL3543 |  | CAREFUSION | 8100M |  |  | Rental | MHHS-Woodlands |  |  |  | FFL3543 |  | Woodlands |  | Rental | [7 empty] | PUMPINFUSION-ALARIS-Medley 8100 |  | MEDLEY PUMP MODULE LVP *MEMORIAL HERMANN |  |  | PUMPINFUSION-ALARIS-Medley 8100 | [6 empty] | Verified as Rental |  |  | MHHS-Woodlands
NO | YES |  |  |  | FFL3562 |  | CAREFUSION | 8100M |  |  | Rental | MHHS-Woodlands |  |  |  | FFL3562 |  | Woodlands |  | Rental | [7 empty] | PUMPINFUSION-ALARIS-Medley 8100 |  | MEDLEY PUMP MODULE LVP *MEMORIAL HERMANN |  |  | PUMPINFUSION-ALARIS-Medley 8100 | [6 empty] | Verified as Rental |  |  | MHHS-Woodlands
NO | YES |  |  |  | FFL3573 |  | CAREFUSION | 8100M |  |  | Rental | MHHS-Woodlands |  |  |  | FFL3573 |  | Woodlands |  | Rental | [7 empty] | PUMPINFUSION-ALARIS-Medley 8100 |  | MEDLEY PUMP MODULE LVP *MEMORIAL HERMANN |  |  | PUMPINFUSION-ALARIS-Medley 8100 | [6 empty] | Verified as Rental |  |  | MHHS-Woodlands
NO | YES |  |  |  | FFL3590 |  | CAREFUSION | 8100M |  |  | Rental | MHHS-Woodlands |  |  |  | FFL3590 |  | Woodlands |  | Rental | [7 empty] | PUMPINFUSION-ALARIS-Medley 8100 |  | MEDLEY PUMP MODULE LVP *MEMORIAL HERMANN |  |  | PUMPINFUSION-ALARIS-Medley 8100 | [6 empty] | Verified as Rental |  |  | MHHS-Woodlands
NO | YES |  |  |  | FFL3596 |  | CAREFUSION | 8100M |  |  | Rental | MHHS-Woodlands |  |  |  | FFL3596 |  | Woodlands |  | Rental | [7 empty] | PUMPINFUSION-ALARIS-Medley 8100 |  | MEDLEY PUMP MODULE LVP *MEMORIAL HERMANN |  |  | PUMPINFUSION-ALARIS-Medley 8100 | [6 empty] | Verified as Rental |  |  | MHHS-Woodlands
NO | YES |  |  |  | FFL3616 |  | CAREFUSION | 8100M |  |  | Rental | MHHS-Woodlands |  |  |  | FFL3616 |  | Woodlands |  | Rental | [7 empty] | PUMPINFUSION-ALARIS-Medley 8100 |  | MEDLEY PUMP MODULE LVP *MEMORIAL HERMANN |  |  | PUMPINFUSION-ALARIS-Medley 8100 | [6 empty] | Verified as Rental |  |  | MHHS-Woodlands
NO | YES |  |  |  | FFL3627 |  | CAREFUSION | 8100M |  |  | Rental | MHHS-Woodlands |  |  |  | FFL3627 |  | Woodlands |  | Rental | [7 empty] | PUMPINFUSION-ALARIS-Medley 8100 |  | MEDLEY PUMP MODULE LVP *MEMORIAL HERMANN |  |  | PUMPINFUSION-ALARIS-Medley 8100 | [6 empty] | Verified as Rental |  |  | MHHS-Woodlands
NO | YES |  |  |  | FFL3637 |  | CAREFUSION | 8100M |  |  | Rental | MHHS-Woodlands |  |  |  | FFL3637 |  | Woodlands |  | Rental | [7 empty] | PUMPINFUSION-ALARIS-Medley 8100 |  | MEDLEY PUMP MODULE LVP *MEMORIAL HERMANN |  |  | PUMPINFUSION-ALARIS-Medley 8100 | [6 empty] | Verified as Rental |  |  | MHHS-Woodlands
NO | YES |  |  |  | FFL3646 |  | CAREFUSION | 8100M |  |  | Rental | MHHS-Woodlands |  |  |  | FFL3646 |  | Woodlands |  | Rental | [7 empty] | PUMPINFUSION-ALARIS-Medley 8100 |  | MEDLEY PUMP MODULE LVP *MEMORIAL HERMANN |  |  | PUMPINFUSION-ALARIS-Medley 8100 | [6 empty] | Verified as Rental |  |  | MHHS-Woodlands
NO | YES |  |  |  | FFL3684 |  | CAREFUSION | 8100M |  |  | Rental | MHHS-Woodlands |  |  |  | FFL3684 |  | Woodlands |  | Rental | [7 empty] | PUMPINFUSION-ALARIS-Medley 8100 |  | MEDLEY PUMP MODULE LVP *MEMORIAL HERMANN |  |  | PUMPINFUSION-ALARIS-Medley 8100 | [6 empty] | Verified as Rental |  |  | MHHS-Woodlands
NO | YES |  |  |  | FFL3685 |  | CAREFUSION | 8100M |  |  | Rental | MHHS-Woodlands |  |  |  | FFL3685 |  | Woodlands |  | Rental | [7 empty] | PUMPINFUSION-ALARIS-Medley 8100 |  | MEDLEY PUMP MODULE LVP *MEMORIAL HERMANN |  |  | PUMPINFUSION-ALARIS-Medley 8100 | [6 empty] | Verified as Rental |  |  | MHHS-Woodlands
NO | YES |  |  |  | FFL3687 |  | CAREFUSION | 8100M |  |  | Rental | MHHS-Woodlands |  |  |  | FFL3687 |  | Woodlands |  | Rental | [7 empty] | PUMPINFUSION-ALARIS-Medley 8100 |  | MEDLEY PUMP MODULE LVP *MEMORIAL HERMANN |  |  | PUMPINFUSION-ALARIS-Medley 8100 | [6 empty] | Verified as Rental |  |  | MHHS-Woodlands
NO | YES |  |  |  | FFL3728 |  | CAREFUSION | 8100M |  |  | Rental | MHHS-Woodlands |  |  |  | FFL3728 |  | Woodlands |  | Rental | [7 empty] | PUMPINFUSION-ALARIS-Medley 8100 |  | MEDLEY PUMP MODULE LVP *MEMORIAL HERMANN |  |  | PUMPINFUSION-ALARIS-Medley 8100 | [6 empty] | Verified as Rental |  |  | MHHS-Woodlands
NO | YES |  |  |  | FFL3744 |  | CAREFUSION | 8100M |  |  | Rental | MHHS-Woodlands |  |  |  | FFL3744 |  | Woodlands |  | Rental | [7 empty] | PUMPINFUSION-ALARIS-Medley 8100 |  | MEDLEY PUMP MODULE LVP *MEMORIAL HERMANN |  |  | PUMPINFUSION-ALARIS-Medley 8100 | [6 empty] | Verified as Rental |  |  | MHHS-Woodlands
NO | YES |  |  |  | FFL3762 |  | CAREFUSION | 8100M |  |  | Rental | MHHS-Woodlands |  |  |  | FFL3762 |  | Woodlands |  | Rental | [7 empty] | PUMPINFUSION-ALARIS-Medley 8100 |  | MEDLEY PUMP MODULE LVP *MEMORIAL HERMANN |  |  | PUMPINFUSION-ALARIS-Medley 8100 | [6 empty] | Verified as Rental |  |  | MHHS-Woodlands
NO | YES |  |  |  | FFL3779 |  | CAREFUSION | 8100M |  |  | Rental | MHHS-Woodlands |  |  |  | FFL3779 |  | Woodlands |  | Rental | [7 empty] | PUMPINFUSION-ALARIS-Medley 8100 |  | MEDLEY PUMP MODULE LVP *MEMORIAL HERMANN |  |  | PUMPINFUSION-ALARIS-Medley 8100 | [6 empty] | Verified as Rental |  |  | MHHS-Woodlands
NO | YES |  |  |  | FFL3780 |  | CAREFUSION | 8100M |  |  | Rental | MHHS-Woodlands |  |  |  | FFL3780 |  | Woodlands |  | Rental | [7 empty] | PUMPINFUSION-ALARIS-Medley 8100 |  | MEDLEY PUMP MODULE LVP *MEMORIAL HERMANN |  |  | PUMPINFUSION-ALARIS-Medley 8100 | [6 empty] | Verified as Rental |  |  | MHHS-Woodlands
NO | YES |  |  |  | FFL3793 |  | CAREFUSION | 8100M |  |  | Rental | MHHS-Woodlands |  |  |  | FFL3793 |  | Woodlands |  | Rental | [7 empty] | PUMPINFUSION-ALARIS-Medley 8100 |  | MEDLEY PUMP MODULE LVP *MEMORIAL HERMANN |  |  | PUMPINFUSION-ALARIS-Medley 8100 | [6 empty] | Verified as Rental |  |  | MHHS-Woodlands
NO | YES |  |  |  | FFL3812 |  | CAREFUSION | 8100M |  |  | Rental | MHHS-Woodlands |  |  |  | FFL3812 |  | Woodlands |  | Rental | [7 empty] | PUMPINFUSION-ALARIS-Medley 8100 |  | MEDLEY PUMP MODULE LVP *MEMORIAL HERMANN |  |  | PUMPINFUSION-ALARIS-Medley 8100 | [6 empty] | Verified as Rental |  |  | MHHS-Woodlands
NO | YES |  |  |  | FFL3814 |  | CAREFUSION | 8100M |  |  | Rental | MHHS-Woodlands |  |  |  | FFL3814 |  | Woodlands |  | Rental | [7 empty] | PUMPINFUSION-ALARIS-Medley 8100 |  | MEDLEY PUMP MODULE LVP *MEMORIAL HERMANN |  |  | PUMPINFUSION-ALARIS-Medley 8100 | [6 empty] | Verified as Rental |  |  | MHHS-Woodlands
NO | YES |  |  |  | FFL3831 |  | CAREFUSION | 8100M |  |  | Rental | MHHS-Woodlands |  |  |  | FFL3831 |  | Woodlands |  | Rental | [7 empty] | PUMPINFUSION-ALARIS-Medley 8100 |  | MEDLEY PUMP MODULE LVP *MEMORIAL HERMANN |  |  | PUMPINFUSION-ALARIS-Medley 8100 | [6 empty] | Verified as Rental |  |  | MHHS-Woodlands
NO | YES |  |  |  | FFL3860 |  | CAREFUSION | 8100M |  |  | Rental | MHHS-Woodlands |  |  |  | FFL3860 |  | Woodlands |  | Rental | [7 empty] | PUMPINFUSION-ALARIS-Medley 8100 |  | MEDLEY PUMP MODULE LVP *MEMORIAL HERMANN |  |  | PUMPINFUSION-ALARIS-Medley 8100 | [6 empty] | Verified as Rental |  |  | MHHS-Woodlands
NO | YES |  |  |  | FFL3861 |  | CAREFUSION | 8100M |  |  | Rental | MHHS-Woodlands |  |  |  | FFL3861 |  | Woodlands |  | Rental | [7 empty] | PUMPINFUSION-ALARIS-Medley 8100 |  | MEDLEY PUMP MODULE LVP *MEMORIAL HERMANN |  |  | PUMPINFUSION-ALARIS-Medley 8100 | [6 empty] | Verified as Rental |  |  | MHHS-Woodlands
NO | YES |  |  |  | FFL3915 |  | CAREFUSION | 8100M |  |  | Rental | MHHS-Woodlands |  |  |  | FFL3915 |  | Woodlands |  | Rental | [7 empty] | PUMPINFUSION-ALARIS-Medley 8100 |  | MEDLEY PUMP MODULE LVP *MEMORIAL HERMANN |  |  | PUMPINFUSION-ALARIS-Medley 8100 | [6 empty] | Verified as Rental |  |  | MHHS-Woodlands
NO | YES |  |  |  | FFL3930 |  | CAREFUSION | 8100M |  |  | Rental | MHHS-Woodlands |  |  |  | FFL3930 |  | Woodlands |  | Rental | [7 empty] | PUMPINFUSION-ALARIS-Medley 8100 |  | MEDLEY PUMP MODULE LVP *MEMORIAL HERMANN |  |  | PUMPINFUSION-ALARIS-Medley 8100 | [6 empty] | Verified as Rental |  |  | MHHS-Woodlands
NO | YES |  |  |  | FFL3943 |  | CAREFUSION | 8100M |  |  | Rental | MHHS-Woodlands |  |  |  | FFL3943 |  | Woodlands |  | Rental | [7 empty] | PUMPINFUSION-ALARIS-Medley 8100 |  | MEDLEY PUMP MODULE LVP *MEMORIAL HERMANN |  |  | PUMPINFUSION-ALARIS-Medley 8100 | [6 empty] | Verified as Rental |  |  | MHHS-Woodlands
NO | YES |  |  |  | FFL3958 |  | CAREFUSION | 8100M |  |  | Rental | MHHS-Woodlands |  |  |  | FFL3958 |  | Woodlands |  | Rental | [7 empty] | PUMPINFUSION-ALARIS-Medley 8100 |  | MEDLEY PUMP MODULE LVP *MEMORIAL HERMANN |  |  | PUMPINFUSION-ALARIS-Medley 8100 | [6 empty] | Verified as Rental |  |  | MHHS-Woodlands
NO | YES |  |  |  | FFL3980 |  | CAREFUSION | 8100M |  |  | Rental | MHHS-Woodlands |  |  |  | FFL3980 |  | Woodlands |  | Rental | [7 empty] | PUMPINFUSION-ALARIS-Medley 8100 |  | MEDLEY PUMP MODULE LVP *MEMORIAL HERMANN |  |  | PUMPINFUSION-ALARIS-Medley 8100 | [6 empty] | Verified as Rental |  |  | MHHS-Woodlands
NO | YES |  |  |  | FFL3984 |  | CAREFUSION | 8100M |  |  | Rental | MHHS-Woodlands |  |  |  | FFL3984 |  | Woodlands |  | Rental | [7 empty] | PUMPINFUSION-ALARIS-Medley 8100 |  | MEDLEY PUMP MODULE LVP *MEMORIAL HERMANN |  |  | PUMPINFUSION-ALARIS-Medley 8100 | [6 empty] | Verified as Rental |  |  | MHHS-Woodlands
NO | YES |  |  |  | FFL4003 |  | CAREFUSION | 8100M |  |  | Rental | MHHS-Woodlands |  |  |  | FFL4003 |  | Woodlands |  | Rental | [7 empty] | PUMPINFUSION-ALARIS-Medley 8100 |  | MEDLEY PUMP MODULE LVP *MEMORIAL HERMANN |  |  | PUMPINFUSION-ALARIS-Medley 8100 | [6 empty] | Verified as Rental |  |  | MHHS-Woodlands
NO | YES |  |  |  | FFL4027 |  | CAREFUSION | 8100M |  |  | Rental | MHHS-Woodlands |  |  |  | FFL4027 |  | Woodlands |  | Rental | [7 empty] | PUMPINFUSION-ALARIS-Medley 8100 |  | MEDLEY PUMP MODULE LVP *MEMORIAL HERMANN |  |  | PUMPINFUSION-ALARIS-Medley 8100 | [6 empty] | Verified as Rental |  |  | MHHS-Woodlands
NO | YES |  |  |  | FFL4030 |  | CAREFUSION | 8100M |  |  | Rental | MHHS-Woodlands |  |  |  | FFL4030 |  | Woodlands |  | Rental | [7 empty] | PUMPINFUSION-ALARIS-Medley 8100 |  | MEDLEY PUMP MODULE LVP *MEMORIAL HERMANN |  |  | PUMPINFUSION-ALARIS-Medley 8100 | [6 empty] | Verified as Rental |  |  | MHHS-Woodlands
NO | YES |  |  |  | FFL4034 |  | CAREFUSION | 8100M |  |  | Rental | MHHS-Woodlands |  |  |  | FFL4034 |  | Woodlands |  | Rental | [7 empty] | PUMPINFUSION-ALARIS-Medley 8100 |  | MEDLEY PUMP MODULE LVP *MEMORIAL HERMANN |  |  | PUMPINFUSION-ALARIS-Medley 8100 | [6 empty] | Verified as Rental |  |  | MHHS-Woodlands
NO | YES |  |  |  | FFL4048 |  | CAREFUSION | 8100M |  |  | Rental | MHHS-Woodlands |  |  |  | FFL4048 |  | Woodlands |  | Rental | [7 empty] | PUMPINFUSION-ALARIS-Medley 8100 |  | MEDLEY PUMP MODULE LVP *MEMORIAL HERMANN |  |  | PUMPINFUSION-ALARIS-Medley 8100 | [6 empty] | Verified as Rental |  |  | MHHS-Woodlands
NO | YES |  |  |  | FFL4070 |  | CAREFUSION | 8100M |  |  | Rental | MHHS-Woodlands |  |  |  | FFL4070 |  | Woodlands |  | Rental | [7 empty] | PUMPINFUSION-ALARIS-Medley 8100 |  | MEDLEY PUMP MODULE LVP *MEMORIAL HERMANN |  |  | PUMPINFUSION-ALARIS-Medley 8100 | [6 empty] | Verified as Rental |  |  | MHHS-Woodlands
NO | YES |  |  |  | FFL4079 |  | CAREFUSION | 8100M |  |  | Rental | MHHS-Woodlands |  |  |  | FFL4079 |  | Woodlands |  | Rental | [7 empty] | PUMPINFUSION-ALARIS-Medley 8100 |  | MEDLEY PUMP MODULE LVP *MEMORIAL HERMANN |  |  | PUMPINFUSION-ALARIS-Medley 8100 | [6 empty] | Verified as Rental |  |  | MHHS-Woodlands
NO | YES |  |  |  | FFL4115 |  | CAREFUSION | 8100M |  |  | Rental | MHHS-Woodlands |  |  |  | FFL4115 |  | Woodlands |  | Rental | [7 empty] | PUMPINFUSION-ALARIS-Medley 8100 |  | MEDLEY PUMP MODULE LVP *MEMORIAL HERMANN |  |  | PUMPINFUSION-ALARIS-Medley 8100 | [6 empty] | Verified as Rental |  |  | MHHS-Woodlands
NO | YES |  |  |  | FFL4116 |  | CAREFUSION | 8100M |  |  | Rental | MHHS-Woodlands |  |  |  | FFL4116 |  | Woodlands |  | Rental | [7 empty] | PUMPINFUSION-ALARIS-Medley 8100 |  | MEDLEY PUMP MODULE LVP *MEMORIAL HERMANN |  |  | PUMPINFUSION-ALARIS-Medley 8100 | [6 empty] | Verified as Rental |  |  | MHHS-Woodlands
NO | YES |  |  |  | FFL4119 |  | CAREFUSION | 8100M |  |  | Rental | MHHS-Woodlands |  |  |  | FFL4119 |  | Woodlands |  | Rental | [7 empty] | PUMPINFUSION-ALARIS-Medley 8100 |  | MEDLEY PUMP MODULE LVP *MEMORIAL HERMANN |  |  | PUMPINFUSION-ALARIS-Medley 8100 | [6 empty] | Verified as Rental |  |  | MHHS-Woodlands
NO | YES |  |  |  | FFL4124 |  | CAREFUSION | 8100M |  |  | Rental | MHHS-Woodlands |  |  |  | FFL4124 |  | Woodlands |  | Rental | [7 empty] | PUMPINFUSION-ALARIS-Medley 8100 |  | MEDLEY PUMP MODULE LVP *MEMORIAL HERMANN |  |  | PUMPINFUSION-ALARIS-Medley 8100 | [6 empty] | Verified as Rental |  |  | MHHS-Woodlands
NO | YES |  |  |  | FFL4132 |  | CAREFUSION | 8100M |  |  | Rental | MHHS-Woodlands |  |  |  | FFL4132 |  | Woodlands |  | Rental | [7 empty] | PUMPINFUSION-ALARIS-Medley 8100 |  | MEDLEY PUMP MODULE LVP *MEMORIAL HERMANN |  |  | PUMPINFUSION-ALARIS-Medley 8100 | [6 empty] | Verified as Rental |  |  | MHHS-Woodlands
NO | YES |  |  |  | FFL4142 |  | CAREFUSION | 8100M |  |  | Rental | MHHS-Woodlands |  |  |  | FFL4142 |  | Woodlands |  | Rental | [7 empty] | PUMPINFUSION-ALARIS-Medley 8100 |  | MEDLEY PUMP MODULE LVP *MEMORIAL HERMANN |  |  | PUMPINFUSION-ALARIS-Medley 8100 | [6 empty] | Verified as Rental |  |  | MHHS-Woodlands
NO | YES |  |  |  | FFL4197 |  | CAREFUSION | 8100M |  |  | Rental | MHHS-Woodlands |  |  |  | FFL4197 |  | Woodlands |  | Rental | [7 empty] | PUMPINFUSION-ALARIS-Medley 8100 |  | MEDLEY PUMP MODULE LVP *MEMORIAL HERMANN |  |  | PUMPINFUSION-ALARIS-Medley 8100 | [6 empty] | Verified as Rental |  |  | MHHS-Woodlands
NO | YES |  |  |  | FFL4238 |  | CAREFUSION | 8100M |  |  | Rental | MHHS-Woodlands |  |  |  | FFL4238 |  | Woodlands |  | Rental | [7 empty] | PUMPINFUSION-ALARIS-Medley 8100 |  | MEDLEY PUMP MODULE LVP *MEMORIAL HERMANN |  |  | PUMPINFUSION-ALARIS-Medley 8100 | [6 empty] | Verified as Rental |  |  | MHHS-Woodlands
NO | YES |  |  |  | FFL4240 |  | CAREFUSION | 8100M |  |  | Rental | MHHS-Woodlands |  |  |  | FFL4240 |  | Woodlands |  | Rental | [7 empty] | PUMPINFUSION-ALARIS-Medley 8100 |  | MEDLEY PUMP MODULE LVP *MEMORIAL HERMANN |  |  | PUMPINFUSION-ALARIS-Medley 8100 | [6 empty] | Verified as Rental |  |  | MHHS-Woodlands
NO | YES |  |  |  | FFL4254 |  | CAREFUSION | 8100M |  |  | Rental | MHHS-Woodlands |  |  |  | FFL4254 |  | Woodlands |  | Rental | [7 empty] | PUMPINFUSION-ALARIS-Medley 8100 |  | MEDLEY PUMP MODULE LVP *MEMORIAL HERMANN |  |  | PUMPINFUSION-ALARIS-Medley 8100 | [6 empty] | Verified as Rental |  |  | MHHS-Woodlands
NO | YES |  |  |  | FFL4259 |  | CAREFUSION | 8100M |  |  | Rental | MHHS-Woodlands |  |  |  | FFL4259 |  | Woodlands |  | Rental | [7 empty] | PUMPINFUSION-ALARIS-Medley 8100 |  | MEDLEY PUMP MODULE LVP *MEMORIAL HERMANN |  |  | PUMPINFUSION-ALARIS-Medley 8100 | [6 empty] | Verified as Rental |  |  | MHHS-Woodlands
NO | YES |  |  |  | FFL4269 |  | CAREFUSION | 8100M |  |  | Rental | MHHS-Woodlands |  |  |  | FFL4269 |  | Woodlands |  | Rental | [7 empty] | PUMPINFUSION-ALARIS-Medley 8100 |  | MEDLEY PUMP MODULE LVP *MEMORIAL HERMANN |  |  | PUMPINFUSION-ALARIS-Medley 8100 | [6 empty] | Verified as Rental |  |  | MHHS-Woodlands
NO | YES |  |  |  | FFL4276 |  | CAREFUSION | 8100M |  |  | Rental | MHHS-Woodlands |  |  |  | FFL4276 |  | Woodlands |  | Rental | [7 empty] | PUMPINFUSION-ALARIS-Medley 8100 |  | MEDLEY PUMP MODULE LVP *MEMORIAL HERMANN |  |  | PUMPINFUSION-ALARIS-Medley 8100 | [6 empty] | Verified as Rental |  |  | MHHS-Woodlands
NO | YES |  |  |  | FFL4281 |  | CAREFUSION | 8100M |  |  | Rental | MHHS-Woodlands |  |  |  | FFL4281 |  | Woodlands |  | Rental | [7 empty] | PUMPINFUSION-ALARIS-Medley 8100 |  | MEDLEY PUMP MODULE LVP *MEMORIAL HERMANN |  |  | PUMPINFUSION-ALARIS-Medley 8100 | [6 empty] | Verified as Rental |  |  | MHHS-Woodlands
NO | YES |  |  |  | FFL4291 |  | CAREFUSION | 8100M |  |  | Rental | MHHS-Woodlands |  |  |  | FFL4291 |  | Woodlands |  | Rental | [7 empty] | PUMPINFUSION-ALARIS-Medley 8100 |  | MEDLEY PUMP MODULE LVP *MEMORIAL HERMANN |  |  | PUMPINFUSION-ALARIS-Medley 8100 | [6 empty] | Verified as Rental |  |  | MHHS-Woodlands
NO | YES |  |  |  | FFL4314 |  | CAREFUSION | 8100M |  |  | Rental | MHHS-Woodlands |  |  |  | FFL4314 |  | Woodlands |  | Rental | [7 empty] | PUMPINFUSION-ALARIS-Medley 8100 |  | MEDLEY PUMP MODULE LVP *MEMORIAL HERMANN |  |  | PUMPINFUSION-ALARIS-Medley 8100 | [6 empty] | Verified as Rental |  |  | MHHS-Woodlands
NO | YES |  |  |  | FFL4319 |  | CAREFUSION | 8100M |  |  | Rental | MHHS-Woodlands |  |  |  | FFL4319 |  | Woodlands |  | Rental | [7 empty] | PUMPINFUSION-ALARIS-Medley 8100 |  | MEDLEY PUMP MODULE LVP *MEMORIAL HERMANN |  |  | PUMPINFUSION-ALARIS-Medley 8100 | [6 empty] | Verified as Rental |  |  | MHHS-Woodlands
NO | YES |  |  |  | FFL4323 |  | CAREFUSION | 8100M |  |  | Rental | MHHS-Woodlands |  |  |  | FFL4323 |  | Woodlands |  | Rental | [7 empty] | PUMPINFUSION-ALARIS-Medley 8100 |  | MEDLEY PUMP MODULE LVP *MEMORIAL HERMANN |  |  | PUMPINFUSION-ALARIS-Medley 8100 | [6 empty] | Verified as Rental |  |  | MHHS-Woodlands
NO | YES |  |  |  | FFL4337 |  | CAREFUSION | 8100M |  |  | Rental | MHHS-Woodlands |  |  |  | FFL4337 |  | Woodlands |  | Rental | [7 empty] | PUMPINFUSION-ALARIS-Medley 8100 |  | MEDLEY PUMP MODULE LVP *MEMORIAL HERMANN |  |  | PUMPINFUSION-ALARIS-Medley 8100 | [6 empty] | Verified as Rental |  |  | MHHS-Woodlands
NO | YES |  |  |  | FFL4346 |  | CAREFUSION | 8100M |  |  | Rental | MHHS-Woodlands |  |  |  | FFL4346 |  | Woodlands |  | Rental | [7 empty] | PUMPINFUSION-ALARIS-Medley 8100 |  | MEDLEY PUMP MODULE LVP *MEMORIAL HERMANN |  |  | PUMPINFUSION-ALARIS-Medley 8100 | [6 empty] | Verified as Rental |  |  | MHHS-Woodlands
NO | YES |  |  |  | FFL4374 |  | CAREFUSION | 8100M |  |  | Rental | MHHS-Woodlands |  |  |  | FFL4374 |  | Woodlands |  | Rental | [7 empty] | PUMPINFUSION-ALARIS-Medley 8100 |  | MEDLEY PUMP MODULE LVP *MEMORIAL HERMANN |  |  | PUMPINFUSION-ALARIS-Medley 8100 | [6 empty] | Verified as Rental |  |  | MHHS-Woodlands
NO | YES |  |  |  | FFL4375 |  | CAREFUSION | 8100M |  |  | Rental | MHHS-Woodlands |  |  |  | FFL4375 |  | Woodlands |  | Rental | [7 empty] | PUMPINFUSION-ALARIS-Medley 8100 |  | MEDLEY PUMP MODULE LVP *MEMORIAL HERMANN |  |  | PUMPINFUSION-ALARIS-Medley 8100 | [6 empty] | Verified as Rental |  |  | MHHS-Woodlands
NO | YES |  |  |  | FFL4378 |  | CAREFUSION | 8100M |  |  | Rental | MHHS-Woodlands |  |  |  | FFL4378 |  | Woodlands |  | Rental | [7 empty] | PUMPINFUSION-ALARIS-Medley 8100 |  | MEDLEY PUMP MODULE LVP *MEMORIAL HERMANN |  |  | PUMPINFUSION-ALARIS-Medley 8100 | [6 empty] | Verified as Rental |  |  | MHHS-Woodlands
NO | YES |  |  |  | FFL4379 |  | CAREFUSION | 8100M |  |  | Rental | MHHS-Woodlands |  |  |  | FFL4379 |  | Woodlands |  | Rental | [7 empty] | PUMPINFUSION-ALARIS-Medley 8100 |  | MEDLEY PUMP MODULE LVP *MEMORIAL HERMANN |  |  | PUMPINFUSION-ALARIS-Medley 8100 | [6 empty] | Verified as Rental |  |  | MHHS-Woodlands
NO | YES |  |  |  | FFL4381 |  | CAREFUSION | 8100M |  |  | Rental | MHHS-Woodlands |  |  |  | FFL4381 |  | Woodlands |  | Rental | [7 empty] | PUMPINFUSION-ALARIS-Medley 8100 |  | MEDLEY PUMP MODULE LVP *MEMORIAL HERMANN |  |  | PUMPINFUSION-ALARIS-Medley 8100 | [6 empty] | Verified as Rental |  |  | MHHS-Woodlands
NO | YES |  |  |  | FFL4384 |  | CAREFUSION | 8100M |  |  | Rental | MHHS-Woodlands |  |  |  | FFL4384 |  | Woodlands |  | Rental | [7 empty] | PUMPINFUSION-ALARIS-Medley 8100 |  | MEDLEY PUMP MODULE LVP *MEMORIAL HERMANN |  |  | PUMPINFUSION-ALARIS-Medley 8100 | [6 empty] | Verified as Rental |  |  | MHHS-Woodlands
NO | YES |  |  |  | FFL4397 |  | CAREFUSION | 8100M |  |  | Rental | MHHS-Woodlands |  |  |  | FFL4397 |  | Woodlands |  | Rental | [7 empty] | PUMPINFUSION-ALARIS-Medley 8100 |  | MEDLEY PUMP MODULE LVP *MEMORIAL HERMANN |  |  | PUMPINFUSION-ALARIS-Medley 8100 | [6 empty] | Verified as Rental |  |  | MHHS-Woodlands
NO | YES |  |  |  | FFL4400 |  | CAREFUSION | 8100M |  |  | Rental | MHHS-Woodlands |  |  |  | FFL4400 |  | Woodlands |  | Rental | [7 empty] | PUMPINFUSION-ALARIS-Medley 8100 |  | MEDLEY PUMP MODULE LVP *MEMORIAL HERMANN |  |  | PUMPINFUSION-ALARIS-Medley 8100 | [6 empty] | Verified as Rental |  |  | MHHS-Woodlands
NO | YES |  |  |  | FFL4409 |  | CAREFUSION | 8100M |  |  | Rental | MHHS-Woodlands |  |  |  | FFL4409 |  | Woodlands |  | Rental | [7 empty] | PUMPINFUSION-ALARIS-Medley 8100 |  | MEDLEY PUMP MODULE LVP *MEMORIAL HERMANN |  |  | PUMPINFUSION-ALARIS-Medley 8100 | [6 empty] | Verified as Rental |  |  | MHHS-Woodlands
NO | YES |  |  |  | FFL4424 |  | CAREFUSION | 8100M |  |  | Rental | MHHS-Woodlands |  |  |  | FFL4424 |  | Woodlands |  | Rental | [7 empty] | PUMPINFUSION-ALARIS-Medley 8100 |  | MEDLEY PUMP MODULE LVP *MEMORIAL HERMANN |  |  | PUMPINFUSION-ALARIS-Medley 8100 | [6 empty] | Verified as Rental |  |  | MHHS-Woodlands
NO | YES |  |  |  | FFL4425 |  | CAREFUSION | 8100M |  |  | Rental | MHHS-Woodlands |  |  |  | FFL4425 |  | Woodlands |  | Rental | [7 empty] | PUMPINFUSION-ALARIS-Medley 8100 |  | MEDLEY PUMP MODULE LVP *MEMORIAL HERMANN |  |  | PUMPINFUSION-ALARIS-Medley 8100 | [6 empty] | Verified as Rental |  |  | MHHS-Woodlands
NO | YES |  |  |  | FFL4432 |  | CAREFUSION | 8100M |  |  | Rental | MHHS-Woodlands |  |  |  | FFL4432 |  | Woodlands |  | Rental | [7 empty] | PUMPINFUSION-ALARIS-Medley 8100 |  | MEDLEY PUMP MODULE LVP *MEMORIAL HERMANN |  |  | PUMPINFUSION-ALARIS-Medley 8100 | [6 empty] | Verified as Rental |  |  | MHHS-Woodlands
NO | YES |  |  |  | FFL4433 |  | CAREFUSION | 8100M |  |  | Rental | MHHS-Woodlands |  |  |  | FFL4433 |  | Woodlands |  | Rental | [7 empty] | PUMPINFUSION-ALARIS-Medley 8100 |  | MEDLEY PUMP MODULE LVP *MEMORIAL HERMANN |  |  | PUMPINFUSION-ALARIS-Medley 8100 | [6 empty] | Verified as Rental |  |  | MHHS-Woodlands
NO | YES |  |  |  | FFL4448 |  | CAREFUSION | 8100M |  |  | Rental | MHHS-Woodlands |  |  |  | FFL4448 |  | Woodlands |  | Rental | [7 empty] | PUMPINFUSION-ALARIS-Medley 8100 |  | MEDLEY PUMP MODULE LVP *MEMORIAL HERMANN |  |  | PUMPINFUSION-ALARIS-Medley 8100 | [6 empty] | Verified as Rental |  |  | MHHS-Woodlands
NO | YES |  |  |  | FFL4461 |  | CAREFUSION | 8100M |  |  | Rental | MHHS-Woodlands |  |  |  | FFL4461 |  | Woodlands |  | Rental | [7 empty] | PUMPINFUSION-ALARIS-Medley 8100 |  | MEDLEY PUMP MODULE LVP *MEMORIAL HERMANN |  |  | PUMPINFUSION-ALARIS-Medley 8100 | [6 empty] | Verified as Rental |  |  | MHHS-Woodlands
NO | YES |  |  |  | FFL4474 |  | CAREFUSION | 8100M |  |  | Rental | MHHS-Woodlands |  |  |  | FFL4474 |  | Woodlands |  | Rental | [7 empty] | PUMPINFUSION-ALARIS-Medley 8100 |  | MEDLEY PUMP MODULE LVP *MEMORIAL HERMANN |  |  | PUMPINFUSION-ALARIS-Medley 8100 | [6 empty] | Verified as Rental |  |  | MHHS-Woodlands
NO | YES |  |  |  | FFL4498 |  | CAREFUSION | 8100M |  |  | Rental | MHHS-Woodlands |  |  |  | FFL4498 |  | Woodlands |  | Rental | [7 empty] | PUMPINFUSION-ALARIS-Medley 8100 |  | MEDLEY PUMP MODULE LVP *MEMORIAL HERMANN |  |  | PUMPINFUSION-ALARIS-Medley 8100 | [6 empty] | Verified as Rental |  |  | MHHS-Woodlands
NO | YES |  |  |  | FFL4595 |  | CAREFUSION | 8100M |  |  | Rental | MHHS-Woodlands |  |  |  | FFL4595 |  | Woodlands |  | Rental | [7 empty] | PUMPINFUSION-ALARIS-Medley 8100 |  | MEDLEY PUMP MODULE LVP *MEMORIAL HERMANN |  |  | PUMPINFUSION-ALARIS-Medley 8100 | [6 empty] | Verified as Rental |  |  | MHHS-Woodlands
NO | YES |  |  |  | FFL4598 |  | CAREFUSION | 8100M |  |  | Rental | MHHS-Woodlands |  |  |  | FFL4598 |  | Woodlands |  | Rental | [7 empty] | PUMPINFUSION-ALARIS-Medley 8100 |  | MEDLEY PUMP MODULE LVP *MEMORIAL HERMANN |  |  | PUMPINFUSION-ALARIS-Medley 8100 | [6 empty] | Verified as Rental |  |  | MHHS-Woodlands
NO | YES |  |  |  | FFL4607 |  | CAREFUSION | 8100M |  |  | Rental | MHHS-Woodlands |  |  |  | FFL4607 |  | Woodlands |  | Rental | [7 empty] | PUMPINFUSION-ALARIS-Medley 8100 |  | MEDLEY PUMP MODULE LVP *MEMORIAL HERMANN |  |  | PUMPINFUSION-ALARIS-Medley 8100 | [6 empty] | Verified as Rental |  |  | MHHS-Woodlands
NO | YES |  |  |  | FFL4615 |  | CAREFUSION | 8100M |  |  | Rental | MHHS-Woodlands |  |  |  | FFL4615 |  | Woodlands |  | Rental | [7 empty] | PUMPINFUSION-ALARIS-Medley 8100 |  | MEDLEY PUMP MODULE LVP *MEMORIAL HERMANN |  |  | PUMPINFUSION-ALARIS-Medley 8100 | [6 empty] | Verified as Rental |  |  | MHHS-Woodlands
NO | YES |  |  |  | FFL4619 |  | CAREFUSION | 8100M |  |  | Rental | MHHS-Woodlands |  |  |  | FFL4619 |  | Woodlands |  | Rental | [7 empty] | PUMPINFUSION-ALARIS-Medley 8100 |  | MEDLEY PUMP MODULE LVP *MEMORIAL HERMANN |  |  | PUMPINFUSION-ALARIS-Medley 8100 | [6 empty] | Verified as Rental |  |  | MHHS-Woodlands
NO | YES |  |  |  | FFL4625 |  | CAREFUSION | 8100M |  |  | Rental | MHHS-Woodlands |  |  |  | FFL4625 |  | Woodlands |  | Rental | [7 empty] | PUMPINFUSION-ALARIS-Medley 8100 |  | MEDLEY PUMP MODULE LVP *MEMORIAL HERMANN |  |  | PUMPINFUSION-ALARIS-Medley 8100 | [6 empty] | Verified as Rental |  |  | MHHS-Woodlands
NO | YES |  |  |  | FFL4659 |  | CAREFUSION | 8100M |  |  | Rental | MHHS-Woodlands |  |  |  | FFL4659 |  | Woodlands |  | Rental | [7 empty] | PUMPINFUSION-ALARIS-Medley 8100 |  | MEDLEY PUMP MODULE LVP *MEMORIAL HERMANN |  |  | PUMPINFUSION-ALARIS-Medley 8100 | [6 empty] | Verified as Rental |  |  | MHHS-Woodlands
NO | YES |  |  |  | FFL4674 |  | CAREFUSION | 8100M |  |  | Rental | MHHS-Woodlands |  |  |  | FFL4674 |  | Woodlands |  | Rental | [7 empty] | PUMPINFUSION-ALARIS-Medley 8100 |  | MEDLEY PUMP MODULE LVP *MEMORIAL HERMANN |  |  | PUMPINFUSION-ALARIS-Medley 8100 | [6 empty] | Verified as Rental |  |  | MHHS-Woodlands
NO | YES |  |  |  | FFL4675 |  | CAREFUSION | 8100M |  |  | Rental | MHHS-Woodlands |  |  |  | FFL4675 |  | Woodlands |  | Rental | [7 empty] | PUMPINFUSION-ALARIS-Medley 8100 |  | MEDLEY PUMP MODULE LVP *MEMORIAL HERMANN |  |  | PUMPINFUSION-ALARIS-Medley 8100 | [6 empty] | Verified as Rental |  |  | MHHS-Woodlands
NO | YES |  |  |  | FFL4688 |  | CAREFUSION | 8100M |  |  | Rental | MHHS-Woodlands |  |  |  | FFL4688 |  | Woodlands |  | Rental | [7 empty] | PUMPINFUSION-ALARIS-Medley 8100 |  | MEDLEY PUMP MODULE LVP *MEMORIAL HERMANN |  |  | PUMPINFUSION-ALARIS-Medley 8100 | [6 empty] | Verified as Rental |  |  | MHHS-Woodlands
NO | YES |  |  |  | FFL4713 |  | CAREFUSION | 8100M |  |  | Rental | MHHS-Woodlands |  |  |  | FFL4713 |  | Woodlands |  | Rental | [7 empty] | PUMPINFUSION-ALARIS-Medley 8100 |  | MEDLEY PUMP MODULE LVP *MEMORIAL HERMANN |  |  | PUMPINFUSION-ALARIS-Medley 8100 | [6 empty] | Verified as Rental |  |  | MHHS-Woodlands
NO | YES |  |  |  | FFL4720 |  | CAREFUSION | 8100M |  |  | Rental | MHHS-Woodlands |  |  |  | FFL4720 |  | Woodlands |  | Rental | [7 empty] | PUMPINFUSION-ALARIS-Medley 8100 |  | MEDLEY PUMP MODULE LVP *MEMORIAL HERMANN |  |  | PUMPINFUSION-ALARIS-Medley 8100 | [6 empty] | Verified as Rental |  |  | MHHS-Woodlands
NO | YES |  |  |  | FFL4727 |  | CAREFUSION | 8100M |  |  | Rental | MHHS-Woodlands |  |  |  | FFL4727 |  | Woodlands |  | Rental | [7 empty] | PUMPINFUSION-ALARIS-Medley 8100 |  | MEDLEY PUMP MODULE LVP *MEMORIAL HERMANN |  |  | PUMPINFUSION-ALARIS-Medley 8100 | [6 empty] | Verified as Rental |  |  | MHHS-Woodlands
NO | YES |  |  |  | FFL4731 |  | CAREFUSION | 8100M |  |  | Rental | MHHS-Woodlands |  |  |  | FFL4731 |  | Woodlands |  | Rental | [7 empty] | PUMPINFUSION-ALARIS-Medley 8100 |  | MEDLEY PUMP MODULE LVP *MEMORIAL HERMANN |  |  | PUMPINFUSION-ALARIS-Medley 8100 | [6 empty] | Verified as Rental |  |  | MHHS-Woodlands
NO | YES |  |  |  | FFL4737 |  | CAREFUSION | 8100M |  |  | Rental | MHHS-Woodlands |  |  |  | FFL4737 |  | Woodlands |  | Rental | [7 empty] | PUMPINFUSION-ALARIS-Medley 8100 |  | MEDLEY PUMP MODULE LVP *MEMORIAL HERMANN |  |  | PUMPINFUSION-ALARIS-Medley 8100 | [6 empty] | Verified as Rental |  |  | MHHS-Woodlands
NO | YES |  |  |  | FFL4745 |  | CAREFUSION | 8100M |  |  | Rental | MHHS-Woodlands |  |  |  | FFL4745 |  | Woodlands |  | Rental | [7 empty] | PUMPINFUSION-ALARIS-Medley 8100 |  | MEDLEY PUMP MODULE LVP *MEMORIAL HERMANN |  |  | PUMPINFUSION-ALARIS-Medley 8100 | [6 empty] | Verified as Rental |  |  | MHHS-Woodlands
NO | YES |  |  |  | FFL4746 |  | CAREFUSION | 8100M |  |  | Rental | MHHS-Woodlands |  |  |  | FFL4746 |  | Woodlands |  | Rental | [7 empty] | PUMPINFUSION-ALARIS-Medley 8100 |  | MEDLEY PUMP MODULE LVP *MEMORIAL HERMANN |  |  | PUMPINFUSION-ALARIS-Medley 8100 | [6 empty] | Verified as Rental |  |  | MHHS-Woodlands
NO | YES |  |  |  | FFL4748 |  | CAREFUSION | 8100M |  |  | Rental | MHHS-Woodlands |  |  |  | FFL4748 |  | Woodlands |  | Rental | [7 empty] | PUMPINFUSION-ALARIS-Medley 8100 |  | MEDLEY PUMP MODULE LVP *MEMORIAL HERMANN |  |  | PUMPINFUSION-ALARIS-Medley 8100 | [6 empty] | Verified as Rental |  |  | MHHS-Woodlands
NO | YES |  |  |  | FFL4769 |  | CAREFUSION | 8100M |  |  | Rental | MHHS-Woodlands |  |  |  | FFL4769 |  | Woodlands |  | Rental | [7 empty] | PUMPINFUSION-ALARIS-Medley 8100 |  | MEDLEY PUMP MODULE LVP *MEMORIAL HERMANN |  |  | PUMPINFUSION-ALARIS-Medley 8100 | [6 empty] | Verified as Rental |  |  | MHHS-Woodlands
NO | YES |  |  |  | FFL4771 |  | CAREFUSION | 8100M |  |  | Rental | MHHS-Woodlands |  |  |  | FFL4771 |  | Woodlands |  | Rental | [7 empty] | PUMPINFUSION-ALARIS-Medley 8100 |  | MEDLEY PUMP MODULE LVP *MEMORIAL HERMANN |  |  | PUMPINFUSION-ALARIS-Medley 8100 | [6 empty] | Verified as Rental |  |  | MHHS-Woodlands
NO | YES |  |  |  | FFL4777 |  | CAREFUSION | 8100M |  |  | Rental | MHHS-Woodlands |  |  |  | FFL4777 |  | Woodlands |  | Rental | [7 empty] | PUMPINFUSION-ALARIS-Medley 8100 |  | MEDLEY PUMP MODULE LVP *MEMORIAL HERMANN |  |  | PUMPINFUSION-ALARIS-Medley 8100 | [6 empty] | Verified as Rental |  |  | MHHS-Woodlands
NO | YES |  |  |  | FFL4779 |  | CAREFUSION | 8100M |  |  | Rental | MHHS-Woodlands |  |  |  | FFL4779 |  | Woodlands |  | Rental | [7 empty] | PUMPINFUSION-ALARIS-Medley 8100 |  | MEDLEY PUMP MODULE LVP *MEMORIAL HERMANN |  |  | PUMPINFUSION-ALARIS-Medley 8100 | [6 empty] | Verified as Rental |  |  | MHHS-Woodlands
NO | YES |  |  |  | FFL4812 |  | CAREFUSION | 8100M |  |  | Rental | MHHS-Woodlands |  |  |  | FFL4812 |  | Woodlands |  | Rental | [7 empty] | PUMPINFUSION-ALARIS-Medley 8100 |  | MEDLEY PUMP MODULE LVP *MEMORIAL HERMANN |  |  | PUMPINFUSION-ALARIS-Medley 8100 | [6 empty] | Verified as Rental |  |  | MHHS-Woodlands
NO | YES |  |  |  | FFL4849 |  | CAREFUSION | 8100M |  |  | Rental | MHHS-Woodlands |  |  |  | FFL4849 |  | Woodlands |  | Rental | [7 empty] | PUMPINFUSION-ALARIS-Medley 8100 |  | MEDLEY PUMP MODULE LVP *MEMORIAL HERMANN |  |  | PUMPINFUSION-ALARIS-Medley 8100 | [6 empty] | Verified as Rental |  |  | MHHS-Woodlands
NO | YES |  |  |  | FFL4870 |  | CAREFUSION | 8100M |  |  | Rental | MHHS-Woodlands |  |  |  | FFL4870 |  | Woodlands |  | Rental | [7 empty] | PUMPINFUSION-ALARIS-Medley 8100 |  | MEDLEY PUMP MODULE LVP *MEMORIAL HERMANN |  |  | PUMPINFUSION-ALARIS-Medley 8100 | [6 empty] | Verified as Rental |  |  | MHHS-Woodlands
NO | YES |  |  |  | FFL4934 |  | CAREFUSION | 8100M |  |  | Rental | MHHS-Woodlands |  |  |  | FFL4934 |  | Woodlands |  | Rental | [7 empty] | PUMPINFUSION-ALARIS-Medley 8100 |  | MEDLEY PUMP MODULE LVP *MEMORIAL HERMANN |  |  | PUMPINFUSION-ALARIS-Medley 8100 | [6 empty] | Verified as Rental |  |  | MHHS-Woodlands
NO | YES |  |  |  | FFL4951 |  | CAREFUSION | 8100M |  |  | Rental | MHHS-Woodlands |  |  |  | FFL4951 |  | Woodlands |  | Rental | [7 empty] | PUMPINFUSION-ALARIS-Medley 8100 |  | MEDLEY PUMP MODULE LVP *MEMORIAL HERMANN |  |  | PUMPINFUSION-ALARIS-Medley 8100 | [6 empty] | Verified as Rental |  |  | MHHS-Woodlands
NO | YES |  |  |  | FFL4953 |  | CAREFUSION | 8100M |  |  | Rental | MHHS-Woodlands |  |  |  | FFL4953 |  | Woodlands |  | Rental | [7 empty] | PUMPINFUSION-ALARIS-Medley 8100 |  | MEDLEY PUMP MODULE LVP *MEMORIAL HERMANN |  |  | PUMPINFUSION-ALARIS-Medley 8100 | [6 empty] | Verified as Rental |  |  | MHHS-Woodlands
NO | YES |  |  |  | FFL4957 |  | CAREFUSION | 8100M |  |  | Rental | MHHS-Woodlands |  |  |  | FFL4957 |  | Woodlands |  | Rental | [7 empty] | PUMPINFUSION-ALARIS-Medley 8100 |  | MEDLEY PUMP MODULE LVP *MEMORIAL HERMANN |  |  | PUMPINFUSION-ALARIS-Medley 8100 | [6 empty] | Verified as Rental |  |  | MHHS-Woodlands
NO | YES |  |  |  | FFL4961 |  | CAREFUSION | 8100M |  |  | Rental | MHHS-Woodlands |  |  |  | FFL4961 |  | Woodlands |  | Rental | [7 empty] | PUMPINFUSION-ALARIS-Medley 8100 |  | MEDLEY PUMP MODULE LVP *MEMORIAL HERMANN |  |  | PUMPINFUSION-ALARIS-Medley 8100 | [6 empty] | Verified as Rental |  |  | MHHS-Woodlands
NO | YES |  |  |  | FFL4962 |  | CAREFUSION | 8100M |  |  | Rental | MHHS-Woodlands |  |  |  | FFL4962 |  | Woodlands |  | Rental | [7 empty] | PUMPINFUSION-ALARIS-Medley 8100 |  | MEDLEY PUMP MODULE LVP *MEMORIAL HERMANN |  |  | PUMPINFUSION-ALARIS-Medley 8100 | [6 empty] | Verified as Rental |  |  | MHHS-Woodlands
NO | YES |  |  |  | FFL4970 |  | CAREFUSION | 8100M |  |  | Rental | MHHS-Woodlands |  |  |  | FFL4970 |  | Woodlands |  | Rental | [7 empty] | PUMPINFUSION-ALARIS-Medley 8100 |  | MEDLEY PUMP MODULE LVP *MEMORIAL HERMANN |  |  | PUMPINFUSION-ALARIS-Medley 8100 | [6 empty] | Verified as Rental |  |  | MHHS-Woodlands
NO | YES |  |  |  | FFL4980 |  | CAREFUSION | 8100M |  |  | Rental | MHHS-Woodlands |  |  |  | FFL4980 |  | Woodlands |  | Rental | [7 empty] | PUMPINFUSION-ALARIS-Medley 8100 |  | MEDLEY PUMP MODULE LVP *MEMORIAL HERMANN |  |  | PUMPINFUSION-ALARIS-Medley 8100 | [6 empty] | Verified as Rental |  |  | MHHS-Woodlands
NO | YES |  |  |  | FFL5028 |  | CAREFUSION | 8100M |  |  | Rental | MHHS-Woodlands |  |  |  | FFL5028 |  | Woodlands |  | Rental | [7 empty] | PUMPINFUSION-ALARIS-Medley 8100 |  | MEDLEY PUMP MODULE LVP *MEMORIAL HERMANN |  |  | PUMPINFUSION-ALARIS-Medley 8100 | [6 empty] | Verified as Rental |  |  | MHHS-Woodlands
NO | YES |  |  |  | FFL5033 |  | CAREFUSION | 8100M |  |  | Rental | MHHS-Woodlands |  |  |  | FFL5033 |  | Woodlands |  | Rental | [7 empty] | PUMPINFUSION-ALARIS-Medley 8100 |  | MEDLEY PUMP MODULE LVP *MEMORIAL HERMANN |  |  | PUMPINFUSION-ALARIS-Medley 8100 | [6 empty] | Verified as Rental |  |  | MHHS-Woodlands
NO | YES |  |  |  | FFL5034 |  | CAREFUSION | 8100M |  |  | Rental | MHHS-Woodlands |  |  |  | FFL5034 |  | Woodlands |  | Rental | [7 empty] | PUMPINFUSION-ALARIS-Medley 8100 |  | MEDLEY PUMP MODULE LVP *MEMORIAL HERMANN |  |  | PUMPINFUSION-ALARIS-Medley 8100 | [6 empty] | Verified as Rental |  |  | MHHS-Woodlands
NO | YES |  |  |  | FFL5035 |  | CAREFUSION | 8100M |  |  | Rental | MHHS-Woodlands |  |  |  | FFL5035 |  | Woodlands |  | Rental | [7 empty] | PUMPINFUSION-ALARIS-Medley 8100 |  | MEDLEY PUMP MODULE LVP *MEMORIAL HERMANN |  |  | PUMPINFUSION-ALARIS-Medley 8100 | [6 empty] | Verified as Rental |  |  | MHHS-Woodlands
NO | YES |  |  |  | FFL5041 |  | CAREFUSION | 8100M |  |  | Rental | MHHS-Woodlands |  |  |  | FFL5041 |  | Woodlands |  | Rental | [7 empty] | PUMPINFUSION-ALARIS-Medley 8100 |  | MEDLEY PUMP MODULE LVP *MEMORIAL HERMANN |  |  | PUMPINFUSION-ALARIS-Medley 8100 | [6 empty] | Verified as Rental |  |  | MHHS-Woodlands
NO | YES |  |  |  | FFL5061 |  | CAREFUSION | 8100M |  |  | Rental | MHHS-Woodlands |  |  |  | FFL5061 |  | Woodlands |  | Rental | [7 empty] | PUMPINFUSION-ALARIS-Medley 8100 |  | MEDLEY PUMP MODULE LVP *MEMORIAL HERMANN |  |  | PUMPINFUSION-ALARIS-Medley 8100 | [6 empty] | Verified as Rental |  |  | MHHS-Woodlands
NO | YES |  |  |  | FFL5079 |  | CAREFUSION | 8100M |  |  | Rental | MHHS-Woodlands |  |  |  | FFL5079 |  | Woodlands |  | Rental | [7 empty] | PUMPINFUSION-ALARIS-Medley 8100 |  | MEDLEY PUMP MODULE LVP *MEMORIAL HERMANN |  |  | PUMPINFUSION-ALARIS-Medley 8100 | [6 empty] | Verified as Rental |  |  | MHHS-Woodlands
NO | YES |  |  |  | FFL5080 |  | CAREFUSION | 8100M |  |  | Rental | MHHS-Woodlands |  |  |  | FFL5080 |  | Woodlands |  | Rental | [7 empty] | PUMPINFUSION-ALARIS-Medley 8100 |  | MEDLEY PUMP MODULE LVP *MEMORIAL HERMANN |  |  | PUMPINFUSION-ALARIS-Medley 8100 | [6 empty] | Verified as Rental |  |  | MHHS-Woodlands
NO | YES |  |  |  | FFL5089 |  | CAREFUSION | 8100M |  |  | Rental | MHHS-Woodlands |  |  |  | FFL5089 |  | Woodlands |  | Rental | [7 empty] | PUMPINFUSION-ALARIS-Medley 8100 |  | MEDLEY PUMP MODULE LVP *MEMORIAL HERMANN |  |  | PUMPINFUSION-ALARIS-Medley 8100 | [6 empty] | Verified as Rental |  |  | MHHS-Woodlands
NO | YES |  |  |  | FFL5124 |  | CAREFUSION | 8100M |  |  | Rental | MHHS-Woodlands |  |  |  | FFL5124 |  | Woodlands |  | Rental | [7 empty] | PUMPINFUSION-ALARIS-Medley 8100 |  | MEDLEY PUMP MODULE LVP *MEMORIAL HERMANN |  |  | PUMPINFUSION-ALARIS-Medley 8100 | [6 empty] | Verified as Rental |  |  | MHHS-Woodlands
NO | YES |  |  |  | FFL5125 |  | CAREFUSION | 8100M |  |  | Rental | MHHS-Woodlands |  |  |  | FFL5125 |  | Woodlands |  | Rental | [7 empty] | PUMPINFUSION-ALARIS-Medley 8100 |  | MEDLEY PUMP MODULE LVP *MEMORIAL HERMANN |  |  | PUMPINFUSION-ALARIS-Medley 8100 | [6 empty] | Verified as Rental |  |  | MHHS-Woodlands
NO | YES |  |  |  | FFL5131 |  | CAREFUSION | 8100M |  |  | Rental | MHHS-Woodlands |  |  |  | FFL5131 |  | Woodlands |  | Rental | [7 empty] | PUMPINFUSION-ALARIS-Medley 8100 |  | MEDLEY PUMP MODULE LVP *MEMORIAL HERMANN |  |  | PUMPINFUSION-ALARIS-Medley 8100 | [6 empty] | Verified as Rental |  |  | MHHS-Woodlands
NO | YES |  |  |  | FFL5137 |  | CAREFUSION | 8100M |  |  | Rental | MHHS-Woodlands |  |  |  | FFL5137 |  | Woodlands |  | Rental | [7 empty] | PUMPINFUSION-ALARIS-Medley 8100 |  | MEDLEY PUMP MODULE LVP *MEMORIAL HERMANN |  |  | PUMPINFUSION-ALARIS-Medley 8100 | [6 empty] | Verified as Rental |  |  | MHHS-Woodlands
NO | YES |  |  |  | FFL5155 |  | CAREFUSION | 8100M |  |  | Rental | MHHS-Woodlands |  |  |  | FFL5155 |  | Woodlands |  | Rental | [7 empty] | PUMPINFUSION-ALARIS-Medley 8100 |  | MEDLEY PUMP MODULE LVP *MEMORIAL HERMANN |  |  | PUMPINFUSION-ALARIS-Medley 8100 | [6 empty] | Verified as Rental |  |  | MHHS-Woodlands
NO | YES |  |  |  | FFL5163 |  | CAREFUSION | 8100M |  |  | Rental | MHHS-Woodlands |  |  |  | FFL5163 |  | Woodlands |  | Rental | [7 empty] | PUMPINFUSION-ALARIS-Medley 8100 |  | MEDLEY PUMP MODULE LVP *MEMORIAL HERMANN |  |  | PUMPINFUSION-ALARIS-Medley 8100 | [6 empty] | Verified as Rental |  |  | MHHS-Woodlands
NO | YES |  |  |  | FFL5201 |  | CAREFUSION | 8100M |  |  | Rental | MHHS-Woodlands |  |  |  | FFL5201 |  | Woodlands |  | Rental | [7 empty] | PUMPINFUSION-ALARIS-Medley 8100 |  | MEDLEY PUMP MODULE LVP *MEMORIAL HERMANN |  |  | PUMPINFUSION-ALARIS-Medley 8100 | [6 empty] | Verified as Rental |  |  | MHHS-Woodlands
NO | YES |  |  |  | FFL5205 |  | CAREFUSION | 8100M |  |  | Rental | MHHS-Woodlands |  |  |  | FFL5205 |  | Woodlands |  | Rental | [7 empty] | PUMPINFUSION-ALARIS-Medley 8100 |  | MEDLEY PUMP MODULE LVP *MEMORIAL HERMANN |  |  | PUMPINFUSION-ALARIS-Medley 8100 | [6 empty] | Verified as Rental |  |  | MHHS-Woodlands
NO | YES |  |  |  | FFL5220 |  | CAREFUSION | 8100M |  |  | Rental | MHHS-Woodlands |  |  |  | FFL5220 |  | Woodlands |  | Rental | [7 empty] | PUMPINFUSION-ALARIS-Medley 8100 |  | MEDLEY PUMP MODULE LVP *MEMORIAL HERMANN |  |  | PUMPINFUSION-ALARIS-Medley 8100 | [6 empty] | Verified as Rental |  |  | MHHS-Woodlands
NO | YES |  |  |  | FFL5237 |  | CAREFUSION | 8100M |  |  | Rental | MHHS-Woodlands |  |  |  | FFL5237 |  | Woodlands |  | Rental | [7 empty] | PUMPINFUSION-ALARIS-Medley 8100 |  | MEDLEY PUMP MODULE LVP *MEMORIAL HERMANN |  |  | PUMPINFUSION-ALARIS-Medley 8100 | [6 empty] | Verified as Rental |  |  | MHHS-Woodlands
NO | YES |  |  |  | FFL5268 |  | CAREFUSION | 8100M |  |  | Rental | MHHS-Woodlands |  |  |  | FFL5268 |  | Woodlands |  | Rental | [7 empty] | PUMPINFUSION-ALARIS-Medley 8100 |  | MEDLEY PUMP MODULE LVP *MEMORIAL HERMANN |  |  | PUMPINFUSION-ALARIS-Medley 8100 | [6 empty] | Verified as Rental |  |  | MHHS-Woodlands
NO | YES |  |  |  | FFL5283 |  | CAREFUSION | 8100M |  |  | Rental | MHHS-Woodlands |  |  |  | FFL5283 |  | Woodlands |  | Rental | [7 empty] | PUMPINFUSION-ALARIS-Medley 8100 |  | MEDLEY PUMP MODULE LVP *MEMORIAL HERMANN |  |  | PUMPINFUSION-ALARIS-Medley 8100 | [6 empty] | Verified as Rental |  |  | MHHS-Woodlands
NO | YES |  |  |  | FFL5298 |  | CAREFUSION | 8100M |  |  | Rental | MHHS-Woodlands |  |  |  | FFL5298 |  | Woodlands |  | Rental | [7 empty] | PUMPINFUSION-ALARIS-Medley 8100 |  | MEDLEY PUMP MODULE LVP *MEMORIAL HERMANN |  |  | PUMPINFUSION-ALARIS-Medley 8100 | [6 empty] | Verified as Rental |  |  | MHHS-Woodlands
NO | YES |  |  |  | FFL5313 |  | CAREFUSION | 8100M |  |  | Rental | MHHS-Woodlands |  |  |  | FFL5313 |  | Woodlands |  | Rental | [7 empty] | PUMPINFUSION-ALARIS-Medley 8100 |  | MEDLEY PUMP MODULE LVP *MEMORIAL HERMANN |  |  | PUMPINFUSION-ALARIS-Medley 8100 | [6 empty] | Verified as Rental |  |  | MHHS-Woodlands
NO | YES |  |  |  | FFL5315 |  | CAREFUSION | 8100M |  |  | Rental | MHHS-Woodlands |  |  |  | FFL5315 |  | Woodlands |  | Rental | [7 empty] | PUMPINFUSION-ALARIS-Medley 8100 |  | MEDLEY PUMP MODULE LVP *MEMORIAL HERMANN |  |  | PUMPINFUSION-ALARIS-Medley 8100 | [6 empty] | Verified as Rental |  |  | MHHS-Woodlands
NO | YES |  |  |  | FFL5319 |  | CAREFUSION | 8100M |  |  | Rental | MHHS-Woodlands |  |  |  | FFL5319 |  | Woodlands |  | Rental | [7 empty] | PUMPINFUSION-ALARIS-Medley 8100 |  | MEDLEY PUMP MODULE LVP *MEMORIAL HERMANN |  |  | PUMPINFUSION-ALARIS-Medley 8100 | [6 empty] | Verified as Rental |  |  | MHHS-Woodlands
NO | YES |  |  |  | FFL5384 |  | CAREFUSION | 8100M |  |  | Rental | MHHS-Woodlands |  |  |  | FFL5384 |  | Woodlands |  | Rental | [7 empty] | PUMPINFUSION-ALARIS-Medley 8100 |  | MEDLEY PUMP MODULE LVP *MEMORIAL HERMANN |  |  | PUMPINFUSION-ALARIS-Medley 8100 | [6 empty] | Verified as Rental |  |  | MHHS-Woodlands
NO | YES |  |  |  | FFL5393 |  | CAREFUSION | 8100M |  |  | Rental | MHHS-Woodlands |  |  |  | FFL5393 |  | Woodlands |  | Rental | [7 empty] | PUMPINFUSION-ALARIS-Medley 8100 |  | MEDLEY PUMP MODULE LVP *MEMORIAL HERMANN |  |  | PUMPINFUSION-ALARIS-Medley 8100 | [6 empty] | Verified as Rental |  |  | MHHS-Woodlands
NO | YES |  |  |  | FFL5400 |  | CAREFUSION | 8100M |  |  | Rental | MHHS-Woodlands |  |  |  | FFL5400 |  | Woodlands |  | Rental | [7 empty] | PUMPINFUSION-ALARIS-Medley 8100 |  | MEDLEY PUMP MODULE LVP *MEMORIAL HERMANN |  |  | PUMPINFUSION-ALARIS-Medley 8100 | [6 empty] | Verified as Rental |  |  | MHHS-Woodlands
NO | YES |  |  |  | FFL5415 |  | CAREFUSION | 8100M |  |  | Rental | MHHS-Woodlands |  |  |  | FFL5415 |  | Woodlands |  | Rental | [7 empty] | PUMPINFUSION-ALARIS-Medley 8100 |  | MEDLEY PUMP MODULE LVP *MEMORIAL HERMANN |  |  | PUMPINFUSION-ALARIS-Medley 8100 | [6 empty] | Verified as Rental |  |  | MHHS-Woodlands
NO | YES |  |  |  | FFL5435 |  | CAREFUSION | 8100M |  |  | Rental | MHHS-Woodlands |  |  |  | FFL5435 |  | Woodlands |  | Rental | [7 empty] | PUMPINFUSION-ALARIS-Medley 8100 |  | MEDLEY PUMP MODULE LVP *MEMORIAL HERMANN |  |  | PUMPINFUSION-ALARIS-Medley 8100 | [6 empty] | Verified as Rental |  |  | MHHS-Woodlands
NO | YES |  |  |  | FFL5437 |  | CAREFUSION | 8100M |  |  | Rental | MHHS-Woodlands |  |  |  | FFL5437 |  | Woodlands |  | Rental | [7 empty] | PUMPINFUSION-ALARIS-Medley 8100 |  | MEDLEY PUMP MODULE LVP *MEMORIAL HERMANN |  |  | PUMPINFUSION-ALARIS-Medley 8100 | [6 empty] | Verified as Rental |  |  | MHHS-Woodlands
NO | YES |  |  |  | FFL5473 |  | CAREFUSION | 8100M |  |  | Rental | MHHS-Woodlands |  |  |  | FFL5473 |  | Woodlands |  | Rental | [7 empty] | PUMPINFUSION-ALARIS-Medley 8100 |  | MEDLEY PUMP MODULE LVP *MEMORIAL HERMANN |  |  | PUMPINFUSION-ALARIS-Medley 8100 | [6 empty] | Verified as Rental |  |  | MHHS-Woodlands
NO | YES |  |  |  | FFL5474 |  | CAREFUSION | 8100M |  |  | Rental | MHHS-Woodlands |  |  |  | FFL5474 |  | Woodlands |  | Rental | [7 empty] | PUMPINFUSION-ALARIS-Medley 8100 |  | MEDLEY PUMP MODULE LVP *MEMORIAL HERMANN |  |  | PUMPINFUSION-ALARIS-Medley 8100 | [6 empty] | Verified as Rental |  |  | MHHS-Woodlands
NO | YES |  |  |  | FFL5480 |  | CAREFUSION | 8100M |  |  | Rental | MHHS-Woodlands |  |  |  | FFL5480 |  | Woodlands |  | Rental | [7 empty] | PUMPINFUSION-ALARIS-Medley 8100 |  | MEDLEY PUMP MODULE LVP *MEMORIAL HERMANN |  |  | PUMPINFUSION-ALARIS-Medley 8100 | [6 empty] | Verified as Rental |  |  | MHHS-Woodlands
NO | YES |  |  |  | FFL5529 |  | CAREFUSION | 8100M |  |  | Rental | MHHS-Woodlands |  |  |  | FFL5529 |  | Woodlands |  | Rental | [7 empty] | PUMPINFUSION-ALARIS-Medley 8100 |  | MEDLEY PUMP MODULE LVP *MEMORIAL HERMANN |  |  | PUMPINFUSION-ALARIS-Medley 8100 | [6 empty] | Verified as Rental |  |  | MHHS-Woodlands
NO | YES |  |  |  | FFL5544 |  | CAREFUSION | 8100M |  |  | Rental | MHHS-Woodlands |  |  |  | FFL5544 |  | Woodlands |  | Rental | [7 empty] | PUMPINFUSION-ALARIS-Medley 8100 |  | MEDLEY PUMP MODULE LVP *MEMORIAL HERMANN |  |  | PUMPINFUSION-ALARIS-Medley 8100 | [6 empty] | Verified as Rental |  |  | MHHS-Woodlands
NO | YES |  |  |  | FFL5576 |  | CAREFUSION | 8100M |  |  | Rental | MHHS-Woodlands |  |  |  | FFL5576 |  | Woodlands |  | Rental | [7 empty] | PUMPINFUSION-ALARIS-Medley 8100 |  | MEDLEY PUMP MODULE LVP *MEMORIAL HERMANN |  |  | PUMPINFUSION-ALARIS-Medley 8100 | [6 empty] | Verified as Rental |  |  | MHHS-Woodlands
NO | YES |  |  |  | FFL5582 |  | CAREFUSION | 8100M |  |  | Rental | MHHS-Woodlands |  |  |  | FFL5582 |  | Woodlands |  | Rental | [7 empty] | PUMPINFUSION-ALARIS-Medley 8100 |  | MEDLEY PUMP MODULE LVP *MEMORIAL HERMANN |  |  | PUMPINFUSION-ALARIS-Medley 8100 | [6 empty] | Verified as Rental |  |  | MHHS-Woodlands
NO | YES |  |  |  | FFL5612 |  | CAREFUSION | 8100M |  |  | Rental | MHHS-Woodlands |  |  |  | FFL5612 |  | Woodlands |  | Rental | [7 empty] | PUMPINFUSION-ALARIS-Medley 8100 |  | MEDLEY PUMP MODULE LVP *MEMORIAL HERMANN |  |  | PUMPINFUSION-ALARIS-Medley 8100 | [6 empty] | Verified as Rental |  |  | MHHS-Woodlands
NO | YES |  |  |  | FFL5673 |  | CAREFUSION | 8100M |  |  | Rental | MHHS-Woodlands |  |  |  | FFL5673 |  | Woodlands |  | Rental | [7 empty] | PUMPINFUSION-ALARIS-Medley 8100 |  | MEDLEY PUMP MODULE LVP *MEMORIAL HERMANN |  |  | PUMPINFUSION-ALARIS-Medley 8100 | [6 empty] | Verified as Rental |  |  | MHHS-Woodlands
NO | YES |  |  |  | FFL5699 |  | CAREFUSION | 8100M |  |  | Rental | MHHS-Woodlands |  |  |  | FFL5699 |  | Woodlands |  | Rental | [7 empty] | PUMPINFUSION-ALARIS-Medley 8100 |  | MEDLEY PUMP MODULE LVP *MEMORIAL HERMANN |  |  | PUMPINFUSION-ALARIS-Medley 8100 | [6 empty] | Verified as Rental |  |  | MHHS-Woodlands
NO | YES |  |  |  | FFL5708 |  | CAREFUSION | 8100M |  |  | Rental | MHHS-Woodlands |  |  |  | FFL5708 |  | Woodlands |  | Rental | [7 empty] | PUMPINFUSION-ALARIS-Medley 8100 |  | MEDLEY PUMP MODULE LVP *MEMORIAL HERMANN |  |  | PUMPINFUSION-ALARIS-Medley 8100 | [6 empty] | Verified as Rental |  |  | MHHS-Woodlands
NO | YES |  |  |  | FFL5761 |  | CAREFUSION | 8100M |  |  | Rental | MHHS-Woodlands |  |  |  | FFL5761 |  | Woodlands |  | Rental | [7 empty] | PUMPINFUSION-ALARIS-Medley 8100 |  | MEDLEY PUMP MODULE LVP *MEMORIAL HERMANN |  |  | PUMPINFUSION-ALARIS-Medley 8100 | [6 empty] | Verified as Rental |  |  | MHHS-Woodlands
NO | YES |  |  |  | FFL5764 |  | CAREFUSION | 8100M |  |  | Rental | MHHS-Woodlands |  |  |  | FFL5764 |  | Woodlands |  | Rental | [7 empty] | PUMPINFUSION-ALARIS-Medley 8100 |  | MEDLEY PUMP MODULE LVP *MEMORIAL HERMANN |  |  | PUMPINFUSION-ALARIS-Medley 8100 | [6 empty] | Verified as Rental |  |  | MHHS-Woodlands
NO | YES |  |  |  | FFL5768 |  | CAREFUSION | 8100M |  |  | Rental | MHHS-Woodlands |  |  |  | FFL5768 |  | Woodlands |  | Rental | [7 empty] | PUMPINFUSION-ALARIS-Medley 8100 |  | MEDLEY PUMP MODULE LVP *MEMORIAL HERMANN |  |  | PUMPINFUSION-ALARIS-Medley 8100 | [6 empty] | Verified as Rental |  |  | MHHS-Woodlands
NO | YES |  |  |  | FFL5769 |  | CAREFUSION | 8100M |  |  | Rental | MHHS-Woodlands |  |  |  | FFL5769 |  | Woodlands |  | Rental | [7 empty] | PUMPINFUSION-ALARIS-Medley 8100 |  | MEDLEY PUMP MODULE LVP *MEMORIAL HERMANN |  |  | PUMPINFUSION-ALARIS-Medley 8100 | [6 empty] | Verified as Rental |  |  | MHHS-Woodlands
NO | YES |  |  |  | FFL5775 |  | CAREFUSION | 8100M |  |  | Rental | MHHS-Woodlands |  |  |  | FFL5775 |  | Woodlands |  | Rental | [7 empty] | PUMPINFUSION-ALARIS-Medley 8100 |  | MEDLEY PUMP MODULE LVP *MEMORIAL HERMANN |  |  | PUMPINFUSION-ALARIS-Medley 8100 | [6 empty] | Verified as Rental |  |  | MHHS-Woodlands
NO | YES |  |  |  | FFL5778 |  | CAREFUSION | 8100M |  |  | Rental | MHHS-Woodlands |  |  |  | FFL5778 |  | Woodlands |  | Rental | [7 empty] | PUMPINFUSION-ALARIS-Medley 8100 |  | MEDLEY PUMP MODULE LVP *MEMORIAL HERMANN |  |  | PUMPINFUSION-ALARIS-Medley 8100 | [6 empty] | Verified as Rental |  |  | MHHS-Woodlands
NO | YES |  |  |  | FFL5779 |  | CAREFUSION | 8100M |  |  | Rental | MHHS-Woodlands |  |  |  | FFL5779 |  | Woodlands |  | Rental | [7 empty] | PUMPINFUSION-ALARIS-Medley 8100 |  | MEDLEY PUMP MODULE LVP *MEMORIAL HERMANN |  |  | PUMPINFUSION-ALARIS-Medley 8100 | [6 empty] | Verified as Rental |  |  | MHHS-Woodlands
NO | YES |  |  |  | FFL5780 |  | CAREFUSION | 8100M |  |  | Rental | MHHS-Woodlands |  |  |  | FFL5780 |  | Woodlands |  | Rental | [7 empty] | PUMPINFUSION-ALARIS-Medley 8100 |  | MEDLEY PUMP MODULE LVP *MEMORIAL HERMANN |  |  | PUMPINFUSION-ALARIS-Medley 8100 | [6 empty] | Verified as Rental |  |  | MHHS-Woodlands
NO | YES |  |  |  | FFL5782 |  | CAREFUSION | 8100M |  |  | Rental | MHHS-Woodlands |  |  |  | FFL5782 |  | Woodlands |  | Rental | [7 empty] | PUMPINFUSION-ALARIS-Medley 8100 |  | MEDLEY PUMP MODULE LVP *MEMORIAL HERMANN |  |  | PUMPINFUSION-ALARIS-Medley 8100 | [6 empty] | Verified as Rental |  |  | MHHS-Woodlands
NO | YES |  |  |  | FFL5805 |  | CAREFUSION | 8100M |  |  | Rental | MHHS-Woodlands |  |  |  | FFL5805 |  | Woodlands |  | Rental | [7 empty] | PUMPINFUSION-ALARIS-Medley 8100 |  | MEDLEY PUMP MODULE LVP *MEMORIAL HERMANN |  |  | PUMPINFUSION-ALARIS-Medley 8100 | [6 empty] | Verified as Rental |  |  | MHHS-Woodlands
NO | YES |  |  |  | FFL5807 |  | CAREFUSION | 8100M |  |  | Rental | MHHS-Woodlands |  |  |  | FFL5807 |  | Woodlands |  | Rental | [7 empty] | PUMPINFUSION-ALARIS-Medley 8100 |  | MEDLEY PUMP MODULE LVP *MEMORIAL HERMANN |  |  | PUMPINFUSION-ALARIS-Medley 8100 | [6 empty] | Verified as Rental |  |  | MHHS-Woodlands
NO | YES |  |  |  | FFL5852 |  | CAREFUSION | 8100M |  |  | Rental | MHHS-Woodlands |  |  |  | FFL5852 |  | Woodlands |  | Rental | [7 empty] | PUMPINFUSION-ALARIS-Medley 8100 |  | MEDLEY PUMP MODULE LVP *MEMORIAL HERMANN |  |  | PUMPINFUSION-ALARIS-Medley 8100 | [6 empty] | Verified as Rental |  |  | MHHS-Woodlands
NO | YES |  |  |  | FFL5865 |  | CAREFUSION | 8100M |  |  | Rental | MHHS-Woodlands |  |  |  | FFL5865 |  | Woodlands |  | Rental | [7 empty] | PUMPINFUSION-ALARIS-Medley 8100 |  | MEDLEY PUMP MODULE LVP *MEMORIAL HERMANN |  |  | PUMPINFUSION-ALARIS-Medley 8100 | [6 empty] | Verified as Rental |  |  | MHHS-Woodlands
NO | YES |  |  |  | FFL5882 |  | CAREFUSION | 8100M |  |  | Rental | MHHS-Woodlands |  |  |  | FFL5882 |  | Woodlands |  | Rental | [7 empty] | PUMPINFUSION-ALARIS-Medley 8100 |  | MEDLEY PUMP MODULE LVP *MEMORIAL HERMANN |  |  | PUMPINFUSION-ALARIS-Medley 8100 | [6 empty] | Verified as Rental |  |  | MHHS-Woodlands
NO | YES |  |  |  | FFL5930 |  | CAREFUSION | 8100M |  |  | Rental | MHHS-Woodlands |  |  |  | FFL5930 |  | Woodlands |  | Rental | [7 empty] | PUMPINFUSION-ALARIS-Medley 8100 |  | MEDLEY PUMP MODULE LVP *MEMORIAL HERMANN |  |  | PUMPINFUSION-ALARIS-Medley 8100 | [6 empty] | Verified as Rental |  |  | MHHS-Woodlands
NO | YES |  |  |  | FFL5932 |  | CAREFUSION | 8100M |  |  | Rental | MHHS-Woodlands |  |  |  | FFL5932 |  | Woodlands |  | Rental | [7 empty] | PUMPINFUSION-ALARIS-Medley 8100 |  | MEDLEY PUMP MODULE LVP *MEMORIAL HERMANN |  |  | PUMPINFUSION-ALARIS-Medley 8100 | [6 empty] | Verified as Rental |  |  | MHHS-Woodlands
NO | YES |  |  |  | FFL5955 |  | CAREFUSION | 8100M |  |  | Rental | MHHS-Woodlands |  |  |  | FFL5955 |  | Woodlands |  | Rental | [7 empty] | PUMPINFUSION-ALARIS-Medley 8100 |  | MEDLEY PUMP MODULE LVP *MEMORIAL HERMANN |  |  | PUMPINFUSION-ALARIS-Medley 8100 | [6 empty] | Verified as Rental |  |  | MHHS-Woodlands
NO | YES |  |  |  | FFL5964 |  | CAREFUSION | 8100M |  |  | Rental | MHHS-Woodlands |  |  |  | FFL5964 |  | Woodlands |  | Rental | [7 empty] | PUMPINFUSION-ALARIS-Medley 8100 |  | MEDLEY PUMP MODULE LVP *MEMORIAL HERMANN |  |  | PUMPINFUSION-ALARIS-Medley 8100 | [6 empty] | Verified as Rental |  |  | MHHS-Woodlands
NO | YES |  |  |  | FFL5968 |  | CAREFUSION | 8100M |  |  | Rental | MHHS-Woodlands |  |  |  | FFL5968 |  | Woodlands |  | Rental | [7 empty] | PUMPINFUSION-ALARIS-Medley 8100 |  | MEDLEY PUMP MODULE LVP *MEMORIAL HERMANN |  |  | PUMPINFUSION-ALARIS-Medley 8100 | [6 empty] | Verified as Rental |  |  | MHHS-Woodlands
NO | YES |  |  |  | FFL5974 |  | CAREFUSION | 8100M |  |  | Rental | MHHS-Woodlands |  |  |  | FFL5974 |  | Woodlands |  | Rental | [7 empty] | PUMPINFUSION-ALARIS-Medley 8100 |  | MEDLEY PUMP MODULE LVP *MEMORIAL HERMANN |  |  | PUMPINFUSION-ALARIS-Medley 8100 | [6 empty] | Verified as Rental |  |  | MHHS-Woodlands
NO | YES |  |  |  | FFL5975 |  | CAREFUSION | 8100M |  |  | Rental | MHHS-Woodlands |  |  |  | FFL5975 |  | Woodlands |  | Rental | [7 empty] | PUMPINFUSION-ALARIS-Medley 8100 |  | MEDLEY PUMP MODULE LVP *MEMORIAL HERMANN |  |  | PUMPINFUSION-ALARIS-Medley 8100 | [6 empty] | Verified as Rental |  |  | MHHS-Woodlands
NO | YES |  |  |  | FFL5977 |  | CAREFUSION | 8100M |  |  | Rental | MHHS-Woodlands |  |  |  | FFL5977 |  | Woodlands |  | Rental | [7 empty] | PUMPINFUSION-ALARIS-Medley 8100 |  | MEDLEY PUMP MODULE LVP *MEMORIAL HERMANN |  |  | PUMPINFUSION-ALARIS-Medley 8100 | [6 empty] | Verified as Rental |  |  | MHHS-Woodlands
NO | YES |  |  |  | FFL5980 |  | CAREFUSION | 8100M |  |  | Rental | MHHS-Woodlands |  |  |  | FFL5980 |  | Woodlands |  | Rental | [7 empty] | PUMPINFUSION-ALARIS-Medley 8100 |  | MEDLEY PUMP MODULE LVP *MEMORIAL HERMANN |  |  | PUMPINFUSION-ALARIS-Medley 8100 | [6 empty] | Verified as Rental |  |  | MHHS-Woodlands
NO | YES |  |  |  | FFL5982 |  | CAREFUSION | 8100M |  |  | Rental | MHHS-Woodlands |  |  |  | FFL5982 |  | Woodlands |  | Rental | [7 empty] | PUMPINFUSION-ALARIS-Medley 8100 |  | MEDLEY PUMP MODULE LVP *MEMORIAL HERMANN |  |  | PUMPINFUSION-ALARIS-Medley 8100 | [6 empty] | Verified as Rental |  |  | MHHS-Woodlands
NO | YES |  |  |  | FFL5988 |  | CAREFUSION | 8100M |  |  | Rental | MHHS-Woodlands |  |  |  | FFL5988 |  | Woodlands |  | Rental | [7 empty] | PUMPINFUSION-ALARIS-Medley 8100 |  | MEDLEY PUMP MODULE LVP *MEMORIAL HERMANN |  |  | PUMPINFUSION-ALARIS-Medley 8100 | [6 empty] | Verified as Rental |  |  | MHHS-Woodlands
NO | YES |  |  |  | FFL5997 |  | CAREFUSION | 8100M |  |  | Rental | MHHS-Woodlands |  |  |  | FFL5997 |  | Woodlands |  | Rental | [7 empty] | PUMPINFUSION-ALARIS-Medley 8100 |  | MEDLEY PUMP MODULE LVP *MEMORIAL HERMANN |  |  | PUMPINFUSION-ALARIS-Medley 8100 | [6 empty] | Verified as Rental |  |  | MHHS-Woodlands
NO | YES |  |  |  | FFL6003 |  | CAREFUSION | 8100M |  |  | Rental | MHHS-Woodlands |  |  |  | FFL6003 |  | Woodlands |  | Rental | [7 empty] | PUMPINFUSION-ALARIS-Medley 8100 |  | MEDLEY PUMP MODULE LVP *MEMORIAL HERMANN |  |  | PUMPINFUSION-ALARIS-Medley 8100 | [6 empty] | Verified as Rental |  |  | MHHS-Woodlands
NO | YES |  |  |  | FFL6019 |  | CAREFUSION | 8100M |  |  | Rental | MHHS-Woodlands |  |  |  | FFL6019 |  | Woodlands |  | Rental | [7 empty] | PUMPINFUSION-ALARIS-Medley 8100 |  | MEDLEY PUMP MODULE LVP *MEMORIAL HERMANN |  |  | PUMPINFUSION-ALARIS-Medley 8100 | [6 empty] | Verified as Rental |  |  | MHHS-Woodlands
NO | YES |  |  |  | FFL6021 |  | CAREFUSION | 8100M |  |  | Rental | MHHS-Woodlands |  |  |  | FFL6021 |  | Woodlands |  | Rental | [7 empty] | PUMPINFUSION-ALARIS-Medley 8100 |  | MEDLEY PUMP MODULE LVP *MEMORIAL HERMANN |  |  | PUMPINFUSION-ALARIS-Medley 8100 | [6 empty] | Verified as Rental |  |  | MHHS-Woodlands
NO | YES |  |  |  | FFL6034 |  | CAREFUSION | 8100M |  |  | Rental | MHHS-Woodlands |  |  |  | FFL6034 |  | Woodlands |  | Rental | [7 empty] | PUMPINFUSION-ALARIS-Medley 8100 |  | MEDLEY PUMP MODULE LVP *MEMORIAL HERMANN |  |  | PUMPINFUSION-ALARIS-Medley 8100 | [6 empty] | Verified as Rental |  |  | MHHS-Woodlands
NO | YES |  |  |  | FFL6049 |  | CAREFUSION | 8100M |  |  | Rental | MHHS-Woodlands |  |  |  | FFL6049 |  | Woodlands |  | Rental | [7 empty] | PUMPINFUSION-ALARIS-Medley 8100 |  | MEDLEY PUMP MODULE LVP *MEMORIAL HERMANN |  |  | PUMPINFUSION-ALARIS-Medley 8100 | [6 empty] | Verified as Rental |  |  | MHHS-Woodlands
NO | YES |  |  |  | FFL6056 |  | CAREFUSION | 8100M |  |  | Rental | MHHS-Woodlands |  |  |  | FFL6056 |  | Woodlands |  | Rental | [7 empty] | PUMPINFUSION-ALARIS-Medley 8100 |  | MEDLEY PUMP MODULE LVP *MEMORIAL HERMANN |  |  | PUMPINFUSION-ALARIS-Medley 8100 | [6 empty] | Verified as Rental |  |  | MHHS-Woodlands
NO | YES |  |  |  | FFL6081 |  | CAREFUSION | 8100M |  |  | Rental | MHHS-Woodlands |  |  |  | FFL6081 |  | Woodlands |  | Rental | [7 empty] | PUMPINFUSION-ALARIS-Medley 8100 |  | MEDLEY PUMP MODULE LVP *MEMORIAL HERMANN |  |  | PUMPINFUSION-ALARIS-Medley 8100 | [6 empty] | Verified as Rental |  |  | MHHS-Woodlands
NO | YES |  |  |  | FFL6084 |  | CAREFUSION | 8100M |  |  | Rental | MHHS-Woodlands |  |  |  | FFL6084 |  | Woodlands |  | Rental | [7 empty] | PUMPINFUSION-ALARIS-Medley 8100 |  | MEDLEY PUMP MODULE LVP *MEMORIAL HERMANN |  |  | PUMPINFUSION-ALARIS-Medley 8100 | [6 empty] | Verified as Rental |  |  | MHHS-Woodlands
NO | YES |  |  |  | FFL6089 |  | CAREFUSION | 8100M |  |  | Rental | MHHS-Woodlands |  |  |  | FFL6089 |  | Woodlands |  | Rental | [7 empty] | PUMPINFUSION-ALARIS-Medley 8100 |  | MEDLEY PUMP MODULE LVP *MEMORIAL HERMANN |  |  | PUMPINFUSION-ALARIS-Medley 8100 | [6 empty] | Verified as Rental |  |  | MHHS-Woodlands
NO | YES |  |  |  | FFL6110 |  | CAREFUSION | 8100M |  |  | Rental | MHHS-Woodlands |  |  |  | FFL6110 |  | Woodlands |  | Rental | [7 empty] | PUMPINFUSION-ALARIS-Medley 8100 |  | MEDLEY PUMP MODULE LVP *MEMORIAL HERMANN |  |  | PUMPINFUSION-ALARIS-Medley 8100 | [6 empty] | Verified as Rental |  |  | MHHS-Woodlands
NO | YES |  |  |  | FFL6124 |  | CAREFUSION | 8100M |  |  | Rental | MHHS-Woodlands |  |  |  | FFL6124 |  | Woodlands |  | Rental | [7 empty] | PUMPINFUSION-ALARIS-Medley 8100 |  | MEDLEY PUMP MODULE LVP *MEMORIAL HERMANN |  |  | PUMPINFUSION-ALARIS-Medley 8100 | [6 empty] | Verified as Rental |  |  | MHHS-Woodlands
NO | YES |  |  |  | FFL6125 |  | CAREFUSION | 8100M |  |  | Rental | MHHS-Woodlands |  |  |  | FFL6125 |  | Woodlands |  | Rental | [7 empty] | PUMPINFUSION-ALARIS-Medley 8100 |  | MEDLEY PUMP MODULE LVP *MEMORIAL HERMANN |  |  | PUMPINFUSION-ALARIS-Medley 8100 | [6 empty] | Verified as Rental |  |  | MHHS-Woodlands
NO | YES |  |  |  | FFL6126 |  | CAREFUSION | 8100M |  |  | Rental | MHHS-Woodlands |  |  |  | FFL6126 |  | Woodlands |  | Rental | [7 empty] | PUMPINFUSION-ALARIS-Medley 8100 |  | MEDLEY PUMP MODULE LVP *MEMORIAL HERMANN |  |  | PUMPINFUSION-ALARIS-Medley 8100 | [6 empty] | Verified as Rental |  |  | MHHS-Woodlands
NO | YES |  |  |  | FFL6131 |  | CAREFUSION | 8100M |  |  | Rental | MHHS-Woodlands |  |  |  | FFL6131 |  | Woodlands |  | Rental | [7 empty] | PUMPINFUSION-ALARIS-Medley 8100 |  | MEDLEY PUMP MODULE LVP *MEMORIAL HERMANN |  |  | PUMPINFUSION-ALARIS-Medley 8100 | [6 empty] | Verified as Rental |  |  | MHHS-Woodlands
NO | YES |  |  |  | FFL6181 |  | CAREFUSION | 8100M |  |  | Rental | MHHS-Woodlands |  |  |  | FFL6181 |  | Woodlands |  | Rental | [7 empty] | PUMPINFUSION-ALARIS-Medley 8100 |  | MEDLEY PUMP MODULE LVP *MEMORIAL HERMANN |  |  | PUMPINFUSION-ALARIS-Medley 8100 | [6 empty] | Verified as Rental |  |  | MHHS-Woodlands
NO | YES |  |  |  | FFL6191 |  | CAREFUSION | 8100M |  |  | Rental | MHHS-Woodlands |  |  |  | FFL6191 |  | Woodlands |  | Rental | [7 empty] | PUMPINFUSION-ALARIS-Medley 8100 |  | MEDLEY PUMP MODULE LVP *MEMORIAL HERMANN |  |  | PUMPINFUSION-ALARIS-Medley 8100 | [6 empty] | Verified as Rental |  |  | MHHS-Woodlands
NO | YES |  |  |  | FFL6193 |  | CAREFUSION | 8100M |  |  | Rental | MHHS-Woodlands |  |  |  | FFL6193 |  | Woodlands |  | Rental | [7 empty] | PUMPINFUSION-ALARIS-Medley 8100 |  | MEDLEY PUMP MODULE LVP *MEMORIAL HERMANN |  |  | PUMPINFUSION-ALARIS-Medley 8100 | [6 empty] | Verified as Rental |  |  | MHHS-Woodlands
NO | YES |  |  |  | FFL6215 |  | CAREFUSION | 8100M |  |  | Rental | MHHS-Woodlands |  |  |  | FFL6215 |  | Woodlands |  | Rental | [7 empty] | PUMPINFUSION-ALARIS-Medley 8100 |  | MEDLEY PUMP MODULE LVP *MEMORIAL HERMANN |  |  | PUMPINFUSION-ALARIS-Medley 8100 | [6 empty] | Verified as Rental |  |  | MHHS-Woodlands
NO | YES |  |  |  | FFL6216 |  | CAREFUSION | 8100M |  |  | Rental | MHHS-Woodlands |  |  |  | FFL6216 |  | Woodlands |  | Rental | [7 empty] | PUMPINFUSION-ALARIS-Medley 8100 |  | MEDLEY PUMP MODULE LVP *MEMORIAL HERMANN |  |  | PUMPINFUSION-ALARIS-Medley 8100 | [6 empty] | Verified as Rental |  |  | MHHS-Woodlands
NO | YES |  |  |  | FFL6225 |  | CAREFUSION | 8100M |  |  | Rental | MHHS-Woodlands |  |  |  | FFL6225 |  | Woodlands |  | Rental | [7 empty] | PUMPINFUSION-ALARIS-Medley 8100 |  | MEDLEY PUMP MODULE LVP *MEMORIAL HERMANN |  |  | PUMPINFUSION-ALARIS-Medley 8100 | [6 empty] | Verified as Rental |  |  | MHHS-Woodlands
NO | YES |  |  |  | FFL6253 |  | CAREFUSION | 8100M |  |  | Rental | MHHS-Woodlands |  |  |  | FFL6253 |  | Woodlands |  | Rental | [7 empty] | PUMPINFUSION-ALARIS-Medley 8100 |  | MEDLEY PUMP MODULE LVP *MEMORIAL HERMANN |  |  | PUMPINFUSION-ALARIS-Medley 8100 | [6 empty] | Verified as Rental |  |  | MHHS-Woodlands
NO | YES |  |  |  | FFL6258 |  | CAREFUSION | 8100M |  |  | Rental | MHHS-Woodlands |  |  |  | FFL6258 |  | Woodlands |  | Rental | [7 empty] | PUMPINFUSION-ALARIS-Medley 8100 |  | MEDLEY PUMP MODULE LVP *MEMORIAL HERMANN |  |  | PUMPINFUSION-ALARIS-Medley 8100 | [6 empty] | Verified as Rental |  |  | MHHS-Woodlands
NO | YES |  |  |  | FFL6318 |  | CAREFUSION | 8100M |  |  | Rental | MHHS-Woodlands |  |  |  | FFL6318 |  | Woodlands |  | Rental | [7 empty] | PUMPINFUSION-ALARIS-Medley 8100 |  | MEDLEY PUMP MODULE LVP *MEMORIAL HERMANN |  |  | PUMPINFUSION-ALARIS-Medley 8100 | [6 empty] | Verified as Rental |  |  | MHHS-Woodlands
NO | YES |  |  |  | FFL6319 |  | CAREFUSION | 8100M |  |  | Rental | MHHS-Woodlands |  |  |  | FFL6319 |  | Woodlands |  | Rental | [7 empty] | PUMPINFUSION-ALARIS-Medley 8100 |  | MEDLEY PUMP MODULE LVP *MEMORIAL HERMANN |  |  | PUMPINFUSION-ALARIS-Medley 8100 | [6 empty] | Verified as Rental |  |  | MHHS-Woodlands
NO | YES |  |  |  | FFL6320 |  | CAREFUSION | 8100M |  |  | Rental | MHHS-Woodlands |  |  |  | FFL6320 |  | Woodlands |  | Rental | [7 empty] | PUMPINFUSION-ALARIS-Medley 8100 |  | MEDLEY PUMP MODULE LVP *MEMORIAL HERMANN |  |  | PUMPINFUSION-ALARIS-Medley 8100 | [6 empty] | Verified as Rental |  |  | MHHS-Woodlands
NO | YES |  |  |  | FFL6337 |  | CAREFUSION | 8100M |  |  | Rental | MHHS-Woodlands |  |  |  | FFL6337 |  | Woodlands |  | Rental | [7 empty] | PUMPINFUSION-ALARIS-Medley 8100 |  | MEDLEY PUMP MODULE LVP *MEMORIAL HERMANN |  |  | PUMPINFUSION-ALARIS-Medley 8100 | [6 empty] | Verified as Rental |  |  | MHHS-Woodlands
NO | YES |  |  |  | FFL6339 |  | CAREFUSION | 8100M |  |  | Rental | MHHS-Woodlands |  |  |  | FFL6339 |  | Woodlands |  | Rental | [7 empty] | PUMPINFUSION-ALARIS-Medley 8100 |  | MEDLEY PUMP MODULE LVP *MEMORIAL HERMANN |  |  | PUMPINFUSION-ALARIS-Medley 8100 | [6 empty] | Verified as Rental |  |  | MHHS-Woodlands
NO | YES |  |  |  | FFL6380 |  | CAREFUSION | 8100M |  |  | Rental | MHHS-Woodlands |  |  |  | FFL6380 |  | Woodlands |  | Rental | [7 empty] | PUMPINFUSION-ALARIS-Medley 8100 |  | MEDLEY PUMP MODULE LVP *MEMORIAL HERMANN |  |  | PUMPINFUSION-ALARIS-Medley 8100 | [6 empty] | Verified as Rental |  |  | MHHS-Woodlands
NO | YES |  |  |  | FFL6397 |  | CAREFUSION | 8100M |  |  | Rental | MHHS-Woodlands |  |  |  | FFL6397 |  | Woodlands |  | Rental | [7 empty] | PUMPINFUSION-ALARIS-Medley 8100 |  | MEDLEY PUMP MODULE LVP *MEMORIAL HERMANN |  |  | PUMPINFUSION-ALARIS-Medley 8100 | [6 empty] | Verified as Rental |  |  | MHHS-Woodlands
NO | YES |  |  |  | FFL6400 |  | CAREFUSION | 8100M |  |  | Rental | MHHS-Woodlands |  |  |  | FFL6400 |  | Woodlands |  | Rental | [7 empty] | PUMPINFUSION-ALARIS-Medley 8100 |  | MEDLEY PUMP MODULE LVP *MEMORIAL HERMANN |  |  | PUMPINFUSION-ALARIS-Medley 8100 | [6 empty] | Verified as Rental |  |  | MHHS-Woodlands
NO | YES |  |  |  | FFL6402 |  | CAREFUSION | 8100M |  |  | Rental | MHHS-Woodlands |  |  |  | FFL6402 |  | Woodlands |  | Rental | [7 empty] | PUMPINFUSION-ALARIS-Medley 8100 |  | MEDLEY PUMP MODULE LVP *MEMORIAL HERMANN |  |  | PUMPINFUSION-ALARIS-Medley 8100 | [6 empty] | Verified as Rental |  |  | MHHS-Woodlands
NO | YES |  |  |  | FFL6407 |  | CAREFUSION | 8100M |  |  | Rental | MHHS-Woodlands |  |  |  | FFL6407 |  | Woodlands |  | Rental | [7 empty] | PUMPINFUSION-ALARIS-Medley 8100 |  | MEDLEY PUMP MODULE LVP *MEMORIAL HERMANN |  |  | PUMPINFUSION-ALARIS-Medley 8100 | [6 empty] | Verified as Rental |  |  | MHHS-Woodlands
NO | YES |  |  |  | FFL6412 |  | CAREFUSION | 8100M |  |  | Rental | MHHS-Woodlands |  |  |  | FFL6412 |  | Woodlands |  | Rental | [7 empty] | PUMPINFUSION-ALARIS-Medley 8100 |  | MEDLEY PUMP MODULE LVP *MEMORIAL HERMANN |  |  | PUMPINFUSION-ALARIS-Medley 8100 | [6 empty] | Verified as Rental |  |  | MHHS-Woodlands
NO | YES |  |  |  | FFL6414 |  | CAREFUSION | 8100M |  |  | Rental | MHHS-Woodlands |  |  |  | FFL6414 |  | Woodlands |  | Rental | [7 empty] | PUMPINFUSION-ALARIS-Medley 8100 |  | MEDLEY PUMP MODULE LVP *MEMORIAL HERMANN |  |  | PUMPINFUSION-ALARIS-Medley 8100 | [6 empty] | Verified as Rental |  |  | MHHS-Woodlands
NO | YES |  |  |  | FFL6445 |  | CAREFUSION | 8100M |  |  | Rental | MHHS-Woodlands |  |  |  | FFL6445 |  | Woodlands |  | Rental | [7 empty] | PUMPINFUSION-ALARIS-Medley 8100 |  | MEDLEY PUMP MODULE LVP *MEMORIAL HERMANN |  |  | PUMPINFUSION-ALARIS-Medley 8100 | [6 empty] | Verified as Rental |  |  | MHHS-Woodlands
NO | YES |  |  |  | FFL6447 |  | CAREFUSION | 8100M |  |  | Rental | MHHS-Woodlands |  |  |  | FFL6447 |  | Woodlands |  | Rental | [7 empty] | PUMPINFUSION-ALARIS-Medley 8100 |  | MEDLEY PUMP MODULE LVP *MEMORIAL HERMANN |  |  | PUMPINFUSION-ALARIS-Medley 8100 | [6 empty] | Verified as Rental |  |  | MHHS-Woodlands
NO | YES |  |  |  | FFL6461 |  | CAREFUSION | 8100M |  |  | Rental | MHHS-Woodlands |  |  |  | FFL6461 |  | Woodlands |  | Rental | [7 empty] | PUMPINFUSION-ALARIS-Medley 8100 |  | MEDLEY PUMP MODULE LVP *MEMORIAL HERMANN |  |  | PUMPINFUSION-ALARIS-Medley 8100 | [6 empty] | Verified as Rental |  |  | MHHS-Woodlands
NO | YES |  |  |  | FFL6490 |  | CAREFUSION | 8100M |  |  | Rental | MHHS-Woodlands |  |  |  | FFL6490 |  | Woodlands |  | Rental | [7 empty] | PUMPINFUSION-ALARIS-Medley 8100 |  | MEDLEY PUMP MODULE LVP *MEMORIAL HERMANN |  |  | PUMPINFUSION-ALARIS-Medley 8100 | [6 empty] | Verified as Rental |  |  | MHHS-Woodlands
NO | YES |  |  |  | FFL6491 |  | CAREFUSION | 8100M |  |  | Rental | MHHS-Woodlands |  |  |  | FFL6491 |  | Woodlands |  | Rental | [7 empty] | PUMPINFUSION-ALARIS-Medley 8100 |  | MEDLEY PUMP MODULE LVP *MEMORIAL HERMANN |  |  | PUMPINFUSION-ALARIS-Medley 8100 | [6 empty] | Verified as Rental |  |  | MHHS-Woodlands
NO | YES |  |  |  | FFL6494 |  | CAREFUSION | 8100M |  |  | Rental | MHHS-Woodlands |  |  |  | FFL6494 |  | Woodlands |  | Rental | [7 empty] | PUMPINFUSION-ALARIS-Medley 8100 |  | MEDLEY PUMP MODULE LVP *MEMORIAL HERMANN |  |  | PUMPINFUSION-ALARIS-Medley 8100 | [6 empty] | Verified as Rental |  |  | MHHS-Woodlands
NO | YES |  |  |  | FFL6504 |  | CAREFUSION | 8100M |  |  | Rental | MHHS-Woodlands |  |  |  | FFL6504 |  | Woodlands |  | Rental | [7 empty] | PUMPINFUSION-ALARIS-Medley 8100 |  | MEDLEY PUMP MODULE LVP *MEMORIAL HERMANN |  |  | PUMPINFUSION-ALARIS-Medley 8100 | [6 empty] | Verified as Rental |  |  | MHHS-Woodlands
NO | YES |  |  |  | FFL6516 |  | CAREFUSION | 8100M |  |  | Rental | MHHS-Woodlands |  |  |  | FFL6516 |  | Woodlands |  | Rental | [7 empty] | PUMPINFUSION-ALARIS-Medley 8100 |  | MEDLEY PUMP MODULE LVP *MEMORIAL HERMANN |  |  | PUMPINFUSION-ALARIS-Medley 8100 | [6 empty] | Verified as Rental |  |  | MHHS-Woodlands
NO | YES |  |  |  | FFL6540 |  | CAREFUSION | 8100M |  |  | Rental | MHHS-Woodlands |  |  |  | FFL6540 |  | Woodlands |  | Rental | [7 empty] | PUMPINFUSION-ALARIS-Medley 8100 |  | MEDLEY PUMP MODULE LVP *MEMORIAL HERMANN |  |  | PUMPINFUSION-ALARIS-Medley 8100 | [6 empty] | Verified as Rental |  |  | MHHS-Woodlands
NO | YES |  |  |  | FFL6542 |  | CAREFUSION | 8100M |  |  | Rental | MHHS-Woodlands |  |  |  | FFL6542 |  | Woodlands |  | Rental | [7 empty] | PUMPINFUSION-ALARIS-Medley 8100 |  | MEDLEY PUMP MODULE LVP *MEMORIAL HERMANN |  |  | PUMPINFUSION-ALARIS-Medley 8100 | [6 empty] | Verified as Rental |  |  | MHHS-Woodlands
NO | YES |  |  |  | FFL6558 |  | CAREFUSION | 8100M |  |  | Rental | MHHS-Woodlands |  |  |  | FFL6558 |  | Woodlands |  | Rental | [7 empty] | PUMPINFUSION-ALARIS-Medley 8100 |  | MEDLEY PUMP MODULE LVP *MEMORIAL HERMANN |  |  | PUMPINFUSION-ALARIS-Medley 8100 | [6 empty] | Verified as Rental |  |  | MHHS-Woodlands
NO | YES |  |  |  | FFL6650 |  | CAREFUSION | 8100M |  |  | Rental | MHHS-Woodlands |  |  |  | FFL6650 |  | Woodlands |  | Rental | [7 empty] | PUMPINFUSION-ALARIS-Medley 8100 |  | MEDLEY PUMP MODULE LVP *MEMORIAL HERMANN |  |  | PUMPINFUSION-ALARIS-Medley 8100 | [6 empty] | Verified as Rental |  |  | MHHS-Woodlands
NO | YES |  |  |  | FFL6657 |  | CAREFUSION | 8100M |  |  | Rental | MHHS-Woodlands |  |  |  | FFL6657 |  | Woodlands |  | Rental | [7 empty] | PUMPINFUSION-ALARIS-Medley 8100 |  | MEDLEY PUMP MODULE LVP *MEMORIAL HERMANN |  |  | PUMPINFUSION-ALARIS-Medley 8100 | [6 empty] | Verified as Rental |  |  | MHHS-Woodlands
NO | YES |  |  |  | FFL6673 |  | CAREFUSION | 8100M |  |  | Rental | MHHS-Woodlands |  |  |  | FFL6673 |  | Woodlands |  | Rental | [7 empty] | PUMPINFUSION-ALARIS-Medley 8100 |  | MEDLEY PUMP MODULE LVP *MEMORIAL HERMANN |  |  | PUMPINFUSION-ALARIS-Medley 8100 | [6 empty] | Verified as Rental |  |  | MHHS-Woodlands
NO | YES |  |  |  | FFL6687 |  | CAREFUSION | 8100M |  |  | Rental | MHHS-Woodlands |  |  |  | FFL6687 |  | Woodlands |  | Rental | [7 empty] | PUMPINFUSION-ALARIS-Medley 8100 |  | MEDLEY PUMP MODULE LVP *MEMORIAL HERMANN |  |  | PUMPINFUSION-ALARIS-Medley 8100 | [6 empty] | Verified as Rental |  |  | MHHS-Woodlands
NO | YES |  |  |  | FFL6722 |  | CAREFUSION | 8100M |  |  | Rental | MHHS-Woodlands |  |  |  | FFL6722 |  | Woodlands |  | Rental | [7 empty] | PUMPINFUSION-ALARIS-Medley 8100 |  | MEDLEY PUMP MODULE LVP *MEMORIAL HERMANN |  |  | PUMPINFUSION-ALARIS-Medley 8100 | [6 empty] | Verified as Rental |  |  | MHHS-Woodlands
NO | YES |  |  |  | FFL6724 |  | CAREFUSION | 8100M |  |  | Rental | MHHS-Woodlands |  |  |  | FFL6724 |  | Woodlands |  | Rental | [7 empty] | PUMPINFUSION-ALARIS-Medley 8100 |  | MEDLEY PUMP MODULE LVP *MEMORIAL HERMANN |  |  | PUMPINFUSION-ALARIS-Medley 8100 | [6 empty] | Verified as Rental |  |  | MHHS-Woodlands
NO | YES |  |  |  | FFL6725 |  | CAREFUSION | 8100M |  |  | Rental | MHHS-Woodlands |  |  |  | FFL6725 |  | Woodlands |  | Rental | [7 empty] | PUMPINFUSION-ALARIS-Medley 8100 |  | MEDLEY PUMP MODULE LVP *MEMORIAL HERMANN |  |  | PUMPINFUSION-ALARIS-Medley 8100 | [6 empty] | Verified as Rental |  |  | MHHS-Woodlands
NO | YES |  |  |  | FFL6730 |  | CAREFUSION | 8100M |  |  | Rental | MHHS-Woodlands |  |  |  | FFL6730 |  | Woodlands |  | Rental | [7 empty] | PUMPINFUSION-ALARIS-Medley 8100 |  | MEDLEY PUMP MODULE LVP *MEMORIAL HERMANN |  |  | PUMPINFUSION-ALARIS-Medley 8100 | [6 empty] | Verified as Rental |  |  | MHHS-Woodlands
NO | YES |  |  |  | FFL6778 |  | CAREFUSION | 8100M |  |  | Rental | MHHS-Woodlands |  |  |  | FFL6778 |  | Woodlands |  | Rental | [7 empty] | PUMPINFUSION-ALARIS-Medley 8100 |  | MEDLEY PUMP MODULE LVP *MEMORIAL HERMANN |  |  | PUMPINFUSION-ALARIS-Medley 8100 | [6 empty] | Verified as Rental |  |  | MHHS-Woodlands
NO | YES |  |  |  | FFL6779 |  | CAREFUSION | 8100M |  |  | Rental | MHHS-Woodlands |  |  |  | FFL6779 |  | Woodlands |  | Rental | [7 empty] | PUMPINFUSION-ALARIS-Medley 8100 |  | MEDLEY PUMP MODULE LVP *MEMORIAL HERMANN |  |  | PUMPINFUSION-ALARIS-Medley 8100 | [6 empty] | Verified as Rental |  |  | MHHS-Woodlands
NO | YES |  |  |  | FFL6787 |  | CAREFUSION | 8100M |  |  | Rental | MHHS-Woodlands |  |  |  | FFL6787 |  | Woodlands |  | Rental | [7 empty] | PUMPINFUSION-ALARIS-Medley 8100 |  | MEDLEY PUMP MODULE LVP *MEMORIAL HERMANN |  |  | PUMPINFUSION-ALARIS-Medley 8100 | [6 empty] | Verified as Rental |  |  | MHHS-Woodlands
NO | YES |  |  |  | FFL6815 |  | CAREFUSION | 8100M |  |  | Rental | MHHS-Woodlands |  |  |  | FFL6815 |  | Woodlands |  | Rental | [7 empty] | PUMPINFUSION-ALARIS-Medley 8100 |  | MEDLEY PUMP MODULE LVP *MEMORIAL HERMANN |  |  | PUMPINFUSION-ALARIS-Medley 8100 | [6 empty] | Verified as Rental |  |  | MHHS-Woodlands
NO | YES |  |  |  | FFL6818 |  | CAREFUSION | 8100M |  |  | Rental | MHHS-Woodlands |  |  |  | FFL6818 |  | Woodlands |  | Rental | [7 empty] | PUMPINFUSION-ALARIS-Medley 8100 |  | MEDLEY PUMP MODULE LVP *MEMORIAL HERMANN |  |  | PUMPINFUSION-ALARIS-Medley 8100 | [6 empty] | Verified as Rental |  |  | MHHS-Woodlands
NO | YES |  |  |  | FFL6846 |  | CAREFUSION | 8100M |  |  | Rental | MHHS-Woodlands |  |  |  | FFL6846 |  | Woodlands |  | Rental | [7 empty] | PUMPINFUSION-ALARIS-Medley 8100 |  | MEDLEY PUMP MODULE LVP *MEMORIAL HERMANN |  |  | PUMPINFUSION-ALARIS-Medley 8100 | [6 empty] | Verified as Rental |  |  | MHHS-Woodlands
NO | YES |  |  |  | FFL6849 |  | CAREFUSION | 8100M |  |  | Rental | MHHS-Woodlands |  |  |  | FFL6849 |  | Woodlands |  | Rental | [7 empty] | PUMPINFUSION-ALARIS-Medley 8100 |  | MEDLEY PUMP MODULE LVP *MEMORIAL HERMANN |  |  | PUMPINFUSION-ALARIS-Medley 8100 | [6 empty] | Verified as Rental |  |  | MHHS-Woodlands
NO | YES |  |  |  | FFL6868 |  | CAREFUSION | 8100M |  |  | Rental | MHHS-Woodlands |  |  |  | FFL6868 |  | Woodlands |  | Rental | [7 empty] | PUMPINFUSION-ALARIS-Medley 8100 |  | MEDLEY PUMP MODULE LVP *MEMORIAL HERMANN |  |  | PUMPINFUSION-ALARIS-Medley 8100 | [6 empty] | Verified as Rental |  |  | MHHS-Woodlands
NO | YES |  |  |  | FFL6877 |  | CAREFUSION | 8100M |  |  | Rental | MHHS-Woodlands |  |  |  | FFL6877 |  | Woodlands |  | Rental | [7 empty] | PUMPINFUSION-ALARIS-Medley 8100 |  | MEDLEY PUMP MODULE LVP *MEMORIAL HERMANN |  |  | PUMPINFUSION-ALARIS-Medley 8100 | [6 empty] | Verified as Rental |  |  | MHHS-Woodlands
NO | YES |  |  |  | FFL6907 |  | CAREFUSION | 8100M |  |  | Rental | MHHS-Woodlands |  |  |  | FFL6907 |  | Woodlands |  | Rental | [7 empty] | PUMPINFUSION-ALARIS-Medley 8100 |  | MEDLEY PUMP MODULE LVP *MEMORIAL HERMANN |  |  | PUMPINFUSION-ALARIS-Medley 8100 | [6 empty] | Verified as Rental |  |  | MHHS-Woodlands
NO | YES |  |  |  | FFL6911 |  | CAREFUSION | 8100M |  |  | Rental | MHHS-Woodlands |  |  |  | FFL6911 |  | Woodlands |  | Rental | [7 empty] | PUMPINFUSION-ALARIS-Medley 8100 |  | MEDLEY PUMP MODULE LVP *MEMORIAL HERMANN |  |  | PUMPINFUSION-ALARIS-Medley 8100 | [6 empty] | Verified as Rental |  |  | MHHS-Woodlands
NO | YES |  |  |  | FFL6918 |  | CAREFUSION | 8100M |  |  | Rental | MHHS-Woodlands |  |  |  | FFL6918 |  | Woodlands |  | Rental | [7 empty] | PUMPINFUSION-ALARIS-Medley 8100 |  | MEDLEY PUMP MODULE LVP *MEMORIAL HERMANN |  |  | PUMPINFUSION-ALARIS-Medley 8100 | [6 empty] | Verified as Rental |  |  | MHHS-Woodlands
NO | YES |  |  |  | FFL6930 |  | CAREFUSION | 8100M |  |  | Rental | MHHS-Woodlands |  |  |  | FFL6930 |  | Woodlands |  | Rental | [7 empty] | PUMPINFUSION-ALARIS-Medley 8100 |  | MEDLEY PUMP MODULE LVP *MEMORIAL HERMANN |  |  | PUMPINFUSION-ALARIS-Medley 8100 | [6 empty] | Verified as Rental |  |  | MHHS-Woodlands
NO | YES |  |  |  | FFL6948 |  | CAREFUSION | 8100M |  |  | Rental | MHHS-Woodlands |  |  |  | FFL6948 |  | Woodlands |  | Rental | [7 empty] | PUMPINFUSION-ALARIS-Medley 8100 |  | MEDLEY PUMP MODULE LVP *MEMORIAL HERMANN |  |  | PUMPINFUSION-ALARIS-Medley 8100 | [6 empty] | Verified as Rental |  |  | MHHS-Woodlands
NO | YES |  |  |  | FFL6967 |  | CAREFUSION | 8100M |  |  | Rental | MHHS-Woodlands |  |  |  | FFL6967 |  | Woodlands |  | Rental | [7 empty] | PUMPINFUSION-ALARIS-Medley 8100 |  | MEDLEY PUMP MODULE LVP *MEMORIAL HERMANN |  |  | PUMPINFUSION-ALARIS-Medley 8100 | [6 empty] | Verified as Rental |  |  | MHHS-Woodlands
NO | YES |  |  |  | FFL6969 |  | CAREFUSION | 8100M |  |  | Rental | MHHS-Woodlands |  |  |  | FFL6969 |  | Woodlands |  | Rental | [7 empty] | PUMPINFUSION-ALARIS-Medley 8100 |  | MEDLEY PUMP MODULE LVP *MEMORIAL HERMANN |  |  | PUMPINFUSION-ALARIS-Medley 8100 | [6 empty] | Verified as Rental |  |  | MHHS-Woodlands
NO | YES |  |  |  | FFL6977 |  | CAREFUSION | 8100M |  |  | Rental | MHHS-Woodlands |  |  |  | FFL6977 |  | Woodlands |  | Rental | [7 empty] | PUMPINFUSION-ALARIS-Medley 8100 |  | MEDLEY PUMP MODULE LVP *MEMORIAL HERMANN |  |  | PUMPINFUSION-ALARIS-Medley 8100 | [6 empty] | Verified as Rental |  |  | MHHS-Woodlands
NO | YES |  |  |  | FFL6984 |  | CAREFUSION | 8100M |  |  | Rental | MHHS-Woodlands |  |  |  | FFL6984 |  | Woodlands |  | Rental | [7 empty] | PUMPINFUSION-ALARIS-Medley 8100 |  | MEDLEY PUMP MODULE LVP *MEMORIAL HERMANN |  |  | PUMPINFUSION-ALARIS-Medley 8100 | [6 empty] | Verified as Rental |  |  | MHHS-Woodlands
NO | YES |  |  |  | FFL6992 |  | CAREFUSION | 8100M |  |  | Rental | MHHS-Woodlands |  |  |  | FFL6992 |  | Woodlands |  | Rental | [7 empty] | PUMPINFUSION-ALARIS-Medley 8100 |  | MEDLEY PUMP MODULE LVP *MEMORIAL HERMANN |  |  | PUMPINFUSION-ALARIS-Medley 8100 | [6 empty] | Verified as Rental |  |  | MHHS-Woodlands
NO | YES |  |  |  | FFL7035 |  | CAREFUSION | 8100M |  |  | Rental | MHHS-Woodlands |  |  |  | FFL7035 |  | Woodlands |  | Rental | [7 empty] | PUMPINFUSION-ALARIS-Medley 8100 |  | MEDLEY PUMP MODULE LVP *MEMORIAL HERMANN |  |  | PUMPINFUSION-ALARIS-Medley 8100 | [6 empty] | Verified as Rental |  |  | MHHS-Woodlands
NO | YES |  |  |  | FFL7051 |  | CAREFUSION | 8100M |  |  | Rental | MHHS-Woodlands |  |  |  | FFL7051 |  | Woodlands |  | Rental | [7 empty] | PUMPINFUSION-ALARIS-Medley 8100 |  | MEDLEY PUMP MODULE LVP *MEMORIAL HERMANN |  |  | PUMPINFUSION-ALARIS-Medley 8100 | [6 empty] | Verified as Rental |  |  | MHHS-Woodlands
NO | YES |  |  |  | FFL7052 |  | CAREFUSION | 8100M |  |  | Rental | MHHS-Woodlands |  |  |  | FFL7052 |  | Woodlands |  | Rental | [7 empty] | PUMPINFUSION-ALARIS-Medley 8100 |  | MEDLEY PUMP MODULE LVP *MEMORIAL HERMANN |  |  | PUMPINFUSION-ALARIS-Medley 8100 | [6 empty] | Verified as Rental |  |  | MHHS-Woodlands
NO | YES |  |  |  | FFL7056 |  | CAREFUSION | 8100M |  |  | Rental | MHHS-Woodlands |  |  |  | FFL7056 |  | Woodlands |  | Rental | [7 empty] | PUMPINFUSION-ALARIS-Medley 8100 |  | MEDLEY PUMP MODULE LVP *MEMORIAL HERMANN |  |  | PUMPINFUSION-ALARIS-Medley 8100 | [6 empty] | Verified as Rental |  |  | MHHS-Woodlands
NO | YES |  |  |  | FFL7075 |  | CAREFUSION | 8100M |  |  | Rental | MHHS-Woodlands |  |  |  | FFL7075 |  | Woodlands |  | Rental | [7 empty] | PUMPINFUSION-ALARIS-Medley 8100 |  | MEDLEY PUMP MODULE LVP *MEMORIAL HERMANN |  |  | PUMPINFUSION-ALARIS-Medley 8100 | [6 empty] | Verified as Rental |  |  | MHHS-Woodlands
NO | YES |  |  |  | FFL7086 |  | CAREFUSION | 8100M |  |  | Rental | MHHS-Woodlands |  |  |  | FFL7086 |  | Woodlands |  | Rental | [7 empty] | PUMPINFUSION-ALARIS-Medley 8100 |  | MEDLEY PUMP MODULE LVP *MEMORIAL HERMANN |  |  | PUMPINFUSION-ALARIS-Medley 8100 | [6 empty] | Verified as Rental |  |  | MHHS-Woodlands
NO | YES |  |  |  | FFL7087 |  | CAREFUSION | 8100M |  |  | Rental | MHHS-Woodlands |  |  |  | FFL7087 |  | Woodlands |  | Rental | [7 empty] | PUMPINFUSION-ALARIS-Medley 8100 |  | MEDLEY PUMP MODULE LVP *MEMORIAL HERMANN |  |  | PUMPINFUSION-ALARIS-Medley 8100 | [6 empty] | Verified as Rental |  |  | MHHS-Woodlands
NO | YES |  |  |  | FFL7093 |  | CAREFUSION | 8100M |  |  | Rental | MHHS-Woodlands |  |  |  | FFL7093 |  | Woodlands |  | Rental | [7 empty] | PUMPINFUSION-ALARIS-Medley 8100 |  | MEDLEY PUMP MODULE LVP *MEMORIAL HERMANN |  |  | PUMPINFUSION-ALARIS-Medley 8100 | [6 empty] | Verified as Rental |  |  | MHHS-Woodlands
NO | YES |  |  |  | FFL7098 |  | CAREFUSION | 8100M |  |  | Rental | MHHS-Woodlands |  |  |  | FFL7098 |  | Woodlands |  | Rental | [7 empty] | PUMPINFUSION-ALARIS-Medley 8100 |  | MEDLEY PUMP MODULE LVP *MEMORIAL HERMANN |  |  | PUMPINFUSION-ALARIS-Medley 8100 | [6 empty] | Verified as Rental |  |  | MHHS-Woodlands
NO | YES |  |  |  | FFL7100 |  | CAREFUSION | 8100M |  |  | Rental | MHHS-Woodlands |  |  |  | FFL7100 |  | Woodlands |  | Rental | [7 empty] | PUMPINFUSION-ALARIS-Medley 8100 |  | MEDLEY PUMP MODULE LVP *MEMORIAL HERMANN |  |  | PUMPINFUSION-ALARIS-Medley 8100 | [6 empty] | Verified as Rental |  |  | MHHS-Woodlands
NO | YES |  |  |  | FFL7105 |  | CAREFUSION | 8100M |  |  | Rental | MHHS-Woodlands |  |  |  | FFL7105 |  | Woodlands |  | Rental | [7 empty] | PUMPINFUSION-ALARIS-Medley 8100 |  | MEDLEY PUMP MODULE LVP *MEMORIAL HERMANN |  |  | PUMPINFUSION-ALARIS-Medley 8100 | [6 empty] | Verified as Rental |  |  | MHHS-Woodlands
NO | YES |  |  |  | FFL7107 |  | CAREFUSION | 8100M |  |  | Rental | MHHS-Woodlands |  |  |  | FFL7107 |  | Woodlands |  | Rental | [7 empty] | PUMPINFUSION-ALARIS-Medley 8100 |  | MEDLEY PUMP MODULE LVP *MEMORIAL HERMANN |  |  | PUMPINFUSION-ALARIS-Medley 8100 | [6 empty] | Verified as Rental |  |  | MHHS-Woodlands
NO | YES |  |  |  | FFL7149 |  | CAREFUSION | 8100M |  |  | Rental | MHHS-Woodlands |  |  |  | FFL7149 |  | Woodlands |  | Rental | [7 empty] | PUMPINFUSION-ALARIS-Medley 8100 |  | MEDLEY PUMP MODULE LVP *MEMORIAL HERMANN |  |  | PUMPINFUSION-ALARIS-Medley 8100 | [6 empty] | Verified as Rental |  |  | MHHS-Woodlands
NO | YES |  |  |  | FFL7179 |  | CAREFUSION | 8100M |  |  | Rental | MHHS-Woodlands |  |  |  | FFL7179 |  | Woodlands |  | Rental | [7 empty] | PUMPINFUSION-ALARIS-Medley 8100 |  | MEDLEY PUMP MODULE LVP *MEMORIAL HERMANN |  |  | PUMPINFUSION-ALARIS-Medley 8100 | [6 empty] | Verified as Rental |  |  | MHHS-Woodlands
NO | YES |  |  |  | FFL7187 |  | CAREFUSION | 8100M |  |  | Rental | MHHS-Woodlands |  |  |  | FFL7187 |  | Woodlands |  | Rental | [7 empty] | PUMPINFUSION-ALARIS-Medley 8100 |  | MEDLEY PUMP MODULE LVP *MEMORIAL HERMANN |  |  | PUMPINFUSION-ALARIS-Medley 8100 | [6 empty] | Verified as Rental |  |  | MHHS-Woodlands
NO | YES |  |  |  | FFL7191 |  | CAREFUSION | 8100M |  |  | Rental | MHHS-Woodlands |  |  |  | FFL7191 |  | Woodlands |  | Rental | [7 empty] | PUMPINFUSION-ALARIS-Medley 8100 |  | MEDLEY PUMP MODULE LVP *MEMORIAL HERMANN |  |  | PUMPINFUSION-ALARIS-Medley 8100 | [6 empty] | Verified as Rental |  |  | MHHS-Woodlands
NO | YES |  |  |  | FFL7199 |  | CAREFUSION | 8100M |  |  | Rental | MHHS-Woodlands |  |  |  | FFL7199 |  | Woodlands |  | Rental | [7 empty] | PUMPINFUSION-ALARIS-Medley 8100 |  | MEDLEY PUMP MODULE LVP *MEMORIAL HERMANN |  |  | PUMPINFUSION-ALARIS-Medley 8100 | [6 empty] | Verified as Rental |  |  | MHHS-Woodlands
NO | YES |  |  |  | FFL7215 |  | CAREFUSION | 8100M |  |  | Rental | MHHS-Woodlands |  |  |  | FFL7215 |  | Woodlands |  | Rental | [7 empty] | PUMPINFUSION-ALARIS-Medley 8100 |  | MEDLEY PUMP MODULE LVP *MEMORIAL HERMANN |  |  | PUMPINFUSION-ALARIS-Medley 8100 | [6 empty] | Verified as Rental |  |  | MHHS-Woodlands
NO | YES |  |  |  | FFL7228 |  | CAREFUSION | 8100M |  |  | Rental | MHHS-Woodlands |  |  |  | FFL7228 |  | Woodlands |  | Rental | [7 empty] | PUMPINFUSION-ALARIS-Medley 8100 |  | MEDLEY PUMP MODULE LVP *MEMORIAL HERMANN |  |  | PUMPINFUSION-ALARIS-Medley 8100 | [6 empty] | Verified as Rental |  |  | MHHS-Woodlands
NO | YES |  |  |  | FFL7237 |  | CAREFUSION | 8100M |  |  | Rental | MHHS-Woodlands |  |  |  | FFL7237 |  | Woodlands |  | Rental | [7 empty] | PUMPINFUSION-ALARIS-Medley 8100 |  | MEDLEY PUMP MODULE LVP *MEMORIAL HERMANN |  |  | PUMPINFUSION-ALARIS-Medley 8100 | [6 empty] | Verified as Rental |  |  | MHHS-Woodlands
NO | YES |  |  |  | FFL7251 |  | CAREFUSION | 8100M |  |  | Rental | MHHS-Woodlands |  |  |  | FFL7251 |  | Woodlands |  | Rental | [7 empty] | PUMPINFUSION-ALARIS-Medley 8100 |  | MEDLEY PUMP MODULE LVP *MEMORIAL HERMANN |  |  | PUMPINFUSION-ALARIS-Medley 8100 | [6 empty] | Verified as Rental |  |  | MHHS-Woodlands
NO | YES |  |  |  | FFL7281 |  | CAREFUSION | 8100M |  |  | Rental | MHHS-Woodlands |  |  |  | FFL7281 |  | Woodlands |  | Rental | [7 empty] | PUMPINFUSION-ALARIS-Medley 8100 |  | MEDLEY PUMP MODULE LVP *MEMORIAL HERMANN |  |  | PUMPINFUSION-ALARIS-Medley 8100 | [6 empty] | Verified as Rental |  |  | MHHS-Woodlands
NO | YES |  |  |  | FFL7290 |  | CAREFUSION | 8100M |  |  | Rental | MHHS-Woodlands |  |  |  | FFL7290 |  | Woodlands |  | Rental | [7 empty] | PUMPINFUSION-ALARIS-Medley 8100 |  | MEDLEY PUMP MODULE LVP *MEMORIAL HERMANN |  |  | PUMPINFUSION-ALARIS-Medley 8100 | [6 empty] | Verified as Rental |  |  | MHHS-Woodlands
NO | YES |  |  |  | FFL7322 |  | CAREFUSION | 8100M |  |  | Rental | MHHS-Woodlands |  |  |  | FFL7322 |  | Woodlands |  | Rental | [7 empty] | PUMPINFUSION-ALARIS-Medley 8100 |  | MEDLEY PUMP MODULE LVP *MEMORIAL HERMANN |  |  | PUMPINFUSION-ALARIS-Medley 8100 | [6 empty] | Verified as Rental |  |  | MHHS-Woodlands
NO | YES |  |  |  | FFL7355 |  | CAREFUSION | 8100M |  |  | Rental | MHHS-Woodlands |  |  |  | FFL7355 |  | Woodlands |  | Rental | [7 empty] | PUMPINFUSION-ALARIS-Medley 8100 |  | MEDLEY PUMP MODULE LVP *MEMORIAL HERMANN |  |  | PUMPINFUSION-ALARIS-Medley 8100 | [6 empty] | Verified as Rental |  |  | MHHS-Woodlands
NO | YES |  |  |  | FFL7372 |  | CAREFUSION | 8100M |  |  | Rental | MHHS-Woodlands |  |  |  | FFL7372 |  | Woodlands |  | Rental | [7 empty] | PUMPINFUSION-ALARIS-Medley 8100 |  | MEDLEY PUMP MODULE LVP *MEMORIAL HERMANN |  |  | PUMPINFUSION-ALARIS-Medley 8100 | [6 empty] | Verified as Rental |  |  | MHHS-Woodlands
NO | YES |  |  |  | FFL7374 |  | CAREFUSION | 8100M |  |  | Rental | MHHS-Woodlands |  |  |  | FFL7374 |  | Woodlands |  | Rental | [7 empty] | PUMPINFUSION-ALARIS-Medley 8100 |  | MEDLEY PUMP MODULE LVP *MEMORIAL HERMANN |  |  | PUMPINFUSION-ALARIS-Medley 8100 | [6 empty] | Verified as Rental |  |  | MHHS-Woodlands
NO | YES |  |  |  | FFL7391 |  | CAREFUSION | 8100M |  |  | Rental | MHHS-Woodlands |  |  |  | FFL7391 |  | Woodlands |  | Rental | [7 empty] | PUMPINFUSION-ALARIS-Medley 8100 |  | MEDLEY PUMP MODULE LVP *MEMORIAL HERMANN |  |  | PUMPINFUSION-ALARIS-Medley 8100 | [6 empty] | Verified as Rental |  |  | MHHS-Woodlands
NO | YES |  |  |  | FFL7429 |  | CAREFUSION | 8100M |  |  | Rental | MHHS-Woodlands |  |  |  | FFL7429 |  | Woodlands |  | Rental | [7 empty] | PUMPINFUSION-ALARIS-Medley 8100 |  | MEDLEY PUMP MODULE LVP *MEMORIAL HERMANN |  |  | PUMPINFUSION-ALARIS-Medley 8100 | [6 empty] | Verified as Rental |  |  | MHHS-Woodlands
NO | YES |  |  |  | FFL7441 |  | CAREFUSION | 8100M |  |  | Rental | MHHS-Woodlands |  |  |  | FFL7441 |  | Woodlands |  | Rental | [7 empty] | PUMPINFUSION-ALARIS-Medley 8100 |  | MEDLEY PUMP MODULE LVP *MEMORIAL HERMANN |  |  | PUMPINFUSION-ALARIS-Medley 8100 | [6 empty] | Verified as Rental |  |  | MHHS-Woodlands
NO | YES |  |  |  | FFL7458 |  | CAREFUSION | 8100M |  |  | Rental | MHHS-Woodlands |  |  |  | FFL7458 |  | Woodlands |  | Rental | [7 empty] | PUMPINFUSION-ALARIS-Medley 8100 |  | MEDLEY PUMP MODULE LVP *MEMORIAL HERMANN |  |  | PUMPINFUSION-ALARIS-Medley 8100 | [6 empty] | Verified as Rental |  |  | MHHS-Woodlands
NO | YES |  |  |  | FFL7463 |  | CAREFUSION | 8100M |  |  | Rental | MHHS-Woodlands |  |  |  | FFL7463 |  | Woodlands |  | Rental | [7 empty] | PUMPINFUSION-ALARIS-Medley 8100 |  | MEDLEY PUMP MODULE LVP *MEMORIAL HERMANN |  |  | PUMPINFUSION-ALARIS-Medley 8100 | [6 empty] | Verified as Rental |  |  | MHHS-Woodlands
NO | YES |  |  |  | FFL7486 |  | CAREFUSION | 8100M |  |  | Rental | MHHS-Woodlands |  |  |  | FFL7486 |  | Woodlands |  | Rental | [7 empty] | PUMPINFUSION-ALARIS-Medley 8100 |  | MEDLEY PUMP MODULE LVP *MEMORIAL HERMANN |  |  | PUMPINFUSION-ALARIS-Medley 8100 | [6 empty] | Verified as Rental |  |  | MHHS-Woodlands
NO | YES |  |  |  | FFL7489 |  | CAREFUSION | 8100M |  |  | Rental | MHHS-Woodlands |  |  |  | FFL7489 |  | Woodlands |  | Rental | [7 empty] | PUMPINFUSION-ALARIS-Medley 8100 |  | MEDLEY PUMP MODULE LVP *MEMORIAL HERMANN |  |  | PUMPINFUSION-ALARIS-Medley 8100 | [6 empty] | Verified as Rental |  |  | MHHS-Woodlands
NO | YES |  |  |  | FFL7515 |  | CAREFUSION | 8100M |  |  | Rental | MHHS-Woodlands |  |  |  | FFL7515 |  | Woodlands |  | Rental | [7 empty] | PUMPINFUSION-ALARIS-Medley 8100 |  | MEDLEY PUMP MODULE LVP *MEMORIAL HERMANN |  |  | PUMPINFUSION-ALARIS-Medley 8100 | [6 empty] | Verified as Rental |  |  | MHHS-Woodlands
NO | YES |  |  |  | FFL7519 |  | CAREFUSION | 8100M |  |  | Rental | MHHS-Woodlands |  |  |  | FFL7519 |  | Woodlands |  | Rental | [7 empty] | PUMPINFUSION-ALARIS-Medley 8100 |  | MEDLEY PUMP MODULE LVP *MEMORIAL HERMANN |  |  | PUMPINFUSION-ALARIS-Medley 8100 | [6 empty] | Verified as Rental |  |  | MHHS-Woodlands
NO | YES |  |  |  | FFL7528 |  | CAREFUSION | 8100M |  |  | Rental | MHHS-Woodlands |  |  |  | FFL7528 |  | Woodlands |  | Rental | [7 empty] | PUMPINFUSION-ALARIS-Medley 8100 |  | MEDLEY PUMP MODULE LVP *MEMORIAL HERMANN |  |  | PUMPINFUSION-ALARIS-Medley 8100 | [6 empty] | Verified as Rental |  |  | MHHS-Woodlands
NO | YES |  |  |  | FFL7551 |  | CAREFUSION | 8100M |  |  | Rental | MHHS-Woodlands |  |  |  | FFL7551 |  | Woodlands |  | Rental | [7 empty] | PUMPINFUSION-ALARIS-Medley 8100 |  | MEDLEY PUMP MODULE LVP *MEMORIAL HERMANN |  |  | PUMPINFUSION-ALARIS-Medley 8100 | [6 empty] | Verified as Rental |  |  | MHHS-Woodlands
NO | YES |  |  |  | FFL7561 |  | CAREFUSION | 8100M |  |  | Rental | MHHS-Woodlands |  |  |  | FFL7561 |  | Woodlands |  | Rental | [7 empty] | PUMPINFUSION-ALARIS-Medley 8100 |  | MEDLEY PUMP MODULE LVP *MEMORIAL HERMANN |  |  | PUMPINFUSION-ALARIS-Medley 8100 | [6 empty] | Verified as Rental |  |  | MHHS-Woodlands
NO | YES |  |  |  | FFL7563 |  | CAREFUSION | 8100M |  |  | Rental | MHHS-Woodlands |  |  |  | FFL7563 |  | Woodlands |  | Rental | [7 empty] | PUMPINFUSION-ALARIS-Medley 8100 |  | MEDLEY PUMP MODULE LVP *MEMORIAL HERMANN |  |  | PUMPINFUSION-ALARIS-Medley 8100 | [6 empty] | Verified as Rental |  |  | MHHS-Woodlands
NO | YES |  |  |  | FFL7564 |  | CAREFUSION | 8100M |  |  | Rental | MHHS-Woodlands |  |  |  | FFL7564 |  | Woodlands |  | Rental | [7 empty] | PUMPINFUSION-ALARIS-Medley 8100 |  | MEDLEY PUMP MODULE LVP *MEMORIAL HERMANN |  |  | PUMPINFUSION-ALARIS-Medley 8100 | [6 empty] | Verified as Rental |  |  | MHHS-Woodlands
NO | YES |  |  |  | FFL7569 |  | CAREFUSION | 8100M |  |  | Rental | MHHS-Woodlands |  |  |  | FFL7569 |  | Woodlands |  | Rental | [7 empty] | PUMPINFUSION-ALARIS-Medley 8100 |  | MEDLEY PUMP MODULE LVP *MEMORIAL HERMANN |  |  | PUMPINFUSION-ALARIS-Medley 8100 | [6 empty] | Verified as Rental |  |  | MHHS-Woodlands
NO | YES |  |  |  | FFL7571 |  | CAREFUSION | 8100M |  |  | Rental | MHHS-Woodlands |  |  |  | FFL7571 |  | Woodlands |  | Rental | [7 empty] | PUMPINFUSION-ALARIS-Medley 8100 |  | MEDLEY PUMP MODULE LVP *MEMORIAL HERMANN |  |  | PUMPINFUSION-ALARIS-Medley 8100 | [6 empty] | Verified as Rental |  |  | MHHS-Woodlands
NO | YES |  |  |  | FFL7573 |  | CAREFUSION | 8100M |  |  | Rental | MHHS-Woodlands |  |  |  | FFL7573 |  | Woodlands |  | Rental | [7 empty] | PUMPINFUSION-ALARIS-Medley 8100 |  | MEDLEY PUMP MODULE LVP *MEMORIAL HERMANN |  |  | PUMPINFUSION-ALARIS-Medley 8100 | [6 empty] | Verified as Rental |  |  | MHHS-Woodlands
NO | YES |  |  |  | FFL7574 |  | CAREFUSION | 8100M |  |  | Rental | MHHS-Woodlands |  |  |  | FFL7574 |  | Woodlands |  | Rental | [7 empty] | PUMPINFUSION-ALARIS-Medley 8100 |  | MEDLEY PUMP MODULE LVP *MEMORIAL HERMANN |  |  | PUMPINFUSION-ALARIS-Medley 8100 | [6 empty] | Verified as Rental |  |  | MHHS-Woodlands
NO | YES |  |  |  | FFL7575 |  | CAREFUSION | 8100M |  |  | Rental | MHHS-Woodlands |  |  |  | FFL7575 |  | Woodlands |  | Rental | [7 empty] | PUMPINFUSION-ALARIS-Medley 8100 |  | MEDLEY PUMP MODULE LVP *MEMORIAL HERMANN |  |  | PUMPINFUSION-ALARIS-Medley 8100 | [6 empty] | Verified as Rental |  |  | MHHS-Woodlands
NO | YES |  |  |  | FFL7582 |  | CAREFUSION | 8100M |  |  | Rental | MHHS-Woodlands |  |  |  | FFL7582 |  | Woodlands |  | Rental | [7 empty] | PUMPINFUSION-ALARIS-Medley 8100 |  | MEDLEY PUMP MODULE LVP *MEMORIAL HERMANN |  |  | PUMPINFUSION-ALARIS-Medley 8100 | [6 empty] | Verified as Rental |  |  | MHHS-Woodlands
NO | YES |  |  |  | FFL7624 |  | CAREFUSION | 8100M |  |  | Rental | MHHS-Woodlands |  |  |  | FFL7624 |  | Woodlands |  | Rental | [7 empty] | PUMPINFUSION-ALARIS-Medley 8100 |  | MEDLEY PUMP MODULE LVP *MEMORIAL HERMANN |  |  | PUMPINFUSION-ALARIS-Medley 8100 | [6 empty] | Verified as Rental |  |  | MHHS-Woodlands
NO | YES |  |  |  | FFL7642 |  | CAREFUSION | 8100M |  |  | Rental | MHHS-Woodlands |  |  |  | FFL7642 |  | Woodlands |  | Rental | [7 empty] | PUMPINFUSION-ALARIS-Medley 8100 |  | MEDLEY PUMP MODULE LVP *MEMORIAL HERMANN |  |  | PUMPINFUSION-ALARIS-Medley 8100 | [6 empty] | Verified as Rental |  |  | MHHS-Woodlands
NO | YES |  |  |  | FFL7643 |  | CAREFUSION | 8100M |  |  | Rental | MHHS-Woodlands |  |  |  | FFL7643 |  | Woodlands |  | Rental | [7 empty] | PUMPINFUSION-ALARIS-Medley 8100 |  | MEDLEY PUMP MODULE LVP *MEMORIAL HERMANN |  |  | PUMPINFUSION-ALARIS-Medley 8100 | [6 empty] | Verified as Rental |  |  | MHHS-Woodlands
NO | YES |  |  |  | FFL7652 |  | CAREFUSION | 8100M |  |  | Rental | MHHS-Woodlands |  |  |  | FFL7652 |  | Woodlands |  | Rental | [7 empty] | PUMPINFUSION-ALARIS-Medley 8100 |  | MEDLEY PUMP MODULE LVP *MEMORIAL HERMANN |  |  | PUMPINFUSION-ALARIS-Medley 8100 | [6 empty] | Verified as Rental |  |  | MHHS-Woodlands
NO | YES |  |  |  | FFL7654 |  | CAREFUSION | 8100M |  |  | Rental | MHHS-Woodlands |  |  |  | FFL7654 |  | Woodlands |  | Rental | [7 empty] | PUMPINFUSION-ALARIS-Medley 8100 |  | MEDLEY PUMP MODULE LVP *MEMORIAL HERMANN |  |  | PUMPINFUSION-ALARIS-Medley 8100 | [6 empty] | Verified as Rental |  |  | MHHS-Woodlands
NO | YES |  |  |  | FFL7676 |  | CAREFUSION | 8100M |  |  | Rental | MHHS-Woodlands |  |  |  | FFL7676 |  | Woodlands |  | Rental | [7 empty] | PUMPINFUSION-ALARIS-Medley 8100 |  | MEDLEY PUMP MODULE LVP *MEMORIAL HERMANN |  |  | PUMPINFUSION-ALARIS-Medley 8100 | [6 empty] | Verified as Rental |  |  | MHHS-Woodlands
NO | YES |  |  |  | FFL7695 |  | CAREFUSION | 8100M |  |  | Rental | MHHS-Woodlands |  |  |  | FFL7695 |  | Woodlands |  | Rental | [7 empty] | PUMPINFUSION-ALARIS-Medley 8100 |  | MEDLEY PUMP MODULE LVP *MEMORIAL HERMANN |  |  | PUMPINFUSION-ALARIS-Medley 8100 | [6 empty] | Verified as Rental |  |  | MHHS-Woodlands
NO | YES |  |  |  | FFL7697 |  | CAREFUSION | 8100M |  |  | Rental | MHHS-Woodlands |  |  |  | FFL7697 |  | Woodlands |  | Rental | [7 empty] | PUMPINFUSION-ALARIS-Medley 8100 |  | MEDLEY PUMP MODULE LVP *MEMORIAL HERMANN |  |  | PUMPINFUSION-ALARIS-Medley 8100 | [6 empty] | Verified as Rental |  |  | MHHS-Woodlands
NO | YES |  |  |  | FFL7698 |  | CAREFUSION | 8100M |  |  | Rental | MHHS-Woodlands |  |  |  | FFL7698 |  | Woodlands |  | Rental | [7 empty] | PUMPINFUSION-ALARIS-Medley 8100 |  | MEDLEY PUMP MODULE LVP *MEMORIAL HERMANN |  |  | PUMPINFUSION-ALARIS-Medley 8100 | [6 empty] | Verified as Rental |  |  | MHHS-Woodlands
NO | YES |  |  |  | FFL7730 |  | CAREFUSION | 8100M |  |  | Rental | MHHS-Woodlands |  |  |  | FFL7730 |  | Woodlands |  | Rental | [7 empty] | PUMPINFUSION-ALARIS-Medley 8100 |  | MEDLEY PUMP MODULE LVP *MEMORIAL HERMANN |  |  | PUMPINFUSION-ALARIS-Medley 8100 | [6 empty] | Verified as Rental |  |  | MHHS-Woodlands
NO | YES |  |  |  | FFL7743 |  | CAREFUSION | 8100M |  |  | Rental | MHHS-Woodlands |  |  |  | FFL7743 |  | Woodlands |  | Rental | [7 empty] | PUMPINFUSION-ALARIS-Medley 8100 |  | MEDLEY PUMP MODULE LVP *MEMORIAL HERMANN |  |  | PUMPINFUSION-ALARIS-Medley 8100 | [6 empty] | Verified as Rental |  |  | MHHS-Woodlands
NO | YES |  |  |  | FFL7749 |  | CAREFUSION | 8100M |  |  | Rental | MHHS-Woodlands |  |  |  | FFL7749 |  | Woodlands |  | Rental | [7 empty] | PUMPINFUSION-ALARIS-Medley 8100 |  | MEDLEY PUMP MODULE LVP *MEMORIAL HERMANN |  |  | PUMPINFUSION-ALARIS-Medley 8100 | [6 empty] | Verified as Rental |  |  | MHHS-Woodlands
NO | YES |  |  |  | FFL7755 |  | CAREFUSION | 8100M |  |  | Rental | MHHS-Woodlands |  |  |  | FFL7755 |  | Woodlands |  | Rental | [7 empty] | PUMPINFUSION-ALARIS-Medley 8100 |  | MEDLEY PUMP MODULE LVP *MEMORIAL HERMANN |  |  | PUMPINFUSION-ALARIS-Medley 8100 | [6 empty] | Verified as Rental |  |  | MHHS-Woodlands
NO | YES |  |  |  | FFL7839 |  | CAREFUSION | 8100M |  |  | Rental | MHHS-Woodlands |  |  |  | FFL7839 |  | Woodlands |  | Rental | [7 empty] | PUMPINFUSION-ALARIS-Medley 8100 |  | MEDLEY PUMP MODULE LVP *MEMORIAL HERMANN |  |  | PUMPINFUSION-ALARIS-Medley 8100 | [6 empty] | Verified as Rental |  |  | MHHS-Woodlands
NO | YES |  |  |  | FFL7855 |  | CAREFUSION | 8100M |  |  | Rental | MHHS-Woodlands |  |  |  | FFL7855 |  | Woodlands |  | Rental | [7 empty] | PUMPINFUSION-ALARIS-Medley 8100 |  | MEDLEY PUMP MODULE LVP *MEMORIAL HERMANN |  |  | PUMPINFUSION-ALARIS-Medley 8100 | [6 empty] | Verified as Rental |  |  | MHHS-Woodlands
NO | YES |  |  |  | FFL7857 |  | CAREFUSION | 8100M |  |  | Rental | MHHS-Woodlands |  |  |  | FFL7857 |  | Woodlands |  | Rental | [7 empty] | PUMPINFUSION-ALARIS-Medley 8100 |  | MEDLEY PUMP MODULE LVP *MEMORIAL HERMANN |  |  | PUMPINFUSION-ALARIS-Medley 8100 | [6 empty] | Verified as Rental |  |  | MHHS-Woodlands
NO | YES |  |  |  | FFL7865 |  | CAREFUSION | 8100M |  |  | Rental | MHHS-Woodlands |  |  |  | FFL7865 |  | Woodlands |  | Rental | [7 empty] | PUMPINFUSION-ALARIS-Medley 8100 |  | MEDLEY PUMP MODULE LVP *MEMORIAL HERMANN |  |  | PUMPINFUSION-ALARIS-Medley 8100 | [6 empty] | Verified as Rental |  |  | MHHS-Woodlands
NO | YES |  |  |  | FFL7918 |  | CAREFUSION | 8100M |  |  | Rental | MHHS-Woodlands |  |  |  | FFL7918 |  | Woodlands |  | Rental | [7 empty] | PUMPINFUSION-ALARIS-Medley 8100 |  | MEDLEY PUMP MODULE LVP *MEMORIAL HERMANN |  |  | PUMPINFUSION-ALARIS-Medley 8100 | [6 empty] | Verified as Rental |  |  | MHHS-Woodlands
NO | YES |  |  |  | FFL7925 |  | CAREFUSION | 8100M |  |  | Rental | MHHS-Woodlands |  |  |  | FFL7925 |  | Woodlands |  | Rental | [7 empty] | PUMPINFUSION-ALARIS-Medley 8100 |  | MEDLEY PUMP MODULE LVP *MEMORIAL HERMANN |  |  | PUMPINFUSION-ALARIS-Medley 8100 | [6 empty] | Verified as Rental |  |  | MHHS-Woodlands
NO | YES |  |  |  | FFL7937 |  | CAREFUSION | 8100M |  |  | Rental | MHHS-Woodlands |  |  |  | FFL7937 |  | Woodlands |  | Rental | [7 empty] | PUMPINFUSION-ALARIS-Medley 8100 |  | MEDLEY PUMP MODULE LVP *MEMORIAL HERMANN |  |  | PUMPINFUSION-ALARIS-Medley 8100 | [6 empty] | Verified as Rental |  |  | MHHS-Woodlands
NO | YES |  |  |  | FFL7946 |  | CAREFUSION | 8100M |  |  | Rental | MHHS-Woodlands |  |  |  | FFL7946 |  | Woodlands |  | Rental | [7 empty] | PUMPINFUSION-ALARIS-Medley 8100 |  | MEDLEY PUMP MODULE LVP *MEMORIAL HERMANN |  |  | PUMPINFUSION-ALARIS-Medley 8100 | [6 empty] | Verified as Rental |  |  | MHHS-Woodlands
NO | YES |  |  |  | FFL7956 |  | CAREFUSION | 8100M |  |  | Rental | MHHS-Woodlands |  |  |  | FFL7956 |  | Woodlands |  | Rental | [7 empty] | PUMPINFUSION-ALARIS-Medley 8100 |  | MEDLEY PUMP MODULE LVP *MEMORIAL HERMANN |  |  | PUMPINFUSION-ALARIS-Medley 8100 | [6 empty] | Verified as Rental |  |  | MHHS-Woodlands
NO | YES |  |  |  | FFL7978 |  | CAREFUSION | 8100M |  |  | Rental | MHHS-Woodlands |  |  |  | FFL7978 |  | Woodlands |  | Rental | [7 empty] | PUMPINFUSION-ALARIS-Medley 8100 |  | MEDLEY PUMP MODULE LVP *MEMORIAL HERMANN |  |  | PUMPINFUSION-ALARIS-Medley 8100 | [6 empty] | Verified as Rental |  |  | MHHS-Woodlands
NO | YES |  |  |  | FFL8023 |  | CAREFUSION | 8100M |  |  | Rental | MHHS-Woodlands |  |  |  | FFL8023 |  | Woodlands |  | Rental | [7 empty] | PUMPINFUSION-ALARIS-Medley 8100 |  | MEDLEY PUMP MODULE LVP *MEMORIAL HERMANN |  |  | PUMPINFUSION-ALARIS-Medley 8100 | [6 empty] | Verified as Rental |  |  | MHHS-Woodlands
NO | YES |  |  |  | FFL8033 |  | CAREFUSION | 8100M |  |  | Rental | MHHS-Woodlands |  |  |  | FFL8033 |  | Woodlands |  | Rental | [7 empty] | PUMPINFUSION-ALARIS-Medley 8100 |  | MEDLEY PUMP MODULE LVP *MEMORIAL HERMANN |  |  | PUMPINFUSION-ALARIS-Medley 8100 | [6 empty] | Verified as Rental |  |  | MHHS-Woodlands
NO | YES |  |  |  | FFL8058 |  | CAREFUSION | 8100M |  |  | Rental | MHHS-Woodlands |  |  |  | FFL8058 |  | Woodlands |  | Rental | [7 empty] | PUMPINFUSION-ALARIS-Medley 8100 |  | MEDLEY PUMP MODULE LVP *MEMORIAL HERMANN |  |  | PUMPINFUSION-ALARIS-Medley 8100 | [6 empty] | Verified as Rental |  |  | MHHS-Woodlands
NO | YES |  |  |  | FFL8083 |  | CAREFUSION | 8100M |  |  | Rental | MHHS-Woodlands |  |  |  | FFL8083 |  | Woodlands |  | Rental | [7 empty] | PUMPINFUSION-ALARIS-Medley 8100 |  | MEDLEY PUMP MODULE LVP *MEMORIAL HERMANN |  |  | PUMPINFUSION-ALARIS-Medley 8100 | [6 empty] | Verified as Rental |  |  | MHHS-Woodlands
NO | YES |  |  |  | FFL8102 |  | CAREFUSION | 8100M |  |  | Rental | MHHS-Woodlands |  |  |  | FFL8102 |  | Woodlands |  | Rental | [7 empty] | PUMPINFUSION-ALARIS-Medley 8100 |  | MEDLEY PUMP MODULE LVP *MEMORIAL HERMANN |  |  | PUMPINFUSION-ALARIS-Medley 8100 | [6 empty] | Verified as Rental |  |  | MHHS-Woodlands
NO | YES |  |  |  | FFL8129 |  | CAREFUSION | 8100M |  |  | Rental | MHHS-Woodlands |  |  |  | FFL8129 |  | Woodlands |  | Rental | [7 empty] | PUMPINFUSION-ALARIS-Medley 8100 |  | MEDLEY PUMP MODULE LVP *MEMORIAL HERMANN |  |  | PUMPINFUSION-ALARIS-Medley 8100 | [6 empty] | Verified as Rental |  |  | MHHS-Woodlands
NO | YES |  |  |  | FFL8140 |  | CAREFUSION | 8100M |  |  | Rental | MHHS-Woodlands |  |  |  | FFL8140 |  | Woodlands |  | Rental | [7 empty] | PUMPINFUSION-ALARIS-Medley 8100 |  | MEDLEY PUMP MODULE LVP *MEMORIAL HERMANN |  |  | PUMPINFUSION-ALARIS-Medley 8100 | [6 empty] | Verified as Rental |  |  | MHHS-Woodlands
NO | YES |  |  |  | FFL8202 |  | CAREFUSION | 8100M |  |  | Rental | MHHS-Woodlands |  |  |  | FFL8202 |  | Woodlands |  | Rental | [7 empty] | PUMPINFUSION-ALARIS-Medley 8100 |  | MEDLEY PUMP MODULE LVP *MEMORIAL HERMANN |  |  | PUMPINFUSION-ALARIS-Medley 8100 | [6 empty] | Verified as Rental |  |  | MHHS-Woodlands
NO | YES |  |  |  | FFL8213 |  | CAREFUSION | 8100M |  |  | Rental | MHHS-Woodlands |  |  |  | FFL8213 |  | Woodlands |  | Rental | [7 empty] | PUMPINFUSION-ALARIS-Medley 8100 |  | MEDLEY PUMP MODULE LVP *MEMORIAL HERMANN |  |  | PUMPINFUSION-ALARIS-Medley 8100 | [6 empty] | Verified as Rental |  |  | MHHS-Woodlands
NO | YES |  |  |  | FFL8218 |  | CAREFUSION | 8100M |  |  | Rental | MHHS-Woodlands |  |  |  | FFL8218 |  | Woodlands |  | Rental | [7 empty] | PUMPINFUSION-ALARIS-Medley 8100 |  | MEDLEY PUMP MODULE LVP *MEMORIAL HERMANN |  |  | PUMPINFUSION-ALARIS-Medley 8100 | [6 empty] | Verified as Rental |  |  | MHHS-Woodlands
NO | YES |  |  |  | FFL8260 |  | CAREFUSION | 8100M |  |  | Rental | MHHS-Woodlands |  |  |  | FFL8260 |  | Woodlands |  | Rental | [7 empty] | PUMPINFUSION-ALARIS-Medley 8100 |  | MEDLEY PUMP MODULE LVP *MEMORIAL HERMANN |  |  | PUMPINFUSION-ALARIS-Medley 8100 | [6 empty] | Verified as Rental |  |  | MHHS-Woodlands
NO | YES |  |  |  | FFL8279 |  | CAREFUSION | 8100M |  |  | Rental | MHHS-Woodlands |  |  |  | FFL8279 |  | Woodlands |  | Rental | [7 empty] | PUMPINFUSION-ALARIS-Medley 8100 |  | MEDLEY PUMP MODULE LVP *MEMORIAL HERMANN |  |  | PUMPINFUSION-ALARIS-Medley 8100 | [6 empty] | Verified as Rental |  |  | MHHS-Woodlands
NO | YES |  |  |  | FFL8320 |  | CAREFUSION | 8100M |  |  | Rental | MHHS-Woodlands |  |  |  | FFL8320 |  | Woodlands |  | Rental | [7 empty] | PUMPINFUSION-ALARIS-Medley 8100 |  | MEDLEY PUMP MODULE LVP *MEMORIAL HERMANN |  |  | PUMPINFUSION-ALARIS-Medley 8100 | [6 empty] | Verified as Rental |  |  | MHHS-Woodlands
NO | YES |  |  |  | FFL8325 |  | CAREFUSION | 8100M |  |  | Rental | MHHS-Woodlands |  |  |  | FFL8325 |  | Woodlands |  | Rental | [7 empty] | PUMPINFUSION-ALARIS-Medley 8100 |  | MEDLEY PUMP MODULE LVP *MEMORIAL HERMANN |  |  | PUMPINFUSION-ALARIS-Medley 8100 | [6 empty] | Verified as Rental |  |  | MHHS-Woodlands
NO | YES |  |  |  | FFL8326 |  | CAREFUSION | 8100M |  |  | Rental | MHHS-Woodlands |  |  |  | FFL8326 |  | Woodlands |  | Rental | [7 empty] | PUMPINFUSION-ALARIS-Medley 8100 |  | MEDLEY PUMP MODULE LVP *MEMORIAL HERMANN |  |  | PUMPINFUSION-ALARIS-Medley 8100 | [6 empty] | Verified as Rental |  |  | MHHS-Woodlands
NO | YES |  |  |  | FFL8345 |  | CAREFUSION | 8100M |  |  | Rental | MHHS-Woodlands |  |  |  | FFL8345 |  | Woodlands |  | Rental | [7 empty] | PUMPINFUSION-ALARIS-Medley 8100 |  | MEDLEY PUMP MODULE LVP *MEMORIAL HERMANN |  |  | PUMPINFUSION-ALARIS-Medley 8100 | [6 empty] | Verified as Rental |  |  | MHHS-Woodlands
NO | YES |  |  |  | FFL8354 |  | CAREFUSION | 8100M |  |  | Rental | MHHS-Woodlands |  |  |  | FFL8354 |  | Woodlands |  | Rental | [7 empty] | PUMPINFUSION-ALARIS-Medley 8100 |  | MEDLEY PUMP MODULE LVP *MEMORIAL HERMANN |  |  | PUMPINFUSION-ALARIS-Medley 8100 | [6 empty] | Verified as Rental |  |  | MHHS-Woodlands
NO | YES |  |  |  | FFL8358 |  | CAREFUSION | 8100M |  |  | Rental | MHHS-Woodlands |  |  |  | FFL8358 |  | Woodlands |  | Rental | [7 empty] | PUMPINFUSION-ALARIS-Medley 8100 |  | MEDLEY PUMP MODULE LVP *MEMORIAL HERMANN |  |  | PUMPINFUSION-ALARIS-Medley 8100 | [6 empty] | Verified as Rental |  |  | MHHS-Woodlands
NO | YES |  |  |  | FFL8371 |  | CAREFUSION | 8100M |  |  | Rental | MHHS-Woodlands |  |  |  | FFL8371 |  | Woodlands |  | Rental | [7 empty] | PUMPINFUSION-ALARIS-Medley 8100 |  | MEDLEY PUMP MODULE LVP *MEMORIAL HERMANN |  |  | PUMPINFUSION-ALARIS-Medley 8100 | [6 empty] | Verified as Rental |  |  | MHHS-Woodlands
NO | YES |  |  |  | FFL8374 |  | CAREFUSION | 8100M |  |  | Rental | MHHS-Woodlands |  |  |  | FFL8374 |  | Woodlands |  | Rental | [7 empty] | PUMPINFUSION-ALARIS-Medley 8100 |  | MEDLEY PUMP MODULE LVP *MEMORIAL HERMANN |  |  | PUMPINFUSION-ALARIS-Medley 8100 | [6 empty] | Verified as Rental |  |  | MHHS-Woodlands
NO | YES |  |  |  | FFL8387 |  | CAREFUSION | 8100M |  |  | Rental | MHHS-Woodlands |  |  |  | FFL8387 |  | Woodlands |  | Rental | [7 empty] | PUMPINFUSION-ALARIS-Medley 8100 |  | MEDLEY PUMP MODULE LVP *MEMORIAL HERMANN |  |  | PUMPINFUSION-ALARIS-Medley 8100 | [6 empty] | Verified as Rental |  |  | MHHS-Woodlands
NO | YES |  |  |  | FFL8390 |  | CAREFUSION | 8100M |  |  | Rental | MHHS-Woodlands |  |  |  | FFL8390 |  | Woodlands |  | Rental | [7 empty] | PUMPINFUSION-ALARIS-Medley 8100 |  | MEDLEY PUMP MODULE LVP *MEMORIAL HERMANN |  |  | PUMPINFUSION-ALARIS-Medley 8100 | [6 empty] | Verified as Rental |  |  | MHHS-Woodlands
NO | YES |  |  |  | FFL8394 |  | CAREFUSION | 8100M |  |  | Rental | MHHS-Woodlands |  |  |  | FFL8394 |  | Woodlands |  | Rental | [7 empty] | PUMPINFUSION-ALARIS-Medley 8100 |  | MEDLEY PUMP MODULE LVP *MEMORIAL HERMANN |  |  | PUMPINFUSION-ALARIS-Medley 8100 | [6 empty] | Verified as Rental |  |  | MHHS-Woodlands
NO | YES |  |  |  | FFL8398 |  | CAREFUSION | 8100M |  |  | Rental | MHHS-Woodlands |  |  |  | FFL8398 |  | Woodlands |  | Rental | [7 empty] | PUMPINFUSION-ALARIS-Medley 8100 |  | MEDLEY PUMP MODULE LVP *MEMORIAL HERMANN |  |  | PUMPINFUSION-ALARIS-Medley 8100 | [6 empty] | Verified as Rental |  |  | MHHS-Woodlands
NO | YES |  |  |  | FFL8399 |  | CAREFUSION | 8100M |  |  | Rental | MHHS-Woodlands |  |  |  | FFL8399 |  | Woodlands |  | Rental | [7 empty] | PUMPINFUSION-ALARIS-Medley 8100 |  | MEDLEY PUMP MODULE LVP *MEMORIAL HERMANN |  |  | PUMPINFUSION-ALARIS-Medley 8100 | [6 empty] | Verified as Rental |  |  | MHHS-Woodlands
NO | YES |  |  |  | FFL8402 |  | CAREFUSION | 8100M |  |  | Rental | MHHS-Woodlands |  |  |  | FFL8402 |  | Woodlands |  | Rental | [7 empty] | PUMPINFUSION-ALARIS-Medley 8100 |  | MEDLEY PUMP MODULE LVP *MEMORIAL HERMANN |  |  | PUMPINFUSION-ALARIS-Medley 8100 | [6 empty] | Verified as Rental |  |  | MHHS-Woodlands
NO | YES |  |  |  | FFL8403 |  | CAREFUSION | 8100M |  |  | Rental | MHHS-Woodlands |  |  |  | FFL8403 |  | Woodlands |  | Rental | [7 empty] | PUMPINFUSION-ALARIS-Medley 8100 |  | MEDLEY PUMP MODULE LVP *MEMORIAL HERMANN |  |  | PUMPINFUSION-ALARIS-Medley 8100 | [6 empty] | Verified as Rental |  |  | MHHS-Woodlands
NO | YES |  |  |  | FFL8421 |  | CAREFUSION | 8100M |  |  | Rental | MHHS-Woodlands |  |  |  | FFL8421 |  | Woodlands |  | Rental | [7 empty] | PUMPINFUSION-ALARIS-Medley 8100 |  | MEDLEY PUMP MODULE LVP *MEMORIAL HERMANN |  |  | PUMPINFUSION-ALARIS-Medley 8100 | [6 empty] | Verified as Rental |  |  | MHHS-Woodlands
NO | YES |  |  |  | FFL8438 |  | CAREFUSION | 8100M |  |  | Rental | MHHS-Woodlands |  |  |  | FFL8438 |  | Woodlands |  | Rental | [7 empty] | PUMPINFUSION-ALARIS-Medley 8100 |  | MEDLEY PUMP MODULE LVP *MEMORIAL HERMANN |  |  | PUMPINFUSION-ALARIS-Medley 8100 | [6 empty] | Verified as Rental |  |  | MHHS-Woodlands
NO | YES |  |  |  | FFL8441 |  | CAREFUSION | 8100M |  |  | Rental | MHHS-Woodlands |  |  |  | FFL8441 |  | Woodlands |  | Rental | [7 empty] | PUMPINFUSION-ALARIS-Medley 8100 |  | MEDLEY PUMP MODULE LVP *MEMORIAL HERMANN |  |  | PUMPINFUSION-ALARIS-Medley 8100 | [6 empty] | Verified as Rental |  |  | MHHS-Woodlands
NO | YES |  |  |  | FFL8442 |  | CAREFUSION | 8100M |  |  | Rental | MHHS-Woodlands |  |  |  | FFL8442 |  | Woodlands |  | Rental | [7 empty] | PUMPINFUSION-ALARIS-Medley 8100 |  | MEDLEY PUMP MODULE LVP *MEMORIAL HERMANN |  |  | PUMPINFUSION-ALARIS-Medley 8100 | [6 empty] | Verified as Rental |  |  | MHHS-Woodlands
NO | YES |  |  |  | FFL8443 |  | CAREFUSION | 8100M |  |  | Rental | MHHS-Woodlands |  |  |  | FFL8443 |  | Woodlands |  | Rental | [7 empty] | PUMPINFUSION-ALARIS-Medley 8100 |  | MEDLEY PUMP MODULE LVP *MEMORIAL HERMANN |  |  | PUMPINFUSION-ALARIS-Medley 8100 | [6 empty] | Verified as Rental |  |  | MHHS-Woodlands
NO | YES |  |  |  | FFL8470 |  | CAREFUSION | 8100M |  |  | Rental | MHHS-Woodlands |  |  |  | FFL8470 |  | Woodlands |  | Rental | [7 empty] | PUMPINFUSION-ALARIS-Medley 8100 |  | MEDLEY PUMP MODULE LVP *MEMORIAL HERMANN |  |  | PUMPINFUSION-ALARIS-Medley 8100 | [6 empty] | Verified as Rental |  |  | MHHS-Woodlands
NO | YES |  |  |  | FFL8472 |  | CAREFUSION | 8100M |  |  | Rental | MHHS-Woodlands |  |  |  | FFL8472 |  | Woodlands |  | Rental | [7 empty] | PUMPINFUSION-ALARIS-Medley 8100 |  | MEDLEY PUMP MODULE LVP *MEMORIAL HERMANN |  |  | PUMPINFUSION-ALARIS-Medley 8100 | [6 empty] | Verified as Rental |  |  | MHHS-Woodlands
NO | YES |  |  |  | FFL8491 |  | CAREFUSION | 8100M |  |  | Rental | MHHS-Woodlands |  |  |  | FFL8491 |  | Woodlands |  | Rental | [7 empty] | PUMPINFUSION-ALARIS-Medley 8100 |  | MEDLEY PUMP MODULE LVP *MEMORIAL HERMANN |  |  | PUMPINFUSION-ALARIS-Medley 8100 | [6 empty] | Verified as Rental |  |  | MHHS-Woodlands
NO | YES |  |  |  | FFL8511 |  | CAREFUSION | 8100M |  |  | Rental | MHHS-Woodlands |  |  |  | FFL8511 |  | Woodlands |  | Rental | [7 empty] | PUMPINFUSION-ALARIS-Medley 8100 |  | MEDLEY PUMP MODULE LVP *MEMORIAL HERMANN |  |  | PUMPINFUSION-ALARIS-Medley 8100 | [6 empty] | Verified as Rental |  |  | MHHS-Woodlands
NO | YES |  |  |  | FFL8515 |  | CAREFUSION | 8100M |  |  | Rental | MHHS-Woodlands |  |  |  | FFL8515 |  | Woodlands |  | Rental | [7 empty] | PUMPINFUSION-ALARIS-Medley 8100 |  | MEDLEY PUMP MODULE LVP *MEMORIAL HERMANN |  |  | PUMPINFUSION-ALARIS-Medley 8100 | [6 empty] | Verified as Rental |  |  | MHHS-Woodlands
NO | YES |  |  |  | FFL8517 |  | CAREFUSION | 8100M |  |  | Rental | MHHS-Woodlands |  |  |  | FFL8517 |  | Woodlands |  | Rental | [7 empty] | PUMPINFUSION-ALARIS-Medley 8100 |  | MEDLEY PUMP MODULE LVP *MEMORIAL HERMANN |  |  | PUMPINFUSION-ALARIS-Medley 8100 | [6 empty] | Verified as Rental |  |  | MHHS-Woodlands
NO | YES |  |  |  | FFL8518 |  | CAREFUSION | 8100M |  |  | Rental | MHHS-Woodlands |  |  |  | FFL8518 |  | Woodlands |  | Rental | [7 empty] | PUMPINFUSION-ALARIS-Medley 8100 |  | MEDLEY PUMP MODULE LVP *MEMORIAL HERMANN |  |  | PUMPINFUSION-ALARIS-Medley 8100 | [6 empty] | Verified as Rental |  |  | MHHS-Woodlands
NO | YES |  |  |  | FFL8519 |  | CAREFUSION | 8100M |  |  | Rental | MHHS-Woodlands |  |  |  | FFL8519 |  | Woodlands |  | Rental | [7 empty] | PUMPINFUSION-ALARIS-Medley 8100 |  | MEDLEY PUMP MODULE LVP *MEMORIAL HERMANN |  |  | PUMPINFUSION-ALARIS-Medley 8100 | [6 empty] | Verified as Rental |  |  | MHHS-Woodlands
NO | YES |  |  |  | FFL8525 |  | CAREFUSION | 8100M |  |  | Rental | MHHS-Woodlands |  |  |  | FFL8525 |  | Woodlands |  | Rental | [7 empty] | PUMPINFUSION-ALARIS-Medley 8100 |  | MEDLEY PUMP MODULE LVP *MEMORIAL HERMANN |  |  | PUMPINFUSION-ALARIS-Medley 8100 | [6 empty] | Verified as Rental |  |  | MHHS-Woodlands
NO | YES |  |  |  | FFL8535 |  | CAREFUSION | 8100M |  |  | Rental | MHHS-Woodlands |  |  |  | FFL8535 |  | Woodlands |  | Rental | [7 empty] | PUMPINFUSION-ALARIS-Medley 8100 |  | MEDLEY PUMP MODULE LVP *MEMORIAL HERMANN |  |  | PUMPINFUSION-ALARIS-Medley 8100 | [6 empty] | Verified as Rental |  |  | MHHS-Woodlands
NO | YES |  |  |  | FFL8540 |  | CAREFUSION | 8100M |  |  | Rental | MHHS-Woodlands |  |  |  | FFL8540 |  | Woodlands |  | Rental | [7 empty] | PUMPINFUSION-ALARIS-Medley 8100 |  | MEDLEY PUMP MODULE LVP *MEMORIAL HERMANN |  |  | PUMPINFUSION-ALARIS-Medley 8100 | [6 empty] | Verified as Rental |  |  | MHHS-Woodlands
NO | YES |  |  |  | FFL8543 |  | CAREFUSION | 8100M |  |  | Rental | MHHS-Woodlands |  |  |  | FFL8543 |  | Woodlands |  | Rental | [7 empty] | PUMPINFUSION-ALARIS-Medley 8100 |  | MEDLEY PUMP MODULE LVP *MEMORIAL HERMANN |  |  | PUMPINFUSION-ALARIS-Medley 8100 | [6 empty] | Verified as Rental |  |  | MHHS-Woodlands
NO | YES |  |  |  | FFL8557 |  | CAREFUSION | 8100M |  |  | Rental | MHHS-Woodlands |  |  |  | FFL8557 |  | Woodlands |  | Rental | [7 empty] | PUMPINFUSION-ALARIS-Medley 8100 |  | MEDLEY PUMP MODULE LVP *MEMORIAL HERMANN |  |  | PUMPINFUSION-ALARIS-Medley 8100 | [6 empty] | Verified as Rental |  |  | MHHS-Woodlands
NO | YES |  |  |  | FFL8558 |  | CAREFUSION | 8100M |  |  | Rental | MHHS-Woodlands |  |  |  | FFL8558 |  | Woodlands |  | Rental | [7 empty] | PUMPINFUSION-ALARIS-Medley 8100 |  | MEDLEY PUMP MODULE LVP *MEMORIAL HERMANN |  |  | PUMPINFUSION-ALARIS-Medley 8100 | [6 empty] | Verified as Rental |  |  | MHHS-Woodlands
NO | YES |  |  |  | FFL8559 |  | CAREFUSION | 8100M |  |  | Rental | MHHS-Woodlands |  |  |  | FFL8559 |  | Woodlands |  | Rental | [7 empty] | PUMPINFUSION-ALARIS-Medley 8100 |  | MEDLEY PUMP MODULE LVP *MEMORIAL HERMANN |  |  | PUMPINFUSION-ALARIS-Medley 8100 | [6 empty] | Verified as Rental |  |  | MHHS-Woodlands
NO | YES |  |  |  | FFL8560 |  | CAREFUSION | 8100M |  |  | Rental | MHHS-Woodlands |  |  |  | FFL8560 |  | Woodlands |  | Rental | [7 empty] | PUMPINFUSION-ALARIS-Medley 8100 |  | MEDLEY PUMP MODULE LVP *MEMORIAL HERMANN |  |  | PUMPINFUSION-ALARIS-Medley 8100 | [6 empty] | Verified as Rental |  |  | MHHS-Woodlands
NO | YES |  |  |  | FFL8563 |  | CAREFUSION | 8100M |  |  | Rental | MHHS-Woodlands |  |  |  | FFL8563 |  | Woodlands |  | Rental | [7 empty] | PUMPINFUSION-ALARIS-Medley 8100 |  | MEDLEY PUMP MODULE LVP *MEMORIAL HERMANN |  |  | PUMPINFUSION-ALARIS-Medley 8100 | [6 empty] | Verified as Rental |  |  | MHHS-Woodlands
NO | YES |  |  |  | FFL8567 |  | CAREFUSION | 8100M |  |  | Rental | MHHS-Woodlands |  |  |  | FFL8567 |  | Woodlands |  | Rental | [7 empty] | PUMPINFUSION-ALARIS-Medley 8100 |  | MEDLEY PUMP MODULE LVP *MEMORIAL HERMANN |  |  | PUMPINFUSION-ALARIS-Medley 8100 | [6 empty] | Verified as Rental |  |  | MHHS-Woodlands
NO | YES |  |  |  | FFL8570 |  | CAREFUSION | 8100M |  |  | Rental | MHHS-Woodlands |  |  |  | FFL8570 |  | Woodlands |  | Rental | [7 empty] | PUMPINFUSION-ALARIS-Medley 8100 |  | MEDLEY PUMP MODULE LVP *MEMORIAL HERMANN |  |  | PUMPINFUSION-ALARIS-Medley 8100 | [6 empty] | Verified as Rental |  |  | MHHS-Woodlands
NO | YES |  |  |  | FFL8579 |  | CAREFUSION | 8100M |  |  | Rental | MHHS-Woodlands |  |  |  | FFL8579 |  | Woodlands |  | Rental | [7 empty] | PUMPINFUSION-ALARIS-Medley 8100 |  | MEDLEY PUMP MODULE LVP *MEMORIAL HERMANN |  |  | PUMPINFUSION-ALARIS-Medley 8100 | [6 empty] | Verified as Rental |  |  | MHHS-Woodlands
NO | YES |  |  |  | FFL8596 |  | CAREFUSION | 8100M |  |  | Rental | MHHS-Woodlands |  |  |  | FFL8596 |  | Woodlands |  | Rental | [7 empty] | PUMPINFUSION-ALARIS-Medley 8100 |  | MEDLEY PUMP MODULE LVP *MEMORIAL HERMANN |  |  | PUMPINFUSION-ALARIS-Medley 8100 | [6 empty] | Verified as Rental |  |  | MHHS-Woodlands
NO | YES |  |  |  | FFL8601 |  | CAREFUSION | 8100M |  |  | Rental | MHHS-Woodlands |  |  |  | FFL8601 |  | Woodlands |  | Rental | [7 empty] | PUMPINFUSION-ALARIS-Medley 8100 |  | MEDLEY PUMP MODULE LVP *MEMORIAL HERMANN |  |  | PUMPINFUSION-ALARIS-Medley 8100 | [6 empty] | Verified as Rental |  |  | MHHS-Woodlands
NO | YES |  |  |  | FFL8604 |  | CAREFUSION | 8100M |  |  | Rental | MHHS-Woodlands |  |  |  | FFL8604 |  | Woodlands |  | Rental | [7 empty] | PUMPINFUSION-ALARIS-Medley 8100 |  | MEDLEY PUMP MODULE LVP *MEMORIAL HERMANN |  |  | PUMPINFUSION-ALARIS-Medley 8100 | [6 empty] | Verified as Rental |  |  | MHHS-Woodlands
NO | YES |  |  |  | FFL8605 |  | CAREFUSION | 8100M |  |  | Rental | MHHS-Woodlands |  |  |  | FFL8605 |  | Woodlands |  | Rental | [7 empty] | PUMPINFUSION-ALARIS-Medley 8100 |  | MEDLEY PUMP MODULE LVP *MEMORIAL HERMANN |  |  | PUMPINFUSION-ALARIS-Medley 8100 | [6 empty] | Verified as Rental |  |  | MHHS-Woodlands
NO | YES |  |  |  | FFL8606 |  | CAREFUSION | 8100M |  |  | Rental | MHHS-Woodlands |  |  |  | FFL8606 |  | Woodlands |  | Rental | [7 empty] | PUMPINFUSION-ALARIS-Medley 8100 |  | MEDLEY PUMP MODULE LVP *MEMORIAL HERMANN |  |  | PUMPINFUSION-ALARIS-Medley 8100 | [6 empty] | Verified as Rental |  |  | MHHS-Woodlands
NO | YES |  |  |  | FFL8612 |  | CAREFUSION | 8100M |  |  | Rental | MHHS-Woodlands |  |  |  | FFL8612 |  | Woodlands |  | Rental | [7 empty] | PUMPINFUSION-ALARIS-Medley 8100 |  | MEDLEY PUMP MODULE LVP *MEMORIAL HERMANN |  |  | PUMPINFUSION-ALARIS-Medley 8100 | [6 empty] | Verified as Rental |  |  | MHHS-Woodlands
NO | YES |  |  |  | FFL8613 |  | CAREFUSION | 8100M |  |  | Rental | MHHS-Woodlands |  |  |  | FFL8613 |  | Woodlands |  | Rental | [7 empty] | PUMPINFUSION-ALARIS-Medley 8100 |  | MEDLEY PUMP MODULE LVP *MEMORIAL HERMANN |  |  | PUMPINFUSION-ALARIS-Medley 8100 | [6 empty] | Verified as Rental |  |  | MHHS-Woodlands
NO | YES |  |  |  | FFL8615 |  | CAREFUSION | 8100M |  |  | Rental | MHHS-Woodlands |  |  |  | FFL8615 |  | Woodlands |  | Rental | [7 empty] | PUMPINFUSION-ALARIS-Medley 8100 |  | MEDLEY PUMP MODULE LVP *MEMORIAL HERMANN |  |  | PUMPINFUSION-ALARIS-Medley 8100 | [6 empty] | Verified as Rental |  |  | MHHS-Woodlands
NO | YES |  |  |  | FFL8623 |  | CAREFUSION | 8100M |  |  | Rental | MHHS-Woodlands |  |  |  | FFL8623 |  | Woodlands |  | Rental | [7 empty] | PUMPINFUSION-ALARIS-Medley 8100 |  | MEDLEY PUMP MODULE LVP *MEMORIAL HERMANN |  |  | PUMPINFUSION-ALARIS-Medley 8100 | [6 empty] | Verified as Rental |  |  | MHHS-Woodlands
NO | YES |  |  |  | FFL8624 |  | CAREFUSION | 8100M |  |  | Rental | MHHS-Woodlands |  |  |  | FFL8624 |  | Woodlands |  | Rental | [7 empty] | PUMPINFUSION-ALARIS-Medley 8100 |  | MEDLEY PUMP MODULE LVP *MEMORIAL HERMANN |  |  | PUMPINFUSION-ALARIS-Medley 8100 | [6 empty] | Verified as Rental |  |  | MHHS-Woodlands
NO | YES |  |  |  | FFL8625 |  | CAREFUSION | 8100M |  |  | Rental | MHHS-Woodlands |  |  |  | FFL8625 |  | Woodlands |  | Rental | [7 empty] | PUMPINFUSION-ALARIS-Medley 8100 |  | MEDLEY PUMP MODULE LVP *MEMORIAL HERMANN |  |  | PUMPINFUSION-ALARIS-Medley 8100 | [6 empty] | Verified as Rental |  |  | MHHS-Woodlands
NO | YES |  |  |  | FFL8640 |  | CAREFUSION | 8100M |  |  | Rental | MHHS-Woodlands |  |  |  | FFL8640 |  | Woodlands |  | Rental | [7 empty] | PUMPINFUSION-ALARIS-Medley 8100 |  | MEDLEY PUMP MODULE LVP *MEMORIAL HERMANN |  |  | PUMPINFUSION-ALARIS-Medley 8100 | [6 empty] | Verified as Rental |  |  | MHHS-Woodlands
NO | YES |  |  |  | FFL8648 |  | CAREFUSION | 8100M |  |  | Rental | MHHS-Woodlands |  |  |  | FFL8648 |  | Woodlands |  | Rental | [7 empty] | PUMPINFUSION-ALARIS-Medley 8100 |  | MEDLEY PUMP MODULE LVP *MEMORIAL HERMANN |  |  | PUMPINFUSION-ALARIS-Medley 8100 | [6 empty] | Verified as Rental |  |  | MHHS-Woodlands
NO | YES |  |  |  | FFL8651 |  | CAREFUSION | 8100M |  |  | Rental | MHHS-Woodlands |  |  |  | FFL8651 |  | Woodlands |  | Rental | [7 empty] | PUMPINFUSION-ALARIS-Medley 8100 |  | MEDLEY PUMP MODULE LVP *MEMORIAL HERMANN |  |  | PUMPINFUSION-ALARIS-Medley 8100 | [6 empty] | Verified as Rental |  |  | MHHS-Woodlands
NO | YES |  |  |  | FFL8653 |  | CAREFUSION | 8100M |  |  | Rental | MHHS-Woodlands |  |  |  | FFL8653 |  | Woodlands |  | Rental | [7 empty] | PUMPINFUSION-ALARIS-Medley 8100 |  | MEDLEY PUMP MODULE LVP *MEMORIAL HERMANN |  |  | PUMPINFUSION-ALARIS-Medley 8100 | [6 empty] | Verified as Rental |  |  | MHHS-Woodlands
NO | YES |  |  |  | FFL8655 |  | CAREFUSION | 8100M |  |  | Rental | MHHS-Woodlands |  |  |  | FFL8655 |  | Woodlands |  | Rental | [7 empty] | PUMPINFUSION-ALARIS-Medley 8100 |  | MEDLEY PUMP MODULE LVP *MEMORIAL HERMANN |  |  | PUMPINFUSION-ALARIS-Medley 8100 | [6 empty] | Verified as Rental |  |  | MHHS-Woodlands
NO | YES |  |  |  | FFL8657 |  | CAREFUSION | 8100M |  |  | Rental | MHHS-Woodlands |  |  |  | FFL8657 |  | Woodlands |  | Rental | [7 empty] | PUMPINFUSION-ALARIS-Medley 8100 |  | MEDLEY PUMP MODULE LVP *MEMORIAL HERMANN |  |  | PUMPINFUSION-ALARIS-Medley 8100 | [6 empty] | Verified as Rental |  |  | MHHS-Woodlands
NO | YES |  |  |  | FFL8661 |  | CAREFUSION | 8100M |  |  | Rental | MHHS-Woodlands |  |  |  | FFL8661 |  | Woodlands |  | Rental | [7 empty] | PUMPINFUSION-ALARIS-Medley 8100 |  | MEDLEY PUMP MODULE LVP *MEMORIAL HERMANN |  |  | PUMPINFUSION-ALARIS-Medley 8100 | [6 empty] | Verified as Rental |  |  | MHHS-Woodlands
NO | YES |  |  |  | FFL8662 |  | CAREFUSION | 8100M |  |  | Rental | MHHS-Woodlands |  |  |  | FFL8662 |  | Woodlands |  | Rental | [7 empty] | PUMPINFUSION-ALARIS-Medley 8100 |  | MEDLEY PUMP MODULE LVP *MEMORIAL HERMANN |  |  | PUMPINFUSION-ALARIS-Medley 8100 | [6 empty] | Verified as Rental |  |  | MHHS-Woodlands
NO | YES |  |  |  | FFL8664 |  | CAREFUSION | 8100M |  |  | Rental | MHHS-Woodlands |  |  |  | FFL8664 |  | Woodlands |  | Rental | [7 empty] | PUMPINFUSION-ALARIS-Medley 8100 |  | MEDLEY PUMP MODULE LVP *MEMORIAL HERMANN |  |  | PUMPINFUSION-ALARIS-Medley 8100 | [6 empty] | Verified as Rental |  |  | MHHS-Woodlands
NO | YES |  |  |  | FFL8668 |  | CAREFUSION | 8100M |  |  | Rental | MHHS-Woodlands |  |  |  | FFL8668 |  | Woodlands |  | Rental | [7 empty] | PUMPINFUSION-ALARIS-Medley 8100 |  | MEDLEY PUMP MODULE LVP *MEMORIAL HERMANN |  |  | PUMPINFUSION-ALARIS-Medley 8100 | [6 empty] | Verified as Rental |  |  | MHHS-Woodlands
NO | YES |  |  |  | FFL8671 |  | CAREFUSION | 8100M |  |  | Rental | MHHS-Woodlands |  |  |  | FFL8671 |  | Woodlands |  | Rental | [7 empty] | PUMPINFUSION-ALARIS-Medley 8100 |  | MEDLEY PUMP MODULE LVP *MEMORIAL HERMANN |  |  | PUMPINFUSION-ALARIS-Medley 8100 | [6 empty] | Verified as Rental |  |  | MHHS-Woodlands
NO | YES |  |  |  | FFL8688 |  | CAREFUSION | 8100M |  |  | Rental | MHHS-Woodlands |  |  |  | FFL8688 |  | Woodlands |  | Rental | [7 empty] | PUMPINFUSION-ALARIS-Medley 8100 |  | MEDLEY PUMP MODULE LVP *MEMORIAL HERMANN |  |  | PUMPINFUSION-ALARIS-Medley 8100 | [6 empty] | Verified as Rental |  |  | MHHS-Woodlands
NO | YES |  |  |  | FFL8698 |  | CAREFUSION | 8100M |  |  | Rental | MHHS-Woodlands |  |  |  | FFL8698 |  | Woodlands |  | Rental | [7 empty] | PUMPINFUSION-ALARIS-Medley 8100 |  | MEDLEY PUMP MODULE LVP *MEMORIAL HERMANN |  |  | PUMPINFUSION-ALARIS-Medley 8100 | [6 empty] | Verified as Rental |  |  | MHHS-Woodlands
NO | YES |  |  |  | FFL8701 |  | CAREFUSION | 8100M |  |  | Rental | MHHS-Woodlands |  |  |  | FFL8701 |  | Woodlands |  | Rental | [7 empty] | PUMPINFUSION-ALARIS-Medley 8100 |  | MEDLEY PUMP MODULE LVP *MEMORIAL HERMANN |  |  | PUMPINFUSION-ALARIS-Medley 8100 | [6 empty] | Verified as Rental |  |  | MHHS-Woodlands
NO | YES |  |  |  | FFL8715 |  | CAREFUSION | 8100M |  |  | Rental | MHHS-Woodlands |  |  |  | FFL8715 |  | Woodlands |  | Rental | [7 empty] | PUMPINFUSION-ALARIS-Medley 8100 |  | MEDLEY PUMP MODULE LVP *MEMORIAL HERMANN |  |  | PUMPINFUSION-ALARIS-Medley 8100 | [6 empty] | Verified as Rental |  |  | MHHS-Woodlands
NO | YES |  |  |  | FFL8718 |  | CAREFUSION | 8100M |  |  | Rental | MHHS-Woodlands |  |  |  | FFL8718 |  | Woodlands |  | Rental | [7 empty] | PUMPINFUSION-ALARIS-Medley 8100 |  | MEDLEY PUMP MODULE LVP *MEMORIAL HERMANN |  |  | PUMPINFUSION-ALARIS-Medley 8100 | [6 empty] | Verified as Rental |  |  | MHHS-Woodlands
NO | YES |  |  |  | FFL8735 |  | CAREFUSION | 8100M |  |  | Rental | MHHS-Woodlands |  |  |  | FFL8735 |  | Woodlands |  | Rental | [7 empty] | PUMPINFUSION-ALARIS-Medley 8100 |  | MEDLEY PUMP MODULE LVP *MEMORIAL HERMANN |  |  | PUMPINFUSION-ALARIS-Medley 8100 | [6 empty] | Verified as Rental |  |  | MHHS-Woodlands
NO | YES |  |  |  | FFL8742 |  | CAREFUSION | 8100M |  |  | Rental | MHHS-Woodlands |  |  |  | FFL8742 |  | Woodlands |  | Rental | [7 empty] | PUMPINFUSION-ALARIS-Medley 8100 |  | MEDLEY PUMP MODULE LVP *MEMORIAL HERMANN |  |  | PUMPINFUSION-ALARIS-Medley 8100 | [6 empty] | Verified as Rental |  |  | MHHS-Woodlands
NO | YES |  |  |  | EFE2122 |  | CAREFUSION | 8110B |  |  | Rental | MHHS-TMC |  |  |  | EFE2122 |  | TMC |  | Rental | [7 empty] | MODULEINFPUMPSYRINGE-Alaris-8110 |  | MEDLEY SYRINGE PUMP MODULE |  |  | MODULEINFPUMPSYRINGE-Alaris-8110 | [6 empty] | Verified as Rental |  |  | MHHS-TMC
NO | YES |  |  |  | FFS268 |  | CAREFUSION | 8110M |  |  | Rental Equipment | MHHS-Cypress |  |  |  | FFS268 |  | Northwest & Cypress |  | Rental Equipment | [7 empty] | MODULEINFPUMPSYRINGE-Alaris-8110 |  | MEDLEY SYRINGE PUMP *MEMORIAL HERMANN* |  |  | MODULEINFPUMPSYRINGE-Alaris-8110 | [6 empty] | Verified as Rental |  |  | MHHS-Cypress
NO | YES |  |  |  | FFS368 |  | CAREFUSION | 8110M |  |  | Rental Equipment | MHHS-Cypress |  |  |  | FFS368 |  | Northwest & Cypress |  | Rental Equipment | [7 empty] | MODULEINFPUMPSYRINGE-Alaris-8110 |  | MEDLEY SYRINGE PUMP *MEMORIAL HERMANN* |  |  | MODULEINFPUMPSYRINGE-Alaris-8110 | [6 empty] | Verified as Rental |  |  | MHHS-Cypress
NO | YES |  |  |  | FFS512 |  | CAREFUSION | 8110M |  |  | Rental Equipment | MHHS-Greater Heights |  |  |  | FFS512 |  | Central & Greater Heights |  | Rental Equipment | [7 empty] | MODULEINFPUMPSYRINGE-Alaris-8110 |  | MEDLEY SYRINGE PUMP *MEMORIAL HERMANN* |  |  | MODULEINFPUMPSYRINGE-Alaris-8110 | [6 empty] | Verified as Rental |  |  | MHHS-Greater Heights
NO | YES |  |  |  | FFS113 |  | CAREFUSION | 8110M |  |  | Rental | MHHS-Katy |  |  |  | FFS113 |  | Katy |  | Rental | [7 empty] | MODULEINFPUMPSYRINGE-Alaris-8110 |  | MEDLEY SYRINGE PUMP *MEMORIAL HERMANN* |  |  | MODULEINFPUMPSYRINGE-Alaris-8110 | [6 empty] | Verified as Rental |  |  | MHHS-Katy
NO | YES |  |  |  | FFS149 |  | CAREFUSION | 8110M |  |  | Rental | MHHS-Katy |  |  |  | FFS149 |  | Katy |  | Rental | [7 empty] | MODULEINFPUMPSYRINGE-Alaris-8110 |  | MEDLEY SYRINGE PUMP *MEMORIAL HERMANN* |  |  | MODULEINFPUMPSYRINGE-Alaris-8110 | [6 empty] | Verified as Rental |  |  | MHHS-Katy
NO | YES |  |  |  | FFS164 |  | CAREFUSION | 8110M |  |  | Rental | MHHS-Katy |  |  |  | FFS164 |  | Katy |  | Rental | [7 empty] | MODULEINFPUMPSYRINGE-Alaris-8110 |  | MEDLEY SYRINGE PUMP *MEMORIAL HERMANN* |  |  | MODULEINFPUMPSYRINGE-Alaris-8110 | [6 empty] | Verified as Rental |  |  | MHHS-Katy
NO | YES |  |  |  | FFS171 |  | CAREFUSION | 8110M |  |  | Rental | MHHS-Katy |  |  |  | FFS171 |  | Katy |  | Rental | [7 empty] | MODULEINFPUMPSYRINGE-Alaris-8110 |  | MEDLEY SYRINGE PUMP *MEMORIAL HERMANN* |  |  | MODULEINFPUMPSYRINGE-Alaris-8110 | [6 empty] | Verified as Rental |  |  | MHHS-Katy
NO | YES |  |  |  | FFS198 |  | CAREFUSION | 8110M |  |  | Rental | MHHS-Katy |  |  |  | FFS198 |  | Katy |  | Rental | [7 empty] | MODULEINFPUMPSYRINGE-Alaris-8110 |  | MEDLEY SYRINGE PUMP *MEMORIAL HERMANN* |  |  | MODULEINFPUMPSYRINGE-Alaris-8110 | [6 empty] | Verified as Rental |  |  | MHHS-Katy
NO | YES |  |  |  | FFS204 |  | CAREFUSION | 8110M |  |  | Rental | MHHS-Katy |  |  |  | FFS204 |  | Katy |  | Rental | [7 empty] | MODULEINFPUMPSYRINGE-Alaris-8110 |  | MEDLEY SYRINGE PUMP *MEMORIAL HERMANN* |  |  | MODULEINFPUMPSYRINGE-Alaris-8110 | [6 empty] | Verified as Rental |  |  | MHHS-Katy
NO | YES |  |  |  | FFS266 |  | CAREFUSION | 8110M |  |  | Rental | MHHS-Katy |  |  |  | FFS266 |  | Katy |  | Rental | [7 empty] | MODULEINFPUMPSYRINGE-Alaris-8110 |  | MEDLEY SYRINGE PUMP *MEMORIAL HERMANN* |  |  | MODULEINFPUMPSYRINGE-Alaris-8110 | [6 empty] | Verified as Rental |  |  | MHHS-Katy
NO | YES |  |  |  | FFS269 |  | CAREFUSION | 8110M |  |  | Rental | MHHS-Katy |  |  |  | FFS269 |  | Katy |  | Rental | [7 empty] | MODULEINFPUMPSYRINGE-Alaris-8110 |  | MEDLEY SYRINGE PUMP *MEMORIAL HERMANN* |  |  | MODULEINFPUMPSYRINGE-Alaris-8110 | [6 empty] | Verified as Rental |  |  | MHHS-Katy
NO | YES |  |  |  | FFS333 |  | CAREFUSION | 8110M |  |  | Rental | MHHS-Katy |  |  |  | FFS333 |  | Katy |  | Rental | [7 empty] | MODULEINFPUMPSYRINGE-Alaris-8110 |  | MEDLEY SYRINGE PUMP *MEMORIAL HERMANN* |  |  | MODULEINFPUMPSYRINGE-Alaris-8110 | [6 empty] | Verified as Rental |  |  | MHHS-Katy
NO | YES |  |  |  | FFS355 |  | CAREFUSION | 8110M |  |  | Rental | MHHS-Katy |  |  |  | FFS355 |  | Katy |  | Rental | [7 empty] | MODULEINFPUMPSYRINGE-Alaris-8110 |  | MEDLEY SYRINGE PUMP *MEMORIAL HERMANN* |  |  | MODULEINFPUMPSYRINGE-Alaris-8110 | [6 empty] | Verified as Rental |  |  | MHHS-Katy
NO | YES |  |  |  | FFS532 |  | CAREFUSION | 8110M |  |  | Rental | MHHS-Katy |  |  |  | FFS532 |  | Katy |  | Rental | [7 empty] | MODULEINFPUMPSYRINGE-Alaris-8110 |  | MEDLEY SYRINGE PUMP *MEMORIAL HERMANN* |  |  | MODULEINFPUMPSYRINGE-Alaris-8110 | [6 empty] | Verified as Rental |  |  | MHHS-Katy
NO | YES |  |  |  | FFS535 |  | CAREFUSION | 8110M |  |  | Rental | MHHS-Katy |  |  |  | FFS535 |  | Katy |  | Rental | [7 empty] | MODULEINFPUMPSYRINGE-Alaris-8110 |  | MEDLEY SYRINGE PUMP *MEMORIAL HERMANN* |  |  | MODULEINFPUMPSYRINGE-Alaris-8110 | [6 empty] | Verified as Rental |  |  | MHHS-Katy
NO | YES |  |  |  | FFS202 |  | CAREFUSION | 8110M |  |  | Rental | MHHS-Katy CCC |  |  |  | FFS202 |  | Katy |  | Rental | [7 empty] | MODULEINFPUMPSYRINGE-Alaris-8110 |  | MEDLEY SYRINGE PUMP *MEMORIAL HERMANN* |  |  | MODULEINFPUMPSYRINGE-Alaris-8110 | [6 empty] | Verified as Rental |  |  | MHHS-Katy CCC
NO | YES |  |  |  | FFS129 |  | CAREFUSION | 8110M |  |  | Rental | MHHS-Northeast |  |  |  | FFS129 |  | Katy |  | Rental | [7 empty] | MODULEINFPUMPSYRINGE-Alaris-8110 |  | MEDLEY SYRINGE PUMP *MEMORIAL HERMANN* |  |  | MODULEINFPUMPSYRINGE-Alaris-8110 | [6 empty] | Verified as Rental |  |  | MHHS-Northeast
NO | YES |  |  |  | FFS138 |  | CAREFUSION | 8110M |  |  | Rental | MHHS-Northeast |  |  |  | FFS138 |  | Katy |  | Rental | [7 empty] | MODULEINFPUMPSYRINGE-Alaris-8110 |  | MEDLEY SYRINGE PUMP *MEMORIAL HERMANN* |  |  | MODULEINFPUMPSYRINGE-Alaris-8110 | [6 empty] | Verified as Rental |  |  | MHHS-Northeast
NO | YES |  |  |  | FFS209 |  | CAREFUSION | 8110M |  |  | Rental | MHHS-Northeast |  |  |  | FFS209 |  | Katy |  | Rental | [7 empty] | MODULEINFPUMPSYRINGE-Alaris-8110 |  | MEDLEY SYRINGE PUMP *MEMORIAL HERMANN* |  |  | MODULEINFPUMPSYRINGE-Alaris-8110 | [6 empty] | Verified as Rental |  |  | MHHS-Northeast
NO | YES |  |  |  | FFS213 |  | CAREFUSION | 8110M |  |  | Rental | MHHS-Northeast |  |  |  | FFS213 |  | Katy |  | Rental | [7 empty] | MODULEINFPUMPSYRINGE-Alaris-8110 |  | MEDLEY SYRINGE PUMP *MEMORIAL HERMANN* |  |  | MODULEINFPUMPSYRINGE-Alaris-8110 | [6 empty] | Verified as Rental |  |  | MHHS-Northeast
NO | YES |  |  |  | FFS214 |  | CAREFUSION | 8110M |  |  | Rental | MHHS-Northeast |  |  |  | FFS214 |  | Katy |  | Rental | [7 empty] | MODULEINFPUMPSYRINGE-Alaris-8110 |  | MEDLEY SYRINGE PUMP *MEMORIAL HERMANN* |  |  | MODULEINFPUMPSYRINGE-Alaris-8110 | [6 empty] | Verified as Rental |  |  | MHHS-Northeast
NO | YES |  |  |  | FFS279 |  | CAREFUSION | 8110M |  |  | Rental | MHHS-Northeast |  |  |  | FFS279 |  | Katy |  | Rental | [7 empty] | MODULEINFPUMPSYRINGE-Alaris-8110 |  | MEDLEY SYRINGE PUMP *MEMORIAL HERMANN* |  |  | MODULEINFPUMPSYRINGE-Alaris-8110 | [6 empty] | Verified as Rental |  |  | MHHS-Northeast
NO | YES |  |  |  | FFS282 |  | CAREFUSION | 8110M |  |  | Rental | MHHS-Northeast |  |  |  | FFS282 |  | Katy |  | Rental | [7 empty] | MODULEINFPUMPSYRINGE-Alaris-8110 |  | MEDLEY SYRINGE PUMP *MEMORIAL HERMANN* |  |  | MODULEINFPUMPSYRINGE-Alaris-8110 | [6 empty] | Verified as Rental |  |  | MHHS-Northeast
NO | YES |  |  |  | FFS329 |  | CAREFUSION | 8110M |  |  | Rental | MHHS-Northeast |  |  |  | FFS329 |  | Katy |  | Rental | [7 empty] | MODULEINFPUMPSYRINGE-Alaris-8110 |  | MEDLEY SYRINGE PUMP *MEMORIAL HERMANN* |  |  | MODULEINFPUMPSYRINGE-Alaris-8110 | [6 empty] | Verified as Rental |  |  | MHHS-Northeast
NO | YES |  |  |  | FFS345 |  | CAREFUSION | 8110M |  |  | Rental | MHHS-Northeast |  |  |  | FFS345 |  | Katy |  | Rental | [7 empty] | MODULEINFPUMPSYRINGE-Alaris-8110 |  | MEDLEY SYRINGE PUMP *MEMORIAL HERMANN* |  |  | MODULEINFPUMPSYRINGE-Alaris-8110 | [6 empty] | Verified as Rental |  |  | MHHS-Northeast
NO | YES |  |  |  | FFS354 |  | CAREFUSION | 8110M |  |  | Rental | MHHS-Northeast |  |  |  | FFS354 |  | Katy |  | Rental | [7 empty] | MODULEINFPUMPSYRINGE-Alaris-8110 |  | MEDLEY SYRINGE PUMP *MEMORIAL HERMANN* |  |  | MODULEINFPUMPSYRINGE-Alaris-8110 | [6 empty] | Verified as Rental |  |  | MHHS-Northeast
NO | YES |  |  |  | FFS398 |  | CAREFUSION | 8110M |  |  | Rental | MHHS-Northeast |  |  |  | FFS398 |  | Katy |  | Rental | [7 empty] | MODULEINFPUMPSYRINGE-Alaris-8110 |  | MEDLEY SYRINGE PUMP *MEMORIAL HERMANN* |  |  | MODULEINFPUMPSYRINGE-Alaris-8110 | [6 empty] | Verified as Rental |  |  | MHHS-Northeast
NO | YES |  |  |  | FFS103 |  | CAREFUSION | 8110M |  |  | Rental | MHHS-Sugarland |  |  |  | FFS103 |  | Sugar Land |  | Rental | [7 empty] | MODULEINFPUMPSYRINGE-Alaris-8110 |  | MEDLEY SYRINGE PUMP *MEMORIAL HERMANN* |  |  | MODULEINFPUMPSYRINGE-Alaris-8110 | [6 empty] | Verified as Rental |  |  | MHHS-Sugarland
NO | YES |  |  |  | FFS162 |  | CAREFUSION | 8110M |  |  | Rental | MHHS-Sugarland |  |  |  | FFS162 |  | Sugar Land |  | Rental | [7 empty] | MODULEINFPUMPSYRINGE-Alaris-8110 |  | MEDLEY SYRINGE PUMP *MEMORIAL HERMANN* |  |  | MODULEINFPUMPSYRINGE-Alaris-8110 | [6 empty] | Verified as Rental |  |  | MHHS-Sugarland
NO | YES |  |  |  | FFS295 |  | CAREFUSION | 8110M |  |  | Rental | MHHS-Sugarland |  |  |  | FFS295 |  | Sugar Land |  | Rental | [7 empty] | MODULEINFPUMPSYRINGE-Alaris-8110 |  | MEDLEY SYRINGE PUMP *MEMORIAL HERMANN* |  |  | MODULEINFPUMPSYRINGE-Alaris-8110 | [6 empty] | Verified as Rental |  |  | MHHS-Sugarland
NO | YES |  |  |  | FFS394 |  | CAREFUSION | 8110M |  |  | Rental | MHHS-Sugarland |  |  |  | FFS394 |  | Sugar Land |  | Rental | [7 empty] | MODULEINFPUMPSYRINGE-Alaris-8110 |  | MEDLEY SYRINGE PUMP *MEMORIAL HERMANN* |  |  | MODULEINFPUMPSYRINGE-Alaris-8110 | [6 empty] | Verified as Rental |  |  | MHHS-Sugarland
NO | YES |  |  |  | FFS424 |  | CAREFUSION | 8110M |  |  | Rental | MHHS-Sugarland |  |  |  | FFS424 |  | Sugar Land |  | Rental | [7 empty] | MODULEINFPUMPSYRINGE-Alaris-8110 |  | MEDLEY SYRINGE PUMP *MEMORIAL HERMANN* |  |  | MODULEINFPUMPSYRINGE-Alaris-8110 | [6 empty] | Verified as Rental |  |  | MHHS-Sugarland
NO | YES |  |  |  | FFS110 |  | CAREFUSION | 8110M |  |  | Rental | MHHS-Woodlands |  |  |  | FFS110 |  | Woodlands |  | Rental | [7 empty] | MODULEINFPUMPSYRINGE-Alaris-8110 |  | MEDLEY SYRINGE PUMP *MEMORIAL HERMANN* |  |  | MODULEINFPUMPSYRINGE-Alaris-8110 | [6 empty] | Verified as Rental |  |  | MHHS-Woodlands
NO | YES |  |  |  | FFS201 |  | CAREFUSION | 8110M |  |  | Rental | MHHS-Woodlands |  |  |  | FFS201 |  | Woodlands |  | Rental | [7 empty] | MODULEINFPUMPSYRINGE-Alaris-8110 |  | MEDLEY SYRINGE PUMP *MEMORIAL HERMANN* |  |  | MODULEINFPUMPSYRINGE-Alaris-8110 | [6 empty] | Verified as Rental |  |  | MHHS-Woodlands
NO | YES |  |  |  | FFS395 |  | CAREFUSION | 8110M |  |  | Rental | MHHS-Woodlands |  |  |  | FFS395 |  | Woodlands |  | Rental | [7 empty] | MODULEINFPUMPSYRINGE-Alaris-8110 |  | MEDLEY SYRINGE PUMP *MEMORIAL HERMANN* |  |  | MODULEINFPUMPSYRINGE-Alaris-8110 | [6 empty] | Verified as Rental |  |  | MHHS-Woodlands
NO | YES |  |  |  | FFS516 |  | CAREFUSION | 8110M |  |  | Rental | MHHS-Woodlands |  |  |  | FFS516 |  | Woodlands |  | Rental | [7 empty] | MODULEINFPUMPSYRINGE-Alaris-8110 |  | MEDLEY SYRINGE PUMP *MEMORIAL HERMANN* |  |  | MODULEINFPUMPSYRINGE-Alaris-8110 | [6 empty] | Verified as Rental |  |  | MHHS-Woodlands
NO | YES |  |  |  | FFA136 |  | CAREFUSION | 8120M |  |  | Rental Equipment | MHHS-Cypress |  |  |  | FFA136 |  | Northwest & Cypress |  | Rental Equipment | [7 empty] | PUMPINFUSIONPCA-Alaris-8120 |  | MEDLEY PCA PUMP MODULE *MEMORIAL HERMANN |  |  | PUMPINFUSIONPCA-Alaris-8120 | [6 empty] | Verified as Rental |  |  | MHHS-Cypress
NO | YES |  |  |  | FFA226 |  | CAREFUSION | 8120M |  |  | Rental Equipment | MHHS-Cypress |  |  |  | FFA226 |  | Northwest & Cypress |  | Rental Equipment | [7 empty] | PUMPINFUSIONPCA-Alaris-8120 |  | MEDLEY PCA PUMP MODULE *MEMORIAL HERMANN |  |  | PUMPINFUSIONPCA-Alaris-8120 | [6 empty] | Verified as Rental |  |  | MHHS-Cypress
NO | YES |  |  |  | FFA232 |  | CAREFUSION | 8120M |  |  | Rental Equipment | MHHS-Cypress |  |  |  | FFA232 |  | Northwest & Cypress |  | Rental Equipment | [7 empty] | PUMPINFUSIONPCA-Alaris-8120 |  | MEDLEY PCA PUMP MODULE *MEMORIAL HERMANN |  |  | PUMPINFUSIONPCA-Alaris-8120 | [6 empty] | Verified as Rental |  |  | MHHS-Cypress
NO | YES |  |  |  | FFA284 |  | CAREFUSION | 8120M |  |  | Rental Equipment | MHHS-Cypress |  |  |  | FFA284 |  | Northwest & Cypress |  | Rental Equipment | [7 empty] | PUMPINFUSIONPCA-Alaris-8120 |  | MEDLEY PCA PUMP MODULE *MEMORIAL HERMANN |  |  | PUMPINFUSIONPCA-Alaris-8120 | [6 empty] | Verified as Rental |  |  | MHHS-Cypress
NO | YES |  |  |  | FFA310 |  | CAREFUSION | 8120M |  |  | Rental Equipment | MHHS-Cypress |  |  |  | FFA310 |  | Northwest & Cypress |  | Rental Equipment | [7 empty] | PUMPINFUSIONPCA-Alaris-8120 |  | MEDLEY PCA PUMP MODULE *MEMORIAL HERMANN |  |  | PUMPINFUSIONPCA-Alaris-8120 | [6 empty] | Verified as Rental |  |  | MHHS-Cypress
NO | YES |  |  |  | FFA314 |  | CAREFUSION | 8120M |  |  | Rental Equipment | MHHS-Cypress |  |  |  | FFA314 |  | Northwest & Cypress |  | Rental Equipment | [7 empty] | PUMPINFUSIONPCA-Alaris-8120 |  | MEDLEY PCA PUMP MODULE *MEMORIAL HERMANN |  |  | PUMPINFUSIONPCA-Alaris-8120 | [6 empty] | Verified as Rental |  |  | MHHS-Cypress
NO | YES |  |  |  | FFA315 |  | CAREFUSION | 8120M |  |  | Rental Equipment | MHHS-Cypress |  |  |  | FFA315 |  | Northwest & Cypress |  | Rental Equipment | [7 empty] | PUMPINFUSIONPCA-Alaris-8120 |  | MEDLEY PCA PUMP MODULE *MEMORIAL HERMANN |  |  | PUMPINFUSIONPCA-Alaris-8120 | [6 empty] | Verified as Rental |  |  | MHHS-Cypress
NO | YES |  |  |  | FFA346 |  | CAREFUSION | 8120M |  |  | Rental Equipment | MHHS-Cypress |  |  |  | FFA346 |  | Northwest & Cypress |  | Rental Equipment | [7 empty] | PUMPINFUSIONPCA-Alaris-8120 |  | MEDLEY PCA PUMP MODULE *MEMORIAL HERMANN |  |  | PUMPINFUSIONPCA-Alaris-8120 | [6 empty] | Verified as Rental |  |  | MHHS-Cypress
NO | YES |  |  |  | FFA355 |  | CAREFUSION | 8120M |  |  | Rental Equipment | MHHS-Cypress |  |  |  | FFA355 |  | Northwest & Cypress |  | Rental Equipment | [7 empty] | PUMPINFUSIONPCA-Alaris-8120 |  | MEDLEY PCA PUMP MODULE *MEMORIAL HERMANN |  |  | PUMPINFUSIONPCA-Alaris-8120 | [6 empty] | Verified as Rental |  |  | MHHS-Cypress
NO | YES |  |  |  | FFA363 |  | CAREFUSION | 8120M |  |  | Rental Equipment | MHHS-Cypress |  |  |  | FFA363 |  | Northwest & Cypress |  | Rental Equipment | [7 empty] | PUMPINFUSIONPCA-Alaris-8120 |  | MEDLEY PCA PUMP MODULE *MEMORIAL HERMANN |  |  | PUMPINFUSIONPCA-Alaris-8120 | [6 empty] | Verified as Rental |  |  | MHHS-Cypress
NO | YES |  |  |  | FFA105 |  | CAREFUSION | 8120M |  |  | Rental Equipment | MHHS-Greater Heights |  |  |  | FFA105 |  | Central & Greater Heights |  | Rental Equipment | [7 empty] | PUMPINFUSIONPCA-Alaris-8120 |  | MEDLEY PCA PUMP MODULE *MEMORIAL HERMANN |  |  | PUMPINFUSIONPCA-Alaris-8120 | [6 empty] | Verified as Rental |  |  | MHHS-Greater Heights
NO | YES |  |  |  | FFA155 |  | CAREFUSION | 8120M |  |  | Rental Equipment | MHHS-Greater Heights |  |  |  | FFA155 |  | Central & Greater Heights |  | Rental Equipment | [7 empty] | PUMPINFUSIONPCA-Alaris-8120 |  | MEDLEY PCA PUMP MODULE *MEMORIAL HERMANN |  |  | PUMPINFUSIONPCA-Alaris-8120 | [6 empty] | Verified as Rental |  |  | MHHS-Greater Heights
NO | YES |  |  |  | FFA180 |  | CAREFUSION | 8120M |  |  | Rental Equipment | MHHS-Greater Heights |  |  |  | FFA180 |  | Central & Greater Heights |  | Rental Equipment | [7 empty] | PUMPINFUSIONPCA-Alaris-8120 |  | MEDLEY PCA PUMP MODULE *MEMORIAL HERMANN |  |  | PUMPINFUSIONPCA-Alaris-8120 | [6 empty] | Verified as Rental |  |  | MHHS-Greater Heights
NO | YES |  |  |  | FFA204 |  | CAREFUSION | 8120M |  |  | Rental Equipment | MHHS-Greater Heights |  |  |  | FFA204 |  | Central & Greater Heights |  | Rental Equipment | [7 empty] | PUMPINFUSIONPCA-Alaris-8120 |  | MEDLEY PCA PUMP MODULE *MEMORIAL HERMANN |  |  | PUMPINFUSIONPCA-Alaris-8120 | [6 empty] | Verified as Rental |  |  | MHHS-Greater Heights
NO | YES |  |  |  | FFA235 |  | CAREFUSION | 8120M |  |  | Rental Equipment | MHHS-Greater Heights |  |  |  | FFA235 |  | Central & Greater Heights |  | Rental Equipment | [7 empty] | PUMPINFUSIONPCA-Alaris-8120 |  | MEDLEY PCA PUMP MODULE *MEMORIAL HERMANN |  |  | PUMPINFUSIONPCA-Alaris-8120 | [6 empty] | Verified as Rental |  |  | MHHS-Greater Heights
NO | YES |  |  |  | FFA249 |  | CAREFUSION | 8120M |  |  | Rental Equipment | MHHS-Greater Heights |  |  |  | FFA249 |  | Central & Greater Heights |  | Rental Equipment | [7 empty] | PUMPINFUSIONPCA-Alaris-8120 |  | MEDLEY PCA PUMP MODULE *MEMORIAL HERMANN |  |  | PUMPINFUSIONPCA-Alaris-8120 | [6 empty] | Verified as Rental |  |  | MHHS-Greater Heights
NO | YES |  |  |  | FFA260 |  | CAREFUSION | 8120M |  |  | Rental Equipment | MHHS-Greater Heights |  |  |  | FFA260 |  | Central & Greater Heights |  | Rental Equipment | [7 empty] | PUMPINFUSIONPCA-Alaris-8120 |  | MEDLEY PCA PUMP MODULE *MEMORIAL HERMANN |  |  | PUMPINFUSIONPCA-Alaris-8120 | [6 empty] | Verified as Rental |  |  | MHHS-Greater Heights
NO | YES |  |  |  | FFA294 |  | CAREFUSION | 8120M |  |  | Rental Equipment | MHHS-Greater Heights |  |  |  | FFA294 |  | Central & Greater Heights |  | Rental Equipment | [7 empty] | PUMPINFUSIONPCA-Alaris-8120 |  | MEDLEY PCA PUMP MODULE *MEMORIAL HERMANN |  |  | PUMPINFUSIONPCA-Alaris-8120 | [6 empty] | Verified as Rental |  |  | MHHS-Greater Heights
NO | YES |  |  |  | FFA317 |  | CAREFUSION | 8120M |  |  | Rental Equipment | MHHS-Greater Heights |  |  |  | FFA317 |  | Central & Greater Heights |  | Rental Equipment | [7 empty] | PUMPINFUSIONPCA-Alaris-8120 |  | MEDLEY PCA PUMP MODULE *MEMORIAL HERMANN |  |  | PUMPINFUSIONPCA-Alaris-8120 | [6 empty] | Verified as Rental |  |  | MHHS-Greater Heights
NO | YES |  |  |  | FFA399 |  | CAREFUSION | 8120M |  |  | Rental Equipment | MHHS-Greater Heights |  |  |  | FFA399 |  | Central & Greater Heights |  | Rental Equipment | [7 empty] | PUMPINFUSIONPCA-Alaris-8120 |  | MEDLEY PCA PUMP MODULE *MEMORIAL HERMANN |  |  | PUMPINFUSIONPCA-Alaris-8120 | [6 empty] | Verified as Rental |  |  | MHHS-Greater Heights
NO | YES |  |  |  | FFA115 |  | CAREFUSION | 8120M |  |  | Rental | MHHS-Katy |  |  |  | FFA115 |  | Katy |  | Rental | [7 empty] | PUMPINFUSIONPCA-Alaris-8120 |  | MEDLEY PCA PUMP MODULE *MEMORIAL HERMANN |  |  | PUMPINFUSIONPCA-Alaris-8120 | [6 empty] | Verified as Rental |  |  | MHHS-Katy
NO | YES |  |  |  | FFA139 |  | CAREFUSION | 8120M |  |  | Rental | MHHS-Katy |  |  |  | FFA139 |  | Katy |  | Rental | [7 empty] | PUMPINFUSIONPCA-Alaris-8120 |  | MEDLEY PCA PUMP MODULE *MEMORIAL HERMANN |  |  | PUMPINFUSIONPCA-Alaris-8120 | [6 empty] | Verified as Rental |  |  | MHHS-Katy
NO | YES |  |  |  | FFA154 |  | CAREFUSION | 8120M |  |  | Rental | MHHS-Katy |  |  |  | FFA154 |  | Katy |  | Rental | [7 empty] | PUMPINFUSIONPCA-Alaris-8120 |  | MEDLEY PCA PUMP MODULE *MEMORIAL HERMANN |  |  | PUMPINFUSIONPCA-Alaris-8120 | [6 empty] | Verified as Rental |  |  | MHHS-Katy
NO | YES |  |  |  | FFA197 |  | CAREFUSION | 8120M |  |  | Rental | MHHS-Katy |  |  |  | FFA197 |  | Katy |  | Rental | [7 empty] | PUMPINFUSIONPCA-Alaris-8120 |  | MEDLEY PCA PUMP MODULE *MEMORIAL HERMANN |  |  | PUMPINFUSIONPCA-Alaris-8120 | [6 empty] | Verified as Rental |  |  | MHHS-Katy
NO | YES |  |  |  | FFA205 |  | CAREFUSION | 8120M |  |  | Rental | MHHS-Katy |  |  |  | FFA205 |  | Katy |  | Rental | [7 empty] | PUMPINFUSIONPCA-Alaris-8120 |  | MEDLEY PCA PUMP MODULE *MEMORIAL HERMANN |  |  | PUMPINFUSIONPCA-Alaris-8120 | [6 empty] | Verified as Rental |  |  | MHHS-Katy
NO | YES |  |  |  | FFA222 |  | CAREFUSION | 8120M |  |  | Rental | MHHS-Katy |  |  |  | FFA222 |  | Katy |  | Rental | [7 empty] | PUMPINFUSIONPCA-Alaris-8120 |  | MEDLEY PCA PUMP MODULE *MEMORIAL HERMANN |  |  | PUMPINFUSIONPCA-Alaris-8120 | [6 empty] | Verified as Rental |  |  | MHHS-Katy
NO | YES |  |  |  | FFA233 |  | CAREFUSION | 8120M |  |  | Rental | MHHS-Katy |  |  |  | FFA233 |  | Katy |  | Rental | [7 empty] | PUMPINFUSIONPCA-Alaris-8120 |  | MEDLEY PCA PUMP MODULE *MEMORIAL HERMANN |  |  | PUMPINFUSIONPCA-Alaris-8120 | [6 empty] | Verified as Rental |  |  | MHHS-Katy
NO | YES |  |  |  | FFA242 |  | CAREFUSION | 8120M |  |  | Rental | MHHS-Katy |  |  |  | FFA242 |  | Katy |  | Rental | [7 empty] | PUMPINFUSIONPCA-Alaris-8120 |  | MEDLEY PCA PUMP MODULE *MEMORIAL HERMANN |  |  | PUMPINFUSIONPCA-Alaris-8120 | [6 empty] | Verified as Rental |  |  | MHHS-Katy
NO | YES |  |  |  | FFA243 |  | CAREFUSION | 8120M |  |  | Rental | MHHS-Katy |  |  |  | FFA243 |  | Katy |  | Rental | [7 empty] | PUMPINFUSIONPCA-Alaris-8120 |  | MEDLEY PCA PUMP MODULE *MEMORIAL HERMANN |  |  | PUMPINFUSIONPCA-Alaris-8120 | [6 empty] | Verified as Rental |  |  | MHHS-Katy
NO | YES |  |  |  | FFA244 |  | CAREFUSION | 8120M |  |  | Rental | MHHS-Katy |  |  |  | FFA244 |  | Katy |  | Rental | [7 empty] | PUMPINFUSIONPCA-Alaris-8120 |  | MEDLEY PCA PUMP MODULE *MEMORIAL HERMANN |  |  | PUMPINFUSIONPCA-Alaris-8120 | [6 empty] | Verified as Rental |  |  | MHHS-Katy
NO | YES |  |  |  | FFA245 |  | CAREFUSION | 8120M |  |  | Rental | MHHS-Katy |  |  |  | FFA245 |  | Katy |  | Rental | [7 empty] | PUMPINFUSIONPCA-Alaris-8120 |  | MEDLEY PCA PUMP MODULE *MEMORIAL HERMANN |  |  | PUMPINFUSIONPCA-Alaris-8120 | [6 empty] | Verified as Rental |  |  | MHHS-Katy
NO | YES |  |  |  | FFA253 |  | CAREFUSION | 8120M |  |  | Rental | MHHS-Katy |  |  |  | FFA253 |  | Katy |  | Rental | [7 empty] | PUMPINFUSIONPCA-Alaris-8120 |  | MEDLEY PCA PUMP MODULE *MEMORIAL HERMANN |  |  | PUMPINFUSIONPCA-Alaris-8120 | [6 empty] | Verified as Rental |  |  | MHHS-Katy
NO | YES |  |  |  | FFA280 |  | CAREFUSION | 8120M |  |  | Rental | MHHS-Katy |  |  |  | FFA280 |  | Katy |  | Rental | [7 empty] | PUMPINFUSIONPCA-Alaris-8120 |  | MEDLEY PCA PUMP MODULE *MEMORIAL HERMANN |  |  | PUMPINFUSIONPCA-Alaris-8120 | [6 empty] | Verified as Rental |  |  | MHHS-Katy
NO | YES |  |  |  | FFA293 |  | CAREFUSION | 8120M |  |  | Rental | MHHS-Katy |  |  |  | FFA293 |  | Katy |  | Rental | [7 empty] | PUMPINFUSIONPCA-Alaris-8120 |  | MEDLEY PCA PUMP MODULE *MEMORIAL HERMANN |  |  | PUMPINFUSIONPCA-Alaris-8120 | [6 empty] | Verified as Rental |  |  | MHHS-Katy
NO | YES |  |  |  | FFA302 |  | CAREFUSION | 8120M |  |  | Rental | MHHS-Katy |  |  |  | FFA302 |  | Katy |  | Rental | [7 empty] | PUMPINFUSIONPCA-Alaris-8120 |  | MEDLEY PCA PUMP MODULE *MEMORIAL HERMANN |  |  | PUMPINFUSIONPCA-Alaris-8120 | [6 empty] | Verified as Rental |  |  | MHHS-Katy
NO | YES |  |  |  | FFA308 |  | CAREFUSION | 8120M |  |  | Rental | MHHS-Katy |  |  |  | FFA308 |  | Katy |  | Rental | [7 empty] | PUMPINFUSIONPCA-Alaris-8120 |  | MEDLEY PCA PUMP MODULE *MEMORIAL HERMANN |  |  | PUMPINFUSIONPCA-Alaris-8120 | [6 empty] | Verified as Rental |  |  | MHHS-Katy
NO | YES |  |  |  | FFA339 |  | CAREFUSION | 8120M |  |  | Rental | MHHS-Katy |  |  |  | FFA339 |  | Katy |  | Rental | [7 empty] | PUMPINFUSIONPCA-Alaris-8120 |  | MEDLEY PCA PUMP MODULE *MEMORIAL HERMANN |  |  | PUMPINFUSIONPCA-Alaris-8120 | [6 empty] | Verified as Rental |  |  | MHHS-Katy
NO | YES |  |  |  | FFA366 |  | CAREFUSION | 8120M |  |  | Rental | MHHS-Katy |  |  |  | FFA366 |  | Katy |  | Rental | [7 empty] | PUMPINFUSIONPCA-Alaris-8120 |  | MEDLEY PCA PUMP MODULE *MEMORIAL HERMANN |  |  | PUMPINFUSIONPCA-Alaris-8120 | [6 empty] | Verified as Rental |  |  | MHHS-Katy
NO | YES |  |  |  | FFA382 |  | CAREFUSION | 8120M |  |  | Rental | MHHS-Katy |  |  |  | FFA382 |  | Katy |  | Rental | [7 empty] | PUMPINFUSIONPCA-Alaris-8120 |  | MEDLEY PCA PUMP MODULE *MEMORIAL HERMANN |  |  | PUMPINFUSIONPCA-Alaris-8120 | [6 empty] | Verified as Rental |  |  | MHHS-Katy
NO | YES |  |  |  | FFA144 |  | CAREFUSION | 8120M |  |  | Rental | MHHS-Mem City |  |  |  | FFA144 |  | West & Memorial City |  | Rental | [7 empty] | PUMPINFUSIONPCA-Alaris-8120 |  | MEDLEY PCA PUMP MODULE *MEMORIAL HERMANN |  |  | PUMPINFUSIONPCA-Alaris-8120 | [6 empty] | Verified as Rental |  |  | MHHS-Mem City
NO | YES |  |  |  | FFA173 |  | CAREFUSION | 8120M |  |  | Rental | MHHS-Mem City |  |  |  | FFA173 |  | West & Memorial City |  | Rental | [7 empty] | PUMPINFUSIONPCA-Alaris-8120 |  | MEDLEY PCA PUMP MODULE *MEMORIAL HERMANN |  |  | PUMPINFUSIONPCA-Alaris-8120 | [6 empty] | Verified as Rental |  |  | MHHS-Mem City
NO | YES |  |  |  | FFA183 |  | CAREFUSION | 8120M |  |  | Rental | MHHS-Mem City |  |  |  | FFA183 |  | West & Memorial City |  | Rental | [7 empty] | PUMPINFUSIONPCA-Alaris-8120 |  | MEDLEY PCA PUMP MODULE *MEMORIAL HERMANN |  |  | PUMPINFUSIONPCA-Alaris-8120 | [6 empty] | Verified as Rental |  |  | MHHS-Mem City
NO | YES |  |  |  | FFA200 |  | CAREFUSION | 8120M |  |  | Rental | MHHS-Mem City |  |  |  | FFA200 |  | West & Memorial City |  | Rental | [7 empty] | PUMPINFUSIONPCA-Alaris-8120 |  | MEDLEY PCA PUMP MODULE *MEMORIAL HERMANN |  |  | PUMPINFUSIONPCA-Alaris-8120 | [6 empty] | Verified as Rental |  |  | MHHS-Mem City
NO | YES |  |  |  | FFA202 |  | CAREFUSION | 8120M |  |  | Rental | MHHS-Mem City |  |  |  | FFA202 |  | West & Memorial City |  | Rental | [7 empty] | PUMPINFUSIONPCA-Alaris-8120 |  | MEDLEY PCA PUMP MODULE *MEMORIAL HERMANN |  |  | PUMPINFUSIONPCA-Alaris-8120 | [6 empty] | Verified as Rental |  |  | MHHS-Mem City
NO | YES |  |  |  | FFA206 |  | CAREFUSION | 8120M |  |  | Rental | MHHS-Mem City |  |  |  | FFA206 |  | West & Memorial City |  | Rental | [7 empty] | PUMPINFUSIONPCA-Alaris-8120 |  | MEDLEY PCA PUMP MODULE *MEMORIAL HERMANN |  |  | PUMPINFUSIONPCA-Alaris-8120 | [6 empty] | Verified as Rental |  |  | MHHS-Mem City
NO | YES |  |  |  | FFA209 |  | CAREFUSION | 8120M |  |  | Rental | MHHS-Mem City |  |  |  | FFA209 |  | West & Memorial City |  | Rental | [7 empty] | PUMPINFUSIONPCA-Alaris-8120 |  | MEDLEY PCA PUMP MODULE *MEMORIAL HERMANN |  |  | PUMPINFUSIONPCA-Alaris-8120 | [6 empty] | Verified as Rental |  |  | MHHS-Mem City
NO | YES |  |  |  | FFA227 |  | CAREFUSION | 8120M |  |  | Rental | MHHS-Mem City |  |  |  | FFA227 |  | West & Memorial City |  | Rental | [7 empty] | PUMPINFUSIONPCA-Alaris-8120 |  | MEDLEY PCA PUMP MODULE *MEMORIAL HERMANN |  |  | PUMPINFUSIONPCA-Alaris-8120 | [6 empty] | Verified as Rental |  |  | MHHS-Mem City
NO | YES |  |  |  | FFA247 |  | CAREFUSION | 8120M |  |  | Rental | MHHS-Mem City |  |  |  | FFA247 |  | West & Memorial City |  | Rental | [7 empty] | PUMPINFUSIONPCA-Alaris-8120 |  | MEDLEY PCA PUMP MODULE *MEMORIAL HERMANN |  |  | PUMPINFUSIONPCA-Alaris-8120 | [6 empty] | Verified as Rental |  |  | MHHS-Mem City
NO | YES |  |  |  | FFA271 |  | CAREFUSION | 8120M |  |  | Rental | MHHS-Mem City |  |  |  | FFA271 |  | West & Memorial City |  | Rental | [7 empty] | PUMPINFUSIONPCA-Alaris-8120 |  | MEDLEY PCA PUMP MODULE *MEMORIAL HERMANN |  |  | PUMPINFUSIONPCA-Alaris-8120 | [6 empty] | Verified as Rental |  |  | MHHS-Mem City
NO | YES |  |  |  | FFA274 |  | CAREFUSION | 8120M |  |  | Rental | MHHS-Mem City |  |  |  | FFA274 |  | West & Memorial City |  | Rental | [7 empty] | PUMPINFUSIONPCA-Alaris-8120 |  | MEDLEY PCA PUMP MODULE *MEMORIAL HERMANN |  |  | PUMPINFUSIONPCA-Alaris-8120 | [6 empty] | Verified as Rental |  |  | MHHS-Mem City
NO | YES |  |  |  | FFA277 |  | CAREFUSION | 8120M |  |  | Rental | MHHS-Mem City |  |  |  | FFA277 |  | West & Memorial City |  | Rental | [7 empty] | PUMPINFUSIONPCA-Alaris-8120 |  | MEDLEY PCA PUMP MODULE *MEMORIAL HERMANN |  |  | PUMPINFUSIONPCA-Alaris-8120 | [6 empty] | Verified as Rental |  |  | MHHS-Mem City
NO | YES |  |  |  | FFA283 |  | CAREFUSION | 8120M |  |  | Rental | MHHS-Mem City |  |  |  | FFA283 |  | West & Memorial City |  | Rental | [7 empty] | PUMPINFUSIONPCA-Alaris-8120 |  | MEDLEY PCA PUMP MODULE *MEMORIAL HERMANN |  |  | PUMPINFUSIONPCA-Alaris-8120 | [6 empty] | Verified as Rental |  |  | MHHS-Mem City
NO | YES |  |  |  | FFA328 |  | CAREFUSION | 8120M |  |  | Rental | MHHS-Mem City |  |  |  | FFA328 |  | West & Memorial City |  | Rental | [7 empty] | PUMPINFUSIONPCA-Alaris-8120 |  | MEDLEY PCA PUMP MODULE *MEMORIAL HERMANN |  |  | PUMPINFUSIONPCA-Alaris-8120 | [6 empty] | Verified as Rental |  |  | MHHS-Mem City
NO | YES |  |  |  | FFA338 |  | CAREFUSION | 8120M |  |  | Rental | MHHS-Mem City |  |  |  | FFA338 |  | West & Memorial City |  | Rental | [7 empty] | PUMPINFUSIONPCA-Alaris-8120 |  | MEDLEY PCA PUMP MODULE *MEMORIAL HERMANN |  |  | PUMPINFUSIONPCA-Alaris-8120 | [6 empty] | Verified as Rental |  |  | MHHS-Mem City
NO | YES |  |  |  | FFA390 |  | CAREFUSION | 8120M |  |  | Rental | MHHS-Mem City |  |  |  | FFA390 |  | West & Memorial City |  | Rental | [7 empty] | PUMPINFUSIONPCA-Alaris-8120 |  | MEDLEY PCA PUMP MODULE *MEMORIAL HERMANN |  |  | PUMPINFUSIONPCA-Alaris-8120 | [6 empty] | Verified as Rental |  |  | MHHS-Mem City
NO | YES |  |  |  | FFA402 |  | CAREFUSION | 8120M |  |  | Rental | MHHS-Mem City |  |  |  | FFA402 |  | West & Memorial City |  | Rental | [7 empty] | PUMPINFUSIONPCA-Alaris-8120 |  | MEDLEY PCA PUMP MODULE *MEMORIAL HERMANN |  |  | PUMPINFUSIONPCA-Alaris-8120 | [6 empty] | Verified as Rental |  |  | MHHS-Mem City
NO | YES |  |  |  | FFA119 |  | CAREFUSION | 8120M |  |  | Rental | MHHS-Northeast |  |  |  | FFA119 |  | Katy |  | Rental | [7 empty] | PUMPINFUSIONPCA-Alaris-8120 |  | MEDLEY PCA PUMP MODULE *MEMORIAL HERMANN |  |  | PUMPINFUSIONPCA-Alaris-8120 | [6 empty] | Verified as Rental |  |  | MHHS-Northeast
NO | YES |  |  |  | FFA138 |  | CAREFUSION | 8120M |  |  | Rental | MHHS-Northeast |  |  |  | FFA138 |  | Katy |  | Rental | [7 empty] | PUMPINFUSIONPCA-Alaris-8120 |  | MEDLEY PCA PUMP MODULE *MEMORIAL HERMANN |  |  | PUMPINFUSIONPCA-Alaris-8120 | [6 empty] | Verified as Rental |  |  | MHHS-Northeast
NO | YES |  |  |  | FFA158 |  | CAREFUSION | 8120M |  |  | Rental | MHHS-Northeast |  |  |  | FFA158 |  | Katy |  | Rental | [7 empty] | PUMPINFUSIONPCA-Alaris-8120 |  | MEDLEY PCA PUMP MODULE *MEMORIAL HERMANN |  |  | PUMPINFUSIONPCA-Alaris-8120 | [6 empty] | Verified as Rental |  |  | MHHS-Northeast
NO | YES |  |  |  | FFA191 |  | CAREFUSION | 8120M |  |  | Rental | MHHS-Northeast |  |  |  | FFA191 |  | Katy |  | Rental | [7 empty] | PUMPINFUSIONPCA-Alaris-8120 |  | MEDLEY PCA PUMP MODULE *MEMORIAL HERMANN |  |  | PUMPINFUSIONPCA-Alaris-8120 | [6 empty] | Verified as Rental |  |  | MHHS-Northeast
NO | YES |  |  |  | FFA208 |  | CAREFUSION | 8120M |  |  | Rental | MHHS-Northeast |  |  |  | FFA208 |  | Katy |  | Rental | [7 empty] | PUMPINFUSIONPCA-Alaris-8120 |  | MEDLEY PCA PUMP MODULE *MEMORIAL HERMANN |  |  | PUMPINFUSIONPCA-Alaris-8120 | [6 empty] | Verified as Rental |  |  | MHHS-Northeast
NO | YES |  |  |  | FFA212 |  | CAREFUSION | 8120M |  |  | Rental | MHHS-Northeast |  |  |  | FFA212 |  | Katy |  | Rental | [7 empty] | PUMPINFUSIONPCA-Alaris-8120 |  | MEDLEY PCA PUMP MODULE *MEMORIAL HERMANN |  |  | PUMPINFUSIONPCA-Alaris-8120 | [6 empty] | Verified as Rental |  |  | MHHS-Northeast
NO | YES |  |  |  | FFA224 |  | CAREFUSION | 8120M |  |  | Rental | MHHS-Northeast |  |  |  | FFA224 |  | Katy |  | Rental | [7 empty] | PUMPINFUSIONPCA-Alaris-8120 |  | MEDLEY PCA PUMP MODULE *MEMORIAL HERMANN |  |  | PUMPINFUSIONPCA-Alaris-8120 | [6 empty] | Verified as Rental |  |  | MHHS-Northeast
NO | YES |  |  |  | FFA238 |  | CAREFUSION | 8120M |  |  | Rental | MHHS-Northeast |  |  |  | FFA238 |  | Katy |  | Rental | [7 empty] | PUMPINFUSIONPCA-Alaris-8120 |  | MEDLEY PCA PUMP MODULE *MEMORIAL HERMANN |  |  | PUMPINFUSIONPCA-Alaris-8120 | [6 empty] | Verified as Rental |  |  | MHHS-Northeast
NO | YES |  |  |  | FFA261 |  | CAREFUSION | 8120M |  |  | Rental | MHHS-Northeast |  |  |  | FFA261 |  | Katy |  | Rental | [7 empty] | PUMPINFUSIONPCA-Alaris-8120 |  | MEDLEY PCA PUMP MODULE *MEMORIAL HERMANN |  |  | PUMPINFUSIONPCA-Alaris-8120 | [6 empty] | Verified as Rental |  |  | MHHS-Northeast
NO | YES |  |  |  | FFA263 |  | CAREFUSION | 8120M |  |  | Rental | MHHS-Northeast |  |  |  | FFA263 |  | Katy |  | Rental | [7 empty] | PUMPINFUSIONPCA-Alaris-8120 |  | MEDLEY PCA PUMP MODULE *MEMORIAL HERMANN |  |  | PUMPINFUSIONPCA-Alaris-8120 | [6 empty] | Verified as Rental |  |  | MHHS-Northeast
NO | YES |  |  |  | FFA264 |  | CAREFUSION | 8120M |  |  | Rental | MHHS-Northeast |  |  |  | FFA264 |  | Katy |  | Rental | [7 empty] | PUMPINFUSIONPCA-Alaris-8120 |  | MEDLEY PCA PUMP MODULE *MEMORIAL HERMANN |  |  | PUMPINFUSIONPCA-Alaris-8120 | [6 empty] | Verified as Rental |  |  | MHHS-Northeast
NO | YES |  |  |  | FFA266 |  | CAREFUSION | 8120M |  |  | Rental | MHHS-Northeast |  |  |  | FFA266 |  | Katy |  | Rental | [7 empty] | PUMPINFUSIONPCA-Alaris-8120 |  | MEDLEY PCA PUMP MODULE *MEMORIAL HERMANN |  |  | PUMPINFUSIONPCA-Alaris-8120 | [6 empty] | Verified as Rental |  |  | MHHS-Northeast
NO | YES |  |  |  | FFA288 |  | CAREFUSION | 8120M |  |  | Rental | MHHS-Northeast |  |  |  | FFA288 |  | Katy |  | Rental | [7 empty] | PUMPINFUSIONPCA-Alaris-8120 |  | MEDLEY PCA PUMP MODULE *MEMORIAL HERMANN |  |  | PUMPINFUSIONPCA-Alaris-8120 | [6 empty] | Verified as Rental |  |  | MHHS-Northeast
NO | YES |  |  |  | FFA291 |  | CAREFUSION | 8120M |  |  | Rental | MHHS-Northeast |  |  |  | FFA291 |  | Katy |  | Rental | [7 empty] | PUMPINFUSIONPCA-Alaris-8120 |  | MEDLEY PCA PUMP MODULE *MEMORIAL HERMANN |  |  | PUMPINFUSIONPCA-Alaris-8120 | [6 empty] | Verified as Rental |  |  | MHHS-Northeast
NO | YES |  |  |  | FFA325 |  | CAREFUSION | 8120M |  |  | Rental | MHHS-Northeast |  |  |  | FFA325 |  | Katy |  | Rental | [7 empty] | PUMPINFUSIONPCA-Alaris-8120 |  | MEDLEY PCA PUMP MODULE *MEMORIAL HERMANN |  |  | PUMPINFUSIONPCA-Alaris-8120 | [6 empty] | Verified as Rental |  |  | MHHS-Northeast
NO | YES |  |  |  | FFA329 |  | CAREFUSION | 8120M |  |  | Rental | MHHS-Northeast |  |  |  | FFA329 |  | Katy |  | Rental | [7 empty] | PUMPINFUSIONPCA-Alaris-8120 |  | MEDLEY PCA PUMP MODULE *MEMORIAL HERMANN |  |  | PUMPINFUSIONPCA-Alaris-8120 | [6 empty] | Verified as Rental |  |  | MHHS-Northeast
NO | YES |  |  |  | FFA331 |  | CAREFUSION | 8120M |  |  | Rental | MHHS-Northeast |  |  |  | FFA331 |  | Katy |  | Rental | [7 empty] | PUMPINFUSIONPCA-Alaris-8120 |  | MEDLEY PCA PUMP MODULE *MEMORIAL HERMANN |  |  | PUMPINFUSIONPCA-Alaris-8120 | [6 empty] | Verified as Rental |  |  | MHHS-Northeast
NO | YES |  |  |  | FFA335 |  | CAREFUSION | 8120M |  |  | Rental | MHHS-Northeast |  |  |  | FFA335 |  | Katy |  | Rental | [7 empty] | PUMPINFUSIONPCA-Alaris-8120 |  | MEDLEY PCA PUMP MODULE *MEMORIAL HERMANN |  |  | PUMPINFUSIONPCA-Alaris-8120 | [6 empty] | Verified as Rental |  |  | MHHS-Northeast
NO | YES |  |  |  | FFA349 |  | CAREFUSION | 8120M |  |  | Rental | MHHS-Northeast |  |  |  | FFA349 |  | Katy |  | Rental | [7 empty] | PUMPINFUSIONPCA-Alaris-8120 |  | MEDLEY PCA PUMP MODULE *MEMORIAL HERMANN |  |  | PUMPINFUSIONPCA-Alaris-8120 | [6 empty] | Verified as Rental |  |  | MHHS-Northeast
NO | YES |  |  |  | FFA362 |  | CAREFUSION | 8120M |  |  | Rental | MHHS-Northeast |  |  |  | FFA362 |  | Katy |  | Rental | [7 empty] | PUMPINFUSIONPCA-Alaris-8120 |  | MEDLEY PCA PUMP MODULE *MEMORIAL HERMANN |  |  | PUMPINFUSIONPCA-Alaris-8120 | [6 empty] | Verified as Rental |  |  | MHHS-Northeast
NO | YES |  |  |  | FFA391 |  | CAREFUSION | 8120M |  |  | Rental | MHHS-Northeast |  |  |  | FFA391 |  | Katy |  | Rental | [7 empty] | PUMPINFUSIONPCA-Alaris-8120 |  | MEDLEY PCA PUMP MODULE *MEMORIAL HERMANN |  |  | PUMPINFUSIONPCA-Alaris-8120 | [6 empty] | Verified as Rental |  |  | MHHS-Northeast
NO | YES |  |  |  | FFA128 |  | CAREFUSION | 8120M |  |  | Rental | MHHS-Orthopedic & Spine |  |  |  | FFA128 |  | Central & Greater Heights |  | Rental | [7 empty] | PUMPINFUSIONPCA-Alaris-8120 |  | MEDLEY PCA PUMP MODULE *MEMORIAL HERMANN |  |  | PUMPINFUSIONPCA-Alaris-8120 | [6 empty] | Verified as Rental |  |  | MHHS-Orthopedic & Spine
NO | YES |  |  |  | FFA185 |  | CAREFUSION | 8120M |  |  | Rental | MHHS-Orthopedic & Spine |  |  |  | FFA185 |  | Central & Greater Heights |  | Rental | [7 empty] | PUMPINFUSIONPCA-Alaris-8120 |  | MEDLEY PCA PUMP MODULE *MEMORIAL HERMANN |  |  | PUMPINFUSIONPCA-Alaris-8120 | [6 empty] | Verified as Rental |  |  | MHHS-Orthopedic & Spine
NO | YES |  |  |  | FFA239 |  | CAREFUSION | 8120M |  |  | Rental | MHHS-Orthopedic & Spine |  |  |  | FFA239 |  | Central & Greater Heights |  | Rental | [7 empty] | PUMPINFUSIONPCA-Alaris-8120 |  | MEDLEY PCA PUMP MODULE *MEMORIAL HERMANN |  |  | PUMPINFUSIONPCA-Alaris-8120 | [6 empty] | Verified as Rental |  |  | MHHS-Orthopedic & Spine
NO | YES |  |  |  | FFA373 |  | CAREFUSION | 8120M |  |  | Rental | MHHS-Orthopedic & Spine |  |  |  | FFA373 |  | Central & Greater Heights |  | Rental | [7 empty] | PUMPINFUSIONPCA-Alaris-8120 |  | MEDLEY PCA PUMP MODULE *MEMORIAL HERMANN |  |  | PUMPINFUSIONPCA-Alaris-8120 | [6 empty] | Verified as Rental |  |  | MHHS-Orthopedic & Spine
NO | YES |  |  |  | FFA374 |  | CAREFUSION | 8120M |  |  | Rental | MHHS-Orthopedic & Spine |  |  |  | FFA374 |  | Central & Greater Heights |  | Rental | [7 empty] | PUMPINFUSIONPCA-Alaris-8120 |  | MEDLEY PCA PUMP MODULE *MEMORIAL HERMANN |  |  | PUMPINFUSIONPCA-Alaris-8120 | [6 empty] | Verified as Rental |  |  | MHHS-Orthopedic & Spine
NO | YES |  |  |  | FFA376 |  | CAREFUSION | 8120M |  |  | Rental | MHHS-Orthopedic & Spine |  |  |  | FFA376 |  | Central & Greater Heights |  | Rental | [7 empty] | PUMPINFUSIONPCA-Alaris-8120 |  | MEDLEY PCA PUMP MODULE *MEMORIAL HERMANN |  |  | PUMPINFUSIONPCA-Alaris-8120 | [6 empty] | Verified as Rental |  |  | MHHS-Orthopedic & Spine
NO | YES |  |  |  | FFA380 |  | CAREFUSION | 8120M |  |  | Rental | MHHS-Orthopedic & Spine |  |  |  | FFA380 |  | Central & Greater Heights |  | Rental | [7 empty] | PUMPINFUSIONPCA-Alaris-8120 |  | MEDLEY PCA PUMP MODULE *MEMORIAL HERMANN |  |  | PUMPINFUSIONPCA-Alaris-8120 | [6 empty] | Verified as Rental |  |  | MHHS-Orthopedic & Spine
NO | YES |  |  |  | FFA384 |  | CAREFUSION | 8120M |  |  | Rental | MHHS-Orthopedic & Spine |  |  |  | FFA384 |  | Central & Greater Heights |  | Rental | [7 empty] | PUMPINFUSIONPCA-Alaris-8120 |  | MEDLEY PCA PUMP MODULE *MEMORIAL HERMANN |  |  | PUMPINFUSIONPCA-Alaris-8120 | [6 empty] | Verified as Rental |  |  | MHHS-Orthopedic & Spine
NO | YES |  |  |  | FFA385 |  | CAREFUSION | 8120M |  |  | Rental | MHHS-Orthopedic & Spine |  |  |  | FFA385 |  | Central & Greater Heights |  | Rental | [7 empty] | PUMPINFUSIONPCA-Alaris-8120 |  | MEDLEY PCA PUMP MODULE *MEMORIAL HERMANN |  |  | PUMPINFUSIONPCA-Alaris-8120 | [6 empty] | Verified as Rental |  |  | MHHS-Orthopedic & Spine
NO | YES |  |  |  | FFA387 |  | CAREFUSION | 8120M |  |  | Rental | MHHS-Orthopedic & Spine |  |  |  | FFA387 |  | Central & Greater Heights |  | Rental | [7 empty] | PUMPINFUSIONPCA-Alaris-8120 |  | MEDLEY PCA PUMP MODULE *MEMORIAL HERMANN |  |  | PUMPINFUSIONPCA-Alaris-8120 | [6 empty] | Verified as Rental |  |  | MHHS-Orthopedic & Spine
NO | YES |  |  |  | FFA394 |  | CAREFUSION | 8120M |  |  | Rental | MHHS-Orthopedic & Spine |  |  |  | FFA394 |  | Central & Greater Heights |  | Rental | [7 empty] | PUMPINFUSIONPCA-Alaris-8120 |  | MEDLEY PCA PUMP MODULE *MEMORIAL HERMANN |  |  | PUMPINFUSIONPCA-Alaris-8120 | [6 empty] | Verified as Rental |  |  | MHHS-Orthopedic & Spine
NO | YES |  |  |  | FFA396 |  | CAREFUSION | 8120M |  |  | Rental | MHHS-Orthopedic & Spine |  |  |  | FFA396 |  | Central & Greater Heights |  | Rental | [7 empty] | PUMPINFUSIONPCA-Alaris-8120 |  | MEDLEY PCA PUMP MODULE *MEMORIAL HERMANN |  |  | PUMPINFUSIONPCA-Alaris-8120 | [6 empty] | Verified as Rental |  |  | MHHS-Orthopedic & Spine
NO | YES |  |  |  | FFA397 |  | CAREFUSION | 8120M |  |  | Rental | MHHS-Orthopedic & Spine |  |  |  | FFA397 |  | Central & Greater Heights |  | Rental | [7 empty] | PUMPINFUSIONPCA-Alaris-8120 |  | MEDLEY PCA PUMP MODULE *MEMORIAL HERMANN |  |  | PUMPINFUSIONPCA-Alaris-8120 | [6 empty] | Verified as Rental |  |  | MHHS-Orthopedic & Spine
NO | YES |  |  |  | FFA398 |  | CAREFUSION | 8120M |  |  | Rental | MHHS-Orthopedic & Spine |  |  |  | FFA398 |  | Central & Greater Heights |  | Rental | [7 empty] | PUMPINFUSIONPCA-Alaris-8120 |  | MEDLEY PCA PUMP MODULE *MEMORIAL HERMANN |  |  | PUMPINFUSIONPCA-Alaris-8120 | [6 empty] | Verified as Rental |  |  | MHHS-Orthopedic & Spine
NO | YES |  |  |  | FFA145 |  | CAREFUSION | 8120M |  |  | Rental | MHHS-Pearland Hospital |  |  |  | FFA145 |  | Pearland |  | Rental | [7 empty] | PUMPINFUSIONPCA-Alaris-8120 |  | MEDLEY PCA PUMP MODULE *MEMORIAL HERMANN |  |  | PUMPINFUSIONPCA-Alaris-8120 | [6 empty] | Verified as Rental |  |  | MHHS-Pearland Hospital
NO | YES |  |  |  | FFA153 |  | CAREFUSION | 8120M |  |  | Rental | MHHS-Pearland Hospital |  |  |  | FFA153 |  | Pearland |  | Rental | [7 empty] | PUMPINFUSIONPCA-Alaris-8120 |  | MEDLEY PCA PUMP MODULE *MEMORIAL HERMANN |  |  | PUMPINFUSIONPCA-Alaris-8120 | [6 empty] | Verified as Rental |  |  | MHHS-Pearland Hospital
NO | YES |  |  |  | FFA161 |  | CAREFUSION | 8120M |  |  | Rental | MHHS-Pearland Hospital |  |  |  | FFA161 |  | Pearland |  | Rental | [7 empty] | PUMPINFUSIONPCA-Alaris-8120 |  | MEDLEY PCA PUMP MODULE *MEMORIAL HERMANN |  |  | PUMPINFUSIONPCA-Alaris-8120 | [6 empty] | Verified as Rental |  |  | MHHS-Pearland Hospital
NO | YES |  |  |  | FFA267 |  | CAREFUSION | 8120M |  |  | Rental | MHHS-Pearland Hospital |  |  |  | FFA267 |  | Pearland |  | Rental | [7 empty] | PUMPINFUSIONPCA-Alaris-8120 |  | MEDLEY PCA PUMP MODULE *MEMORIAL HERMANN |  |  | PUMPINFUSIONPCA-Alaris-8120 | [6 empty] | Verified as Rental |  |  | MHHS-Pearland Hospital
NO | YES |  |  |  | FFA332 |  | CAREFUSION | 8120M |  |  | Rental | MHHS-Pearland Hospital |  |  |  | FFA332 |  | Pearland |  | Rental | [7 empty] | PUMPINFUSIONPCA-Alaris-8120 |  | MEDLEY PCA PUMP MODULE *MEMORIAL HERMANN |  |  | PUMPINFUSIONPCA-Alaris-8120 | [6 empty] | Verified as Rental |  |  | MHHS-Pearland Hospital
NO | YES |  |  |  | FFA364 |  | CAREFUSION | 8120M |  |  | Rental | MHHS-Pearland Hospital |  |  |  | FFA364 |  | Pearland |  | Rental | [7 empty] | PUMPINFUSIONPCA-Alaris-8120 |  | MEDLEY PCA PUMP MODULE *MEMORIAL HERMANN |  |  | PUMPINFUSIONPCA-Alaris-8120 | [6 empty] | Verified as Rental |  |  | MHHS-Pearland Hospital
NO | YES |  |  |  | FFA365 |  | CAREFUSION | 8120M |  |  | Rental | MHHS-Pearland Hospital |  |  |  | FFA365 |  | Pearland |  | Rental | [7 empty] | PUMPINFUSIONPCA-Alaris-8120 |  | MEDLEY PCA PUMP MODULE *MEMORIAL HERMANN |  |  | PUMPINFUSIONPCA-Alaris-8120 | [6 empty] | Verified as Rental |  |  | MHHS-Pearland Hospital
NO | YES |  |  |  | FFA111 |  | CAREFUSION | 8120M |  |  | Rental | MHHS-Southeast |  |  |  | FFA111 |  | Southeast & Bay Area |  | Rental | [7 empty] | PUMPINFUSIONPCA-Alaris-8120 |  | MEDLEY PCA PUMP MODULE *MEMORIAL HERMANN |  |  | PUMPINFUSIONPCA-Alaris-8120 | [6 empty] | Verified as Rental |  |  | MHHS-Southeast
NO | YES |  |  |  | FFA113 |  | CAREFUSION | 8120M |  |  | Rental | MHHS-Southeast |  |  |  | FFA113 |  | Southeast & Bay Area |  | Rental | [7 empty] | PUMPINFUSIONPCA-Alaris-8120 |  | MEDLEY PCA PUMP MODULE *MEMORIAL HERMANN |  |  | PUMPINFUSIONPCA-Alaris-8120 | [6 empty] | Verified as Rental |  |  | MHHS-Southeast
NO | YES |  |  |  | FFA130 |  | CAREFUSION | 8120M |  |  | Rental | MHHS-Southeast |  |  |  | FFA130 |  | Southeast & Bay Area |  | Rental | [7 empty] | PUMPINFUSIONPCA-Alaris-8120 |  | MEDLEY PCA PUMP MODULE *MEMORIAL HERMANN |  |  | PUMPINFUSIONPCA-Alaris-8120 | [6 empty] | Verified as Rental |  |  | MHHS-Southeast
NO | YES |  |  |  | FFA135 |  | CAREFUSION | 8120M |  |  | Rental | MHHS-Southeast |  |  |  | FFA135 |  | Southeast & Bay Area |  | Rental | [7 empty] | PUMPINFUSIONPCA-Alaris-8120 |  | MEDLEY PCA PUMP MODULE *MEMORIAL HERMANN |  |  | PUMPINFUSIONPCA-Alaris-8120 | [6 empty] | Verified as Rental |  |  | MHHS-Southeast
NO | YES |  |  |  | FFA178 |  | CAREFUSION | 8120M |  |  | Rental | MHHS-Southeast |  |  |  | FFA178 |  | Southeast & Bay Area |  | Rental | [7 empty] | PUMPINFUSIONPCA-Alaris-8120 |  | MEDLEY PCA PUMP MODULE *MEMORIAL HERMANN |  |  | PUMPINFUSIONPCA-Alaris-8120 | [6 empty] | Verified as Rental |  |  | MHHS-Southeast
NO | YES |  |  |  | FFA187 |  | CAREFUSION | 8120M |  |  | Rental | MHHS-Southeast |  |  |  | FFA187 |  | Southeast & Bay Area |  | Rental | [7 empty] | PUMPINFUSIONPCA-Alaris-8120 |  | MEDLEY PCA PUMP MODULE *MEMORIAL HERMANN |  |  | PUMPINFUSIONPCA-Alaris-8120 | [6 empty] | Verified as Rental |  |  | MHHS-Southeast
NO | YES |  |  |  | FFA192 |  | CAREFUSION | 8120M |  |  | Rental | MHHS-Southeast |  |  |  | FFA192 |  | Southeast & Bay Area |  | Rental | [7 empty] | PUMPINFUSIONPCA-Alaris-8120 |  | MEDLEY PCA PUMP MODULE *MEMORIAL HERMANN |  |  | PUMPINFUSIONPCA-Alaris-8120 | [6 empty] | Verified as Rental |  |  | MHHS-Southeast
NO | YES |  |  |  | FFA207 |  | CAREFUSION | 8120M |  |  | Rental | MHHS-Southeast |  |  |  | FFA207 |  | Southeast & Bay Area |  | Rental | [7 empty] | PUMPINFUSIONPCA-Alaris-8120 |  | MEDLEY PCA PUMP MODULE *MEMORIAL HERMANN |  |  | PUMPINFUSIONPCA-Alaris-8120 | [6 empty] | Verified as Rental |  |  | MHHS-Southeast
NO | YES |  |  |  | FFA241 |  | CAREFUSION | 8120M |  |  | Rental | MHHS-Southeast |  |  |  | FFA241 |  | Southeast & Bay Area |  | Rental | [7 empty] | PUMPINFUSIONPCA-Alaris-8120 |  | MEDLEY PCA PUMP MODULE *MEMORIAL HERMANN |  |  | PUMPINFUSIONPCA-Alaris-8120 | [6 empty] | Verified as Rental |  |  | MHHS-Southeast
NO | YES |  |  |  | FFA254 |  | CAREFUSION | 8120M |  |  | Rental | MHHS-Southeast |  |  |  | FFA254 |  | Southeast & Bay Area |  | Rental | [7 empty] | PUMPINFUSIONPCA-Alaris-8120 |  | MEDLEY PCA PUMP MODULE *MEMORIAL HERMANN |  |  | PUMPINFUSIONPCA-Alaris-8120 | [6 empty] | Verified as Rental |  |  | MHHS-Southeast
NO | YES |  |  |  | FFA259 |  | CAREFUSION | 8120M |  |  | Rental | MHHS-Southeast |  |  |  | FFA259 |  | Southeast & Bay Area |  | Rental | [7 empty] | PUMPINFUSIONPCA-Alaris-8120 |  | MEDLEY PCA PUMP MODULE *MEMORIAL HERMANN |  |  | PUMPINFUSIONPCA-Alaris-8120 | [6 empty] | Verified as Rental |  |  | MHHS-Southeast
NO | YES |  |  |  | FFA269 |  | CAREFUSION | 8120M |  |  | Rental | MHHS-Southeast |  |  |  | FFA269 |  | Southeast & Bay Area |  | Rental | [7 empty] | PUMPINFUSIONPCA-Alaris-8120 |  | MEDLEY PCA PUMP MODULE *MEMORIAL HERMANN |  |  | PUMPINFUSIONPCA-Alaris-8120 | [6 empty] | Verified as Rental |  |  | MHHS-Southeast
NO | YES |  |  |  | FFA275 |  | CAREFUSION | 8120M |  |  | Rental | MHHS-Southeast |  |  |  | FFA275 |  | Southeast & Bay Area |  | Rental | [7 empty] | PUMPINFUSIONPCA-Alaris-8120 |  | MEDLEY PCA PUMP MODULE *MEMORIAL HERMANN |  |  | PUMPINFUSIONPCA-Alaris-8120 | [6 empty] | Verified as Rental |  |  | MHHS-Southeast
NO | YES |  |  |  | FFA276 |  | CAREFUSION | 8120M |  |  | Rental | MHHS-Southeast |  |  |  | FFA276 |  | Southeast & Bay Area |  | Rental | [7 empty] | PUMPINFUSIONPCA-Alaris-8120 |  | MEDLEY PCA PUMP MODULE *MEMORIAL HERMANN |  |  | PUMPINFUSIONPCA-Alaris-8120 | [6 empty] | Verified as Rental |  |  | MHHS-Southeast
NO | YES |  |  |  | FFA289 |  | CAREFUSION | 8120M |  |  | Rental | MHHS-Southeast |  |  |  | FFA289 |  | Southeast & Bay Area |  | Rental | [7 empty] | PUMPINFUSIONPCA-Alaris-8120 |  | MEDLEY PCA PUMP MODULE *MEMORIAL HERMANN |  |  | PUMPINFUSIONPCA-Alaris-8120 | [6 empty] | Verified as Rental |  |  | MHHS-Southeast
NO | YES |  |  |  | FFA290 |  | CAREFUSION | 8120M |  |  | Rental | MHHS-Southeast |  |  |  | FFA290 |  | Southeast & Bay Area |  | Rental | [7 empty] | PUMPINFUSIONPCA-Alaris-8120 |  | MEDLEY PCA PUMP MODULE *MEMORIAL HERMANN |  |  | PUMPINFUSIONPCA-Alaris-8120 | [6 empty] | Verified as Rental |  |  | MHHS-Southeast
NO | YES |  |  |  | FFA295 |  | CAREFUSION | 8120M |  |  | Rental | MHHS-Southeast |  |  |  | FFA295 |  | Southeast & Bay Area |  | Rental | [7 empty] | PUMPINFUSIONPCA-Alaris-8120 |  | MEDLEY PCA PUMP MODULE *MEMORIAL HERMANN |  |  | PUMPINFUSIONPCA-Alaris-8120 | [6 empty] | Verified as Rental |  |  | MHHS-Southeast
NO | YES |  |  |  | FFA313 |  | CAREFUSION | 8120M |  |  | Rental | MHHS-Southeast |  |  |  | FFA313 |  | Southeast & Bay Area |  | Rental | [7 empty] | PUMPINFUSIONPCA-Alaris-8120 |  | MEDLEY PCA PUMP MODULE *MEMORIAL HERMANN |  |  | PUMPINFUSIONPCA-Alaris-8120 | [6 empty] | Verified as Rental |  |  | MHHS-Southeast
NO | YES |  |  |  | FFA344 |  | CAREFUSION | 8120M |  |  | Rental | MHHS-Southeast |  |  |  | FFA344 |  | Southeast & Bay Area |  | Rental | [7 empty] | PUMPINFUSIONPCA-Alaris-8120 |  | MEDLEY PCA PUMP MODULE *MEMORIAL HERMANN |  |  | PUMPINFUSIONPCA-Alaris-8120 | [6 empty] | Verified as Rental |  |  | MHHS-Southeast
NO | YES |  |  |  | FFA360 |  | CAREFUSION | 8120M |  |  | Rental | MHHS-Southeast |  |  |  | FFA360 |  | Southeast & Bay Area |  | Rental | [7 empty] | PUMPINFUSIONPCA-Alaris-8120 |  | MEDLEY PCA PUMP MODULE *MEMORIAL HERMANN |  |  | PUMPINFUSIONPCA-Alaris-8120 | [6 empty] | Verified as Rental |  |  | MHHS-Southeast
NO | YES |  |  |  | FFA116 |  | CAREFUSION | 8120M |  |  | Rental | MHHS-Southwest |  |  |  | FFA116 |  | Southwest |  | Rental | [7 empty] | PUMPINFUSIONPCA-Alaris-8120 |  | MEDLEY PCA PUMP MODULE *MEMORIAL HERMANN |  |  | PUMPINFUSIONPCA-Alaris-8120 | [6 empty] | Verified as Rental |  |  | MHHS-Southwest
NO | YES |  |  |  | FFA160 |  | CAREFUSION | 8120M |  |  | Rental | MHHS-Southwest |  |  |  | FFA160 |  | Southwest |  | Rental | [7 empty] | PUMPINFUSIONPCA-Alaris-8120 |  | MEDLEY PCA PUMP MODULE *MEMORIAL HERMANN |  |  | PUMPINFUSIONPCA-Alaris-8120 | [6 empty] | Verified as Rental |  |  | MHHS-Southwest
NO | YES |  |  |  | FFA218 |  | CAREFUSION | 8120M |  |  | Rental | MHHS-Southwest |  |  |  | FFA218 |  | Southwest |  | Rental | [7 empty] | PUMPINFUSIONPCA-Alaris-8120 |  | MEDLEY PCA PUMP MODULE *MEMORIAL HERMANN |  |  | PUMPINFUSIONPCA-Alaris-8120 | [6 empty] | Verified as Rental |  |  | MHHS-Southwest
NO | YES |  |  |  | FFA223 |  | CAREFUSION | 8120M |  |  | Rental | MHHS-Southwest |  |  |  | FFA223 |  | Southwest |  | Rental | [7 empty] | PUMPINFUSIONPCA-Alaris-8120 |  | MEDLEY PCA PUMP MODULE *MEMORIAL HERMANN |  |  | PUMPINFUSIONPCA-Alaris-8120 | [6 empty] | Verified as Rental |  |  | MHHS-Southwest
NO | YES |  |  |  | FFA225 |  | CAREFUSION | 8120M |  |  | Rental | MHHS-Southwest |  |  |  | FFA225 |  | Southwest |  | Rental | [7 empty] | PUMPINFUSIONPCA-Alaris-8120 |  | MEDLEY PCA PUMP MODULE *MEMORIAL HERMANN |  |  | PUMPINFUSIONPCA-Alaris-8120 | [6 empty] | Verified as Rental |  |  | MHHS-Southwest
NO | YES |  |  |  | FFA248 |  | CAREFUSION | 8120M |  |  | Rental | MHHS-Southwest |  |  |  | FFA248 |  | Southwest |  | Rental | [7 empty] | PUMPINFUSIONPCA-Alaris-8120 |  | MEDLEY PCA PUMP MODULE *MEMORIAL HERMANN |  |  | PUMPINFUSIONPCA-Alaris-8120 | [6 empty] | Verified as Rental |  |  | MHHS-Southwest
NO | YES |  |  |  | FFA258 |  | CAREFUSION | 8120M |  |  | Rental | MHHS-Southwest |  |  |  | FFA258 |  | Southwest |  | Rental | [7 empty] | PUMPINFUSIONPCA-Alaris-8120 |  | MEDLEY PCA PUMP MODULE *MEMORIAL HERMANN |  |  | PUMPINFUSIONPCA-Alaris-8120 | [6 empty] | Verified as Rental |  |  | MHHS-Southwest
NO | YES |  |  |  | FFA270 |  | CAREFUSION | 8120M |  |  | Rental | MHHS-Southwest |  |  |  | FFA270 |  | Southwest |  | Rental | [7 empty] | PUMPINFUSIONPCA-Alaris-8120 |  | MEDLEY PCA PUMP MODULE *MEMORIAL HERMANN |  |  | PUMPINFUSIONPCA-Alaris-8120 | [6 empty] | Verified as Rental |  |  | MHHS-Southwest
NO | YES |  |  |  | FFA272 |  | CAREFUSION | 8120M |  |  | Rental | MHHS-Southwest |  |  |  | FFA272 |  | Southwest |  | Rental | [7 empty] | PUMPINFUSIONPCA-Alaris-8120 |  | MEDLEY PCA PUMP MODULE *MEMORIAL HERMANN |  |  | PUMPINFUSIONPCA-Alaris-8120 | [6 empty] | Verified as Rental |  |  | MHHS-Southwest
NO | YES |  |  |  | FFA281 |  | CAREFUSION | 8120M |  |  | Rental | MHHS-Southwest |  |  |  | FFA281 |  | Southwest |  | Rental | [7 empty] | PUMPINFUSIONPCA-Alaris-8120 |  | MEDLEY PCA PUMP MODULE *MEMORIAL HERMANN |  |  | PUMPINFUSIONPCA-Alaris-8120 | [6 empty] | Verified as Rental |  |  | MHHS-Southwest
NO | YES |  |  |  | FFA287 |  | CAREFUSION | 8120M |  |  | Rental | MHHS-Southwest |  |  |  | FFA287 |  | Southwest |  | Rental | [7 empty] | PUMPINFUSIONPCA-Alaris-8120 |  | MEDLEY PCA PUMP MODULE *MEMORIAL HERMANN |  |  | PUMPINFUSIONPCA-Alaris-8120 | [6 empty] | Verified as Rental |  |  | MHHS-Southwest
NO | YES |  |  |  | FFA299 |  | CAREFUSION | 8120M |  |  | Rental | MHHS-Southwest |  |  |  | FFA299 |  | Southwest |  | Rental | [7 empty] | PUMPINFUSIONPCA-Alaris-8120 |  | MEDLEY PCA PUMP MODULE *MEMORIAL HERMANN |  |  | PUMPINFUSIONPCA-Alaris-8120 | [6 empty] | Verified as Rental |  |  | MHHS-Southwest
NO | YES |  |  |  | FFA318 |  | CAREFUSION | 8120M |  |  | Rental | MHHS-Southwest |  |  |  | FFA318 |  | Southwest |  | Rental | [7 empty] | PUMPINFUSIONPCA-Alaris-8120 |  | MEDLEY PCA PUMP MODULE *MEMORIAL HERMANN |  |  | PUMPINFUSIONPCA-Alaris-8120 | [6 empty] | Verified as Rental |  |  | MHHS-Southwest
NO | YES |  |  |  | FFA323 |  | CAREFUSION | 8120M |  |  | Rental | MHHS-Southwest |  |  |  | FFA323 |  | Southwest |  | Rental | [7 empty] | PUMPINFUSIONPCA-Alaris-8120 |  | MEDLEY PCA PUMP MODULE *MEMORIAL HERMANN |  |  | PUMPINFUSIONPCA-Alaris-8120 | [6 empty] | Verified as Rental |  |  | MHHS-Southwest
NO | YES |  |  |  | FFA347 |  | CAREFUSION | 8120M |  |  | Rental | MHHS-Southwest |  |  |  | FFA347 |  | Southwest |  | Rental | [7 empty] | PUMPINFUSIONPCA-Alaris-8120 |  | MEDLEY PCA PUMP MODULE *MEMORIAL HERMANN |  |  | PUMPINFUSIONPCA-Alaris-8120 | [6 empty] | Verified as Rental |  |  | MHHS-Southwest
NO | YES |  |  |  | FFA353 |  | CAREFUSION | 8120M |  |  | Rental | MHHS-Southwest |  |  |  | FFA353 |  | Southwest |  | Rental | [7 empty] | PUMPINFUSIONPCA-Alaris-8120 |  | MEDLEY PCA PUMP MODULE *MEMORIAL HERMANN |  |  | PUMPINFUSIONPCA-Alaris-8120 | [6 empty] | Verified as Rental |  |  | MHHS-Southwest
NO | YES |  |  |  | FFA357 |  | CAREFUSION | 8120M |  |  | Rental | MHHS-Southwest |  |  |  | FFA357 |  | Southwest |  | Rental | [7 empty] | PUMPINFUSIONPCA-Alaris-8120 |  | MEDLEY PCA PUMP MODULE *MEMORIAL HERMANN |  |  | PUMPINFUSIONPCA-Alaris-8120 | [6 empty] | Verified as Rental |  |  | MHHS-Southwest
NO | YES |  |  |  | FFA369 |  | CAREFUSION | 8120M |  |  | Rental | MHHS-Southwest |  |  |  | FFA369 |  | Southwest |  | Rental | [7 empty] | PUMPINFUSIONPCA-Alaris-8120 |  | MEDLEY PCA PUMP MODULE *MEMORIAL HERMANN |  |  | PUMPINFUSIONPCA-Alaris-8120 | [6 empty] | Verified as Rental |  |  | MHHS-Southwest
NO | YES |  |  |  | FFA370 |  | CAREFUSION | 8120M |  |  | Rental | MHHS-Southwest |  |  |  | FFA370 |  | Southwest |  | Rental | [7 empty] | PUMPINFUSIONPCA-Alaris-8120 |  | MEDLEY PCA PUMP MODULE *MEMORIAL HERMANN |  |  | PUMPINFUSIONPCA-Alaris-8120 | [6 empty] | Verified as Rental |  |  | MHHS-Southwest
NO | YES |  |  |  | FFA100 |  | CAREFUSION | 8120M |  |  | Rental | MHHS-Sugarland |  |  |  | FFA100 |  | Sugar Land |  | Rental | [7 empty] | PUMPINFUSIONPCA-Alaris-8120 |  | MEDLEY PCA PUMP MODULE *MEMORIAL HERMANN |  |  | PUMPINFUSIONPCA-Alaris-8120 | [6 empty] | Verified as Rental |  |  | MHHS-Sugarland
NO | YES |  |  |  | FFA109 |  | CAREFUSION | 8120M |  |  | Rental | MHHS-Sugarland |  |  |  | FFA109 |  | Sugar Land |  | Rental | [7 empty] | PUMPINFUSIONPCA-Alaris-8120 |  | MEDLEY PCA PUMP MODULE *MEMORIAL HERMANN |  |  | PUMPINFUSIONPCA-Alaris-8120 | [6 empty] | Verified as Rental |  |  | MHHS-Sugarland
NO | YES |  |  |  | FFA147 |  | CAREFUSION | 8120M |  |  | Rental | MHHS-Sugarland |  |  |  | FFA147 |  | Sugar Land |  | Rental | [7 empty] | PUMPINFUSIONPCA-Alaris-8120 |  | MEDLEY PCA PUMP MODULE *MEMORIAL HERMANN |  |  | PUMPINFUSIONPCA-Alaris-8120 | [6 empty] | Verified as Rental |  |  | MHHS-Sugarland
NO | YES |  |  |  | FFA169 |  | CAREFUSION | 8120M |  |  | Rental | MHHS-Sugarland |  |  |  | FFA169 |  | Sugar Land |  | Rental | [7 empty] | PUMPINFUSIONPCA-Alaris-8120 |  | MEDLEY PCA PUMP MODULE *MEMORIAL HERMANN |  |  | PUMPINFUSIONPCA-Alaris-8120 | [6 empty] | Verified as Rental |  |  | MHHS-Sugarland
NO | YES |  |  |  | FFA198 |  | CAREFUSION | 8120M |  |  | Rental | MHHS-Sugarland |  |  |  | FFA198 |  | Sugar Land |  | Rental | [7 empty] | PUMPINFUSIONPCA-Alaris-8120 |  | MEDLEY PCA PUMP MODULE *MEMORIAL HERMANN |  |  | PUMPINFUSIONPCA-Alaris-8120 | [6 empty] | Verified as Rental |  |  | MHHS-Sugarland
NO | YES |  |  |  | FFA219 |  | CAREFUSION | 8120M |  |  | Rental | MHHS-Sugarland |  |  |  | FFA219 |  | Sugar Land |  | Rental | [7 empty] | PUMPINFUSIONPCA-Alaris-8120 |  | MEDLEY PCA PUMP MODULE *MEMORIAL HERMANN |  |  | PUMPINFUSIONPCA-Alaris-8120 | [6 empty] | Verified as Rental |  |  | MHHS-Sugarland
NO | YES |  |  |  | FFA320 |  | CAREFUSION | 8120M |  |  | Rental | MHHS-Sugarland |  |  |  | FFA320 |  | Sugar Land |  | Rental | [7 empty] | PUMPINFUSIONPCA-Alaris-8120 |  | MEDLEY PCA PUMP MODULE *MEMORIAL HERMANN |  |  | PUMPINFUSIONPCA-Alaris-8120 | [6 empty] | Verified as Rental |  |  | MHHS-Sugarland
NO | YES |  |  |  | FFA333 |  | CAREFUSION | 8120M |  |  | Rental | MHHS-Sugarland |  |  |  | FFA333 |  | Sugar Land |  | Rental | [7 empty] | PUMPINFUSIONPCA-Alaris-8120 |  | MEDLEY PCA PUMP MODULE *MEMORIAL HERMANN |  |  | PUMPINFUSIONPCA-Alaris-8120 | [6 empty] | Verified as Rental |  |  | MHHS-Sugarland
NO | YES |  |  |  | FFA368 |  | CAREFUSION | 8120M |  |  | Rental | MHHS-Sugarland |  |  |  | FFA368 |  | Sugar Land |  | Rental | [7 empty] | PUMPINFUSIONPCA-Alaris-8120 |  | MEDLEY PCA PUMP MODULE *MEMORIAL HERMANN |  |  | PUMPINFUSIONPCA-Alaris-8120 | [6 empty] | Verified as Rental |  |  | MHHS-Sugarland
NO | YES |  |  |  | FFA401 |  | CAREFUSION | 8120M |  |  | Rental | MHHS-Sugarland |  |  |  | FFA401 |  | Sugar Land |  | Rental | [7 empty] | PUMPINFUSIONPCA-Alaris-8120 |  | MEDLEY PCA PUMP MODULE *MEMORIAL HERMANN |  |  | PUMPINFUSIONPCA-Alaris-8120 | [6 empty] | Verified as Rental |  |  | MHHS-Sugarland
NO | YES |  |  |  | FFA104 |  | CAREFUSION | 8120M |  |  | Rental | MHHS-TMC |  |  |  | FFA104 |  | TMC |  | Rental | [7 empty] | PUMPINFUSIONPCA-Alaris-8120 |  | MEDLEY PCA PUMP MODULE *MEMORIAL HERMANN |  |  | PUMPINFUSIONPCA-Alaris-8120 | [6 empty] | Verified as Rental |  |  | MHHS-TMC
NO | YES |  |  |  | FFA112 |  | CAREFUSION | 8120M |  |  | Rental | MHHS-TMC |  |  |  | FFA112 |  | TMC |  | Rental | [7 empty] | PUMPINFUSIONPCA-Alaris-8120 |  | MEDLEY PCA PUMP MODULE *MEMORIAL HERMANN |  |  | PUMPINFUSIONPCA-Alaris-8120 | [6 empty] | Verified as Rental |  |  | MHHS-TMC
NO | YES |  |  |  | FFA117 |  | CAREFUSION | 8120M |  |  | Rental | MHHS-TMC |  |  |  | FFA117 |  | TMC |  | Rental | [7 empty] | PUMPINFUSIONPCA-Alaris-8120 |  | MEDLEY PCA PUMP MODULE *MEMORIAL HERMANN |  |  | PUMPINFUSIONPCA-Alaris-8120 | [6 empty] | Verified as Rental |  |  | MHHS-TMC
NO | YES |  |  |  | FFA120 |  | CAREFUSION | 8120M |  |  | Rental | MHHS-TMC |  |  |  | FFA120 |  | TMC |  | Rental | [7 empty] | PUMPINFUSIONPCA-Alaris-8120 |  | MEDLEY PCA PUMP MODULE *MEMORIAL HERMANN |  |  | PUMPINFUSIONPCA-Alaris-8120 | [6 empty] | Verified as Rental |  |  | MHHS-TMC
NO | YES |  |  |  | FFA122 |  | CAREFUSION | 8120M |  |  | Rental | MHHS-TMC |  |  |  | FFA122 |  | TMC |  | Rental | [7 empty] | PUMPINFUSIONPCA-Alaris-8120 |  | MEDLEY PCA PUMP MODULE *MEMORIAL HERMANN |  |  | PUMPINFUSIONPCA-Alaris-8120 | [6 empty] | Verified as Rental |  |  | MHHS-TMC
NO | YES |  |  |  | FFA123 |  | CAREFUSION | 8120M |  |  | Rental | MHHS-TMC |  |  |  | FFA123 |  | TMC |  | Rental | [7 empty] | PUMPINFUSIONPCA-Alaris-8120 |  | MEDLEY PCA PUMP MODULE *MEMORIAL HERMANN |  |  | PUMPINFUSIONPCA-Alaris-8120 | [6 empty] | Verified as Rental |  |  | MHHS-TMC
NO | YES |  |  |  | FFA127 |  | CAREFUSION | 8120M |  |  | Rental | MHHS-TMC |  |  |  | FFA127 |  | TMC |  | Rental | [7 empty] | PUMPINFUSIONPCA-Alaris-8120 |  | MEDLEY PCA PUMP MODULE *MEMORIAL HERMANN |  |  | PUMPINFUSIONPCA-Alaris-8120 | [6 empty] | Verified as Rental |  |  | MHHS-TMC
NO | YES |  |  |  | FFA131 |  | CAREFUSION | 8120M |  |  | Rental | MHHS-TMC |  |  |  | FFA131 |  | TMC |  | Rental | [7 empty] | PUMPINFUSIONPCA-Alaris-8120 |  | MEDLEY PCA PUMP MODULE *MEMORIAL HERMANN |  |  | PUMPINFUSIONPCA-Alaris-8120 | [6 empty] | Verified as Rental |  |  | MHHS-TMC
NO | YES |  |  |  | FFA132 |  | CAREFUSION | 8120M |  |  | Rental | MHHS-TMC |  |  |  | FFA132 |  | TMC |  | Rental | [7 empty] | PUMPINFUSIONPCA-Alaris-8120 |  | MEDLEY PCA PUMP MODULE *MEMORIAL HERMANN |  |  | PUMPINFUSIONPCA-Alaris-8120 | [6 empty] | Verified as Rental |  |  | MHHS-TMC
NO | YES |  |  |  | FFA134 |  | CAREFUSION | 8120M |  |  | Rental | MHHS-TMC |  |  |  | FFA134 |  | TMC |  | Rental | [7 empty] | PUMPINFUSIONPCA-Alaris-8120 |  | MEDLEY PCA PUMP MODULE *MEMORIAL HERMANN |  |  | PUMPINFUSIONPCA-Alaris-8120 | [6 empty] | Verified as Rental |  |  | MHHS-TMC
NO | YES |  |  |  | FFA137 |  | CAREFUSION | 8120M |  |  | Rental | MHHS-TMC |  |  |  | FFA137 |  | TMC |  | Rental | [7 empty] | PUMPINFUSIONPCA-Alaris-8120 |  | MEDLEY PCA PUMP MODULE *MEMORIAL HERMANN |  |  | PUMPINFUSIONPCA-Alaris-8120 | [6 empty] | Verified as Rental |  |  | MHHS-TMC
NO | YES |  |  |  | FFA142 |  | CAREFUSION | 8120M |  |  | Rental | MHHS-TMC |  |  |  | FFA142 |  | TMC |  | Rental | [7 empty] | PUMPINFUSIONPCA-Alaris-8120 |  | MEDLEY PCA PUMP MODULE *MEMORIAL HERMANN |  |  | PUMPINFUSIONPCA-Alaris-8120 | [6 empty] | Verified as Rental |  |  | MHHS-TMC
NO | YES |  |  |  | FFA143 |  | CAREFUSION | 8120M |  |  | Rental | MHHS-TMC |  |  |  | FFA143 |  | TMC |  | Rental | [7 empty] | PUMPINFUSIONPCA-Alaris-8120 |  | MEDLEY PCA PUMP MODULE *MEMORIAL HERMANN |  |  | PUMPINFUSIONPCA-Alaris-8120 | [6 empty] | Verified as Rental |  |  | MHHS-TMC
NO | YES |  |  |  | FFA146 |  | CAREFUSION | 8120M |  |  | Rental | MHHS-TMC |  |  |  | FFA146 |  | TMC |  | Rental | [7 empty] | PUMPINFUSIONPCA-Alaris-8120 |  | MEDLEY PCA PUMP MODULE *MEMORIAL HERMANN |  |  | PUMPINFUSIONPCA-Alaris-8120 | [6 empty] | Verified as Rental |  |  | MHHS-TMC
NO | YES |  |  |  | FFA149 |  | CAREFUSION | 8120M |  |  | Rental | MHHS-TMC |  |  |  | FFA149 |  | TMC |  | Rental | [7 empty] | PUMPINFUSIONPCA-Alaris-8120 |  | MEDLEY PCA PUMP MODULE *MEMORIAL HERMANN |  |  | PUMPINFUSIONPCA-Alaris-8120 | [6 empty] | Verified as Rental |  |  | MHHS-TMC
NO | YES |  |  |  | FFA151 |  | CAREFUSION | 8120M |  |  | Rental | MHHS-TMC |  |  |  | FFA151 |  | TMC |  | Rental | [7 empty] | PUMPINFUSIONPCA-Alaris-8120 |  | MEDLEY PCA PUMP MODULE *MEMORIAL HERMANN |  |  | PUMPINFUSIONPCA-Alaris-8120 | [6 empty] | Verified as Rental |  |  | MHHS-TMC
NO | YES |  |  |  | FFA152 |  | CAREFUSION | 8120M |  |  | Rental | MHHS-TMC |  |  |  | FFA152 |  | TMC |  | Rental | [7 empty] | PUMPINFUSIONPCA-Alaris-8120 |  | MEDLEY PCA PUMP MODULE *MEMORIAL HERMANN |  |  | PUMPINFUSIONPCA-Alaris-8120 | [6 empty] | Verified as Rental |  |  | MHHS-TMC
NO | YES |  |  |  | FFA157 |  | CAREFUSION | 8120M |  |  | Rental | MHHS-TMC |  |  |  | FFA157 |  | TMC |  | Rental | [7 empty] | PUMPINFUSIONPCA-Alaris-8120 |  | MEDLEY PCA PUMP MODULE *MEMORIAL HERMANN |  |  | PUMPINFUSIONPCA-Alaris-8120 | [6 empty] | Verified as Rental |  |  | MHHS-TMC
NO | YES |  |  |  | FFA159 |  | CAREFUSION | 8120M |  |  | Rental | MHHS-TMC |  |  |  | FFA159 |  | TMC |  | Rental | [7 empty] | PUMPINFUSIONPCA-Alaris-8120 |  | MEDLEY PCA PUMP MODULE *MEMORIAL HERMANN |  |  | PUMPINFUSIONPCA-Alaris-8120 | [6 empty] | Verified as Rental |  |  | MHHS-TMC
NO | YES |  |  |  | FFA165 |  | CAREFUSION | 8120M |  |  | Rental | MHHS-TMC |  |  |  | FFA165 |  | TMC |  | Rental | [7 empty] | PUMPINFUSIONPCA-Alaris-8120 |  | MEDLEY PCA PUMP MODULE *MEMORIAL HERMANN |  |  | PUMPINFUSIONPCA-Alaris-8120 | [6 empty] | Verified as Rental |  |  | MHHS-TMC
NO | YES |  |  |  | FFA166 |  | CAREFUSION | 8120M |  |  | Rental | MHHS-TMC |  |  |  | FFA166 |  | TMC |  | Rental | [7 empty] | PUMPINFUSIONPCA-Alaris-8120 |  | MEDLEY PCA PUMP MODULE *MEMORIAL HERMANN |  |  | PUMPINFUSIONPCA-Alaris-8120 | [6 empty] | Verified as Rental |  |  | MHHS-TMC
NO | YES |  |  |  | FFA167 |  | CAREFUSION | 8120M |  |  | Rental | MHHS-TMC |  |  |  | FFA167 |  | TMC |  | Rental | [7 empty] | PUMPINFUSIONPCA-Alaris-8120 |  | MEDLEY PCA PUMP MODULE *MEMORIAL HERMANN |  |  | PUMPINFUSIONPCA-Alaris-8120 | [6 empty] | Verified as Rental |  |  | MHHS-TMC
NO | YES |  |  |  | FFA170 |  | CAREFUSION | 8120M |  |  | Rental | MHHS-TMC |  |  |  | FFA170 |  | TMC |  | Rental | [7 empty] | PUMPINFUSIONPCA-Alaris-8120 |  | MEDLEY PCA PUMP MODULE *MEMORIAL HERMANN |  |  | PUMPINFUSIONPCA-Alaris-8120 | [6 empty] | Verified as Rental |  |  | MHHS-TMC
NO | YES |  |  |  | FFA171 |  | CAREFUSION | 8120M |  |  | Rental | MHHS-TMC |  |  |  | FFA171 |  | TMC |  | Rental | [7 empty] | PUMPINFUSIONPCA-Alaris-8120 |  | MEDLEY PCA PUMP MODULE *MEMORIAL HERMANN |  |  | PUMPINFUSIONPCA-Alaris-8120 | [6 empty] | Verified as Rental |  |  | MHHS-TMC
NO | YES |  |  |  | FFA172 |  | CAREFUSION | 8120M |  |  | Rental | MHHS-TMC |  |  |  | FFA172 |  | TMC |  | Rental | [7 empty] | PUMPINFUSIONPCA-Alaris-8120 |  | MEDLEY PCA PUMP MODULE *MEMORIAL HERMANN |  |  | PUMPINFUSIONPCA-Alaris-8120 | [6 empty] | Verified as Rental |  |  | MHHS-TMC
NO | YES |  |  |  | FFA174 |  | CAREFUSION | 8120M |  |  | Rental | MHHS-TMC |  |  |  | FFA174 |  | TMC |  | Rental | [7 empty] | PUMPINFUSIONPCA-Alaris-8120 |  | MEDLEY PCA PUMP MODULE *MEMORIAL HERMANN |  |  | PUMPINFUSIONPCA-Alaris-8120 | [6 empty] | Verified as Rental |  |  | MHHS-TMC
NO | YES |  |  |  | FFA175 |  | CAREFUSION | 8120M |  |  | Rental | MHHS-TMC |  |  |  | FFA175 |  | TMC |  | Rental | [7 empty] | PUMPINFUSIONPCA-Alaris-8120 |  | MEDLEY PCA PUMP MODULE *MEMORIAL HERMANN |  |  | PUMPINFUSIONPCA-Alaris-8120 | [6 empty] | Verified as Rental |  |  | MHHS-TMC
NO | YES |  |  |  | FFA179 |  | CAREFUSION | 8120M |  |  | Rental | MHHS-TMC |  |  |  | FFA179 |  | TMC |  | Rental | [7 empty] | PUMPINFUSIONPCA-Alaris-8120 |  | MEDLEY PCA PUMP MODULE *MEMORIAL HERMANN |  |  | PUMPINFUSIONPCA-Alaris-8120 | [6 empty] | Verified as Rental |  |  | MHHS-TMC
NO | YES |  |  |  | FFA181 |  | CAREFUSION | 8120M |  |  | Rental | MHHS-TMC |  |  |  | FFA181 |  | TMC |  | Rental | [7 empty] | PUMPINFUSIONPCA-Alaris-8120 |  | MEDLEY PCA PUMP MODULE *MEMORIAL HERMANN |  |  | PUMPINFUSIONPCA-Alaris-8120 | [6 empty] | Verified as Rental |  |  | MHHS-TMC
NO | YES |  |  |  | FFA188 |  | CAREFUSION | 8120M |  |  | Rental | MHHS-TMC |  |  |  | FFA188 |  | TMC |  | Rental | [7 empty] | PUMPINFUSIONPCA-Alaris-8120 |  | MEDLEY PCA PUMP MODULE *MEMORIAL HERMANN |  |  | PUMPINFUSIONPCA-Alaris-8120 | [6 empty] | Verified as Rental |  |  | MHHS-TMC
NO | YES |  |  |  | FFA262 |  | CAREFUSION | 8120M |  |  | Rental | MHHS-TMC |  |  |  | FFA262 |  | TMC |  | Rental | [7 empty] | PUMPINFUSIONPCA-Alaris-8120 |  | MEDLEY PCA PUMP MODULE *MEMORIAL HERMANN |  |  | PUMPINFUSIONPCA-Alaris-8120 | [6 empty] | Verified as Rental |  |  | MHHS-TMC
NO | YES |  |  |  | FFA278 |  | CAREFUSION | 8120M |  |  | Rental | MHHS-TMC |  |  |  | FFA278 |  | TMC |  | Rental | [7 empty] | PUMPINFUSIONPCA-Alaris-8120 |  | MEDLEY PCA PUMP MODULE *MEMORIAL HERMANN |  |  | PUMPINFUSIONPCA-Alaris-8120 | [6 empty] | Verified as Rental |  |  | MHHS-TMC
NO | YES |  |  |  | FFA282 |  | CAREFUSION | 8120M |  |  | Rental | MHHS-TMC |  |  |  | FFA282 |  | TMC |  | Rental | [7 empty] | PUMPINFUSIONPCA-Alaris-8120 |  | MEDLEY PCA PUMP MODULE *MEMORIAL HERMANN |  |  | PUMPINFUSIONPCA-Alaris-8120 | [6 empty] | Verified as Rental |  |  | MHHS-TMC
NO | YES |  |  |  | FFA296 |  | CAREFUSION | 8120M |  |  | Rental | MHHS-TMC |  |  |  | FFA296 |  | TMC |  | Rental | [7 empty] | PUMPINFUSIONPCA-Alaris-8120 |  | MEDLEY PCA PUMP MODULE *MEMORIAL HERMANN |  |  | PUMPINFUSIONPCA-Alaris-8120 | [6 empty] | Verified as Rental |  |  | MHHS-TMC
NO | YES |  |  |  | FFA300 |  | CAREFUSION | 8120M |  |  | Rental | MHHS-TMC |  |  |  | FFA300 |  | TMC |  | Rental | [7 empty] | PUMPINFUSIONPCA-Alaris-8120 |  | MEDLEY PCA PUMP MODULE *MEMORIAL HERMANN |  |  | PUMPINFUSIONPCA-Alaris-8120 | [6 empty] | Verified as Rental |  |  | MHHS-TMC
NO | YES |  |  |  | FFA309 |  | CAREFUSION | 8120M |  |  | Rental | MHHS-TMC |  |  |  | FFA309 |  | TMC |  | Rental | [7 empty] | PUMPINFUSIONPCA-Alaris-8120 |  | MEDLEY PCA PUMP MODULE *MEMORIAL HERMANN |  |  | PUMPINFUSIONPCA-Alaris-8120 | [6 empty] | Verified as Rental |  |  | MHHS-TMC
NO | YES |  |  |  | FFA311 |  | CAREFUSION | 8120M |  |  | Rental | MHHS-TMC |  |  |  | FFA311 |  | TMC |  | Rental | [7 empty] | PUMPINFUSIONPCA-Alaris-8120 |  | MEDLEY PCA PUMP MODULE *MEMORIAL HERMANN |  |  | PUMPINFUSIONPCA-Alaris-8120 | [6 empty] | Verified as Rental |  |  | MHHS-TMC
NO | YES |  |  |  | FFA321 |  | CAREFUSION | 8120M |  |  | Rental | MHHS-TMC |  |  |  | FFA321 |  | TMC |  | Rental | [7 empty] | PUMPINFUSIONPCA-Alaris-8120 |  | MEDLEY PCA PUMP MODULE *MEMORIAL HERMANN |  |  | PUMPINFUSIONPCA-Alaris-8120 | [6 empty] | Verified as Rental |  |  | MHHS-TMC
NO | YES |  |  |  | FFA327 |  | CAREFUSION | 8120M |  |  | Rental | MHHS-TMC |  |  |  | FFA327 |  | TMC |  | Rental | [7 empty] | PUMPINFUSIONPCA-Alaris-8120 |  | MEDLEY PCA PUMP MODULE *MEMORIAL HERMANN |  |  | PUMPINFUSIONPCA-Alaris-8120 | [6 empty] | Verified as Rental |  |  | MHHS-TMC
NO | YES |  |  |  | FFA330 |  | CAREFUSION | 8120M |  |  | Rental | MHHS-TMC |  |  |  | FFA330 |  | TMC |  | Rental | [7 empty] | PUMPINFUSIONPCA-Alaris-8120 |  | MEDLEY PCA PUMP MODULE *MEMORIAL HERMANN |  |  | PUMPINFUSIONPCA-Alaris-8120 | [6 empty] | Verified as Rental |  |  | MHHS-TMC
NO | YES |  |  |  | FFA334 |  | CAREFUSION | 8120M |  |  | Rental | MHHS-TMC |  |  |  | FFA334 |  | TMC |  | Rental | [7 empty] | PUMPINFUSIONPCA-Alaris-8120 |  | MEDLEY PCA PUMP MODULE *MEMORIAL HERMANN |  |  | PUMPINFUSIONPCA-Alaris-8120 | [6 empty] | Verified as Rental |  |  | MHHS-TMC
NO | YES |  |  |  | FFA343 |  | CAREFUSION | 8120M |  |  | Rental | MHHS-TMC |  |  |  | FFA343 |  | TMC |  | Rental | [7 empty] | PUMPINFUSIONPCA-Alaris-8120 |  | MEDLEY PCA PUMP MODULE *MEMORIAL HERMANN |  |  | PUMPINFUSIONPCA-Alaris-8120 | [6 empty] | Verified as Rental |  |  | MHHS-TMC
NO | YES |  |  |  | FFA345 |  | CAREFUSION | 8120M |  |  | Rental | MHHS-TMC |  |  |  | FFA345 |  | TMC |  | Rental | [7 empty] | PUMPINFUSIONPCA-Alaris-8120 |  | MEDLEY PCA PUMP MODULE *MEMORIAL HERMANN |  |  | PUMPINFUSIONPCA-Alaris-8120 | [6 empty] | Verified as Rental |  |  | MHHS-TMC
NO | YES |  |  |  | FFA354 |  | CAREFUSION | 8120M |  |  | Rental | MHHS-TMC |  |  |  | FFA354 |  | TMC |  | Rental | [7 empty] | PUMPINFUSIONPCA-Alaris-8120 |  | MEDLEY PCA PUMP MODULE *MEMORIAL HERMANN |  |  | PUMPINFUSIONPCA-Alaris-8120 | [6 empty] | Verified as Rental |  |  | MHHS-TMC
NO | YES |  |  |  | FFA361 |  | CAREFUSION | 8120M |  |  | Rental | MHHS-TMC |  |  |  | FFA361 |  | TMC |  | Rental | [7 empty] | PUMPINFUSIONPCA-Alaris-8120 |  | MEDLEY PCA PUMP MODULE *MEMORIAL HERMANN |  |  | PUMPINFUSIONPCA-Alaris-8120 | [6 empty] | Verified as Rental |  |  | MHHS-TMC
NO | YES |  |  |  | FFA378 |  | CAREFUSION | 8120M |  |  | Rental | MHHS-TMC |  |  |  | FFA378 |  | TMC |  | Rental | [7 empty] | PUMPINFUSIONPCA-Alaris-8120 |  | MEDLEY PCA PUMP MODULE *MEMORIAL HERMANN |  |  | PUMPINFUSIONPCA-Alaris-8120 | [6 empty] | Verified as Rental |  |  | MHHS-TMC
NO | YES |  |  |  | FFA383 |  | CAREFUSION | 8120M |  |  | Rental | MHHS-TMC |  |  |  | FFA383 |  | TMC |  | Rental | [7 empty] | PUMPINFUSIONPCA-Alaris-8120 |  | MEDLEY PCA PUMP MODULE *MEMORIAL HERMANN |  |  | PUMPINFUSIONPCA-Alaris-8120 | [6 empty] | Verified as Rental |  |  | MHHS-TMC
NO | YES |  |  |  | FFA386 |  | CAREFUSION | 8120M |  |  | Rental | MHHS-TMC |  |  |  | FFA386 |  | TMC |  | Rental | [7 empty] | PUMPINFUSIONPCA-Alaris-8120 |  | MEDLEY PCA PUMP MODULE *MEMORIAL HERMANN |  |  | PUMPINFUSIONPCA-Alaris-8120 | [6 empty] | Verified as Rental |  |  | MHHS-TMC
NO | YES |  |  |  | FFA400 |  | CAREFUSION | 8120M |  |  | Rental | MHHS-TMC |  |  |  | FFA400 |  | TMC |  | Rental | [7 empty] | PUMPINFUSIONPCA-Alaris-8120 |  | MEDLEY PCA PUMP MODULE *MEMORIAL HERMANN |  |  | PUMPINFUSIONPCA-Alaris-8120 | [6 empty] | Verified as Rental |  |  | MHHS-TMC
NO | YES |  |  |  | FFA102 |  | CAREFUSION | 8120M |  |  | Rental | MHHS-Woodlands |  |  |  | FFA102 |  | Woodlands |  | Rental | [7 empty] | PUMPINFUSIONPCA-Alaris-8120 |  | MEDLEY PCA PUMP MODULE *MEMORIAL HERMANN |  |  | PUMPINFUSIONPCA-Alaris-8120 | [6 empty] | Verified as Rental |  |  | MHHS-Woodlands
NO | YES |  |  |  | FFA103 |  | CAREFUSION | 8120M |  |  | Rental | MHHS-Woodlands |  |  |  | FFA103 |  | Woodlands |  | Rental | [7 empty] | PUMPINFUSIONPCA-Alaris-8120 |  | MEDLEY PCA PUMP MODULE *MEMORIAL HERMANN |  |  | PUMPINFUSIONPCA-Alaris-8120 | [6 empty] | Verified as Rental |  |  | MHHS-Woodlands
NO | YES |  |  |  | FFA133 |  | CAREFUSION | 8120M |  |  | Rental | MHHS-Woodlands |  |  |  | FFA133 |  | Woodlands |  | Rental | [7 empty] | PUMPINFUSIONPCA-Alaris-8120 |  | MEDLEY PCA PUMP MODULE *MEMORIAL HERMANN |  |  | PUMPINFUSIONPCA-Alaris-8120 | [6 empty] | Verified as Rental |  |  | MHHS-Woodlands
NO | YES |  |  |  | FFA148 |  | CAREFUSION | 8120M |  |  | Rental | MHHS-Woodlands |  |  |  | FFA148 |  | Woodlands |  | Rental | [7 empty] | PUMPINFUSIONPCA-Alaris-8120 |  | MEDLEY PCA PUMP MODULE *MEMORIAL HERMANN |  |  | PUMPINFUSIONPCA-Alaris-8120 | [6 empty] | Verified as Rental |  |  | MHHS-Woodlands
NO | YES |  |  |  | FFA182 |  | CAREFUSION | 8120M |  |  | Rental | MHHS-Woodlands |  |  |  | FFA182 |  | Woodlands |  | Rental | [7 empty] | PUMPINFUSIONPCA-Alaris-8120 |  | MEDLEY PCA PUMP MODULE *MEMORIAL HERMANN |  |  | PUMPINFUSIONPCA-Alaris-8120 | [6 empty] | Verified as Rental |  |  | MHHS-Woodlands
NO | YES |  |  |  | FFA196 |  | CAREFUSION | 8120M |  |  | Rental | MHHS-Woodlands |  |  |  | FFA196 |  | Woodlands |  | Rental | [7 empty] | PUMPINFUSIONPCA-Alaris-8120 |  | MEDLEY PCA PUMP MODULE *MEMORIAL HERMANN |  |  | PUMPINFUSIONPCA-Alaris-8120 | [6 empty] | Verified as Rental |  |  | MHHS-Woodlands
NO | YES |  |  |  | FFA211 |  | CAREFUSION | 8120M |  |  | Rental | MHHS-Woodlands |  |  |  | FFA211 |  | Woodlands |  | Rental | [7 empty] | PUMPINFUSIONPCA-Alaris-8120 |  | MEDLEY PCA PUMP MODULE *MEMORIAL HERMANN |  |  | PUMPINFUSIONPCA-Alaris-8120 | [6 empty] | Verified as Rental |  |  | MHHS-Woodlands
NO | YES |  |  |  | FFA221 |  | CAREFUSION | 8120M |  |  | Rental | MHHS-Woodlands |  |  |  | FFA221 |  | Woodlands |  | Rental | [7 empty] | PUMPINFUSIONPCA-Alaris-8120 |  | MEDLEY PCA PUMP MODULE *MEMORIAL HERMANN |  |  | PUMPINFUSIONPCA-Alaris-8120 | [6 empty] | Verified as Rental |  |  | MHHS-Woodlands
NO | YES |  |  |  | FFA231 |  | CAREFUSION | 8120M |  |  | Rental | MHHS-Woodlands |  |  |  | FFA231 |  | Woodlands |  | Rental | [7 empty] | PUMPINFUSIONPCA-Alaris-8120 |  | MEDLEY PCA PUMP MODULE *MEMORIAL HERMANN |  |  | PUMPINFUSIONPCA-Alaris-8120 | [6 empty] | Verified as Rental |  |  | MHHS-Woodlands
NO | YES |  |  |  | FFA234 |  | CAREFUSION | 8120M |  |  | Rental | MHHS-Woodlands |  |  |  | FFA234 |  | Woodlands |  | Rental | [7 empty] | PUMPINFUSIONPCA-Alaris-8120 |  | MEDLEY PCA PUMP MODULE *MEMORIAL HERMANN |  |  | PUMPINFUSIONPCA-Alaris-8120 | [6 empty] | Verified as Rental |  |  | MHHS-Woodlands
NO | YES |  |  |  | FFA246 |  | CAREFUSION | 8120M |  |  | Rental | MHHS-Woodlands |  |  |  | FFA246 |  | Woodlands |  | Rental | [7 empty] | PUMPINFUSIONPCA-Alaris-8120 |  | MEDLEY PCA PUMP MODULE *MEMORIAL HERMANN |  |  | PUMPINFUSIONPCA-Alaris-8120 | [6 empty] | Verified as Rental |  |  | MHHS-Woodlands
NO | YES |  |  |  | FFA250 |  | CAREFUSION | 8120M |  |  | Rental | MHHS-Woodlands |  |  |  | FFA250 |  | Woodlands |  | Rental | [7 empty] | PUMPINFUSIONPCA-Alaris-8120 |  | MEDLEY PCA PUMP MODULE *MEMORIAL HERMANN |  |  | PUMPINFUSIONPCA-Alaris-8120 | [6 empty] | Verified as Rental |  |  | MHHS-Woodlands
NO | YES |  |  |  | FFA251 |  | CAREFUSION | 8120M |  |  | Rental | MHHS-Woodlands |  |  |  | FFA251 |  | Woodlands |  | Rental | [7 empty] | PUMPINFUSIONPCA-Alaris-8120 |  | MEDLEY PCA PUMP MODULE *MEMORIAL HERMANN |  |  | PUMPINFUSIONPCA-Alaris-8120 | [6 empty] | Verified as Rental |  |  | MHHS-Woodlands
NO | YES |  |  |  | FFA306 |  | CAREFUSION | 8120M |  |  | Rental | MHHS-Woodlands |  |  |  | FFA306 |  | Woodlands |  | Rental | [7 empty] | PUMPINFUSIONPCA-Alaris-8120 |  | MEDLEY PCA PUMP MODULE *MEMORIAL HERMANN |  |  | PUMPINFUSIONPCA-Alaris-8120 | [6 empty] | Verified as Rental |  |  | MHHS-Woodlands
NO | YES |  |  |  | FFA324 |  | CAREFUSION | 8120M |  |  | Rental | MHHS-Woodlands |  |  |  | FFA324 |  | Woodlands |  | Rental | [7 empty] | PUMPINFUSIONPCA-Alaris-8120 |  | MEDLEY PCA PUMP MODULE *MEMORIAL HERMANN |  |  | PUMPINFUSIONPCA-Alaris-8120 | [6 empty] | Verified as Rental |  |  | MHHS-Woodlands
NO | YES |  |  |  | FFA336 |  | CAREFUSION | 8120M |  |  | Rental | MHHS-Woodlands |  |  |  | FFA336 |  | Woodlands |  | Rental | [7 empty] | PUMPINFUSIONPCA-Alaris-8120 |  | MEDLEY PCA PUMP MODULE *MEMORIAL HERMANN |  |  | PUMPINFUSIONPCA-Alaris-8120 | [6 empty] | Verified as Rental |  |  | MHHS-Woodlands
NO | YES |  |  |  | FFA337 |  | CAREFUSION | 8120M |  |  | Rental | MHHS-Woodlands |  |  |  | FFA337 |  | Woodlands |  | Rental | [7 empty] | PUMPINFUSIONPCA-Alaris-8120 |  | MEDLEY PCA PUMP MODULE *MEMORIAL HERMANN |  |  | PUMPINFUSIONPCA-Alaris-8120 | [6 empty] | Verified as Rental |  |  | MHHS-Woodlands
NO | YES |  |  |  | FFA342 |  | CAREFUSION | 8120M |  |  | Rental | MHHS-Woodlands |  |  |  | FFA342 |  | Woodlands |  | Rental | [7 empty] | PUMPINFUSIONPCA-Alaris-8120 |  | MEDLEY PCA PUMP MODULE *MEMORIAL HERMANN |  |  | PUMPINFUSIONPCA-Alaris-8120 | [6 empty] | Verified as Rental |  |  | MHHS-Woodlands
NO | YES |  |  |  | FFA350 |  | CAREFUSION | 8120M |  |  | Rental | MHHS-Woodlands |  |  |  | FFA350 |  | Woodlands |  | Rental | [7 empty] | PUMPINFUSIONPCA-Alaris-8120 |  | MEDLEY PCA PUMP MODULE *MEMORIAL HERMANN |  |  | PUMPINFUSIONPCA-Alaris-8120 | [6 empty] | Verified as Rental |  |  | MHHS-Woodlands
NO | YES |  |  |  | FFA371 |  | CAREFUSION | 8120M |  |  | Rental | MHHS-Woodlands |  |  |  | FFA371 |  | Woodlands |  | Rental | [7 empty] | PUMPINFUSIONPCA-Alaris-8120 |  | MEDLEY PCA PUMP MODULE *MEMORIAL HERMANN |  |  | PUMPINFUSIONPCA-Alaris-8120 | [6 empty] | Verified as Rental |  |  | MHHS-Woodlands
NO | YES |  |  |  | FFA379 |  | CAREFUSION | 8120M |  |  | Rental | MHHS-Woodlands |  |  |  | FFA379 |  | Woodlands |  | Rental | [7 empty] | PUMPINFUSIONPCA-Alaris-8120 |  | MEDLEY PCA PUMP MODULE *MEMORIAL HERMANN |  |  | PUMPINFUSIONPCA-Alaris-8120 | [6 empty] | Verified as Rental |  |  | MHHS-Woodlands
NO | YES |  |  |  | FFA389 |  | CAREFUSION | 8120M |  |  | Rental | MHHS-Woodlands |  |  |  | FFA389 |  | Woodlands |  | Rental | [7 empty] | PUMPINFUSIONPCA-Alaris-8120 |  | MEDLEY PCA PUMP MODULE *MEMORIAL HERMANN |  |  | PUMPINFUSIONPCA-Alaris-8120 | [6 empty] | Verified as Rental |  |  | MHHS-Woodlands
NO | YES |  |  |  |  | 029-03334 | CareFusion | AVEA |  | AEV01969 | Respiratory | MHHS-Woodlands |  | Ventilator |  |  | 029-03334 | Woodlands | Memorial Hermann woodlands | Respiratory | PACU | 6/1/19 |  | 4/1/20 |  | VENTILATORS, INTENSIVE CARE, NEONATAL/PEDIATRIC | Ventilator | VENTILATOR-CAREFUSION-AVEA | VENTILATOR | AVEA |  |  |  | CAREFUSION | Ventilator |  | VENTILATOR-CAREFUSION-AVEA |  | 11/1/20 |  | VENT-SA | Not Covered Vendor Only - Biomedical | MHHS-Woodlands | [7 empty] | Ventilator | VENTILATOR | Ventilator | CAREFUSION
NO | YES |  |  |  | 133-08879 | 133-08879 | CareFusion | BIRD LOW FLOW BLENDER |  | BFF03216 | Katy-NICU | MHHS-Katy |  |  |  | 133-08879 | 133-08879 | Katy | MHHS-Katy | Katy-NICU |  | 6/1/19 | 6/1/20 |  |  | OXYGEN-AIR PROPORTIONERS | Blender, Oxygen/Air | BLENDEROXYGENAIR-TENACOREHOLDINGS-30L Low Flow |  |  |  |  | BLENDEROXYGENAIR-TENACOREHOLDINGS-30L Low Flow | CAREFUSION |  |  |  |  | 12/1/20 |  | BOA-A | Not Covered Vendor Only - Biomedical | MHHS-Katy | [8 empty] | BLENDEROXYGENAIR | Blender, Oxygen/Air | TENACOREHOLDINGS
NO | YES |  |  |  | 133-08880 | 133-08880 | CareFusion | BIRD LOW FLOW BLENDER |  | BFF03217 | Katy-NICU | MHHS-Katy |  |  |  | 133-08880 | 133-08880 | Katy | MHHS-Katy | Katy-NICU | Circumcision room 2 | 6/1/19 | 6/1/20 |  |  | OXYGEN-AIR PROPORTIONERS | Blender, Oxygen/Air | BLENDEROXYGENAIR-TENACOREHOLDINGS-30L Low Flow |  |  |  |  | BLENDEROXYGENAIR-TENACOREHOLDINGS-30L Low Flow | CAREFUSION |  |  |  |  | 12/1/20 |  | BOA-A | Not Covered Vendor Only - Biomedical | MHHS-Katy | [8 empty] | BLENDEROXYGENAIR | Blender, Oxygen/Air | TENACOREHOLDINGS
NO | YES |  |  |  | 133-08881 | 133-08881 | CareFusion | BIRD LOW FLOW BLENDER |  | BFF03215 | Katy-NICU | MHHS-Katy |  |  |  | 133-08881 | 133-08881 | Katy | MHHS-Katy | Katy-NICU | Corcumcision room 2 in nicu | 5/1/19 | 5/1/20 |  |  | OXYGEN-AIR PROPORTIONERS | Blender, Oxygen/Air | BLENDEROXYGENAIR-TENACOREHOLDINGS-30L Low Flow |  |  |  |  | BLENDEROXYGENAIR-TENACOREHOLDINGS-30L Low Flow | CAREFUSION |  |  |  |  | 12/1/20 |  | BOA-A | Not Covered Vendor Only - Biomedical | MHHS-Katy | [8 empty] | BLENDEROXYGENAIR | Blender, Oxygen/Air | TENACOREHOLDINGS
NO | YES |  |  |  | 069-46665 | 069-46665 | CareFusion | BIRD LOW FLOW BLENDER |  | BKF03333 | TMC-Respiratory-Pedi | MHHS-TMC |  |  |  | 069-46665 | 069-46665 | TMC | MHHS-TMC | TMC-Respiratory-Pedi |  | 5/15/19 |  |  |  | OXYGEN-AIR PROPORTIONERS |  | BLENDEROXYGENAIR-TENACOREHOLDINGS-30L Low Flow |  |  |  |  | BLENDEROXYGENAIR-TENACOREHOLDINGS-30L Low Flow | CAREFUSION |  |  |  |  | 12/19/20 | Verified 3/30/2020 4:07pm (Central) |  | No Coverage Specified | MHHS-TMC
NO | YES |  |  |  | 069-46669 | 069-46669 | CareFusion | BIRD LOW FLOW BLENDER |  | BKF03337 | TMC-Children's-L&D (5Hp) | MHHS-TMC |  |  |  | 069-46669 | 069-46669 | TMC | MHHS-TMC | TMC-Children's-L&D (5Hp) | J591 | 5/1/19 |  |  |  | OXYGEN-AIR PROPORTIONERS |  | BLENDEROXYGENAIR-TENACOREHOLDINGS-30L Low Flow |  |  |  |  | BLENDEROXYGENAIR-TENACOREHOLDINGS-30L Low Flow | CAREFUSION |  |  |  |  | 12/1/20 |  |  | Not Covered Vendor Only - Biomedical | MHHS-TMC
NO | YES |  |  |  | 069-46670 | 069-46670 | CareFusion | BIRD LOW FLOW BLENDER |  | BKF03332 | TMC childrens 5 Floor | MHHS-TMC |  |  |  | 069-46670 | 069-46670 | TMC | TMC | TMC childrens 5 Floor | H582 | 5/1/19 |  | 5/1/20 |  | OXYGEN-AIR PROPORTIONERS |  | BLENDEROXYGENAIR-TENACOREHOLDINGS-30L Low Flow |  |  |  |  | BLENDEROXYGENAIR-TENACOREHOLDINGS-30L Low Flow | CAREFUSION |  |  |  |  | 12/1/20 |  |  | Not Covered Vendor Only - Biomedical | MHHS-TMC
NO | YES |  |  |  | 069-46671 | 069-46671 | CareFusion | BIRD LOW FLOW BLENDER |  | BKF03328 | TMC-Children's-L&D (5Hp) | MHHS-TMC |  |  |  | 069-46671 | 069-46671 | TMC | MHHS-TMC | TMC-Children's-L&D (5Hp) | J583 | 5/1/19 |  |  |  | OXYGEN-AIR PROPORTIONERS |  | BLENDEROXYGENAIR-TENACOREHOLDINGS-30L Low Flow |  |  |  |  | BLENDEROXYGENAIR-TENACOREHOLDINGS-30L Low Flow | CAREFUSION |  |  |  |  | 12/1/20 |  |  | Not Covered Vendor Only - Biomedical | MHHS-TMC
NO | YES |  |  |  | 069-46673 | 069-46673 | CareFusion | BIRD LOW FLOW BLENDER |  | BKF03341 | TMC-Respiratory-Pedi | MHHS-TMC |  |  |  | 069-46673 | 069-46673 | TMC | MHHS-TMC | TMC-Respiratory-Pedi |  | 5/16/19 |  |  |  | OXYGEN-AIR PROPORTIONERS |  | BLENDEROXYGENAIR-TENACOREHOLDINGS-30L Low Flow |  |  |  |  | BLENDEROXYGENAIR-TENACOREHOLDINGS-30L Low Flow | CAREFUSION |  |  |  |  | 12/1/20 | Verified 3/30/2020 4:07pm (Central) |  | Not Covered Vendor Only - Biomedical | MHHS-TMC
NO | YES |  |  |  | 069-46675 | 069-46675 | CareFusion | BIRD LOW FLOW BLENDER |  | BKF03342 | TMC-Respiratory-Pedi | MHHS-TMC |  |  |  | 069-46675 | 069-46675 | TMC | MHHS-TMC | TMC-Respiratory-Pedi |  | 5/17/19 |  |  |  | OXYGEN-AIR PROPORTIONERS |  | BLENDEROXYGENAIR-TENACOREHOLDINGS-30L Low Flow |  |  |  |  | BLENDEROXYGENAIR-TENACOREHOLDINGS-30L Low Flow | CAREFUSION |  |  |  |  | 12/1/20 | Verified 3/30/2020 4:07pm (Central) |  | Not Covered Vendor Only - Biomedical | MHHS-TMC
NO | YES |  |  |  | 069-46678 | 069-46678 | CareFusion | BIRD LOW FLOW BLENDER |  | BKF03327 | TMC-Respiratory-Pedi | MHHS-TMC |  |  |  | 069-46678 | 069-46678 | TMC | MHHS-TMC | TMC-Respiratory-Pedi |  | 5/17/19 |  |  |  | OXYGEN-AIR PROPORTIONERS |  | BLENDEROXYGENAIR-TENACOREHOLDINGS-30L Low Flow |  |  |  |  | BLENDEROXYGENAIR-TENACOREHOLDINGS-30L Low Flow | CAREFUSION |  |  |  |  | 12/1/20 | Verified 3/30/2020 4:07pm (Central) |  | Not Covered Vendor Only - Biomedical | MHHS-TMC
NO | YES |  |  |  | 069-46679 | 069-46679 | CareFusion | BIRD LOW FLOW BLENDER |  | BKF03336 | TMC-Respiratory-Pedi | MHHS-TMC |  |  |  | 069-46679 | 069-46679 | TMC | MHHS-TMC | TMC-Respiratory-Pedi |  | 5/17/19 |  |  |  | OXYGEN-AIR PROPORTIONERS |  | BLENDEROXYGENAIR-TENACOREHOLDINGS-30L Low Flow |  |  |  |  | BLENDEROXYGENAIR-TENACOREHOLDINGS-30L Low Flow | CAREFUSION |  |  |  |  | 12/1/20 | Verified 3/30/2020 4:07pm (Central) |  | Not Covered Vendor Only - Biomedical | MHHS-TMC
NO | YES |  |  |  | 069-46681 | 069-46681 | CareFusion | BIRD LOW FLOW BLENDER |  | BKF03344 | TMC-Respiratory-Pedi | MHHS-TMC |  |  |  | 069-46681 | 069-46681 | TMC | MHHS-TMC | TMC-Respiratory-Pedi |  | 5/17/19 |  |  |  | OXYGEN-AIR PROPORTIONERS |  | BLENDEROXYGENAIR-TENACOREHOLDINGS-30L Low Flow |  |  |  |  | BLENDEROXYGENAIR-TENACOREHOLDINGS-30L Low Flow | CAREFUSION |  |  |  |  | 12/1/20 | Verified 3/30/2020 4:07pm (Central) |  | Not Covered Vendor Only - Biomedical | MHHS-TMC
NO | YES |  |  |  | 069-46682 | 069-46682 | CareFusion | BIRD LOW FLOW BLENDER |  | BKF03326 | TMC childrens 5 Floor | MHHS-TMC |  |  |  | 069-46682 | 069-46682 | TMC | TMC | TMC childrens 5 Floor | H584 | 5/1/19 |  | 5/1/20 |  | OXYGEN-AIR PROPORTIONERS |  | BLENDEROXYGENAIR-TENACOREHOLDINGS-30L Low Flow |  |  |  |  | BLENDEROXYGENAIR-TENACOREHOLDINGS-30L Low Flow | CAREFUSION |  |  |  |  | 12/1/20 |  |  | Not Covered Vendor Only - Biomedical | MHHS-TMC
NO | YES |  |  |  | 069-46683 | 069-46683 | CareFusion | BIRD LOW FLOW BLENDER |  | BKF03335 | TMC-Respiratory-Pedi | MHHS-TMC |  |  |  | 069-46683 | 069-46683 | TMC | MHHS-TMC | TMC-Respiratory-Pedi |  | 5/17/19 |  |  |  | OXYGEN-AIR PROPORTIONERS |  | BLENDEROXYGENAIR-TENACOREHOLDINGS-30L Low Flow |  |  |  |  | BLENDEROXYGENAIR-TENACOREHOLDINGS-30L Low Flow | CAREFUSION |  |  |  |  | 12/1/20 | Verified 3/30/2020 4:07pm (Central) |  | Not Covered Vendor Only - Biomedical | MHHS-TMC
NO | YES |  |  |  | 029-12768 | 029-12768 | CareFusion | BIRD LOW FLOW BLENDER |  | BKF02260 | Woodlands-Respiratory | MHHS-Woodlands |  |  |  | 029-12768 | 029-12768 | Woodlands | MHHS-Woodlands | Woodlands-Respiratory |  |  |  | 8/1/20 |  | OXYGEN-AIR PROPORTIONERS | Blender, Oxygen/Air | BLENDEROXYGENAIR-TENACOREHOLDINGS-30L Low Flow |  |  |  |  | BLENDEROXYGENAIR-TENACOREHOLDINGS-30L Low Flow | CAREFUSION |  |  |  |  | 12/1/20 |  | BOA-A | Not Covered Vendor Only - Biomedical | MHHS-Woodlands | [8 empty] | BLENDEROXYGENAIR | Blender, Oxygen/Air | TENACOREHOLDINGS
NO | YES |  |  |  | 029-12769 | 029-12769 | CareFusion | BIRD LOW FLOW BLENDER |  | BKF02289 | Woodlands-Respiratory | MHHS-Woodlands |  |  |  | 029-12769 | 029-12769 | Woodlands | MHHS-Woodlands | Woodlands-Respiratory | Nicu storage room |  |  | 8/1/20 |  | OXYGEN-AIR PROPORTIONERS | Blender, Oxygen/Air | BLENDEROXYGENAIR-TENACOREHOLDINGS-30L Low Flow |  |  |  |  | BLENDEROXYGENAIR-TENACOREHOLDINGS-30L Low Flow | CAREFUSION |  |  |  |  | 12/1/20 |  | BOA-A | Not Covered Vendor Only - Biomedical | MHHS-Woodlands | [8 empty] | BLENDEROXYGENAIR | Blender, Oxygen/Air | TENACOREHOLDINGS
NO | YES |  |  |  | 029-12770 | 029-12770 | CareFusion | BIRD LOW FLOW BLENDER |  | BKF02261 | Woodlands-Respiratory | MHHS-Woodlands |  |  |  | 029-12770 | 029-12770 | Woodlands | MHHS-Woodlands | Woodlands-Respiratory | Nicu room 21 |  |  | 8/1/20 |  | OXYGEN-AIR PROPORTIONERS | Blender, Oxygen/Air | BLENDEROXYGENAIR-TENACOREHOLDINGS-30L Low Flow |  |  |  |  | BLENDEROXYGENAIR-TENACOREHOLDINGS-30L Low Flow | CAREFUSION |  |  |  |  | 12/1/20 |  | BOA-A | Not Covered Vendor Only - Biomedical | MHHS-Woodlands | [8 empty] | BLENDEROXYGENAIR | Blender, Oxygen/Air | TENACOREHOLDINGS
NO | YES |  |  |  | 029-12771 | 029-12771 | CareFusion | BIRD LOW FLOW BLENDER |  | BKF02279 | Woodlands-Respiratory | MHHS-Woodlands |  |  |  | 029-12771 | 029-12771 | Woodlands | MHHS-Woodlands | Woodlands-Respiratory | Nicu room 20 |  |  | 8/1/20 |  | OXYGEN-AIR PROPORTIONERS | Blender, Oxygen/Air | BLENDEROXYGENAIR-TENACOREHOLDINGS-30L Low Flow |  |  |  |  | BLENDEROXYGENAIR-TENACOREHOLDINGS-30L Low Flow | CAREFUSION |  |  |  |  | 12/1/20 |  | BOA-A | Not Covered Vendor Only - Biomedical | MHHS-Woodlands | [8 empty] | BLENDEROXYGENAIR | Blender, Oxygen/Air | TENACOREHOLDINGS
NO | YES |  |  |  | 029-12773 | 029-12773 | CareFusion | BIRD LOW FLOW BLENDER |  | BKF02284 | Woodlands-Respiratory | MHHS-Woodlands |  |  |  | 029-12773 | 029-12773 | Woodlands | MHHS-Woodlands | Woodlands-Respiratory |  |  |  | 8/1/20 |  | OXYGEN-AIR PROPORTIONERS | Blender, Oxygen/Air | BLENDEROXYGENAIR-TENACOREHOLDINGS-30L Low Flow |  |  |  |  | BLENDEROXYGENAIR-TENACOREHOLDINGS-30L Low Flow | CAREFUSION |  |  |  |  | 12/1/20 |  | BOA-A | Not Covered Vendor Only - Biomedical | MHHS-Woodlands | [8 empty] | BLENDEROXYGENAIR | Blender, Oxygen/Air | TENACOREHOLDINGS
NO | YES |  |  |  | 029-12774 | 029-12774 | CareFusion | BIRD LOW FLOW BLENDER |  | BKF02288 | Woodlands-Birth Center | MHHS-Woodlands |  |  |  | 029-12774 | 029-12774 | Woodlands | MHHS-Woodlands | Woodlands-Birth Center | OR 1 | 12/1/19 |  | 12/1/20 |  | OXYGEN-AIR PROPORTIONERS | Blender, Oxygen/Air | BLENDEROXYGENAIR-TENACOREHOLDINGS-30L Low Flow |  |  |  |  | BLENDEROXYGENAIR-TENACOREHOLDINGS-30L Low Flow | CAREFUSION |  |  |  |  | 12/1/20 |  | BOA-A | Not Covered Vendor Only - Biomedical | MHHS-Woodlands | [8 empty] | BLENDEROXYGENAIR | Blender, Oxygen/Air | TENACOREHOLDINGS
NO | YES |  |  |  | 029-12780 | 029-12780 | CareFusion | BIRD LOW FLOW BLENDER |  | BKF02267 | Woodlands-Respiratory | MHHS-Woodlands |  |  |  | 029-12780 | 029-12780 | Woodlands | MHHS-Woodlands | Woodlands-Respiratory |  |  |  | 8/1/20 |  | OXYGEN-AIR PROPORTIONERS | Blender, Oxygen/Air | BLENDEROXYGENAIR-TENACOREHOLDINGS-30L Low Flow |  |  |  |  | BLENDEROXYGENAIR-TENACOREHOLDINGS-30L Low Flow | CAREFUSION |  |  |  |  | 11/11/20 |  | BOA-A | Not Covered Vendor Only - Biomedical | MHHS-Woodlands | [8 empty] | BLENDEROXYGENAIR | Blender, Oxygen/Air | TENACOREHOLDINGS
NO | YES |  |  |  | 029-12783 | 029-12783 | CareFusion | BIRD LOW FLOW BLENDER |  | BKF02268 | Woodlands-Respiratory | MHHS-Woodlands |  |  |  | 029-12783 | 029-12783 | Woodlands | MHHS-Woodlands | Woodlands-Respiratory | Nicu 20 |  |  | 8/1/20 |  | OXYGEN-AIR PROPORTIONERS | Blender, Oxygen/Air | BLENDEROXYGENAIR-TENACOREHOLDINGS-30L Low Flow |  |  |  |  | BLENDEROXYGENAIR-TENACOREHOLDINGS-30L Low Flow | CAREFUSION |  |  |  |  | 11/11/20 |  | BOA-A | Not Covered Vendor Only - Biomedical | MHHS-Woodlands | [8 empty] | BLENDEROXYGENAIR | Blender, Oxygen/Air | TENACOREHOLDINGS
NO | YES |  |  |  | 029-12790 | 029-12790 | CareFusion | BIRD LOW FLOW BLENDER |  | BKF02278 | Woodlands-Respiratory | MHHS-Woodlands |  |  |  | 029-12790 | 029-12790 | Woodlands | MHHS-Woodlands | Woodlands-Respiratory |  |  |  | 8/1/20 |  | OXYGEN-AIR PROPORTIONERS | Blender, Oxygen/Air | BLENDEROXYGENAIR-TENACOREHOLDINGS-30L Low Flow |  |  |  |  | BLENDEROXYGENAIR-TENACOREHOLDINGS-30L Low Flow | CAREFUSION |  |  |  |  | 11/11/20 |  | BOA-A | Not Covered Vendor Only - Biomedical | MHHS-Woodlands | [8 empty] | BLENDEROXYGENAIR | Blender, Oxygen/Air | TENACOREHOLDINGS
NO | YES |  |  |  | 029-12791 | 029-12791 | CareFusion | BIRD LOW FLOW BLENDER |  | BKF02258 | Woodlands-Respiratory | MHHS-Woodlands |  |  |  | 029-12791 | 029-12791 | Woodlands | MHHS-Woodlands | Woodlands-Respiratory |  |  |  | 8/1/20 |  | OXYGEN-AIR PROPORTIONERS | Blender, Oxygen/Air | BLENDEROXYGENAIR-TENACOREHOLDINGS-30L Low Flow |  |  |  |  | BLENDEROXYGENAIR-TENACOREHOLDINGS-30L Low Flow | CAREFUSION |  |  |  |  | 11/11/20 |  | BOA-A | Not Covered Vendor Only - Biomedical | MHHS-Woodlands | [8 empty] | BLENDEROXYGENAIR | Blender, Oxygen/Air | TENACOREHOLDINGS
NO | YES |  |  |  | 029-12793 | 029-12793 | CareFusion | BIRD LOW FLOW BLENDER |  | BKF02266 | Woodlands-Respiratory | MHHS-Woodlands |  |  |  | 029-12793 | 029-12793 | Woodlands | MHHS-Woodlands | Woodlands-Respiratory |  |  |  | 8/1/20 |  | OXYGEN-AIR PROPORTIONERS | Blender, Oxygen/Air | BLENDEROXYGENAIR-TENACOREHOLDINGS-30L Low Flow |  |  |  |  | BLENDEROXYGENAIR-TENACOREHOLDINGS-30L Low Flow | CAREFUSION |  |  |  |  | 11/11/20 |  | BOA-A | Not Covered Vendor Only - Biomedical | MHHS-Woodlands | [8 empty] | BLENDEROXYGENAIR | Blender, Oxygen/Air | TENACOREHOLDINGS
NO | YES |  |  |  | 029-32473 | 029-32473 | CareFusion | BIRD LOW FLOW BLENDER |  | BKF02291 | Woodlands-Respiratory | MHHS-Woodlands |  |  |  | 029-32473 | 029-32473 | Woodlands | MHHS-Woodlands | Woodlands-Respiratory |  |  |  | 8/1/20 |  | OXYGEN-AIR PROPORTIONERS | Blender, Oxygen/Air | BLENDEROXYGENAIR-TENACOREHOLDINGS-30L Low Flow |  |  |  |  | BLENDEROXYGENAIR-TENACOREHOLDINGS-30L Low Flow | CAREFUSION |  |  |  |  | 11/11/20 |  | BOA-A | Not Covered Vendor Only - Biomedical | MHHS-Woodlands | [8 empty] | BLENDEROXYGENAIR | Blender, Oxygen/Air | TENACOREHOLDINGS
YES | YES |  |  |  | 029-32472 | 029-32472 | CareFusion | BIRD LOW FLOW BLENDER |  | Bkf02281 | WOODLANDS - CENTRAL SUPPLY |  |  |  |  | 029-32472 | 029-32472 | Woodlands | Woodlands | WOODLANDS - CENTRAL SUPPLY
YES | YES |  |  |  | 029-32471 | 029-32471 | CareFusion | BIRD LOW FLOW BLENDER |  | Bkf02277 | WOODLANDS - NICU |  |  |  |  | 029-32471 | 029-32471 | Woodlands | Woodlands | WOODLANDS - NICU |  |  |  | 8/1/20
NO | NO |  |  |  | 133-08878 |  | CareFusion | BIRD LOW FLOW BLENDER |  | BFF03204 | KATY - NICU | MHHS-Katy |  |  |  | 133-08878 |  | Katy |  | KATY - NICU | [5 empty] | OXYGEN-AIR PROPORTIONERS |  | BLENDEROXYGENAIR-TENACOREHOLDINGS-30L Low Flow |  |  |  |  | BLENDEROXYGENAIR-TENACOREHOLDINGS-30L Low Flow | CAREFUSION | [7 empty] | Not Covered Vendor Only - Biomedical | MHHS-Katy
NO | NO |  |  |  | 069-46666 |  | CareFusion | BIRD LOW FLOW BLENDER |  | BKF03334 | TMC - RESPIRATORY - PEDI | MHHS-TMC |  |  |  | 069-46666 |  | TMC |  | TMC - RESPIRATORY - PEDI | [5 empty] | OXYGEN-AIR PROPORTIONERS |  | BLENDEROXYGENAIR-TENACOREHOLDINGS-30L Low Flow |  |  |  |  | BLENDEROXYGENAIR-TENACOREHOLDINGS-30L Low Flow | CAREFUSION | [7 empty] | No Coverage Specified | MHHS-TMC
NO | NO |  |  |  | 069-46667 |  | CareFusion | BIRD LOW FLOW BLENDER |  | BKF03329 | TMC - RESPIRATORY - PEDI | MHHS-TMC |  |  |  | 069-46667 |  | TMC |  | TMC - RESPIRATORY - PEDI | [5 empty] | OXYGEN-AIR PROPORTIONERS |  | BLENDEROXYGENAIR-TENACOREHOLDINGS-30L Low Flow |  |  |  |  | BLENDEROXYGENAIR-TENACOREHOLDINGS-30L Low Flow | CAREFUSION | [7 empty] | Not Covered Vendor Only - Biomedical | MHHS-TMC
NO | NO |  |  |  | 069-46672 |  | CareFusion | BIRD LOW FLOW BLENDER |  | BKF03339 | TMC - RESPIRATORY - PEDI | MHHS-TMC |  |  |  | 069-46672 |  | TMC |  | TMC - RESPIRATORY - PEDI | [5 empty] | OXYGEN-AIR PROPORTIONERS |  | BLENDEROXYGENAIR-TENACOREHOLDINGS-30L Low Flow |  |  |  |  | BLENDEROXYGENAIR-TENACOREHOLDINGS-30L Low Flow | CAREFUSION | [7 empty] | Not Covered Vendor Only - Biomedical | MHHS-TMC
NO | NO |  |  |  | 069-46674 |  | CareFusion | BIRD LOW FLOW BLENDER |  | BKF03340 | TMC - RESPIRATORY - PEDI | MHHS-TMC |  |  |  | 069-46674 |  | TMC |  | TMC - RESPIRATORY - PEDI | [5 empty] | OXYGEN-AIR PROPORTIONERS |  | BLENDEROXYGENAIR-TENACOREHOLDINGS-30L Low Flow |  |  |  |  | BLENDEROXYGENAIR-TENACOREHOLDINGS-30L Low Flow | CAREFUSION | [7 empty] | Not Covered Vendor Only - Biomedical | MHHS-TMC
NO | NO |  |  |  | 069-46676 |  | CareFusion | BIRD LOW FLOW BLENDER |  | BKF03343 | TMC - RESPIRATORY - PEDI | MHHS-TMC |  |  |  | 069-46676 |  | TMC |  | TMC - RESPIRATORY - PEDI | [5 empty] | OXYGEN-AIR PROPORTIONERS |  | BLENDEROXYGENAIR-TENACOREHOLDINGS-30L Low Flow |  |  |  |  | BLENDEROXYGENAIR-TENACOREHOLDINGS-30L Low Flow | CAREFUSION | [7 empty] | Not Covered Vendor Only - Biomedical | MHHS-TMC
NO | NO |  |  |  | 069-46677 |  | CareFusion | BIRD LOW FLOW BLENDER |  | BKF03330 | TMC - RESPIRATORY - PEDI | MHHS-TMC |  |  |  | 069-46677 |  | TMC |  | TMC - RESPIRATORY - PEDI | [5 empty] | OXYGEN-AIR PROPORTIONERS |  | BLENDEROXYGENAIR-TENACOREHOLDINGS-30L Low Flow |  |  |  |  | BLENDEROXYGENAIR-TENACOREHOLDINGS-30L Low Flow | CAREFUSION | [7 empty] | Not Covered Vendor Only - Biomedical | MHHS-TMC
NO | NO |  |  |  | 069-46680 |  | CareFusion | BIRD LOW FLOW BLENDER |  | BKF03338 | TMC - RESPIRATORY - PEDI | MHHS-TMC |  |  |  | 069-46680 |  | TMC |  | TMC - RESPIRATORY - PEDI | [5 empty] | OXYGEN-AIR PROPORTIONERS |  | BLENDEROXYGENAIR-TENACOREHOLDINGS-30L Low Flow |  |  |  |  | BLENDEROXYGENAIR-TENACOREHOLDINGS-30L Low Flow | CAREFUSION | [7 empty] | Not Covered Vendor Only - Biomedical | MHHS-TMC
NO | NO |  |  |  | 029-12772 |  | CareFusion | BIRD LOW FLOW BLENDER |  | BKF02254 | WOODLANDS - RESPIRATORY | MHHS-Woodlands |  |  |  | 029-12772 |  | Woodlands |  | WOODLANDS - RESPIRATORY | [5 empty] | OXYGEN-AIR PROPORTIONERS |  | BLENDEROXYGENAIR-TENACOREHOLDINGS-30L Low Flow |  |  |  |  | BLENDEROXYGENAIR-TENACOREHOLDINGS-30L Low Flow | CAREFUSION | [7 empty] | Not Covered Vendor Only - Biomedical | MHHS-Woodlands
NO | NO |  |  |  | 029-12775 |  | CareFusion | BIRD LOW FLOW BLENDER |  | BKF02273 | WOODLANDS - RESPIRATORY | MHHS-Woodlands |  |  |  | 029-12775 |  | Woodlands |  | WOODLANDS - RESPIRATORY | [5 empty] | OXYGEN-AIR PROPORTIONERS |  | BLENDEROXYGENAIR-TENACOREHOLDINGS-30L Low Flow |  |  |  |  | BLENDEROXYGENAIR-TENACOREHOLDINGS-30L Low Flow | CAREFUSION | [7 empty] | Not Covered Vendor Only - Biomedical | MHHS-Woodlands
NO | NO |  |  |  | 029-12776 |  | CareFusion | BIRD LOW FLOW BLENDER |  | BKF02287 | WOODLANDS - RESPIRATORY | MHHS-Woodlands |  |  |  | 029-12776 |  | Woodlands |  | WOODLANDS - RESPIRATORY | [5 empty] | OXYGEN-AIR PROPORTIONERS |  | BLENDEROXYGENAIR-TENACOREHOLDINGS-30L Low Flow |  |  |  |  | BLENDEROXYGENAIR-TENACOREHOLDINGS-30L Low Flow | CAREFUSION | [7 empty] | Not Covered Vendor Only - Biomedical | MHHS-Woodlands
NO | NO |  |  |  | 029-12777 |  | CareFusion | BIRD LOW FLOW BLENDER |  | BKF02265 | WOODLANDS - RESPIRATORY | MHHS-Woodlands |  |  |  | 029-12777 |  | Woodlands |  | WOODLANDS - RESPIRATORY | [5 empty] | OXYGEN-AIR PROPORTIONERS |  | BLENDEROXYGENAIR-TENACOREHOLDINGS-30L Low Flow |  |  |  |  | BLENDEROXYGENAIR-TENACOREHOLDINGS-30L Low Flow | CAREFUSION | [7 empty] | Not Covered Vendor Only - Biomedical | MHHS-Woodlands
NO | NO |  |  |  | 029-12778 |  | CareFusion | BIRD LOW FLOW BLENDER |  | BKF02290 | WOODLANDS - RESPIRATORY | MHHS-Woodlands |  |  |  | 029-12778 |  | Woodlands |  | WOODLANDS - RESPIRATORY | [5 empty] | OXYGEN-AIR PROPORTIONERS |  | BLENDEROXYGENAIR-TENACOREHOLDINGS-30L Low Flow |  |  |  |  | BLENDEROXYGENAIR-TENACOREHOLDINGS-30L Low Flow | CAREFUSION | [7 empty] | Not Covered Vendor Only - Biomedical | MHHS-Woodlands
NO | NO |  |  |  | 029-12779 |  | CareFusion | BIRD LOW FLOW BLENDER |  | BKF02271 | WOODLANDS - RESPIRATORY | MHHS-Woodlands |  |  |  | 029-12779 |  | Woodlands |  | WOODLANDS - RESPIRATORY | [5 empty] | OXYGEN-AIR PROPORTIONERS |  | BLENDEROXYGENAIR-TENACOREHOLDINGS-30L Low Flow |  |  |  |  | BLENDEROXYGENAIR-TENACOREHOLDINGS-30L Low Flow | CAREFUSION | [7 empty] | Not Covered Vendor Only - Biomedical | MHHS-Woodlands
NO | NO |  |  |  | 029-12781 |  | CareFusion | BIRD LOW FLOW BLENDER |  | BKF02274 | WOODLANDS - RESPIRATORY | MHHS-Woodlands |  |  |  | 029-12781 |  | Woodlands |  | WOODLANDS - RESPIRATORY | [5 empty] | OXYGEN-AIR PROPORTIONERS |  | BLENDEROXYGENAIR-TENACOREHOLDINGS-30L Low Flow |  |  |  |  | BLENDEROXYGENAIR-TENACOREHOLDINGS-30L Low Flow | CAREFUSION | [7 empty] | Not Covered Vendor Only - Biomedical | MHHS-Woodlands
NO | NO |  |  |  | 029-12782 |  | CareFusion | BIRD LOW FLOW BLENDER |  | BKF02272 | WOODLANDS - RESPIRATORY | MHHS-Woodlands |  |  |  | 029-12782 |  | Woodlands |  | WOODLANDS - RESPIRATORY | [5 empty] | OXYGEN-AIR PROPORTIONERS |  | BLENDEROXYGENAIR-TENACOREHOLDINGS-30L Low Flow |  |  |  |  | BLENDEROXYGENAIR-TENACOREHOLDINGS-30L Low Flow | CAREFUSION | [7 empty] | Not Covered Vendor Only - Biomedical | MHHS-Woodlands
NO | NO |  |  |  | 029-12788 |  | CareFusion | BIRD LOW FLOW BLENDER |  | BKF02285 | WOODLANDS - RESPIRATORY | MHHS-Woodlands |  |  |  | 029-12788 |  | Woodlands |  | WOODLANDS - RESPIRATORY | [5 empty] | OXYGEN-AIR PROPORTIONERS |  | BLENDEROXYGENAIR-TENACOREHOLDINGS-30L Low Flow |  |  |  |  | BLENDEROXYGENAIR-TENACOREHOLDINGS-30L Low Flow | CAREFUSION | [7 empty] | Not Covered Vendor Only - Biomedical | MHHS-Woodlands
NO | NO |  |  |  | 029-12789 |  | CareFusion | BIRD LOW FLOW BLENDER |  | BKF02275 | WOODLANDS - RESPIRATORY | MHHS-Woodlands |  |  |  | 029-12789 |  | Woodlands |  | WOODLANDS - RESPIRATORY | [5 empty] | OXYGEN-AIR PROPORTIONERS |  | BLENDEROXYGENAIR-TENACOREHOLDINGS-30L Low Flow |  |  |  |  | BLENDEROXYGENAIR-TENACOREHOLDINGS-30L Low Flow | CAREFUSION | [7 empty] | Not Covered Vendor Only - Biomedical | MHHS-Woodlands
NO | NO |  |  |  | 029-12794 |  | CareFusion | BIRD LOW FLOW BLENDER |  | BKF02262 | WOODLANDS - RESPIRATORY | MHHS-Woodlands |  |  |  | 029-12794 |  | Woodlands |  | WOODLANDS - RESPIRATORY | [5 empty] | OXYGEN-AIR PROPORTIONERS |  | BLENDEROXYGENAIR-TENACOREHOLDINGS-30L Low Flow |  |  |  |  | BLENDEROXYGENAIR-TENACOREHOLDINGS-30L Low Flow | CAREFUSION | [7 empty] | Not Covered Vendor Only - Biomedical | MHHS-Woodlands
NO | NO |  |  |  | 029-32474 |  | CareFusion | BIRD LOW FLOW BLENDER |  | BKF02276 | WOODLANDS - RESPIRATORY | MHHS-Woodlands |  |  |  | 029-32474 |  | Woodlands |  | WOODLANDS - RESPIRATORY | [5 empty] | OXYGEN-AIR PROPORTIONERS |  | BLENDEROXYGENAIR-TENACOREHOLDINGS-30L Low Flow |  |  |  |  | BLENDEROXYGENAIR-TENACOREHOLDINGS-30L Low Flow | CAREFUSION | [7 empty] | Not Covered Vendor Only - Biomedical | MHHS-Woodlands
NO | YES |  |  |  | SYR0106 |  | CareFusion | CAREFUSION - MEDLEY SYRINGE (8110) |  |  | NE-Central Supply | MHHS-Northeast |  | Module, Infusion Pump Syringe |  | SYR0106 |  | Katy | MHHS-Northeast | NE-Central Supply |  | 12/12/19 |  |  |  | INFUSION PUMPS | Module, Infusion Pump Syringe | MODULEINFPUMPSYRINGE-Alaris-8110 | MODULEINFPUMPSYRINGE |  |  |  |  | Alaris | Module, Infusion Pump Syringe |  | MODULEINFPUMPSYRINGE-Alaris-8110 |  | 12/1/20 | Finished from Script 3/27/2020 12:11:52pm (Central) | PISBAT-A | Not Covered Vendor Only - Biomedical | MHHS-Northeast | [8 empty] | MODULEINFPUMPSYRINGE | Module, Infusion Pump Syringe | Alaris
NO | YES |  |  |  | 029-12412 | 029-12412 | CareFusion | CAREFUSION - MEDLEY SYRINGE (8110) |  |  | Woodlands-Birth Center | MHHS-Woodlands |  | Module, Infusion Pump Syringe |  | 029-12412 | 029-12412 | Woodlands | MHHS-Woodlands | Woodlands-Birth Center | L | 2/1/20 |  | 2/1/21 |  | INFUSION PUMPS | Module, Infusion Pump Syringe | MODULEINFPUMPSYRINGE-Alaris-8110 | MODULEINFPUMPSYRINGE |  |  |  |  | Alaris | Module, Infusion Pump Syringe |  | MODULEINFPUMPSYRINGE-Alaris-8110 |  | 11/1/20 |  | PISBAT-A | Not Covered Vendor Only - Biomedical | MHHS-Woodlands | [8 empty] | MODULEINFPUMPSYRINGE | Module, Infusion Pump Syringe | Alaris
NO | NO |  |  |  | SYR0108 |  | CareFusion | CAREFUSION - MEDLEY SYRINGE (8110) |  |  | GH - CENTRAL SUPPLY | MHHS-Greater Heights |  | Module, Infusion Pump Syringe |  | SYR0108 |  | Central & Greater Heights |  | GH - CENTRAL SUPPLY | [5 empty] | INFUSION PUMPS |  | MODULEINFPUMPSYRINGE-Alaris-8110 | MODULEINFPUMPSYRINGE |  |  |  |  | Alaris | Module, Infusion Pump Syringe |  | MODULEINFPUMPSYRINGE-Alaris-8110 |  |  |  |  | Not Covered Vendor Only - Biomedical | MHHS-Greater Heights
NO | NO |  |  |  | SYR0113 |  | CareFusion | CAREFUSION - MEDLEY SYRINGE (8110) |  |  | GH - CENTRAL SUPPLY | MHHS-Greater Heights |  | Module, Infusion Pump Syringe |  | SYR0113 |  | Central & Greater Heights |  | GH - CENTRAL SUPPLY | [5 empty] | INFUSION PUMPS |  | MODULEINFPUMPSYRINGE-Alaris-8110 | MODULEINFPUMPSYRINGE |  |  |  |  | Alaris | Module, Infusion Pump Syringe |  | MODULEINFPUMPSYRINGE-Alaris-8110 |  |  |  |  | Not Covered Vendor Only - Biomedical | MHHS-Greater Heights
NO | NO |  |  |  | SYR0130 |  | CareFusion | CAREFUSION - MEDLEY SYRINGE (8110) |  |  | GH - CENTRAL SUPPLY | MHHS-Greater Heights |  | Module, Infusion Pump Syringe |  | SYR0130 |  | Central & Greater Heights |  | GH - CENTRAL SUPPLY | [5 empty] | INFUSION PUMPS |  | MODULEINFPUMPSYRINGE-Alaris-8110 | MODULEINFPUMPSYRINGE |  |  |  |  | Alaris | Module, Infusion Pump Syringe |  | MODULEINFPUMPSYRINGE-Alaris-8110 |  |  |  |  | Not Covered Vendor Only - Biomedical | MHHS-Greater Heights
NO | NO |  |  |  | SYR0155 |  | CareFusion | CAREFUSION - MEDLEY SYRINGE (8110) |  |  | GH - CENTRAL SUPPLY | MHHS-Greater Heights |  | Module, Infusion Pump Syringe |  | SYR0155 |  | Central & Greater Heights |  | GH - CENTRAL SUPPLY | [5 empty] | INFUSION PUMPS |  | MODULEINFPUMPSYRINGE-Alaris-8110 | MODULEINFPUMPSYRINGE |  |  |  |  | Alaris | Module, Infusion Pump Syringe |  | MODULEINFPUMPSYRINGE-Alaris-8110 |  |  |  |  | Not Covered Vendor Only - Biomedical | MHHS-Greater Heights
NO | NO |  |  |  | SYR0160 |  | CareFusion | CAREFUSION - MEDLEY SYRINGE (8110) |  |  | GH - CENTRAL SUPPLY | MHHS-Greater Heights |  | Module, Infusion Pump Syringe |  | SYR0160 |  | Central & Greater Heights |  | GH - CENTRAL SUPPLY | [5 empty] | INFUSION PUMPS |  | MODULEINFPUMPSYRINGE-Alaris-8110 | MODULEINFPUMPSYRINGE |  |  |  |  | Alaris | Module, Infusion Pump Syringe |  | MODULEINFPUMPSYRINGE-Alaris-8110 |  |  |  |  | Not Covered Vendor Only - Biomedical | MHHS-Greater Heights
NO | NO |  |  |  | SYR0163 |  | CareFusion | CAREFUSION - MEDLEY SYRINGE (8110) |  |  | GH - CENTRAL SUPPLY | MHHS-Greater Heights |  | Module, Infusion Pump Syringe |  | SYR0163 |  | Central & Greater Heights |  | GH - CENTRAL SUPPLY | [5 empty] | INFUSION PUMPS |  | MODULEINFPUMPSYRINGE-Alaris-8110 | MODULEINFPUMPSYRINGE |  |  |  |  | Alaris | Module, Infusion Pump Syringe |  | MODULEINFPUMPSYRINGE-Alaris-8110 |  |  |  |  | Not Covered Vendor Only - Biomedical | MHHS-Greater Heights
NO | NO |  |  |  | SYR0173 |  | CareFusion | CAREFUSION - MEDLEY SYRINGE (8110) |  |  | GH - CENTRAL SUPPLY | MHHS-Greater Heights |  | Module, Infusion Pump Syringe |  | SYR0173 |  | Central & Greater Heights |  | GH - CENTRAL SUPPLY | [5 empty] | INFUSION PUMPS |  | MODULEINFPUMPSYRINGE-Alaris-8110 | MODULEINFPUMPSYRINGE |  |  |  |  | Alaris | Module, Infusion Pump Syringe |  | MODULEINFPUMPSYRINGE-Alaris-8110 |  |  |  |  | Not Covered Vendor Only - Biomedical | MHHS-Greater Heights
NO | NO |  |  |  | SYR0177 |  | CareFusion | CAREFUSION - MEDLEY SYRINGE (8110) |  |  | GH - CENTRAL SUPPLY | MHHS-Greater Heights |  | Module, Infusion Pump Syringe |  | SYR0177 |  | Central & Greater Heights |  | GH - CENTRAL SUPPLY | [5 empty] | INFUSION PUMPS |  | MODULEINFPUMPSYRINGE-Alaris-8110 | MODULEINFPUMPSYRINGE |  |  |  |  | Alaris | Module, Infusion Pump Syringe |  | MODULEINFPUMPSYRINGE-Alaris-8110 |  |  |  |  | Not Covered Vendor Only - Biomedical | MHHS-Greater Heights
NO | NO |  |  |  | SYR0189 |  | CareFusion | CAREFUSION - MEDLEY SYRINGE (8110) |  |  | GH - CENTRAL SUPPLY | MHHS-Greater Heights |  | Module, Infusion Pump Syringe |  | SYR0189 |  | Central & Greater Heights |  | GH - CENTRAL SUPPLY | [5 empty] | INFUSION PUMPS |  | MODULEINFPUMPSYRINGE-Alaris-8110 | MODULEINFPUMPSYRINGE |  |  |  |  | Alaris | Module, Infusion Pump Syringe |  | MODULEINFPUMPSYRINGE-Alaris-8110 |  |  |  |  | Not Covered Vendor Only - Biomedical | MHHS-Greater Heights
NO | NO |  |  |  | SYR0236 |  | CareFusion | CAREFUSION - MEDLEY SYRINGE (8110) |  |  | GH - CENTRAL SUPPLY | MHHS-Greater Heights |  | Module, Infusion Pump Syringe |  | SYR0236 |  | Central & Greater Heights |  | GH - CENTRAL SUPPLY | [5 empty] | INFUSION PUMPS |  | MODULEINFPUMPSYRINGE-Alaris-8110 | MODULEINFPUMPSYRINGE |  |  |  |  | Alaris | Module, Infusion Pump Syringe |  | MODULEINFPUMPSYRINGE-Alaris-8110 |  |  |  |  | Not Covered Vendor Only - Biomedical | MHHS-Greater Heights
NO | NO |  |  |  | SYR0272 |  | CareFusion | CAREFUSION - MEDLEY SYRINGE (8110) |  |  | GH - CENTRAL SUPPLY | MHHS-Greater Heights |  | Module, Infusion Pump Syringe |  | SYR0272 |  | Central & Greater Heights |  | GH - CENTRAL SUPPLY | [5 empty] | INFUSION PUMPS |  | MODULEINFPUMPSYRINGE-Alaris-8110 | MODULEINFPUMPSYRINGE |  |  |  |  | Alaris | Module, Infusion Pump Syringe |  | MODULEINFPUMPSYRINGE-Alaris-8110 |  |  |  |  | Not Covered Vendor Only - Biomedical | MHHS-Greater Heights
NO | NO |  |  |  | SYR0101 |  | CareFusion | CAREFUSION - MEDLEY SYRINGE (8110) |  |  | KATY - CENTRAL SUPPLY | MHHS-Katy |  | Module, Infusion Pump Syringe |  | SYR0101 |  | Katy |  | KATY - CENTRAL SUPPLY | [5 empty] | INFUSION PUMPS |  | MODULEINFPUMPSYRINGE-Alaris-8110 | MODULEINFPUMPSYRINGE |  |  |  |  | Alaris | Module, Infusion Pump Syringe |  | MODULEINFPUMPSYRINGE-Alaris-8110 |  |  |  |  | Not Covered Vendor Only - Biomedical | MHHS-Katy
NO | NO |  |  |  | SYR0120 |  | CareFusion | CAREFUSION - MEDLEY SYRINGE (8110) |  |  | KATY - CENTRAL SUPPLY | MHHS-Katy |  | Module, Infusion Pump Syringe |  | SYR0120 |  | Katy |  | KATY - CENTRAL SUPPLY | [5 empty] | INFUSION PUMPS |  | MODULEINFPUMPSYRINGE-Alaris-8110 | MODULEINFPUMPSYRINGE |  |  |  |  | Alaris | Module, Infusion Pump Syringe |  | MODULEINFPUMPSYRINGE-Alaris-8110 |  |  |  |  | Not Covered Vendor Only - Biomedical | MHHS-Katy
NO | NO |  |  |  | SYR0138 |  | CareFusion | CAREFUSION - MEDLEY SYRINGE (8110) |  |  | KATY - CENTRAL SUPPLY | MHHS-Katy |  | Module, Infusion Pump Syringe |  | SYR0138 |  | Katy |  | KATY - CENTRAL SUPPLY | [5 empty] | INFUSION PUMPS |  | MODULEINFPUMPSYRINGE-Alaris-8110 | MODULEINFPUMPSYRINGE |  |  |  |  | Alaris | Module, Infusion Pump Syringe |  | MODULEINFPUMPSYRINGE-Alaris-8110 |  |  |  |  | Not Covered Vendor Only - Biomedical | MHHS-Katy
NO | NO |  |  |  | SYR0146 |  | CareFusion | CAREFUSION - MEDLEY SYRINGE (8110) |  |  | KATY - CENTRAL SUPPLY | MHHS-Katy |  | Module, Infusion Pump Syringe |  | SYR0146 |  | Katy |  | KATY - CENTRAL SUPPLY | [5 empty] | INFUSION PUMPS |  | MODULEINFPUMPSYRINGE-Alaris-8110 | MODULEINFPUMPSYRINGE |  |  |  |  | Alaris | Module, Infusion Pump Syringe |  | MODULEINFPUMPSYRINGE-Alaris-8110 |  |  |  |  | Not Covered Vendor Only - Biomedical | MHHS-Katy
NO | NO |  |  |  | SYR0148 |  | CareFusion | CAREFUSION - MEDLEY SYRINGE (8110) |  |  | KATY - CENTRAL SUPPLY | MHHS-Katy |  | Module, Infusion Pump Syringe |  | SYR0148 |  | Katy |  | KATY - CENTRAL SUPPLY | [5 empty] | INFUSION PUMPS |  | MODULEINFPUMPSYRINGE-Alaris-8110 | MODULEINFPUMPSYRINGE |  |  |  |  | Alaris | Module, Infusion Pump Syringe |  | MODULEINFPUMPSYRINGE-Alaris-8110 |  |  |  |  | Not Covered Vendor Only - Biomedical | MHHS-Katy
NO | NO |  |  |  | SYR0157 |  | CareFusion | CAREFUSION - MEDLEY SYRINGE (8110) |  |  | KATY - CENTRAL SUPPLY | MHHS-Katy |  | Module, Infusion Pump Syringe |  | SYR0157 |  | Katy |  | KATY - CENTRAL SUPPLY | [5 empty] | INFUSION PUMPS |  | MODULEINFPUMPSYRINGE-Alaris-8110 | MODULEINFPUMPSYRINGE |  |  |  |  | Alaris | Module, Infusion Pump Syringe |  | MODULEINFPUMPSYRINGE-Alaris-8110 |  |  |  |  | Not Covered Vendor Only - Biomedical | MHHS-Katy
NO | NO |  |  |  | SYR0162 |  | CareFusion | CAREFUSION - MEDLEY SYRINGE (8110) |  |  | KATY - CENTRAL SUPPLY | MHHS-Katy |  | Module, Infusion Pump Syringe |  | SYR0162 |  | Katy |  | KATY - CENTRAL SUPPLY | [5 empty] | INFUSION PUMPS |  | MODULEINFPUMPSYRINGE-Alaris-8110 | MODULEINFPUMPSYRINGE |  |  |  |  | Alaris | Module, Infusion Pump Syringe |  | MODULEINFPUMPSYRINGE-Alaris-8110 |  |  |  |  | Not Covered Vendor Only - Biomedical | MHHS-Katy
NO | NO |  |  |  | SYR0165 |  | CareFusion | CAREFUSION - MEDLEY SYRINGE (8110) |  |  | KATY - CENTRAL SUPPLY | MHHS-Katy |  | Module, Infusion Pump Syringe |  | SYR0165 |  | Katy |  | KATY - CENTRAL SUPPLY | [5 empty] | INFUSION PUMPS |  | MODULEINFPUMPSYRINGE-Alaris-8110 | MODULEINFPUMPSYRINGE |  |  |  |  | Alaris | Module, Infusion Pump Syringe |  | MODULEINFPUMPSYRINGE-Alaris-8110 |  |  |  |  | Not Covered Vendor Only - Biomedical | MHHS-Katy
NO | NO |  |  |  | SYR0175 |  | CareFusion | CAREFUSION - MEDLEY SYRINGE (8110) |  |  | KATY - CENTRAL SUPPLY | MHHS-Katy |  | Module, Infusion Pump Syringe |  | SYR0175 |  | Katy |  | KATY - CENTRAL SUPPLY | [5 empty] | INFUSION PUMPS |  | MODULEINFPUMPSYRINGE-Alaris-8110 | MODULEINFPUMPSYRINGE |  |  |  |  | Alaris | Module, Infusion Pump Syringe |  | MODULEINFPUMPSYRINGE-Alaris-8110 |  |  |  |  | Not Covered Vendor Only - Biomedical | MHHS-Katy
NO | NO |  |  |  | SYR0202 |  | CareFusion | CAREFUSION - MEDLEY SYRINGE (8110) |  |  | KATY - CENTRAL SUPPLY | MHHS-Katy |  | Module, Infusion Pump Syringe |  | SYR0202 |  | Katy |  | KATY - CENTRAL SUPPLY | [5 empty] | INFUSION PUMPS |  | MODULEINFPUMPSYRINGE-Alaris-8110 | MODULEINFPUMPSYRINGE |  |  |  |  | Alaris | Module, Infusion Pump Syringe |  | MODULEINFPUMPSYRINGE-Alaris-8110 |  |  |  |  | Not Covered Vendor Only - Biomedical | MHHS-Katy
NO | NO |  |  |  | SYR0214 |  | CareFusion | CAREFUSION - MEDLEY SYRINGE (8110) |  |  | KATY - CENTRAL SUPPLY | MHHS-Katy |  | Module, Infusion Pump Syringe |  | SYR0214 |  | Katy |  | KATY - CENTRAL SUPPLY | [5 empty] | INFUSION PUMPS |  | MODULEINFPUMPSYRINGE-Alaris-8110 | MODULEINFPUMPSYRINGE |  |  |  |  | Alaris | Module, Infusion Pump Syringe |  | MODULEINFPUMPSYRINGE-Alaris-8110 |  |  |  |  | Not Covered Vendor Only - Biomedical | MHHS-Katy
NO | NO |  |  |  | SYR0242 |  | CareFusion | CAREFUSION - MEDLEY SYRINGE (8110) |  |  | KATY - CENTRAL SUPPLY | MHHS-Katy |  | Module, Infusion Pump Syringe |  | SYR0242 |  | Katy |  | KATY - CENTRAL SUPPLY | [5 empty] | INFUSION PUMPS |  | MODULEINFPUMPSYRINGE-Alaris-8110 | MODULEINFPUMPSYRINGE |  |  |  |  | Alaris | Module, Infusion Pump Syringe |  | MODULEINFPUMPSYRINGE-Alaris-8110 |  |  |  |  | Not Covered Vendor Only - Biomedical | MHHS-Katy
NO | NO |  |  |  | SYR0261 |  | CareFusion | CAREFUSION - MEDLEY SYRINGE (8110) |  |  | KATY - CENTRAL SUPPLY | MHHS-Katy |  | Module, Infusion Pump Syringe |  | SYR0261 |  | Katy |  | KATY - CENTRAL SUPPLY | [5 empty] | INFUSION PUMPS |  | MODULEINFPUMPSYRINGE-Alaris-8110 | MODULEINFPUMPSYRINGE |  |  |  |  | Alaris | Module, Infusion Pump Syringe |  | MODULEINFPUMPSYRINGE-Alaris-8110 |  |  |  |  | Not Covered Vendor Only - Biomedical | MHHS-Katy
NO | NO |  |  |  | SYR0273 |  | CareFusion | CAREFUSION - MEDLEY SYRINGE (8110) |  |  | KATY - CENTRAL SUPPLY | MHHS-Katy |  | Module, Infusion Pump Syringe |  | SYR0273 |  | Katy |  | KATY - CENTRAL SUPPLY | [5 empty] | INFUSION PUMPS |  | MODULEINFPUMPSYRINGE-Alaris-8110 | MODULEINFPUMPSYRINGE |  |  |  |  | Alaris | Module, Infusion Pump Syringe |  | MODULEINFPUMPSYRINGE-Alaris-8110 |  |  |  |  | Not Covered Vendor Only - Biomedical | MHHS-Katy
NO | NO |  |  |  | SYR0104 |  | CareFusion | CAREFUSION - MEDLEY SYRINGE (8110) |  |  | MEMORIAL CITY - CENTRAL SUPPLY | MHHS-Mem City |  | Module, Infusion Pump Syringe |  | SYR0104 |  | West & Memorial City |  | MEMORIAL CITY - CENTRAL SUPPLY | [5 empty] | INFUSION PUMPS |  | MODULEINFPUMPSYRINGE-Alaris-8110 | MODULEINFPUMPSYRINGE |  |  |  |  | Alaris | Module, Infusion Pump Syringe |  | MODULEINFPUMPSYRINGE-Alaris-8110 |  |  |  |  | Not Covered Vendor Only - Biomedical | MHHS-Mem City
NO | NO |  |  |  | SYR0115 |  | CareFusion | CAREFUSION - MEDLEY SYRINGE (8110) |  |  | MEMORIAL CITY - CENTRAL SUPPLY | MHHS-Mem City |  | Module, Infusion Pump Syringe |  | SYR0115 |  | West & Memorial City |  | MEMORIAL CITY - CENTRAL SUPPLY | [5 empty] | INFUSION PUMPS |  | MODULEINFPUMPSYRINGE-Alaris-8110 | MODULEINFPUMPSYRINGE |  |  |  |  | Alaris | Module, Infusion Pump Syringe |  | MODULEINFPUMPSYRINGE-Alaris-8110 |  |  |  |  | Not Covered Vendor Only - Biomedical | MHHS-Mem City
NO | NO |  |  |  | SYR0126 |  | CareFusion | CAREFUSION - MEDLEY SYRINGE (8110) |  |  | MEMORIAL CITY - CENTRAL SUPPLY | MHHS-Mem City |  | Module, Infusion Pump Syringe |  | SYR0126 |  | West & Memorial City |  | MEMORIAL CITY - CENTRAL SUPPLY | [5 empty] | INFUSION PUMPS |  | MODULEINFPUMPSYRINGE-Alaris-8110 | MODULEINFPUMPSYRINGE |  |  |  |  | Alaris | Module, Infusion Pump Syringe |  | MODULEINFPUMPSYRINGE-Alaris-8110 |  |  |  |  | Not Covered Vendor Only - Biomedical | MHHS-Mem City
NO | NO |  |  |  | SYR0128 |  | CareFusion | CAREFUSION - MEDLEY SYRINGE (8110) |  |  | MEMORIAL CITY - CENTRAL SUPPLY | MHHS-Mem City |  | Module, Infusion Pump Syringe |  | SYR0128 |  | West & Memorial City |  | MEMORIAL CITY - CENTRAL SUPPLY | [5 empty] | INFUSION PUMPS |  | MODULEINFPUMPSYRINGE-Alaris-8110 | MODULEINFPUMPSYRINGE |  |  |  |  | Alaris | Module, Infusion Pump Syringe |  | MODULEINFPUMPSYRINGE-Alaris-8110 |  |  |  |  | Not Covered Vendor Only - Biomedical | MHHS-Mem City
NO | NO |  |  |  | SYR0131 |  | CareFusion | CAREFUSION - MEDLEY SYRINGE (8110) |  |  | MEMORIAL CITY - CENTRAL SUPPLY | MHHS-Mem City |  | Module, Infusion Pump Syringe |  | SYR0131 |  | West & Memorial City |  | MEMORIAL CITY - CENTRAL SUPPLY | [5 empty] | INFUSION PUMPS |  | MODULEINFPUMPSYRINGE-Alaris-8110 | MODULEINFPUMPSYRINGE |  |  |  |  | Alaris | Module, Infusion Pump Syringe |  | MODULEINFPUMPSYRINGE-Alaris-8110 |  |  |  |  | Not Covered Vendor Only - Biomedical | MHHS-Mem City
NO | NO |  |  |  | SYR0136 |  | CareFusion | CAREFUSION - MEDLEY SYRINGE (8110) |  |  | MEMORIAL CITY - CENTRAL SUPPLY | MHHS-Mem City |  | Module, Infusion Pump Syringe |  | SYR0136 |  | West & Memorial City |  | MEMORIAL CITY - CENTRAL SUPPLY | [5 empty] | INFUSION PUMPS |  | MODULEINFPUMPSYRINGE-Alaris-8110 | MODULEINFPUMPSYRINGE |  |  |  |  | Alaris | Module, Infusion Pump Syringe |  | MODULEINFPUMPSYRINGE-Alaris-8110 |  |  |  |  | Not Covered Vendor Only - Biomedical | MHHS-Mem City
NO | NO |  |  |  | SYR0141 |  | CareFusion | CAREFUSION - MEDLEY SYRINGE (8110) |  |  | MEMORIAL CITY - CENTRAL SUPPLY | MHHS-Mem City |  | Module, Infusion Pump Syringe |  | SYR0141 |  | West & Memorial City |  | MEMORIAL CITY - CENTRAL SUPPLY | [5 empty] | INFUSION PUMPS |  | MODULEINFPUMPSYRINGE-Alaris-8110 | MODULEINFPUMPSYRINGE |  |  |  |  | Alaris | Module, Infusion Pump Syringe |  | MODULEINFPUMPSYRINGE-Alaris-8110 |  |  |  |  | Not Covered Vendor Only - Biomedical | MHHS-Mem City
NO | NO |  |  |  | SYR0144 |  | CareFusion | CAREFUSION - MEDLEY SYRINGE (8110) |  |  | MEMORIAL CITY - CENTRAL SUPPLY | MHHS-Mem City |  | Module, Infusion Pump Syringe |  | SYR0144 |  | West & Memorial City |  | MEMORIAL CITY - CENTRAL SUPPLY | [5 empty] | INFUSION PUMPS |  | MODULEINFPUMPSYRINGE-Alaris-8110 | MODULEINFPUMPSYRINGE |  |  |  |  | Alaris | Module, Infusion Pump Syringe |  | MODULEINFPUMPSYRINGE-Alaris-8110 |  |  |  |  | Not Covered Vendor Only - Biomedical | MHHS-Mem City
NO | NO |  |  |  | SYR0149 |  | CareFusion | CAREFUSION - MEDLEY SYRINGE (8110) |  |  | MEMORIAL CITY - CENTRAL SUPPLY | MHHS-Mem City |  | Module, Infusion Pump Syringe |  | SYR0149 |  | West & Memorial City |  | MEMORIAL CITY - CENTRAL SUPPLY | [5 empty] | INFUSION PUMPS |  | MODULEINFPUMPSYRINGE-Alaris-8110 | MODULEINFPUMPSYRINGE |  |  |  |  | Alaris | Module, Infusion Pump Syringe |  | MODULEINFPUMPSYRINGE-Alaris-8110 |  |  |  |  | Not Covered Vendor Only - Biomedical | MHHS-Mem City
NO | NO |  |  |  | SYR0150 |  | CareFusion | CAREFUSION - MEDLEY SYRINGE (8110) |  |  | MEMORIAL CITY - CENTRAL SUPPLY | MHHS-Mem City |  | Module, Infusion Pump Syringe |  | SYR0150 |  | West & Memorial City |  | MEMORIAL CITY - CENTRAL SUPPLY | [5 empty] | INFUSION PUMPS |  | MODULEINFPUMPSYRINGE-Alaris-8110 | MODULEINFPUMPSYRINGE |  |  |  |  | Alaris | Module, Infusion Pump Syringe |  | MODULEINFPUMPSYRINGE-Alaris-8110 |  |  |  |  | Not Covered Vendor Only - Biomedical | MHHS-Mem City
NO | NO |  |  |  | SYR0151 |  | CareFusion | CAREFUSION - MEDLEY SYRINGE (8110) |  |  | MEMORIAL CITY - CENTRAL SUPPLY | MHHS-Mem City |  | Module, Infusion Pump Syringe |  | SYR0151 |  | West & Memorial City |  | MEMORIAL CITY - CENTRAL SUPPLY | [5 empty] | INFUSION PUMPS |  | MODULEINFPUMPSYRINGE-Alaris-8110 | MODULEINFPUMPSYRINGE |  |  |  |  | Alaris | Module, Infusion Pump Syringe |  | MODULEINFPUMPSYRINGE-Alaris-8110 |  |  |  |  | Not Covered Vendor Only - Biomedical | MHHS-Mem City
NO | NO |  |  |  | SYR0156 |  | CareFusion | CAREFUSION - MEDLEY SYRINGE (8110) |  |  | MEMORIAL CITY - CENTRAL SUPPLY | MHHS-Mem City |  | Module, Infusion Pump Syringe |  | SYR0156 |  | West & Memorial City |  | MEMORIAL CITY - CENTRAL SUPPLY | [5 empty] | INFUSION PUMPS |  | MODULEINFPUMPSYRINGE-Alaris-8110 | MODULEINFPUMPSYRINGE |  |  |  |  | Alaris | Module, Infusion Pump Syringe |  | MODULEINFPUMPSYRINGE-Alaris-8110 |  |  |  |  | Not Covered Vendor Only - Biomedical | MHHS-Mem City
NO | NO |  |  |  | SYR0159 |  | CareFusion | CAREFUSION - MEDLEY SYRINGE (8110) |  |  | MEMORIAL CITY - CENTRAL SUPPLY | MHHS-Mem City |  | Module, Infusion Pump Syringe |  | SYR0159 |  | West & Memorial City |  | MEMORIAL CITY - CENTRAL SUPPLY | [5 empty] | INFUSION PUMPS |  | MODULEINFPUMPSYRINGE-Alaris-8110 | MODULEINFPUMPSYRINGE |  |  |  |  | Alaris | Module, Infusion Pump Syringe |  | MODULEINFPUMPSYRINGE-Alaris-8110 |  |  |  |  | Not Covered Vendor Only - Biomedical | MHHS-Mem City
NO | NO |  |  |  | SYR0161 |  | CareFusion | CAREFUSION - MEDLEY SYRINGE (8110) |  |  | MEMORIAL CITY - CENTRAL SUPPLY | MHHS-Mem City |  | Module, Infusion Pump Syringe |  | SYR0161 |  | West & Memorial City |  | MEMORIAL CITY - CENTRAL SUPPLY | [5 empty] | INFUSION PUMPS |  | MODULEINFPUMPSYRINGE-Alaris-8110 | MODULEINFPUMPSYRINGE |  |  |  |  | Alaris | Module, Infusion Pump Syringe |  | MODULEINFPUMPSYRINGE-Alaris-8110 |  |  |  |  | Not Covered Vendor Only - Biomedical | MHHS-Mem City
NO | NO |  |  |  | SYR0164 |  | CareFusion | CAREFUSION - MEDLEY SYRINGE (8110) |  |  | MEMORIAL CITY - CENTRAL SUPPLY | MHHS-Mem City |  | Module, Infusion Pump Syringe |  | SYR0164 |  | West & Memorial City |  | MEMORIAL CITY - CENTRAL SUPPLY | [5 empty] | INFUSION PUMPS |  | MODULEINFPUMPSYRINGE-Alaris-8110 | MODULEINFPUMPSYRINGE |  |  |  |  | Alaris | Module, Infusion Pump Syringe |  | MODULEINFPUMPSYRINGE-Alaris-8110 |  |  |  |  | Not Covered Vendor Only - Biomedical | MHHS-Mem City
NO | NO |  |  |  | SYR0169 |  | CareFusion | CAREFUSION - MEDLEY SYRINGE (8110) |  |  | MEMORIAL CITY - CENTRAL SUPPLY | MHHS-Mem City |  | Module, Infusion Pump Syringe |  | SYR0169 |  | West & Memorial City |  | MEMORIAL CITY - CENTRAL SUPPLY | [5 empty] | INFUSION PUMPS |  | MODULEINFPUMPSYRINGE-Alaris-8110 | MODULEINFPUMPSYRINGE |  |  |  |  | Alaris | Module, Infusion Pump Syringe |  | MODULEINFPUMPSYRINGE-Alaris-8110 |  |  |  |  | Not Covered Vendor Only - Biomedical | MHHS-Mem City
NO | NO |  |  |  | SYR0178 |  | CareFusion | CAREFUSION - MEDLEY SYRINGE (8110) |  |  | MEMORIAL CITY - CENTRAL SUPPLY | MHHS-Mem City |  | Module, Infusion Pump Syringe |  | SYR0178 |  | West & Memorial City |  | MEMORIAL CITY - CENTRAL SUPPLY | [5 empty] | INFUSION PUMPS |  | MODULEINFPUMPSYRINGE-Alaris-8110 | MODULEINFPUMPSYRINGE |  |  |  |  | Alaris | Module, Infusion Pump Syringe |  | MODULEINFPUMPSYRINGE-Alaris-8110 |  |  |  |  | Not Covered Vendor Only - Biomedical | MHHS-Mem City
NO | NO |  |  |  | SYR0181 |  | CareFusion | CAREFUSION - MEDLEY SYRINGE (8110) |  |  | MEMORIAL CITY - CENTRAL SUPPLY | MHHS-Mem City |  | Module, Infusion Pump Syringe |  | SYR0181 |  | West & Memorial City |  | MEMORIAL CITY - CENTRAL SUPPLY | [5 empty] | INFUSION PUMPS |  | MODULEINFPUMPSYRINGE-Alaris-8110 | MODULEINFPUMPSYRINGE |  |  |  |  | Alaris | Module, Infusion Pump Syringe |  | MODULEINFPUMPSYRINGE-Alaris-8110 |  |  |  |  | Not Covered Vendor Only - Biomedical | MHHS-Mem City
NO | NO |  |  |  | SYR0186 |  | CareFusion | CAREFUSION - MEDLEY SYRINGE (8110) |  |  | MEMORIAL CITY - CENTRAL SUPPLY | MHHS-Mem City |  | Module, Infusion Pump Syringe |  | SYR0186 |  | West & Memorial City |  | MEMORIAL CITY - CENTRAL SUPPLY | [5 empty] | INFUSION PUMPS |  | MODULEINFPUMPSYRINGE-Alaris-8110 | MODULEINFPUMPSYRINGE |  |  |  |  | Alaris | Module, Infusion Pump Syringe |  | MODULEINFPUMPSYRINGE-Alaris-8110 |  |  |  |  | Not Covered Vendor Only - Biomedical | MHHS-Mem City
NO | NO |  |  |  | SYR0187 |  | CareFusion | CAREFUSION - MEDLEY SYRINGE (8110) |  |  | MEMORIAL CITY - CENTRAL SUPPLY | MHHS-Mem City |  | Module, Infusion Pump Syringe |  | SYR0187 |  | West & Memorial City |  | MEMORIAL CITY - CENTRAL SUPPLY | [5 empty] | INFUSION PUMPS |  | MODULEINFPUMPSYRINGE-Alaris-8110 | MODULEINFPUMPSYRINGE |  |  |  |  | Alaris | Module, Infusion Pump Syringe |  | MODULEINFPUMPSYRINGE-Alaris-8110 |  |  |  |  | Not Covered Vendor Only - Biomedical | MHHS-Mem City
NO | NO |  |  |  | SYR0192 |  | CareFusion | CAREFUSION - MEDLEY SYRINGE (8110) |  |  | MEMORIAL CITY - CENTRAL SUPPLY | MHHS-Mem City |  | Module, Infusion Pump Syringe |  | SYR0192 |  | West & Memorial City |  | MEMORIAL CITY - CENTRAL SUPPLY | [5 empty] | INFUSION PUMPS |  | MODULEINFPUMPSYRINGE-Alaris-8110 | MODULEINFPUMPSYRINGE |  |  |  |  | Alaris | Module, Infusion Pump Syringe |  | MODULEINFPUMPSYRINGE-Alaris-8110 |  |  |  |  | Not Covered Vendor Only - Biomedical | MHHS-Mem City
NO | NO |  |  |  | SYR0193 |  | CareFusion | CAREFUSION - MEDLEY SYRINGE (8110) |  |  | MEMORIAL CITY - CENTRAL SUPPLY | MHHS-Mem City |  | Module, Infusion Pump Syringe |  | SYR0193 |  | West & Memorial City |  | MEMORIAL CITY - CENTRAL SUPPLY | [5 empty] | INFUSION PUMPS |  | MODULEINFPUMPSYRINGE-Alaris-8110 | MODULEINFPUMPSYRINGE |  |  |  |  | Alaris | Module, Infusion Pump Syringe |  | MODULEINFPUMPSYRINGE-Alaris-8110 |  |  |  |  | Not Covered Vendor Only - Biomedical | MHHS-Mem City
NO | NO |  |  |  | SYR0197 |  | CareFusion | CAREFUSION - MEDLEY SYRINGE (8110) |  |  | MEMORIAL CITY - CENTRAL SUPPLY | MHHS-Mem City |  | Module, Infusion Pump Syringe |  | SYR0197 |  | West & Memorial City |  | MEMORIAL CITY - CENTRAL SUPPLY | [5 empty] | INFUSION PUMPS |  | MODULEINFPUMPSYRINGE-Alaris-8110 | MODULEINFPUMPSYRINGE |  |  |  |  | Alaris | Module, Infusion Pump Syringe |  | MODULEINFPUMPSYRINGE-Alaris-8110 |  |  |  |  | Not Covered Vendor Only - Biomedical | MHHS-Mem City
NO | NO |  |  |  | SYR0198 |  | CareFusion | CAREFUSION - MEDLEY SYRINGE (8110) |  |  | MEMORIAL CITY - CENTRAL SUPPLY | MHHS-Mem City |  | Module, Infusion Pump Syringe |  | SYR0198 |  | West & Memorial City |  | MEMORIAL CITY - CENTRAL SUPPLY | [5 empty] | INFUSION PUMPS |  | MODULEINFPUMPSYRINGE-Alaris-8110 | MODULEINFPUMPSYRINGE |  |  |  |  | Alaris | Module, Infusion Pump Syringe |  | MODULEINFPUMPSYRINGE-Alaris-8110 |  |  |  |  | Not Covered Vendor Only - Biomedical | MHHS-Mem City
NO | NO |  |  |  | SYR0204 |  | CareFusion | CAREFUSION - MEDLEY SYRINGE (8110) |  |  | MEMORIAL CITY - CENTRAL SUPPLY | MHHS-Mem City |  | Module, Infusion Pump Syringe |  | SYR0204 |  | West & Memorial City |  | MEMORIAL CITY - CENTRAL SUPPLY | [5 empty] | INFUSION PUMPS |  | MODULEINFPUMPSYRINGE-Alaris-8110 | MODULEINFPUMPSYRINGE |  |  |  |  | Alaris | Module, Infusion Pump Syringe |  | MODULEINFPUMPSYRINGE-Alaris-8110 |  |  |  |  | Not Covered Vendor Only - Biomedical | MHHS-Mem City
NO | NO |  |  |  | SYR0205 |  | CareFusion | CAREFUSION - MEDLEY SYRINGE (8110) |  |  | MEMORIAL CITY - CENTRAL SUPPLY | MHHS-Mem City |  | Module, Infusion Pump Syringe |  | SYR0205 |  | West & Memorial City |  | MEMORIAL CITY - CENTRAL SUPPLY | [5 empty] | INFUSION PUMPS |  | MODULEINFPUMPSYRINGE-Alaris-8110 | MODULEINFPUMPSYRINGE |  |  |  |  | Alaris | Module, Infusion Pump Syringe |  | MODULEINFPUMPSYRINGE-Alaris-8110 |  |  |  |  | Not Covered Vendor Only - Biomedical | MHHS-Mem City
NO | NO |  |  |  | SYR0223 |  | CareFusion | CAREFUSION - MEDLEY SYRINGE (8110) |  |  | MEMORIAL CITY - CENTRAL SUPPLY | MHHS-Mem City |  | Module, Infusion Pump Syringe |  | SYR0223 |  | West & Memorial City |  | MEMORIAL CITY - CENTRAL SUPPLY | [5 empty] | INFUSION PUMPS |  | MODULEINFPUMPSYRINGE-Alaris-8110 | MODULEINFPUMPSYRINGE |  |  |  |  | Alaris | Module, Infusion Pump Syringe |  | MODULEINFPUMPSYRINGE-Alaris-8110 |  |  |  |  | Not Covered Vendor Only - Biomedical | MHHS-Mem City
NO | NO |  |  |  | SYR0238 |  | CareFusion | CAREFUSION - MEDLEY SYRINGE (8110) |  |  | MEMORIAL CITY - CENTRAL SUPPLY | MHHS-Mem City |  | Module, Infusion Pump Syringe |  | SYR0238 |  | West & Memorial City |  | MEMORIAL CITY - CENTRAL SUPPLY | [5 empty] | INFUSION PUMPS |  | MODULEINFPUMPSYRINGE-Alaris-8110 | MODULEINFPUMPSYRINGE |  |  |  |  | Alaris | Module, Infusion Pump Syringe |  | MODULEINFPUMPSYRINGE-Alaris-8110 |  |  |  |  | Not Covered Vendor Only - Biomedical | MHHS-Mem City
NO | NO |  |  |  | SYR0240 |  | CareFusion | CAREFUSION - MEDLEY SYRINGE (8110) |  |  | MEMORIAL CITY - CENTRAL SUPPLY | MHHS-Mem City |  | Module, Infusion Pump Syringe |  | SYR0240 |  | West & Memorial City |  | MEMORIAL CITY - CENTRAL SUPPLY | [5 empty] | INFUSION PUMPS |  | MODULEINFPUMPSYRINGE-Alaris-8110 | MODULEINFPUMPSYRINGE |  |  |  |  | Alaris | Module, Infusion Pump Syringe |  | MODULEINFPUMPSYRINGE-Alaris-8110 |  |  |  |  | Not Covered Vendor Only - Biomedical | MHHS-Mem City
NO | NO |  |  |  | SYR0243 |  | CareFusion | CAREFUSION - MEDLEY SYRINGE (8110) |  | A15054737 | MEMORIAL CITY - CENTRAL SUPPLY | MHHS-Mem City |  | Module, Infusion Pump Syringe |  | SYR0243 |  | West & Memorial City |  | MEMORIAL CITY - CENTRAL SUPPLY | [5 empty] | INFUSION PUMPS |  | MODULEINFPUMPSYRINGE-Alaris-8110 | MODULEINFPUMPSYRINGE |  |  |  |  | Alaris | Module, Infusion Pump Syringe |  | MODULEINFPUMPSYRINGE-Alaris-8110 |  |  |  |  | Not Covered Vendor Only - Biomedical | MHHS-Mem City
NO | NO |  |  |  | SYR0244 |  | CareFusion | CAREFUSION - MEDLEY SYRINGE (8110) |  |  | MEMORIAL CITY - CENTRAL SUPPLY | MHHS-Mem City |  | Module, Infusion Pump Syringe |  | SYR0244 |  | West & Memorial City |  | MEMORIAL CITY - CENTRAL SUPPLY | [5 empty] | INFUSION PUMPS |  | MODULEINFPUMPSYRINGE-Alaris-8110 | MODULEINFPUMPSYRINGE |  |  |  |  | Alaris | Module, Infusion Pump Syringe |  | MODULEINFPUMPSYRINGE-Alaris-8110 |  |  |  |  | Not Covered Vendor Only - Biomedical | MHHS-Mem City
NO | NO |  |  |  | SYR0257 |  | CareFusion | CAREFUSION - MEDLEY SYRINGE (8110) |  |  | MEMORIAL CITY - CENTRAL SUPPLY | MHHS-Mem City |  | Module, Infusion Pump Syringe |  | SYR0257 |  | West & Memorial City |  | MEMORIAL CITY - CENTRAL SUPPLY | [5 empty] | INFUSION PUMPS |  | MODULEINFPUMPSYRINGE-Alaris-8110 | MODULEINFPUMPSYRINGE |  |  |  |  | Alaris | Module, Infusion Pump Syringe |  | MODULEINFPUMPSYRINGE-Alaris-8110 |  |  |  |  | Not Covered Vendor Only - Biomedical | MHHS-Mem City
NO | NO |  |  |  | SYR0260 |  | CareFusion | CAREFUSION - MEDLEY SYRINGE (8110) |  |  | MEMORIAL CITY - CENTRAL SUPPLY | MHHS-Mem City |  | Module, Infusion Pump Syringe |  | SYR0260 |  | West & Memorial City |  | MEMORIAL CITY - CENTRAL SUPPLY | [5 empty] | INFUSION PUMPS |  | MODULEINFPUMPSYRINGE-Alaris-8110 | MODULEINFPUMPSYRINGE |  |  |  |  | Alaris | Module, Infusion Pump Syringe |  | MODULEINFPUMPSYRINGE-Alaris-8110 |  |  |  |  | Not Covered Vendor Only - Biomedical | MHHS-Mem City
NO | NO |  |  |  | SYR0265 |  | CareFusion | CAREFUSION - MEDLEY SYRINGE (8110) |  |  | MEMORIAL CITY - CENTRAL SUPPLY | MHHS-Mem City |  | Module, Infusion Pump Syringe |  | SYR0265 |  | West & Memorial City |  | MEMORIAL CITY - CENTRAL SUPPLY | [5 empty] | INFUSION PUMPS |  | MODULEINFPUMPSYRINGE-Alaris-8110 | MODULEINFPUMPSYRINGE |  |  |  |  | Alaris | Module, Infusion Pump Syringe |  | MODULEINFPUMPSYRINGE-Alaris-8110 |  |  |  |  | Not Covered Vendor Only - Biomedical | MHHS-Mem City
NO | NO |  |  |  | SYR0267 |  | CareFusion | CAREFUSION - MEDLEY SYRINGE (8110) |  |  | MEMORIAL CITY - CENTRAL SUPPLY | MHHS-Mem City |  | Module, Infusion Pump Syringe |  | SYR0267 |  | West & Memorial City |  | MEMORIAL CITY - CENTRAL SUPPLY | [5 empty] | INFUSION PUMPS |  | MODULEINFPUMPSYRINGE-Alaris-8110 | MODULEINFPUMPSYRINGE |  |  |  |  | Alaris | Module, Infusion Pump Syringe |  | MODULEINFPUMPSYRINGE-Alaris-8110 |  |  |  |  | Not Covered Vendor Only - Biomedical | MHHS-Mem City
NO | NO |  |  |  | SYR0268 |  | CareFusion | CAREFUSION - MEDLEY SYRINGE (8110) |  |  | MEMORIAL CITY - CENTRAL SUPPLY | MHHS-Mem City |  | Module, Infusion Pump Syringe |  | SYR0268 |  | West & Memorial City |  | MEMORIAL CITY - CENTRAL SUPPLY | [5 empty] | INFUSION PUMPS |  | MODULEINFPUMPSYRINGE-Alaris-8110 | MODULEINFPUMPSYRINGE |  |  |  |  | Alaris | Module, Infusion Pump Syringe |  | MODULEINFPUMPSYRINGE-Alaris-8110 |  |  |  |  | Not Covered Vendor Only - Biomedical | MHHS-Mem City
NO | NO |  |  |  | SYR0281 |  | CareFusion | CAREFUSION - MEDLEY SYRINGE (8110) |  |  | MEMORIAL CITY - CENTRAL SUPPLY | MHHS-Mem City |  | Module, Infusion Pump Syringe |  | SYR0281 |  | West & Memorial City |  | MEMORIAL CITY - CENTRAL SUPPLY | [5 empty] | INFUSION PUMPS |  | MODULEINFPUMPSYRINGE-Alaris-8110 | MODULEINFPUMPSYRINGE |  |  |  |  | Alaris | Module, Infusion Pump Syringe |  | MODULEINFPUMPSYRINGE-Alaris-8110 |  |  |  |  | Not Covered Vendor Only - Biomedical | MHHS-Mem City
NO | NO |  |  |  | SYR0285 |  | CareFusion | CAREFUSION - MEDLEY SYRINGE (8110) |  |  | MEMORIAL CITY - CENTRAL SUPPLY | MHHS-Mem City |  | Module, Infusion Pump Syringe |  | SYR0285 |  | West & Memorial City |  | MEMORIAL CITY - CENTRAL SUPPLY | [5 empty] | INFUSION PUMPS |  | MODULEINFPUMPSYRINGE-Alaris-8110 | MODULEINFPUMPSYRINGE |  |  |  |  | Alaris | Module, Infusion Pump Syringe |  | MODULEINFPUMPSYRINGE-Alaris-8110 |  |  |  |  | Not Covered Vendor Only - Biomedical | MHHS-Mem City
NO | NO |  |  |  | SYR0299 |  | CareFusion | CAREFUSION - MEDLEY SYRINGE (8110) |  |  | MEMORIAL CITY - CENTRAL SUPPLY | MHHS-Mem City |  | Module, Infusion Pump Syringe |  | SYR0299 |  | West & Memorial City |  | MEMORIAL CITY - CENTRAL SUPPLY | [5 empty] | INFUSION PUMPS |  | MODULEINFPUMPSYRINGE-Alaris-8110 | MODULEINFPUMPSYRINGE |  |  |  |  | Alaris | Module, Infusion Pump Syringe |  | MODULEINFPUMPSYRINGE-Alaris-8110 |  |  |  |  | Not Covered Vendor Only - Biomedical | MHHS-Mem City
NO | NO |  |  |  | SYR0171 |  | CareFusion | CAREFUSION - MEDLEY SYRINGE (8110) |  |  | MHOSH - CENTRAL SUPPLY | MHHS Orthopedic & Spine |  | Module, Infusion Pump Syringe |  | SYR0171 |  | Central & Greater Heights |  | MHOSH - CENTRAL SUPPLY | [5 empty] | INFUSION PUMPS |  | MODULEINFPUMPSYRINGE-Alaris-8110 | MODULEINFPUMPSYRINGE |  |  |  |  | Alaris | Module, Infusion Pump Syringe |  | MODULEINFPUMPSYRINGE-Alaris-8110 |  |  |  |  | Covered PM Repair - Lab Analyzers/Anesth | MHHS Orthopedic & Spine
NO | NO |  |  |  | SYR0172 |  | CareFusion | CAREFUSION - MEDLEY SYRINGE (8110) |  |  | MHOSH - CENTRAL SUPPLY | MHHS Orthopedic & Spine |  | Module, Infusion Pump Syringe |  | SYR0172 |  | Central & Greater Heights |  | MHOSH - CENTRAL SUPPLY | [5 empty] | INFUSION PUMPS |  | MODULEINFPUMPSYRINGE-Alaris-8110 | MODULEINFPUMPSYRINGE |  |  |  |  | Alaris | Module, Infusion Pump Syringe |  | MODULEINFPUMPSYRINGE-Alaris-8110 |  |  |  |  | Covered PM Repair - Lab Analyzers/Anesth | MHHS Orthopedic & Spine
NO | NO |  |  |  | SYR0206 |  | CareFusion | CAREFUSION - MEDLEY SYRINGE (8110) |  |  | MHOSH - CENTRAL SUPPLY | MHHS Orthopedic & Spine |  | Module, Infusion Pump Syringe |  | SYR0206 |  | Central & Greater Heights |  | MHOSH - CENTRAL SUPPLY | [5 empty] | INFUSION PUMPS |  | MODULEINFPUMPSYRINGE-Alaris-8110 | MODULEINFPUMPSYRINGE |  |  |  |  | Alaris | Module, Infusion Pump Syringe |  | MODULEINFPUMPSYRINGE-Alaris-8110 |  |  |  |  | Covered PM Repair - Respiratory/Steriliz | MHHS Orthopedic & Spine
NO | NO |  |  |  | SYR0212 |  | CareFusion | CAREFUSION - MEDLEY SYRINGE (8110) |  |  | MHOSH - CENTRAL SUPPLY | MHHS Orthopedic & Spine |  | Module, Infusion Pump Syringe |  | SYR0212 |  | Central & Greater Heights |  | MHOSH - CENTRAL SUPPLY | [5 empty] | INFUSION PUMPS |  | MODULEINFPUMPSYRINGE-Alaris-8110 | MODULEINFPUMPSYRINGE |  |  |  |  | Alaris | Module, Infusion Pump Syringe |  | MODULEINFPUMPSYRINGE-Alaris-8110 |  |  |  |  | Covered PM Repair - Lab Analyzers/Anesth | MHHS Orthopedic & Spine
NO | NO |  |  |  | SYR0235 |  | CareFusion | CAREFUSION - MEDLEY SYRINGE (8110) |  |  | MHOSH - CENTRAL SUPPLY | MHHS Orthopedic & Spine |  | Module, Infusion Pump Syringe |  | SYR0235 |  | Central & Greater Heights |  | MHOSH - CENTRAL SUPPLY | [5 empty] | INFUSION PUMPS |  | MODULEINFPUMPSYRINGE-Alaris-8110 | MODULEINFPUMPSYRINGE |  |  |  |  | Alaris | Module, Infusion Pump Syringe |  | MODULEINFPUMPSYRINGE-Alaris-8110 |  |  |  |  | Covered PM Repair - Lab Analyzers/Anesth | MHHS Orthopedic & Spine
NO | NO |  |  |  | SYR0245 |  | CareFusion | CAREFUSION - MEDLEY SYRINGE (8110) |  |  | MHOSH - CENTRAL SUPPLY | MHHS Orthopedic & Spine |  | Module, Infusion Pump Syringe |  | SYR0245 |  | Central & Greater Heights |  | MHOSH - CENTRAL SUPPLY | [5 empty] | INFUSION PUMPS |  | MODULEINFPUMPSYRINGE-Alaris-8110 | MODULEINFPUMPSYRINGE |  |  |  |  | Alaris | Module, Infusion Pump Syringe |  | MODULEINFPUMPSYRINGE-Alaris-8110 |  |  |  |  | Not Covered Vendor Only - Lab Ana/Anes | MHHS Orthopedic & Spine
NO | NO |  |  |  | SYR0251 |  | CareFusion | CAREFUSION - MEDLEY SYRINGE (8110) |  |  | MHOSH - CENTRAL SUPPLY | MHHS Orthopedic & Spine |  | Module, Infusion Pump Syringe |  | SYR0251 |  | Central & Greater Heights |  | MHOSH - CENTRAL SUPPLY | [5 empty] | INFUSION PUMPS |  | MODULEINFPUMPSYRINGE-Alaris-8110 | MODULEINFPUMPSYRINGE |  |  |  |  | Alaris | Module, Infusion Pump Syringe |  | MODULEINFPUMPSYRINGE-Alaris-8110 |  |  |  |  | Not Covered Vendor Only - Lab Ana/Anes | MHHS Orthopedic & Spine
NO | NO |  |  |  | SYR0253 |  | CareFusion | CAREFUSION - MEDLEY SYRINGE (8110) |  |  | MHOSH - CENTRAL SUPPLY | MHHS Orthopedic & Spine |  | Module, Infusion Pump Syringe |  | SYR0253 |  | Central & Greater Heights |  | MHOSH - CENTRAL SUPPLY | [5 empty] | INFUSION PUMPS |  | MODULEINFPUMPSYRINGE-Alaris-8110 | MODULEINFPUMPSYRINGE |  |  |  |  | Alaris | Module, Infusion Pump Syringe |  | MODULEINFPUMPSYRINGE-Alaris-8110 |  |  |  |  | Covered PM Repair - Lab Analyzers/Anesth | MHHS Orthopedic & Spine
NO | NO |  |  |  | SYR0254 |  | CareFusion | CAREFUSION - MEDLEY SYRINGE (8110) |  |  | MHOSH - CENTRAL SUPPLY | MHHS Orthopedic & Spine |  | Module, Infusion Pump Syringe |  | SYR0254 |  | Central & Greater Heights |  | MHOSH - CENTRAL SUPPLY | [5 empty] | INFUSION PUMPS |  | MODULEINFPUMPSYRINGE-Alaris-8110 | MODULEINFPUMPSYRINGE |  |  |  |  | Alaris | Module, Infusion Pump Syringe |  | MODULEINFPUMPSYRINGE-Alaris-8110 |  |  |  |  | Covered PM Repair - Biomedical | MHHS Orthopedic & Spine
NO | NO |  |  |  | SYR0269 |  | CareFusion | CAREFUSION - MEDLEY SYRINGE (8110) |  |  | MHOSH - CENTRAL SUPPLY | MHHS Orthopedic & Spine |  | Module, Infusion Pump Syringe |  | SYR0269 |  | Central & Greater Heights |  | MHOSH - CENTRAL SUPPLY | [5 empty] | INFUSION PUMPS |  | MODULEINFPUMPSYRINGE-Alaris-8110 | MODULEINFPUMPSYRINGE |  |  |  |  | Alaris | Module, Infusion Pump Syringe |  | MODULEINFPUMPSYRINGE-Alaris-8110 |  |  |  |  | Not Covered Vendor Only - Biomedical | MHHS Orthopedic & Spine
NO | NO |  |  |  | SYR0270 |  | CareFusion | CAREFUSION - MEDLEY SYRINGE (8110) |  |  | MHOSH - CENTRAL SUPPLY | MHHS Orthopedic & Spine |  | Module, Infusion Pump Syringe |  | SYR0270 |  | Central & Greater Heights |  | MHOSH - CENTRAL SUPPLY | [5 empty] | INFUSION PUMPS |  | MODULEINFPUMPSYRINGE-Alaris-8110 | MODULEINFPUMPSYRINGE |  |  |  |  | Alaris | Module, Infusion Pump Syringe |  | MODULEINFPUMPSYRINGE-Alaris-8110 |  |  |  |  | Not Covered Vendor Only - Biomedical | MHHS Orthopedic & Spine
NO | NO |  |  |  | SYR0298 |  | CareFusion | CAREFUSION - MEDLEY SYRINGE (8110) |  |  | MHOSH - CENTRAL SUPPLY | MHHS Orthopedic & Spine |  | Module, Infusion Pump Syringe |  | SYR0298 |  | Central & Greater Heights |  | MHOSH - CENTRAL SUPPLY | [5 empty] | INFUSION PUMPS |  | MODULEINFPUMPSYRINGE-Alaris-8110 | MODULEINFPUMPSYRINGE |  |  |  |  | Alaris | Module, Infusion Pump Syringe |  | MODULEINFPUMPSYRINGE-Alaris-8110 |  |  |  |  | Not Covered Vendor Only - Lab Ana/Anes | MHHS Orthopedic & Spine
NO | NO |  |  |  | SYR0122 |  | CareFusion | CAREFUSION - MEDLEY SYRINGE (8110) |  |  | NE - CENTRAL SUPPLY | MHHS-Northeast |  | Module, Infusion Pump Syringe |  | SYR0122 |  | Katy |  | NE - CENTRAL SUPPLY | [5 empty] | INFUSION PUMPS |  | MODULEINFPUMPSYRINGE-Alaris-8110 | MODULEINFPUMPSYRINGE |  |  |  |  | Alaris | Module, Infusion Pump Syringe |  | MODULEINFPUMPSYRINGE-Alaris-8110 |  |  |  |  | Not Covered Vendor Only - Biomedical | MHHS-Northeast
NO | NO |  |  |  | SYR0129 |  | CareFusion | CAREFUSION - MEDLEY SYRINGE (8110) |  |  | NE - CENTRAL SUPPLY | MHHS-Northeast |  | Module, Infusion Pump Syringe |  | SYR0129 |  | Katy |  | NE - CENTRAL SUPPLY | [5 empty] | INFUSION PUMPS |  | MODULEINFPUMPSYRINGE-Alaris-8110 | MODULEINFPUMPSYRINGE |  |  |  |  | Alaris | Module, Infusion Pump Syringe |  | MODULEINFPUMPSYRINGE-Alaris-8110 |  |  |  |  | Not Covered Vendor Only - Biomedical | MHHS-Northeast
NO | NO |  |  |  | SYR0158 |  | CareFusion | CAREFUSION - MEDLEY SYRINGE (8110) |  |  | NE - CENTRAL SUPPLY | MHHS-Northeast |  | Module, Infusion Pump Syringe |  | SYR0158 |  | Katy |  | NE - CENTRAL SUPPLY | [5 empty] | INFUSION PUMPS |  | MODULEINFPUMPSYRINGE-Alaris-8110 | MODULEINFPUMPSYRINGE |  |  |  |  | Alaris | Module, Infusion Pump Syringe |  | MODULEINFPUMPSYRINGE-Alaris-8110 |  |  |  |  | Not Covered Vendor Only - Biomedical | MHHS-Northeast
NO | NO |  |  |  | SYR0167 |  | CareFusion | CAREFUSION - MEDLEY SYRINGE (8110) |  |  | NE - CENTRAL SUPPLY | MHHS-Northeast |  | Module, Infusion Pump Syringe |  | SYR0167 |  | Katy |  | NE - CENTRAL SUPPLY | [5 empty] | INFUSION PUMPS |  | MODULEINFPUMPSYRINGE-Alaris-8110 | MODULEINFPUMPSYRINGE |  |  |  |  | Alaris | Module, Infusion Pump Syringe |  | MODULEINFPUMPSYRINGE-Alaris-8110 |  |  |  |  | Not Covered Vendor Only - Biomedical | MHHS-Northeast
NO | NO |  |  |  | SYR0168 |  | CareFusion | CAREFUSION - MEDLEY SYRINGE (8110) |  |  | NE - CENTRAL SUPPLY | MHHS-Northeast |  | Module, Infusion Pump Syringe |  | SYR0168 |  | Katy |  | NE - CENTRAL SUPPLY | [5 empty] | INFUSION PUMPS |  | MODULEINFPUMPSYRINGE-Alaris-8110 | MODULEINFPUMPSYRINGE |  |  |  |  | Alaris | Module, Infusion Pump Syringe |  | MODULEINFPUMPSYRINGE-Alaris-8110 |  |  |  |  | Not Covered Vendor Only - Biomedical | MHHS-Northeast
NO | NO |  |  |  | SYR0191 |  | CareFusion | CAREFUSION - MEDLEY SYRINGE (8110) |  |  | NE - CENTRAL SUPPLY | MHHS-Northeast |  | Module, Infusion Pump Syringe |  | SYR0191 |  | Katy |  | NE - CENTRAL SUPPLY | [5 empty] | INFUSION PUMPS |  | MODULEINFPUMPSYRINGE-Alaris-8110 | MODULEINFPUMPSYRINGE |  |  |  |  | Alaris | Module, Infusion Pump Syringe |  | MODULEINFPUMPSYRINGE-Alaris-8110 |  |  |  |  | Not Covered Vendor Only - Biomedical | MHHS-Northeast
NO | NO |  |  |  | SYR0200 |  | CareFusion | CAREFUSION - MEDLEY SYRINGE (8110) |  |  | NE - CENTRAL SUPPLY | MHHS-Northeast |  | Module, Infusion Pump Syringe |  | SYR0200 |  | Katy |  | NE - CENTRAL SUPPLY | [5 empty] | INFUSION PUMPS |  | MODULEINFPUMPSYRINGE-Alaris-8110 | MODULEINFPUMPSYRINGE |  |  |  |  | Alaris | Module, Infusion Pump Syringe |  | MODULEINFPUMPSYRINGE-Alaris-8110 |  |  |  |  | Not Covered Vendor Only - Biomedical | MHHS-Northeast
NO | NO |  |  |  | SYR0215 |  | CareFusion | CAREFUSION - MEDLEY SYRINGE (8110) |  |  | NE - CENTRAL SUPPLY | MHHS-Northeast |  | Module, Infusion Pump Syringe |  | SYR0215 |  | Katy |  | NE - CENTRAL SUPPLY | [5 empty] | INFUSION PUMPS |  | MODULEINFPUMPSYRINGE-Alaris-8110 | MODULEINFPUMPSYRINGE |  |  |  |  | Alaris | Module, Infusion Pump Syringe |  | MODULEINFPUMPSYRINGE-Alaris-8110 |  |  |  |  | Not Covered Vendor Only - Biomedical | MHHS-Northeast
NO | NO |  |  |  | SYR0224 |  | CareFusion | CAREFUSION - MEDLEY SYRINGE (8110) |  |  | NE - CENTRAL SUPPLY | MHHS-Northeast |  | Module, Infusion Pump Syringe |  | SYR0224 |  | Katy |  | NE - CENTRAL SUPPLY | [5 empty] | INFUSION PUMPS |  | MODULEINFPUMPSYRINGE-Alaris-8110 | MODULEINFPUMPSYRINGE |  |  |  |  | Alaris | Module, Infusion Pump Syringe |  | MODULEINFPUMPSYRINGE-Alaris-8110 |  |  |  |  | Not Covered Vendor Only - Biomedical | MHHS-Northeast
NO | NO |  |  |  | SYR0226 |  | CareFusion | CAREFUSION - MEDLEY SYRINGE (8110) |  |  | NE - CENTRAL SUPPLY | MHHS-Northeast |  | Module, Infusion Pump Syringe |  | SYR0226 |  | Katy |  | NE - CENTRAL SUPPLY | [5 empty] | INFUSION PUMPS |  | MODULEINFPUMPSYRINGE-Alaris-8110 | MODULEINFPUMPSYRINGE |  |  |  |  | Alaris | Module, Infusion Pump Syringe |  | MODULEINFPUMPSYRINGE-Alaris-8110 |  |  |  |  | Not Covered Vendor Only - Biomedical | MHHS-Northeast
NO | NO |  |  |  | SYR0229 |  | CareFusion | CAREFUSION - MEDLEY SYRINGE (8110) |  |  | NE - CENTRAL SUPPLY | MHHS-Northeast |  | Module, Infusion Pump Syringe |  | SYR0229 |  | Katy |  | NE - CENTRAL SUPPLY | [5 empty] | INFUSION PUMPS |  | MODULEINFPUMPSYRINGE-Alaris-8110 | MODULEINFPUMPSYRINGE |  |  |  |  | Alaris | Module, Infusion Pump Syringe |  | MODULEINFPUMPSYRINGE-Alaris-8110 |  |  |  |  | Not Covered Vendor Only - Biomedical | MHHS-Northeast
NO | NO |  |  |  | SYR0275 |  | CareFusion | CAREFUSION - MEDLEY SYRINGE (8110) |  |  | NE - CENTRAL SUPPLY | MHHS-Northeast |  | Module, Infusion Pump Syringe |  | SYR0275 |  | Katy |  | NE - CENTRAL SUPPLY | [5 empty] | INFUSION PUMPS |  | MODULEINFPUMPSYRINGE-Alaris-8110 | MODULEINFPUMPSYRINGE |  |  |  |  | Alaris | Module, Infusion Pump Syringe |  | MODULEINFPUMPSYRINGE-Alaris-8110 |  |  |  |  | Not Covered Vendor Only - Biomedical | MHHS-Northeast
NO | NO |  |  |  | SYR0292 |  | CareFusion | CAREFUSION - MEDLEY SYRINGE (8110) |  |  | NE - CENTRAL SUPPLY | MHHS-Northeast |  | Module, Infusion Pump Syringe |  | SYR0292 |  | Katy |  | NE - CENTRAL SUPPLY | [5 empty] | INFUSION PUMPS |  | MODULEINFPUMPSYRINGE-Alaris-8110 | MODULEINFPUMPSYRINGE |  |  |  |  | Alaris | Module, Infusion Pump Syringe |  | MODULEINFPUMPSYRINGE-Alaris-8110 |  |  |  |  | Not Covered Vendor Only - Biomedical | MHHS-Northeast
NO | NO |  |  |  | SYR0137 |  | CareFusion | CAREFUSION - MEDLEY SYRINGE (8110) |  |  | PEARLAND - CENTRAL SUPPLY | MHHS-Pearland Hospital |  | Module, Infusion Pump Syringe |  | SYR0137 |  | Pearland |  | PEARLAND - CENTRAL SUPPLY | [5 empty] | INFUSION PUMPS |  | MODULEINFPUMPSYRINGE-Alaris-8110 | MODULEINFPUMPSYRINGE |  |  |  |  | Alaris | Module, Infusion Pump Syringe |  | MODULEINFPUMPSYRINGE-Alaris-8110 |  |  |  |  | Covered PM Repair - Lab Analyzers/Anesth | MHHS-Pearland Hospital
NO | NO |  |  |  | SYR0201 |  | CareFusion | CAREFUSION - MEDLEY SYRINGE (8110) |  |  | PEARLAND - CENTRAL SUPPLY | MHHS-Pearland Hospital |  | Module, Infusion Pump Syringe |  | SYR0201 |  | Pearland |  | PEARLAND - CENTRAL SUPPLY | [5 empty] | INFUSION PUMPS |  | MODULEINFPUMPSYRINGE-Alaris-8110 | MODULEINFPUMPSYRINGE |  |  |  |  | Alaris | Module, Infusion Pump Syringe |  | MODULEINFPUMPSYRINGE-Alaris-8110 |  |  |  |  | Covered PM Repair - Lab Analyzers/Anesth | MHHS-Pearland Hospital
NO | NO |  |  |  | SYR0211 |  | CareFusion | CAREFUSION - MEDLEY SYRINGE (8110) |  |  | PEARLAND - CENTRAL SUPPLY | MHHS-Pearland Hospital |  | Module, Infusion Pump Syringe |  | SYR0211 |  | Pearland |  | PEARLAND - CENTRAL SUPPLY | [5 empty] | INFUSION PUMPS |  | MODULEINFPUMPSYRINGE-Alaris-8110 | MODULEINFPUMPSYRINGE |  |  |  |  | Alaris | Module, Infusion Pump Syringe |  | MODULEINFPUMPSYRINGE-Alaris-8110 |  |  |  |  | Covered PM Repair - Lab Analyzers/Anesth | MHHS-Pearland Hospital
NO | NO |  |  |  | SYR0250 |  | CareFusion | CAREFUSION - MEDLEY SYRINGE (8110) |  |  | PEARLAND - CENTRAL SUPPLY | MHHS-Pearland Hospital |  | Module, Infusion Pump Syringe |  | SYR0250 |  | Pearland |  | PEARLAND - CENTRAL SUPPLY | [5 empty] | INFUSION PUMPS |  | MODULEINFPUMPSYRINGE-Alaris-8110 | MODULEINFPUMPSYRINGE |  |  |  |  | Alaris | Module, Infusion Pump Syringe |  | MODULEINFPUMPSYRINGE-Alaris-8110 |  |  |  |  | Not Covered Vendor Only - Biomedical | MHHS-Pearland Hospital
NO | NO |  |  |  | SYR0107 |  | CareFusion | CAREFUSION - MEDLEY SYRINGE (8110) |  |  | SE - CENTRAL SUPPLY | MHHS-Southeast |  | Module, Infusion Pump Syringe |  | SYR0107 |  | Southeast & Bay Area |  | SE - CENTRAL SUPPLY | [5 empty] | INFUSION PUMPS |  | MODULEINFPUMPSYRINGE-Alaris-8110 | MODULEINFPUMPSYRINGE |  |  |  |  | Alaris | Module, Infusion Pump Syringe |  | MODULEINFPUMPSYRINGE-Alaris-8110 |  |  |  |  | Not Covered Vendor Only - Biomedical | MHHS-Southeast
NO | NO |  |  |  | SYR0180 |  | CareFusion | CAREFUSION - MEDLEY SYRINGE (8110) |  |  | SE - CENTRAL SUPPLY | MHHS-Southeast |  | Module, Infusion Pump Syringe |  | SYR0180 |  | Southeast & Bay Area |  | SE - CENTRAL SUPPLY | [5 empty] | INFUSION PUMPS |  | MODULEINFPUMPSYRINGE-Alaris-8110 | MODULEINFPUMPSYRINGE |  |  |  |  | Alaris | Module, Infusion Pump Syringe |  | MODULEINFPUMPSYRINGE-Alaris-8110 |  |  |  |  | Not Covered Vendor Only - Biomedical | MHHS-Southeast
NO | NO |  |  |  | SYR0194 |  | CareFusion | CAREFUSION - MEDLEY SYRINGE (8110) |  |  | SE - CENTRAL SUPPLY | MHHS-Southeast |  | Module, Infusion Pump Syringe |  | SYR0194 |  | Southeast & Bay Area |  | SE - CENTRAL SUPPLY | [5 empty] | INFUSION PUMPS |  | MODULEINFPUMPSYRINGE-Alaris-8110 | MODULEINFPUMPSYRINGE |  |  |  |  | Alaris | Module, Infusion Pump Syringe |  | MODULEINFPUMPSYRINGE-Alaris-8110 |  |  |  |  | Not Covered Vendor Only - Biomedical | MHHS-Southeast
NO | NO |  |  |  | SYR0209 |  | CareFusion | CAREFUSION - MEDLEY SYRINGE (8110) |  |  | SE - CENTRAL SUPPLY | MHHS-Southeast |  | Module, Infusion Pump Syringe |  | SYR0209 |  | Southeast & Bay Area |  | SE - CENTRAL SUPPLY | [5 empty] | INFUSION PUMPS |  | MODULEINFPUMPSYRINGE-Alaris-8110 | MODULEINFPUMPSYRINGE |  |  |  |  | Alaris | Module, Infusion Pump Syringe |  | MODULEINFPUMPSYRINGE-Alaris-8110 |  |  |  |  | Not Covered Vendor Only - Biomedical | MHHS-Southeast
NO | NO |  |  |  | SYR0213 |  | CareFusion | CAREFUSION - MEDLEY SYRINGE (8110) |  |  | SE - CENTRAL SUPPLY | MHHS-Southeast |  | Module, Infusion Pump Syringe |  | SYR0213 |  | Southeast & Bay Area |  | SE - CENTRAL SUPPLY | [5 empty] | INFUSION PUMPS |  | MODULEINFPUMPSYRINGE-Alaris-8110 | MODULEINFPUMPSYRINGE |  |  |  |  | Alaris | Module, Infusion Pump Syringe |  | MODULEINFPUMPSYRINGE-Alaris-8110 |  |  |  |  | Not Covered Vendor Only - Biomedical | MHHS-Southeast
NO | NO |  |  |  | SYR0264 |  | CareFusion | CAREFUSION - MEDLEY SYRINGE (8110) |  |  | SE - CENTRAL SUPPLY | MHHS-Southeast |  | Module, Infusion Pump Syringe |  | SYR0264 |  | Southeast & Bay Area |  | SE - CENTRAL SUPPLY | [5 empty] | INFUSION PUMPS |  | MODULEINFPUMPSYRINGE-Alaris-8110 | MODULEINFPUMPSYRINGE |  |  |  |  | Alaris | Module, Infusion Pump Syringe |  | MODULEINFPUMPSYRINGE-Alaris-8110 |  |  |  |  | Not Covered Vendor Only - Biomedical | MHHS-Southeast
NO | NO |  |  |  | SYR0103 |  | CareFusion | CAREFUSION - MEDLEY SYRINGE (8110) |  |  | SW - CENTRAL SUPPLY | MHHS-Southwest |  | Module, Infusion Pump Syringe |  | SYR0103 |  | Southwest |  | SW - CENTRAL SUPPLY | [5 empty] | INFUSION PUMPS |  | MODULEINFPUMPSYRINGE-Alaris-8110 | MODULEINFPUMPSYRINGE |  |  |  |  | Alaris | Module, Infusion Pump Syringe |  | MODULEINFPUMPSYRINGE-Alaris-8110 |  |  |  |  | Not Covered Vendor Only - Biomedical | MHHS-Southwest
NO | NO |  |  |  | SYR0109 |  | CareFusion | CAREFUSION - MEDLEY SYRINGE (8110) |  |  | SW - CENTRAL SUPPLY | MHHS-Southwest |  | Module, Infusion Pump Syringe |  | SYR0109 |  | Southwest |  | SW - CENTRAL SUPPLY | [5 empty] | INFUSION PUMPS |  | MODULEINFPUMPSYRINGE-Alaris-8110 | MODULEINFPUMPSYRINGE |  |  |  |  | Alaris | Module, Infusion Pump Syringe |  | MODULEINFPUMPSYRINGE-Alaris-8110 |  |  |  |  | Not Covered Vendor Only - Biomedical | MHHS-Southwest
NO | NO |  |  |  | SYR0118 |  | CareFusion | CAREFUSION - MEDLEY SYRINGE (8110) |  |  | SW - CENTRAL SUPPLY | MHHS-Southwest |  | Module, Infusion Pump Syringe |  | SYR0118 |  | Southwest |  | SW - CENTRAL SUPPLY | [5 empty] | INFUSION PUMPS |  | MODULEINFPUMPSYRINGE-Alaris-8110 | MODULEINFPUMPSYRINGE |  |  |  |  | Alaris | Module, Infusion Pump Syringe |  | MODULEINFPUMPSYRINGE-Alaris-8110 |  |  |  |  | Not Covered Vendor Only - Biomedical | MHHS-Southwest
NO | NO |  |  |  | SYR0123 |  | CareFusion | CAREFUSION - MEDLEY SYRINGE (8110) |  |  | SW - CENTRAL SUPPLY | MHHS-Southwest |  | Module, Infusion Pump Syringe |  | SYR0123 |  | Southwest |  | SW - CENTRAL SUPPLY | [5 empty] | INFUSION PUMPS |  | MODULEINFPUMPSYRINGE-Alaris-8110 | MODULEINFPUMPSYRINGE |  |  |  |  | Alaris | Module, Infusion Pump Syringe |  | MODULEINFPUMPSYRINGE-Alaris-8110 |  |  |  |  | Not Covered Vendor Only - Biomedical | MHHS-Southwest
NO | NO |  |  |  | SYR0125 |  | CareFusion | CAREFUSION - MEDLEY SYRINGE (8110) |  |  | SW - CENTRAL SUPPLY | MHHS-Southwest |  | Module, Infusion Pump Syringe |  | SYR0125 |  | Southwest |  | SW - CENTRAL SUPPLY | [5 empty] | INFUSION PUMPS |  | MODULEINFPUMPSYRINGE-Alaris-8110 | MODULEINFPUMPSYRINGE |  |  |  |  | Alaris | Module, Infusion Pump Syringe |  | MODULEINFPUMPSYRINGE-Alaris-8110 |  |  |  |  | Not Covered Vendor Only - Biomedical | MHHS-Southwest
NO | NO |  |  |  | SYR0127 |  | CareFusion | CAREFUSION - MEDLEY SYRINGE (8110) |  |  | SW - CENTRAL SUPPLY | MHHS-Southwest |  | Module, Infusion Pump Syringe |  | SYR0127 |  | Southwest |  | SW - CENTRAL SUPPLY | [5 empty] | INFUSION PUMPS |  | MODULEINFPUMPSYRINGE-Alaris-8110 | MODULEINFPUMPSYRINGE |  |  |  |  | Alaris | Module, Infusion Pump Syringe |  | MODULEINFPUMPSYRINGE-Alaris-8110 |  |  |  |  | Not Covered Vendor Only - Biomedical | MHHS-Southwest
NO | NO |  |  |  | SYR0133 |  | CareFusion | CAREFUSION - MEDLEY SYRINGE (8110) |  |  | SW - CENTRAL SUPPLY | MHHS-Southwest |  | Module, Infusion Pump Syringe |  | SYR0133 |  | Southwest |  | SW - CENTRAL SUPPLY | [5 empty] | INFUSION PUMPS |  | MODULEINFPUMPSYRINGE-Alaris-8110 | MODULEINFPUMPSYRINGE |  |  |  |  | Alaris | Module, Infusion Pump Syringe |  | MODULEINFPUMPSYRINGE-Alaris-8110 |  |  |  |  | Not Covered Vendor Only - Biomedical | MHHS-Southwest
NO | NO |  |  |  | SYR0140 |  | CareFusion | CAREFUSION - MEDLEY SYRINGE (8110) |  |  | SW - CENTRAL SUPPLY | MHHS-Southwest |  | Module, Infusion Pump Syringe |  | SYR0140 |  | Southwest |  | SW - CENTRAL SUPPLY | [5 empty] | INFUSION PUMPS |  | MODULEINFPUMPSYRINGE-Alaris-8110 | MODULEINFPUMPSYRINGE |  |  |  |  | Alaris | Module, Infusion Pump Syringe |  | MODULEINFPUMPSYRINGE-Alaris-8110 |  |  |  |  | Not Covered Vendor Only - Biomedical | MHHS-Southwest
NO | NO |  |  |  | SYR0142 |  | CareFusion | CAREFUSION - MEDLEY SYRINGE (8110) |  |  | SW - CENTRAL SUPPLY | MHHS-Southwest |  | Module, Infusion Pump Syringe |  | SYR0142 |  | Southwest |  | SW - CENTRAL SUPPLY | [5 empty] | INFUSION PUMPS |  | MODULEINFPUMPSYRINGE-Alaris-8110 | MODULEINFPUMPSYRINGE |  |  |  |  | Alaris | Module, Infusion Pump Syringe |  | MODULEINFPUMPSYRINGE-Alaris-8110 |  |  |  |  | Not Covered Vendor Only - Biomedical | MHHS-Southwest
NO | NO |  |  |  | SYR0152 |  | CareFusion | CAREFUSION - MEDLEY SYRINGE (8110) |  |  | SW - CENTRAL SUPPLY | MHHS-Southwest |  | Module, Infusion Pump Syringe |  | SYR0152 |  | Southwest |  | SW - CENTRAL SUPPLY | [5 empty] | INFUSION PUMPS |  | MODULEINFPUMPSYRINGE-Alaris-8110 | MODULEINFPUMPSYRINGE |  |  |  |  | Alaris | Module, Infusion Pump Syringe |  | MODULEINFPUMPSYRINGE-Alaris-8110 |  |  |  |  | Not Covered Vendor Only - Biomedical | MHHS-Southwest
NO | NO |  |  |  | SYR0166 |  | CareFusion | CAREFUSION - MEDLEY SYRINGE (8110) |  |  | SW - CENTRAL SUPPLY | MHHS-Southwest |  | Module, Infusion Pump Syringe |  | SYR0166 |  | Southwest |  | SW - CENTRAL SUPPLY | [5 empty] | INFUSION PUMPS |  | MODULEINFPUMPSYRINGE-Alaris-8110 | MODULEINFPUMPSYRINGE |  |  |  |  | Alaris | Module, Infusion Pump Syringe |  | MODULEINFPUMPSYRINGE-Alaris-8110 |  |  |  |  | Not Covered Vendor Only - Biomedical | MHHS-Southwest
NO | NO |  |  |  | SYR0176 |  | CareFusion | CAREFUSION - MEDLEY SYRINGE (8110) |  |  | SW - CENTRAL SUPPLY | MHHS-Southwest |  | Module, Infusion Pump Syringe |  | SYR0176 |  | Southwest |  | SW - CENTRAL SUPPLY | [5 empty] | INFUSION PUMPS |  | MODULEINFPUMPSYRINGE-Alaris-8110 | MODULEINFPUMPSYRINGE |  |  |  |  | Alaris | Module, Infusion Pump Syringe |  | MODULEINFPUMPSYRINGE-Alaris-8110 |  |  |  |  | Not Covered Vendor Only - Biomedical | MHHS-Southwest
NO | NO |  |  |  | SYR0188 |  | CareFusion | CAREFUSION - MEDLEY SYRINGE (8110) |  |  | SW - CENTRAL SUPPLY | MHHS-Southwest |  | Module, Infusion Pump Syringe |  | SYR0188 |  | Southwest |  | SW - CENTRAL SUPPLY | [5 empty] | INFUSION PUMPS |  | MODULEINFPUMPSYRINGE-Alaris-8110 | MODULEINFPUMPSYRINGE |  |  |  |  | Alaris | Module, Infusion Pump Syringe |  | MODULEINFPUMPSYRINGE-Alaris-8110 |  |  |  |  | Not Covered Vendor Only - Biomedical | MHHS-Southwest
NO | NO |  |  |  | SYR0199 |  | CareFusion | CAREFUSION - MEDLEY SYRINGE (8110) |  |  | SW - CENTRAL SUPPLY | MHHS-Southwest |  | Module, Infusion Pump Syringe |  | SYR0199 |  | Southwest |  | SW - CENTRAL SUPPLY | [5 empty] | INFUSION PUMPS |  | MODULEINFPUMPSYRINGE-Alaris-8110 | MODULEINFPUMPSYRINGE |  |  |  |  | Alaris | Module, Infusion Pump Syringe |  | MODULEINFPUMPSYRINGE-Alaris-8110 |  |  |  |  | Not Covered Vendor Only - Biomedical | MHHS-Southwest
NO | NO |  |  |  | SYR0208 |  | CareFusion | CAREFUSION - MEDLEY SYRINGE (8110) |  |  | SW - CENTRAL SUPPLY | MHHS-Southwest |  | Module, Infusion Pump Syringe |  | SYR0208 |  | Southwest |  | SW - CENTRAL SUPPLY | [5 empty] | INFUSION PUMPS |  | MODULEINFPUMPSYRINGE-Alaris-8110 | MODULEINFPUMPSYRINGE |  |  |  |  | Alaris | Module, Infusion Pump Syringe |  | MODULEINFPUMPSYRINGE-Alaris-8110 |  |  |  |  | Not Covered Vendor Only - Biomedical | MHHS-Southwest
NO | NO |  |  |  | SYR0217 |  | CareFusion | CAREFUSION - MEDLEY SYRINGE (8110) |  |  | SW - CENTRAL SUPPLY | MHHS-Southwest |  | Module, Infusion Pump Syringe |  | SYR0217 |  | Southwest |  | SW - CENTRAL SUPPLY | [5 empty] | INFUSION PUMPS |  | MODULEINFPUMPSYRINGE-Alaris-8110 | MODULEINFPUMPSYRINGE |  |  |  |  | Alaris | Module, Infusion Pump Syringe |  | MODULEINFPUMPSYRINGE-Alaris-8110 |  |  |  |  | Not Covered Vendor Only - Biomedical | MHHS-Southwest
NO | NO |  |  |  | SYR0218 |  | CareFusion | CAREFUSION - MEDLEY SYRINGE (8110) |  |  | SW - CENTRAL SUPPLY | MHHS-Southwest |  | Module, Infusion Pump Syringe |  | SYR0218 |  | Southwest |  | SW - CENTRAL SUPPLY | [5 empty] | INFUSION PUMPS |  | MODULEINFPUMPSYRINGE-Alaris-8110 | MODULEINFPUMPSYRINGE |  |  |  |  | Alaris | Module, Infusion Pump Syringe |  | MODULEINFPUMPSYRINGE-Alaris-8110 |  |  |  |  | Not Covered Vendor Only - Biomedical | MHHS-Southwest
NO | NO |  |  |  | SYR0219 |  | CareFusion | CAREFUSION - MEDLEY SYRINGE (8110) |  |  | SW - CENTRAL SUPPLY | MHHS-Southwest |  | Module, Infusion Pump Syringe |  | SYR0219 |  | Southwest |  | SW - CENTRAL SUPPLY | [5 empty] | INFUSION PUMPS |  | MODULEINFPUMPSYRINGE-Alaris-8110 | MODULEINFPUMPSYRINGE |  |  |  |  | Alaris | Module, Infusion Pump Syringe |  | MODULEINFPUMPSYRINGE-Alaris-8110 |  |  |  |  | Not Covered Vendor Only - Biomedical | MHHS-Southwest
NO | NO |  |  |  | SYR0220 |  | CareFusion | CAREFUSION - MEDLEY SYRINGE (8110) |  |  | SW - CENTRAL SUPPLY | MHHS-Southwest |  | Module, Infusion Pump Syringe |  | SYR0220 |  | Southwest |  | SW - CENTRAL SUPPLY | [5 empty] | INFUSION PUMPS |  | MODULEINFPUMPSYRINGE-Alaris-8110 | MODULEINFPUMPSYRINGE |  |  |  |  | Alaris | Module, Infusion Pump Syringe |  | MODULEINFPUMPSYRINGE-Alaris-8110 |  |  |  |  | Not Covered Vendor Only - Biomedical | MHHS-Southwest
NO | NO |  |  |  | SYR0221 |  | CareFusion | CAREFUSION - MEDLEY SYRINGE (8110) |  |  | SW - CENTRAL SUPPLY | MHHS-Southwest |  | Module, Infusion Pump Syringe |  | SYR0221 |  | Southwest |  | SW - CENTRAL SUPPLY | [5 empty] | INFUSION PUMPS |  | MODULEINFPUMPSYRINGE-Alaris-8110 | MODULEINFPUMPSYRINGE |  |  |  |  | Alaris | Module, Infusion Pump Syringe |  | MODULEINFPUMPSYRINGE-Alaris-8110 |  |  |  |  | Not Covered Vendor Only - Biomedical | MHHS-Southwest
NO | NO |  |  |  | SYR0255 |  | CareFusion | CAREFUSION - MEDLEY SYRINGE (8110) |  |  | SW - CENTRAL SUPPLY | MHHS-Southwest |  | Module, Infusion Pump Syringe |  | SYR0255 |  | Southwest |  | SW - CENTRAL SUPPLY | [5 empty] | INFUSION PUMPS |  | MODULEINFPUMPSYRINGE-Alaris-8110 | MODULEINFPUMPSYRINGE |  |  |  |  | Alaris | Module, Infusion Pump Syringe |  | MODULEINFPUMPSYRINGE-Alaris-8110 |  |  |  |  | Not Covered Vendor Only - Biomedical | MHHS-Southwest
NO | NO |  |  |  | SYR0258 |  | CareFusion | CAREFUSION - MEDLEY SYRINGE (8110) |  |  | SW - CENTRAL SUPPLY | MHHS-Southwest |  | Module, Infusion Pump Syringe |  | SYR0258 |  | Southwest |  | SW - CENTRAL SUPPLY | [5 empty] | INFUSION PUMPS |  | MODULEINFPUMPSYRINGE-Alaris-8110 | MODULEINFPUMPSYRINGE |  |  |  |  | Alaris | Module, Infusion Pump Syringe |  | MODULEINFPUMPSYRINGE-Alaris-8110 |  |  |  |  | Not Covered Vendor Only - Biomedical | MHHS-Southwest
NO | NO |  |  |  | SYR0278 |  | CareFusion | CAREFUSION - MEDLEY SYRINGE (8110) |  |  | SW - CENTRAL SUPPLY | MHHS-Southwest |  | Module, Infusion Pump Syringe |  | SYR0278 |  | Southwest |  | SW - CENTRAL SUPPLY | [5 empty] | INFUSION PUMPS |  | MODULEINFPUMPSYRINGE-Alaris-8110 | MODULEINFPUMPSYRINGE |  |  |  |  | Alaris | Module, Infusion Pump Syringe |  | MODULEINFPUMPSYRINGE-Alaris-8110 |  |  |  |  | Not Covered Vendor Only - Biomedical | MHHS-Southwest
NO | NO |  |  |  | SYR0280 |  | CareFusion | CAREFUSION - MEDLEY SYRINGE (8110) |  |  | SW - CENTRAL SUPPLY | MHHS-Southwest |  | Module, Infusion Pump Syringe |  | SYR0280 |  | Southwest |  | SW - CENTRAL SUPPLY | [5 empty] | INFUSION PUMPS |  | MODULEINFPUMPSYRINGE-Alaris-8110 | MODULEINFPUMPSYRINGE |  |  |  |  | Alaris | Module, Infusion Pump Syringe |  | MODULEINFPUMPSYRINGE-Alaris-8110 |  |  |  |  | No Coverage Specified | MHHS-Southwest
NO | NO |  |  |  | SYR0284 |  | CareFusion | CAREFUSION - MEDLEY SYRINGE (8110) |  |  | SW - CENTRAL SUPPLY | MHHS-Southwest |  | Module, Infusion Pump Syringe |  | SYR0284 |  | Southwest |  | SW - CENTRAL SUPPLY | [5 empty] | INFUSION PUMPS |  | MODULEINFPUMPSYRINGE-Alaris-8110 | MODULEINFPUMPSYRINGE |  |  |  |  | Alaris | Module, Infusion Pump Syringe |  | MODULEINFPUMPSYRINGE-Alaris-8110 |  |  |  |  | No Coverage Specified | MHHS-Southwest
NO | NO |  |  |  | SYR0289 |  | CareFusion | CAREFUSION - MEDLEY SYRINGE (8110) |  |  | SW - CENTRAL SUPPLY | MHHS-Southwest |  | Module, Infusion Pump Syringe |  | SYR0289 |  | Southwest |  | SW - CENTRAL SUPPLY | [5 empty] | INFUSION PUMPS |  | MODULEINFPUMPSYRINGE-Alaris-8110 | MODULEINFPUMPSYRINGE |  |  |  |  | Alaris | Module, Infusion Pump Syringe |  | MODULEINFPUMPSYRINGE-Alaris-8110 |  |  |  |  | Not Covered Vendor Only - Biomedical | MHHS-Southwest
NO | NO |  |  |  | SYR0110 |  | CareFusion | CAREFUSION - MEDLEY SYRINGE (8110) |  |  | SUGAR LAND - CENTRAL SUPPLY | MHHS-Sugarland |  | Module, Infusion Pump Syringe |  | SYR0110 |  | Sugar Land |  | SUGAR LAND - CENTRAL SUPPLY | [5 empty] | INFUSION PUMPS |  | MODULEINFPUMPSYRINGE-Alaris-8110 | MODULEINFPUMPSYRINGE |  |  |  |  | Alaris | Module, Infusion Pump Syringe |  | MODULEINFPUMPSYRINGE-Alaris-8110 |  |  |  |  | Not Covered Vendor Only - Biomedical | MHHS-Sugarland
NO | NO |  |  |  | SYR0116 |  | CareFusion | CAREFUSION - MEDLEY SYRINGE (8110) |  |  | SUGAR LAND - CENTRAL SUPPLY | MHHS-Sugarland |  | Module, Infusion Pump Syringe |  | SYR0116 |  | Sugar Land |  | SUGAR LAND - CENTRAL SUPPLY | [5 empty] | INFUSION PUMPS |  | MODULEINFPUMPSYRINGE-Alaris-8110 | MODULEINFPUMPSYRINGE |  |  |  |  | Alaris | Module, Infusion Pump Syringe |  | MODULEINFPUMPSYRINGE-Alaris-8110 |  |  |  |  | Not Covered Vendor Only - Biomedical | MHHS-Sugarland
NO | NO |  |  |  | SYR0134 |  | CareFusion | CAREFUSION - MEDLEY SYRINGE (8110) |  |  | SUGAR LAND - CENTRAL SUPPLY | MHHS-Sugarland |  | Module, Infusion Pump Syringe |  | SYR0134 |  | Sugar Land |  | SUGAR LAND - CENTRAL SUPPLY | [5 empty] | INFUSION PUMPS |  | MODULEINFPUMPSYRINGE-Alaris-8110 | MODULEINFPUMPSYRINGE |  |  |  |  | Alaris | Module, Infusion Pump Syringe |  | MODULEINFPUMPSYRINGE-Alaris-8110 |  |  |  |  | Not Covered Vendor Only - Biomedical | MHHS-Sugarland
NO | NO |  |  |  | SYR0170 |  | CareFusion | CAREFUSION - MEDLEY SYRINGE (8110) |  |  | SUGAR LAND - CENTRAL SUPPLY | MHHS-Sugarland |  | Module, Infusion Pump Syringe |  | SYR0170 |  | Sugar Land |  | SUGAR LAND - CENTRAL SUPPLY | [5 empty] | INFUSION PUMPS |  | MODULEINFPUMPSYRINGE-Alaris-8110 | MODULEINFPUMPSYRINGE |  |  |  |  | Alaris | Module, Infusion Pump Syringe |  | MODULEINFPUMPSYRINGE-Alaris-8110 |  |  |  |  | Not Covered Vendor Only - Biomedical | MHHS-Sugarland
NO | NO |  |  |  | SYR0179 |  | CareFusion | CAREFUSION - MEDLEY SYRINGE (8110) |  |  | SUGAR LAND - CENTRAL SUPPLY | MHHS-Sugarland |  | Module, Infusion Pump Syringe |  | SYR0179 |  | Sugar Land |  | SUGAR LAND - CENTRAL SUPPLY | [5 empty] | INFUSION PUMPS |  | MODULEINFPUMPSYRINGE-Alaris-8110 | MODULEINFPUMPSYRINGE |  |  |  |  | Alaris | Module, Infusion Pump Syringe |  | MODULEINFPUMPSYRINGE-Alaris-8110 |  |  |  |  | Not Covered Vendor Only - Biomedical | MHHS-Sugarland
NO | NO |  |  |  | SYR0196 |  | CareFusion | CAREFUSION - MEDLEY SYRINGE (8110) |  |  | SUGAR LAND - CENTRAL SUPPLY | MHHS-Sugarland |  | Module, Infusion Pump Syringe |  | SYR0196 |  | Sugar Land |  | SUGAR LAND - CENTRAL SUPPLY | [5 empty] | INFUSION PUMPS |  | MODULEINFPUMPSYRINGE-Alaris-8110 | MODULEINFPUMPSYRINGE |  |  |  |  | Alaris | Module, Infusion Pump Syringe |  | MODULEINFPUMPSYRINGE-Alaris-8110 |  |  |  |  | Not Covered Vendor Only - Biomedical | MHHS-Sugarland
NO | NO |  |  |  | SYR0203 |  | CareFusion | CAREFUSION - MEDLEY SYRINGE (8110) |  |  | SUGAR LAND - CENTRAL SUPPLY | MHHS-Sugarland |  | Module, Infusion Pump Syringe |  | SYR0203 |  | Sugar Land |  | SUGAR LAND - CENTRAL SUPPLY | [5 empty] | INFUSION PUMPS |  | MODULEINFPUMPSYRINGE-Alaris-8110 | MODULEINFPUMPSYRINGE |  |  |  |  | Alaris | Module, Infusion Pump Syringe |  | MODULEINFPUMPSYRINGE-Alaris-8110 |  |  |  |  | Not Covered Vendor Only - Biomedical | MHHS-Sugarland
NO | NO |  |  |  | SYR0230 |  | CareFusion | CAREFUSION - MEDLEY SYRINGE (8110) |  |  | SUGAR LAND - CENTRAL SUPPLY | MHHS-Sugarland |  | Module, Infusion Pump Syringe |  | SYR0230 |  | Sugar Land |  | SUGAR LAND - CENTRAL SUPPLY | [5 empty] | INFUSION PUMPS |  | MODULEINFPUMPSYRINGE-Alaris-8110 | MODULEINFPUMPSYRINGE |  |  |  |  | Alaris | Module, Infusion Pump Syringe |  | MODULEINFPUMPSYRINGE-Alaris-8110 |  |  |  |  | Not Covered Vendor Only - Biomedical | MHHS-Sugarland
NO | NO |  |  |  | SYR0231 |  | CareFusion | CAREFUSION - MEDLEY SYRINGE (8110) |  |  | SUGAR LAND - CENTRAL SUPPLY | MHHS-Sugarland |  | Module, Infusion Pump Syringe |  | SYR0231 |  | Sugar Land |  | SUGAR LAND - CENTRAL SUPPLY | [5 empty] | INFUSION PUMPS |  | MODULEINFPUMPSYRINGE-Alaris-8110 | MODULEINFPUMPSYRINGE |  |  |  |  | Alaris | Module, Infusion Pump Syringe |  | MODULEINFPUMPSYRINGE-Alaris-8110 |  |  |  |  | Not Covered Vendor Only - Biomedical | MHHS-Sugarland
NO | NO |  |  |  | SYR0239 |  | CareFusion | CAREFUSION - MEDLEY SYRINGE (8110) |  |  | SUGAR LAND - CENTRAL SUPPLY | MHHS-Sugarland |  | Module, Infusion Pump Syringe |  | SYR0239 |  | Sugar Land |  | SUGAR LAND - CENTRAL SUPPLY | [5 empty] | INFUSION PUMPS |  | MODULEINFPUMPSYRINGE-Alaris-8110 | MODULEINFPUMPSYRINGE |  |  |  |  | Alaris | Module, Infusion Pump Syringe |  | MODULEINFPUMPSYRINGE-Alaris-8110 |  |  |  |  | Not Covered Vendor Only - Biomedical | MHHS-Sugarland
NO | NO |  |  |  | SYR0249 |  | CareFusion | CAREFUSION - MEDLEY SYRINGE (8110) |  |  | SUGAR LAND - CENTRAL SUPPLY | MHHS-Sugarland |  | Module, Infusion Pump Syringe |  | SYR0249 |  | Sugar Land |  | SUGAR LAND - CENTRAL SUPPLY | [5 empty] | INFUSION PUMPS |  | MODULEINFPUMPSYRINGE-Alaris-8110 | MODULEINFPUMPSYRINGE |  |  |  |  | Alaris | Module, Infusion Pump Syringe |  | MODULEINFPUMPSYRINGE-Alaris-8110 |  |  |  |  | Not Covered Vendor Only - Biomedical | MHHS-Sugarland
NO | NO |  |  |  | SYR0252 |  | CareFusion | CAREFUSION - MEDLEY SYRINGE (8110) |  |  | SUGAR LAND - CENTRAL SUPPLY | MHHS-Sugarland |  | Module, Infusion Pump Syringe |  | SYR0252 |  | Sugar Land |  | SUGAR LAND - CENTRAL SUPPLY | [5 empty] | INFUSION PUMPS |  | MODULEINFPUMPSYRINGE-Alaris-8110 | MODULEINFPUMPSYRINGE |  |  |  |  | Alaris | Module, Infusion Pump Syringe |  | MODULEINFPUMPSYRINGE-Alaris-8110 |  |  |  |  | Not Covered Vendor Only - Biomedical | MHHS-Sugarland
NO | NO |  |  |  | SYR0256 |  | CareFusion | CAREFUSION - MEDLEY SYRINGE (8110) |  |  | SUGAR LAND - CENTRAL SUPPLY | MHHS-Sugarland |  | Module, Infusion Pump Syringe |  | SYR0256 |  | Sugar Land |  | SUGAR LAND - CENTRAL SUPPLY | [5 empty] | INFUSION PUMPS |  | MODULEINFPUMPSYRINGE-Alaris-8110 | MODULEINFPUMPSYRINGE |  |  |  |  | Alaris | Module, Infusion Pump Syringe |  | MODULEINFPUMPSYRINGE-Alaris-8110 |  |  |  |  | Not Covered Vendor Only - Biomedical | MHHS-Sugarland
NO | NO |  |  |  | SYR0286 |  | CareFusion | CAREFUSION - MEDLEY SYRINGE (8110) |  |  | SUGAR LAND - CENTRAL SUPPLY | MHHS-Sugarland |  | Module, Infusion Pump Syringe |  | SYR0286 |  | Sugar Land |  | SUGAR LAND - CENTRAL SUPPLY | [5 empty] | INFUSION PUMPS |  | MODULEINFPUMPSYRINGE-Alaris-8110 | MODULEINFPUMPSYRINGE |  |  |  |  | Alaris | Module, Infusion Pump Syringe |  | MODULEINFPUMPSYRINGE-Alaris-8110 |  |  |  |  | Not Covered Vendor Only - Biomedical | MHHS-Sugarland
NO | NO |  |  |  | SYR0114 |  | CareFusion | CAREFUSION - MEDLEY SYRINGE (8110) |  |  | TMC - MHTMC - CENTRAL SUPPLY | MHHS-TMC |  | Module, Infusion Pump Syringe |  | SYR0114 |  | TMC |  | TMC - MHTMC - CENTRAL SUPPLY | [5 empty] | INFUSION PUMPS |  | MODULEINFPUMPSYRINGE-Alaris-8110 | MODULEINFPUMPSYRINGE |  |  |  |  | Alaris | Module, Infusion Pump Syringe |  | MODULEINFPUMPSYRINGE-Alaris-8110 |  |  |  |  | Not Covered Vendor Only - Biomedical | MHHS-TMC
NO | NO |  |  |  | SYR0117 |  | CareFusion | CAREFUSION - MEDLEY SYRINGE (8110) |  |  | TMC - MHTMC - CENTRAL SUPPLY | MHHS-TMC |  | Module, Infusion Pump Syringe |  | SYR0117 |  | TMC |  | TMC - MHTMC - CENTRAL SUPPLY | [5 empty] | INFUSION PUMPS |  | MODULEINFPUMPSYRINGE-Alaris-8110 | MODULEINFPUMPSYRINGE |  |  |  |  | Alaris | Module, Infusion Pump Syringe |  | MODULEINFPUMPSYRINGE-Alaris-8110 |  |  |  |  | Not Covered Vendor Only - Biomedical | MHHS-TMC
NO | NO |  |  |  | SYR0121 |  | CareFusion | CAREFUSION - MEDLEY SYRINGE (8110) |  |  | TMC - MHTMC - CENTRAL SUPPLY | MHHS-TMC |  | Module, Infusion Pump Syringe |  | SYR0121 |  | TMC |  | TMC - MHTMC - CENTRAL SUPPLY | [5 empty] | INFUSION PUMPS |  | MODULEINFPUMPSYRINGE-Alaris-8110 | MODULEINFPUMPSYRINGE |  |  |  |  | Alaris | Module, Infusion Pump Syringe |  | MODULEINFPUMPSYRINGE-Alaris-8110 |  |  |  |  | Not Covered Vendor Only - Biomedical | MHHS-TMC
NO | NO |  |  |  | SYR0124 |  | CareFusion | CAREFUSION - MEDLEY SYRINGE (8110) |  |  | TMC - MHTMC - CENTRAL SUPPLY | MHHS-TMC |  | Module, Infusion Pump Syringe |  | SYR0124 |  | TMC |  | TMC - MHTMC - CENTRAL SUPPLY | [5 empty] | INFUSION PUMPS |  | MODULEINFPUMPSYRINGE-Alaris-8110 | MODULEINFPUMPSYRINGE |  |  |  |  | Alaris | Module, Infusion Pump Syringe |  | MODULEINFPUMPSYRINGE-Alaris-8110 |  |  |  |  | Not Covered Vendor Only - Biomedical | MHHS-TMC
NO | NO |  |  |  | SYR0135 |  | CareFusion | CAREFUSION - MEDLEY SYRINGE (8110) |  |  | TMC - MHTMC - CENTRAL SUPPLY | MHHS-TMC |  | Module, Infusion Pump Syringe |  | SYR0135 |  | TMC |  | TMC - MHTMC - CENTRAL SUPPLY | [5 empty] | INFUSION PUMPS |  | MODULEINFPUMPSYRINGE-Alaris-8110 | MODULEINFPUMPSYRINGE |  |  |  |  | Alaris | Module, Infusion Pump Syringe |  | MODULEINFPUMPSYRINGE-Alaris-8110 |  |  |  |  | Not Covered Vendor Only - Biomedical | MHHS-TMC
NO | NO |  |  |  | SYR0145 |  | CareFusion | CAREFUSION - MEDLEY SYRINGE (8110) |  |  | TMC - MHTMC - CENTRAL SUPPLY | MHHS-TMC |  | Module, Infusion Pump Syringe |  | SYR0145 |  | TMC |  | TMC - MHTMC - CENTRAL SUPPLY | [5 empty] | INFUSION PUMPS |  | MODULEINFPUMPSYRINGE-Alaris-8110 | MODULEINFPUMPSYRINGE |  |  |  |  | Alaris | Module, Infusion Pump Syringe |  | MODULEINFPUMPSYRINGE-Alaris-8110 |  |  |  |  | Not Covered Vendor Only - Biomedical | MHHS-TMC
NO | NO |  |  |  | SYR0147 |  | CareFusion | CAREFUSION - MEDLEY SYRINGE (8110) |  |  | TMC - MHTMC - CENTRAL SUPPLY | MHHS-TMC |  | Module, Infusion Pump Syringe |  | SYR0147 |  | TMC |  | TMC - MHTMC - CENTRAL SUPPLY | [5 empty] | INFUSION PUMPS |  | MODULEINFPUMPSYRINGE-Alaris-8110 | MODULEINFPUMPSYRINGE |  |  |  |  | Alaris | Module, Infusion Pump Syringe |  | MODULEINFPUMPSYRINGE-Alaris-8110 |  |  |  |  | Not Covered Vendor Only - Biomedical | MHHS-TMC
NO | NO |  |  |  | SYR0153 |  | CareFusion | CAREFUSION - MEDLEY SYRINGE (8110) |  |  | TMC - MHTMC - CENTRAL SUPPLY | MHHS-TMC |  | Module, Infusion Pump Syringe |  | SYR0153 |  | TMC |  | TMC - MHTMC - CENTRAL SUPPLY | [5 empty] | INFUSION PUMPS |  | MODULEINFPUMPSYRINGE-Alaris-8110 | MODULEINFPUMPSYRINGE |  |  |  |  | Alaris | Module, Infusion Pump Syringe |  | MODULEINFPUMPSYRINGE-Alaris-8110 |  |  |  |  | Not Covered Vendor Only - Biomedical | MHHS-TMC
NO | NO |  |  |  | SYR0154 |  | CareFusion | CAREFUSION - MEDLEY SYRINGE (8110) |  |  | TMC - MHTMC - CENTRAL SUPPLY | MHHS-TMC |  | Module, Infusion Pump Syringe |  | SYR0154 |  | TMC |  | TMC - MHTMC - CENTRAL SUPPLY | [5 empty] | INFUSION PUMPS |  | MODULEINFPUMPSYRINGE-Alaris-8110 | MODULEINFPUMPSYRINGE |  |  |  |  | Alaris | Module, Infusion Pump Syringe |  | MODULEINFPUMPSYRINGE-Alaris-8110 |  |  |  |  | Not Covered Vendor Only - Biomedical | MHHS-TMC
NO | NO |  |  |  | SYR0185 |  | CareFusion | CAREFUSION - MEDLEY SYRINGE (8110) |  |  | TMC - MHTMC - CENTRAL SUPPLY | MHHS-TMC |  | Module, Infusion Pump Syringe |  | SYR0185 |  | TMC |  | TMC - MHTMC - CENTRAL SUPPLY | [5 empty] | INFUSION PUMPS |  | MODULEINFPUMPSYRINGE-Alaris-8110 | MODULEINFPUMPSYRINGE |  |  |  |  | Alaris | Module, Infusion Pump Syringe |  | MODULEINFPUMPSYRINGE-Alaris-8110 |  |  |  |  | Not Covered Vendor Only - Biomedical | MHHS-TMC
NO | NO |  |  |  | SYR0190 |  | CareFusion | CAREFUSION - MEDLEY SYRINGE (8110) |  |  | TMC - MHTMC - CENTRAL SUPPLY | MHHS-TMC |  | Module, Infusion Pump Syringe |  | SYR0190 |  | TMC |  | TMC - MHTMC - CENTRAL SUPPLY | [5 empty] | INFUSION PUMPS |  | MODULEINFPUMPSYRINGE-Alaris-8110 | MODULEINFPUMPSYRINGE |  |  |  |  | Alaris | Module, Infusion Pump Syringe |  | MODULEINFPUMPSYRINGE-Alaris-8110 |  |  |  |  | Not Covered Vendor Only - Biomedical | MHHS-TMC
NO | NO |  |  |  | SYR0227 |  | CareFusion | CAREFUSION - MEDLEY SYRINGE (8110) |  |  | TMC - MHTMC - CENTRAL SUPPLY | MHHS-TMC |  | Module, Infusion Pump Syringe |  | SYR0227 |  | TMC |  | TMC - MHTMC - CENTRAL SUPPLY | [5 empty] | INFUSION PUMPS |  | MODULEINFPUMPSYRINGE-Alaris-8110 | MODULEINFPUMPSYRINGE |  |  |  |  | Alaris | Module, Infusion Pump Syringe |  | MODULEINFPUMPSYRINGE-Alaris-8110 |  |  |  |  | Not Covered Vendor Only - Biomedical | MHHS-TMC
NO | NO |  |  |  | SYR0233 |  | CareFusion | CAREFUSION - MEDLEY SYRINGE (8110) |  |  | TMC - MHTMC - CENTRAL SUPPLY | MHHS-TMC |  | Module, Infusion Pump Syringe |  | SYR0233 |  | TMC |  | TMC - MHTMC - CENTRAL SUPPLY | [5 empty] | INFUSION PUMPS |  | MODULEINFPUMPSYRINGE-Alaris-8110 | MODULEINFPUMPSYRINGE |  |  |  |  | Alaris | Module, Infusion Pump Syringe |  | MODULEINFPUMPSYRINGE-Alaris-8110 |  |  |  |  | Not Covered Vendor Only - Biomedical | MHHS-TMC
NO | NO |  |  |  | SYR0241 |  | CareFusion | CAREFUSION - MEDLEY SYRINGE (8110) |  |  | TMC - MHTMC - CENTRAL SUPPLY | MHHS-TMC |  | Module, Infusion Pump Syringe |  | SYR0241 |  | TMC |  | TMC - MHTMC - CENTRAL SUPPLY | [5 empty] | INFUSION PUMPS |  | MODULEINFPUMPSYRINGE-Alaris-8110 | MODULEINFPUMPSYRINGE |  |  |  |  | Alaris | Module, Infusion Pump Syringe |  | MODULEINFPUMPSYRINGE-Alaris-8110 |  |  |  |  | Not Covered Vendor Only - Biomedical | MHHS-TMC
NO | NO |  |  |  | SYR0246 |  | CareFusion | CAREFUSION - MEDLEY SYRINGE (8110) |  |  | TMC - MHTMC - CENTRAL SUPPLY | MHHS-TMC |  | Module, Infusion Pump Syringe |  | SYR0246 |  | TMC |  | TMC - MHTMC - CENTRAL SUPPLY | [5 empty] | INFUSION PUMPS |  | MODULEINFPUMPSYRINGE-Alaris-8110 | MODULEINFPUMPSYRINGE |  |  |  |  | Alaris | Module, Infusion Pump Syringe |  | MODULEINFPUMPSYRINGE-Alaris-8110 |  |  |  |  | Not Covered Vendor Only - Biomedical | MHHS-TMC
NO | NO |  |  |  | SYR0276 |  | CareFusion | CAREFUSION - MEDLEY SYRINGE (8110) |  |  | TMC - MHTMC - CENTRAL SUPPLY | MHHS-TMC |  | Module, Infusion Pump Syringe |  | SYR0276 |  | TMC |  | TMC - MHTMC - CENTRAL SUPPLY | [5 empty] | INFUSION PUMPS |  | MODULEINFPUMPSYRINGE-Alaris-8110 | MODULEINFPUMPSYRINGE |  |  |  |  | Alaris | Module, Infusion Pump Syringe |  | MODULEINFPUMPSYRINGE-Alaris-8110 |  |  |  |  | Not Covered Vendor Only - Biomedical | MHHS-TMC
NO | NO |  |  |  | SYR0277 |  | CareFusion | CAREFUSION - MEDLEY SYRINGE (8110) |  |  | TMC - MHTMC - CENTRAL SUPPLY | MHHS-TMC |  | Module, Infusion Pump Syringe |  | SYR0277 |  | TMC |  | TMC - MHTMC - CENTRAL SUPPLY | [5 empty] | INFUSION PUMPS |  | MODULEINFPUMPSYRINGE-Alaris-8110 | MODULEINFPUMPSYRINGE |  |  |  |  | Alaris | Module, Infusion Pump Syringe |  | MODULEINFPUMPSYRINGE-Alaris-8110 |  |  |  |  | Not Covered Vendor Only - Biomedical | MHHS-TMC
NO | NO |  |  |  | SYR0279 |  | CareFusion | CAREFUSION - MEDLEY SYRINGE (8110) |  |  | TMC - MHTMC - CENTRAL SUPPLY | MHHS-TMC |  | Module, Infusion Pump Syringe |  | SYR0279 |  | TMC |  | TMC - MHTMC - CENTRAL SUPPLY | [5 empty] | INFUSION PUMPS |  | MODULEINFPUMPSYRINGE-Alaris-8110 | MODULEINFPUMPSYRINGE |  |  |  |  | Alaris | Module, Infusion Pump Syringe |  | MODULEINFPUMPSYRINGE-Alaris-8110 |  |  |  |  | Not Covered Vendor Only - Biomedical | MHHS-TMC
NO | NO |  |  |  | SYR0282 |  | CareFusion | CAREFUSION - MEDLEY SYRINGE (8110) |  |  | TMC - MHTMC - CENTRAL SUPPLY | MHHS-TMC |  | Module, Infusion Pump Syringe |  | SYR0282 |  | TMC |  | TMC - MHTMC - CENTRAL SUPPLY | [5 empty] | INFUSION PUMPS |  | MODULEINFPUMPSYRINGE-Alaris-8110 | MODULEINFPUMPSYRINGE |  |  |  |  | Alaris | Module, Infusion Pump Syringe |  | MODULEINFPUMPSYRINGE-Alaris-8110 |  |  |  |  | Not Covered Vendor Only - Biomedical | MHHS-TMC
NO | NO |  |  |  | SYR0287 |  | CareFusion | CAREFUSION - MEDLEY SYRINGE (8110) |  |  | TMC - MHTMC - CENTRAL SUPPLY | MHHS-TMC |  | Module, Infusion Pump Syringe |  | SYR0287 |  | TMC |  | TMC - MHTMC - CENTRAL SUPPLY | [5 empty] | INFUSION PUMPS |  | MODULEINFPUMPSYRINGE-Alaris-8110 | MODULEINFPUMPSYRINGE |  |  |  |  | Alaris | Module, Infusion Pump Syringe |  | MODULEINFPUMPSYRINGE-Alaris-8110 |  |  |  |  | Not Covered Vendor Only - Biomedical | MHHS-TMC
NO | NO |  |  |  | SYR0288 |  | CareFusion | CAREFUSION - MEDLEY SYRINGE (8110) |  |  | TMC - MHTMC - CENTRAL SUPPLY | MHHS-TMC |  | Module, Infusion Pump Syringe |  | SYR0288 |  | TMC |  | TMC - MHTMC - CENTRAL SUPPLY | [5 empty] | INFUSION PUMPS |  | MODULEINFPUMPSYRINGE-Alaris-8110 | MODULEINFPUMPSYRINGE |  |  |  |  | Alaris | Module, Infusion Pump Syringe |  | MODULEINFPUMPSYRINGE-Alaris-8110 |  |  |  |  | Not Covered Vendor Only - Biomedical | MHHS-TMC
NO | NO |  |  |  | SYR0296 |  | CareFusion | CAREFUSION - MEDLEY SYRINGE (8110) |  |  | TMC - MHTMC - CENTRAL SUPPLY | MHHS-TMC |  | Module, Infusion Pump Syringe |  | SYR0296 |  | TMC |  | TMC - MHTMC - CENTRAL SUPPLY | [5 empty] | INFUSION PUMPS |  | MODULEINFPUMPSYRINGE-Alaris-8110 | MODULEINFPUMPSYRINGE |  |  |  |  | Alaris | Module, Infusion Pump Syringe |  | MODULEINFPUMPSYRINGE-Alaris-8110 |  |  |  |  | Not Covered Vendor Only - Biomedical | MHHS-TMC
NO | NO |  |  |  | SYR0102 |  | CareFusion | CAREFUSION - MEDLEY SYRINGE (8110) |  |  | WOODLANDS - CENTRAL SUPPLY | MHHS-Woodlands |  | Module, Infusion Pump Syringe |  | SYR0102 |  | Woodlands |  | WOODLANDS - CENTRAL SUPPLY | [5 empty] | INFUSION PUMPS |  | MODULEINFPUMPSYRINGE-Alaris-8110 | MODULEINFPUMPSYRINGE |  |  |  |  | Alaris | Module, Infusion Pump Syringe |  | MODULEINFPUMPSYRINGE-Alaris-8110 |  |  |  |  | Not Covered Vendor Only - Biomedical | MHHS-Woodlands
NO | NO |  |  |  | SYR0105 |  | CareFusion | CAREFUSION - MEDLEY SYRINGE (8110) |  |  | WOODLANDS - CENTRAL SUPPLY | MHHS-Woodlands |  | Module, Infusion Pump Syringe |  | SYR0105 |  | Woodlands |  | WOODLANDS - CENTRAL SUPPLY | [5 empty] | INFUSION PUMPS |  | MODULEINFPUMPSYRINGE-Alaris-8110 | MODULEINFPUMPSYRINGE |  |  |  |  | Alaris | Module, Infusion Pump Syringe |  | MODULEINFPUMPSYRINGE-Alaris-8110 |  |  |  |  | Not Covered Vendor Only - Biomedical | MHHS-Woodlands
NO | NO |  |  |  | SYR0111 |  | CareFusion | CAREFUSION - MEDLEY SYRINGE (8110) |  |  | WOODLANDS - CENTRAL SUPPLY | MHHS-Woodlands |  | Module, Infusion Pump Syringe |  | SYR0111 |  | Woodlands |  | WOODLANDS - CENTRAL SUPPLY | [5 empty] | INFUSION PUMPS |  | MODULEINFPUMPSYRINGE-Alaris-8110 | MODULEINFPUMPSYRINGE |  |  |  |  | Alaris | Module, Infusion Pump Syringe |  | MODULEINFPUMPSYRINGE-Alaris-8110 |  |  |  |  | Not Covered Vendor Only - Biomedical | MHHS-Woodlands
NO | NO |  |  |  | SYR0112 |  | CareFusion | CAREFUSION - MEDLEY SYRINGE (8110) |  |  | WOODLANDS - CENTRAL SUPPLY | MHHS-Woodlands |  | Module, Infusion Pump Syringe |  | SYR0112 |  | Woodlands |  | WOODLANDS - CENTRAL SUPPLY | [5 empty] | INFUSION PUMPS |  | MODULEINFPUMPSYRINGE-Alaris-8110 | MODULEINFPUMPSYRINGE |  |  |  |  | Alaris | Module, Infusion Pump Syringe |  | MODULEINFPUMPSYRINGE-Alaris-8110 |  |  |  |  | Not Covered Vendor Only - Biomedical | MHHS-Woodlands
NO | NO |  |  |  | SYR0119 |  | CareFusion | CAREFUSION - MEDLEY SYRINGE (8110) |  |  | WOODLANDS - CENTRAL SUPPLY | MHHS-Woodlands |  | Module, Infusion Pump Syringe |  | SYR0119 |  | Woodlands |  | WOODLANDS - CENTRAL SUPPLY | [5 empty] | INFUSION PUMPS |  | MODULEINFPUMPSYRINGE-Alaris-8110 | MODULEINFPUMPSYRINGE |  |  |  |  | Alaris | Module, Infusion Pump Syringe |  | MODULEINFPUMPSYRINGE-Alaris-8110 |  |  |  |  | Not Covered Vendor Only - Biomedical | MHHS-Woodlands
NO | NO |  |  |  | SYR0139 |  | CareFusion | CAREFUSION - MEDLEY SYRINGE (8110) |  |  | WOODLANDS - CENTRAL SUPPLY | MHHS-Woodlands |  | Module, Infusion Pump Syringe |  | SYR0139 |  | Woodlands |  | WOODLANDS - CENTRAL SUPPLY | [5 empty] | INFUSION PUMPS |  | MODULEINFPUMPSYRINGE-Alaris-8110 | MODULEINFPUMPSYRINGE |  |  |  |  | Alaris | Module, Infusion Pump Syringe |  | MODULEINFPUMPSYRINGE-Alaris-8110 |  |  |  |  | Not Covered Vendor Only - Biomedical | MHHS-Woodlands
NO | NO |  |  |  | SYR0143 |  | CareFusion | CAREFUSION - MEDLEY SYRINGE (8110) |  |  | WOODLANDS - CENTRAL SUPPLY | MHHS-Woodlands |  | Module, Infusion Pump Syringe |  | SYR0143 |  | Woodlands |  | WOODLANDS - CENTRAL SUPPLY | [5 empty] | INFUSION PUMPS |  | MODULEINFPUMPSYRINGE-Alaris-8110 | MODULEINFPUMPSYRINGE |  |  |  |  | Alaris | Module, Infusion Pump Syringe |  | MODULEINFPUMPSYRINGE-Alaris-8110 |  |  |  |  | Not Covered Vendor Only - Biomedical | MHHS-Woodlands
NO | NO |  |  |  | SYR0174 |  | CareFusion | CAREFUSION - MEDLEY SYRINGE (8110) |  |  | WOODLANDS - CENTRAL SUPPLY | MHHS-Woodlands |  | Module, Infusion Pump Syringe |  | SYR0174 |  | Woodlands |  | WOODLANDS - CENTRAL SUPPLY | [5 empty] | INFUSION PUMPS |  | MODULEINFPUMPSYRINGE-Alaris-8110 | MODULEINFPUMPSYRINGE |  |  |  |  | Alaris | Module, Infusion Pump Syringe |  | MODULEINFPUMPSYRINGE-Alaris-8110 |  |  |  |  | Not Covered Vendor Only - Biomedical | MHHS-Woodlands
NO | NO |  |  |  | SYR0182 |  | CareFusion | CAREFUSION - MEDLEY SYRINGE (8110) |  |  | WOODLANDS - CENTRAL SUPPLY | MHHS-Woodlands |  | Module, Infusion Pump Syringe |  | SYR0182 |  | Woodlands |  | WOODLANDS - CENTRAL SUPPLY | [5 empty] | INFUSION PUMPS |  | MODULEINFPUMPSYRINGE-Alaris-8110 | MODULEINFPUMPSYRINGE |  |  |  |  | Alaris | Module, Infusion Pump Syringe |  | MODULEINFPUMPSYRINGE-Alaris-8110 |  |  |  |  | Not Covered Vendor Only - Biomedical | MHHS-Woodlands
NO | NO |  |  |  | SYR0183 |  | CareFusion | CAREFUSION - MEDLEY SYRINGE (8110) |  |  | WOODLANDS - CENTRAL SUPPLY | MHHS-Woodlands |  | Module, Infusion Pump Syringe |  | SYR0183 |  | Woodlands |  | WOODLANDS - CENTRAL SUPPLY | [5 empty] | INFUSION PUMPS |  | MODULEINFPUMPSYRINGE-Alaris-8110 | MODULEINFPUMPSYRINGE |  |  |  |  | Alaris | Module, Infusion Pump Syringe |  | MODULEINFPUMPSYRINGE-Alaris-8110 |  |  |  |  | Not Covered Vendor Only - Biomedical | MHHS-Woodlands
NO | NO |  |  |  | SYR0184 |  | CareFusion | CAREFUSION - MEDLEY SYRINGE (8110) |  |  | WOODLANDS - CENTRAL SUPPLY | MHHS-Woodlands |  | Module, Infusion Pump Syringe |  | SYR0184 |  | Woodlands |  | WOODLANDS - CENTRAL SUPPLY | [5 empty] | INFUSION PUMPS |  | MODULEINFPUMPSYRINGE-Alaris-8110 | MODULEINFPUMPSYRINGE |  |  |  |  | Alaris | Module, Infusion Pump Syringe |  | MODULEINFPUMPSYRINGE-Alaris-8110 |  |  |  |  | Not Covered Vendor Only - Biomedical | MHHS-Woodlands
NO | NO |  |  |  | SYR0195 |  | CareFusion | CAREFUSION - MEDLEY SYRINGE (8110) |  |  | WOODLANDS - CENTRAL SUPPLY | MHHS-Woodlands |  | Module, Infusion Pump Syringe |  | SYR0195 |  | Woodlands |  | WOODLANDS - CENTRAL SUPPLY | [5 empty] | INFUSION PUMPS |  | MODULEINFPUMPSYRINGE-Alaris-8110 | MODULEINFPUMPSYRINGE |  |  |  |  | Alaris | Module, Infusion Pump Syringe |  | MODULEINFPUMPSYRINGE-Alaris-8110 |  |  |  |  | Not Covered Vendor Only - Biomedical | MHHS-Woodlands
NO | NO |  |  |  | SYR0207 |  | CareFusion | CAREFUSION - MEDLEY SYRINGE (8110) |  |  | WOODLANDS - CENTRAL SUPPLY | MHHS-Woodlands |  | Module, Infusion Pump Syringe |  | SYR0207 |  | Woodlands |  | WOODLANDS - CENTRAL SUPPLY | [5 empty] | INFUSION PUMPS |  | MODULEINFPUMPSYRINGE-Alaris-8110 | MODULEINFPUMPSYRINGE |  |  |  |  | Alaris | Module, Infusion Pump Syringe |  | MODULEINFPUMPSYRINGE-Alaris-8110 |  |  |  |  | Not Covered Vendor Only - Biomedical | MHHS-Woodlands
NO | NO |  |  |  | SYR0210 |  | CareFusion | CAREFUSION - MEDLEY SYRINGE (8110) |  |  | WOODLANDS - CENTRAL SUPPLY | MHHS-Woodlands |  | Module, Infusion Pump Syringe |  | SYR0210 |  | Woodlands |  | WOODLANDS - CENTRAL SUPPLY | [5 empty] | INFUSION PUMPS |  | MODULEINFPUMPSYRINGE-Alaris-8110 | MODULEINFPUMPSYRINGE |  |  |  |  | Alaris | Module, Infusion Pump Syringe |  | MODULEINFPUMPSYRINGE-Alaris-8110 |  |  |  |  | Not Covered Vendor Only - Biomedical | MHHS-Woodlands
NO | NO |  |  |  | SYR0216 |  | CareFusion | CAREFUSION - MEDLEY SYRINGE (8110) |  |  | WOODLANDS - CENTRAL SUPPLY | MHHS-Woodlands |  | Module, Infusion Pump Syringe |  | SYR0216 |  | Woodlands |  | WOODLANDS - CENTRAL SUPPLY | [5 empty] | INFUSION PUMPS |  | MODULEINFPUMPSYRINGE-Alaris-8110 | MODULEINFPUMPSYRINGE |  |  |  |  | Alaris | Module, Infusion Pump Syringe |  | MODULEINFPUMPSYRINGE-Alaris-8110 |  |  |  |  | Not Covered Vendor Only - Biomedical | MHHS-Woodlands
NO | NO |  |  |  | SYR0222 |  | CareFusion | CAREFUSION - MEDLEY SYRINGE (8110) |  |  | WOODLANDS - CENTRAL SUPPLY | MHHS-Woodlands |  | Module, Infusion Pump Syringe |  | SYR0222 |  | Woodlands |  | WOODLANDS - CENTRAL SUPPLY | [5 empty] | INFUSION PUMPS |  | MODULEINFPUMPSYRINGE-Alaris-8110 | MODULEINFPUMPSYRINGE |  |  |  |  | Alaris | Module, Infusion Pump Syringe |  | MODULEINFPUMPSYRINGE-Alaris-8110 |  |  |  |  | No Coverage Specified | MHHS-Woodlands
NO | NO |  |  |  | SYR0225 |  | CareFusion | CAREFUSION - MEDLEY SYRINGE (8110) |  |  | WOODLANDS - CENTRAL SUPPLY | MHHS-Woodlands |  | Module, Infusion Pump Syringe |  | SYR0225 |  | Woodlands |  | WOODLANDS - CENTRAL SUPPLY | [5 empty] | INFUSION PUMPS |  | MODULEINFPUMPSYRINGE-Alaris-8110 | MODULEINFPUMPSYRINGE |  |  |  |  | Alaris | Module, Infusion Pump Syringe |  | MODULEINFPUMPSYRINGE-Alaris-8110 |  |  |  |  | No Coverage Specified | MHHS-Woodlands
NO | NO |  |  |  | SYR0228 |  | CareFusion | CAREFUSION - MEDLEY SYRINGE (8110) |  |  | WOODLANDS - CENTRAL SUPPLY | MHHS-Woodlands |  | Module, Infusion Pump Syringe |  | SYR0228 |  | Woodlands |  | WOODLANDS - CENTRAL SUPPLY | [5 empty] | INFUSION PUMPS |  | MODULEINFPUMPSYRINGE-Alaris-8110 | MODULEINFPUMPSYRINGE |  |  |  |  | Alaris | Module, Infusion Pump Syringe |  | MODULEINFPUMPSYRINGE-Alaris-8110 |  |  |  |  | Not Covered Vendor Only - Biomedical | MHHS-Woodlands
NO | NO |  |  |  | SYR0232 |  | CareFusion | CAREFUSION - MEDLEY SYRINGE (8110) |  |  | WOODLANDS - CENTRAL SUPPLY | MHHS-Woodlands |  | Module, Infusion Pump Syringe |  | SYR0232 |  | Woodlands |  | WOODLANDS - CENTRAL SUPPLY | [5 empty] | INFUSION PUMPS |  | MODULEINFPUMPSYRINGE-Alaris-8110 | MODULEINFPUMPSYRINGE |  |  |  |  | Alaris | Module, Infusion Pump Syringe |  | MODULEINFPUMPSYRINGE-Alaris-8110 |  |  |  |  | No Coverage Specified | MHHS-Woodlands
NO | NO |  |  |  | SYR0234 |  | CareFusion | CAREFUSION - MEDLEY SYRINGE (8110) |  |  | WOODLANDS - CENTRAL SUPPLY | MHHS-Woodlands |  | Module, Infusion Pump Syringe |  | SYR0234 |  | Woodlands |  | WOODLANDS - CENTRAL SUPPLY | [5 empty] | INFUSION PUMPS |  | MODULEINFPUMPSYRINGE-Alaris-8110 | MODULEINFPUMPSYRINGE |  |  |  |  | Alaris | Module, Infusion Pump Syringe |  | MODULEINFPUMPSYRINGE-Alaris-8110 |  |  |  |  | No Coverage Specified | MHHS-Woodlands
NO | NO |  |  |  | SYR0237 |  | CareFusion | CAREFUSION - MEDLEY SYRINGE (8110) |  |  | WOODLANDS - CENTRAL SUPPLY | MHHS-Woodlands |  | Module, Infusion Pump Syringe |  | SYR0237 |  | Woodlands |  | WOODLANDS - CENTRAL SUPPLY | [5 empty] | INFUSION PUMPS |  | MODULEINFPUMPSYRINGE-Alaris-8110 | MODULEINFPUMPSYRINGE |  |  |  |  | Alaris | Module, Infusion Pump Syringe |  | MODULEINFPUMPSYRINGE-Alaris-8110 |  |  |  |  | Covered PM Repair - Biomedical | MHHS-Woodlands
NO | NO |  |  |  | SYR0247 |  | CareFusion | CAREFUSION - MEDLEY SYRINGE (8110) |  |  | WOODLANDS - CENTRAL SUPPLY | MHHS-Woodlands |  | Module, Infusion Pump Syringe |  | SYR0247 |  | Woodlands |  | WOODLANDS - CENTRAL SUPPLY | [5 empty] | INFUSION PUMPS |  | MODULEINFPUMPSYRINGE-Alaris-8110 | MODULEINFPUMPSYRINGE |  |  |  |  | Alaris | Module, Infusion Pump Syringe |  | MODULEINFPUMPSYRINGE-Alaris-8110 |  |  |  |  | Not Covered Vendor Only - Biomedical | MHHS-Woodlands
NO | NO |  |  |  | SYR0248 |  | CareFusion | CAREFUSION - MEDLEY SYRINGE (8110) |  |  | WOODLANDS - CENTRAL SUPPLY | MHHS-Woodlands |  | Module, Infusion Pump Syringe |  | SYR0248 |  | Woodlands |  | WOODLANDS - CENTRAL SUPPLY | [5 empty] | INFUSION PUMPS |  | MODULEINFPUMPSYRINGE-Alaris-8110 | MODULEINFPUMPSYRINGE |  |  |  |  | Alaris | Module, Infusion Pump Syringe |  | MODULEINFPUMPSYRINGE-Alaris-8110 |  |  |  |  | Not Covered Vendor Only - Biomedical | MHHS-Woodlands
NO | NO |  |  |  | SYR0259 |  | CareFusion | CAREFUSION - MEDLEY SYRINGE (8110) |  |  | WOODLANDS - CENTRAL SUPPLY | MHHS-Woodlands |  | Module, Infusion Pump Syringe |  | SYR0259 |  | Woodlands |  | WOODLANDS - CENTRAL SUPPLY | [5 empty] | INFUSION PUMPS |  | MODULEINFPUMPSYRINGE-Alaris-8110 | MODULEINFPUMPSYRINGE |  |  |  |  | Alaris | Module, Infusion Pump Syringe |  | MODULEINFPUMPSYRINGE-Alaris-8110 |  |  |  |  | Not Covered Vendor Only - Biomedical | MHHS-Woodlands
NO | NO |  |  |  | SYR0262 |  | CareFusion | CAREFUSION - MEDLEY SYRINGE (8110) |  |  | WOODLANDS - CENTRAL SUPPLY | MHHS-Woodlands |  | Module, Infusion Pump Syringe |  | SYR0262 |  | Woodlands |  | WOODLANDS - CENTRAL SUPPLY | [5 empty] | INFUSION PUMPS |  | MODULEINFPUMPSYRINGE-Alaris-8110 | MODULEINFPUMPSYRINGE |  |  |  |  | Alaris | Module, Infusion Pump Syringe |  | MODULEINFPUMPSYRINGE-Alaris-8110 |  |  |  |  | Covered PM Repair - Biomedical | MHHS-Woodlands
NO | NO |  |  |  | SYR0263 |  | CareFusion | CAREFUSION - MEDLEY SYRINGE (8110) |  |  | WOODLANDS - CENTRAL SUPPLY | MHHS-Woodlands |  | Module, Infusion Pump Syringe |  | SYR0263 |  | Woodlands |  | WOODLANDS - CENTRAL SUPPLY | [5 empty] | INFUSION PUMPS |  | MODULEINFPUMPSYRINGE-Alaris-8110 | MODULEINFPUMPSYRINGE |  |  |  |  | Alaris | Module, Infusion Pump Syringe |  | MODULEINFPUMPSYRINGE-Alaris-8110 |  |  |  |  | Covered PM Repair - Lab Analyzers/Anesth | MHHS-Woodlands
NO | NO |  |  |  | SYR0266 |  | CareFusion | CAREFUSION - MEDLEY SYRINGE (8110) |  |  | WOODLANDS - CENTRAL SUPPLY | MHHS-Woodlands |  | Module, Infusion Pump Syringe |  | SYR0266 |  | Woodlands |  | WOODLANDS - CENTRAL SUPPLY | [5 empty] | INFUSION PUMPS |  | MODULEINFPUMPSYRINGE-Alaris-8110 | MODULEINFPUMPSYRINGE |  |  |  |  | Alaris | Module, Infusion Pump Syringe |  | MODULEINFPUMPSYRINGE-Alaris-8110 |  |  |  |  | Covered PM Repair - Lab Analyzers/Anesth | MHHS-Woodlands
NO | NO |  |  |  | SYR0271 |  | CareFusion | CAREFUSION - MEDLEY SYRINGE (8110) |  |  | WOODLANDS - CENTRAL SUPPLY | MHHS-Woodlands |  | Module, Infusion Pump Syringe |  | SYR0271 |  | Woodlands |  | WOODLANDS - CENTRAL SUPPLY | [5 empty] | INFUSION PUMPS |  | MODULEINFPUMPSYRINGE-Alaris-8110 | MODULEINFPUMPSYRINGE |  |  |  |  | Alaris | Module, Infusion Pump Syringe |  | MODULEINFPUMPSYRINGE-Alaris-8110 |  |  |  |  | Covered PM Repair - Respiratory/Steriliz | MHHS-Woodlands
NO | NO |  |  |  | SYR0274 |  | CareFusion | CAREFUSION - MEDLEY SYRINGE (8110) |  |  | WOODLANDS - CENTRAL SUPPLY | MHHS-Woodlands |  | Module, Infusion Pump Syringe |  | SYR0274 |  | Woodlands |  | WOODLANDS - CENTRAL SUPPLY | [5 empty] | INFUSION PUMPS |  | MODULEINFPUMPSYRINGE-Alaris-8110 | MODULEINFPUMPSYRINGE |  |  |  |  | Alaris | Module, Infusion Pump Syringe |  | MODULEINFPUMPSYRINGE-Alaris-8110 |  |  |  |  | Covered PM Repair - Lab Analyzers/Anesth | MHHS-Woodlands
NO | NO |  |  |  | SYR0283 |  | CareFusion | CAREFUSION - MEDLEY SYRINGE (8110) |  |  | WOODLANDS - CENTRAL SUPPLY | MHHS-Woodlands |  | Module, Infusion Pump Syringe |  | SYR0283 |  | Woodlands |  | WOODLANDS - CENTRAL SUPPLY | [5 empty] | INFUSION PUMPS |  | MODULEINFPUMPSYRINGE-Alaris-8110 | MODULEINFPUMPSYRINGE |  |  |  |  | Alaris | Module, Infusion Pump Syringe |  | MODULEINFPUMPSYRINGE-Alaris-8110 |  |  |  |  | Covered PM Repair - Lab Analyzers/Anesth | MHHS-Woodlands
NO | NO |  |  |  | SYR0290 |  | CareFusion | CAREFUSION - MEDLEY SYRINGE (8110) |  |  | WOODLANDS - CENTRAL SUPPLY | MHHS-Woodlands |  | Module, Infusion Pump Syringe |  | SYR0290 |  | Woodlands |  | WOODLANDS - CENTRAL SUPPLY | [5 empty] | INFUSION PUMPS |  | MODULEINFPUMPSYRINGE-Alaris-8110 | MODULEINFPUMPSYRINGE |  |  |  |  | Alaris | Module, Infusion Pump Syringe |  | MODULEINFPUMPSYRINGE-Alaris-8110 |  |  |  |  | Covered PM Repair - Lab Analyzers/Anesth | MHHS-Woodlands
NO | NO |  |  |  | SYR0291 |  | CareFusion | CAREFUSION - MEDLEY SYRINGE (8110) |  |  | WOODLANDS - CENTRAL SUPPLY | MHHS-Woodlands |  | Module, Infusion Pump Syringe |  | SYR0291 |  | Woodlands |  | WOODLANDS - CENTRAL SUPPLY | [5 empty] | INFUSION PUMPS |  | MODULEINFPUMPSYRINGE-Alaris-8110 | MODULEINFPUMPSYRINGE |  |  |  |  | Alaris | Module, Infusion Pump Syringe |  | MODULEINFPUMPSYRINGE-Alaris-8110 |  |  |  |  | Covered PM Repair - Lab Analyzers/Anesth | MHHS-Woodlands
NO | NO |  |  |  | SYR0293 |  | CareFusion | CAREFUSION - MEDLEY SYRINGE (8110) |  |  | WOODLANDS - CENTRAL SUPPLY | MHHS-Woodlands |  | Module, Infusion Pump Syringe |  | SYR0293 |  | Woodlands |  | WOODLANDS - CENTRAL SUPPLY | [5 empty] | INFUSION PUMPS |  | MODULEINFPUMPSYRINGE-Alaris-8110 | MODULEINFPUMPSYRINGE |  |  |  |  | Alaris | Module, Infusion Pump Syringe |  | MODULEINFPUMPSYRINGE-Alaris-8110 |  |  |  |  | Covered PM Repair - Lab Analyzers/Anesth | MHHS-Woodlands
NO | NO |  |  |  | SYR0294 |  | CareFusion | CAREFUSION - MEDLEY SYRINGE (8110) |  |  | WOODLANDS - CENTRAL SUPPLY | MHHS-Woodlands |  | Module, Infusion Pump Syringe |  | SYR0294 |  | Woodlands |  | WOODLANDS - CENTRAL SUPPLY | [5 empty] | INFUSION PUMPS |  | MODULEINFPUMPSYRINGE-Alaris-8110 | MODULEINFPUMPSYRINGE |  |  |  |  | Alaris | Module, Infusion Pump Syringe |  | MODULEINFPUMPSYRINGE-Alaris-8110 |  |  |  |  | Covered PM Repair - Lab Analyzers/Anesth | MHHS-Woodlands
NO | NO |  |  |  | SYR0295 |  | CareFusion | CAREFUSION - MEDLEY SYRINGE (8110) |  |  | WOODLANDS - CENTRAL SUPPLY | MHHS-Woodlands |  | Module, Infusion Pump Syringe |  | SYR0295 |  | Woodlands |  | WOODLANDS - CENTRAL SUPPLY | [5 empty] | INFUSION PUMPS |  | MODULEINFPUMPSYRINGE-Alaris-8110 | MODULEINFPUMPSYRINGE |  |  |  |  | Alaris | Module, Infusion Pump Syringe |  | MODULEINFPUMPSYRINGE-Alaris-8110 |  |  |  |  | Covered PM Repair - Lab Analyzers/Anesth | MHHS-Woodlands
NO | NO |  |  |  | SYR0297 |  | CareFusion | CAREFUSION - MEDLEY SYRINGE (8110) |  |  | WOODLANDS - CENTRAL SUPPLY | MHHS-Woodlands |  | Module, Infusion Pump Syringe |  | SYR0297 |  | Woodlands |  | WOODLANDS - CENTRAL SUPPLY | [5 empty] | INFUSION PUMPS |  | MODULEINFPUMPSYRINGE-Alaris-8110 | MODULEINFPUMPSYRINGE |  |  |  |  | Alaris | Module, Infusion Pump Syringe |  | MODULEINFPUMPSYRINGE-Alaris-8110 |  |  |  |  | Covered PM Repair - Respiratory/Steriliz | MHHS-Woodlands
NO | NO |  |  |  | SYR0300 |  | CareFusion | CAREFUSION - MEDLEY SYRINGE (8110) |  |  | WOODLANDS - CENTRAL SUPPLY | MHHS-Woodlands |  | Module, Infusion Pump Syringe |  | SYR0300 |  | Woodlands |  | WOODLANDS - CENTRAL SUPPLY | [5 empty] | INFUSION PUMPS |  | MODULEINFPUMPSYRINGE-Alaris-8110 | MODULEINFPUMPSYRINGE |  |  |  |  | Alaris | Module, Infusion Pump Syringe |  | MODULEINFPUMPSYRINGE-Alaris-8110 |  |  |  |  | Covered PM Repair - Lab Analyzers/Anesth | MHHS-Woodlands
NO | YES |  |  |  | 009-09582 | 009-09582 | CareFusion | ELITE 100 |  | EAO0636 | GH-ER | MHHS-Greater Heights |  | Doppler, Fetal Ultrasound |  | 009-09582 | 009-09582 | Central | MHHS-Greater Heights | GH-ER | Clean utility 704.3 |  |  |  |  | DETECTORS, BLOOD FLOW/FETAL HEART, ULTRASONIC | Doppler, Fetal Ultrasound | DOPPLERFETALULTRASND-Nicolet Biomed-ELITE 100 | DOPPLERFETALULTRASND | ELITE 100 |  |  |  | Nicolet Biomed | Doppler, Fetal Ultrasound |  |  | DOPPLERFETALULTRASND-Nicolet Biomed-ELITE 100 |  |  |  | Covered PM Repair - Biomedical | MHHS-Greater Heights | [8 empty] | DOPPLERFETALULTRASND | Doppler, Fetal Ultrasound | Nicolet Biomed
NO | YES | Serial Number EAN0607 |  |  | 583-01117 | 583-01117 | CareFusion | ELITE 100 |  | EAN0607 | Katy Rehab-Outpatient Rehab 3rd Floor | MHHS-Katy Rehab |  | Doppler, Fetal Ultrasound |  | 583-01117 | 583-01117 | Katy | MHHS-Others | Katy Rehab-Outpatient Rehab 3rd Floor | Wound care |  |  |  |  | DETECTORS, BLOOD FLOW/FETAL HEART, ULTRASONIC | Doppler, Fetal Ultrasound | DOPPLERFETALULTRASND-Nicolet Biomed-ELITE 100 | DOPPLERFETALULTRASND | ELITE 100 |  |  |  | Nicolet Biomed | Doppler, Fetal Ultrasound |  |  | DOPPLERFETALULTRASND-Nicolet Biomed-ELITE 100 |  |  |  | Covered PM Repair - Biomedical | MHHS-Katy Rehab | [8 empty] | DOPPLERFETALULTRASND | Doppler, Fetal Ultrasound | Nicolet Biomed
NO | NO |  |  |  | 009-09583 |  | CareFusion | ELITE 100 |  | EAO0629 | GH - ICU | MHHS-Greater Heights |  | Doppler, Fetal Ultrasound |  | 009-09583 |  | Central & Greater Heights |  | GH - ICU | [5 empty] | DETECTORS, BLOOD FLOW/FETAL HEART, ULTRASONIC |  | DOPPLERFETALULTRASND-Nicolet Biomed-ELITE 100 | DOPPLERFETALULTRASND | ELITE 100 |  |  |  | Nicolet Biomed | Doppler, Fetal Ultrasound |  |  | DOPPLERFETALULTRASND-Nicolet Biomed-ELITE 100 |  |  |  | Covered PM Repair - Biomedical | MHHS-Greater Heights
NO | YES |  |  |  | 013-35607 | 013-35607 | CareFusion | IMEXDOP CT |  | CTVL0598 | MH MG-(STX)-South Texas-Wharton | MHHS-MG |  |  |  | 013-35607 | 013-35607 | South | MHHS-MG | MH MG-(STX)-South Texas-Wharton | Exam 11 | 2/1/14 |  |  |  | DETECTORS, BLOOD FLOW/FETAL HEART, ULTRASONIC |  | .needs class | [5 empty] | CAREFUSION | [7 empty] | Covered PM Repair - Biomedical | MHHS-MG
YES | YES |  |  |  | 013-35599 | 013-35599 | CareFusion | IMEXDOP CT |  | CTVM0207 | MH MG - (STX) - SOUTH TEXAS - WHARTon |  |  |  |  | 013-35599 | 013-35599 | South | OB/GYN | MH MG - (STX) - SOUTH TEXAS - WHARTon | Exam 2
NO | YES |  |  |  | 151-01834 | 151-01834 | CareFusion | MICROBLENDER |  | BGF01560 | CY-NICU | MHHS-Cypress |  |  |  | 151-01834 | 151-01834 | Northwest | MHHS-Cypress | CY-NICU | Nursery | 2/1/19 | 2/1/20 |  |  | OXYGEN-AIR PROPORTIONERS |  | .needs class | [5 empty] | CAREFUSION |  |  |  |  | 2/18/15 |  |  | Covered PM Repair - Biomedical | MHHS-Cypress
NO | YES |  |  |  | 151-01835 | 151-01835 | CareFusion | MICROBLENDER |  | BFF05146 | CY-Central Supply | MHHS-Cypress |  |  |  | 151-01835 | 151-01835 | Northwest | MHHS-Cypress | CY-Central Supply | NICU 1 | 6/1/19 | 6/1/20 |  |  | OXYGEN-AIR PROPORTIONERS |  | .needs class | [5 empty] | CAREFUSION |  |  |  |  | 12/21/16 |  |  | Covered PM Repair - Biomedical | MHHS-Cypress
NO | YES |  |  |  | 151-02026 | 151-02026 | CareFusion | MICROBLENDER |  | BGF01558 | CY-NICU | MHHS-Cypress |  |  |  | 151-02026 | 151-02026 | Northwest | MHHS-Cypress | CY-NICU | RT storage in nicu | 2/1/19 | 2/1/20 |  |  | OXYGEN-AIR PROPORTIONERS |  | .needs class | [5 empty] | CAREFUSION |  |  |  |  | 12/22/16 |  |  | Covered PM Repair - Biomedical | MHHS-Cypress
NO | YES |  |  |  | 151-02028 | 151-02028 | CareFusion | MICROBLENDER |  | BGF01562 | CY-NICU | MHHS-Cypress |  |  |  | 151-02028 | 151-02028 | Northwest | MHHS-Cypress | CY-NICU | Nursery | 2/1/19 | 2/1/20 |  |  | OXYGEN-AIR PROPORTIONERS |  | .needs class | [5 empty] | CAREFUSION |  |  |  |  | 8/1/20 |  |  | Not Covered Vendor Only - Biomedical | MHHS-Cypress
NO | YES |  |  |  | 151-02029 | 151-02029 | CareFusion | MICROBLENDER |  | BGF01559 | CY-NICU | MHHS-Cypress |  |  |  | 151-02029 | 151-02029 | Northwest | MHHS-Cypress | CY-NICU | L | 2/1/19 | 2/1/20 |  |  | OXYGEN-AIR PROPORTIONERS |  | .needs class | [5 empty] | CAREFUSION |  |  |  |  | 8/1/20 |  |  | Not Covered Vendor Only - Biomedical | MHHS-Cypress
NO | YES |  |  |  | 151-02030 | 151-02030 | CareFusion | MICROBLENDER |  | BGF01551 | CY-NICU | MHHS-Cypress |  |  |  | 151-02030 | 151-02030 | Northwest | MHHS-Cypress | CY-NICU | NICU 2 | 6/1/19 |  |  |  | OXYGEN-AIR PROPORTIONERS |  | .needs class | [5 empty] | CAREFUSION |  |  |  |  | 8/1/20 |  |  | Not Covered Vendor Only - Biomedical | MHHS-Cypress
NO | YES |  |  |  | 151-02031 | 151-02031 | CareFusion | MICROBLENDER |  | BGF01557 | CY-Labor & Delivery | MHHS-Cypress |  |  |  | 151-02031 | 151-02031 | Northwest | MHHS-Cypress | CY-Labor & Delivery | NICU 4 | 6/1/19 | 6/1/20 |  |  | OXYGEN-AIR PROPORTIONERS |  | .needs class | [5 empty] | CAREFUSION |  |  |  |  | 8/1/20 |  |  | Not Covered Vendor Only - Biomedical | MHHS-Cypress
NO | YES |  |  |  | 151-02032 | 151-02032 | CareFusion | MICROBLENDER |  | BFF05142 | CY-NICU | MHHS-Cypress |  |  |  | 151-02032 | 151-02032 | Northwest | MHHS-Cypress | CY-NICU | Rt/blod gas | 4/1/19 | 2/1/20 |  |  | OXYGEN-AIR PROPORTIONERS |  | .needs class | [5 empty] | CAREFUSION |  |  |  |  | 8/1/20 |  |  | Not Covered Vendor Only - Biomedical | MHHS-Cypress
NO | YES |  |  |  | 151-02033 | 151-02033 | CareFusion | MICROBLENDER |  | BGF01561 | CY-NICU | MHHS-Cypress |  |  |  | 151-02033 | 151-02033 | Northwest | MHHS-Cypress | CY-NICU | NICU 2 | 6/1/19 | 6/1/20 |  |  | OXYGEN-AIR PROPORTIONERS |  | .needs class | [5 empty] | CAREFUSION |  |  |  |  | 12/22/16 |  |  | Covered PM Repair - Biomedical | MHHS-Cypress
NO | YES |  |  |  | 151-02034 | 151-02034 | CareFusion | MICROBLENDER |  | BFF05140 | CY-NICU | MHHS-Cypress |  |  |  | 151-02034 | 151-02034 | Northwest | MHHS-Cypress | CY-NICU | NICU 4 | 6/1/19 | 6/1/20 |  |  | OXYGEN-AIR PROPORTIONERS |  | .needs class | [5 empty] | CAREFUSION |  |  |  |  | 12/22/16 |  |  | Covered PM Repair - Biomedical | MHHS-Cypress
NO | YES |  |  |  | 151-02035 | 151-02035 | CareFusion | MICROBLENDER |  | BGF01564 | CY-NICU | MHHS-Cypress |  |  |  | 151-02035 | 151-02035 | Northwest | MHHS-Cypress | CY-NICU | Nicu 3 | 6/1/19 | 6/1/20 |  |  | OXYGEN-AIR PROPORTIONERS |  | .needs class | [5 empty] | CAREFUSION | [7 empty] | Covered PM Repair - Biomedical | MHHS-Cypress
NO | YES |  |  |  | 151-02036 | 151-02036 | CareFusion | MICROBLENDER |  | BGF01566 | CY-NICU | MHHS-Cypress |  |  |  | 151-02036 | 151-02036 | Northwest | MHHS-Cypress | CY-NICU | Rat storage in nicu | 2/1/19 | 2/1/20 |  |  | OXYGEN-AIR PROPORTIONERS |  | .needs class | [5 empty] | CAREFUSION |  |  |  |  | 8/9/01 |  |  | Covered PM Repair - Biomedical | MHHS-Cypress
NO | YES |  |  |  | 151-02037 | 151-02037 | CareFusion | MICROBLENDER |  | BFF05144 | CY-NICU | MHHS-Cypress |  |  |  | 151-02037 | 151-02037 | Northwest | MHHS-Cypress | CY-NICU | Nicu 3 | 4/1/19 | 4/1/20 |  |  | OXYGEN-AIR PROPORTIONERS |  | .needs class | [5 empty] | CAREFUSION | [7 empty] | Covered PM Repair - Biomedical | MHHS-Cypress
NO | YES |  |  |  | 151-02038 | 151-02038 | CareFusion | MICROBLENDER |  | BGF01556 | CY-NICU | MHHS-Cypress |  |  |  | 151-02038 | 151-02038 | Northwest | MHHS-Cypress | CY-NICU | Storage in NICU | 2/1/19 | 2/1/20 |  |  | OXYGEN-AIR PROPORTIONERS |  | .needs class | [5 empty] | CAREFUSION | [7 empty] | Covered PM Repair - Biomedical | MHHS-Cypress
NO | YES |  |  |  | 151-02039 | 151-02039 | CareFusion | MICROBLENDER |  | BGF01565 | CY-NICU | MHHS-Cypress |  |  |  | 151-02039 | 151-02039 | Northwest | MHHS-Cypress | CY-NICU |  | 3/1/19 | 3/1/20 |  |  | OXYGEN-AIR PROPORTIONERS |  | .needs class | [5 empty] | CAREFUSION |  |  |  |  | 8/6/99 |  |  | Covered PM Repair - Biomedical | MHHS-Cypress
NO | YES |  |  |  | 029-09975 | 029-09975 | CareFusion | MICROBLENDER |  | BFF05192 | Woodlands-Respiratory | MHHS-Woodlands |  |  |  | 029-09975 | 029-09975 | Woodlands | MHHS-Woodlands | Woodlands-Respiratory |  | 9/1/18 |  | 12/1/20 |  | OXYGEN-AIR PROPORTIONERS |  | .needs class | [5 empty] | CAREFUSION | [7 empty] | Covered PM Repair - Biomedical | MHHS-Woodlands
NO | YES |  |  |  | 029-12142 | 029-12142 | CareFusion | MICROBLENDER |  | BFF05191 | Woodlands-Noninvasive Cardiology | MHHS-Woodlands |  |  |  | 029-12142 | 029-12142 | Woodlands | MHHS-Woodlands | Woodlands-Noninvasive Cardiology | Biomed | 2/1/20 |  | 2/1/21 |  | OXYGEN-AIR PROPORTIONERS |  | .needs class | [5 empty] | CAREFUSION | [7 empty] | Covered PM Repair - Biomedical | MHHS-Woodlands
NO | YES |  |  |  | 029-05082 | 029-05082 | CareFusion | MICROBLENDER |  | AHF02201 | Woodlands-Noninvasive Cardiology |  |  |  |  | 029-05082 | 029-05082 | Woodlands | MHHS-Woodlands | Woodlands-Noninvasive Cardiology | Biomed | 2/1/20 |  | 2/1/21
NO | NO |  |  |  | 151-02027 |  | CareFusion | MICROBLENDER |  | BGF01563 | CY - NICU | MHHS-Cypress |  |  |  | 151-02027 |  | Northwest & Cypress |  | CY - NICU | [5 empty] | OXYGEN-AIR PROPORTIONERS |  | .needs class | [5 empty] | CAREFUSION | [7 empty] | Covered PM Repair - Biomedical | MHHS-Cypress
NO | NO |  |  |  | 029-09977 |  | CareFusion | MICROBLENDER |  | BFF05188 | WOODLANDS - RESPIRATORY | MHHS-Woodlands |  |  |  | 029-09977 |  | Woodlands |  | WOODLANDS - RESPIRATORY | [5 empty] | OXYGEN-AIR PROPORTIONERS |  | .needs class | [5 empty] | CAREFUSION | [7 empty] | Covered PM Repair - Biomedical | MHHS-Woodlands
NO | NO |  |  |  | 029-09978 |  | CareFusion | MICROBLENDER |  | BFF05187 | WOODLANDS - RESPIRATORY | MHHS-Woodlands |  |  |  | 029-09978 |  | Woodlands |  | WOODLANDS - RESPIRATORY | [5 empty] | OXYGEN-AIR PROPORTIONERS |  | .needs class | [5 empty] | CAREFUSION | [7 empty] | Covered PM Repair - Biomedical | MHHS-Woodlands
NO | YES |  |  |  | 133-10062 | 133-10062 | CareFusion | VELA |  | bat04529 | Katy-ER | MHHS-Katy |  | Ventilator |  | 133-10062 | 133-10062 | Katy | MHHS-Katy | Katy-ER | Katy - ER | 2/1/19 | 2/1/20 |  |  | VENTILATORS | Ventilator | VENTILATOR-Viasys-VELA | VENTILATOR | VELA |  |  |  | VIASYS | Ventilator |  |  | VENTILATOR-Viasys-VELA | 11/6/20 |  | VENT-SA | Not Covered Vendor Only - Biomedical | MHHS-Katy | [8 empty] | VENTILATOR | Ventilator | VIASYS
YES | YES |  |  |  | 099-08084 | 099-08084 | CareFusion Corporation |  |  | 5513E | WOODLANDS - PCU5 |  |  |  |  | 099-08084 | 099-08084 | Woodlands | Herman woodland hospital | WOODLANDS - PCU5 | Cath lab 2
YES | YES |  |  |  | 099-09948 | 099-09948 | CareFusion Corporation | 134 78 01 |  | Nsn | SE - CATH LAB |  |  |  |  | 099-09948 | 099-09948 |  | Memorial Hermann- SE - CATH LAB | SE - CATH LAB | OR8 | 4/1/20 |  |  | No PM Sticker
YES | YES |  |  |  | 041-11449 | 041-11449 | CareFusion Corporation | 17312-00 AVEA |  | AJB04199 | Respiratory Departmet |  |  |  |  | 041-11449 | 041-11449 | West | Memorial Hermann - Memorial City | Respiratory Departmet | Respiratory Department Room MH520
YES | YES |  |  |  | 133-31152 | 133-31152 | CareFusion Corporation | 3100A |  | BKW01876 | KATY - NICU |  |  |  |  | 133-31152 | 133-31152 | Katy | Memorial Hermann Katy Hospital | KATY - NICU | Circumcision room 2 | 1/1/20 | 1/1/21
YES | YES |  |  |  | 029-32468 | 029-32468 | CareFusion Corporation | 3100A |  | BKW01065 | WOODLANDS - NICU |  |  |  |  | 029-32468 | 029-32468 | Woodlands |  | WOODLANDS - NICU | Storage room |  |  | 2/1/21
YES | YES | [5 empty] | CareFusion Corporation | 44-00002 |  |  | CVICU | [6 empty] | Southwest | Memorial Hermann Southwest Hospital | CVICU | Nurse station
YES | YES | [5 empty] | CareFusion Corporation | 44-00062 |  |  | CVICU | [6 empty] | Southwest | Memorial Hermann Southwest Hospital | CVICU | Nurse station
NO | YES |  |  |  | 013-13822 | 013-13822 | CareFusion Corporation | AVEA |  | AGV02185 | SW-ER | MHHS-Southwest |  | Ventilator |  | 013-13822 | 013-13822 | Southwest | MHHS-Southwest | SW-ER | Trauma 5 |  |  |  | Pm past due | VENTILATORS, INTENSIVE CARE, NEONATAL/PEDIATRIC | Ventilator | VENTILATOR-CAREFUSION-AVEA | VENTILATOR | AVEA |  |  |  | CAREFUSION | Ventilator |  |  | VENTILATOR-CAREFUSION-AVEA | 11/1/20 |  | VENT-SA | Not Covered Vendor Only - Biomedical | MHHS-Southwest | [8 empty] | VENTILATOR | Ventilator | CAREFUSION
NO | YES |  |  |  | 013-13544 | 013-13544 | CareFusion Corporation | AVEA |  | bav01050 | SW-Respiratory | MHHS-Southwest |  | Ventilator |  | 013-13544 | 013-13544 | Southwest | MHHS-Southwest | SW-Respiratory | Trauma 4 |  |  |  | PM Past Due | VENTILATORS, INTENSIVE CARE, NEONATAL/PEDIATRIC | Ventilator | VENTILATOR-CAREFUSION-AVEA | VENTILATOR | AVEA |  |  |  | CAREFUSION | Ventilator |  |  | VENTILATOR-CAREFUSION-AVEA | 11/1/20 |  | VENT-SA | Not Covered Vendor Only - Biomedical | MHHS-Southwest | [8 empty] | VENTILATOR | Ventilator | CAREFUSION
NO | YES |  |  |  | 013-15600 | 013-15600 | CareFusion Corporation | AVEA |  | AJV02733 | SW-Respiratory | MHHS-Southwest |  | Ventilator |  | 013-15600 | 013-15600 | Southwest | MHHS-Southwest | SW-Respiratory | Pod A room 17 |  |  |  |  | VENTILATORS, INTENSIVE CARE, NEONATAL/PEDIATRIC | Ventilator | VENTILATOR-CAREFUSION-AVEA | VENTILATOR | AVEA |  |  |  | CAREFUSION | Ventilator |  |  | VENTILATOR-CAREFUSION-AVEA | 11/1/20 |  | VENT-SA | Not Covered Vendor Only - Biomedical | MHHS-Southwest | [8 empty] | VENTILATOR | Ventilator | CAREFUSION
NO | YES |  |  |  | 013-16858 | 013-16858 | CareFusion Corporation | AVEA |  | AGV02192 | SW - ER | MHHS-Southwest |  | Ventilator |  | 013-16858 | 013-16858 | Southwest | Memorial Hermann Southwest Hospital | SW - ER | Pod A |  |  |  |  | VENTILATORS, INTENSIVE CARE, NEONATAL/PEDIATRIC |  | VENTILATOR-CAREFUSION-AVEA | VENTILATOR | AVEA |  |  |  | CAREFUSION | Ventilator |  |  | VENTILATOR-CAREFUSION-AVEA |  |  |  | Not Covered Vendor Only - Biomedical | MHHS-Southwest
YES | YES |  |  |  | 129-02942 | 129-02942 | CareFusion Corporation | AVEA |  | BCU03689 | [5 empty] | 129-02942 | 129-02942 | Sugar Land | [6 empty] | No pm |  | Ventilator | VENTILATOR-CAREFUSION-AVEA | [12 empty] | VENT-SA | [10 empty] | VENTILATOR | Ventilator | CAREFUSION
YES | YES |  |  |  | 129-02940 | 129-02940 | CareFusion Corporation | AVEA |  | AGU02421 | [5 empty] | 129-02940 | 129-02940 | Sugar Land | [6 empty] | No pm |  | Ventilator | VENTILATOR-CAREFUSION-AVEA | [12 empty] | VENT-SA | [10 empty] | VENTILATOR | Ventilator | CAREFUSION
YES | YES |  |  |  | 099-05815 | 099-05815 | CareFusion Corporation | Bird | [7 empty] | 099-05815 | 099-05815 |  | Memorial Hermann-TMC |  | H5/73
YES | YES |  |  |  | 099-05817 | 099-05817 | CareFusion Corporation | Bird | [7 empty] | 099-05817 | 099-05817 |  | Memorial Hermann-TMC |  | H5/74
YES | YES |  |  |  | 099-05846 | 099-05846 | CareFusion Corporation | Bird |  |  | L |  |  |  |  | 099-05846 | 099-05846 |  | Memorial Hermann-TMC | L | H5/64
YES | YES |  |  |  | 099-05845 | 099-05845 | CareFusion Corporation | Bird |  |  | L |  |  |  |  | 099-05845 | 099-05845 |  | Memorial Hermann-TMC | L | H5/62
YES | YES |  |  |  | 099-13192 | 099-13192 | CareFusion Corporation | Bird Low Flow |  | BFF06675 | SW - LABOR |  |  |  |  | 099-13192 | 099-13192 | Southwest | Memorial Hermann Southwest Hospital | SW - LABOR | Recovery
YES | YES |  |  |  | 099-13775 | 099-13775 | CareFusion Corporation | Bird Low Flow |  | BFF05308 | SW - LABOR |  |  |  |  | 099-13775 | 099-13775 | Southwest | Memorial Hermann Southwest Hospital | SW - LABOR | OR 1
YES | YES |  |  |  | 099-13801 | 099-13801 | CareFusion Corporation | Bird Low Flow |  | BFF05302 | SW - LABOR |  |  |  |  | 099-13801 | 099-13801 | Southwest | Memorial Hermann Southwest Hospital | SW - LABOR | OR 2
YES | YES | Serial Number Check the pic |  |  | 133-31150 | 133-31150 | CareFusion Corporation | Bird Sentry 2 |  | Check the pic | KATY - NICU |  |  |  |  | 133-31150 | 133-31150 | Katy | Memorial Hermann Katy Hospital | KATY - NICU | Circumcision room 2 | 1/1/20 | 1/1/21
YES | YES |  |  |  | 029-32467 | 029-32467 | CareFusion Corporation | Bird Sentry 2 |  | EA26633014 | WOODLANDS - NICU |  |  |  |  | 029-32467 | 029-32467 | Woodlands | Woodlands | WOODLANDS - NICU | Storage room
YES | YES | Serial Number Cnf |  |  |  |  | CareFusion Corporation | Case for holding surgery kits |  | CNF | MEMORIAL CITY - OUTPATIENT SURGERY | [6 empty] | West | Memorial Hermann - Memorial City | MEMORIAL CITY - OUTPATIENT SURGERY | W1 300.80 Storage
NO | YES | Serial Number EAN0607 |  |  | 583-00797 | 583-00797 | CareFusion Corporation | Elite 200 |  | Ean0607 | NE-Wound Care |  |  |  |  | 583-00797 | 583-00797 | Katy | MHHS-Northeast | NE-Wound Care | Clean utility |  |  |  | Unit is broken, see pictures
YES | YES |  |  |  | 099-06100 | 099-06100 | CareFusion Corporation | EnFlow |  |  | SE - OR |  |  |  |  | 099-06100 | 099-06100 |  | Memorial Hermann- SE - CATH LAB | SE - OR | Hallway | 4/1/20 |  |  | No PM Sticker
YES | YES |  |  |  | 029-09565 | 029-09565 | CareFusion Corporation | Infant Flow SiPAP |  | bbn01547 | NE - Cardio pulmonary |  |  |  |  | 029-09565 | 029-09565 | Katy | Memorial Hermann Northeast Hospital | NE - Cardio pulmonary | Clean supply | 2/1/20
YES | YES |  |  |  | 029-09616 | 029-09616 | CareFusion Corporation | Infant Flow SiPAP |  | Bbn01549 | NE - Cardio pulmonary |  |  |  |  | 029-09616 | 029-09616 | Katy | Memorial Hermann Northeast Hospital | NE - Cardio pulmonary | Clean supply
YES | YES |  |  |  |  | 029-07791 | CareFusion Corporation | Infant Flow SiPAP |  | bbn01554 | NE - Cardio pulmonary | [5 empty] | 029-07791 | Katy | Memorial Hermann Northeast Hospital | NE - Cardio pulmonary | Clean supply
YES | YES |  |  |  |  | 142-05258 | CareFusion Corporation | Infant Flow SiPAP |  | bbn02176 | NE - Cardio pulmonary | [5 empty] | 142-05258 | Katy | Memorial Hermann Northeast Hospital | NE - Cardio pulmonary | Clean supply | 5/1/18 | 5/1/19
YES | YES |  |  |  | 142-06664 | 142-06664 | CareFusion Corporation | Infant Flow SiPAP |  | bbn02209 | NE - Cardio pulmonary |  |  |  |  | 142-06664 | 142-06664 | Katy | Memorial Hermann Northeast Hospital | NE - Cardio pulmonary | Clean supply | 4/1/18 | 4/1/19
YES | YES |  |  |  | 029-32469 | 029-32469 | CareFusion Corporation | Low flow blender |  | BKF02282 | WOODLANDS - NICU |  |  |  |  | 029-32469 | 029-32469 |  |  | WOODLANDS - NICU |  |  |  | 8/1/20
YES | YES | Serial Number Cnf |  |  | 099-00185 | 099-00185 | CareFusion Corporation | Nicolet S403 |  | Cnf | MNA - (CY) - CYPRESS (MP1-360) |  |  |  |  | 099-00185 | 099-00185 | Northwest | Mischer Neuroscience | MNA - (CY) - CYPRESS (MP1-360) | Mischer Neuroscience |  |  |  | No pm
YES | YES |  |  |  | 151-02642 | 151-02642 | CareFusion Corporation | Nicolet VikingQuest |  | TA120282M | MNA - (CY) - CYPRESS (MP1-360) |  |  |  |  | 151-02642 | 151-02642 | Northwest | Mischer Neuroscience | MNA - (CY) - CYPRESS (MP1-360) | Mischer Neuroscience |  |  |  | No pm
YES | YES | [5 empty] | CareFusion Corporation | Pyxis MedStation 3500 |  |  | OR | [6 empty] | Central | Memorial Hermann Greater Heights Hospital | OR | Rm 2
YES | YES |  |  |  | 009-34115 | 009-34115 | CareFusion Corporation | Pyxis MedStation 3500 |  |  | OR |  |  |  |  | 009-34115 | 009-34115 | Central | Memorial Hermann Greater Heights Hospital | OR | Rm 2
NO | YES | Serial Number 0001 |  |  |  |  | CareFusion Corporation | Unk. Case for holding surgery supplies |  |  | MEMORIAL CITY - OUTPATIENT SURGERY | [6 empty] | West | Memorial Hermann - Memorial City | MEMORIAL CITY - OUTPATIENT SURGERY | W1 300.80 Storage |  |  |  | There was no tag on this case. Unable to move to look for Serial Number. LF
YES | YES | Serial Number Cnf |  |  |  |  | CareFusion Corporation | UNK. Case for MCDSSUP6 |  | CNF | MEMORIAL CITY - OUTPATIENT SURGERY | [6 empty] | West | Memorial Hermann - Memorial City | MEMORIAL CITY - OUTPATIENT SURGERY | W1 300.80 Storage
YES | YES |  |  |  | 041-33751 | 041-33751 | Caregiver | Pro-TF300 |  |  | MEMORIAL CITY - MHT - NICU |  |  |  |  | 041-33751 | 041-33751 | West | Memorial Hermann Memorial City Medical Center | MEMORIAL CITY - MHT - NICU | RM 4M34
YES | YES |  |  |  | 000-04468 | 000-04468 | Carescape | B650 |  | SQC18382090SA | ER |  |  |  |  | 000-04468 | 000-04468 | Katy | Memorial Hermann Convenient Care Center in Kingwood (Kingwood CCC) | ER | Ex 8 | 10/1/19 | 10/1/20
YES | YES |  |  |  | 069-47898 | 069-47898 | Carescape | MA1700 |  | SKN19350109SA | ICU |  |  |  |  | 069-47898 | 069-47898 | TMC | Memorial Hermann-Texas Medical Center | ICU | Central station
YES | YES |  |  |  | 069-47900 | 069-47900 | Carescape | MA1700 |  | SKN19350102SA | ICU |  |  |  |  | 069-47900 | 069-47900 | TMC | Memorial Hermann-Texas Medical Center | ICU | Central station
YES | YES |  |  |  | 069-47916 | 069-47916 | Carescape | MA1700 |  | SKN19350103SA | Transplant surgical care unit |  |  |  |  | 069-47916 | 069-47916 | TMC | Memorial Hermann-Texas Medical Center | Transplant surgical care unit | Isolation Room
YES | YES |  |  |  | 142-07201 | 142-07201 | Carescape | Telemetry T14 |  | SE17360024SA | SW |  |  |  |  | 142-07201 | 142-07201 | Southwest | Memorial Hermann Southwest Hospital | SW | Biomed Shop
YES | YES |  |  |  | 133-07320 | 133-07320 | Carestream | DryView 5700 |  | K5296-6512 | Katy Imaging Center |  |  |  |  | 133-07320 | 133-07320 | Katy | Memorial Hermann | Katy Imaging Center | Katy | 12/1/19 | 12/1/20 |  | Laser Imager
NO | YES |  |  |  | 005-06953 | 005-06953 | Carestream Health, Inc. | DIRECTVIEW 19" ROP REMOTE OPERATIONS PANEL |  |  | OPID-(SE)-Pasadena-465 | MHHS-OPID |  |  |  | 005-06953 | 005-06953 | Southeast & Bay Area | MHHS-Others | OPID-(SE)-Pasadena-465 | Radiography Room 4 | 1/1/20 | 1/1/21 |  |  | DISPLAY, REMOTE |  | .needs class | [5 empty] | CARESTREAM |  |  |  |  | 5/19/18 |  |  | Covered PM Repair - Biomedical | MHHS-OPID
NO | YES |  |  |  | 069-29715 | 069-29715 | Carestream Health, Inc. | DIRECTVIEW 19" ROP REMOTE OPERATIONS PANEL |  |  | OPID - (TMC) - MH IMAGING CENTER - 417 | MHHS-OPID |  |  |  | 069-29715 | 069-29715 | TMC | Memorial Medical Center | OPID - (TMC) - MH IMAGING CENTER - 417 | [5 empty] | DISPLAY, REMOTE |  | .needs class | [5 empty] | CARESTREAM | [7 empty] | Covered PM Repair - Biomedical | MHHS-OPID
NO | NO | [5 empty] | Carestream Health, Inc. | DIRECTVIEW 19" ROP REMOTE OPERATIONS PANEL |  |  | OPID - (SE) - PASADENA - 465 | MHHS-OPID | [5 empty] | Southeast & Bay Area |  | OPID - (SE) - PASADENA - 465 | [5 empty] | DISPLAY, REMOTE |  | .needs class | [5 empty] | CARESTREAM | [7 empty] | Covered PM Repair - Biomedical | MHHS-OPID
NO | NO |  |  |  | 069-16248 |  | Carestream Health, Inc. | DIRECTVIEW 19" ROP REMOTE OPERATIONS PANEL |  |  | OPID - (TMC) - MH IMAGING CENTER - 417 | MHHS-OPID |  |  |  | 069-16248 |  | TMC |  | OPID - (TMC) - MH IMAGING CENTER - 417 | [5 empty] | DISPLAY, REMOTE |  | .needs class | [5 empty] | CARESTREAM | [7 empty] | Covered PM Repair - Biomedical | MHHS-OPID
NO | NO |  |  |  | 069-16249 |  | Carestream Health, Inc. | DIRECTVIEW 19" ROP REMOTE OPERATIONS PANEL |  |  | OPID - (TMC) - MH IMAGING CENTER - 417 | MHHS-OPID |  |  |  | 069-16249 |  | TMC |  | OPID - (TMC) - MH IMAGING CENTER - 417 | [5 empty] | DISPLAY, REMOTE |  | .needs class | [5 empty] | CARESTREAM | [7 empty] | Covered PM Repair - Biomedical | MHHS-OPID
NO | NO |  |  |  | 069-29714 |  | Carestream Health, Inc. | DIRECTVIEW 19" ROP REMOTE OPERATIONS PANEL |  |  | OPID - (TMC) - MH IMAGING CENTER - 417 | MHHS-OPID |  |  |  | 069-29714 |  | TMC |  | OPID - (TMC) - MH IMAGING CENTER - 417 | [5 empty] | DISPLAY, REMOTE |  | .needs class | [5 empty] | CARESTREAM | [7 empty] | Covered PM Repair - Biomedical | MHHS-OPID
NO | NO |  |  |  | 069-33333 |  | Carestream Health, Inc. | DIRECTVIEW 19" ROP REMOTE OPERATIONS PANEL |  |  | OPID - (TMC) - UPPER KIRBY - 467 | MHHS-OPID |  |  |  | 069-33333 |  | TMC |  | OPID - (TMC) - UPPER KIRBY - 467 | [5 empty] | DISPLAY, REMOTE |  | .needs class | [5 empty] | CARESTREAM | [7 empty] | Covered PM Repair - Biomedical | MHHS-OPID
NO | NO |  |  |  | R-005-04025 |  | Carestream Health, Inc. | DIRECTVIEW 19" ROP REMOTE OPERATIONS PANEL |  |  | SE - RADIOLOGY | MHHS-Southeast |  |  |  | R-005-04025 |  | Southeast & Bay Area |  | SE - RADIOLOGY | [5 empty] | DISPLAY, REMOTE |  | .needs class | [5 empty] | CARESTREAM | [7 empty] | Covered PM Repair - Biomedical | MHHS-Southeast
NO | NO |  |  |  | R-005-04026 |  | Carestream Health, Inc. | DIRECTVIEW 19" ROP REMOTE OPERATIONS PANEL |  |  | SE - RADIOLOGY | MHHS-Southeast |  |  |  | R-005-04026 |  | Southeast & Bay Area |  | SE - RADIOLOGY | [5 empty] | DISPLAY, REMOTE |  | .needs class | [5 empty] | CARESTREAM | [7 empty] | Covered PM Repair - Biomedical | MHHS-Southeast
NO | NO |  |  |  | R-005-04518 |  | Carestream Health, Inc. | DIRECTVIEW 19" ROP REMOTE OPERATIONS PANEL |  |  | SE - RADIOLOGY | MHHS-Southeast |  |  |  | R-005-04518 |  | Southeast & Bay Area |  | SE - RADIOLOGY | [5 empty] | DISPLAY, REMOTE |  | .needs class | [5 empty] | CARESTREAM | [7 empty] | Covered PM Repair - Biomedical | MHHS-Southeast
NO | YES |  |  |  | R-005-OPCR |  | Carestream Health, Inc. | DIRECTVIEW CLASSIC CR |  |  | SE - RADIOLOGY | MHHS-Southeast |  |  |  | R-005-OPCR |  | Southeast & Bay Area |  | SE - RADIOLOGY |  | 1/31/19 |  |  |  | DIGITAL IMAGING SYSTEMS, COMPUTED RADIOGRAPHY |  | .needs class | [5 empty] | CARESTREAM | [7 empty] | Covered PM Repair - Biomedical | MHHS-Southeast
NO | NO |  |  |  | 129-04404 |  | Carestream Health, Inc. | DIRECTVIEW CLASSIC CR |  |  | OPID - (SE) - FRIENDSWOOD - 401 | MHHS-OPID |  |  |  | 129-04404 |  | Southeast & Bay Area |  | OPID - (SE) - FRIENDSWOOD - 401 | [5 empty] | DIGITAL IMAGING SYSTEMS, COMPUTED RADIOGRAPHY |  | .needs class | [5 empty] | CARESTREAM | [7 empty] | Covered PM Repair - Biomedical | MHHS-OPID
NO | YES | Serial Number 178 |  |  | R-069-PD6 |  | Carestream Health, Inc. | DRX-REVOLUTION |  |  | TMC - RADIOLOGY - HVI PAVILION | MHHS-TMC |  | Radiographic Unit, Portable |  | R-069-PD6 |  | TMC |  | TMC - RADIOLOGY - HVI PAVILION |  | 3/8/19 |  |  |  | RADIOGRAPHIC UNITS, MOBILE |  | RADIOGRAPHICUNITPORTABLE-CARESTREAM-DRX-Revolution | RADIOGRAPHICUNITPORTABLE | DRX-Revolution |  |  |  | CARESTREAM | Radiographic Unit, Portable |  | RADIOGRAPHICUNITPORTABLE-CARESTREAM-DRX-Revolution |  |  |  |  | Covered PM Repair - Biomedical | MHHS-TMC
YES | YES |  |  |  | 069-36431 | 069-36431 | Carestream Health, Inc. | DRX-Revolution |  |  | TWC |  |  |  |  | 069-36431 | 069-36431 | TMC | Memorial Hermann Heart | TWC | CVOR 2 | 12/1/19 |  | 12/1/20
NO | NO |  |  |  | R-069-PD7 |  | Carestream Health, Inc. | DRX-REVOLUTION |  |  | TMC - RADIOLOGY - HERMANN PAVILION | MHHS-TMC |  | Radiographic Unit, Portable |  | R-069-PD7 |  | TMC |  | TMC - RADIOLOGY - HERMANN PAVILION | [5 empty] | RADIOGRAPHIC UNITS, MOBILE |  | RADIOGRAPHICUNITPORTABLE-CARESTREAM-DRX-Revolution | RADIOGRAPHICUNITPORTABLE | DRX-Revolution |  |  |  | CARESTREAM | Radiographic Unit, Portable |  | RADIOGRAPHICUNITPORTABLE-CARESTREAM-DRX-Revolution |  |  |  |  | Covered PM Repair - Biomedical | MHHS-TMC
NO | YES |  |  |  | 133-08419 |  | Carestream Health, Inc. | DRYVIEW 5700 |  |  | KATY - RADIOLOGY | MHHS-Katy |  |  |  | 133-08419 |  | Katy |  | KATY - RADIOLOGY |  | 8/18/15 |  |  |  | LASER IMAGER |  | .needs class | [5 empty] | CARESTREAM | [7 empty] | Not Covered Vendor Only - Biomedical | MHHS-Katy
NO | YES |  |  |  | R-133-07320 |  | Carestream Health, Inc. | DRYVIEW 5700 |  |  | OPID - (KY) - KATY - 445 (MP1) | MHHS-OPID |  |  |  | R-133-07320 |  | Katy |  | OPID - (KY) - KATY - 445 (MP1) | [5 empty] | LASER IMAGER |  | .needs class | [5 empty] | CARESTREAM | [7 empty] | Not Covered Vendor Only - Biomedical | MHHS-OPID
NO | YES |  |  |  | 041-17794 |  | Carestream Health, Inc. | DRYVIEW 5700 |  |  | OPID - (MC) - HEDWIG VILLAGE - 469 | MHHS-OPID |  |  |  | 041-17794 |  | West & Memorial City |  | OPID - (MC) - HEDWIG VILLAGE - 469 | [5 empty] | LASER IMAGER |  | .needs class | [5 empty] | CARESTREAM | [7 empty] | Covered PM Repair - Biomedical | MHHS-OPID
NO | YES |  |  |  | 929-00748 |  | Carestream Health, Inc. | DRYVIEW 5700 |  | 5296-6513 | OPID - (MHOSH) - BELLAIRE - 441 | MHHS-OPID |  |  |  | 929-00748 |  | Central & Greater Heights |  | OPID - (MHOSH) - BELLAIRE - 441 |  | 2/27/15 |  |  |  | LASER IMAGER |  | .needs class | [5 empty] | CARESTREAM | [7 empty] | Covered PM Repair - Biomedical | MHHS-OPID
NO | YES |  |  |  | K5296-6513 |  | Carestream Health, Inc. | DRYVIEW 5700 |  |  | OPID - (MHOSH) - BELLAIRE - 441 | MHHS-OPID |  |  |  | K5296-6513 |  | Central & Greater Heights |  | OPID - (MHOSH) - BELLAIRE - 441 | [5 empty] | LASER IMAGER |  | .needs class | [5 empty] | CARESTREAM | [7 empty] | Covered PM Repair - Biomedical | MHHS-OPID
NO | YES |  |  |  | 929-00716 |  | Carestream Health, Inc. | DRYVIEW 5700 |  |  | OPID - (SE) - PASADENA - 465 | MHHS-OPID |  |  |  | 929-00716 |  | Southeast & Bay Area |  | OPID - (SE) - PASADENA - 465 | [5 empty] | LASER IMAGER |  | .needs class | [5 empty] | CARESTREAM |  |  |  |  | 11/6/16 |  |  | Covered PM Repair - Biomedical | MHHS-OPID
NO | YES |  |  |  | 069-40749 |  | Carestream Health, Inc. | DRYVIEW 5700 |  |  | OPID - (TMC) - UPPER KIRBY - 467 | MHHS-OPID |  |  |  | 069-40749 |  | TMC |  | OPID - (TMC) - UPPER KIRBY - 467 | [5 empty] | LASER IMAGER |  | .needs class | [5 empty] | CARESTREAM | [7 empty] | Covered PM Repair - Biomedical | MHHS-OPID
NO | YES |  |  |  | 009-34365 | 009-34365 | Carestream Health, Inc. | DRYVIEW 5950 |  |  | GH-Radiology | MHHS-Greater Heights |  | Imager, Laser (DI) |  | 009-34365 | 009-34365 | Central | MHHS-Greater Heights | GH-Radiology | Xray1 | 11/1/19 |  |  |  | LASER IMAGER | Imager, Laser (DI) | IMAGERLASER-EastmanKodak-DryView 5950 | IMAGERLASER | DryView 5950 |  |  |  | EastmanKodak | Imager, Laser (DI) |  |  | IMAGERLASER-EastmanKodak-DryView 5950 |  |  | IML-A | Covered PM Repair - Biomedical | MHHS-Greater Heights | [8 empty] | IMAGERLASER | Imager, Laser (DI) | EastmanKodak
NO | YES |  |  |  | 041-19944 | 041-19944 | Carestream Health, Inc. | DRYVIEW 5950 |  |  | OPID - (CY) - CYPRESS BREAST CARE [MP1-STE140] | MHHS-OPID |  | Imager, Laser (DI) |  | 041-19944 | 041-19944 | Northwest & Cypress | MHHS-Others | OPID - (CY) - CYPRESS BREAST CARE [MP1-STE140] | C:411 | 1/1/20 | 1/1/21 |  |  | LASER IMAGER | Imager, Laser (DI) | IMAGERLASER-EastmanKodak-DryView 5950 | IMAGERLASER | DryView 5950 |  |  |  | EastmanKodak | Imager, Laser (DI) |  |  | IMAGERLASER-EastmanKodak-DryView 5950 |  |  | IML-A | Covered PM Repair - Biomedical | MHHS-OPID | [5 empty] | 1/1/20 |  |  | IMAGERLASER | Imager, Laser (DI) | EastmanKodak
NO | YES |  |  |  | 013-35011 |  | Carestream Health, Inc. | DRYVIEW 5950 |  |  | OPID - (TMC) - UPPER KIRBY - 467 | MHHS-OPID |  | Imager, Laser (DI) |  | 013-35011 |  | TMC |  | OPID - (TMC) - UPPER KIRBY - 467 | [5 empty] | LASER IMAGER |  | IMAGERLASER-EastmanKodak-DryView 5950 | IMAGERLASER | DryView 5950 |  |  |  | EastmanKodak | Imager, Laser (DI) |  |  | IMAGERLASER-EastmanKodak-DryView 5950 |  |  |  | Covered PM Repair - Biomedical | MHHS-OPID
NO | YES |  |  |  | 133-08321 | 133-08321 | Carestream Health, Inc. | DRYVIEW 6850 |  |  | OPID-(KY)-Katy-445 (Mp1) | MHHS-OPID |  | Imager, Laser (DI) |  | 133-08321 | 133-08321 | Katy | MHHS-Others | OPID-(KY)-Katy-445 (Mp1) | Katy (Mammo) | 3/1/19 | 3/1/20 |  |  | LASER IMAGER | Imager, Laser (DI) | IMAGERLASER-EastmanKodak-DryView 6850 | IMAGERLASER | DryView 6850 |  |  |  | EastmanKodak | Imager, Laser (DI) |  |  | IMAGERLASER-EastmanKodak-DryView 6850 |  |  | IML-A | Covered PM Repair - Biomedical | MHHS-OPID | [8 empty] | IMAGERLASER | Imager, Laser (DI) | EastmanKodak
YES | YES |  |  |  | 013-39076 | 013-39076 | Carl Zeiss | Kinevo 900 |  |  | SW - OR |  |  |  |  | 013-39076 | 013-39076 | Southwest | Memorial Hermann Southwest Hospital | SW - OR | Or core 16 |  |  |  | No pm sticker |  | Microscope, Operating | MICROSCOPEOPERATING-Carl Zeiss-Kinevo 900 | [12 empty] | MSO-A | [9 empty] | Microscope, Operating | MICROSCOPEOPERATING | Microscope, Operating | Carl Zeiss
YES | YES |  |  |  | 069-48491 | 069-48491 | Carl Zeiss | Kinevo 900 |  |  | Sarefim 2 |  |  |  |  | 069-48491 | 069-48491 | TMC | Memorial Hermann-Texas Medical Center | Sarefim 2 | Sarefim 2 | 1/1/20 |  | 1/1/21 |  |  | Microscope, Operating | MICROSCOPEOPERATING-Carl Zeiss-Kinevo 900 | [12 empty] | MSO-A | [9 empty] | Microscope, Operating | MICROSCOPEOPERATING | Microscope, Operating | Carl Zeiss
NO | YES |  |  |  |  | 029-05606 | Carl Zeiss | OMNI Pentero |  |  | Woodlands-OR | [5 empty] | 029-05606 | Woodlands | MHHS-Woodlands | Woodlands-OR | Surgery Storage |  |  |  | No PMs sticker |  | Microscope, Operating | MICROSCOPEOPERATING-Carl Zeiss-OMNI Pentero | [12 empty] | MSO-A | [9 empty] | Microscope, Operating | MICROSCOPEOPERATING | Microscope, Operating | Carl Zeiss
YES | YES |  |  |  | 009-02606 | 009-02606 | Carl Zeiss | OPMI 1-FC |  |  | GH - OR |  |  |  |  | 009-02606 | 009-02606 |  |  | GH - OR | Storage room | [5 empty] | Microscope, Operating | MICROSCOPEOPERATING-Carl Zeiss-OPMI 1-FC | [12 empty] | MSO-A | [9 empty] | Microscope, Operating | MICROSCOPEOPERATING | Microscope, Operating | Carl Zeiss
NO | YES |  |  |  | 069-33244 | 069-33244 | Carl Zeiss | OPMI Pentero 900 |  |  | TMC-OR-Hermann (2Hp) |  |  |  |  | 069-33244 | 069-33244 | TMC | MHHS-TMC | TMC-OR-Hermann (2Hp) | Hall |  |  |  | No pm found |  | Microscope, Operating | MICROSCOPEOPERATING-Carl Zeiss-OPMI Pentero 900 | [12 empty] | MSO-A | [9 empty] | Microscope, Operating | MICROSCOPEOPERATING | Microscope, Operating | Carl Zeiss
NO | YES |  |  |  |  | 069-38317 | Carl Zeiss | OPMI Pentero 900 |  |  | TMC-OR-Robertson (2R) | [5 empty] | 069-38317 | TMC | MHHS-TMC | TMC-OR-Robertson (2R) | OR - ROBERTSON (2R) | [5 empty] | Microscope, Operating | MICROSCOPEOPERATING-Carl Zeiss-OPMI Pentero 900 | [12 empty] | MSO-A | [9 empty] | Microscope, Operating | MICROSCOPEOPERATING | Microscope, Operating | Carl Zeiss
NO | YES | [5 empty] | Carl Zeiss | OPMI Pentero 900 |  |  | Sarefim 2 | [6 empty] | TMC | Memorial Hermann-Texas Medical Center | Sarefim 2 | Sarefim 2 | 7/1/17 |  | 7/1/18 |  |  | Microscope, Operating | MICROSCOPEOPERATING-Carl Zeiss-OPMI Pentero 900 | [12 empty] | MSO-A | [9 empty] | Microscope, Operating | MICROSCOPEOPERATING | Microscope, Operating | Carl Zeiss
NO | YES |  |  |  |  | 069-37477 | Carl Zeiss | OPMI Pentero 900 |  |  | Sarefim 2 | [5 empty] | 069-37477 | TMC | Memorial Hermann-Texas Medical Center | Sarefim 2 | Sarefim 2 | [5 empty] | Microscope, Operating | MICROSCOPEOPERATING-Carl Zeiss-OPMI Pentero 900 | [12 empty] | MSO-A | [9 empty] | Microscope, Operating | MICROSCOPEOPERATING | Microscope, Operating | Carl Zeiss
NO | YES |  |  |  | 069-38620 | 069-38620 | Carl Zeiss | OPMI Pentero 900 |  |  | Sarefim 2 |  |  |  |  | 069-38620 | 069-38620 | TMC | Memorial Hermann-Texas Medical Center | Sarefim 2 | Sarefim 2 | 1/1/20 |  | 1/1/21 |  |  | Microscope, Operating | MICROSCOPEOPERATING-Carl Zeiss-OPMI Pentero 900 | [12 empty] | MSO-A | [9 empty] | Microscope, Operating | MICROSCOPEOPERATING | Microscope, Operating | Carl Zeiss
NO | YES |  |  |  | 069-20823 | 069-20823 | Carl Zeiss | S8 |  |  | TMC-Sarofim 3-OR |  |  |  |  | 069-20823 | 069-20823 | TMC | MHHS-TMC | TMC-Sarofim 3-OR | Hall | 9/1/19 |  | 9/1/20 |  |  | Microscope, Operating | MICROSCOPEOPERATING-Carl Zeiss-S8 | [12 empty] | MSO-A | [9 empty] | Microscope, Operating | MICROSCOPEOPERATING | Microscope, Operating | Carl Zeiss
YES | YES | Serial Number Cnf |  |  | 041-03238 | 041-03238 | Carl Zeiss | S8 |  | CNF | MEMORIAL CITY - OUTPATIENT SURGERY |  |  |  |  | 041-03238 | 041-03238 | West | Memorial Hermann Memorial City Medical Center | MEMORIAL CITY - OUTPATIENT SURGERY | memorial City- Day Surgery W1 300.84 OR 12 |  |  |  | CNF serial number but took picture of serviced tag S/N 352117
NO | YES | Asset Tag 013-05085 |  |  | 013-05085 | 013-05085 | Carl Zeiss | SL 120 |  |  | SW-ER |  |  |  |  | 013-05085 | 013-05085 | Southwest | MHHS-Southwest | SW-ER | Clean Room | 2/1/19 |  | 2/1/20 |  |  | Lamp, Slit | LAMPSLIT-Carl Zeiss-SL 120 | [12 empty] | LS-A | [9 empty] | Lamp, Slit | LAMPSLIT | Lamp, Slit | Carl Zeiss
YES | YES |  |  |  | 009-03058 | 009-03058 | Carl Zeiss | Superlux 40 |  |  | GH - OR |  |  |  |  | 009-03058 | 009-03058 |  |  | GH - OR | Storage room |  |  | 6/1/20 |  |  | Light Source, Fiberoptic | LIGHTSOURCEFIBEROPT-Carl Zeiss-Superlux 40 | [22 empty] | Light Source, Fiberoptic | LIGHTSOURCEFIBEROPT | Light Source, Fiberoptic | Carl Zeiss
NO | NO | [5 empty] | Carl Zeiss Inc |  |  | 599-6688 | MH MG - (STX) - SOUTH TEXAS - WHARTON | MHHS-MG |  | Refractometer |  |  |  | South |  | MH MG - (STX) - SOUTH TEXAS - WHARTON | [5 empty] | OPHTHALMOSCOPE/OTOSCOPES |  | REFRACTOMETER-Carl Zeiss-599 | REFRACTOMETER |  |  |  |  | Carl Zeiss | Refractometer |  | REFRACTOMETER-Carl Zeiss-599 |  |  |  |  | Covered PM Repair - Biomedical | MHHS-MG
NO | YES |  |  |  | 005-00999 | 005-00999 | Carl Zeiss Inc | F-125 |  |  | SE-Emergency Center | MHHS-Southeast |  |  |  | 005-00999 | 005-00999 | Southeast | MHHS-Southeast | SE-Emergency Center | SE - EMERGENCY CENTER | 3/1/19 |  | 3/1/20 |  | SLIT LAMP |  | .needs class | [5 empty] | Carl Zeiss | [7 empty] | Covered PM Repair - Biomedical | MHHS-Southeast
NO | YES |  |  |  | 133-06960 | 133-06960 | Carl Zeiss Inc | LUMERA I |  |  | Katy-PACU | MHHS-Katy |  |  |  | 133-06960 | 133-06960 | Katy | MHHS-Katy | Katy-PACU | OR Hallway | 9/1/19 | 9/1/20 |  |  | MICROSCOPES, LIGHT, OPERATING |  | .needs class | [5 empty] | Carl Zeiss |  |  |  |  | 3/1/17 |  |  | Covered PM Repair - Biomedical | MHHS-Katy
NO | YES |  |  |  | 005-00318 | 005-00318 | Carl Zeiss Inc | MEDILIVE |  |  | SE-OR | MHHS-Southeast |  | Camera, Surgical |  | 005-00318 | 005-00318 | Southeast | MHHS-Southeast | SE-OR | Clean Supplies | 4/1/19 |  |  |  | CAMERAS |  | CAMERASURGICAL-Carl Zeiss-Medilive | CAMERASURGICAL | Medilive |  |  |  | Carl Zeiss | Camera, Surgical |  | CAMERASURGICAL-Carl Zeiss-Medilive |  |  |  |  | Covered PM Repair - Biomedical | MHHS-Southeast
NO | YES |  |  |  | 069-45528 | 069-45528 | Carl Zeiss Inc | MEDILIVE |  | FWTA0003 | TMC-OR-Robertson (2R) | MHHS-TMC |  | Camera, Surgical |  | 069-45528 | 069-45528 | TMC | MHHS-TMC | TMC-OR-Robertson (2R) | OR 38 |  |  |  |  | CAMERAS |  | CAMERASURGICAL-Carl Zeiss-Medilive | CAMERASURGICAL | Medilive |  |  |  | Carl Zeiss | Camera, Surgical |  | CAMERASURGICAL-Carl Zeiss-Medilive |  |  |  |  | Covered PM Repair - Biomedical | MHHS-TMC
NO | NO |  |  |  | 013-34004 |  | Carl Zeiss Inc | MEDILIVE |  |  | SW - OR | MHHS-Southwest |  | Camera, Surgical |  | 013-34004 |  | Southwest |  | SW - OR | [5 empty] | CAMERAS |  | CAMERASURGICAL-Carl Zeiss-Medilive | CAMERASURGICAL | Medilive |  |  |  | Carl Zeiss | Camera, Surgical |  | CAMERASURGICAL-Carl Zeiss-Medilive |  |  |  |  | Covered PM Repair - Biomedical | MHHS-Southwest
NO | YES | [5 empty] | Carl Zeiss Inc | NC33 |  |  | GH-OR Anesthesia | MHHS-Greater Heights | [5 empty] | Central & Greater Heights | MHHS-Greater Heights | GH-OR Anesthesia | Room 8 | 7/1/19 |  |  |  | MICROSCOPES, LIGHT, OPERATING |  | .needs class | [5 empty] | Carl Zeiss |  |  |  |  | 11/11/20 |  |  | Not Covered Vendor Only - Biomedical | MHHS-Greater Heights
NO | NO |  |  |  | 069-06782 |  | Carl Zeiss Inc | NC4 |  |  | TMC - OR - PEDI OR (2R) | MHHS-TMC |  | Microscope, Operating |  | 069-06782 |  | TMC |  | TMC - OR - PEDI OR (2R) | [5 empty] | MICROSCOPES, LIGHT, OPERATING |  | MICROSCOPEOPERATING-Carl Zeiss-NC4 | MICROSCOPEOPERATING | NC4 |  |  |  | Carl Zeiss | Microscope, Operating |  | MICROSCOPEOPERATING-Carl Zeiss-NC4 |  |  |  |  | Not Covered Vendor Only - Biomedical | MHHS-TMC
NO | NO |  |  |  | 069-10207 |  | Carl Zeiss Inc | NC4 |  |  | TMC - OR - PEDI OR (2R) | MHHS-TMC |  | Microscope, Operating |  | 069-10207 |  | TMC |  | TMC - OR - PEDI OR (2R) | [5 empty] | MICROSCOPES, LIGHT, OPERATING |  | MICROSCOPEOPERATING-Carl Zeiss-NC4 | MICROSCOPEOPERATING | NC4 |  |  |  | Carl Zeiss | Microscope, Operating |  | MICROSCOPEOPERATING-Carl Zeiss-NC4 |  |  |  |  | Not Covered Vendor Only - Biomedical | MHHS-TMC
NO | YES | [5 empty] | Carl Zeiss Inc | OPMI 1 |  | 30 53 61 | NE-OR | MHHS-Northeast | [5 empty] | Katy | MHHS-Northeast | NE-OR | PACU 15 | 10/1/19 | 10/1/20 |  |  | MICROSCOPES, LIGHT, OPERATING |  | .needs class | [5 empty] | Carl Zeiss |  |  |  |  | 4/26/17 |  |  | Covered PM Repair - Biomedical | MHHS-Northeast
NO | YES | [5 empty] | Carl Zeiss Inc | OPMI 1 |  |  | NE-OR | MHHS-Northeast | [5 empty] | Katy | MHHS-Northeast | NE-OR | PACU 15 | 8/1/19 | 8/1/20 |  |  | MICROSCOPES, LIGHT, OPERATING |  | .needs class | [5 empty] | Carl Zeiss |  |  |  |  | 4/26/17 |  |  | Covered PM Repair - Biomedical | MHHS-Northeast
NO | YES |  |  |  | 005-05635 | 005-05635 | Carl Zeiss Inc | OPMI 1 |  |  | SE-OR | MHHS-Southeast |  |  |  | 005-05635 | 005-05635 | Southeast | MHHS-Southeast | SE-OR | OR - Clean Supply | 11/1/19 |  | 5/1/20 |  | MICROSCOPES, LIGHT, OPERATING |  | .needs class | [5 empty] | Carl Zeiss |  |  |  |  | 4/26/17 |  |  | Covered PM Repair - Biomedical | MHHS-Southeast
NO | YES |  |  |  |  | 013-07116 | Carl Zeiss Inc | OPMI 1 |  |  | SW-Biomedical Services | MHHS-Southwest |  |  |  |  | 013-07116 | Southwest | MHHS-Southwest | SW-Biomedical Services | Biomed | 5/1/19 | 5/1/20 |  |  | MICROSCOPES, LIGHT, OPERATING |  | .needs class | [5 empty] | Carl Zeiss |  |  |  |  | 4/26/17 |  |  | Covered PM Repair - Biomedical | MHHS-Southwest
NO | YES |  |  |  | 013-04053 | 013-04053 | Carl Zeiss Inc | OPMI 1 |  |  | SW-OR | MHHS-Southwest |  |  |  | 013-04053 | 013-04053 | Southwest | MHHS-Southwest | SW-OR | OR3 | 1/1/20 |  | 1/1/21 |  | MICROSCOPES, LIGHT, OPERATING |  | .needs class | [5 empty] | Carl Zeiss |  |  |  |  | 4/26/17 |  |  | Covered PM Repair - Biomedical | MHHS-Southwest
NO | NO | [5 empty] | Carl Zeiss Inc | OPMI 1 |  |  | MEMORIAL CITY - OUTPATIENT SURGERY | MHHS-Mem City | [5 empty] | West & Memorial City |  | MEMORIAL CITY - OUTPATIENT SURGERY | [5 empty] | MICROSCOPES, LIGHT, OPERATING |  | .needs class | [5 empty] | Carl Zeiss | [7 empty] | Covered PM Repair - Biomedical | MHHS-Mem City
NO | YES |  |  |  | 013-01538 | 013-01538 | Carl Zeiss Inc | OPMI 1-FC |  |  | SW-OR | MHHS-Southwest |  | Microscope, Operating |  | 013-01538 | 013-01538 | Southwest | MHHS-Southwest | SW-OR | OR7 cubby | 8/1/18 |  |  |  | MICROSCOPES, LIGHT, OPERATING | Microscope, Operating | MICROSCOPEOPERATING-Carl Zeiss-OPMI 1-FC | MICROSCOPEOPERATING | OPMI 1-FC |  |  |  | Carl Zeiss | Microscope, Operating |  | MICROSCOPEOPERATING-Carl Zeiss-OPMI 1-FC |  | 4/26/17 |  | MSO-A | Covered PM Repair - Biomedical | MHHS-Southwest | [8 empty] | MICROSCOPEOPERATING | Microscope, Operating | Carl Zeiss
NO | NO |  |  |  | 013-01537 |  | Carl Zeiss Inc | OPMI 1-FC |  |  | SW - OR | MHHS-Southwest |  | Microscope, Operating |  | 013-01537 |  | Southwest |  | SW - OR | [5 empty] | MICROSCOPES, LIGHT, OPERATING |  | MICROSCOPEOPERATING-Carl Zeiss-OPMI 1-FC | MICROSCOPEOPERATING | OPMI 1-FC |  |  |  | Carl Zeiss | Microscope, Operating |  | MICROSCOPEOPERATING-Carl Zeiss-OPMI 1-FC |  |  |  |  | Covered PM Repair - Biomedical | MHHS-Southwest
NO | YES | [5 empty] | Carl Zeiss Inc | OPMI 11 S21 |  |  | Woodlands-OR | MHHS-Woodlands | [5 empty] | Woodlands | MHHS-Woodlands | Woodlands-OR | OR Storage | 12/1/17 |  | 12/1/18 |  | MICROSCOPES, LIGHT, OPERATING |  | .needs class | [5 empty] | Carl Zeiss |  |  |  |  | 4/26/17 |  |  | Covered PM Repair - Biomedical | MHHS-Woodlands
NO | YES |  |  |  | 041-09209 | 041-09209 | Carl Zeiss Inc | OPMI 1FC |  |  | MEMORIAL CITY - OUTPATIENT SURGERY | MHHS-Mem City |  | Microscope, Operating |  | 041-09209 | 041-09209 | West | Memorial Hermann Memorial City Medical Center | MEMORIAL CITY - OUTPATIENT SURGERY | memorial City- Day Surgery W1 300.84 OR 12 |  |  |  |  | MICROSCOPES, LIGHT, OPERATING |  | MICROSCOPEOPERATING-Carl Zeiss-OPMI 1-FC | MICROSCOPEOPERATING | OPMI 1-FC |  |  |  | Carl Zeiss | Microscope, Operating |  |  | MICROSCOPEOPERATING-Carl Zeiss-OPMI 1-FC |  |  |  | Covered PM Repair - Biomedical | MHHS-Mem City
NO | YES |  |  |  | 029-00591 | 029-00591 | Carl Zeiss Inc | OPMI 1FC |  | 99131A | Woodlands-OR | MHHS-Woodlands |  | Microscope, Operating |  | 029-00591 | 029-00591 | Woodlands | MHHS-Woodlands | Woodlands-OR | OR Storage | 12/1/17 |  | 12/1/18 |  | MICROSCOPES, LIGHT, OPERATING | Microscope, Operating | MICROSCOPEOPERATING-Carl Zeiss-OPMI 1-FC | MICROSCOPEOPERATING | OPMI 1-FC |  |  |  | Carl Zeiss | Microscope, Operating |  |  | MICROSCOPEOPERATING-Carl Zeiss-OPMI 1-FC | 4/26/17 |  | MSO-A | Covered PM Repair - Biomedical | MHHS-Woodlands | [8 empty] | MICROSCOPEOPERATING | Microscope, Operating | Carl Zeiss
NO | NO |  |  |  | 133-01562 |  | Carl Zeiss Inc | OPMI 1FC |  |  | KATY - OR | MHHS-Katy |  | Microscope, Operating |  | 133-01562 |  | Katy |  | KATY - OR | [5 empty] | MICROSCOPES, LIGHT, OPERATING |  | MICROSCOPEOPERATING-Carl Zeiss-OPMI 1-FC | MICROSCOPEOPERATING | OPMI 1-FC |  |  |  | Carl Zeiss | Microscope, Operating |  |  | MICROSCOPEOPERATING-Carl Zeiss-OPMI 1-FC |  |  |  | Covered PM Repair - Biomedical | MHHS-Katy
NO | YES |  |  |  | 129-00168 | 129-00168 | Carl Zeiss Inc | OPMI 1SH |  | s100103 | Sugar Land-OR | MHHS-Sugarland |  |  |  | 129-00168 | 129-00168 | Sugar Land | MHHS-Sugarland | Sugar Land-OR | OR Storage | 8/1/19 |  |  |  | MICROSCOPES, LIGHT, OPERATING |  | .needs class | [5 empty] | Carl Zeiss |  |  |  |  | 4/26/17 |  |  | Covered PM Repair - Biomedical | MHHS-Sugarland
NO | YES |  |  |  | 133-00079 | 133-00079 | Carl Zeiss Inc | OPMI 6 |  |  | Katy-OR | MHHS-Katy |  | Microscope, Operating |  | 133-00079 | 133-00079 | Katy | MHHS-Katy | Katy-OR | OR | 9/1/19 | 9/1/20 |  |  | MICROSCOPES, LIGHT, OPERATING |  | MICROSCOPEOPERATING-12539 | MICROSCOPEOPERATING | OPMI 6 |  |  |  | Carl Zeiss | Microscope, Operating |  | MICROSCOPEOPERATING-12539 |  | 4/26/17 |  |  | Covered PM Repair - Biomedical | MHHS-Katy
NO | YES |  |  |  | 069-03319 | 069-03319 | Carl Zeiss Inc | OPMI 9 |  |  | TMC-Jones-ENT Clinic (Jb) | MHHS-TMC |  |  |  | 069-03319 | 069-03319 | TMC | MHHS-TMC | TMC-Jones-ENT Clinic (Jb) | Jb100.11 | 7/1/19 |  | 7/1/20 |  | MICROSCOPES, LIGHT, OPERATING |  | .needs class | [5 empty] | Carl Zeiss |  |  |  |  | 4/26/17 |  |  | Covered PM Repair - Biomedical | MHHS-TMC
NO | YES |  |  |  | 069-03324 | 069-03324 | Carl Zeiss Inc | OPMI 9 |  |  | TMC-Jones-ENT Clinic (Jb) | MHHS-TMC |  |  |  | 069-03324 | 069-03324 | TMC | MHHS-TMC | TMC-Jones-ENT Clinic (Jb) | Room 3 | 7/1/19 |  | 7/1/20 |  | MICROSCOPES, LIGHT, OPERATING |  | .needs class | [5 empty] | Carl Zeiss |  |  |  |  | 4/26/17 |  |  | Covered PM Repair - Biomedical | MHHS-TMC
NO | NO |  |  |  | 069-01067 |  | Carl Zeiss Inc | OPMI CS |  |  | TMC - OR - PEDI OR (2R) | MHHS-TMC |  |  |  | 069-01067 |  | TMC |  | TMC - OR - PEDI OR (2R) | [5 empty] | MICROSCOPES, LIGHT, OPERATING |  | .needs class | [5 empty] | Carl Zeiss | [7 empty] | Covered PM Repair - Biomedical | MHHS-TMC
NO | YES |  |  |  | 009-08209 | 009-08209 | Carl Zeiss Inc | OPMI PENTERO |  |  | GH-OR | MHHS-Greater Heights |  |  |  | 009-08209 | 009-08209 | Central Greater Heights | MHHS-Greater Heights | GH-OR | Hallway | 7/1/19 |  |  |  | MICROSCOPES, LIGHT, OPERATING | Microscope, Operating | MICROSCOPEOPERATING-Carl Zeiss-OMNI Pentero |  |  |  |  | MICROSCOPEOPERATING-Carl Zeiss-OMNI Pentero | Carl Zeiss | [6 empty] | MSO-A | Covered PM Repair - Biomedical | MHHS-Greater Heights | [8 empty] | MICROSCOPEOPERATING | Microscope, Operating | Carl Zeiss
NO | YES |  |  |  | 925-01106 | 925-01106 | Carl Zeiss Inc | OPMI PENTERO |  |  | GH-OR | MHHS Orthopedic & Spine |  |  |  | 925-01106 | 925-01106 | Central | MHHS-Greater Heights | GH-OR | MHOSH | 6/1/19 |  | 6/1/20 |  | MICROSCOPES, LIGHT, OPERATING | Microscope, Operating | MICROSCOPEOPERATING-Carl Zeiss-OMNI Pentero |  |  |  |  | MICROSCOPEOPERATING-Carl Zeiss-OMNI Pentero | Carl Zeiss | [5 empty] | MHOSH Inventory Dec 2019 into 2020 - Copy.xls - Already Verified | MSO-A | Not Covered Vendor Only - Biomedical | MHHS Orthopedic & Spine | [8 empty] | MICROSCOPEOPERATING | Microscope, Operating | Carl Zeiss
NO | YES |  |  |  | 013-37492 | 013-37492 | Carl Zeiss Inc | OPMI PENTERO |  |  | SW-OR | MHHS-Southwest |  |  |  | 013-37492 | 013-37492 | Southwest | MHHS-Southwest | SW-OR | OR | 10/1/18 |  |  |  | MICROSCOPES, LIGHT, OPERATING | Microscope, Operating | MICROSCOPEOPERATING-Carl Zeiss-OMNI Pentero |  |  |  |  | MICROSCOPEOPERATING-Carl Zeiss-OMNI Pentero | Carl Zeiss | [6 empty] | MSO-A | Covered PM Repair - Biomedical | MHHS-Southwest | [8 empty] | MICROSCOPEOPERATING | Microscope, Operating | Carl Zeiss
NO | YES |  |  |  | 069-43214 | 069-43214 | Carl Zeiss Inc | OPMI PENTERO |  |  | TMC-OR-Robertson (2R) | MHHS-TMC |  |  |  | 069-43214 | 069-43214 | TMC | MHHS-TMC | TMC-OR-Robertson (2R) | Clean core | 2/1/19 |  | 2/1/20 |  | MICROSCOPES, LIGHT, OPERATING |  | MICROSCOPEOPERATING-Carl Zeiss-OMNI Pentero |  |  |  |  | MICROSCOPEOPERATING-Carl Zeiss-OMNI Pentero | Carl Zeiss |  |  |  |  | 5/3/17 |  |  | Covered PM Repair - Biomedical | MHHS-TMC
NO | YES |  |  |  | 069-38318 |  | Carl Zeiss Inc | OPMI PENTERO |  |  | Memorial Hermann- Texas Medcal Center- OR | MHHS-TMC |  |  |  | 069-38318 |  | TMC | TMC | Memorial Hermann- Texas Medcal Center- OR | OR34 | 1/1/19 |  | 1/1/20 |  | MICROSCOPES, LIGHT, OPERATING |  | MICROSCOPEOPERATING-Carl Zeiss-OMNI Pentero |  |  |  |  | MICROSCOPEOPERATING-Carl Zeiss-OMNI Pentero | Carl Zeiss |  |  |  |  | 3/1/17 |  |  | Covered PM Repair - Biomedical | MHHS-TMC
NO | YES |  |  |  | 029-06487 | 029-06487 | Carl Zeiss Inc | OPMI PENTERO |  |  | Woodlands-OR | MHHS-Woodlands |  |  |  | 029-06487 | 029-06487 | Woodlands | MHHS-Woodlands | Woodlands-OR | OR 10 | 7/1/18 |  |  |  | MICROSCOPES, LIGHT, OPERATING | Microscope, Operating | MICROSCOPEOPERATING-Carl Zeiss-OMNI Pentero |  |  |  |  | MICROSCOPEOPERATING-Carl Zeiss-OMNI Pentero | Carl Zeiss | [6 empty] | MSO-A | Not Covered Vendor Only - Biomedical | MHHS-Woodlands | [8 empty] | MICROSCOPEOPERATING | Microscope, Operating | Carl Zeiss
NO | NO |  |  |  | 069-43076 |  | Carl Zeiss Inc | OPMI PENTERO |  |  | TMC - OR - HERMANN (2HP) | MHHS-TMC |  |  |  | 069-43076 |  | TMC |  | TMC - OR - HERMANN (2HP) | [5 empty] | MICROSCOPES, LIGHT, OPERATING |  | MICROSCOPEOPERATING-Carl Zeiss-OMNI Pentero |  |  |  |  | MICROSCOPEOPERATING-Carl Zeiss-OMNI Pentero | Carl Zeiss | [7 empty] | Covered PM Repair - Biomedical | MHHS-TMC
NO | NO | [5 empty] | Carl Zeiss Inc | OPMI PENTERO |  |  | TMC - OR - PEDI OR (2R) | MHHS-TMC | [5 empty] | TMC |  | TMC - OR - PEDI OR (2R) | [5 empty] | MICROSCOPES, LIGHT, OPERATING |  | MICROSCOPEOPERATING-Carl Zeiss-OMNI Pentero |  |  |  |  | MICROSCOPEOPERATING-Carl Zeiss-OMNI Pentero | Carl Zeiss | [7 empty] | Covered PM Repair - Biomedical | MHHS-TMC
NO | NO | [5 empty] | Carl Zeiss Inc | OPMI PENTERO |  |  | TMC - OR - PEDI OR (2R) | MHHS-TMC | [5 empty] | TMC |  | TMC - OR - PEDI OR (2R) | [5 empty] | MICROSCOPES, LIGHT, OPERATING |  | MICROSCOPEOPERATING-Carl Zeiss-OMNI Pentero |  |  |  |  | MICROSCOPEOPERATING-Carl Zeiss-OMNI Pentero | Carl Zeiss | [7 empty] | Covered PM Repair - Biomedical | MHHS-TMC
NO | NO |  |  |  | 069-48287 |  | Carl Zeiss Inc | OPMI PENTERO 800 |  |  | TMC - SAROFIM 3 - OR | MHHS-TMC |  |  |  | 069-48287 |  | TMC |  | TMC - SAROFIM 3 - OR | [5 empty] | MICROSCOPES, LIGHT, OPERATING |  | .needs class | [5 empty] | Carl Zeiss | [7 empty] | Covered PM Repair - Biomedical | MHHS-TMC
NO | YES |  |  |  | 133-01606 | 133-01606 | Carl Zeiss Inc | OPMI PROMAGIS |  |  | Katy-OR | MHHS-Katy |  | Microscope, Operating |  | 133-01606 | 133-01606 | Katy | MHHS-Katy | Katy-OR | OR | 9/1/19 | 9/1/20 |  |  | MICROSCOPES, LIGHT, OPERATING | Microscope, Operating | MICROSCOPEOPERATING-Carl Zeiss-OPMI PRO Magis | MICROSCOPEOPERATING | OPMI PRO Magis |  |  |  | Carl Zeiss | Microscope, Operating |  |  | MICROSCOPEOPERATING-Carl Zeiss-OPMI PRO Magis |  |  | MSO-A | Covered PM Repair - Biomedical | MHHS-Katy | [8 empty] | MICROSCOPEOPERATING | Microscope, Operating | Carl Zeiss
NO | YES |  |  |  | 145-00432 | 145-00432 | Carl Zeiss Inc | OPMI SENSERA S7 |  |  | Pearland-OR | MHHS-Pearland Hospital |  |  |  | 145-00432 | 145-00432 | Pearland | MHHS-Pearland Hospital | Pearland-OR | Minor Procedure Room | 10/1/18 |  |  |  | MICROSCOPES, LIGHT, OPERATING |  | .needs class | [5 empty] | Carl Zeiss | [7 empty] | Not Covered Vendor Only - Biomedical | MHHS-Pearland Hospital
NO | YES |  |  |  | 013-15656 | 013-15656 | Carl Zeiss Inc | OPMI SENSERA S7 |  |  | SW-OR | MHHS-Southwest |  |  |  | 013-15656 | 013-15656 | Southwest | MHHS-Southwest | SW-OR | OR7 cubby | 10/1/19 |  | 10/1/20 |  | MICROSCOPES, LIGHT, OPERATING |  | .needs class | [5 empty] | Carl Zeiss | [7 empty] | Covered PM Repair - Biomedical | MHHS-Southwest
NO | YES |  |  |  | 029-03310 | 029-03310 | Carl Zeiss Inc | P30020001 |  | 439 156 | Woodlands-OR | MHHS-Woodlands |  |  |  | 029-03310 | 029-03310 | Woodlands | MHHS-Woodlands | Woodlands-OR | OR Storage |  |  |  | No p.m. | MICROSCOPES, LIGHT, OPERATING |  | .needs class | [5 empty] | Carl Zeiss |  |  |  |  | 8/5/15 |  |  | Covered PM Repair - Lab Analyzers/Anesth | MHHS-Woodlands
NO | YES |  |  |  | 005-07425 | 005-07425 | Carl Zeiss Inc | PRIMO STAR |  |  | SE-Laboratory | MHHS-Southeast |  | Microscope, Laboratory |  | 005-07425 | 005-07425 | Southeast | MHHS-Southeast | SE-Laboratory | Lab | 1/1/19 |  |  |  | MICROSCOPES, LIGHT, LABORATORY |  | MICROSCOPELAB-Carl Zeiss-Primo Star | MICROSCOPELAB | Primo Star |  |  |  | Carl Zeiss | Microscope, Laboratory |  | MICROSCOPELAB-Carl Zeiss-Primo Star |  | 2/26/16 |  |  | Not Covered Vendor Only - Rad, Low End | MHHS-Southeast
NO | NO |  |  |  | 013-15657 |  | Carl Zeiss Inc | S7 |  |  | SW - OR | MHHS-Southwest |  | Microscope, Operating |  | 013-15657 |  | Southwest |  | SW - OR | [5 empty] | MICROSCOPES, LIGHT, OPERATING |  | MICROSCOPEOPERATING-Carl Zeiss-S7 | MICROSCOPEOPERATING | S7 |  |  |  | Carl Zeiss | Microscope, Operating |  | MICROSCOPEOPERATING-Carl Zeiss-S7 |  |  |  |  | Covered PM Repair - Biomedical | MHHS-Southwest
NO | YES | [5 empty] | Carl Zeiss Inc | S8 |  |  | MEMORIAL CITY - OUTPATIENT SURGERY | MHHS-Mem City |  | Microscope, Operating |  |  |  | West | Memorial Hermann Memorial City Medical Center | MEMORIAL CITY - OUTPATIENT SURGERY | memorial City- Day Surgery W1 300.84 OR 12 |  |  |  |  | MICROSCOPES, LIGHT, OPERATING |  | MICROSCOPEOPERATING-Carl Zeiss-S8 | MICROSCOPEOPERATING | S8 |  |  |  | Carl Zeiss | Microscope, Operating |  | MICROSCOPEOPERATING-Carl Zeiss-S8 |  |  |  |  | Covered PM Repair - Biomedical | MHHS-Mem City
NO | YES |  |  |  | 013-05248 | 013-05248 | Carl Zeiss Inc | S8 |  |  | SW-OR | MHHS-Southwest |  | Microscope, Operating |  | 013-05248 | 013-05248 | Southwest | MHHS-Southwest | SW-OR | OR7 cubby | 1/1/20 |  | 1/1/21 |  | MICROSCOPES, LIGHT, OPERATING | Microscope, Operating | MICROSCOPEOPERATING-Carl Zeiss-S8 | MICROSCOPEOPERATING | S8 |  |  |  | Carl Zeiss | Microscope, Operating |  | MICROSCOPEOPERATING-Carl Zeiss-S8 |  |  |  | MSO-A | Covered PM Repair - Biomedical | MHHS-Southwest | [8 empty] | MICROSCOPEOPERATING | Microscope, Operating | Carl Zeiss
NO | YES |  |  |  | 013-10842 | 013-10842 | Carl Zeiss Inc | S8 |  |  | SW-OR | MHHS-Southwest |  | Microscope, Operating |  | 013-10842 | 013-10842 | Southwest | MHHS-Southwest | SW-OR | OR 2 | 1/1/20 |  | 1/1/21 |  | MICROSCOPES, LIGHT, OPERATING | Microscope, Operating | MICROSCOPEOPERATING-Carl Zeiss-S8 | MICROSCOPEOPERATING | S8 |  |  |  | Carl Zeiss | Microscope, Operating |  | MICROSCOPEOPERATING-Carl Zeiss-S8 |  |  |  | MSO-A | Covered PM Repair - Biomedical | MHHS-Southwest | [8 empty] | MICROSCOPEOPERATING | Microscope, Operating | Carl Zeiss
NO | YES |  |  |  | 069-40117 | 069-40117 | Carl Zeiss Inc | S8 |  | 424 269 | TMC-Sarofim 3-OR | MHHS-TMC |  | Microscope, Operating |  | 069-40117 | 069-40117 | TMC | MHHS-TMC | TMC-Sarofim 3-OR | OR 38 |  |  | 4/1/20 | Past due | MICROSCOPES, LIGHT, OPERATING |  | MICROSCOPEOPERATING-Carl Zeiss-S8 | MICROSCOPEOPERATING | S8 |  |  |  | Carl Zeiss | Microscope, Operating |  | MICROSCOPEOPERATING-Carl Zeiss-S8 |  |  |  |  | Covered PM Repair - Biomedical | MHHS-TMC
NO | NO | [5 empty] | Carl Zeiss Inc | S8 |  |  | MEMORIAL CITY - OUTPATIENT SURGERY | MHHS-Mem City |  | Microscope, Operating |  |  |  | West & Memorial City |  | MEMORIAL CITY - OUTPATIENT SURGERY | [5 empty] | MICROSCOPES, LIGHT, OPERATING |  | MICROSCOPEOPERATING-Carl Zeiss-S8 | MICROSCOPEOPERATING | S8 |  |  |  | Carl Zeiss | Microscope, Operating |  | MICROSCOPEOPERATING-Carl Zeiss-S8 |  |  |  |  | Covered PM Repair - Biomedical | MHHS-Mem City
NO | YES |  |  |  | 133-02644 | 133-02644 | Carl Zeiss Inc | S88 |  |  | Katy-OR | MHHS-Katy |  |  |  | 133-02644 | 133-02644 | Katy | MHHS-Katy | Katy-OR | OR | 9/1/19 | 9/1/20 |  |  | MICROSCOPES, LIGHT, OPERATING |  | .needs class | [5 empty] | Carl Zeiss | [7 empty] | Covered PM Repair - Biomedical | MHHS-Katy
NO | YES |  |  |  | 041-20106 | 041-20106 | Carl Zeiss Inc | S88 |  |  | MEMORIAL CITY - Orthopedic Surgery | MHHS-Mem City |  |  |  | 041-20106 | 041-20106 | West | Memorial Hermann Memorial City Medical Center | MEMORIAL CITY - Orthopedic Surgery | Memorial City - Orthopedic Surgery main hallway |  |  |  |  | MICROSCOPES, LIGHT, OPERATING |  | .needs class | [5 empty] | Carl Zeiss | [7 empty] | Covered PM Repair - Biomedical | MHHS-Mem City
NO | YES |  |  |  | 069-10969 | 069-10969 | Carl Zeiss Inc | S88 |  |  | TMC-OR-Pedi OR (2R) | MHHS-TMC |  |  |  | 069-10969 | 069-10969 | TMC | MHHS-TMC | TMC-OR-Pedi OR (2R) | OR | 2/1/18 |  |  |  | MICROSCOPES, LIGHT, OPERATING |  | .needs class | [5 empty] | Carl Zeiss | [7 empty] | Covered PM Repair - Biomedical | MHHS-TMC
NO | YES |  |  |  | 069-21412 |  | Carl Zeiss Inc | S88 |  |  | TMC-OR-Pedi OR (2R) | MHHS-TMC |  |  |  | 069-21412 |  | TMC | MHHS-TMC | TMC-OR-Pedi OR (2R) | PEDI OR (2R) | 9/1/19 |  | 9/1/20 |  | MICROSCOPES, LIGHT, OPERATING |  | .needs class | [5 empty] | Carl Zeiss | [7 empty] | Covered PM Repair - Biomedical | MHHS-TMC
NO | YES |  |  |  | 069-21473 | 069-21473 | Carl Zeiss Inc | S88 |  |  | TMC-OR-Robertson (2R) | MHHS-TMC |  |  |  | 069-21473 | 069-21473 | TMC | MHHS-TMC | TMC-OR-Robertson (2R) | OR | 5/1/18 |  |  |  | MICROSCOPES, LIGHT, OPERATING |  | .needs class | [5 empty] | Carl Zeiss | [7 empty] | Covered PM Repair - Biomedical | MHHS-TMC
NO | YES | Asset Tag 013-05085 |  |  | 013-05085 | 013-05085 | Carl Zeiss Inc | SL 120 |  |  | SW - ER | MHHS-Southwest |  | Lamp, Slit |  | 013-05085 | 013-05085 | Southwest | SW - ER | SW - ER | SW -ER |  |  |  |  | ANALYZERS, PHYSIOLOGIC, VISUAL FUNCTION |  | LAMPSLIT-Carl Zeiss-SL 120 | LAMPSLIT | SL 120 |  |  |  | Carl Zeiss | Lamp, Slit |  | LAMPSLIT-Carl Zeiss-SL 120 |  |  |  |  | Covered PM Repair - Biomedical | MHHS-Southwest
NO | NO |  |  |  | 151-02905 |  | Carl Zeiss Inc | SL 120 |  |  | CY - ER | MHHS-Cypress |  | Lamp, Slit |  | 151-02905 |  | Northwest & Cypress |  | CY - ER | [5 empty] | ANALYZERS, PHYSIOLOGIC, VISUAL FUNCTION |  | LAMPSLIT-Carl Zeiss-SL 120 | LAMPSLIT | SL 120 |  |  |  | Carl Zeiss | Lamp, Slit |  | LAMPSLIT-Carl Zeiss-SL 120 |  |  |  |  | Covered PM Repair - Biomedical | MHHS-Cypress
NO | NO |  |  |  | 029-05928 |  | Carl Zeiss Inc | SL-120 |  |  | WOODLANDS - TERRAMONT ER (CLINIC) | MHHS-Woodlands |  | Lamp, Slit |  | 029-05928 |  | Woodlands |  | WOODLANDS - TERRAMONT ER (CLINIC) | [5 empty] | SLIT LAMP |  | LAMPSLIT-Carl Zeiss-SL 120 | LAMPSLIT | SL 120 |  |  |  | Carl Zeiss | Lamp, Slit |  |  | LAMPSLIT-Carl Zeiss-SL 120 |  |  |  | Covered PM Repair - Biomedical | MHHS-Woodlands
NO | NO |  |  |  | 133-01607 |  | Carl Zeiss Inc | SUPERLUX 175 |  | 02E1259A972 | KATY - OR | MHHS-Katy |  | Microscope, Operating |  | 133-01607 |  | Katy |  | KATY - OR | [5 empty] | LIGHTS, SURGICAL |  | MICROSCOPEOPERATING-Carl Zeiss-Superlux 175 | MICROSCOPEOPERATING | Superlux 175 |  |  |  | Carl Zeiss | Microscope, Operating |  | MICROSCOPEOPERATING-Carl Zeiss-Superlux 175 |  |  |  |  | Covered PM Repair - Biomedical | MHHS-Katy
NO | YES | Asset Tag 005-33370 |  |  | 005-33370 | 005-33370 | Carl Zeiss Inc | SUPERLUX 301 |  |  | (null) | MHHS-Southeast |  | Light Source, Fiberoptic |  | 005-33370 | 005-33370 | (null) | MHHS-Southeast | (null) | (null) |  |  |  | (null) | MICROSCOPES, LIGHT, OPERATING |  | LIGHTSOURCEFIBEROPT-Carl Zeiss-Superlux 301 | LIGHTSOURCEFIBEROPT | Superlux 301 |  |  |  | Carl Zeiss | Light Source, Fiberoptic |  | LIGHTSOURCEFIBEROPT-Carl Zeiss-Superlux 301 |  |  |  |  | Covered PM Repair - Biomedical | MHHS-Southeast
NO | YES |  |  |  | 005-04508 | 005-04508 | Carl Zeiss Inc | UNIVERSAL S3B |  |  | SE-OR | MHHS-Southeast |  |  |  | 005-04508 | 005-04508 | Southeast | MHHS-Southeast | SE-OR | OR - Clean Supply | 12/1/18 |  |  |  | MICROSCOPES, LIGHT, OPERATING |  | .needs class | [5 empty] | Carl Zeiss |  |  |  |  | 4/1/18 |  |  | Covered PM Repair - Biomedical | MHHS-Southeast
NO | YES |  |  |  | 041-07497 | 041-07497 | Carl Zeiss Inc | VISULAS YAG II |  |  | Memorial city - out patient surgery | MHHS-Mem City |  |  |  | 041-07497 | 041-07497 | West and memorial city | Memorial city - memorial herman hospital | Memorial city - out patient surgery | Minor prcedure one |  |  |  |  | LASERS |  | .needs class | [5 empty] | Carl Zeiss | [7 empty] | Covered PM Repair - Biomedical | MHHS-Mem City
NO | YES |  |  |  | TLQ209 |  | CARROLL | OBT-LOW PROFILE |  | E201643163 | Rental | MHHS-Woodlands |  |  |  | TLQ209 |  | Woodlands |  | Rental | [7 empty] | .needs class |  | LOW OVERBED TABLE | [9 empty] | Verified as Rental |  |  | MHHS-Woodlands
NO | YES |  |  |  | TLQ210 |  | CARROLL | OBT-LOW PROFILE |  | E201643164 | Rental | MHHS-Woodlands |  |  |  | TLQ210 |  | Woodlands |  | Rental | [7 empty] | .needs class |  | LOW OVERBED TABLE | [9 empty] | Verified as Rental |  |  | MHHS-Woodlands
NO | YES |  |  |  | TLH123 |  | CARROLL | SPIRIT SELECT |  | CH519900 | Rental Equipment | MHHS-Greater Heights |  |  |  | TLH123 |  | Central & Greater Heights |  | Rental Equipment | [7 empty] | BEDPATIENTELECTRIC-CHG Hospital Beds-Spirit Select |  | SPIRIT SELECT HI LO BED W/SCALE |  |  | BEDPATIENTELECTRIC-CHG Hospital Beds-Spirit Select | [6 empty] | Verified as Rental |  |  | MHHS-Greater Heights
NO | YES |  |  |  | TLH180 |  | CARROLL | SPIRIT SELECT |  | CH528254 | Rental Equipment | MHHS-Greater Heights |  |  |  | TLH180 |  | Central & Greater Heights |  | Rental Equipment | [7 empty] | BEDPATIENTELECTRIC-CHG Hospital Beds-Spirit Select |  | SPIRIT SELECT HI LO BED W/SCALE |  |  | BEDPATIENTELECTRIC-CHG Hospital Beds-Spirit Select | [6 empty] | Verified as Rental |  |  | MHHS-Greater Heights
NO | YES |  |  |  | TLH209 |  | CARROLL | SPIRIT SELECT |  |  | Rental Equipment | MHHS-Greater Heights |  |  |  | TLH209 |  | Central & Greater Heights |  | Rental Equipment | [7 empty] | BEDPATIENTELECTRIC-CHG Hospital Beds-Spirit Select |  | SPIRIT SELECT HI LO BED W/SCALE |  |  | BEDPATIENTELECTRIC-CHG Hospital Beds-Spirit Select | [6 empty] | Verified as Rental |  |  | MHHS-Greater Heights
NO | YES |  |  |  | TLH249 |  | CARROLL | SPIRIT SELECT |  |  | Rental Equipment | MHHS-Greater Heights |  |  |  | TLH249 |  | Central & Greater Heights |  | Rental Equipment | [7 empty] | BEDPATIENTELECTRIC-CHG Hospital Beds-Spirit Select |  | SPIRIT SELECT HI LO BED W/SCALE |  |  | BEDPATIENTELECTRIC-CHG Hospital Beds-Spirit Select | [6 empty] | Verified as Rental |  |  | MHHS-Greater Heights
NO | YES |  |  |  | TLH279 |  | CARROLL | SPIRIT SELECT |  |  | Rental Equipment | MHHS-Greater Heights |  |  |  | TLH279 |  | Central & Greater Heights |  | Rental Equipment | [7 empty] | BEDPATIENTELECTRIC-CHG Hospital Beds-Spirit Select |  | SPIRIT SELECT HI LO BED W/SCALE |  |  | BEDPATIENTELECTRIC-CHG Hospital Beds-Spirit Select | [6 empty] | Verified as Rental |  |  | MHHS-Greater Heights
NO | YES |  |  |  | TLH449 |  | CARROLL | SPIRIT SELECT |  |  | Rental Equipment | MHHS-Greater Heights |  |  |  | TLH449 |  | Central & Greater Heights |  | Rental Equipment | [7 empty] | BEDPATIENTELECTRIC-CHG Hospital Beds-Spirit Select |  | SPIRIT SELECT HI LO BED W/SCALE |  |  | BEDPATIENTELECTRIC-CHG Hospital Beds-Spirit Select | [6 empty] | Verified as Rental |  |  | MHHS-Greater Heights
NO | YES |  |  |  | TLH531 |  | CARROLL | SPIRIT SELECT |  |  | Rental Equipment | MHHS-Greater Heights |  |  |  | TLH531 |  | Central & Greater Heights |  | Rental Equipment | [7 empty] | BEDPATIENTELECTRIC-CHG Hospital Beds-Spirit Select |  | SPIRIT SELECT HI LO BED W/SCALE |  |  | BEDPATIENTELECTRIC-CHG Hospital Beds-Spirit Select | [6 empty] | Verified as Rental |  |  | MHHS-Greater Heights
NO | YES |  |  |  | TLH735 |  | CARROLL | SPIRIT SELECT |  |  | Rental Equipment | MHHS-Greater Heights |  |  |  | TLH735 |  | Central & Greater Heights |  | Rental Equipment | [7 empty] | BEDPATIENTELECTRIC-CHG Hospital Beds-Spirit Select |  | SPIRIT SELECT HI LO BED W/SCALE |  |  | BEDPATIENTELECTRIC-CHG Hospital Beds-Spirit Select | [6 empty] | Verified as Rental |  |  | MHHS-Greater Heights
NO | YES |  |  |  | TLH737 |  | CARROLL | SPIRIT SELECT |  |  | Rental Equipment | MHHS-Greater Heights |  |  |  | TLH737 |  | Central & Greater Heights |  | Rental Equipment | [7 empty] | BEDPATIENTELECTRIC-CHG Hospital Beds-Spirit Select |  | SPIRIT SELECT HI LO BED W/SCALE |  |  | BEDPATIENTELECTRIC-CHG Hospital Beds-Spirit Select | [6 empty] | Verified as Rental |  |  | MHHS-Greater Heights
NO | YES |  |  |  | TLH430 |  | CARROLL | SPIRIT SELECT |  |  | Rental | MHHS-Mem City |  |  |  | TLH430 |  | West & Memorial City |  | Rental | [7 empty] | BEDPATIENTELECTRIC-CHG Hospital Beds-Spirit Select |  | SPIRIT SELECT HI LO BED W/SCALE |  |  | BEDPATIENTELECTRIC-CHG Hospital Beds-Spirit Select | [6 empty] | Verified as Rental |  |  | MHHS-Mem City
NO | YES |  |  |  | TLH126 |  | CARROLL | SPIRIT SELECT |  | CH519897 | Rental | MHHS-Northeast |  |  |  | TLH126 |  | Katy |  | Rental | [7 empty] | BEDPATIENTELECTRIC-CHG Hospital Beds-Spirit Select |  | SPIRIT SELECT HI LO BED W/SCALE |  |  | BEDPATIENTELECTRIC-CHG Hospital Beds-Spirit Select | [6 empty] | Verified as Rental |  |  | MHHS-Northeast
NO | YES |  |  |  | TLH202 |  | CARROLL | SPIRIT SELECT |  |  | Rental | MHHS-Northeast |  |  |  | TLH202 |  | Katy |  | Rental | [7 empty] | BEDPATIENTELECTRIC-CHG Hospital Beds-Spirit Select |  | SPIRIT SELECT HI LO BED W/SCALE |  |  | BEDPATIENTELECTRIC-CHG Hospital Beds-Spirit Select | [6 empty] | Verified as Rental |  |  | MHHS-Northeast
NO | YES |  |  |  | TLH410 |  | CARROLL | SPIRIT SELECT |  |  | Rental | MHHS-Northeast |  |  |  | TLH410 |  | Katy |  | Rental | [7 empty] | BEDPATIENTELECTRIC-CHG Hospital Beds-Spirit Select |  | SPIRIT SELECT HI LO BED W/SCALE |  |  | BEDPATIENTELECTRIC-CHG Hospital Beds-Spirit Select | [6 empty] | Verified as Rental |  |  | MHHS-Northeast
NO | YES |  |  |  | TLH534 |  | CARROLL | SPIRIT SELECT |  |  | Rental | MHHS-Northeast |  |  |  | TLH534 |  | Katy |  | Rental | [7 empty] | BEDPATIENTELECTRIC-CHG Hospital Beds-Spirit Select |  | SPIRIT SELECT HI LO BED W/SCALE |  |  | BEDPATIENTELECTRIC-CHG Hospital Beds-Spirit Select | [6 empty] | Verified as Rental |  |  | MHHS-Northeast
NO | YES |  |  |  | TLH626 |  | CARROLL | SPIRIT SELECT |  |  | Rental | MHHS-Northeast |  |  |  | TLH626 |  | Katy |  | Rental | [7 empty] | BEDPATIENTELECTRIC-CHG Hospital Beds-Spirit Select |  | SPIRIT SELECT HI LO BED W/SCALE |  |  | BEDPATIENTELECTRIC-CHG Hospital Beds-Spirit Select | [6 empty] | Verified as Rental |  |  | MHHS-Northeast
NO | YES |  |  |  | TLH647 |  | CARROLL | SPIRIT SELECT |  |  | Rental | MHHS-Northeast |  |  |  | TLH647 |  | Katy |  | Rental | [7 empty] | BEDPATIENTELECTRIC-CHG Hospital Beds-Spirit Select |  | SPIRIT SELECT HI LO BED W/SCALE |  |  | BEDPATIENTELECTRIC-CHG Hospital Beds-Spirit Select | [6 empty] | Verified as Rental |  |  | MHHS-Northeast
NO | YES |  |  |  | TLH730 |  | CARROLL | SPIRIT SELECT |  |  | Rental | MHHS-Northeast |  |  |  | TLH730 |  | Katy |  | Rental | [7 empty] | BEDPATIENTELECTRIC-CHG Hospital Beds-Spirit Select |  | SPIRIT SELECT HI LO BED W/SCALE |  |  | BEDPATIENTELECTRIC-CHG Hospital Beds-Spirit Select | [6 empty] | Verified as Rental |  |  | MHHS-Northeast
NO | YES |  |  |  | TQO104 |  | CARROLL | SPIRIT SELECT |  |  | Rental | MHHS-Northeast |  |  |  | TQO104 |  | Katy |  | Rental | [7 empty] | BEDPATIENTELECTRIC-CHG Hospital Beds-Spirit Select |  | SPIRIT SELECT HI LO BED-REVISED SOFTWARE |  |  | BEDPATIENTELECTRIC-CHG Hospital Beds-Spirit Select | [6 empty] | Verified as Rental |  |  | MHHS-Northeast
NO | YES |  |  |  | TLH177 |  | CARROLL | SPIRIT SELECT |  | CH528247 | Rental | MHHS-TIRR |  |  |  | TLH177 |  | TMC |  | Rental | [7 empty] | BEDPATIENTELECTRIC-CHG Hospital Beds-Spirit Select |  | SPIRIT SELECT HI LO BED W/SCALE |  |  | BEDPATIENTELECTRIC-CHG Hospital Beds-Spirit Select | [6 empty] | Verified as Rental |  |  | MHHS-TIRR
NO | YES |  |  |  | TLH194 |  | CARROLL | SPIRIT SELECT |  | CH528232 | Rental | MHHS-TIRR |  |  |  | TLH194 |  | TMC |  | Rental | [7 empty] | BEDPATIENTELECTRIC-CHG Hospital Beds-Spirit Select |  | SPIRIT SELECT HI LO BED W/SCALE |  |  | BEDPATIENTELECTRIC-CHG Hospital Beds-Spirit Select | [6 empty] | Verified as Rental |  |  | MHHS-TIRR
NO | YES |  |  |  | TLH224 |  | CARROLL | SPIRIT SELECT |  |  | Rental | MHHS-TIRR |  |  |  | TLH224 |  | TMC |  | Rental | [7 empty] | BEDPATIENTELECTRIC-CHG Hospital Beds-Spirit Select |  | SPIRIT SELECT HI LO BED W/SCALE |  |  | BEDPATIENTELECTRIC-CHG Hospital Beds-Spirit Select | [6 empty] | Verified as Rental |  |  | MHHS-TIRR
NO | YES |  |  |  | TLH332 |  | CARROLL | SPIRIT SELECT |  |  | Rental | MHHS-TIRR |  |  |  | TLH332 |  | TMC |  | Rental | [7 empty] | BEDPATIENTELECTRIC-CHG Hospital Beds-Spirit Select |  | SPIRIT SELECT HI LO BED W/SCALE |  |  | BEDPATIENTELECTRIC-CHG Hospital Beds-Spirit Select | [6 empty] | Verified as Rental |  |  | MHHS-TIRR
NO | YES |  |  |  | TLH335 |  | CARROLL | SPIRIT SELECT |  |  | Rental | MHHS-TIRR |  |  |  | TLH335 |  | TMC |  | Rental | [7 empty] | BEDPATIENTELECTRIC-CHG Hospital Beds-Spirit Select |  | SPIRIT SELECT HI LO BED W/SCALE |  |  | BEDPATIENTELECTRIC-CHG Hospital Beds-Spirit Select | [6 empty] | Verified as Rental |  |  | MHHS-TIRR
NO | YES |  |  |  | TLH351 |  | CARROLL | SPIRIT SELECT |  |  | Rental | MHHS-TIRR |  |  |  | TLH351 |  | TMC |  | Rental | [7 empty] | BEDPATIENTELECTRIC-CHG Hospital Beds-Spirit Select |  | SPIRIT SELECT HI LO BED W/SCALE |  |  | BEDPATIENTELECTRIC-CHG Hospital Beds-Spirit Select | [6 empty] | Verified as Rental |  |  | MHHS-TIRR
NO | YES |  |  |  | TLH364 |  | CARROLL | SPIRIT SELECT |  |  | Rental | MHHS-TIRR |  |  |  | TLH364 |  | TMC |  | Rental | [7 empty] | BEDPATIENTELECTRIC-CHG Hospital Beds-Spirit Select |  | SPIRIT SELECT HI LO BED W/SCALE |  |  | BEDPATIENTELECTRIC-CHG Hospital Beds-Spirit Select | [6 empty] | Verified as Rental |  |  | MHHS-TIRR
NO | YES |  |  |  | TLH416 |  | CARROLL | SPIRIT SELECT |  |  | Rental | MHHS-TIRR |  |  |  | TLH416 |  | TMC |  | Rental | [7 empty] | BEDPATIENTELECTRIC-CHG Hospital Beds-Spirit Select |  | SPIRIT SELECT HI LO BED W/SCALE |  |  | BEDPATIENTELECTRIC-CHG Hospital Beds-Spirit Select | [6 empty] | Verified as Rental |  |  | MHHS-TIRR
NO | YES |  |  |  | TLH525 |  | CARROLL | SPIRIT SELECT |  |  | Rental | MHHS-TIRR |  |  |  | TLH525 |  | TMC |  | Rental | [7 empty] | BEDPATIENTELECTRIC-CHG Hospital Beds-Spirit Select |  | SPIRIT SELECT HI LO BED W/SCALE |  |  | BEDPATIENTELECTRIC-CHG Hospital Beds-Spirit Select | [6 empty] | Verified as Rental |  |  | MHHS-TIRR
NO | YES |  |  |  | TLH533 |  | CARROLL | SPIRIT SELECT |  |  | Rental | MHHS-TIRR |  |  |  | TLH533 |  | TMC |  | Rental | [7 empty] | BEDPATIENTELECTRIC-CHG Hospital Beds-Spirit Select |  | SPIRIT SELECT HI LO BED W/SCALE |  |  | BEDPATIENTELECTRIC-CHG Hospital Beds-Spirit Select | [6 empty] | Verified as Rental |  |  | MHHS-TIRR
NO | YES |  |  |  | TLH538 |  | CARROLL | SPIRIT SELECT |  |  | Rental | MHHS-TIRR |  |  |  | TLH538 |  | TMC |  | Rental | [7 empty] | BEDPATIENTELECTRIC-CHG Hospital Beds-Spirit Select |  | SPIRIT SELECT HI LO BED W/SCALE |  |  | BEDPATIENTELECTRIC-CHG Hospital Beds-Spirit Select | [6 empty] | Verified as Rental |  |  | MHHS-TIRR
NO | YES |  |  |  | TLH620 |  | CARROLL | SPIRIT SELECT |  |  | Rental | MHHS-TIRR |  |  |  | TLH620 |  | TMC |  | Rental | [7 empty] | BEDPATIENTELECTRIC-CHG Hospital Beds-Spirit Select |  | SPIRIT SELECT HI LO BED W/SCALE |  |  | BEDPATIENTELECTRIC-CHG Hospital Beds-Spirit Select | [6 empty] | Verified as Rental |  |  | MHHS-TIRR
NO | YES |  |  |  | TLH632 |  | CARROLL | SPIRIT SELECT |  |  | Rental | MHHS-TIRR |  |  |  | TLH632 |  | TMC |  | Rental | [7 empty] | BEDPATIENTELECTRIC-CHG Hospital Beds-Spirit Select |  | SPIRIT SELECT HI LO BED W/SCALE |  |  | BEDPATIENTELECTRIC-CHG Hospital Beds-Spirit Select | [6 empty] | Verified as Rental |  |  | MHHS-TIRR
NO | YES |  |  |  | TLH736 |  | CARROLL | SPIRIT SELECT |  |  | Rental | MHHS-TIRR |  |  |  | TLH736 |  | TMC |  | Rental | [7 empty] | BEDPATIENTELECTRIC-CHG Hospital Beds-Spirit Select |  | SPIRIT SELECT HI LO BED W/SCALE |  |  | BEDPATIENTELECTRIC-CHG Hospital Beds-Spirit Select | [6 empty] | Verified as Rental |  |  | MHHS-TIRR
NO | YES |  |  |  | TQO115 |  | CARROLL | SPIRIT SELECT |  |  | Rental | MHHS-TIRR |  |  |  | TQO115 |  | TMC |  | Rental | [7 empty] | BEDPATIENTELECTRIC-CHG Hospital Beds-Spirit Select |  | SPIRIT SELECT HI LO BED-REVISED SOFTWARE |  |  | BEDPATIENTELECTRIC-CHG Hospital Beds-Spirit Select | [6 empty] | Verified as Rental |  |  | MHHS-TIRR
NO | YES |  |  |  | TQO117 |  | CARROLL | SPIRIT SELECT |  |  | Rental | MHHS-TIRR |  |  |  | TQO117 |  | TMC |  | Rental | [7 empty] | BEDPATIENTELECTRIC-CHG Hospital Beds-Spirit Select |  | SPIRIT SELECT HI LO BED-REVISED SOFTWARE |  |  | BEDPATIENTELECTRIC-CHG Hospital Beds-Spirit Select | [6 empty] | Verified as Rental |  |  | MHHS-TIRR
NO | YES |  |  |  | TLH114 |  | CARROLL | SPIRIT SELECT |  | CH517306 | Rental | MHHS-Southeast |  |  |  | TLH114 |  | Southeast & Bay Area |  | Rental | [7 empty] | BEDPATIENTELECTRIC-CHG Hospital Beds-Spirit Select |  | SPIRIT SELECT HI LO BED W/SCALE |  |  | BEDPATIENTELECTRIC-CHG Hospital Beds-Spirit Select | [6 empty] | Verified as Rental |  |  | MHHS-Southeast
NO | YES |  |  |  | TLH115 |  | CARROLL | SPIRIT SELECT |  | CH481995 | Rental | MHHS-Southeast |  |  |  | TLH115 |  | Southeast & Bay Area |  | Rental | [7 empty] | BEDPATIENTELECTRIC-CHG Hospital Beds-Spirit Select |  | SPIRIT SELECT HI LO BED W/SCALE |  |  | BEDPATIENTELECTRIC-CHG Hospital Beds-Spirit Select | [6 empty] | Verified as Rental |  |  | MHHS-Southeast
NO | YES |  |  |  | TLH293 |  | CARROLL | SPIRIT SELECT |  |  | Rental | MHHS-Southeast |  |  |  | TLH293 |  | Southeast & Bay Area |  | Rental | [7 empty] | BEDPATIENTELECTRIC-CHG Hospital Beds-Spirit Select |  | SPIRIT SELECT HI LO BED W/SCALE |  |  | BEDPATIENTELECTRIC-CHG Hospital Beds-Spirit Select | [6 empty] | Verified as Rental |  |  | MHHS-Southeast
NO | YES |  |  |  | TLH317 |  | CARROLL | SPIRIT SELECT |  |  | Rental | MHHS-Southeast |  |  |  | TLH317 |  | Southeast & Bay Area |  | Rental | [7 empty] | BEDPATIENTELECTRIC-CHG Hospital Beds-Spirit Select |  | SPIRIT SELECT HI LO BED W/SCALE |  |  | BEDPATIENTELECTRIC-CHG Hospital Beds-Spirit Select | [6 empty] | Verified as Rental |  |  | MHHS-Southeast
NO | YES |  |  |  | TLH368 |  | CARROLL | SPIRIT SELECT |  |  | Rental | MHHS-Southeast |  |  |  | TLH368 |  | Southeast & Bay Area |  | Rental | [7 empty] | BEDPATIENTELECTRIC-CHG Hospital Beds-Spirit Select |  | SPIRIT SELECT HI LO BED W/SCALE |  |  | BEDPATIENTELECTRIC-CHG Hospital Beds-Spirit Select | [6 empty] | Verified as Rental |  |  | MHHS-Southeast
NO | YES |  |  |  | TLH527 |  | CARROLL | SPIRIT SELECT |  |  | Rental | MHHS-Southeast |  |  |  | TLH527 |  | Southeast & Bay Area |  | Rental | [7 empty] | BEDPATIENTELECTRIC-CHG Hospital Beds-Spirit Select |  | SPIRIT SELECT HI LO BED W/SCALE |  |  | BEDPATIENTELECTRIC-CHG Hospital Beds-Spirit Select | [6 empty] | Verified as Rental |  |  | MHHS-Southeast
NO | YES |  |  |  | TQO114 |  | CARROLL | SPIRIT SELECT |  |  | Rental | MHHS-Southeast |  |  |  | TQO114 |  | Southeast & Bay Area |  | Rental | [7 empty] | BEDPATIENTELECTRIC-CHG Hospital Beds-Spirit Select |  | SPIRIT SELECT HI LO BED-REVISED SOFTWARE |  |  | BEDPATIENTELECTRIC-CHG Hospital Beds-Spirit Select | [6 empty] | Verified as Rental |  |  | MHHS-Southeast
NO | YES |  |  |  | TLH102 |  | CARROLL | SPIRIT SELECT |  | CH513021 | Rental | MHHS-Southwest |  |  |  | TLH102 |  | Southwest |  | Rental | [7 empty] | BEDPATIENTELECTRIC-CHG Hospital Beds-Spirit Select |  | SPIRIT SELECT HI LO BED W/SCALE |  |  | BEDPATIENTELECTRIC-CHG Hospital Beds-Spirit Select | [6 empty] | Verified as Rental |  |  | MHHS-Southwest
NO | YES |  |  |  | TLH159 |  | CARROLL | SPIRIT SELECT |  | CH525638 | Rental | MHHS-Southwest |  |  |  | TLH159 |  | Southwest |  | Rental | [7 empty] | BEDPATIENTELECTRIC-CHG Hospital Beds-Spirit Select |  | SPIRIT SELECT HI LO BED W/SCALE |  |  | BEDPATIENTELECTRIC-CHG Hospital Beds-Spirit Select | [6 empty] | Verified as Rental |  |  | MHHS-Southwest
NO | YES |  |  |  | TLH165 |  | CARROLL | SPIRIT SELECT |  | CH525642 | Rental | MHHS-Southwest |  |  |  | TLH165 |  | Southwest |  | Rental | [7 empty] | BEDPATIENTELECTRIC-CHG Hospital Beds-Spirit Select |  | SPIRIT SELECT HI LO BED W/SCALE |  |  | BEDPATIENTELECTRIC-CHG Hospital Beds-Spirit Select | [6 empty] | Verified as Rental |  |  | MHHS-Southwest
NO | YES |  |  |  | TLH171 |  | CARROLL | SPIRIT SELECT |  | CH525165 | Rental | MHHS-Southwest |  |  |  | TLH171 |  | Southwest |  | Rental | [7 empty] | BEDPATIENTELECTRIC-CHG Hospital Beds-Spirit Select |  | SPIRIT SELECT HI LO BED W/SCALE |  |  | BEDPATIENTELECTRIC-CHG Hospital Beds-Spirit Select | [6 empty] | Verified as Rental |  |  | MHHS-Southwest
NO | YES |  |  |  | TLH179 |  | CARROLL | SPIRIT SELECT |  | CH528256 | Rental | MHHS-Southwest |  |  |  | TLH179 |  | Southwest |  | Rental | [7 empty] | BEDPATIENTELECTRIC-CHG Hospital Beds-Spirit Select |  | SPIRIT SELECT HI LO BED W/SCALE |  |  | BEDPATIENTELECTRIC-CHG Hospital Beds-Spirit Select | [6 empty] | Verified as Rental |  |  | MHHS-Southwest
NO | YES |  |  |  | TLH181 |  | CARROLL | SPIRIT SELECT |  | CH528253 | Rental | MHHS-Southwest |  |  |  | TLH181 |  | Southwest |  | Rental | [7 empty] | BEDPATIENTELECTRIC-CHG Hospital Beds-Spirit Select |  | SPIRIT SELECT HI LO BED W/SCALE |  |  | BEDPATIENTELECTRIC-CHG Hospital Beds-Spirit Select | [6 empty] | Verified as Rental |  |  | MHHS-Southwest
NO | YES |  |  |  | TLH193 |  | CARROLL | SPIRIT SELECT |  | CH528226 | Rental | MHHS-Southwest |  |  |  | TLH193 |  | Southwest |  | Rental | [7 empty] | BEDPATIENTELECTRIC-CHG Hospital Beds-Spirit Select |  | SPIRIT SELECT HI LO BED W/SCALE |  |  | BEDPATIENTELECTRIC-CHG Hospital Beds-Spirit Select | [6 empty] | Verified as Rental |  |  | MHHS-Southwest
NO | YES |  |  |  | TLH215 |  | CARROLL | SPIRIT SELECT |  |  | Rental | MHHS-Southwest |  |  |  | TLH215 |  | Southwest |  | Rental | [7 empty] | BEDPATIENTELECTRIC-CHG Hospital Beds-Spirit Select |  | SPIRIT SELECT HI LO BED W/SCALE |  |  | BEDPATIENTELECTRIC-CHG Hospital Beds-Spirit Select | [6 empty] | Verified as Rental |  |  | MHHS-Southwest
NO | YES |  |  |  | TLH262 |  | CARROLL | SPIRIT SELECT |  |  | Rental | MHHS-Southwest |  |  |  | TLH262 |  | Southwest |  | Rental | [7 empty] | BEDPATIENTELECTRIC-CHG Hospital Beds-Spirit Select |  | SPIRIT SELECT HI LO BED W/SCALE |  |  | BEDPATIENTELECTRIC-CHG Hospital Beds-Spirit Select | [6 empty] | Verified as Rental |  |  | MHHS-Southwest
NO | YES |  |  |  | TLH311 |  | CARROLL | SPIRIT SELECT |  |  | Rental | MHHS-Southwest |  |  |  | TLH311 |  | Southwest |  | Rental | [7 empty] | BEDPATIENTELECTRIC-CHG Hospital Beds-Spirit Select |  | SPIRIT SELECT HI LO BED W/SCALE |  |  | BEDPATIENTELECTRIC-CHG Hospital Beds-Spirit Select | [6 empty] | Verified as Rental |  |  | MHHS-Southwest
NO | YES |  |  |  | TLH326 |  | CARROLL | SPIRIT SELECT |  |  | Rental | MHHS-Southwest |  |  |  | TLH326 |  | Southwest |  | Rental | [7 empty] | BEDPATIENTELECTRIC-CHG Hospital Beds-Spirit Select |  | SPIRIT SELECT HI LO BED W/SCALE |  |  | BEDPATIENTELECTRIC-CHG Hospital Beds-Spirit Select | [6 empty] | Verified as Rental |  |  | MHHS-Southwest
NO | YES |  |  |  | TLH353 |  | CARROLL | SPIRIT SELECT |  |  | Rental | MHHS-Southwest |  |  |  | TLH353 |  | Southwest |  | Rental | [7 empty] | BEDPATIENTELECTRIC-CHG Hospital Beds-Spirit Select |  | SPIRIT SELECT HI LO BED W/SCALE |  |  | BEDPATIENTELECTRIC-CHG Hospital Beds-Spirit Select | [6 empty] | Verified as Rental |  |  | MHHS-Southwest
NO | YES |  |  |  | TLH407 |  | CARROLL | SPIRIT SELECT |  |  | Rental | MHHS-Southwest |  |  |  | TLH407 |  | Southwest |  | Rental | [7 empty] | BEDPATIENTELECTRIC-CHG Hospital Beds-Spirit Select |  | SPIRIT SELECT HI LO BED W/SCALE |  |  | BEDPATIENTELECTRIC-CHG Hospital Beds-Spirit Select | [6 empty] | Verified as Rental |  |  | MHHS-Southwest
NO | YES |  |  |  | TLH417 |  | CARROLL | SPIRIT SELECT |  |  | Rental | MHHS-Southwest |  |  |  | TLH417 |  | Southwest |  | Rental | [7 empty] | BEDPATIENTELECTRIC-CHG Hospital Beds-Spirit Select |  | SPIRIT SELECT HI LO BED W/SCALE |  |  | BEDPATIENTELECTRIC-CHG Hospital Beds-Spirit Select | [6 empty] | Verified as Rental |  |  | MHHS-Southwest
NO | YES |  |  |  | TLH424 |  | CARROLL | SPIRIT SELECT |  |  | Rental | MHHS-Southwest |  |  |  | TLH424 |  | Southwest |  | Rental | [7 empty] | BEDPATIENTELECTRIC-CHG Hospital Beds-Spirit Select |  | SPIRIT SELECT HI LO BED W/SCALE |  |  | BEDPATIENTELECTRIC-CHG Hospital Beds-Spirit Select | [6 empty] | Verified as Rental |  |  | MHHS-Southwest
NO | YES |  |  |  | TLH451 |  | CARROLL | SPIRIT SELECT |  |  | Rental | MHHS-Southwest |  |  |  | TLH451 |  | Southwest |  | Rental | [7 empty] | BEDPATIENTELECTRIC-CHG Hospital Beds-Spirit Select |  | SPIRIT SELECT HI LO BED W/SCALE |  |  | BEDPATIENTELECTRIC-CHG Hospital Beds-Spirit Select | [6 empty] | Verified as Rental |  |  | MHHS-Southwest
NO | YES |  |  |  | TLH470 |  | CARROLL | SPIRIT SELECT |  |  | Rental | MHHS-Southwest |  |  |  | TLH470 |  | Southwest |  | Rental | [7 empty] | BEDPATIENTELECTRIC-CHG Hospital Beds-Spirit Select |  | SPIRIT SELECT HI LO BED W/SCALE |  |  | BEDPATIENTELECTRIC-CHG Hospital Beds-Spirit Select | [6 empty] | Verified as Rental |  |  | MHHS-Southwest
NO | YES |  |  |  | TLH476 |  | CARROLL | SPIRIT SELECT |  |  | Rental | MHHS-Southwest |  |  |  | TLH476 |  | Southwest |  | Rental | [7 empty] | BEDPATIENTELECTRIC-CHG Hospital Beds-Spirit Select |  | SPIRIT SELECT HI LO BED W/SCALE |  |  | BEDPATIENTELECTRIC-CHG Hospital Beds-Spirit Select | [6 empty] | Verified as Rental |  |  | MHHS-Southwest
NO | YES |  |  |  | TLH615 |  | CARROLL | SPIRIT SELECT |  |  | Rental | MHHS-Southwest |  |  |  | TLH615 |  | Southwest |  | Rental | [7 empty] | BEDPATIENTELECTRIC-CHG Hospital Beds-Spirit Select |  | SPIRIT SELECT HI LO BED W/SCALE |  |  | BEDPATIENTELECTRIC-CHG Hospital Beds-Spirit Select | [6 empty] | Verified as Rental |  |  | MHHS-Southwest
NO | YES |  |  |  | TLH621 |  | CARROLL | SPIRIT SELECT |  |  | Rental | MHHS-Southwest |  |  |  | TLH621 |  | Southwest |  | Rental | [7 empty] | BEDPATIENTELECTRIC-CHG Hospital Beds-Spirit Select |  | SPIRIT SELECT HI LO BED W/SCALE |  |  | BEDPATIENTELECTRIC-CHG Hospital Beds-Spirit Select | [6 empty] | Verified as Rental |  |  | MHHS-Southwest
NO | YES |  |  |  | TLH651 |  | CARROLL | SPIRIT SELECT |  |  | Rental | MHHS-Southwest |  |  |  | TLH651 |  | Southwest |  | Rental | [7 empty] | BEDPATIENTELECTRIC-CHG Hospital Beds-Spirit Select |  | SPIRIT SELECT HI LO BED W/SCALE |  |  | BEDPATIENTELECTRIC-CHG Hospital Beds-Spirit Select | [6 empty] | Verified as Rental |  |  | MHHS-Southwest
NO | YES |  |  |  | TLH692 |  | CARROLL | SPIRIT SELECT |  |  | Rental | MHHS-Southwest |  |  |  | TLH692 |  | Southwest |  | Rental | [7 empty] | BEDPATIENTELECTRIC-CHG Hospital Beds-Spirit Select |  | SPIRIT SELECT HI LO BED W/SCALE |  |  | BEDPATIENTELECTRIC-CHG Hospital Beds-Spirit Select | [6 empty] | Verified as Rental |  |  | MHHS-Southwest
NO | YES |  |  |  | TLH700 |  | CARROLL | SPIRIT SELECT |  |  | Rental | MHHS-Southwest |  |  |  | TLH700 |  | Southwest |  | Rental | [7 empty] | BEDPATIENTELECTRIC-CHG Hospital Beds-Spirit Select |  | SPIRIT SELECT HI LO BED W/SCALE |  |  | BEDPATIENTELECTRIC-CHG Hospital Beds-Spirit Select | [6 empty] | Verified as Rental |  |  | MHHS-Southwest
NO | YES |  |  |  | TLH709 |  | CARROLL | SPIRIT SELECT |  |  | Rental | MHHS-Southwest |  |  |  | TLH709 |  | Southwest |  | Rental | [7 empty] | BEDPATIENTELECTRIC-CHG Hospital Beds-Spirit Select |  | SPIRIT SELECT HI LO BED W/SCALE |  |  | BEDPATIENTELECTRIC-CHG Hospital Beds-Spirit Select | [6 empty] | Verified as Rental |  |  | MHHS-Southwest
NO | YES |  |  |  | TQO109 |  | CARROLL | SPIRIT SELECT |  |  | Rental | MHHS-Southwest |  |  |  | TQO109 |  | Southwest |  | Rental | [7 empty] | BEDPATIENTELECTRIC-CHG Hospital Beds-Spirit Select |  | SPIRIT SELECT HI LO BED-REVISED SOFTWARE |  |  | BEDPATIENTELECTRIC-CHG Hospital Beds-Spirit Select | [6 empty] | Verified as Rental |  |  | MHHS-Southwest
NO | YES |  |  |  | TQO110 |  | CARROLL | SPIRIT SELECT |  |  | Rental | MHHS-Southwest |  |  |  | TQO110 |  | Southwest |  | Rental | [7 empty] | BEDPATIENTELECTRIC-CHG Hospital Beds-Spirit Select |  | SPIRIT SELECT HI LO BED-REVISED SOFTWARE |  |  | BEDPATIENTELECTRIC-CHG Hospital Beds-Spirit Select | [6 empty] | Verified as Rental |  |  | MHHS-Southwest
NO | YES |  |  |  | TLH141 |  | CARROLL | SPIRIT SELECT |  | CH523364 | Rental | MHHS-TMC |  |  |  | TLH141 |  | TMC |  | Rental | [7 empty] | BEDPATIENTELECTRIC-CHG Hospital Beds-Spirit Select |  | SPIRIT SELECT HI LO BED W/SCALE |  |  | BEDPATIENTELECTRIC-CHG Hospital Beds-Spirit Select | [6 empty] | Verified as Rental |  |  | MHHS-TMC
NO | YES |  |  |  | TLH149 |  | CARROLL | SPIRIT SELECT |  | CH526070 | Rental | MHHS-TMC |  |  |  | TLH149 |  | TMC |  | Rental | [7 empty] | BEDPATIENTELECTRIC-CHG Hospital Beds-Spirit Select |  | SPIRIT SELECT HI LO BED W/SCALE |  |  | BEDPATIENTELECTRIC-CHG Hospital Beds-Spirit Select | [6 empty] | Verified as Rental |  |  | MHHS-TMC
NO | YES |  |  |  | TLH151 |  | CARROLL | SPIRIT SELECT |  | CH525170 | Rental | MHHS-TMC |  |  |  | TLH151 |  | TMC |  | Rental | [7 empty] | BEDPATIENTELECTRIC-CHG Hospital Beds-Spirit Select |  | SPIRIT SELECT HI LO BED W/SCALE |  |  | BEDPATIENTELECTRIC-CHG Hospital Beds-Spirit Select | [6 empty] | Verified as Rental |  |  | MHHS-TMC
NO | YES |  |  |  | TLH166 |  | CARROLL | SPIRIT SELECT |  | CH525162 | Rental | MHHS-TMC |  |  |  | TLH166 |  | TMC |  | Rental | [7 empty] | BEDPATIENTELECTRIC-CHG Hospital Beds-Spirit Select |  | SPIRIT SELECT HI LO BED W/SCALE |  |  | BEDPATIENTELECTRIC-CHG Hospital Beds-Spirit Select | [6 empty] | Verified as Rental |  |  | MHHS-TMC
NO | YES |  |  |  | TLH170 |  | CARROLL | SPIRIT SELECT |  | CH525160 | Rental | MHHS-TMC |  |  |  | TLH170 |  | TMC |  | Rental | [7 empty] | BEDPATIENTELECTRIC-CHG Hospital Beds-Spirit Select |  | SPIRIT SELECT HI LO BED W/SCALE |  |  | BEDPATIENTELECTRIC-CHG Hospital Beds-Spirit Select | [6 empty] | Verified as Rental |  |  | MHHS-TMC
NO | YES |  |  |  | TLH173 |  | CARROLL | SPIRIT SELECT |  | CH526395 | Rental | MHHS-TMC |  |  |  | TLH173 |  | TMC |  | Rental | [7 empty] | BEDPATIENTELECTRIC-CHG Hospital Beds-Spirit Select |  | SPIRIT SELECT HI LO BED W/SCALE |  |  | BEDPATIENTELECTRIC-CHG Hospital Beds-Spirit Select | [6 empty] | Verified as Rental |  |  | MHHS-TMC
NO | YES |  |  |  | TLH176 |  | CARROLL | SPIRIT SELECT |  | CH528216 | Rental | MHHS-TMC |  |  |  | TLH176 |  | TMC |  | Rental | [7 empty] | BEDPATIENTELECTRIC-CHG Hospital Beds-Spirit Select |  | SPIRIT SELECT HI LO BED W/SCALE |  |  | BEDPATIENTELECTRIC-CHG Hospital Beds-Spirit Select | [6 empty] | Verified as Rental |  |  | MHHS-TMC
NO | YES |  |  |  | TLH184 |  | CARROLL | SPIRIT SELECT |  | CH528258 | Rental | MHHS-TMC |  |  |  | TLH184 |  | TMC |  | Rental | [7 empty] | BEDPATIENTELECTRIC-CHG Hospital Beds-Spirit Select |  | SPIRIT SELECT HI LO BED W/SCALE |  |  | BEDPATIENTELECTRIC-CHG Hospital Beds-Spirit Select | [6 empty] | Verified as Rental |  |  | MHHS-TMC
NO | YES |  |  |  | TLH196 |  | CARROLL | SPIRIT SELECT |  | CH528237 | Rental | MHHS-TMC |  |  |  | TLH196 |  | TMC |  | Rental | [7 empty] | BEDPATIENTELECTRIC-CHG Hospital Beds-Spirit Select |  | SPIRIT SELECT HI LO BED W/SCALE |  |  | BEDPATIENTELECTRIC-CHG Hospital Beds-Spirit Select | [6 empty] | Verified as Rental |  |  | MHHS-TMC
NO | YES |  |  |  | TLH199 |  | CARROLL | SPIRIT SELECT |  |  | Rental | MHHS-TMC |  |  |  | TLH199 |  | TMC |  | Rental | [7 empty] | BEDPATIENTELECTRIC-CHG Hospital Beds-Spirit Select |  | SPIRIT SELECT HI LO BED W/SCALE |  |  | BEDPATIENTELECTRIC-CHG Hospital Beds-Spirit Select | [6 empty] | Verified as Rental |  |  | MHHS-TMC
NO | YES |  |  |  | TLH213 |  | CARROLL | SPIRIT SELECT |  |  | Rental | MHHS-TMC |  |  |  | TLH213 |  | TMC |  | Rental | [7 empty] | BEDPATIENTELECTRIC-CHG Hospital Beds-Spirit Select |  | SPIRIT SELECT HI LO BED W/SCALE |  |  | BEDPATIENTELECTRIC-CHG Hospital Beds-Spirit Select | [6 empty] | Verified as Rental |  |  | MHHS-TMC
NO | YES |  |  |  | TLH227 |  | CARROLL | SPIRIT SELECT |  |  | Rental | MHHS-TMC |  |  |  | TLH227 |  | TMC |  | Rental | [7 empty] | BEDPATIENTELECTRIC-CHG Hospital Beds-Spirit Select |  | SPIRIT SELECT HI LO BED W/SCALE |  |  | BEDPATIENTELECTRIC-CHG Hospital Beds-Spirit Select | [6 empty] | Verified as Rental |  |  | MHHS-TMC
NO | YES |  |  |  | TLH261 |  | CARROLL | SPIRIT SELECT |  |  | Rental | MHHS-TMC |  |  |  | TLH261 |  | TMC |  | Rental | [7 empty] | BEDPATIENTELECTRIC-CHG Hospital Beds-Spirit Select |  | SPIRIT SELECT HI LO BED W/SCALE |  |  | BEDPATIENTELECTRIC-CHG Hospital Beds-Spirit Select | [6 empty] | Verified as Rental |  |  | MHHS-TMC
NO | YES |  |  |  | TLH267 |  | CARROLL | SPIRIT SELECT |  |  | Rental | MHHS-TMC |  |  |  | TLH267 |  | TMC |  | Rental | [7 empty] | BEDPATIENTELECTRIC-CHG Hospital Beds-Spirit Select |  | SPIRIT SELECT HI LO BED W/SCALE |  |  | BEDPATIENTELECTRIC-CHG Hospital Beds-Spirit Select | [6 empty] | Verified as Rental |  |  | MHHS-TMC
NO | YES |  |  |  | TLH283 |  | CARROLL | SPIRIT SELECT |  |  | Rental | MHHS-TMC |  |  |  | TLH283 |  | TMC |  | Rental | [7 empty] | BEDPATIENTELECTRIC-CHG Hospital Beds-Spirit Select |  | SPIRIT SELECT HI LO BED W/SCALE |  |  | BEDPATIENTELECTRIC-CHG Hospital Beds-Spirit Select | [6 empty] | Verified as Rental |  |  | MHHS-TMC
NO | YES |  |  |  | TLH284 |  | CARROLL | SPIRIT SELECT |  | 40904001-1 | Rental | MHHS-TMC |  |  |  | TLH284 |  | TMC |  | Rental | [7 empty] | BEDPATIENTELECTRIC-CHG Hospital Beds-Spirit Select |  | SPIRIT SELECT HI LO BED W/SCALE |  |  | BEDPATIENTELECTRIC-CHG Hospital Beds-Spirit Select | [6 empty] | Verified as Rental |  |  | MHHS-TMC
NO | YES |  |  |  | TLH287 |  | CARROLL | SPIRIT SELECT |  |  | Rental | MHHS-TMC |  |  |  | TLH287 |  | TMC |  | Rental | [7 empty] | BEDPATIENTELECTRIC-CHG Hospital Beds-Spirit Select |  | SPIRIT SELECT HI LO BED W/SCALE |  |  | BEDPATIENTELECTRIC-CHG Hospital Beds-Spirit Select | [6 empty] | Verified as Rental |  |  | MHHS-TMC
NO | YES |  |  |  | TLH307 |  | CARROLL | SPIRIT SELECT |  |  | Rental | MHHS-TMC |  |  |  | TLH307 |  | TMC |  | Rental | [7 empty] | BEDPATIENTELECTRIC-CHG Hospital Beds-Spirit Select |  | SPIRIT SELECT HI LO BED W/SCALE |  |  | BEDPATIENTELECTRIC-CHG Hospital Beds-Spirit Select | [6 empty] | Verified as Rental |  |  | MHHS-TMC
NO | YES |  |  |  | TLH314 |  | CARROLL | SPIRIT SELECT |  |  | Rental | MHHS-TMC |  |  |  | TLH314 |  | TMC |  | Rental | [7 empty] | BEDPATIENTELECTRIC-CHG Hospital Beds-Spirit Select |  | SPIRIT SELECT HI LO BED W/SCALE |  |  | BEDPATIENTELECTRIC-CHG Hospital Beds-Spirit Select | [6 empty] | Verified as Rental |  |  | MHHS-TMC
NO | YES |  |  |  | TLH325 |  | CARROLL | SPIRIT SELECT |  |  | Rental | MHHS-TMC |  |  |  | TLH325 |  | TMC |  | Rental | [7 empty] | BEDPATIENTELECTRIC-CHG Hospital Beds-Spirit Select |  | SPIRIT SELECT HI LO BED W/SCALE |  |  | BEDPATIENTELECTRIC-CHG Hospital Beds-Spirit Select | [6 empty] | Verified as Rental |  |  | MHHS-TMC
NO | YES |  |  |  | TLH328 |  | CARROLL | SPIRIT SELECT |  |  | Rental | MHHS-TMC |  |  |  | TLH328 |  | TMC |  | Rental | [7 empty] | BEDPATIENTELECTRIC-CHG Hospital Beds-Spirit Select |  | SPIRIT SELECT HI LO BED W/SCALE |  |  | BEDPATIENTELECTRIC-CHG Hospital Beds-Spirit Select | [6 empty] | Verified as Rental |  |  | MHHS-TMC
NO | YES |  |  |  | TLH355 |  | CARROLL | SPIRIT SELECT |  |  | Rental | MHHS-TMC |  |  |  | TLH355 |  | TMC |  | Rental | [7 empty] | BEDPATIENTELECTRIC-CHG Hospital Beds-Spirit Select |  | SPIRIT SELECT HI LO BED W/SCALE |  |  | BEDPATIENTELECTRIC-CHG Hospital Beds-Spirit Select | [6 empty] | Verified as Rental |  |  | MHHS-TMC
NO | YES |  |  |  | TLH363 |  | CARROLL | SPIRIT SELECT |  |  | Rental | MHHS-TMC |  |  |  | TLH363 |  | TMC |  | Rental | [7 empty] | BEDPATIENTELECTRIC-CHG Hospital Beds-Spirit Select |  | SPIRIT SELECT HI LO BED W/SCALE |  |  | BEDPATIENTELECTRIC-CHG Hospital Beds-Spirit Select | [6 empty] | Verified as Rental |  |  | MHHS-TMC
NO | YES |  |  |  | TLH371 |  | CARROLL | SPIRIT SELECT |  |  | Rental | MHHS-TMC |  |  |  | TLH371 |  | TMC |  | Rental | [7 empty] | BEDPATIENTELECTRIC-CHG Hospital Beds-Spirit Select |  | SPIRIT SELECT HI LO BED W/SCALE |  |  | BEDPATIENTELECTRIC-CHG Hospital Beds-Spirit Select | [6 empty] | Verified as Rental |  |  | MHHS-TMC
NO | YES |  |  |  | TLH376 |  | CARROLL | SPIRIT SELECT |  |  | Rental | MHHS-TMC |  |  |  | TLH376 |  | TMC |  | Rental | [7 empty] | BEDPATIENTELECTRIC-CHG Hospital Beds-Spirit Select |  | SPIRIT SELECT HI LO BED W/SCALE |  |  | BEDPATIENTELECTRIC-CHG Hospital Beds-Spirit Select | [6 empty] | Verified as Rental |  |  | MHHS-TMC
NO | YES | Serial Number 30906304 |  |  | TLH385 |  | CARROLL | SPIRIT SELECT |  |  | Rental | MHHS-TMC |  |  |  | TLH385 |  | TMC |  | Rental | [7 empty] | BEDPATIENTELECTRIC-CHG Hospital Beds-Spirit Select |  | SPIRIT SELECT HI LO BED W/SCALE |  |  | BEDPATIENTELECTRIC-CHG Hospital Beds-Spirit Select | [6 empty] | Verified as Rental |  |  | MHHS-TMC
NO | YES |  |  |  | TLH391 |  | CARROLL | SPIRIT SELECT |  |  | Rental | MHHS-TMC |  |  |  | TLH391 |  | TMC |  | Rental | [7 empty] | BEDPATIENTELECTRIC-CHG Hospital Beds-Spirit Select |  | SPIRIT SELECT HI LO BED W/SCALE |  |  | BEDPATIENTELECTRIC-CHG Hospital Beds-Spirit Select | [6 empty] | Verified as Rental |  |  | MHHS-TMC
NO | YES |  |  |  | TLH403 |  | CARROLL | SPIRIT SELECT |  |  | Rental | MHHS-TMC |  |  |  | TLH403 |  | TMC |  | Rental | [7 empty] | BEDPATIENTELECTRIC-CHG Hospital Beds-Spirit Select |  | SPIRIT SELECT HI LO BED W/SCALE |  |  | BEDPATIENTELECTRIC-CHG Hospital Beds-Spirit Select | [6 empty] | Verified as Rental |  |  | MHHS-TMC
NO | YES |  |  |  | TLH406 |  | CARROLL | SPIRIT SELECT |  |  | Rental | MHHS-TMC |  |  |  | TLH406 |  | TMC |  | Rental | [7 empty] | BEDPATIENTELECTRIC-CHG Hospital Beds-Spirit Select |  | SPIRIT SELECT HI LO BED W/SCALE |  |  | BEDPATIENTELECTRIC-CHG Hospital Beds-Spirit Select | [6 empty] | Verified as Rental |  |  | MHHS-TMC
NO | YES |  |  |  | TLH415 |  | CARROLL | SPIRIT SELECT |  |  | Rental | MHHS-TMC |  |  |  | TLH415 |  | TMC |  | Rental | [7 empty] | BEDPATIENTELECTRIC-CHG Hospital Beds-Spirit Select |  | SPIRIT SELECT HI LO BED W/SCALE |  |  | BEDPATIENTELECTRIC-CHG Hospital Beds-Spirit Select | [6 empty] | Verified as Rental |  |  | MHHS-TMC
NO | YES |  |  |  | TLH418 |  | CARROLL | SPIRIT SELECT |  |  | Rental | MHHS-TMC |  |  |  | TLH418 |  | TMC |  | Rental | [7 empty] | BEDPATIENTELECTRIC-CHG Hospital Beds-Spirit Select |  | SPIRIT SELECT HI LO BED W/SCALE |  |  | BEDPATIENTELECTRIC-CHG Hospital Beds-Spirit Select | [6 empty] | Verified as Rental |  |  | MHHS-TMC
NO | YES |  |  |  | TLH421 |  | CARROLL | SPIRIT SELECT |  |  | Rental | MHHS-TMC |  |  |  | TLH421 |  | TMC |  | Rental | [7 empty] | BEDPATIENTELECTRIC-CHG Hospital Beds-Spirit Select |  | SPIRIT SELECT HI LO BED W/SCALE |  |  | BEDPATIENTELECTRIC-CHG Hospital Beds-Spirit Select | [6 empty] | Verified as Rental |  |  | MHHS-TMC
NO | YES |  |  |  | TLH436 |  | CARROLL | SPIRIT SELECT |  |  | Rental | MHHS-TMC |  |  |  | TLH436 |  | TMC |  | Rental | [7 empty] | BEDPATIENTELECTRIC-CHG Hospital Beds-Spirit Select |  | SPIRIT SELECT HI LO BED W/SCALE |  |  | BEDPATIENTELECTRIC-CHG Hospital Beds-Spirit Select | [6 empty] | Verified as Rental |  |  | MHHS-TMC
NO | YES | Serial Number 30910403 |  |  | TLH465 |  | CARROLL | SPIRIT SELECT |  |  | Rental | MHHS-TMC |  |  |  | TLH465 |  | TMC |  | Rental | [7 empty] | BEDPATIENTELECTRIC-CHG Hospital Beds-Spirit Select |  | SPIRIT SELECT HI LO BED W/SCALE |  |  | BEDPATIENTELECTRIC-CHG Hospital Beds-Spirit Select | [6 empty] | Verified as Rental |  |  | MHHS-TMC
NO | YES |  |  |  | TLH467 |  | CARROLL | SPIRIT SELECT |  |  | Rental | MHHS-TMC |  |  |  | TLH467 |  | TMC |  | Rental | [7 empty] | BEDPATIENTELECTRIC-CHG Hospital Beds-Spirit Select |  | SPIRIT SELECT HI LO BED W/SCALE |  |  | BEDPATIENTELECTRIC-CHG Hospital Beds-Spirit Select | [6 empty] | Verified as Rental |  |  | MHHS-TMC
NO | YES |  |  |  | TLH478 |  | CARROLL | SPIRIT SELECT |  |  | Rental | MHHS-TMC |  |  |  | TLH478 |  | TMC |  | Rental | [7 empty] | BEDPATIENTELECTRIC-CHG Hospital Beds-Spirit Select |  | SPIRIT SELECT HI LO BED W/SCALE |  |  | BEDPATIENTELECTRIC-CHG Hospital Beds-Spirit Select | [6 empty] | Verified as Rental |  |  | MHHS-TMC
NO | YES |  |  |  | TLH487 |  | CARROLL | SPIRIT SELECT |  |  | Rental | MHHS-TMC |  |  |  | TLH487 |  | TMC |  | Rental | [7 empty] | BEDPATIENTELECTRIC-CHG Hospital Beds-Spirit Select |  | SPIRIT SELECT HI LO BED W/SCALE |  |  | BEDPATIENTELECTRIC-CHG Hospital Beds-Spirit Select | [6 empty] | Verified as Rental |  |  | MHHS-TMC
NO | YES |  |  |  | TLH493 |  | CARROLL | SPIRIT SELECT |  |  | Rental | MHHS-TMC |  |  |  | TLH493 |  | TMC |  | Rental | [7 empty] | BEDPATIENTELECTRIC-CHG Hospital Beds-Spirit Select |  | SPIRIT SELECT HI LO BED W/SCALE |  |  | BEDPATIENTELECTRIC-CHG Hospital Beds-Spirit Select | [6 empty] | Verified as Rental |  |  | MHHS-TMC
NO | YES |  |  |  | TLH504 |  | CARROLL | SPIRIT SELECT |  |  | Rental | MHHS-TMC |  |  |  | TLH504 |  | TMC |  | Rental | [7 empty] | BEDPATIENTELECTRIC-CHG Hospital Beds-Spirit Select |  | SPIRIT SELECT HI LO BED W/SCALE |  |  | BEDPATIENTELECTRIC-CHG Hospital Beds-Spirit Select | [6 empty] | Verified as Rental |  |  | MHHS-TMC
NO | YES |  |  |  | TLH509 |  | CARROLL | SPIRIT SELECT |  |  | Rental | MHHS-TMC |  |  |  | TLH509 |  | TMC |  | Rental | [7 empty] | BEDPATIENTELECTRIC-CHG Hospital Beds-Spirit Select |  | SPIRIT SELECT HI LO BED W/SCALE |  |  | BEDPATIENTELECTRIC-CHG Hospital Beds-Spirit Select | [6 empty] | Verified as Rental |  |  | MHHS-TMC
NO | YES |  |  |  | TLH510 |  | CARROLL | SPIRIT SELECT |  |  | Rental | MHHS-TMC |  |  |  | TLH510 |  | TMC |  | Rental | [7 empty] | BEDPATIENTELECTRIC-CHG Hospital Beds-Spirit Select |  | SPIRIT SELECT HI LO BED W/SCALE |  |  | BEDPATIENTELECTRIC-CHG Hospital Beds-Spirit Select | [6 empty] | Verified as Rental |  |  | MHHS-TMC
NO | YES |  |  |  | TLH513 |  | CARROLL | SPIRIT SELECT |  |  | Rental | MHHS-TMC |  |  |  | TLH513 |  | TMC |  | Rental | [7 empty] | BEDPATIENTELECTRIC-CHG Hospital Beds-Spirit Select |  | SPIRIT SELECT HI LO BED W/SCALE |  |  | BEDPATIENTELECTRIC-CHG Hospital Beds-Spirit Select | [6 empty] | Verified as Rental |  |  | MHHS-TMC
NO | YES |  |  |  | TLH514 |  | CARROLL | SPIRIT SELECT |  |  | Rental | MHHS-TMC |  |  |  | TLH514 |  | TMC |  | Rental | [7 empty] | BEDPATIENTELECTRIC-CHG Hospital Beds-Spirit Select |  | SPIRIT SELECT HI LO BED W/SCALE |  |  | BEDPATIENTELECTRIC-CHG Hospital Beds-Spirit Select | [6 empty] | Verified as Rental |  |  | MHHS-TMC
NO | YES |  |  |  | TLH516 |  | CARROLL | SPIRIT SELECT |  |  | Rental | MHHS-TMC |  |  |  | TLH516 |  | TMC |  | Rental | [7 empty] | BEDPATIENTELECTRIC-CHG Hospital Beds-Spirit Select |  | SPIRIT SELECT HI LO BED W/SCALE |  |  | BEDPATIENTELECTRIC-CHG Hospital Beds-Spirit Select | [6 empty] | Verified as Rental |  |  | MHHS-TMC
NO | YES |  |  |  | TLH528 |  | CARROLL | SPIRIT SELECT |  |  | Rental | MHHS-TMC |  |  |  | TLH528 |  | TMC |  | Rental | [7 empty] | BEDPATIENTELECTRIC-CHG Hospital Beds-Spirit Select |  | SPIRIT SELECT HI LO BED W/SCALE |  |  | BEDPATIENTELECTRIC-CHG Hospital Beds-Spirit Select | [6 empty] | Verified as Rental |  |  | MHHS-TMC
NO | YES | Serial Number 40834403 |  |  | TLH529 |  | CARROLL | SPIRIT SELECT |  |  | Rental | MHHS-TMC |  |  |  | TLH529 |  | TMC |  | Rental | [7 empty] | BEDPATIENTELECTRIC-CHG Hospital Beds-Spirit Select |  | SPIRIT SELECT HI LO BED W/SCALE |  |  | BEDPATIENTELECTRIC-CHG Hospital Beds-Spirit Select | [6 empty] | Verified as Rental |  |  | MHHS-TMC
NO | YES |  |  |  | TLH535 |  | CARROLL | SPIRIT SELECT |  |  | Rental | MHHS-TMC |  |  |  | TLH535 |  | TMC |  | Rental | [7 empty] | BEDPATIENTELECTRIC-CHG Hospital Beds-Spirit Select |  | SPIRIT SELECT HI LO BED W/SCALE |  |  | BEDPATIENTELECTRIC-CHG Hospital Beds-Spirit Select | [6 empty] | Verified as Rental |  |  | MHHS-TMC
NO | YES |  |  |  | TLH537 |  | CARROLL | SPIRIT SELECT |  |  | Rental | MHHS-TMC |  |  |  | TLH537 |  | TMC |  | Rental | [7 empty] | BEDPATIENTELECTRIC-CHG Hospital Beds-Spirit Select |  | SPIRIT SELECT HI LO BED W/SCALE |  |  | BEDPATIENTELECTRIC-CHG Hospital Beds-Spirit Select | [6 empty] | Verified as Rental |  |  | MHHS-TMC
NO | YES |  |  |  | TLH554 |  | CARROLL | SPIRIT SELECT |  |  | Rental | MHHS-TMC |  |  |  | TLH554 |  | TMC |  | Rental | [7 empty] | BEDPATIENTELECTRIC-CHG Hospital Beds-Spirit Select |  | SPIRIT SELECT HI LO BED W/SCALE |  |  | BEDPATIENTELECTRIC-CHG Hospital Beds-Spirit Select | [6 empty] | Verified as Rental |  |  | MHHS-TMC
NO | YES |  |  |  | TLH558 |  | CARROLL | SPIRIT SELECT |  |  | Rental | MHHS-TMC |  |  |  | TLH558 |  | TMC |  | Rental | [7 empty] | BEDPATIENTELECTRIC-CHG Hospital Beds-Spirit Select |  | SPIRIT SELECT HI LO BED W/SCALE |  |  | BEDPATIENTELECTRIC-CHG Hospital Beds-Spirit Select | [6 empty] | Verified as Rental |  |  | MHHS-TMC
NO | YES |  |  |  | TLH564 |  | CARROLL | SPIRIT SELECT |  |  | Rental | MHHS-TMC |  |  |  | TLH564 |  | TMC |  | Rental | [7 empty] | BEDPATIENTELECTRIC-CHG Hospital Beds-Spirit Select |  | SPIRIT SELECT HI LO BED W/SCALE |  |  | BEDPATIENTELECTRIC-CHG Hospital Beds-Spirit Select | [6 empty] | Verified as Rental |  |  | MHHS-TMC
NO | YES |  |  |  | TLH568 |  | CARROLL | SPIRIT SELECT |  |  | Rental | MHHS-TMC |  |  |  | TLH568 |  | TMC |  | Rental | [7 empty] | BEDPATIENTELECTRIC-CHG Hospital Beds-Spirit Select |  | SPIRIT SELECT HI LO BED W/SCALE |  |  | BEDPATIENTELECTRIC-CHG Hospital Beds-Spirit Select | [6 empty] | Verified as Rental |  |  | MHHS-TMC
NO | YES |  |  |  | TLH594 |  | CARROLL | SPIRIT SELECT |  |  | Rental | MHHS-TMC |  |  |  | TLH594 |  | TMC |  | Rental | [7 empty] | BEDPATIENTELECTRIC-CHG Hospital Beds-Spirit Select |  | SPIRIT SELECT HI LO BED W/SCALE |  |  | BEDPATIENTELECTRIC-CHG Hospital Beds-Spirit Select | [6 empty] | Verified as Rental |  |  | MHHS-TMC
NO | YES |  |  |  | TLH603 |  | CARROLL | SPIRIT SELECT |  |  | Rental | MHHS-TMC |  |  |  | TLH603 |  | TMC |  | Rental | [7 empty] | BEDPATIENTELECTRIC-CHG Hospital Beds-Spirit Select |  | SPIRIT SELECT HI LO BED W/SCALE |  |  | BEDPATIENTELECTRIC-CHG Hospital Beds-Spirit Select | [6 empty] | Verified as Rental |  |  | MHHS-TMC
NO | YES |  |  |  | TLH623 |  | CARROLL | SPIRIT SELECT |  |  | Rental | MHHS-TMC |  |  |  | TLH623 |  | TMC |  | Rental | [7 empty] | BEDPATIENTELECTRIC-CHG Hospital Beds-Spirit Select |  | SPIRIT SELECT HI LO BED W/SCALE |  |  | BEDPATIENTELECTRIC-CHG Hospital Beds-Spirit Select | [6 empty] | Verified as Rental |  |  | MHHS-TMC
NO | YES |  |  |  | TLH627 |  | CARROLL | SPIRIT SELECT |  |  | Rental | MHHS-TMC |  |  |  | TLH627 |  | TMC |  | Rental | [7 empty] | BEDPATIENTELECTRIC-CHG Hospital Beds-Spirit Select |  | SPIRIT SELECT HI LO BED W/SCALE |  |  | BEDPATIENTELECTRIC-CHG Hospital Beds-Spirit Select | [6 empty] | Verified as Rental |  |  | MHHS-TMC
NO | YES |  |  |  | TLH630 |  | CARROLL | SPIRIT SELECT |  |  | Rental | MHHS-TMC |  |  |  | TLH630 |  | TMC |  | Rental | [7 empty] | BEDPATIENTELECTRIC-CHG Hospital Beds-Spirit Select |  | SPIRIT SELECT HI LO BED W/SCALE |  |  | BEDPATIENTELECTRIC-CHG Hospital Beds-Spirit Select | [6 empty] | Verified as Rental |  |  | MHHS-TMC
NO | YES |  |  |  | TLH636 |  | CARROLL | SPIRIT SELECT |  |  | Rental | MHHS-TMC |  |  |  | TLH636 |  | TMC |  | Rental | [7 empty] | BEDPATIENTELECTRIC-CHG Hospital Beds-Spirit Select |  | SPIRIT SELECT HI LO BED W/SCALE |  |  | BEDPATIENTELECTRIC-CHG Hospital Beds-Spirit Select | [6 empty] | Verified as Rental |  |  | MHHS-TMC
NO | YES |  |  |  | TLH644 |  | CARROLL | SPIRIT SELECT |  |  | Rental | MHHS-TMC |  |  |  | TLH644 |  | TMC |  | Rental | [7 empty] | BEDPATIENTELECTRIC-CHG Hospital Beds-Spirit Select |  | SPIRIT SELECT HI LO BED W/SCALE |  |  | BEDPATIENTELECTRIC-CHG Hospital Beds-Spirit Select | [6 empty] | Verified as Rental |  |  | MHHS-TMC
NO | YES |  |  |  | TLH649 |  | CARROLL | SPIRIT SELECT |  |  | Rental | MHHS-TMC |  |  |  | TLH649 |  | TMC |  | Rental | [7 empty] | BEDPATIENTELECTRIC-CHG Hospital Beds-Spirit Select |  | SPIRIT SELECT HI LO BED W/SCALE |  |  | BEDPATIENTELECTRIC-CHG Hospital Beds-Spirit Select | [6 empty] | Verified as Rental |  |  | MHHS-TMC
NO | YES |  |  |  | TLH660 |  | CARROLL | SPIRIT SELECT |  |  | Rental | MHHS-TMC |  |  |  | TLH660 |  | TMC |  | Rental | [7 empty] | BEDPATIENTELECTRIC-CHG Hospital Beds-Spirit Select |  | SPIRIT SELECT HI LO BED W/SCALE |  |  | BEDPATIENTELECTRIC-CHG Hospital Beds-Spirit Select | [6 empty] | Verified as Rental |  |  | MHHS-TMC
NO | YES |  |  |  | TLH674 |  | CARROLL | SPIRIT SELECT |  |  | Rental | MHHS-TMC |  |  |  | TLH674 |  | TMC |  | Rental | [7 empty] | BEDPATIENTELECTRIC-CHG Hospital Beds-Spirit Select |  | SPIRIT SELECT HI LO BED W/SCALE |  |  | BEDPATIENTELECTRIC-CHG Hospital Beds-Spirit Select | [6 empty] | Verified as Rental |  |  | MHHS-TMC
NO | YES |  |  |  | TLH698 |  | CARROLL | SPIRIT SELECT |  |  | Rental | MHHS-TMC |  |  |  | TLH698 |  | TMC |  | Rental | [7 empty] | BEDPATIENTELECTRIC-CHG Hospital Beds-Spirit Select |  | SPIRIT SELECT HI LO BED W/SCALE |  |  | BEDPATIENTELECTRIC-CHG Hospital Beds-Spirit Select | [6 empty] | Verified as Rental |  |  | MHHS-TMC
NO | YES |  |  |  | TLH702 |  | CARROLL | SPIRIT SELECT |  |  | Rental | MHHS-TMC |  |  |  | TLH702 |  | TMC |  | Rental | [7 empty] | BEDPATIENTELECTRIC-CHG Hospital Beds-Spirit Select |  | SPIRIT SELECT HI LO BED W/SCALE |  |  | BEDPATIENTELECTRIC-CHG Hospital Beds-Spirit Select | [6 empty] | Verified as Rental |  |  | MHHS-TMC
NO | YES |  |  |  | TLH707 |  | CARROLL | SPIRIT SELECT |  |  | Rental | MHHS-TMC |  |  |  | TLH707 |  | TMC |  | Rental | [7 empty] | BEDPATIENTELECTRIC-CHG Hospital Beds-Spirit Select |  | SPIRIT SELECT HI LO BED W/SCALE |  |  | BEDPATIENTELECTRIC-CHG Hospital Beds-Spirit Select | [6 empty] | Verified as Rental |  |  | MHHS-TMC
NO | YES |  |  |  | TLH714 |  | CARROLL | SPIRIT SELECT |  |  | Rental | MHHS-TMC |  |  |  | TLH714 |  | TMC |  | Rental | [7 empty] | BEDPATIENTELECTRIC-CHG Hospital Beds-Spirit Select |  | SPIRIT SELECT HI LO BED W/SCALE |  |  | BEDPATIENTELECTRIC-CHG Hospital Beds-Spirit Select | [6 empty] | Verified as Rental |  |  | MHHS-TMC
NO | YES |  |  |  | TLH716 |  | CARROLL | SPIRIT SELECT |  |  | Rental | MHHS-TMC |  |  |  | TLH716 |  | TMC |  | Rental | [7 empty] | BEDPATIENTELECTRIC-CHG Hospital Beds-Spirit Select |  | SPIRIT SELECT HI LO BED W/SCALE |  |  | BEDPATIENTELECTRIC-CHG Hospital Beds-Spirit Select | [6 empty] | Verified as Rental |  |  | MHHS-TMC
NO | YES |  |  |  | TQO112 |  | CARROLL | SPIRIT SELECT |  |  | Rental | MHHS-TMC |  |  |  | TQO112 |  | TMC |  | Rental | [7 empty] | BEDPATIENTELECTRIC-CHG Hospital Beds-Spirit Select |  | SPIRIT SELECT HI LO BED-REVISED SOFTWARE |  |  | BEDPATIENTELECTRIC-CHG Hospital Beds-Spirit Select | [6 empty] | Verified as Rental |  |  | MHHS-TMC
NO | YES |  |  |  | TQO116 |  | CARROLL | SPIRIT SELECT |  |  | Rental | MHHS-TMC |  |  |  | TQO116 |  | TMC |  | Rental | [7 empty] | BEDPATIENTELECTRIC-CHG Hospital Beds-Spirit Select |  | SPIRIT SELECT HI LO BED-REVISED SOFTWARE |  |  | BEDPATIENTELECTRIC-CHG Hospital Beds-Spirit Select | [6 empty] | Verified as Rental |  |  | MHHS-TMC
NO | YES |  |  |  | TQO118 |  | CARROLL | SPIRIT SELECT |  |  | Rental | MHHS-TMC |  |  |  | TQO118 |  | TMC |  | Rental | [7 empty] | BEDPATIENTELECTRIC-CHG Hospital Beds-Spirit Select |  | SPIRIT SELECT HI LO BED-REVISED SOFTWARE |  |  | BEDPATIENTELECTRIC-CHG Hospital Beds-Spirit Select | [6 empty] | Verified as Rental |  |  | MHHS-TMC
NO | YES |  |  |  | TQO127 |  | CARROLL | SPIRIT SELECT |  |  | Rental | MHHS-TMC |  |  |  | TQO127 |  | TMC |  | Rental | [7 empty] | BEDPATIENTELECTRIC-CHG Hospital Beds-Spirit Select |  | SPIRIT SELECT HI LO BED-REVISED SOFTWARE |  |  | BEDPATIENTELECTRIC-CHG Hospital Beds-Spirit Select | [6 empty] | Verified as Rental |  |  | MHHS-TMC
NO | YES | Serial Number 30910403 |  |  | 099-11900 | 099-11900 | Carroll Health | Cnf |  |  | J5 |  |  |  |  | 099-11900 | 099-11900 | TMC | Memorial Hermann-Texas Medical Center | J5 | J5550
NO | YES | Serial Number 40834403 |  |  | 099-12932 | 099-12932 | Carroll Health | SOLO |  |  | General Med |  |  |  |  | 099-12932 | 099-12932 | TMC | Memorial Hermann-Texas Medical Center | General Med | [6 empty] | Bed, Patient Electric | BEDPATIENTELECTRIC-Carroll Health-SOLO | [12 empty] | BPE-A | [9 empty] | Bed, Patient Electric | BEDPATIENTELECTRIC | Bed, Patient Electric | Carroll Health
NO | NO |  |  |  | 041-32042 |  | Carroll Healthcare | SPIRIT ONE |  | None | CAHF - (MC) - MEMORIAL CITY [MP3-STE300] | MHHS - Heart Failure Clinics |  |  |  | 041-32042 |  | West & Memorial City |  | CAHF - (MC) - MEMORIAL CITY [MP3-STE300] | [5 empty] | BEDS, SPECIALTY |  | .needs class | [5 empty] | Carroll Health | [7 empty] | Not Covered Vendor Only - Biomedical | MHHS - Heart Failure Clinics
YES | YES |  |  |  | 099-01595 | 099-01595 | Carroll Hosp Gr | Arro |  |  | NE-Med/Surg 3 |  |  |  |  | 099-01595 | 099-01595 | Katy | MHHS-Northeast | NE-Med/Surg 3 | W202 | [5 empty] | Bed, Patient Electric | BEDPATIENTELECTRIC-Carroll Hosp Gr-Arro | [12 empty] | BPE-A | [9 empty] | Bed, Patient Electric | BEDPATIENTELECTRIC | Bed, Patient Electric | Carroll Hosp Gr
NO | YES | Serial Number 30906304 |  |  | 099-14490 | 099-14490 | Carroll Hosp Gr | Arro |  |  | Tmc |  |  |  |  | 099-14490 | 099-14490 | TMC | Memorial Hermann-Texas Medical Center | Tmc | Biomed Shop |  |  |  | No PM Sticker |  | Bed, Patient Electric | BEDPATIENTELECTRIC-Carroll Hosp Gr-Arro | [12 empty] | BPE-A | [9 empty] | Bed, Patient Electric | BEDPATIENTELECTRIC | Bed, Patient Electric | Carroll Hosp Gr
YES | YES |  |  |  | 099-11875 | 099-11875 | Carroll Hosp Gr | Bed |  |  | TMC - JONES - 5J |  |  |  |  | 099-11875 | 099-11875 |  | Memorial Hermann-tmc | TMC - JONES - 5J | 5J 548 |  |  |  | In use on patient
YES | YES |  |  |  | 099-11834 | 099-11834 | Carroll Hosp Gr | Bed |  | Nsn | 5j neuro |  |  |  |  | 099-11834 | 099-11834 |  | Memorial Hermann-tmc | 5j neuro | 452j |  |  |  | In use on patient
YES | YES | Serial Number Cnf |  |  | 099-00819 | 099-00819 | Carroll Hosp Gr | CNF |  | CNF | ICU |  |  |  |  | 099-00819 | 099-00819 | Katy | Memorial Hermann Northeast Hospital | ICU | Room 4026 | 2/1/20 | 2/1/20 |  |  |  |  | .needs class
NO | YES |  |  |  | 133-09864 | 133-09864 | CAS Medical Systems Inc | FORE-SIGHT |  |  | Katy-OR | MHHS-Katy |  |  |  | 133-09864 | 133-09864 | Katy | MHHS-Katy | Katy-OR | OR HALL | 11/1/19 | 11/1/20 |  |  | OXIMETERS, PULSE | Oximeter, Whole Blood | OXIMETERWHOLEBLOOD-CAS Med Sys-Fore-Sight Elite |  |  |  |  | OXIMETERWHOLEBLOOD-CAS Med Sys-Fore-Sight Elite | CAS Med Sys |  |  |  |  | 9/16/19 |  |  | Covered PM Repair - Biomedical | MHHS-Katy | [8 empty] | OXIMETERWHOLEBLOOD | Oximeter, Whole Blood | CAS Med Sys
NO | YES |  |  |  | 041-32090 | 041-32090 | CAS Medical Systems Inc | FORE-SIGHT |  |  | MEMORIAL CITY MOR | MHHS-Mem City |  |  |  | 041-32090 | 041-32090 | West | Memorial Hermann Memorial City Medical Center | MEMORIAL CITY MOR | MEMORIAL CITY MOR |  |  |  |  | OXIMETERS, PULSE |  | OXIMETERWHOLEBLOOD-CAS Med Sys-Fore-Sight Elite |  |  |  |  | OXIMETERWHOLEBLOOD-CAS Med Sys-Fore-Sight Elite | CAS Med Sys | [7 empty] | Covered PM Repair - Biomedical | MHHS-Mem City
NO | YES |  |  |  | 041-32091 | 041-32091 | CAS Medical Systems Inc | FORE-SIGHT |  |  | MEMORIAL CITY - MOR | MHHS-Mem City |  |  |  | 041-32091 | 041-32091 | West | Memorial city -memorial herman hospital center | MEMORIAL CITY - MOR | Procedure room 2 |  |  |  |  | OXIMETERS, PULSE |  | OXIMETERWHOLEBLOOD-CAS Med Sys-Fore-Sight Elite |  |  |  |  | OXIMETERWHOLEBLOOD-CAS Med Sys-Fore-Sight Elite | CAS Med Sys | [7 empty] | Covered PM Repair - Biomedical | MHHS-Mem City
NO | YES |  |  |  | 074-04502 | 074-04502 | CAS Medical Systems Inc | FORE-SIGHT |  |  | TMC-OR-CVOR (7Hvi) | MHHS-TMC |  |  |  | 074-04502 | 074-04502 | TMC | MHHS-TMC | TMC-OR-CVOR (7Hvi) | Cv OR 1 | 9/1/19 |  | 9/1/20 |  | OXIMETERS, PULSE | Oximeter, Whole Blood | OXIMETERWHOLEBLOOD-CAS Med Sys-Fore-Sight Elite |  |  |  |  | OXIMETERWHOLEBLOOD-CAS Med Sys-Fore-Sight Elite | CAS Med Sys |  |  |  |  | 7/25/19 |  |  | Covered PM Repair - Biomedical | MHHS-TMC | [8 empty] | OXIMETERWHOLEBLOOD | Oximeter, Whole Blood | CAS Med Sys
NO | YES |  |  |  | 074-04505 | 074-04505 | CAS Medical Systems Inc | FORE-SIGHT |  |  | TMC-OR-Anesthesia (Old) | MHHS-TMC |  |  |  | 074-04505 | 074-04505 | TMC | MHHS-TMC | TMC-OR-Anesthesia (Old) |  | 9/5/19 |  |  |  | OXIMETERS, PULSE | Oximeter, Whole Blood | OXIMETERWHOLEBLOOD-CAS Med Sys-Fore-Sight Elite |  |  |  |  | OXIMETERWHOLEBLOOD-CAS Med Sys-Fore-Sight Elite | CAS Med Sys |  |  |  |  | 4/18/14 | Finished from Script 3/27/2020 12:11:52pm (Central) |  | Covered PM Repair - Biomedical | MHHS-TMC | [8 empty] | OXIMETERWHOLEBLOOD | Oximeter, Whole Blood | CAS Med Sys
NO | YES |  |  |  | 074-04503 | 074-04503 | CAS Medical Systems Inc | FORE-SIGHT |  |  | TMC-Sarofim 2-OR | MHHS-TMC |  |  |  | 074-04503 | 074-04503 | TMC | MHHS-TMC | TMC-Sarofim 2-OR | S2 OR 67 | 9/1/19 |  | 9/1/20 |  | OXIMETERS, PULSE |  | OXIMETERWHOLEBLOOD-CAS Med Sys-Fore-Sight Elite |  |  |  |  | OXIMETERWHOLEBLOOD-CAS Med Sys-Fore-Sight Elite | CAS Med Sys |  |  |  |  | 7/24/19 |  |  | Covered PM Repair - Biomedical | MHHS-TMC
NO | YES |  |  |  | 074-04504 | 074-04504 | CAS Medical Systems Inc | FORE-SIGHT |  |  | TWC | MHHS-TMC |  |  |  | 074-04504 | 074-04504 | TMC | Memorial Hermann Heart | TWC | Cath Lab 1 |  |  |  |  | OXIMETERS, PULSE | Oximeter, Whole Blood | OXIMETERWHOLEBLOOD-CAS Med Sys-Fore-Sight Elite |  |  |  |  | OXIMETERWHOLEBLOOD-CAS Med Sys-Fore-Sight Elite | CAS Med Sys |  |  |  |  | 7/25/19 |  |  | Covered PM Repair - Biomedical | MHHS-TMC | [8 empty] | OXIMETERWHOLEBLOOD | Oximeter, Whole Blood | CAS Med Sys
NO | YES |  |  |  | 029-09341 | 029-09341 | CAS Medical Systems Inc | FORE-SIGHT |  |  | Woodlands-OR | MHHS-Woodlands |  |  |  | 029-09341 | 029-09341 | Woodlands | MHHS-Woodlands | Woodlands-OR | OR 12 | 11/1/18 |  | 11/1/19 |  | OXIMETERS, PULSE | Oximeter, Whole Blood | OXIMETERWHOLEBLOOD-CAS Med Sys-Fore-Sight Elite |  |  |  |  | OXIMETERWHOLEBLOOD-CAS Med Sys-Fore-Sight Elite | CAS Med Sys |  |  |  |  | 9/16/19 |  |  | Covered PM Repair - Biomedical | MHHS-Woodlands | [8 empty] | OXIMETERWHOLEBLOOD | Oximeter, Whole Blood | CAS Med Sys
NO | YES |  |  |  | 029-09342 | 029-09342 | CAS Medical Systems Inc | FORE-SIGHT |  |  | Woodlands-CVICU | MHHS-Woodlands |  |  |  | 029-09342 | 029-09342 | Woodlands | MHHS-Woodlands | Woodlands-CVICU | OR | 11/1/18 |  | 11/1/19 |  | OXIMETERS, PULSE | Oximeter, Whole Blood | OXIMETERWHOLEBLOOD-CAS Med Sys-Fore-Sight Elite |  |  |  |  | OXIMETERWHOLEBLOOD-CAS Med Sys-Fore-Sight Elite | CAS Med Sys |  |  |  |  | 9/16/19 |  |  | Covered PM Repair - Biomedical | MHHS-Woodlands | [8 empty] | OXIMETERWHOLEBLOOD | Oximeter, Whole Blood | CAS Med Sys
NO | YES |  |  |  | 029-10204 | 029-10204 | CAS Medical Systems Inc | FORE-SIGHT |  |  | Woodlands-OR | MHHS-Woodlands |  |  |  | 029-10204 | 029-10204 | Woodlands | MHHS-Woodlands | Woodlands-OR | OR Room 18 | 11/1/18 |  | 11/1/19 |  | OXIMETERS, PULSE | Oximeter, Whole Blood | OXIMETERWHOLEBLOOD-CAS Med Sys-Fore-Sight Elite |  |  |  |  | OXIMETERWHOLEBLOOD-CAS Med Sys-Fore-Sight Elite | CAS Med Sys |  |  |  |  | 9/16/19 |  |  | Covered PM Repair - Biomedical | MHHS-Woodlands | [8 empty] | OXIMETERWHOLEBLOOD | Oximeter, Whole Blood | CAS Med Sys
NO | NO |  |  |  | 041-32092 |  | CAS Medical Systems Inc | FORE-SIGHT |  |  | MEMORIAL CITY - MOR | MHHS-Mem City |  |  |  | 041-32092 |  | West & Memorial City |  | MEMORIAL CITY - MOR | [5 empty] | OXIMETERS, PULSE |  | OXIMETERWHOLEBLOOD-CAS Med Sys-Fore-Sight Elite |  |  |  |  | OXIMETERWHOLEBLOOD-CAS Med Sys-Fore-Sight Elite | CAS Med Sys | [7 empty] | Covered PM Repair - Biomedical | MHHS-Mem City
NO | NO |  |  |  | 074-04506 |  | CAS Medical Systems Inc | FORE-SIGHT |  |  | TMC - OR - CVOR (7HVI) | MHHS-TMC |  |  |  | 074-04506 |  | TMC |  | TMC - OR - CVOR (7HVI) | [5 empty] | OXIMETERS, PULSE |  | OXIMETERWHOLEBLOOD-CAS Med Sys-Fore-Sight Elite |  |  |  |  | OXIMETERWHOLEBLOOD-CAS Med Sys-Fore-Sight Elite | CAS Med Sys | [7 empty] | Covered PM Repair - Biomedical | MHHS-TMC
NO | YES |  |  |  | 041-32089 | 041-32089 | CAS Medical Systems Inc | FORE-SIGHT ELITE |  |  | MEMORIAL CITY - MOR | MHHS-Mem City |  | Oximeter, Whole Blood |  | 041-32089 | 041-32089 | West | Memorial City - Memorial Hermann Hospital | MEMORIAL CITY - MOR | MOR 11 |  |  |  | PM past due | OXIMETERS, INTRAVASCULAR |  | OXIMETERWHOLEBLOOD-CAS Med Sys-Fore-Sight Elite | OXIMETERWHOLEBLOOD | Fore-Sight Elite |  |  |  | CAS Med Sys | Oximeter, Whole Blood |  | OXIMETERWHOLEBLOOD-CAS Med Sys-Fore-Sight Elite |  |  |  |  | Covered PM Repair - Biomedical | MHHS-Mem City
NO | YES |  |  |  | 005-10816 | 005-10816 | CAS Medical Systems Inc | FORE-SIGHT ELITE |  |  | SE-OR | MHHS-Southeast |  | Oximeter, Whole Blood |  | 005-10816 | 005-10816 | Southeast | MHHS-Southeast | SE-OR | OR14 | 10/1/19 |  |  |  | OXIMETERS, INTRAVASCULAR |  | OXIMETERWHOLEBLOOD-CAS Med Sys-Fore-Sight Elite | OXIMETERWHOLEBLOOD | Fore-Sight Elite |  |  |  | CAS Med Sys | Oximeter, Whole Blood |  | OXIMETERWHOLEBLOOD-CAS Med Sys-Fore-Sight Elite |  | 9/16/19 |  |  | Covered PM Repair - Biomedical | MHHS-Southeast
NO | YES |  |  |  | 005-10817 | 005-10817 | CAS Medical Systems Inc | FORE-SIGHT ELITE |  |  | SE-OR | MHHS-Southeast |  | Oximeter, Whole Blood |  | 005-10817 | 005-10817 | Southeast | MHHS-Southeast | SE-OR | Room 12 | 1/1/20 |  | 1/1/21 |  | OXIMETERS, INTRAVASCULAR |  | OXIMETERWHOLEBLOOD-CAS Med Sys-Fore-Sight Elite | OXIMETERWHOLEBLOOD | Fore-Sight Elite |  |  |  | CAS Med Sys | Oximeter, Whole Blood |  | OXIMETERWHOLEBLOOD-CAS Med Sys-Fore-Sight Elite |  | 9/16/19 |  |  | Covered PM Repair - Biomedical | MHHS-Southeast
NO | YES |  |  |  | 013-38908 | 013-38908 | CAS Medical Systems Inc | FORE-SIGHT ELITE |  |  | SW-HVI-OR | MHHS-Southwest |  | Oximeter, Whole Blood |  | 013-38908 | 013-38908 | Southwest | MHHS-Southwest | SW-HVI-OR | Hallway | 9/1/19 |  |  |  | OXIMETERS, INTRAVASCULAR | Oximeter, Whole Blood | OXIMETERWHOLEBLOOD-CAS Med Sys-Fore-Sight Elite | OXIMETERWHOLEBLOOD | Fore-Sight Elite |  |  |  | CAS Med Sys | Oximeter, Whole Blood |  | OXIMETERWHOLEBLOOD-CAS Med Sys-Fore-Sight Elite |  | 9/16/19 |  |  | Covered PM Repair - Biomedical | MHHS-Southwest | [8 empty] | OXIMETERWHOLEBLOOD | Oximeter, Whole Blood | CAS Med Sys
NO | YES |  |  |  | 013-38909 | 013-38909 | CAS Medical Systems Inc | FORE-SIGHT ELITE |  |  | SW-HVI-OR | MHHS-Southwest |  | Oximeter, Whole Blood |  | 013-38909 | 013-38909 | Southwest | MHHS-Southwest | SW-HVI-OR | HVI OR | 9/1/19 |  |  |  | OXIMETERS, INTRAVASCULAR | Oximeter, Whole Blood | OXIMETERWHOLEBLOOD-CAS Med Sys-Fore-Sight Elite | OXIMETERWHOLEBLOOD | Fore-Sight Elite |  |  |  | CAS Med Sys | Oximeter, Whole Blood |  | OXIMETERWHOLEBLOOD-CAS Med Sys-Fore-Sight Elite |  | 9/16/19 |  |  | Covered PM Repair - Biomedical | MHHS-Southwest | [8 empty] | OXIMETERWHOLEBLOOD | Oximeter, Whole Blood | CAS Med Sys
NO | YES |  |  |  | 029-32428 | 029-32428 | CAS Medical Systems Inc | FORE-SIGHT ELITE |  |  | Woodlands-Anesthesia | MHHS-Woodlands |  | Oximeter, Whole Blood |  | 029-32428 | 029-32428 | Woodlands | MHHS-Woodlands | Woodlands-Anesthesia | OR | 5/1/19 |  | 11/1/19 |  | OXIMETERS, INTRAVASCULAR | Oximeter, Whole Blood | OXIMETERWHOLEBLOOD-CAS Med Sys-Fore-Sight Elite | OXIMETERWHOLEBLOOD | Fore-Sight Elite |  |  |  | CAS Med Sys | Oximeter, Whole Blood |  | OXIMETERWHOLEBLOOD-CAS Med Sys-Fore-Sight Elite |  | 9/16/19 |  |  | Covered PM Repair - Biomedical | MHHS-Woodlands | [8 empty] | OXIMETERWHOLEBLOOD | Oximeter, Whole Blood | CAS Med Sys
NO | YES |  |  |  | 151-04648 | 151-04648 | CAS Medical Systems Inc | Fore-Sight Elite |  |  | CY-OR |  |  |  |  | 151-04648 | 151-04648 | Northwest | MHHS-Cypress | CY-OR | OR 4 | 9/1/19 | 9/1/20
YES | YES |  |  |  | 069-40404 | 069-40404 | CAS Medical Systems Inc | Fore-Sight Elite |  |  | TMC - OR - ANESTHESIA (CONTRACT EQUIP) |  |  |  |  | 069-40404 | 069-40404 | TMC | Memorial Hermann Surgery Center Texas Medical Center (#1500) | TMC - OR - ANESTHESIA (CONTRACT EQUIP) | TMC - OR - ANESTHESIA | 9/1/19 |  | 9/1/20
NO | NO |  |  |  | CAS001949 |  | CAS Medical Systems Inc | FORE-SIGHT ELITE |  |  | CY - OR | MHHS-Cypress |  | Oximeter, Whole Blood |  | CAS001949 |  | Northwest & Cypress |  | CY - OR | [5 empty] | OXIMETERS, INTRAVASCULAR |  | OXIMETERWHOLEBLOOD-CAS Med Sys-Fore-Sight Elite | OXIMETERWHOLEBLOOD | Fore-Sight Elite |  |  |  | CAS Med Sys | Oximeter, Whole Blood |  | OXIMETERWHOLEBLOOD-CAS Med Sys-Fore-Sight Elite |  |  |  |  | Covered PM Repair - Biomedical | MHHS-Cypress
NO | NO |  |  |  | CAS001950 |  | CAS Medical Systems Inc | FORE-SIGHT ELITE |  |  | CY - OR | MHHS-Cypress |  | Oximeter, Whole Blood |  | CAS001950 |  | Northwest & Cypress |  | CY - OR | [5 empty] | OXIMETERS, INTRAVASCULAR |  | OXIMETERWHOLEBLOOD-CAS Med Sys-Fore-Sight Elite | OXIMETERWHOLEBLOOD | Fore-Sight Elite |  |  |  | CAS Med Sys | Oximeter, Whole Blood |  | OXIMETERWHOLEBLOOD-CAS Med Sys-Fore-Sight Elite |  |  |  |  | Covered PM Repair - Biomedical | MHHS-Cypress
NO | NO |  |  |  | CAS001951 |  | CAS Medical Systems Inc | FORE-SIGHT ELITE |  |  | CY - OR | MHHS-Cypress |  | Oximeter, Whole Blood |  | CAS001951 |  | Northwest & Cypress |  | CY - OR | [5 empty] | OXIMETERS, INTRAVASCULAR |  | OXIMETERWHOLEBLOOD-CAS Med Sys-Fore-Sight Elite | OXIMETERWHOLEBLOOD | Fore-Sight Elite |  |  |  | CAS Med Sys | Oximeter, Whole Blood |  | OXIMETERWHOLEBLOOD-CAS Med Sys-Fore-Sight Elite |  |  |  |  | Covered PM Repair - Biomedical | MHHS-Cypress
NO | NO |  |  |  | 041-34062 |  | CAS Medical Systems Inc | FORE-SIGHT ELITE |  |  | MEMORIAL CITY - MHT - JHC OR | MHHS-Mem City |  | Oximeter, Whole Blood |  | 041-34062 |  | West & Memorial City |  | MEMORIAL CITY - MHT - JHC OR | [5 empty] | OXIMETERS, INTRAVASCULAR |  | OXIMETERWHOLEBLOOD-CAS Med Sys-Fore-Sight Elite | OXIMETERWHOLEBLOOD | Fore-Sight Elite |  |  |  | CAS Med Sys | Oximeter, Whole Blood |  | OXIMETERWHOLEBLOOD-CAS Med Sys-Fore-Sight Elite |  |  |  |  | Covered PM Repair - Biomedical | MHHS-Mem City
YES | YES |  |  |  | 041-32474 | 041-32474 | CAS MEDICAL SYSTEMS, INC. | Fore-Sight Elite |  |  | MEMORIAL CITY - Orthopedics Surgery |  |  |  |  | 041-32474 | 041-32474 | West | Memorial City - Memorial Hermann Hospital | MEMORIAL CITY - Orthopedics Surgery | MH11 506 OR 6
YES | YES |  |  |  | 041-32473 | 041-32473 | CAS MEDICAL SYSTEMS, INC. | Fore-Sight Elite |  |  | MEMORIAL CITY - Orthopedics Surgery |  |  |  |  | 041-32473 | 041-32473 | West | Memorial City - Memorial Hermann Hospital | MEMORIAL CITY - Orthopedics Surgery | MH11 406 Anesthesia Work Room
YES | YES |  |  |  | 005-11887 | 005-11887 | Cascade | CMXErg |  |  | Memorial Hermann- SE - Radiology- NuclearMed |  |  |  |  | 005-11887 | 005-11887 |  | Memorial Hermann- SE - Radiology- NuclearMed | Memorial Hermann- SE - Radiology- NuclearMed | Physio therapy Rehab | 4/1/20 |  | 4/1/20 | PM Not Required
YES | YES | Serial Number Cnf |  |  | 099-01893 | 099-01893 | CASMED |  |  | Cnf | SC CCC - (NE) - EMERGENCY ROOM |  |  |  |  | 099-01893 | 099-01893 | Northeast |  | SC CCC - (NE) - EMERGENCY ROOM |  |  |  |  | No pm |  |  | .needs class
YES | YES | Serial Number CNL |  |  | 099-09433 | 099-09433 | Casmed |  |  | CNL | MH MG - (MC) - MC EXEC HEALTH (MHT) |  |  |  |  | 099-09433 | 099-09433 | West | Memorial Hermann Memorial City Medical Center | MH MG - (MC) - MC EXEC HEALTH (MHT) | JB/100.9
YES | YES | Serial Number Cnf |  |  | 029-13269 | LFD0104 | Casmed | Casmed 750 |  | Cnf | OR |  |  |  |  | 029-13269 | LFD0104 | Woodlands | Memorial Hermann The Woodlands Medical Center | OR | Rm 19 | 1/1/20 |  | 1/1/21
YES | YES |  |  |  | 013-37844 | 013-37844 | Casmed | Foresight Elite |  |  | SW-OR |  |  |  |  | 013-37844 | 013-37844 | Southwest | Memorial Hermann Southwest Hospital | SW-OR | OR19 | 12/1/19 |  | 6/1/20
YES | YES |  |  |  | 069-43888 | 069-43888 | Castle | Light |  | Nsn | TMC - JONES - TRANSPLANT CLINIC (1J) |  |  |  |  | 069-43888 | 069-43888 | TMC | Memorial Hermann-Texas Medical Center | TMC - JONES - TRANSPLANT CLINIC (1J) | Exam room 3
NO | NO |  |  |  | 241-00639 |  | Cateye Fitness | EC-UB200 |  | 0211TUB021 | SMR - (TMC) - GREENWAY PLAZA | MHHS-SMR |  | Exerciser, CPM Machine |  | 241-00639 |  | TMC |  | SMR - (TMC) - GREENWAY PLAZA | [5 empty] | EXERCISERS |  | EXERCISERCPMMACHINE-Cateye Co Ltd-EC-UB200 | EXERCISERCPMMACHINE | EC-UB200 |  |  |  | Cateye Co Ltd | Exerciser, CPM Machine |  |  | EXERCISERCPMMACHINE-Cateye Co Ltd-EC-UB200 |  |  |  | Covered PM Repair - Biomedical | MHHS-SMR
YES | YES |  |  |  | 000-02845 | 000-02845 | Cavitron Corp. / Burton Div. |  |  |  | MH MG - (STX) - SOUTH TEXAS - WHARTON |  |  |  |  | 000-02845 | 000-02845 | South | Peds | MH MG - (STX) - SOUTH TEXAS - WHARTON | Exam 7
NO | NO |  |  |  | 145-01310 |  | CEM Corporation | DT-8806H |  |  | PEARLAND - CARDIAC CATH LAB | MHHS-Pearland Hospital |  |  |  | 145-01310 |  | Pearland |  | PEARLAND - CARDIAC CATH LAB | [5 empty] | THERMOMETERS, ELECTRONIC, PATIENT |  | .needs class | [13 empty] | Covered PM Repair - Biomedical | MHHS-Pearland Hospital
NO | NO |  |  |  | 145-01311 |  | CEM Corporation | DT-8806H |  |  | PEARLAND - CARDIAC CATH LAB | MHHS-Pearland Hospital |  |  |  | 145-01311 |  | Pearland |  | PEARLAND - CARDIAC CATH LAB | [5 empty] | THERMOMETERS, ELECTRONIC, PATIENT |  | .needs class | [13 empty] | Covered PM Repair - Biomedical | MHHS-Pearland Hospital
YES | YES |  |  |  | 151-03005 | 151-03005 | Cen-Tech |  |  | 617/18040045-02 | Cardio pulmonary |  |  |  |  | 151-03005 | 151-03005 | Katy | Memorial Hermann Northeast Hospital | Cardio pulmonary | Storage |  |  |  | No p.m.
NO | NO |  |  |  | 069-22262 |  | Cenorin, LLC |  |  |  | TMC - RESPIRATORY - ADULT | MHHS-TMC |  | Bath, Water |  | 069-22262 |  | TMC |  | TMC - RESPIRATORY - ADULT | [5 empty] | DRYERS |  | BATHWATER-ThermoFisherSci-135 | BATHWATER |  |  |  |  | ThermoFisherSci | Bath, Water |  |  | BATHWATER-ThermoFisherSci-135 |  |  |  | Covered PM Repair - Biomedical | MHHS-TMC
NO | YES |  |  |  | 129-07665 | 129-07665 | CENTERVUE | DRS |  | DRS2455 | MH MG-(SL)-Physicians At Sugar Creek | MHHS-MG |  | Camera, Surgical |  | 129-07665 | 129-07665 | Sugar Land | MHHS-MG | MH MG-(SL)-Physicians At Sugar Creek | Gold Pod | 11/1/18 |  |  |  | CAMERAS | Camera, Surgical | CAMERASURGICAL-CenterVue Inc-DRS | CAMERASURGICAL | DRS |  |  |  | CenterVue Inc | Camera, Surgical |  | CAMERASURGICAL-CenterVue Inc-DRS |  |  |  |  | Covered PM Repair - Biomedical | MHHS-MG | [8 empty] | CAMERASURGICAL | Camera, Surgical | CenterVue Inc
NO | YES |  |  |  | 069-29679 | 069-29679 | Centrifuge | U8V-1 |  | V122577 | TMC-Radiology-Nuc Med |  |  |  |  | 069-29679 | 069-29679 | TMC | MHHS-TMC | TMC-Radiology-Nuc Med | Nuclear Medicine
YES | YES |  |  |  | 029-01276 | 029-01276 | Centry tm |  |  |  | WOODLANDS - ER |  |  |  |  | 029-01276 | 029-01276 | Woodlands |  | WOODLANDS - ER | Storage equipment
NO | YES |  |  |  | 069-39363 | 069-39363 | Cepheid | GENEXPERT |  |  | TMC-Laboratory-Microbiology (1R) | MHHS-TMC |  | Thermal Cycler |  | 069-39363 | 069-39363 | TMC | MHHS-TMC | TMC-Laboratory-Microbiology (1R) | Center |  |  |  |  | ANALYZERS, LABORATORY, CLINICAL CHEMISTRY | Thermal Cycler | THERMALCYCLER-CEPHEID-GeneXpert | THERMALCYCLER | GeneXpert |  |  |  | CEPHEID | Thermal Cycler |  | THERMALCYCLER-CEPHEID-GeneXpert |  | 3/10/19 |  |  | Covered PM Repair - Biomedical | MHHS-TMC | [7 empty] | Thermal Cycler | THERMALCYCLER | Thermal Cycler | CEPHEID
YES | YES |  |  |  | 099-08080 | 099-08080 | Champion manufacturing inc | 85P |  |  | WOODLANDS - PCU5 |  |  |  |  | 099-08080 | 099-08080 | Woodlands | MOB1 240 | WOODLANDS - PCU5 | Suite 240 | 3/1/20 |  | 3/1/20
YES | YES |  |  |  | 099-08081 | 099-08081 | Champion manufacturing inc | 85P |  |  | WOODLANDS - PCU5 |  |  |  |  | 099-08081 | 099-08081 | Woodlands | MOB1 240 | WOODLANDS - PCU5 | Suite 240 | 3/1/20 |  | 3/1/20
NO | NO |  |  |  | 074-03058 |  | Chart BioMedical (MVE) | MVE 230-F |  | CVDAC07L101 | TMC - OR - CVOR (7HVI) | MHHS-TMC |  |  |  | 074-03058 |  | TMC |  | TMC - OR - CVOR (7HVI) | [5 empty] | FREEZERS, LABORATORY, CRYOGENIC |  | .needs class | [13 empty] | Covered PM Repair - Lab Analyzers/Anesth | MHHS-TMC
NO | NO |  |  |  | 069-29142 |  | Chart BioMedical (MVE) | MVE 230-F |  | CEUE02H102 | TMC - OR - PEDI OR (2R) | MHHS-TMC |  |  |  | 069-29142 |  | TMC |  | TMC - OR - PEDI OR (2R) | [5 empty] | FREEZERS, LABORATORY, CRYOGENIC |  | .needs class | [13 empty] | Covered PM Repair - Lab Analyzers/Anesth | MHHS-TMC
NO | NO |  |  |  | CAB2119290012 |  | Chart BioMedical (MVE) | MVE TEC 3000 |  | CAB2119290012 | KATY - OR | MHHS-Katy |  |  |  | CAB2119290012 |  | Katy |  | KATY - OR | [5 empty] | FREEZERS, LABORATORY, CRYOGENIC |  | .needs class | [13 empty] | Covered PM Repair - Lab Analyzers/Anesth | MHHS-Katy
NO | NO | [5 empty] | Chart BioMedical (MVE) | MVE XLC-511 |  | CDDJ08E106 | TMC - OR - PEDI OR (2R) | MHHS-TMC | [5 empty] | TMC |  | TMC - OR - PEDI OR (2R) | [5 empty] | FREEZERS, LABORATORY, CRYOGENIC |  | .needs class | [13 empty] | Not Covered Vendor Only - Biomedical | MHHS-TMC
NO | NO |  |  |  | 041-20765 |  | Chatillon | DFX2-100 |  | W08898 | MEMORIAL CITY - SUCCESSFUL RETURNS | MHHS-Mem City |  |  |  | 041-20765 |  | West & Memorial City |  | MEMORIAL CITY - SUCCESSFUL RETURNS | [5 empty] | TEST EQUIPMENT |  | .needs class | [5 empty] | CHATILLON | [7 empty] | Not Covered Vendor Only - Biomedical | MHHS-Mem City
NO | YES |  |  |  | 929-01509 | 929-01509 | Chatillon | DFX2-200 |  | W10454 | SMR-(STX)-Wharton | MHHS-SMR |  |  |  | 929-01509 | 929-01509 | South | MHHS-Others | SMR-(STX)-Wharton | Nurses Station | 10/1/19 | 10/1/20 |  |  | DYNAMOMETER EXERCISE SYSTEMS, COMPUTERIZED |  | .needs class | [5 empty] | CHATILLON |  |  |  |  | 9/17/20 |  |  | Not Covered Vendor Only - Biomedical | MHHS-SMR
NO | NO |  |  |  | 041-32605 |  | Chatillon | DFX2-200 |  | W09431 | MEMORIAL CITY - SUCCESSFUL RETURNS | MHHS-Mem City |  |  |  | 041-32605 |  | West & Memorial City |  | MEMORIAL CITY - SUCCESSFUL RETURNS | [5 empty] | DYNAMOMETER EXERCISE SYSTEMS, COMPUTERIZED |  | .needs class | [5 empty] | CHATILLON | [7 empty] | Not Covered Vendor Only - Biomedical | MHHS-Mem City
YES | YES | Serial Number Cnf |  |  | 099-00341 | 099-00341 | Chatillon | DMG-200 |  | Cnf | MH MG - (KY) - OCC HEALTH CENTER (MP1) |  |  |  |  | 099-00341 | 099-00341 | Katy | Memorial Hermann Medical Group Katy OBGYN (#510) | MH MG - (KY) - OCC HEALTH CENTER (MP1) | Audiometer room |  |  |  | No pm |  | Dynamometer | DYNAMOMETER-CHATILLON-DMG-200 | [22 empty] | Dynamometer | DYNAMOMETER | Dynamometer | CHATILLON
YES | YES |  |  |  | 142-09368 | 142-09368 | Chatillon | DMG-200 |  | S06939 | MH MG - (SE) - LC CCC - OCC MED |  |  |  |  | 142-09368 | 142-09368 | Sugar Land |  | MH MG - (SE) - LC CCC - OCC MED |  | 2/1/20 |  |  | No pm |  | Dynamometer | DYNAMOMETER-CHATILLON-DMG-200 | [22 empty] | Dynamometer | DYNAMOMETER | Dynamometer | CHATILLON
YES | YES |  |  |  | 151-02455 | 151-02455 | Chatillon | Dmg-500 |  | S06761 | Occupational health |  |  |  |  | 151-02455 | 151-02455 | Northwest | Memorial Hermann Occupational Medicine Cypress (#180) | Occupational health | Occupational health room C1 705 | 8/1/17 | 8/1/18 |  | Out of date pm. Model not on drop down list
NO | YES |  |  |  | 041-19658 | 041-19658 | Chattanooga |  |  | T33358C | TIRR - MEMORIAL CITY | MHHS-TIRR |  | Hydrocollator, Heated |  | 041-19658 | 041-19658 | West | Rehabilatation- Memorial City (#108) | TIRR - MEMORIAL CITY | Main Rehab Suite 108 | 12/1/19 |  |  |  | MOIST HEAT THERAPY PACK CONDITIONERS |  | HYDROCOLLATORHEATED-Chattanooga-2102 | HYDROCOLLATORHEATED |  |  |  |  | Chattanooga | Hydrocollator, Heated |  | HYDROCOLLATORHEATED-Chattanooga-2102 |  | 3/1/14 |  |  | Covered PM Repair - Biomedical | MHHS-TIRR
NO | YES |  |  |  | 005-12098 | 005-12098 | Chattanooga |  |  | NSN | SE - NONINVASIVE CARDIOLOGY | MHHS-Southeast |  |  |  | 005-12098 | 005-12098 | Southeast |  | SE - NONINVASIVE CARDIOLOGY | Echo Room 1 |  |  | 4/1/20 |  | WARMING UNITS, MULTIPURPOSE |  | .needs class |  |  |  |  | .needs class | Chattanooga |  |  |  |  | 3/1/14 |  |  | Covered PM Repair - Biomedical | MHHS-Southeast
NO | YES |  |  |  | 583-01218 | 583-01218 | Chattanooga |  |  | T4957C | Katy Rehab-Inpatient Rehab Gym | MHHS-Katy Rehab |  | Hydrocollator, Heated |  | 583-01218 | 583-01218 | Katy | MHHS-Others | Katy Rehab-Inpatient Rehab Gym | Nurses station | 3/1/19 |  |  |  | MOIST HEAT THERAPY PACK CONDITIONERS | Hydrocollator, Heated | HYDROCOLLATORHEATED-Chattanooga-2302 | HYDROCOLLATORHEATED |  |  |  |  | Chattanooga | Hydrocollator, Heated |  | HYDROCOLLATORHEATED-Chattanooga-2302 |  | 1/31/18 |  | HCH-A | Covered PM Repair - Biomedical | MHHS-Katy Rehab | [7 empty] | Hydrocollator, Heated | HYDROCOLLATORHEATED | Hydrocollator, Heated | Chattanooga
NO | YES |  |  |  | 069-45691 | 069-45691 | Chattanooga |  |  | T6695C | SMR - (TMC) - IRONMAN [MHMP-16FLR] | MHHS-SMR |  | Hydrocollator, Heated |  | 069-45691 | 069-45691 | TMC | MHHS-Others | SMR - (TMC) - IRONMAN [MHMP-16FLR] | Gym | 5/1/19 |  | 5/1/20 |  | MOIST HEAT THERAPY PACK CONDITIONERS | Hydrocollator, Heated | HYDROCOLLATORHEATED-Chattanooga-2302 | HYDROCOLLATORHEATED |  |  |  |  | Chattanooga | Hydrocollator, Heated |  | HYDROCOLLATORHEATED-Chattanooga-2302 |  | 1/31/18 |  | HCH-A | Covered PM Repair - Biomedical | MHHS-SMR | [7 empty] | Hydrocollator, Heated | HYDROCOLLATORHEATED | Hydrocollator, Heated | Chattanooga
NO | YES |  |  |  | 583-00992 | 583-00992 | Chattanooga |  |  | T11878C | SMR-(KY)-South Katy CCC | MHHS-SMR |  | Hydrocollator, Heated |  | 583-00992 | 583-00992 | Katy | MHHS-Others | SMR-(KY)-South Katy CCC | Rehab | 4/1/19 | 4/1/20 |  |  | MOIST HEAT THERAPY PACK CONDITIONERS | Hydrocollator, Heated | HYDROCOLLATORHEATED-Chattanooga-2402 | HYDROCOLLATORHEATED |  |  |  |  | Chattanooga | Hydrocollator, Heated |  | HYDROCOLLATORHEATED-Chattanooga-2402 |  |  |  | HCH-A | Covered PM Repair - Biomedical | MHHS-SMR | [7 empty] | Hydrocollator, Heated | HYDROCOLLATORHEATED | Hydrocollator, Heated | Chattanooga
NO | YES |  |  |  | 129-05884 | 129-05884 | Chattanooga |  |  | T11049C | TIRR-Sugar Land | MHHS-TIRR |  | Hydrocollator, Heated |  | 129-05884 | 129-05884 | Sugar Land | MHHS-Others | TIRR-Sugar Land | Gym | 3/1/19 | 3/1/20 |  |  | MOIST HEAT THERAPY PACK CONDITIONERS | Hydrocollator, Heated | HYDROCOLLATORHEATED-Chattanooga-2402 | HYDROCOLLATORHEATED |  |  |  |  | Chattanooga | Hydrocollator, Heated |  | HYDROCOLLATORHEATED-Chattanooga-2402 |  |  |  | HCH-A | Covered PM Repair - Biomedical | MHHS-TIRR | [7 empty] | Hydrocollator, Heated | HYDROCOLLATORHEATED | Hydrocollator, Heated | Chattanooga
NO | NO |  |  |  | 041-20764 |  | Chattanooga |  |  | T15387C | MEMORIAL CITY - SUCCESSFUL RETURNS | MHHS-Mem City |  | Hydrocollator, Heated |  | 041-20764 |  | West & Memorial City |  | MEMORIAL CITY - SUCCESSFUL RETURNS | [5 empty] | MOIST HEAT THERAPY PACK CONDITIONERS |  | HYDROCOLLATORHEATED-Chattanooga-2402 | HYDROCOLLATORHEATED |  |  |  |  | Chattanooga | Hydrocollator, Heated |  | HYDROCOLLATORHEATED-Chattanooga-2402 |  |  |  |  | Covered PM Repair - Biomedical | MHHS-Mem City
NO | YES |  |  |  | 005-12430 | 005-12430 | Chattanooga |  |  | T759C | SMR - (MC) - WILLOWBROOK | MHHS-SMR |  | Hydrocollator, Heated |  | 005-12430 | 005-12430 | West | Willowbrook | SMR - (MC) - WILLOWBROOK |  | 4/1/19 |  |  |  | MOIST HEAT THERAPY PACK CONDITIONERS | Hydrocollator, Heated | HYDROCOLLATORHEATED-Chattanooga-2502 | HYDROCOLLATORHEATED |  |  |  |  | Chattanooga | Hydrocollator, Heated |  | HYDROCOLLATORHEATED-Chattanooga-2502 |  | 6/26/13 |  | HCH-A | Covered PM Repair - Biomedical | MHHS-SMR | [7 empty] | Hydrocollator, Heated | HYDROCOLLATORHEATED | Hydrocollator, Heated | Chattanooga
NO | NO |  |  |  | 069-44361 |  | Chattanooga | 2802/2804 |  | T13956C | TMC - JONES - INPATIENT REHAB (4J) | MHHS-TMC |  |  |  | 069-44361 |  | TMC |  | TMC - JONES - INPATIENT REHAB (4J) | [5 empty] | MOIST HEAT THERAPY PACK CONDITIONERS |  | HYDROCOLLATORHEATED-Chattanooga-2802 |  |  |  |  | HYDROCOLLATORHEATED-Chattanooga-2802 | Chattanooga | [7 empty] | Not Covered Vendor Only - Biomedical | MHHS-TMC
NO | NO |  |  |  | 069-44367 |  | Chattanooga | 2802/2804 |  | T14771C | TMC - REHAB - THERAPY GYM (JG) | MHHS-TMC |  |  |  | 069-44367 |  | TMC |  | TMC - REHAB - THERAPY GYM (JG) | [5 empty] | MOIST HEAT THERAPY PACK CONDITIONERS |  | HYDROCOLLATORHEATED-Chattanooga-2802 |  |  |  |  | HYDROCOLLATORHEATED-Chattanooga-2802 | Chattanooga | [7 empty] | Covered PM Repair - Biomedical | MHHS-TMC
NO | YES |  |  |  | 005-05879 | 005-05879 | Chattanooga |  |  |  | SMR - (SE) - ALVIN | MHHS-SMR |  | Traction Apparatus |  | 005-05879 | 005-05879 | Southeast |  | SMR - (SE) - ALVIN |  | 3/1/19 |  |  |  | TABLES, EXAMINATION/TREATMENT | Traction Apparatus | TRACTIONAPPARATUS-Chattanooga-2841 | TRACTIONAPPARATUS |  |  |  |  | Chattanooga | Traction Apparatus |  | TRACTIONAPPARATUS-Chattanooga-2841 |  |  |  | TA-A | Covered PM Repair - Biomedical | MHHS-SMR | [7 empty] | Traction Apparatus | TRACTIONAPPARATUS | Traction Apparatus | Chattanooga
NO | YES | Serial Number 3725 |  |  | 929-01437 | 929-01437 | Chattanooga |  |  |  | SMR-(WDLS)-Conroe North | MHHS-SMR |  | Traction Apparatus |  | 929-01437 | 929-01437 | Woodlands | MHHS-Others | SMR-(WDLS)-Conroe North | Sports medicine | 2/1/20 |  | 2/1/21 |  | TABLES, EXAMINATION/TREATMENT | Traction Apparatus | TRACTIONAPPARATUS-Chattanooga-2841 | TRACTIONAPPARATUS |  |  |  |  | Chattanooga | Traction Apparatus |  | TRACTIONAPPARATUS-Chattanooga-2841 |  | 6/28/20 |  | TA-A | Not Covered Vendor Only - Biomedical | MHHS-SMR | [7 empty] | Traction Apparatus | TRACTIONAPPARATUS | Traction Apparatus | Chattanooga
NO | YES |  |  |  | 029-05575 | 029-05575 | Chattanooga |  |  |  | SMR-(WDLS)-Med Plaza 4 (Mp4) | MHHS-SMR |  | Traction Apparatus |  | 029-05575 | 029-05575 | Woodlands | MHHS-Others | SMR-(WDLS)-Med Plaza 4 (Mp4) | MED -PLAZA 4 | 8/1/19 |  | 8/1/20 |  | TABLES, EXAMINATION/TREATMENT | Traction Apparatus | TRACTIONAPPARATUS-Chattanooga-2841 | TRACTIONAPPARATUS |  |  |  |  | Chattanooga | Traction Apparatus |  | TRACTIONAPPARATUS-Chattanooga-2841 |  |  |  | TA-A | Covered PM Repair - Biomedical | MHHS-SMR | [7 empty] | Traction Apparatus | TRACTIONAPPARATUS | Traction Apparatus | Chattanooga
NO | YES |  |  |  | 142-01941 | 142-01941 | Chattanooga | 3102-3106 |  | T1143 | SMR-(NE)-Ne Hospital | MHHS-SMR |  |  |  | 142-01941 | 142-01941 | Katy | MHHS-Others | SMR-(NE)-Ne Hospital | Sports medicine | 9/1/19 | 9/1/20 |  |  | MOIST HEAT THERAPY PACK CONDITIONERS | Hydrocollator, Refrigerated | HYDROCOLLATORREFRIGE-Chattanooga-3102 |  |  |  |  | HYDROCOLLATORREFRIGE-Chattanooga-3102 | Chattanooga |  |  |  |  | 2/1/15 |  | HCR-A | Covered PM Repair - Biomedical | MHHS-SMR | [8 empty] | HYDROCOLLATORREFRIGE | Hydrocollator, Refrigerated | Chattanooga
NO | YES |  |  |  | 129-04562 | 129-04562 | Chattanooga | 3102-3106 |  | T1423 | SMR - (SL) - SIENNA PLANTATION | MHHS-SMR |  |  |  | 129-04562 | 129-04562 | Sugar Land |  | SMR - (SL) - SIENNA PLANTATION |  | 4/1/19 | 4/1/20 |  |  | MOIST HEAT THERAPY PACK CONDITIONERS | Hydrocollator, Refrigerated | HYDROCOLLATORREFRIGE-Chattanooga-3102 |  |  |  |  | HYDROCOLLATORREFRIGE-Chattanooga-3102 | Chattanooga |  |  |  |  | 2/1/15 |  | HCR-A | Covered PM Repair - Biomedical | MHHS-SMR | [8 empty] | HYDROCOLLATORREFRIGE | Hydrocollator, Refrigerated | Chattanooga
NO | YES |  |  |  | 241-02973 | 241-02973 | Chattanooga | 3102-3106 |  |  | TIRR-Therapy Gym | MHHS-TIRR |  |  |  | 241-02973 | 241-02973 | TMC | MHHS-Others | TIRR-Therapy Gym | Regab | 7/1/19 |  |  |  | MOIST HEAT THERAPY PACK CONDITIONERS | Hydrocollator, Refrigerated | HYDROCOLLATORREFRIGE-Chattanooga-3102 |  |  |  |  | HYDROCOLLATORREFRIGE-Chattanooga-3102 | Chattanooga |  |  |  |  | 2/1/15 |  | HCR-A | Covered PM Repair - Biomedical | MHHS-TIRR | [8 empty] | HYDROCOLLATORREFRIGE | Hydrocollator, Refrigerated | Chattanooga
NO | YES |  |  |  | 029-09009 | 029-09009 | Chattanooga | 3102-3106 |  | T1950 | TIRR-Woodlands Inpatient | MHHS-TIRR |  |  |  | 029-09009 | 029-09009 | Woodlands | MHHS-Others | TIRR-Woodlands Inpatient | GYM | 4/1/19 |  | 4/1/20 |  | MOIST HEAT THERAPY PACK CONDITIONERS | Hydrocollator, Refrigerated | HYDROCOLLATORREFRIGE-Chattanooga-3102 |  |  |  |  | HYDROCOLLATORREFRIGE-Chattanooga-3102 | Chattanooga |  |  |  |  | 2/1/15 |  | HCR-A | Covered PM Repair - Biomedical | MHHS-TIRR | [8 empty] | HYDROCOLLATORREFRIGE | Hydrocollator, Refrigerated | Chattanooga
YES | YES | [5 empty] | Chattanooga | 3102-3106 |  |  | SMR - (SL) - SL IRONMAN [MP2-STE100] | [6 empty] | Sugar Land |  | SMR - (SL) - SL IRONMAN [MP2-STE100] |  |  |  |  | No pm |  | Hydrocollator, Refrigerated | HYDROCOLLATORREFRIGE-Chattanooga-3102 | [12 empty] | HCR-A | [10 empty] | HYDROCOLLATORREFRIGE | Hydrocollator, Refrigerated | Chattanooga
NO | NO |  |  |  | 041-17601 |  | Chattanooga | 3102-3106 |  | T1650 | SMR - (MC) - MC IRONMAN [GARAGE5-STE101] | MHHS-SMR |  |  |  | 041-17601 |  | West & Memorial City |  | SMR - (MC) - MC IRONMAN [GARAGE5-STE101] | [5 empty] | MOIST HEAT THERAPY PACK CONDITIONERS |  | HYDROCOLLATORREFRIGE-Chattanooga-3102 |  |  |  |  | HYDROCOLLATORREFRIGE-Chattanooga-3102 | Chattanooga | [7 empty] | Covered PM Repair - Biomedical | MHHS-SMR
NO | YES |  |  |  | 041-13628 | 041-13628 | Chattanooga |  |  |  | SMR - (MC) - BASEBALL USA | MHHS-SMR |  | Hydrocollator, Refrigerated |  | 041-13628 | 041-13628 | West | Memorial Hermann Sports Medicine | SMR - (MC) - BASEBALL USA | Storage Area | 6/1/19 |  | 6/1/20 |  | REFRIGERATORS, PHARMACY | Hydrocollator, Refrigerated | HYDROCOLLATORREFRIGE-Chattanooga-3206 | HYDROCOLLATORREFRIGE |  |  |  |  | Chattanooga | Hydrocollator, Refrigerated |  | HYDROCOLLATORREFRIGE-Chattanooga-3206 |  | 2/1/15 |  | HCR-A | Covered PM Repair - Biomedical | MHHS-SMR | [7 empty] | Hydrocollator, Refrigerated | HYDROCOLLATORREFRIGE | Hydrocollator, Refrigerated | Chattanooga
NO | YES |  |  |  | 005-07773 | 005-07773 | Chattanooga |  |  |  | SMR - (SE) - SOUTHEAST (MP1) | MHHS-SMR |  | Hydrocollator, Refrigerated |  | 005-07773 | 005-07773 | Southeast | Memorial Hermann Sports Medicine | SMR - (SE) - SOUTHEAST (MP1) | SMR SE | 2/1/19 |  | 2/1/21 |  | REFRIGERATORS, PHARMACY | Hydrocollator, Refrigerated | HYDROCOLLATORREFRIGE-Chattanooga-3206 | HYDROCOLLATORREFRIGE |  |  |  |  | Chattanooga | Hydrocollator, Refrigerated |  | HYDROCOLLATORREFRIGE-Chattanooga-3206 |  |  |  | HCR-A | Covered PM Repair - Biomedical | MHHS-SMR | [7 empty] | Hydrocollator, Refrigerated | HYDROCOLLATORREFRIGE | Hydrocollator, Refrigerated | Chattanooga
NO | YES |  |  |  | 583-01040 | 583-01040 | Chattanooga | 4759 TX |  |  | Katy Rehab-1St Fl Physical Therapy | MHHS-Katy Rehab |  |  |  | 583-01040 | 583-01040 | Katy | MHHS-Others | Katy Rehab-1St Fl Physical Therapy | Gym floor | 8/1/19 | 8/1/20 |  |  | TRACTION UNITS | Traction Apparatus | TRACTIONAPPARATUS-Chattanooga-4759 |  |  |  |  | TRACTIONAPPARATUS-Chattanooga-4759 | Chattanooga |  |  |  |  | 1/7/15 |  | TA-A | Covered PM Repair - Biomedical | MHHS-Katy Rehab | [8 empty] | TRACTIONAPPARATUS | Traction Apparatus | CHATTANOOGA
NO | YES | Serial Number 1151 |  |  | 133-02843 | 133-02843 | Chattanooga | 4759 TX |  |  | SMR-(KY)-Katy (Mp2) | MHHS-SMR |  |  |  | 133-02843 | 133-02843 | Katy | MHHS-Others | SMR-(KY)-Katy (Mp2) | Rehab | 1/1/20 | 7/1/20 |  |  | TRACTION UNITS | Traction Apparatus | TRACTIONAPPARATUS-Chattanooga-4759 |  |  |  |  | TRACTIONAPPARATUS-Chattanooga-4759 | Chattanooga |  |  |  |  | 1/7/15 |  | TA-A | Covered PM Repair - Biomedical | MHHS-SMR | [8 empty] | TRACTIONAPPARATUS | Traction Apparatus | CHATTANOOGA
NO | YES |  |  |  | 241-02440 | 241-02440 | Chattanooga | 4759 TX |  | T1960 | SMR - (STX) - RBJ - RICHMOND | MHHS-SMR |  |  |  | 241-02440 | 241-02440 | South | Sports med | SMR - (STX) - RBJ - RICHMOND | Sports med | 10/1/19 | 10/1/20 |  |  | TRACTION UNITS | Traction Apparatus | TRACTIONAPPARATUS-Chattanooga-4759 |  |  |  |  | TRACTIONAPPARATUS-Chattanooga-4759 | Chattanooga | [6 empty] | TA-A | Covered PM Repair - Biomedical | MHHS-SMR | [8 empty] | TRACTIONAPPARATUS | Traction Apparatus | CHATTANOOGA
NO | YES |  |  |  | 013-35709 | 013-35709 | Chattanooga | 4759 TX |  |  | SMR-(SW)-Southwest (Mp4) | MHHS-SMR |  |  |  | 013-35709 | 013-35709 | Southwest | MHHS-Others | SMR-(SW)-Southwest (Mp4) | Suite 570 | 10/1/19 |  |  | Out of calibration | TRACTION UNITS | Traction Apparatus | TRACTIONAPPARATUS-Chattanooga-4759 |  |  |  |  | TRACTIONAPPARATUS-Chattanooga-4759 | Chattanooga | [6 empty] | TA-A | Covered PM Repair - Biomedical | MHHS-SMR | [8 empty] | TRACTIONAPPARATUS | Traction Apparatus | CHATTANOOGA
NO | YES |  |  |  | 029-04909 | 029-04909 | Chattanooga |  |  |  | SMR-(WDLS)-Conroe North | MHHS-SMR |  | Therapy Unit, Ultrasound |  | 029-04909 | 029-04909 | Woodlands | MHHS-Others | SMR-(WDLS)-Conroe North | Back room | 8/1/19 |  | 8/1/20 |  | ULTRASOUND THERAPY SYSTEM | Therapy Unit, Ultrasound | THERAPYUNITULTRASOUND-Chattanooga-7550 | THERAPYUNITULTRASOUND |  |  |  |  | Chattanooga | Therapy Unit, Ultrasound |  | THERAPYUNITULTRASOUND-Chattanooga-7550 |  |  |  | TUU-SA | Covered PM Repair - Biomedical | MHHS-SMR | [7 empty] | Therapy Unit, Ultrasound | THERAPYUNITULTRASOUND | Therapy Unit, Ultrasound | Chattanooga
NO | YES |  |  |  | 029-05061 | 029-05061 | Chattanooga |  |  |  | SMR-(WDLS)-Med Plaza 4 (Mp4) | MHHS-SMR |  | Therapy Unit, Ultrasound |  | 029-05061 | 029-05061 | Woodlands | MHHS-Others | SMR-(WDLS)-Med Plaza 4 (Mp4) |  | 9/1/19 | 9/1/20 |  |  | ULTRASOUND THERAPY SYSTEM | Therapy Unit, Ultrasound | THERAPYUNITULTRASOUND-Chattanooga-7550 | THERAPYUNITULTRASOUND |  |  |  |  | Chattanooga | Therapy Unit, Ultrasound |  | THERAPYUNITULTRASOUND-Chattanooga-7550 |  |  |  | TUU-SA | Covered PM Repair - Biomedical | MHHS-SMR | [7 empty] | Therapy Unit, Ultrasound | THERAPYUNITULTRASOUND | Therapy Unit, Ultrasound | Chattanooga
NO | YES | Serial Number 8071 |  |  |  | 005-04680 | Chattanooga |  |  |  | SMR-(PL)-Pearland West (Silverlake) | MHHS-SMR |  |  |  |  | 005-04680 | Pearland | MHHS-Others | SMR-(PL)-Pearland West (Silverlake) | Sports med | 9/1/19 | 9/1/20 |  |  | TRACTION UNITS |  | .needs class |  |  |  |  | .needs class | Chattanooga |  |  |  |  | 7/15/15 |  |  | Covered PM Repair - Lab Analyzers/Anesth | MHHS-SMR
NO | YES |  |  |  | 013-36348 | 013-36348 | Chattanooga | ADAPTA AE |  |  |  | MHHS-SMR |  |  |  | 013-36348 | 013-36348 | Sugar Land | Memorial Hermann Sports Medicine |  | Main area | 2/1/17 |  |  |  | TABLES, EXAMINATION/TREATMENT |  | .needs class |  |  |  |  | .needs class | Chattanooga |  |  |  |  | 10/31/26 |  |  | Not Covered Vendor Only - Biomedical | MHHS-SMR
NO | YES |  |  |  | 005-04675 | 005-04675 | Chattanooga | ADP-300 |  |  | SMR-(PL)-Pearland West (Silverlake) | MHHS-SMR |  | Table, Exam |  | 005-04675 | 005-04675 | Pearland | MHHS-Others | SMR-(PL)-Pearland West (Silverlake) | Sports med | 2/1/19 |  |  |  | TABLES, EXAMINATION/TREATMENT | Table, Exam | TABLEEXAM-Chattanooga-ADP-300 | TABLEEXAM | ADP-300 |  |  |  | Chattanooga | Table, Exam |  | TABLEEXAM-Chattanooga-ADP-300 |  | 8/30/29 |  |  | Not Covered Vendor Only - Biomedical | MHHS-SMR | [7 empty] | Table, Exam | TABLEEXAM | Table, Exam | Chattanooga
NO | YES |  |  |  | 005-04676 | 005-04676 | Chattanooga | ADP-300 |  |  | SMR-(PL)-Pearland West (Silverlake) | MHHS-SMR |  | Table, Exam |  | 005-04676 | 005-04676 | Pearland | MHHS-Others | SMR-(PL)-Pearland West (Silverlake) | Sports med | 2/1/19 |  |  |  | TABLES, EXAMINATION/TREATMENT | Table, Exam | TABLEEXAM-Chattanooga-ADP-300 | TABLEEXAM | ADP-300 |  |  |  | Chattanooga | Table, Exam |  | TABLEEXAM-Chattanooga-ADP-300 |  | 9/12/29 |  |  | Not Covered Vendor Only - Biomedical | MHHS-SMR | [7 empty] | Table, Exam | TABLEEXAM | Table, Exam | Chattanooga
NO | YES |  |  |  | 583-01034 | 583-01034 | Chattanooga | ADP-340 |  |  | Katy Rehab-Outpatient Rehab 3rd Floor | MHHS-Katy Rehab |  |  |  | 583-01034 | 583-01034 | Katy | MHHS-Others | Katy Rehab-Outpatient Rehab 3rd Floor | Outpatient Rehab | 3/1/19 | 3/1/20 |  |  | TABLES, EXAMINATION/TREATMENT |  | .needs class |  |  |  |  | .needs class | Chattanooga |  |  |  |  | 3/2/23 |  |  | Not Covered Vendor Only - Biomedical | MHHS-Katy Rehab
NO | YES |  |  |  | 129-05904 | 129-05904 | Chattanooga | ADP-400 |  |  | SMR-(WDLS)-Spring Sports Park | MHHS-SMR |  | Table, Traction |  | 129-05904 | 129-05904 | Woodlands | MHHS-Others | SMR-(WDLS)-Spring Sports Park | Sport rehab | 5/1/19 |  |  |  | TRACTION UNITS | Table, Traction | TABLETRACTION-CHATTANOOGA-ADP-400 | TABLETRACTION | ADP-400 |  |  |  | CHATTANOOGA | Table, Traction |  | TABLETRACTION-CHATTANOOGA-ADP-400 |  | 8/28/25 |  |  | Not Covered Vendor Only - Biomedical | MHHS-SMR | [7 empty] | Table, Traction | TABLETRACTION | Table, Traction | CHATTANOOGA
NO | YES |  |  |  | 069-27208 | 069-27208 | Chattanooga | AE-1 |  |  | SMR-(TMC)-Shepherd Square | MHHS-SMR |  |  |  | 069-27208 | 069-27208 | TMC | MHHS-Others | SMR-(TMC)-Shepherd Square | Gym Floor | 2/1/18 | 2/1/19 |  |  | TABLES, EXAMINATION/TREATMENT |  | .needs class |  |  |  |  | .needs class | Chattanooga |  |  |  |  | 10/30/17 |  |  | Covered PM Repair - Biomedical | MHHS-SMR
NO | NO |  |  |  | 069-27350 |  | Chattanooga | AE-1 |  |  | SMR - (TMC) - SHEPHERD SQUARE | MHHS-SMR |  |  |  | 069-27350 |  | TMC |  | SMR - (TMC) - SHEPHERD SQUARE | [5 empty] | TABLES, EXAMINATION/TREATMENT |  | .needs class |  |  |  |  | .needs class | Chattanooga | [7 empty] | Covered PM Repair - Biomedical | MHHS-SMR
NO | YES |  |  |  | 013-36349 | 013-36349 | Chattanooga | AE-2 |  |  |  | MHHS-SMR |  | Table, Exam |  | 013-36349 | 013-36349 | Sugar Land | Memorial Hermann Sports Medicine |  | Main area | 2/1/17 |  |  |  | TABLES, EXAMINATION/TREATMENT | Table, Exam | TABLEEXAM-Chattanooga-AE-2 | TABLEEXAM | AE-2 |  |  |  | Chattanooga | Table, Exam |  | TABLEEXAM-Chattanooga-AE-2 |  | 10/30/17 |  |  | Covered PM Repair - Biomedical | MHHS-SMR | [7 empty] | Table, Exam | TABLEEXAM | Table, Exam | Chattanooga
NO | YES |  |  |  | 029-09510 | 029-09510 | Chattanooga | AFD502MW12R |  |  | SMR-(WDLS)-Conroe North | MHHS-SMR |  | Freezer, Laboratory |  | 029-09510 | 029-09510 | Woodlands | MHHS-Others | SMR-(WDLS)-Conroe North | Back room | 4/1/18 |  |  | No PM Sticker | FREEZERS, LABORATORY | Freezer, Laboratory | FREEZERLAB-WhitehallMfgDiv-AFD502MW12R | FREEZERLAB | AFD502MW12R |  |  |  | WhitehallMfgDiv | Freezer, Laboratory |  |  | FREEZERLAB-WhitehallMfgDiv-AFD502MW12R |  |  | FL-A | Covered PM Repair - Biomedical | MHHS-SMR | [8 empty] | FREEZERLAB | Freezer, Laboratory | WhitehallMfgDiv
NO | NO |  |  |  | 029-10099 |  | Chattanooga | AFD502MW14R |  |  | SMR - (WDLS) - CONROE SOUTH | MHHS-SMR |  | Freezer, Laboratory |  | 029-10099 |  | Woodlands |  | SMR - (WDLS) - CONROE SOUTH | [5 empty] | FREEZERS, LABORATORY |  | FREEZERLAB-Chattanooga-AFD502MW14R | FREEZERLAB | AFD502MW14R |  |  |  | CHATTANOOGA | Freezer, Laboratory |  | FREEZERLAB-Chattanooga-AFD502MW14R |  |  |  |  | Not Covered Vendor Only - Biomedical | MHHS-SMR
NO | NO |  |  |  | 241-03009 |  | Chattanooga | AFD502MW14R |  |  | TIRR - THERAPY GYM | MHHS-TIRR |  | Freezer, Laboratory |  | 241-03009 |  | TMC |  | TIRR - THERAPY GYM | [5 empty] | FREEZERS, LABORATORY |  | FREEZERLAB-Chattanooga-AFD502MW14R | FREEZERLAB | AFD502MW14R |  |  |  | CHATTANOOGA | Freezer, Laboratory |  | FREEZERLAB-Chattanooga-AFD502MW14R |  |  |  |  | Not Covered Vendor Only - Biomedical | MHHS-TIRR
NO | YES |  |  |  | 145-00640 | 145-00640 | Chattanooga | C-5 |  | T2590 | SMR - (MC) - TOWN | MHHS-SMR |  | Hydrocollator, Refrigerated |  | 145-00640 | 145-00640 | West | Memorial Hermann Sports Medicine | SMR - (MC) - TOWN | Storage Room | 6/1/19 |  | 6/1/20 |  | WARMING/COOLING UNITS, PATIENT | Hydrocollator, Refrigerated | HYDROCOLLATORREFRIGE-Chattanooga-C-5 | HYDROCOLLATORREFRIGE | C-5 |  |  |  | Chattanooga | Hydrocollator, Refrigerated |  | HYDROCOLLATORREFRIGE-Chattanooga-C-5 |  | 11/1/20 |  | HCR-A | Not Covered Vendor Only - Biomedical | MHHS-SMR | [7 empty] | Hydrocollator, Refrigerated | HYDROCOLLATORREFRIGE | Hydrocollator, Refrigerated | Chattanooga
NO | YES |  |  |  | 133-03799 | 133-03799 | Chattanooga | C5 |  |  | SMR-(KY)-Katy (Mp2) | MHHS-SMR |  | Transducer, Ultrasound |  | 133-03799 | 133-03799 | Katy | MHHS-Others | SMR-(KY)-Katy (Mp2) | Sports rehab | 1/1/19 |  |  |  | MOIST HEAT THERAPY PACK CONDITIONERS | Hydrocollator, Refrigerated | HYDROCOLLATORREFRIGE-Chattanooga-C-5 | TRANSDUCERULTRASOUND | C5 |  |  |  | SIEMENS | Transducer, Ultrasound |  | HYDROCOLLATORREFRIGE-Chattanooga-C-5 | TRANSDUCERULTRASOUND-Siemens-C5 | 11/1/20 |  | HCR-A | Not Covered Vendor Only - Biomedical | MHHS-SMR | [8 empty] | HYDROCOLLATORREFRIGE | Hydrocollator, Refrigerated | Chattanooga
NO | YES | [5 empty] | Chattanooga | C5 |  |  | SMR - (SE) - BEAUMONT | MHHS-SMR |  | Transducer, Ultrasound |  |  |  | Southeast & Bay Area |  | SMR - (SE) - BEAUMONT |  | 03/26/2019 |  |  |  | MOIST HEAT THERAPY PACK CONDITIONERS |  | HYDROCOLLATORREFRIGE-Chattanooga-C-5TRANSDUCERULTRASOUND-Siemens-C5 | TRANSDUCERULTRASOUND | C5 |  |  |  | SIEMENS | Transducer, Ultrasound |  | HYDROCOLLATORREFRIGE-Chattanooga-C-5 | TRANSDUCERULTRASOUND-Siemens-C5 | 11/01/2020 |  |  | Not Covered Vendor Only - Biomedical | MHHS-SMR
NO | YES | [5 empty] | Chattanooga | C5 |  | T1141 | SMR - (SE) - BEAUMONT | MHHS-SMR |  | Transducer, Ultrasound |  |  |  | Southeast & Bay Area |  | SMR - (SE) - BEAUMONT |  | 03/26/2019 |  |  |  | MOIST HEAT THERAPY PACK CONDITIONERS |  | HYDROCOLLATORREFRIGE-Chattanooga-C-5TRANSDUCERULTRASOUND-Siemens-C5 | TRANSDUCERULTRASOUND | C5 |  |  |  | SIEMENS | Transducer, Ultrasound |  | HYDROCOLLATORREFRIGE-Chattanooga-C-5 | TRANSDUCERULTRASOUND-Siemens-C5 | 11/01/2020 |  |  | Not Covered Vendor Only - Biomedical | MHHS-SMR
NO | NO |  |  |  | 005-08547 |  | Chattanooga | C5 |  | T1140 | SMR - (SE) - ALVIN | MHHS-SMR |  | Transducer, Ultrasound |  | 005-08547 |  | Southeast & Bay Area |  | SMR - (SE) - ALVIN | [5 empty] | MOIST HEAT THERAPY PACK CONDITIONERS |  | HYDROCOLLATORREFRIGE-Chattanooga-C-5TRANSDUCERULTRASOUND-Siemens-C5 | TRANSDUCERULTRASOUND | C5 |  |  |  | SIEMENS | Transducer, Ultrasound |  | HYDROCOLLATORREFRIGE-Chattanooga-C-5 | TRANSDUCERULTRASOUND-Siemens-C5 |  |  |  | Not Covered Vendor Only - Biomedical | MHHS-SMR
NO | YES |  |  |  | 005-00956 | 005-00956 | Chattanooga | C6 |  |  | SMR - (SE) - SOUTHEAST (MP1) | MHHS-SMR |  | Hydrocollator, Refrigerated |  | 005-00956 | 005-00956 | Southeast | Memorial Hermann Sports Medicine | SMR - (SE) - SOUTHEAST (MP1) | SMR SE | 2/1/19 |  | 2/1/21 |  | MOIST HEAT THERAPY PACK CONDITIONERS | Hydrocollator, Refrigerated | HYDROCOLLATORREFRIGE-Chattanooga-C-6 | HYDROCOLLATORREFRIGE | C-6 |  |  |  | Chattanooga | Hydrocollator, Refrigerated |  | HYDROCOLLATORREFRIGE-Chattanooga-C-6 |  | 11/1/20 |  | HCR-A | Not Covered Vendor Only - Biomedical | MHHS-SMR | [8 empty] | HYDROCOLLATORREFRIGE | Hydrocollator, Refrigerated | Chattanooga
NO | NO |  |  |  | 041-17691 |  | Chattanooga | C6 |  |  | SMR - (MC) - WESTSIDE | MHHS-SMR |  | Hydrocollator, Refrigerated |  | 041-17691 |  | West & Memorial City |  | SMR - (MC) - WESTSIDE | [5 empty] | MOIST HEAT THERAPY PACK CONDITIONERS |  | HYDROCOLLATORREFRIGE-Chattanooga-C-6 | HYDROCOLLATORREFRIGE | C-6 |  |  |  | Chattanooga | Hydrocollator, Refrigerated |  | HYDROCOLLATORREFRIGE-Chattanooga-C-6 |  |  |  |  | Not Covered Vendor Only - Biomedical | MHHS-SMR
NO | YES |  |  |  |  | 013-00819 | Chattanooga | COLPAC |  |  | SW-Rehab | MHHS-Southwest |  |  |  |  | 013-00819 | Southwest | MHHS-Southwest | SW-Rehab | 8th Floor | 4/1/19 |  | 4/1/20 |  | MOIST HEAT THERAPY PACK CONDITIONERS |  | .needs class | [5 empty] | Chattanooga | [7 empty] | Covered PM Repair - Biomedical | MHHS-Southwest
NO | YES | [5 empty] | Chattanooga | COLPAC |  |  | SW-Rehab | MHHS-Southwest | [5 empty] | Southwest | MHHS-Southwest | SW-Rehab | E Wing Rehab | 1/1/19 |  | 1/1/20 |  | MOIST HEAT THERAPY PACK CONDITIONERS |  | .needs class | [5 empty] | Chattanooga | [7 empty] | Covered PM Repair - Biomedical | MHHS-Southwest
NO | YES |  |  |  | 583-01066 | 583-01066 | Chattanooga | DELUXE PEDAL EXERCISER |  | NSN | Katy Rehab-Inpatient Rehab Gym | MHHS-Katy Rehab |  |  |  | 583-01066 | 583-01066 | Katy | MHHS-Others | Katy Rehab-Inpatient Rehab Gym | Gum floor | 12/1/18 |  |  |  | EXERCISERS |  | .needs class | [5 empty] | Chattanooga |  |  |  |  | 9/17/20 |  |  | Not Covered Vendor Only - Biomedical | MHHS-Katy Rehab
NO | YES |  |  |  | 583-01067 | 583-01067 | Chattanooga | DELUXE PEDAL EXERCISER |  | NSN | Katy Rehab-1St Fl Physical Therapy | MHHS-Katy Rehab |  |  |  | 583-01067 | 583-01067 | Katy | MHHS-Others | Katy Rehab-1St Fl Physical Therapy | Katy - Inpatient Rehab |  |  |  |  | EXERCISERS |  | .needs class | [5 empty] | Chattanooga |  |  |  |  | 9/17/20 |  |  | Not Covered Vendor Only - Biomedical | MHHS-Katy Rehab
NO | YES |  |  |  | 583-01070 | 583-01070 | Chattanooga | DELUXE PEDAL EXERCISER |  | NSN | Katy Rehab-Inpatient Rehab Gym | MHHS-Katy Rehab |  |  |  | 583-01070 | 583-01070 | Katy | MHHS-Others | Katy Rehab-Inpatient Rehab Gym | Gym | 12/1/18 |  |  |  | EXERCISERS |  | .needs class | [5 empty] | Chattanooga |  |  |  |  | 9/17/20 |  |  | Not Covered Vendor Only - Biomedical | MHHS-Katy Rehab
NO | NO |  |  |  | 005-10784 |  | Chattanooga | E2 |  |  | SMR - (PL) - PEARLAND ELITE ORTHO | MHHS-SMR |  | Laser, Diode |  | 005-10784 |  | Pearland |  | SMR - (PL) - PEARLAND ELITE ORTHO | [5 empty] | MOIST HEAT THERAPY PACK CONDITIONERS |  | HYDROCOLLATORHEATED-CHATTANOOGA-E-2LASERDIODE-Endo Optiks Inc-E2 | LASERDIODE | E2 |  |  |  | Endo Optiks Inc | Laser, Diode |  | HYDROCOLLATORHEATED-CHATTANOOGA-E-2 | LASERDIODE-Endo Optiks Inc-E2 |  |  |  | Covered PM Repair - Biomedical | MHHS-SMR
NO | YES |  |  |  | 583-01031 | 583-01031 | Chattanooga | FLU110D |  |  | Katy Rehab-1St Fl Physical Therapy | MHHS-Katy Rehab |  | Hydrocollator, Heated |  | 583-01031 | 583-01031 | Katy | MHHS-Others | Katy Rehab-1St Fl Physical Therapy | Gym floor | 11/1/19 | 11/1/20 |  |  | STIMULATORS, CALORIC, PHYSICAL THERAPY, FLUIDIZED | Hydrocollator, Heated | HYDROCOLLATORHEATED-Chattanooga-FLU110D | HYDROCOLLATORHEATED | FLU110D |  |  |  | Chattanooga | Hydrocollator, Heated |  | HYDROCOLLATORHEATED-Chattanooga-FLU110D |  |  |  | HCH-A | Covered PM Repair - Radiology, Low End | MHHS-Katy Rehab | [7 empty] | Hydrocollator, Heated | HYDROCOLLATORHEATED | Hydrocollator, Heated | Chattanooga
NO | YES |  |  |  | 129-04864 | 129-04864 | Chattanooga | FLU110D |  |  | SMR - (STX) - RBJ - RICHMOND | MHHS-SMR |  | Hydrocollator, Heated |  | 129-04864 | 129-04864 | Sugar Land | Sports med | SMR - (STX) - RBJ - RICHMOND | Sports med | 10/1/19 | 10/1/20 |  |  | STIMULATORS, CALORIC, PHYSICAL THERAPY, FLUIDIZED | Hydrocollator, Heated | HYDROCOLLATORHEATED-Chattanooga-FLU110D | HYDROCOLLATORHEATED | FLU110D |  |  |  | Chattanooga | Hydrocollator, Heated |  | HYDROCOLLATORHEATED-Chattanooga-FLU110D |  |  |  | HCH-A | Covered PM Repair - Radiology, Low End | MHHS-SMR | [7 empty] | Hydrocollator, Heated | HYDROCOLLATORHEATED | Hydrocollator, Heated | Chattanooga
NO | YES |  |  |  | 013-05518 | 013-05518 | Chattanooga | FLU110D |  |  | SMR-(SW)-Southwest (Mp4) | MHHS-SMR |  | Hydrocollator, Heated |  | 013-05518 | 013-05518 | Southwest | MHHS-Others | SMR-(SW)-Southwest (Mp4) | Suite 570 | 4/1/19 |  |  |  | STIMULATORS, CALORIC, PHYSICAL THERAPY, FLUIDIZED | Hydrocollator, Heated | HYDROCOLLATORHEATED-Chattanooga-FLU110D | HYDROCOLLATORHEATED | FLU110D |  |  |  | Chattanooga | Hydrocollator, Heated |  | HYDROCOLLATORHEATED-Chattanooga-FLU110D |  |  |  | HCH-A | Covered PM Repair - Radiology, Low End | MHHS-SMR | [7 empty] | Hydrocollator, Heated | HYDROCOLLATORHEATED | Hydrocollator, Heated | Chattanooga
NO | YES |  |  |  | 069-42075 | 069-42075 | Chattanooga | FLU110D |  | NSN | SMR-(TMC)-Ironman [MHMP-16Flr] | MHHS-SMR |  | Hydrocollator, Heated |  | 069-42075 | 069-42075 | TMC | MHHS-Others | SMR-(TMC)-Ironman [MHMP-16Flr] | Ironman Signature Suite 2 | 5/1/19 |  |  |  | STIMULATORS, CALORIC, PHYSICAL THERAPY, FLUIDIZED | Hydrocollator, Heated | HYDROCOLLATORHEATED-Chattanooga-FLU110D | HYDROCOLLATORHEATED | FLU110D |  |  |  | Chattanooga | Hydrocollator, Heated |  | HYDROCOLLATORHEATED-Chattanooga-FLU110D |  |  |  | HCH-A | Covered PM Repair - Radiology, Low End | MHHS-SMR | [7 empty] | Hydrocollator, Heated | HYDROCOLLATORHEATED | Hydrocollator, Heated | Chattanooga
NO | YES |  |  |  | 029-04997 | 029-04997 | Chattanooga | FLU110D |  |  | SMR - (WDLS) - STERLING RIDGE | MHHS-SMR |  | Hydrocollator, Heated |  | 029-04997 | 029-04997 | Woodlands | MH Sports Medicine Rehab | SMR - (WDLS) - STERLING RIDGE | Gym |  |  |  |  | STIMULATORS, CALORIC, PHYSICAL THERAPY, FLUIDIZED |  | HYDROCOLLATORHEATED-Chattanooga-FLU110D | HYDROCOLLATORHEATED | FLU110D |  |  |  | Chattanooga | Hydrocollator, Heated |  | HYDROCOLLATORHEATED-Chattanooga-FLU110D |  |  |  |  | Covered PM Repair - Biomedical | MHHS-SMR
NO | NO |  |  |  | 000-05037 |  | Chattanooga | FLU110D |  | T2588 | SMR - (PL) - PEARLAND EAST | MHHS-SMR |  | Hydrocollator, Heated |  | 000-05037 |  | Pearland |  | SMR - (PL) - PEARLAND EAST | [5 empty] | STIMULATORS, CALORIC, PHYSICAL THERAPY, FLUIDIZED |  | HYDROCOLLATORHEATED-Chattanooga-FLU110D | HYDROCOLLATORHEATED | FLU110D |  |  |  | Chattanooga | Hydrocollator, Heated |  | HYDROCOLLATORHEATED-Chattanooga-FLU110D |  |  |  |  | Not Covered Vendor Only - Rad, Low End | MHHS-SMR
NO | YES |  |  |  | 041-11607 | 041-11607 | Chattanooga | FLU115D |  |  | MH MG-(KY)-OCC Health Center (Mp1) | MHHS-SMR |  | Therapy Unit, Dry Heat |  | 041-11607 | 041-11607 | Katy | MHHS-MG | MH MG-(KY)-OCC Health Center (Mp1) | Gym occupational | 1/1/19 |  |  |  | HEATING BLOCKS | Therapy Unit, Dry Heat | THERAPYUNITDRYHEAT-CHATTANOOGA-FLU115D | THERAPYUNITDRYHEAT | FLU115D |  |  |  | CHATTANOOGA | Therapy Unit, Dry Heat |  | THERAPYUNITDRYHEAT-CHATTANOOGA-FLU115D |  | 7/7/17 |  | TUDH-A | Covered PM Repair - Biomedical | MHHS-SMR | [7 empty] | Therapy Unit, Dry Heat | THERAPYUNITDRYHEAT | Therapy Unit, Dry Heat | CHATTANOOGA
NO | YES |  |  |  | 029-08860 | 029-08860 | Chattanooga | FLU115D |  | T2005 | SMR - (MC) - MC IRONMAN [GARAGE5-STE101] | MHHS-SMR |  | Therapy Unit, Dry Heat |  | 029-08860 | 029-08860 | West | MHHS-Others | SMR - (MC) - MC IRONMAN [GARAGE5-STE101] |  | 6/1/19 |  |  |  | HEATING BLOCKS | Therapy Unit, Dry Heat | THERAPYUNITDRYHEAT-CHATTANOOGA-FLU115D | THERAPYUNITDRYHEAT | FLU115D |  |  |  | CHATTANOOGA | Therapy Unit, Dry Heat |  | THERAPYUNITDRYHEAT-CHATTANOOGA-FLU115D |  |  |  | TUDH-A | Covered PM Repair - Biomedical | MHHS-SMR | [7 empty] | Therapy Unit, Dry Heat | THERAPYUNITDRYHEAT | Therapy Unit, Dry Heat | CHATTANOOGA
NO | YES |  |  |  | 142-05602 | 142-05602 | Chattanooga | FLU115D |  | T1903 | Rehabilitation Center | MHHS-SMR |  | Therapy Unit, Dry Heat |  | 142-05602 | 142-05602 | Katy | SMR NE Kingwood | Rehabilitation Center | Gym |  |  |  |  | HEATING BLOCKS |  | THERAPYUNITDRYHEAT-CHATTANOOGA-FLU115D | THERAPYUNITDRYHEAT | FLU115D |  |  |  | CHATTANOOGA | Therapy Unit, Dry Heat |  | THERAPYUNITDRYHEAT-CHATTANOOGA-FLU115D |  |  |  |  | Covered PM Repair - Radiology, Low End | MHHS-SMR
NO | YES |  |  |  | 029-08973 | 029-08973 | Chattanooga | FLU115D |  | T1758 | SMR - (SL) - WILLIAMS TRACE | MHHS-SMR |  | Therapy Unit, Dry Heat |  | 029-08973 | 029-08973 | Sugar Land | Memorial Hermann Sports Medicine | SMR - (SL) - WILLIAMS TRACE |  | 3/1/19 |  |  |  | HEATING BLOCKS | Therapy Unit, Dry Heat | THERAPYUNITDRYHEAT-CHATTANOOGA-FLU115D | THERAPYUNITDRYHEAT | FLU115D |  |  |  | CHATTANOOGA | Therapy Unit, Dry Heat |  | THERAPYUNITDRYHEAT-CHATTANOOGA-FLU115D |  | 12/22/95 |  | TUDH-A | Covered PM Repair - Biomedical | MHHS-SMR | [7 empty] | Therapy Unit, Dry Heat | THERAPYUNITDRYHEAT | Therapy Unit, Dry Heat | CHATTANOOGA
NO | YES |  |  |  |  | 013-16493 | Chattanooga | HYDROCOLLATOR |  |  | SW-Rehab | MHHS-Southwest |  |  |  |  | 013-16493 | Southwest | MHHS-Southwest | SW-Rehab | 8th Floor | 11/1/19 |  | 11/1/20 |  | MOIST HEAT THERAPY PACK CONDITIONERS |  | .needs class | [5 empty] | Chattanooga |  |  |  |  | 5/13/19 |  |  | Covered PM Repair - Biomedical | MHHS-Southwest
NO | YES |  |  |  | 029-09008 | 029-09008 | Chattanooga | HYDROCOLLATOR |  | T5774C | TIRR-Woodlands Inpatient | MHHS-TIRR |  |  |  | 029-09008 | 029-09008 | Woodlands | MHHS-Others | TIRR-Woodlands Inpatient | GYM | 4/1/19 |  | 4/1/20 |  | MOIST HEAT THERAPY PACK CONDITIONERS |  | .needs class | [5 empty] | Chattanooga |  |  |  |  | 12/1/13 |  |  | Covered PM Repair - Biomedical | MHHS-TIRR
NO | YES | Serial Number 24196 |  |  | 069-34364 | 069-34364 | Chattanooga | HYDROCOLLATOR |  |  | TMC-Rehab-Ot/Pt Clinic (4J) | MHHS-TMC |  |  |  | 069-34364 | 069-34364 | TMC | MHHS-TMC | TMC-Rehab-Ot/Pt Clinic (4J) | Rehab | 4/1/19 |  |  |  | MOIST HEAT THERAPY PACK CONDITIONERS |  | .needs class | [5 empty] | Chattanooga |  |  |  |  | 5/8/99 |  |  | Covered PM Repair - Biomedical | MHHS-TMC
NO | YES |  |  |  | 005-01163 | 005-01163 | Chattanooga | INTELECT LEGEND 7550 |  |  | SMR-(PL)-Pearland East | MHHS-SMR |  |  |  | 005-01163 | 005-01163 | Pearland | MHHS-Others | SMR-(PL)-Pearland East | Storage Area | 9/1/19 | 3/1/20 |  |  | ULTRASOUND THERAPY SYSTEM |  | .needs class | [5 empty] | Chattanooga |  |  |  |  | 2/10/19 |  |  | Covered PM Repair - Biomedical | MHHS-SMR
NO | YES |  |  |  | 005-04678 | 005-04678 | Chattanooga | INTELECT LEGEND COMBO 2C |  |  | SMR-(PL)-Pearland West (Silverlake) | MHHS-SMR |  |  |  | 005-04678 | 005-04678 | Pearland | MHHS-Others | SMR-(PL)-Pearland West (Silverlake) | Sports med | 9/1/19 |  |  |  | ULTRASOUND THERAPY SYSTEM |  | .needs class | [5 empty] | Chattanooga |  |  |  |  | 2/12/19 |  |  | Covered PM Repair - Biomedical | MHHS-SMR
NO | NO |  |  |  | 005-01345 |  | Chattanooga | INTELECT LEGEND STIM |  | V1091 | SMR - (SE) - ALVIN | MHHS-SMR |  |  |  | 005-01345 |  | Southeast & Bay Area |  | SMR - (SE) - ALVIN | [5 empty] | ULTRASOUND THERAPY SYSTEM |  | .needs class | [5 empty] | Chattanooga | [7 empty] | Covered PM Repair Labor Only - Biomedica | MHHS-SMR
NO | YES | Serial Number 13424 |  |  | 005-04674 | 005-04674 | Chattanooga | INTELECT LEGEND US |  |  | SMR-(PL)-Pearland West (Silverlake) | MHHS-SMR |  |  |  | 005-04674 | 005-04674 | Pearland | MHHS-Others | SMR-(PL)-Pearland West (Silverlake) | Sports med | 9/1/19 | 3/1/20 |  |  | ULTRASOUND THERAPY SYSTEM |  | .needs class | [5 empty] | Chattanooga | [7 empty] | Covered PM Repair Labor Only - Biomedica | MHHS-SMR
NO | YES |  |  |  | 005-04677 | 005-04677 | Chattanooga | INTELECT LEGEND US |  |  | SMR-(TMC)-Shepherd Square | MHHS-SMR |  |  |  | 005-04677 | 005-04677 | TMC | MHHS-Others | SMR-(TMC)-Shepherd Square |  | 8/1/19 | 2/1/20 |  |  | ULTRASOUND THERAPY SYSTEM |  | .needs class | [5 empty] | Chattanooga | [7 empty] | Covered PM Repair Labor Only - Biomedica | MHHS-SMR
NO | YES |  |  |  | 583-01207 | 583-01207 | Chattanooga | INTELECT LEGEND XT 2760 |  |  | Katy Rehab-Inpatient Rehab Gym | MHHS-Katy Rehab |  |  |  | 583-01207 | 583-01207 | Katy | MHHS-Others | Katy Rehab-Inpatient Rehab Gym | Gum floor | 3/1/19 | 3/1/20 |  |  | ULTRASOUND THERAPY SYSTEM |  | .needs class | [5 empty] | Chattanooga |  |  |  |  | 12/1/15 |  |  | Covered PM Repair - Biomedical | MHHS-Katy Rehab
NO | YES |  |  |  | 029-12192 | 029-12192 | Chattanooga | INTELECT LEGEND XT 2760 |  | T15564 | TIRR-Op-Woodlands (Mp2, Ste 200) | MHHS-TIRR |  |  |  | 029-12192 | 029-12192 | Woodlands | MHHS-Others | TIRR-Op-Woodlands (Mp2, Ste 200) | Gym | 8/1/19 |  | 8/1/20 |  | ULTRASOUND THERAPY SYSTEM |  | .needs class | [5 empty] | Chattanooga | [7 empty] | Covered PM Repair Labor Only - Biomedica | MHHS-TIRR
NO | YES |  |  |  | 005-10786 | 005-10786 | Chattanooga | INTELECT TRANSPORT 2782 |  |  | SMR-(PL)-Pearland West (Silverlake) | MHHS-SMR |  |  |  | 005-10786 | 005-10786 | Pearland | MHHS-Others | SMR-(PL)-Pearland West (Silverlake) | Sports med | 9/1/19 | 9/1/20 |  |  | ULTRASOUND THERAPY SYSTEM |  | .needs class | [5 empty] | Chattanooga |  |  |  |  | 12/1/15 |  |  | Covered PM Repair - Biomedical | MHHS-SMR
NO | YES | Serial Number 3179 |  |  | 583-01094 | 583-01094 | Chattanooga | INTELECT TRANSPORT 2782K |  |  | Katy Rehab-Outpatient Rehab 3rd Floor | MHHS-Katy Rehab |  |  |  | 583-01094 | 583-01094 | Katy | MHHS-Others | Katy Rehab-Outpatient Rehab 3rd Floor | Outpatient Rehab | 3/1/19 | 3/1/20 |  |  | ULTRASOUND THERAPY SYSTEM |  | .needs class | [5 empty] | Chattanooga |  |  |  |  | 12/1/15 |  |  | Covered PM Repair - Biomedical | MHHS-Katy Rehab
NO | NO |  |  |  | 142-05541 |  | Chattanooga | INTELECT TRANSPORT 2782K |  | T4960 | SMR - (NE) - NE HOSPITAL | MHHS-SMR |  |  |  | 142-05541 |  | Katy |  | SMR - (NE) - NE HOSPITAL | [5 empty] | ULTRASOUND THERAPY SYSTEM |  | .needs class | [5 empty] | Chattanooga | [7 empty] | Not Covered Vendor Only - Biomedical | MHHS-SMR
NO | YES |  |  |  | 583-01093 | 583-01093 | Chattanooga | INTELECT TRANSPORT 2783 |  |  | Katy Rehab-Inpatient Rehab Gym | MHHS-Katy Rehab |  |  |  | 583-01093 | 583-01093 | Katy | MHHS-Others | Katy Rehab-Inpatient Rehab Gym | Nurses station | 3/1/19 | 3/1/20 |  |  | ULTRASOUND THERAPY SYSTEM |  | .needs class | [5 empty] | Chattanooga |  |  |  |  | 10/30/17 |  |  | Covered PM Repair - Biomedical | MHHS-Katy Rehab
NO | YES |  |  |  | 583-01092 | 583-01092 | Chattanooga | INTELECT TRANSPORT 2783 |  |  | Katy Rehab-Outpatient Rehab 3rd Floor | MHHS-Katy Rehab |  |  |  | 583-01092 | 583-01092 | Katy | MHHS-Others | Katy Rehab-Outpatient Rehab 3rd Floor | Outpatient Rehab | 3/1/19 | 3/1/20 |  |  | ULTRASOUND THERAPY SYSTEM |  | .needs class | [5 empty] | Chattanooga |  |  |  |  | 11/15/17 |  |  | Covered PM Repair - Biomedical | MHHS-Katy Rehab
NO | YES | [5 empty] | Chattanooga | IONTO |  |  | SMR - (SE) - BEAUMONT | MHHS-SMR |  | Iontophoresis Unit |  |  |  | Southeast & Bay Area |  | SMR - (SE) - BEAUMONT | [5 empty] | STIMULATORS, ELECTRICAL, NEUROMUSCULAR |  | IONTOPHORESISUNIT-CHATTANOOGA-Ionto | IONTOPHORESISUNIT | Ionto |  |  |  | CHATTANOOGA | Iontophoresis Unit |  | IONTOPHORESISUNIT-CHATTANOOGA-Ionto |  |  |  |  | Covered PM Repair - Biomedical | MHHS-SMR
NO | YES | [5 empty] | Chattanooga | IONTO |  |  | SMR - (SE) - BEAUMONT | MHHS-SMR |  | Iontophoresis Unit |  |  |  | Southeast & Bay Area |  | SMR - (SE) - BEAUMONT | [5 empty] | STIMULATORS, ELECTRICAL, NEUROMUSCULAR |  | IONTOPHORESISUNIT-CHATTANOOGA-Ionto | IONTOPHORESISUNIT | Ionto |  |  |  | CHATTANOOGA | Iontophoresis Unit |  | IONTOPHORESISUNIT-CHATTANOOGA-Ionto |  |  |  |  | Covered PM Repair - Biomedical | MHHS-SMR
NO | YES |  |  |  | 583-01044 | 583-01044 | Chattanooga | M2 |  |  | Katy Rehab-1St Fl Physical Therapy | MHHS-Katy Rehab |  | Hydrocollator, Heated |  | 583-01044 | 583-01044 | Katy | MHHS-Others | Katy Rehab-1St Fl Physical Therapy | Gym floor | 3/1/19 | 3/1/20 |  |  | MOIST HEAT THERAPY PACK CONDITIONERS | Hydrocollator, Heated | HYDROCOLLATORHEATED-Chattanooga-M-2 | HYDROCOLLATORHEATED | M-2 |  |  |  | Chattanooga | Hydrocollator, Heated |  | HYDROCOLLATORHEATED-Chattanooga-M-2 |  | 5/1/16 |  | HCH-A | Covered PM Repair - Biomedical | MHHS-Katy Rehab | [8 empty] | HYDROCOLLATORHEATED | Hydrocollator, Heated | Chattanooga
NO | YES |  |  |  |  | 009-00824 | Chattanooga | M2 |  |  | SMR-(GH)-Greater Heights | MHHS-SMR |  | Hydrocollator, Heated |  |  | 009-00824 | Central | MHHS-Others | SMR-(GH)-Greater Heights | Gym floor | 4/1/19 | 4/1/20 |  |  | MOIST HEAT THERAPY PACK CONDITIONERS | Hydrocollator, Heated | HYDROCOLLATORHEATED-Chattanooga-M-2 | HYDROCOLLATORHEATED | M-2 |  |  |  | Chattanooga | Hydrocollator, Heated |  | HYDROCOLLATORHEATED-Chattanooga-M-2 |  | 11/5/16 |  | HCH-A | Covered PM Repair - Biomedical | MHHS-SMR | [8 empty] | HYDROCOLLATORHEATED | Hydrocollator, Heated | Chattanooga
NO | YES |  |  |  | 133-01476 | 133-01476 | Chattanooga | M2 |  |  | MH MG-(KY)-OB/GYN | MHHS-SMR |  | Hydrocollator, Heated |  | 133-01476 | 133-01476 | Katy | MHHS-MG | MH MG-(KY)-OB/GYN | OGBYN | 1/1/19 | 1/1/20 |  |  | MOIST HEAT THERAPY PACK CONDITIONERS | Hydrocollator, Heated | HYDROCOLLATORHEATED-Chattanooga-M-2 | HYDROCOLLATORHEATED | M-2 |  |  |  | Chattanooga | Hydrocollator, Heated |  | HYDROCOLLATORHEATED-Chattanooga-M-2 |  | 1/15/20 |  | HCH-A | Not Covered Vendor Only - Biomedical | MHHS-SMR | [8 empty] | HYDROCOLLATORHEATED | Hydrocollator, Heated | Chattanooga
NO | YES |  |  |  | 133-02166 | 133-02166 | Chattanooga | M2 |  |  | SMR-(KY)-Katy (Mp2) | MHHS-SMR |  | Hydrocollator, Heated |  | 133-02166 | 133-02166 | Katy | MHHS-Others | SMR-(KY)-Katy (Mp2) | Sport medicine and Rehab | 1/1/19 | 1/1/20 |  |  | MOIST HEAT THERAPY PACK CONDITIONERS | Hydrocollator, Heated | HYDROCOLLATORHEATED-Chattanooga-M-2 | HYDROCOLLATORHEATED | M-2 |  |  |  | Chattanooga | Hydrocollator, Heated |  | HYDROCOLLATORHEATED-Chattanooga-M-2 |  | 9/10/16 |  | HCH-A | Covered PM Repair - Biomedical | MHHS-SMR | [8 empty] | HYDROCOLLATORHEATED | Hydrocollator, Heated | Chattanooga
NO | YES |  |  |  | 000-03680 | 000-03680 | Chattanooga | M2 |  |  | SMR - (NE) - KINGWOOD WEST | MHHS-SMR |  | Hydrocollator, Heated |  | 000-03680 | 000-03680 | Katy | Kingwood West Sports Medicine | SMR - (NE) - KINGWOOD WEST | Kingwood West Sports Medicine |  |  |  |  | MOIST HEAT THERAPY PACK CONDITIONERS |  | HYDROCOLLATORHEATED-Chattanooga-M-2 | HYDROCOLLATORHEATED | M-2 |  |  |  | Chattanooga | Hydrocollator, Heated |  | HYDROCOLLATORHEATED-Chattanooga-M-2 |  |  |  |  | Covered PM Repair - Biomedical | MHHS-SMR
NO | YES |  |  |  | 005-03130 | 005-03130 | Chattanooga | M2 |  |  | SMR-(PL)-Pearland East | MHHS-SMR |  | Hydrocollator, Heated |  | 005-03130 | 005-03130 | Pearland | MHHS-Others | SMR-(PL)-Pearland East | Storage Area | 9/1/19 | 9/1/20 |  |  | MOIST HEAT THERAPY PACK CONDITIONERS | Hydrocollator, Heated | HYDROCOLLATORHEATED-Chattanooga-M-2 | HYDROCOLLATORHEATED | M-2 |  |  |  | Chattanooga | Hydrocollator, Heated |  | HYDROCOLLATORHEATED-Chattanooga-M-2 |  | 6/23/17 |  | HCH-A | Covered PM Repair - Biomedical | MHHS-SMR | [8 empty] | HYDROCOLLATORHEATED | Hydrocollator, Heated | Chattanooga
NO | YES |  |  |  | 029-04993 |  | Chattanooga | M2 |  |  | SMR - (SE) - HOUSTON SPORTS PARK | MHHS-SMR |  | Hydrocollator, Heated |  | 029-04993 |  | Southeast & Bay Area |  | SMR - (SE) - HOUSTON SPORTS PARK |  | 02/16/2018 |  |  |  | MOIST HEAT THERAPY PACK CONDITIONERS |  | HYDROCOLLATORHEATED-Chattanooga-M-2 | HYDROCOLLATORHEATED | M-2 |  |  |  | Chattanooga | Hydrocollator, Heated |  | HYDROCOLLATORHEATED-Chattanooga-M-2 |  |  |  |  | Covered PM Repair - Biomedical | MHHS-SMR
NO | YES |  |  |  | 129-00446 | 129-00446 | Chattanooga | M2 |  |  | SMR - (SL) - WILLIAMS TRACE | MHHS-SMR |  | Hydrocollator, Heated |  | 129-00446 | 129-00446 | Sugar Land | Memorial Hermann Sports Medicine | SMR - (SL) - WILLIAMS TRACE | Gym | 3/1/19 | 3/1/20 |  |  | MOIST HEAT THERAPY PACK CONDITIONERS | Hydrocollator, Heated | HYDROCOLLATORHEATED-Chattanooga-M-2 | HYDROCOLLATORHEATED | M-2 |  |  |  | Chattanooga | Hydrocollator, Heated |  | HYDROCOLLATORHEATED-Chattanooga-M-2 |  | 9/27/19 |  | HCH-A | Covered PM Repair - Biomedical | MHHS-SMR | [8 empty] | HYDROCOLLATORHEATED | Hydrocollator, Heated | Chattanooga
NO | YES |  |  |  | 005-03983 | 005-03983 | Chattanooga | M2 |  |  | SE-Respiratory | MHHS-Southeast |  | Hydrocollator, Heated |  | 005-03983 | 005-03983 | Southeast | MHHS-Southeast | SE-Respiratory | 4th Floor Storage | 11/1/18 |  |  |  | MOIST HEAT THERAPY PACK CONDITIONERS |  | HYDROCOLLATORHEATED-Chattanooga-M-2 | HYDROCOLLATORHEATED | M-2 |  |  |  | Chattanooga | Hydrocollator, Heated |  | HYDROCOLLATORHEATED-Chattanooga-M-2 |  | 11/2/16 |  |  | Covered PM Repair - Biomedical | MHHS-Southeast
NO | YES |  |  |  | 029-06177 | 029-06177 | Chattanooga | M2 |  |  | SMR-(WDLS)-Med Plaza 4 (Mp4) | MHHS-SMR |  | Hydrocollator, Heated |  | 029-06177 | 029-06177 | Woodlands | MHHS-Others | SMR-(WDLS)-Med Plaza 4 (Mp4) | MED-PLAZA 4 | 8/1/19 |  | 8/1/20 |  | MOIST HEAT THERAPY PACK CONDITIONERS | Hydrocollator, Heated | HYDROCOLLATORHEATED-Chattanooga-M-2 | HYDROCOLLATORHEATED | M-2 |  |  |  | Chattanooga | Hydrocollator, Heated |  | HYDROCOLLATORHEATED-Chattanooga-M-2 |  | 10/3/17 |  | HCH-A | Covered PM Repair - Biomedical | MHHS-SMR | [8 empty] | HYDROCOLLATORHEATED | Hydrocollator, Heated | Chattanooga
NO | YES |  |  |  | 069-03530 |  | Chattanooga | M2 |  |  | TMC-Jones-Hyperbaric/Wound Care (Jg) | MHHS-TMC |  | Hydrocollator, Heated |  | 069-03530 |  | TMC | MHHS-TMC | TMC-Jones-Hyperbaric/Wound Care (Jg) | Splinting | 4/1/19 |  | 4/1/20 |  | MOIST HEAT THERAPY PACK CONDITIONERS |  | HYDROCOLLATORHEATED-Chattanooga-M-2 | HYDROCOLLATORHEATED | M-2 |  |  |  | Chattanooga | Hydrocollator, Heated |  | HYDROCOLLATORHEATED-Chattanooga-M-2 |  | 11/2/16 |  |  | Covered PM Repair - Biomedical | MHHS-TMC
NO | YES |  |  |  | 069-03592 |  | Chattanooga | M2 |  |  | TMC-Jones-Hyperbaric/Wound Care (Jg) | MHHS-TMC |  | Hydrocollator, Heated |  | 069-03592 |  | TMC | MHHS-TMC | TMC-Jones-Hyperbaric/Wound Care (Jg) | Splinting | 4/1/19 |  | 4/1/20 |  | MOIST HEAT THERAPY PACK CONDITIONERS |  | HYDROCOLLATORHEATED-Chattanooga-M-2 | HYDROCOLLATORHEATED | M-2 |  |  |  | Chattanooga | Hydrocollator, Heated |  | HYDROCOLLATORHEATED-Chattanooga-M-2 |  | 11/2/16 |  |  | Covered PM Repair - Biomedical | MHHS-TMC
NO | NO |  |  |  | 000-03713 |  | Chattanooga | M2 |  |  | SMR - (NE) - FALL CREEK | MHHS-SMR |  | Hydrocollator, Heated |  | 000-03713 |  | Katy |  | SMR - (NE) - FALL CREEK | [5 empty] | MOIST HEAT THERAPY PACK CONDITIONERS |  | HYDROCOLLATORHEATED-Chattanooga-M-2 | HYDROCOLLATORHEATED | M-2 |  |  |  | Chattanooga | Hydrocollator, Heated |  | HYDROCOLLATORHEATED-Chattanooga-M-2 |  |  |  |  | Covered PM Repair - Biomedical | MHHS-SMR
NO | NO |  |  |  | NEEDS TAGGED |  | Chattanooga | M2 |  |  | SMR - (SE) - HOUSTON SPORTS PARK | MHHS-SMR |  | Hydrocollator, Heated |  | NEEDS TAGGED |  | Southeast & Bay Area |  | SMR - (SE) - HOUSTON SPORTS PARK | [5 empty] | MOIST HEAT THERAPY PACK CONDITIONERS |  | HYDROCOLLATORHEATED-Chattanooga-M-2 | HYDROCOLLATORHEATED | M-2 |  |  |  | Chattanooga | Hydrocollator, Heated |  | HYDROCOLLATORHEATED-Chattanooga-M-2 |  |  |  |  | Covered PM Repair - Biomedical | MHHS-SMR
NO | NO |  |  |  | 029-06916 |  | Chattanooga | M2 |  |  | SMR - (SE) - SOUTHEAST (MP1) | MHHS-SMR |  | Hydrocollator, Heated |  | 029-06916 |  | Southeast & Bay Area |  | SMR - (SE) - SOUTHEAST (MP1) | [5 empty] | MOIST HEAT THERAPY PACK CONDITIONERS |  | HYDROCOLLATORHEATED-Chattanooga-M-2 | HYDROCOLLATORHEATED | M-2 |  |  |  | Chattanooga | Hydrocollator, Heated |  | HYDROCOLLATORHEATED-Chattanooga-M-2 |  |  |  |  | Not Covered Vendor Only - Biomedical | MHHS-SMR
NO | NO |  |  |  | 029-00060 |  | Chattanooga | M2 |  |  | SMR - (WDLS) - MED PLAZA 4 (MP4) | MHHS-SMR |  | Hydrocollator, Heated |  | 029-00060 |  | Woodlands |  | SMR - (WDLS) - MED PLAZA 4 (MP4) | [5 empty] | MOIST HEAT THERAPY PACK CONDITIONERS |  | HYDROCOLLATORHEATED-Chattanooga-M-2 | HYDROCOLLATORHEATED | M-2 |  |  |  | Chattanooga | Hydrocollator, Heated |  | HYDROCOLLATORHEATED-Chattanooga-M-2 |  |  |  |  | Covered PM Repair - Biomedical | MHHS-SMR
NO | NO |  |  |  | 029-06178 |  | Chattanooga | M2 |  |  | SMR - (WDLS) - MED PLAZA 4 (MP4) | MHHS-SMR |  | Hydrocollator, Heated |  | 029-06178 |  | Woodlands |  | SMR - (WDLS) - MED PLAZA 4 (MP4) | [5 empty] | MOIST HEAT THERAPY PACK CONDITIONERS |  | HYDROCOLLATORHEATED-Chattanooga-M-2 | HYDROCOLLATORHEATED | M-2 |  |  |  | Chattanooga | Hydrocollator, Heated |  | HYDROCOLLATORHEATED-Chattanooga-M-2 |  |  |  |  | Covered PM Repair - Biomedical | MHHS-SMR
NO | NO | [5 empty] | Chattanooga | M2 |  |  | TIRR - THERAPY GYM | MHHS-TIRR |  | Hydrocollator, Heated |  |  |  | TMC |  | TIRR - THERAPY GYM | [5 empty] | MOIST HEAT THERAPY PACK CONDITIONERS |  | HYDROCOLLATORHEATED-Chattanooga-M-2 | HYDROCOLLATORHEATED | M-2 |  |  |  | Chattanooga | Hydrocollator, Heated |  | HYDROCOLLATORHEATED-Chattanooga-M-2 |  |  |  |  | Covered PM Repair - Biomedical | MHHS-TIRR
NO | YES |  |  |  | 009-04859 | 009-04859 | Chattanooga | M4 |  |  | SMR - (MC) - TOWN | MHHS-SMR |  | Stimulator, Neuromuscular |  | 009-04859 | 009-04859 | West | Memorial Hermann Sports Medicine | SMR - (MC) - TOWN | Storage Room | 6/1/19 |  | 6/1/20 |  | MOIST HEAT THERAPY PACK CONDITIONERS |  | HYDROCOLLATORHEATED-Chattanooga-M-4STIMNEUROMUSC-Marc Pro-M4 | STIMNEUROMUSC | M4 |  |  |  | Marc Pro | Stimulator, Neuromuscular |  | HYDROCOLLATORHEATED-Chattanooga-M-4 | STIMNEUROMUSC-Marc Pro-M4 |  |  |  | Covered PM Repair - Biomedical | MHHS-SMR
NO | YES |  |  |  | 129-06913 | 129-06913 | Chattanooga | M4 |  | T1826C | SMR - (SL) - WILLIAMS TRACE | MHHS-SMR |  | Stimulator, Neuromuscular |  | 129-06913 | 129-06913 | Sugar Land | Memorial Hermann Sports Medicine | SMR - (SL) - WILLIAMS TRACE | Gym | 3/1/19 | 3/1/20 |  |  | MOIST HEAT THERAPY PACK CONDITIONERS |  | HYDROCOLLATORHEATED-Chattanooga-M-4STIMNEUROMUSC-Marc Pro-M4 | STIMNEUROMUSC | M4 |  |  |  | Marc Pro | Stimulator, Neuromuscular |  | HYDROCOLLATORHEATED-Chattanooga-M-4 | STIMNEUROMUSC-Marc Pro-M4 |  |  |  | Covered PM Repair - Biomedical | MHHS-SMR
NO | YES |  |  |  | 069-37127 | 069-37127 | Chattanooga | M4 |  | T1952C | SMR - (TMC) - IRONMAN [MHMP-16FLR] | MHHS-SMR |  | Stimulator, Neuromuscular |  | 069-37127 | 069-37127 | TMC | MHHS-Others | SMR - (TMC) - IRONMAN [MHMP-16FLR] | Gym | 5/1/19 |  | 5/1/20 |  | MOIST HEAT THERAPY PACK CONDITIONERS |  | HYDROCOLLATORHEATED-Chattanooga-M-4STIMNEUROMUSC-Marc Pro-M4 | STIMNEUROMUSC | M4 |  |  |  | Marc Pro | Stimulator, Neuromuscular |  | HYDROCOLLATORHEATED-Chattanooga-M-4 | STIMNEUROMUSC-Marc Pro-M4 |  |  |  | Covered PM Repair - Biomedical | MHHS-SMR
NO | YES |  |  |  | 069-37128 | 069-37128 | Chattanooga | M4 |  | T1827C | SMR - (TMC) - IRONMAN [MHMP-16FLR] | MHHS-SMR |  | Stimulator, Neuromuscular |  | 069-37128 | 069-37128 | TMC | MHHS-Others | SMR - (TMC) - IRONMAN [MHMP-16FLR] | Gym | 5/1/19 |  | 5/1/20 |  | MOIST HEAT THERAPY PACK CONDITIONERS |  | HYDROCOLLATORHEATED-Chattanooga-M-4STIMNEUROMUSC-Marc Pro-M4 | STIMNEUROMUSC | M4 |  |  |  | Marc Pro | Stimulator, Neuromuscular |  | HYDROCOLLATORHEATED-Chattanooga-M-4 | STIMNEUROMUSC-Marc Pro-M4 |  |  |  | Covered PM Repair - Respiratory/Steriliz | MHHS-SMR
NO | YES |  |  |  |  | 099-02176 | Chattanooga | M4 |  | T1732C | SMR-(TMC)-Shepherd Square | MHHS-SMR |  | Stimulator, Neuromuscular |  |  | 099-02176 | TMC | MHHS-Others | SMR-(TMC)-Shepherd Square |  | 3/1/19 | 3/1/20 |  |  | MOIST HEAT THERAPY PACK CONDITIONERS |  | HYDROCOLLATORHEATED-Chattanooga-M-4STIMNEUROMUSC-Marc Pro-M4 | STIMNEUROMUSC | M4 |  |  |  | Marc Pro | Stimulator, Neuromuscular |  | HYDROCOLLATORHEATED-Chattanooga-M-4 | STIMNEUROMUSC-Marc Pro-M4 |  |  |  | Clinical Miscellaneous | MHHS-SMR
NO | YES |  |  |  | 029-05970 | 029-05970 | Chattanooga | M4 |  |  | SMR-(WDLS)-Conroe North | MHHS-SMR |  | Stimulator, Neuromuscular |  | 029-05970 | 029-05970 | Woodlands | MHHS-Others | SMR-(WDLS)-Conroe North | Back room | 8/1/19 |  | 8/1/20 |  | MOIST HEAT THERAPY PACK CONDITIONERS |  | HYDROCOLLATORHEATED-Chattanooga-M-4STIMNEUROMUSC-Marc Pro-M4 | STIMNEUROMUSC | M4 |  |  |  | Marc Pro | Stimulator, Neuromuscular |  | HYDROCOLLATORHEATED-Chattanooga-M-4 | STIMNEUROMUSC-Marc Pro-M4 |  |  |  | Clinical Miscellaneous | MHHS-SMR
NO | YES |  |  |  | 029-08823 | 029-08823 | Chattanooga | M4 |  | T5367C | SMR-(WDLS)-Wl Ironman [Pinecroft-Ste450] | MHHS-SMR |  | Stimulator, Neuromuscular |  | 029-08823 | 029-08823 | Woodlands | MHHS-Others | SMR-(WDLS)-Wl Ironman [Pinecroft-Ste450] | Gym | 8/1/19 |  | 8/1/20 |  | MOIST HEAT THERAPY PACK CONDITIONERS |  | HYDROCOLLATORHEATED-Chattanooga-M-4STIMNEUROMUSC-Marc Pro-M4 | STIMNEUROMUSC | M4 |  |  |  | Marc Pro | Stimulator, Neuromuscular |  | HYDROCOLLATORHEATED-Chattanooga-M-4 | STIMNEUROMUSC-Marc Pro-M4 |  |  |  | Clinical Miscellaneous | MHHS-SMR
NO | YES |  |  |  | 029-09506 | 029-09506 | Chattanooga | M4 |  | T6143C | TIRR-Op-Woodlands (Mp2, Ste 200) | MHHS-TIRR |  | Stimulator, Neuromuscular |  | 029-09506 | 029-09506 | Woodlands | MHHS-Others | TIRR-Op-Woodlands (Mp2, Ste 200) | MP2 suite 270 | 8/1/19 |  | 8/1/20 |  | MOIST HEAT THERAPY PACK CONDITIONERS |  | HYDROCOLLATORHEATED-Chattanooga-M-4STIMNEUROMUSC-Marc Pro-M4 | STIMNEUROMUSC | M4 |  |  |  | Marc Pro | Stimulator, Neuromuscular |  | HYDROCOLLATORHEATED-Chattanooga-M-4 | STIMNEUROMUSC-Marc Pro-M4 |  |  |  | Covered PM Repair - Biomedical | MHHS-TIRR
NO | NO |  |  |  | 925-00920 |  | Chattanooga | M4 |  | T6479C | SMR - (MHOSH) - BELLAIRE | MHHS-SMR |  | Stimulator, Neuromuscular |  | 925-00920 |  | Central & Greater Heights |  | SMR - (MHOSH) - BELLAIRE | [5 empty] | MOIST HEAT THERAPY PACK CONDITIONERS |  | HYDROCOLLATORHEATED-Chattanooga-M-4STIMNEUROMUSC-Marc Pro-M4 | STIMNEUROMUSC | M4 |  |  |  | Marc Pro | Stimulator, Neuromuscular |  | HYDROCOLLATORHEATED-Chattanooga-M-4 | STIMNEUROMUSC-Marc Pro-M4 |  |  |  | Covered PM Repair - Biomedical | MHHS-SMR
NO | NO | [5 empty] | Chattanooga | M4 |  |  | SMR - (NE) - NE HOSPITAL | MHHS-SMR |  | Stimulator, Neuromuscular |  |  |  | Katy |  | SMR - (NE) - NE HOSPITAL | [5 empty] | MOIST HEAT THERAPY PACK CONDITIONERS |  | HYDROCOLLATORHEATED-Chattanooga-M-4STIMNEUROMUSC-Marc Pro-M4 | STIMNEUROMUSC | M4 |  |  |  | Marc Pro | Stimulator, Neuromuscular |  | HYDROCOLLATORHEATED-Chattanooga-M-4 | STIMNEUROMUSC-Marc Pro-M4 |  |  |  | Covered PM Repair - Biomedical | MHHS-SMR
NO | NO |  |  |  | 241-00504 |  | Chattanooga | M4 |  |  | SMR - (TMC) - GREENWAY PLAZA | MHHS-SMR |  | Stimulator, Neuromuscular |  | 241-00504 |  | TMC |  | SMR - (TMC) - GREENWAY PLAZA | [5 empty] | MOIST HEAT THERAPY PACK CONDITIONERS |  | HYDROCOLLATORHEATED-Chattanooga-M-4STIMNEUROMUSC-Marc Pro-M4 | STIMNEUROMUSC | M4 |  |  |  | Marc Pro | Stimulator, Neuromuscular |  | HYDROCOLLATORHEATED-Chattanooga-M-4 | STIMNEUROMUSC-Marc Pro-M4 |  |  |  | Covered PM Repair - Biomedical | MHHS-SMR
NO | YES |  |  |  | 005-03094 | 005-03094 | Chattanooga | MANF SERV ONLY - TREATMENT TABLES GENERIC MODEL |  |  | SE - REHAB SERVICES | MHHS-Southeast |  |  |  | 005-03094 | 005-03094 | Southeast | Memorial Hermann Southeast Hospital | SE - REHAB SERVICES | OT Therapy E2 001.5 | 3/1/19 |  |  | No pm found | TABLES, EXAMINATION/TREATMENT |  | .needs class | [5 empty] | Chattanooga |  |  |  |  | 9/1/17 |  |  | Covered PM Repair - Biomedical | MHHS-Southeast
NO | NO |  |  |  | 074-05499 |  | Chattanooga | MOVEO XP |  | C-1-T1234 | TMC - REHAB - HVI (5HVI) | MHHS-TMC |  |  |  | 074-05499 |  | TMC |  | TMC - REHAB - HVI (5HVI) | [5 empty] | TABLES, EXAMINATION/TREATMENT |  | .needs class | [5 empty] | Chattanooga | [7 empty] | Covered PM Repair - Biomedical | MHHS-TMC
NO | NO |  |  |  | 069-38725 |  | Chattanooga | MOVEO XP |  | C-1-T1235 | TMC - REHAB - OT/PT CLINIC (4J) | MHHS-TMC |  |  |  | 069-38725 |  | TMC |  | TMC - REHAB - OT/PT CLINIC (4J) | [5 empty] | TABLES, EXAMINATION/TREATMENT |  | .needs class | [5 empty] | Chattanooga | [7 empty] | Covered PM Repair - Biomedical | MHHS-TMC
NO | NO |  |  |  | 069-38788 |  | Chattanooga | MOVEO XP |  | C-I-T1234 | TMC - REHAB - OT/PT CLINIC (4J) | MHHS-TMC |  |  |  | 069-38788 |  | TMC |  | TMC - REHAB - OT/PT CLINIC (4J) | [5 empty] | TABLES, EXAMINATION/TREATMENT |  | .needs class | [5 empty] | Chattanooga | [7 empty] | Covered PM Repair - Biomedical | MHHS-TMC
NO | YES |  |  |  | 069-46774 | 069-46774 | Chattanooga | OPTIFLEX-K1 |  |  | TMC-Jones-Tx Trauma (6J) | MHHS-TMC |  |  |  | 069-46774 | 069-46774 | TMC | MHHS-TMC | TMC-Jones-Tx Trauma (6J) | S7 216 | 11/1/19 |  | 11/1/20 |  | EXERCISERS, CONTINUOUS PASSIVE MOTION |  | EXERCISERCPMMACHINE-Chattanooga-OptiFlex |  |  |  |  | EXERCISERCPMMACHINE-Chattanooga-OptiFlex | Chattanooga | [7 empty] | Covered PM Repair - Biomedical | MHHS-TMC
NO | YES |  |  |  | 069-46775 | 069-46775 | Chattanooga | OPTIFLEX-K1 |  |  | TMC-Jones-Tx Trauma (6J) | MHHS-TMC |  |  |  | 069-46775 | 069-46775 | TMC | MHHS-TMC | TMC-Jones-Tx Trauma (6J) | S7 216 | 9/1/19 |  | 9/1/20 |  | EXERCISERS, CONTINUOUS PASSIVE MOTION |  | EXERCISERCPMMACHINE-Chattanooga-OptiFlex |  |  |  |  | EXERCISERCPMMACHINE-Chattanooga-OptiFlex | Chattanooga |  |  |  |  | 7/1/18 |  |  | Covered PM Repair - Biomedical | MHHS-TMC
NO | NO | [5 empty] | Chattanooga | OPTIFLEX-K1 |  |  | KATY - PHYSICAL THERAPY | MHHS-Katy | [5 empty] | Katy |  | KATY - PHYSICAL THERAPY | [5 empty] | EXERCISERS, CONTINUOUS PASSIVE MOTION |  | EXERCISERCPMMACHINE-Chattanooga-OptiFlex |  |  |  |  | EXERCISERCPMMACHINE-Chattanooga-OptiFlex | Chattanooga | [7 empty] | Covered PM Repair - Biomedical | MHHS-Katy
NO | NO | [5 empty] | Chattanooga | OPTIFLEX-K1 |  |  | KATY REHAB - INPATIENT REHAB GYM | MHHS-Katy Rehab | [5 empty] | Katy |  | KATY REHAB - INPATIENT REHAB GYM | [5 empty] | EXERCISERS, CONTINUOUS PASSIVE MOTION |  | EXERCISERCPMMACHINE-Chattanooga-OptiFlex |  |  |  |  | EXERCISERCPMMACHINE-Chattanooga-OptiFlex | Chattanooga | [7 empty] | Covered PM Repair - Biomedical | MHHS-Katy Rehab
NO | NO | [5 empty] | Chattanooga | OPTIFLEX-K1 |  |  | KATY REHAB - INPATIENT REHAB GYM | MHHS-Katy Rehab | [5 empty] | Katy |  | KATY REHAB - INPATIENT REHAB GYM | [5 empty] | EXERCISERS, CONTINUOUS PASSIVE MOTION |  | EXERCISERCPMMACHINE-Chattanooga-OptiFlex |  |  |  |  | EXERCISERCPMMACHINE-Chattanooga-OptiFlex | Chattanooga | [7 empty] | Covered PM Repair - Biomedical | MHHS-Katy Rehab
NO | NO |  |  |  | 145-00071 |  | Chattanooga | OPTIFLEX-K1 |  |  | PEARLAND - REHAB SERVICES | MHHS-Pearland Hospital |  |  |  | 145-00071 |  | Pearland |  | PEARLAND - REHAB SERVICES | [5 empty] | EXERCISERS, CONTINUOUS PASSIVE MOTION |  | EXERCISERCPMMACHINE-Chattanooga-OptiFlex |  |  |  |  | EXERCISERCPMMACHINE-Chattanooga-OptiFlex | Chattanooga | [7 empty] | Covered PM Repair - Biomedical | MHHS-Pearland Hospital
NO | NO |  |  |  | 145-01354 |  | Chattanooga | OPTIFLEX-K1 |  |  | PEARLAND - REHAB SERVICES | MHHS-Pearland Hospital |  |  |  | 145-01354 |  | Pearland |  | PEARLAND - REHAB SERVICES | [5 empty] | EXERCISERS, CONTINUOUS PASSIVE MOTION |  | EXERCISERCPMMACHINE-Chattanooga-OptiFlex |  |  |  |  | EXERCISERCPMMACHINE-Chattanooga-OptiFlex | Chattanooga | [7 empty] | Covered PM Repair - Biomedical | MHHS-Pearland Hospital
NO | NO |  |  |  | 005-10097 |  | Chattanooga | OPTIFLEX-K1 |  |  | SE - REHAB SERVICES | MHHS-Southeast |  |  |  | 005-10097 |  | Southeast & Bay Area |  | SE - REHAB SERVICES | [5 empty] | EXERCISERS, CONTINUOUS PASSIVE MOTION |  | EXERCISERCPMMACHINE-Chattanooga-OptiFlex |  |  |  |  | EXERCISERCPMMACHINE-Chattanooga-OptiFlex | Chattanooga | [7 empty] | Covered PM Repair - Biomedical | MHHS-Southeast
NO | NO |  |  |  | 005-10098 |  | Chattanooga | OPTIFLEX-K1 |  |  | SE - REHAB SERVICES | MHHS-Southeast |  |  |  | 005-10098 |  | Southeast & Bay Area |  | SE - REHAB SERVICES | [5 empty] | EXERCISERS, CONTINUOUS PASSIVE MOTION |  | EXERCISERCPMMACHINE-Chattanooga-OptiFlex |  |  |  |  | EXERCISERCPMMACHINE-Chattanooga-OptiFlex | Chattanooga | [7 empty] | Not Covered Vendor Only - Biomedical | MHHS-Southeast
NO | NO |  |  |  | 005-10099 |  | Chattanooga | OPTIFLEX-K1 |  |  | SE - REHAB SERVICES | MHHS-Southeast |  |  |  | 005-10099 |  | Southeast & Bay Area |  | SE - REHAB SERVICES | [5 empty] | EXERCISERS, CONTINUOUS PASSIVE MOTION |  | EXERCISERCPMMACHINE-Chattanooga-OptiFlex |  |  |  |  | EXERCISERCPMMACHINE-Chattanooga-OptiFlex | Chattanooga | [7 empty] | Not Covered Vendor Only - Biomedical | MHHS-Southeast
NO | NO | [5 empty] | Chattanooga | OPTIFLEX-K1 |  |  | SE - REHAB SERVICES | MHHS-Southeast | [5 empty] | Southeast & Bay Area |  | SE - REHAB SERVICES | [5 empty] | EXERCISERS, CONTINUOUS PASSIVE MOTION |  | EXERCISERCPMMACHINE-Chattanooga-OptiFlex |  |  |  |  | EXERCISERCPMMACHINE-Chattanooga-OptiFlex | Chattanooga | [7 empty] | Not Covered Vendor Only - Biomedical | MHHS-Southeast
NO | NO | [5 empty] | Chattanooga | OPTIFLEX-K1 |  |  | SE - REHAB SERVICES | MHHS-Southeast | [5 empty] | Southeast & Bay Area |  | SE - REHAB SERVICES | [5 empty] | EXERCISERS, CONTINUOUS PASSIVE MOTION |  | EXERCISERCPMMACHINE-Chattanooga-OptiFlex |  |  |  |  | EXERCISERCPMMACHINE-Chattanooga-OptiFlex | Chattanooga | [7 empty] | Not Covered Vendor Only - Biomedical | MHHS-Southeast
NO | NO |  |  |  | 029-12916 |  | Chattanooga | OPTIFLEX-K1 |  |  | WOODLANDS - PT/OT | MHHS-Woodlands |  |  |  | 029-12916 |  | Woodlands |  | WOODLANDS - PT/OT | [5 empty] | EXERCISERS, CONTINUOUS PASSIVE MOTION |  | EXERCISERCPMMACHINE-Chattanooga-OptiFlex |  |  |  |  | EXERCISERCPMMACHINE-Chattanooga-OptiFlex | Chattanooga | [7 empty] | Covered PM Repair - Biomedical | MHHS-Woodlands
NO | NO |  |  |  | 029-12917 |  | Chattanooga | OPTIFLEX-K1 |  |  | WOODLANDS - PT/OT | MHHS-Woodlands |  |  |  | 029-12917 |  | Woodlands |  | WOODLANDS - PT/OT | [5 empty] | EXERCISERS, CONTINUOUS PASSIVE MOTION |  | EXERCISERCPMMACHINE-Chattanooga-OptiFlex |  |  |  |  | EXERCISERCPMMACHINE-Chattanooga-OptiFlex | Chattanooga | [7 empty] | Covered PM Repair - Biomedical | MHHS-Woodlands
NO | YES |  |  |  | 013-35707 | 013-35707 | Chattanooga | SS2 |  |  | SMR - (SL) - WILLIAMS TRACE | MHHS-SMR |  | Hydrocollator, Heated |  | 013-35707 | 013-35707 | Sugar Land | Memorial Hermann Sports Medicine | SMR - (SL) - WILLIAMS TRACE | Gym | 3/1/19 | 3/1/20 |  |  | MOIST HEAT THERAPY PACK CONDITIONERS | Hydrocollator, Heated | HYDROCOLLATORHEATED-Chattanooga-SS-2 | HYDROCOLLATORHEATED | SS-2 |  |  |  | Chattanooga | Hydrocollator, Heated |  | HYDROCOLLATORHEATED-Chattanooga-SS-2 |  |  |  | HCH-A | Covered PM Repair - Radiology, Low End | MHHS-SMR | [8 empty] | HYDROCOLLATORHEATED | Hydrocollator, Heated | Chattanooga
NO | NO |  |  |  | 145-00641 |  | Chattanooga | SS2 |  | T5657C | SMR - (SE) - PASADENA | MHHS-SMR |  | Hydrocollator, Heated |  | 145-00641 |  | Southeast & Bay Area |  | SMR - (SE) - PASADENA | [5 empty] | MOIST HEAT THERAPY PACK CONDITIONERS |  | HYDROCOLLATORHEATED-Chattanooga-SS-2 | HYDROCOLLATORHEATED | SS-2 |  |  |  | Chattanooga | Hydrocollator, Heated |  | HYDROCOLLATORHEATED-Chattanooga-SS-2 |  |  |  |  | Covered PM Repair - Radiology, Low End | MHHS-SMR
NO | YES |  |  |  | 005-00324 | 005-00324 | Chattanooga | TRITON MP-1 |  |  | SMR - (SE) - SOUTHEAST (MP1) | MHHS-SMR |  | Traction Apparatus |  | 005-00324 | 005-00324 | Southeast | Memorial Hermann Sports Medicine | SMR - (SE) - SOUTHEAST (MP1) | SMR SE | 2/1/20 |  | 2/1/21 |  | TRACTION UNITS | Traction Apparatus | TRACTIONAPPARATUS-Chattanooga-Triton MP-1 | TRACTIONAPPARATUS | Triton MP-1 |  |  |  | Chattanooga | Traction Apparatus |  | TRACTIONAPPARATUS-Chattanooga-Triton MP-1 |  | 2/22/17 |  | TA-A | Covered PM Repair - Biomedical | MHHS-SMR | [7 empty] | Traction Apparatus | TRACTIONAPPARATUS | Traction Apparatus | Chattanooga
NO | YES |  |  |  | 029-07083 | 029-07083 | Chattanooga | TRITON MP-1 |  |  | SMR - (SE) - SOUTHEAST (MP1) | MHHS-SMR |  | Traction Apparatus |  | 029-07083 | 029-07083 | Southeast | Memorial Hermann Sports Medicine | SMR - (SE) - SOUTHEAST (MP1) | SMR SE | 2/1/20 |  | 2/1/21 |  | TRACTION UNITS | Traction Apparatus | TRACTIONAPPARATUS-Chattanooga-Triton MP-1 | TRACTIONAPPARATUS | Triton MP-1 |  |  |  | Chattanooga | Traction Apparatus |  | TRACTIONAPPARATUS-Chattanooga-Triton MP-1 |  | 2/22/17 |  | TA-A | Covered PM Repair - Biomedical | MHHS-SMR | [7 empty] | Traction Apparatus | TRACTIONAPPARATUS | Traction Apparatus | Chattanooga
NO | NO |  |  |  | 041-17695 |  | Chattanooga | TRITON MP-1 |  |  | SMR - (MC) - WESTSIDE | MHHS-SMR |  | Traction Apparatus |  | 041-17695 |  | West & Memorial City |  | SMR - (MC) - WESTSIDE | [5 empty] | TRACTION UNITS |  | TRACTIONAPPARATUS-Chattanooga-Triton MP-1 | TRACTIONAPPARATUS | Triton MP-1 |  |  |  | Chattanooga | Traction Apparatus |  | TRACTIONAPPARATUS-Chattanooga-Triton MP-1 |  |  |  |  | Covered PM Repair - Biomedical | MHHS-SMR
NO | YES | Serial Number 1982 |  |  | 013-07053 | 013-07053 | Chattanooga | TRITON SERIES |  |  | MEMORIAL CITY - POSTPARTUM | MHHS-SMR |  |  |  | 013-07053 | 013-07053 | West | Memorial Hermann Sports Medicine | MEMORIAL CITY - POSTPARTUM | Treatment Room 1 | 6/1/19 |  | 12/1/19 |  | TABLES, EXAMINATION/TREATMENT |  | .needs class | [5 empty] | Chattanooga |  |  |  |  | 3/31/18 |  |  | Covered PM Repair - Biomedical | MHHS-SMR
NO | YES |  |  |  | 017-01036 | 017-01036 | Chattanooga | TRITON SERIES |  | NSN |  | MHHS-SMR |  |  |  | 017-01036 | 017-01036 | Sugar Land | Memorial Hermann Sports Medicine |  | Main area | 3/1/18 |  |  |  | TABLES, EXAMINATION/TREATMENT |  | .needs class | [5 empty] | Chattanooga |  |  |  |  | 2/12/17 |  |  | Covered PM Repair - Biomedical | MHHS-SMR
NO | YES |  |  |  | 005-09078 |  | Chattanooga | TRITON T-700 |  |  | SMR - (SE) - BEAUMONT | MHHS-SMR |  |  |  | 005-09078 |  | Southeast & Bay Area |  | SMR - (SE) - BEAUMONT |  | 09/06/2019 |  |  |  | TRACTION UNITS |  | .needs class | [5 empty] | Chattanooga |  |  |  |  | 01/01/2000 |  |  | Covered PM Repair - Biomedical | MHHS-SMR
NO | NO |  |  |  | 013-35856 |  | Chattanooga | TRITON TRE-23 |  |  | SMR - (SW) - SOUTHWEST (MP4) | MHHS-SMR |  |  |  | 013-35856 |  | Southwest |  | SMR - (SW) - SOUTHWEST (MP4) | [5 empty] | TABLES, EXAMINATION/TREATMENT |  | .needs class | [5 empty] | Chattanooga | [7 empty] | Clinical Miscellaneous | MHHS-SMR
NO | YES |  |  |  | 029-11806 | 029-11806 | Chattanooga | TRITON TRE-24 |  |  | SMR - (WDLS) - STERLING RIDGE | MHHS-SMR |  |  |  | 029-11806 | 029-11806 | Woodlands | MH Sports Medicine Rehab | SMR - (WDLS) - STERLING RIDGE | Gym |  |  |  | No p.m. | TABLES, EXAMINATION/TREATMENT |  | .needs class | [5 empty] | Chattanooga | [7 empty] | Covered PM Repair - Biomedical | MHHS-SMR
NO | NO |  |  |  | 017-01010 |  | Chattanooga | TRITON TRE-24 |  |  | SMR - (MC) - WESTSIDE | MHHS-SMR |  |  |  | 017-01010 |  | West & Memorial City |  | SMR - (MC) - WESTSIDE | [5 empty] | TABLES, EXAMINATION/TREATMENT |  | .needs class | [5 empty] | Chattanooga | [7 empty] | Covered PM Repair - Biomedical | MHHS-SMR
NO | NO |  |  |  | 029-10186 |  | Chattanooga | TRITON TRE-24 |  |  | SMR - (SE) - SOUTHEAST (MP1) | MHHS-SMR |  |  |  | 029-10186 |  | Southeast & Bay Area |  | SMR - (SE) - SOUTHEAST (MP1) | [5 empty] | TABLES, EXAMINATION/TREATMENT |  | .needs class | [5 empty] | Chattanooga | [7 empty] | Covered PM Repair - Biomedical | MHHS-SMR
NO | NO |  |  |  | 013-36165 |  | Chattanooga | TRITON TRE-24 |  |  | SMR - (TMC) - GREENWAY PLAZA | MHHS-SMR |  |  |  | 013-36165 |  | TMC |  | SMR - (TMC) - GREENWAY PLAZA | [5 empty] | TABLES, EXAMINATION/TREATMENT |  | .needs class | [5 empty] | Chattanooga | [7 empty] | Covered PM Repair - Biomedical | MHHS-SMR
NO | YES |  |  |  | 029-08969 | 029-08969 | Chattanooga | TRITON TRE-33 |  |  | SMR - (WDLS) - STERLING RIDGE | MHHS-SMR |  |  |  | 029-08969 | 029-08969 | Woodlands | Sports Medicine | SMR - (WDLS) - STERLING RIDGE | [5 empty] | TABLES, EXAMINATION/TREATMENT, ADJUSTABLE, ORTHOPE |  | .needs class | [5 empty] | Chattanooga | [7 empty] | Covered PM Repair - Biomedical | MHHS-SMR
NO | YES | Serial Number 2168 |  |  | 142-00229 | 142-00229 | Chattanooga | TRITON TRE-CH3 |  |  | SMR-(NE)-Ne Hospital | MHHS-SMR |  |  |  | 142-00229 | 142-00229 | Katy | MHHS-Others | SMR-(NE)-Ne Hospital | Sports Med Gym Floor | 8/1/18 |  |  |  | TABLES, EXAMINATION/TREATMENT |  | .needs class | [5 empty] | Chattanooga |  |  |  |  | 5/5/18 |  |  | Covered PM Repair - Biomedical | MHHS-SMR
NO | YES |  |  |  | 129-04703 | 129-04703 | Chattanooga | TRITON TRE-DH3 |  | NSN | SMR - (SL) - SIENNA PLANTATION | MHHS-SMR |  |  |  | 129-04703 | 129-04703 | Sugar Land | Memorial Hermann Sports Medicine | SMR - (SL) - SIENNA PLANTATION | Gym Floor | 3/1/18 |  |  |  | TABLES, EXAMINATION/TREATMENT |  | .needs class | [5 empty] | Chattanooga |  |  |  |  | 1/15/19 |  |  | Covered PM Repair - Biomedical | MHHS-SMR
NO | YES |  |  |  | 041-17719 | 041-17719 | Chattanooga | TRITON TRT-300 |  |  | MEMORIAL CITY - SUCCESSFUL RETURNS | MHHS-Mem City |  | Table, Exam |  | 041-17719 | 041-17719 | West | 929 suite 1500 | MEMORIAL CITY - SUCCESSFUL RETURNS | Physical therapy | 3/1/19 |  | 3/1/20 |  | TABLES, EXAMINATION/TREATMENT |  | TABLEEXAM-CHATTANOOGA-Triton TRT-300 | TABLEEXAM | Triton TRT-300 |  |  |  | CHATTANOOGA | Table, Exam |  | TABLEEXAM-CHATTANOOGA-Triton TRT-300 |  | 1/15/19 |  |  | Covered PM Repair - Biomedical | MHHS-Mem City
NO | YES |  |  |  | 129-02509 | 129-02509 | Chattanooga | TRITON TRT-300 |  |  | SMR - (SL) - WILLIAMS TRACE | MHHS-SMR |  | Table, Exam |  | 129-02509 | 129-02509 | Sugar Land | Memorial Hermann Sports Medicine | SMR - (SL) - WILLIAMS TRACE | Treatment 1 | 3/1/18 |  |  | No pm required | TABLES, EXAMINATION/TREATMENT | Table, Exam | TABLEEXAM-CHATTANOOGA-Triton TRT-300 | TABLEEXAM | Triton TRT-300 |  |  |  | CHATTANOOGA | Table, Exam |  | TABLEEXAM-CHATTANOOGA-Triton TRT-300 |  | 12/1/19 |  |  | Covered PM Repair - Biomedical | MHHS-SMR | [7 empty] | Table, Exam | TABLEEXAM | Table, Exam | CHATTANOOGA
NO | NO |  |  |  | 129-03400 |  | Chattanooga | TRITON TRT-300 |  |  | SMR - (SL) - WILLIAMS TRACE | MHHS-SMR |  | Table, Exam |  | 129-03400 |  | Sugar Land |  | SMR - (SL) - WILLIAMS TRACE | [5 empty] | TABLES, EXAMINATION/TREATMENT |  | TABLEEXAM-CHATTANOOGA-Triton TRT-300 | TABLEEXAM | Triton TRT-300 |  |  |  | CHATTANOOGA | Table, Exam |  | TABLEEXAM-CHATTANOOGA-Triton TRT-300 |  |  |  |  | Covered PM Repair - Biomedical | MHHS-SMR
NO | NO |  |  |  | 241-00480 |  | Chattanooga | TRITON TRT-300 |  |  | SMR - (WDLS) - STERLING RIDGE | MHHS-SMR |  | Table, Exam |  | 241-00480 |  | Woodlands |  | SMR - (WDLS) - STERLING RIDGE | [5 empty] | TABLES, EXAMINATION/TREATMENT |  | TABLEEXAM-CHATTANOOGA-Triton TRT-300 | TABLEEXAM | Triton TRT-300 |  |  |  | CHATTANOOGA | Table, Exam |  | TABLEEXAM-CHATTANOOGA-Triton TRT-300 |  |  |  |  | Not Covered Vendor Only - Biomedical | MHHS-SMR
NO | YES |  |  |  | 142-00234 | 142-00234 | Chattanooga | TRITON TRT-500 |  |  | SMR-(NE)-Ne Hospital | MHHS-SMR |  |  |  | 142-00234 | 142-00234 | Katy | MHHS-Others | SMR-(NE)-Ne Hospital | Sports medicine | 8/1/18 |  |  | No pm required | TABLES, EXAMINATION/TREATMENT |  | .needs class | [5 empty] | Chattanooga |  |  |  |  | 4/1/18 |  |  | Covered PM Repair - Biomedical | MHHS-SMR
NO | YES |  |  |  | 133-02892 | 133-02892 | Chattanooga | TRITON TRT-550 |  |  | SMR-(KY)-Katy (Mp2) | MHHS-SMR |  |  |  | 133-02892 | 133-02892 | Katy | MHHS-Others | SMR-(KY)-Katy (Mp2) | Rehab | 1/1/19 |  |  |  | TABLES, EXAMINATION/TREATMENT |  | .needs class | [5 empty] | Chattanooga |  |  |  |  | 3/2/20 |  |  | Not Covered Vendor Only - Biomedical | MHHS-SMR
NO | NO |  |  |  | 005-05880 |  | Chattanooga | TRITON TRT-550 |  |  | SMR - (SE) - ALVIN | MHHS-SMR |  |  |  | 005-05880 |  | Southeast & Bay Area |  | SMR - (SE) - ALVIN | [5 empty] | TABLES, EXAMINATION/TREATMENT |  | .needs class | [5 empty] | Chattanooga | [7 empty] | Not Covered Vendor Only - Biomedical | MHHS-SMR
NO | YES | Serial Number 3725 |  |  | 929-01438 | 929-01438 | Chattanooga | TRITON TRT-600 |  |  | SMR-(WDLS)-Conroe North | MHHS-SMR |  |  |  | 929-01438 | 929-01438 | Woodlands | MHHS-Others | SMR-(WDLS)-Conroe North | Sports medicine | 4/1/19 |  |  |  | TABLES, EXAMINATION/TREATMENT |  | .needs class | [5 empty] | Chattanooga |  |  |  |  | 3/2/20 |  |  | Not Covered Vendor Only - Biomedical | MHHS-SMR
NO | YES |  |  |  |  | 074-06090 | Chattanooga | TRITON TRT-600 |  |  | SMR-(WDLS)-Med Plaza 4 (Mp4) | MHHS-SMR |  |  |  |  | 074-06090 | Woodlands | MHHS-Others | SMR-(WDLS)-Med Plaza 4 (Mp4) | MED -PLAZA 4 | 1/1/18 |  |  |  | TABLES, EXAMINATION/TREATMENT |  | .needs class | [5 empty] | Chattanooga |  |  |  |  | 3/2/20 |  |  | Not Covered Vendor Only - Biomedical | MHHS-SMR
NO | NO |  |  |  | 029-06481 |  | Chattanooga | TRITON TRT-600 |  |  | SMR - (WDLS) - CONROE NORTH | MHHS-SMR |  |  |  | 029-06481 |  | Woodlands |  | SMR - (WDLS) - CONROE NORTH | [5 empty] | TABLES, EXAMINATION/TREATMENT |  | .needs class | [5 empty] | Chattanooga | [7 empty] | Not Covered Vendor Only - Biomedical | MHHS-SMR
NO | NO |  |  |  | 013-36849 |  | Chattanooga | Unknown |  | P361111100 | SMR - (TMC) - GREENWAY PLAZA | MHHS-SMR |  |  |  | 013-36849 |  | TMC |  | SMR - (TMC) - GREENWAY PLAZA | [5 empty] | BATHS, PARAFFIN, PHYSICAL THERAPY |  | .needs class |  |  |  |  | .needs class | Chattanooga | [7 empty] | Covered PM Repair - Biomedical | MHHS-SMR
NO | YES |  |  |  | 005-02419 | 005-02419 | Chattanooga | VECTRA 4S |  |  | SMR - (SE) - ALVIN | MHHS-SMR |  |  |  | 005-02419 | 005-02419 | Southeast |  | SMR - (SE) - ALVIN |  | 9/1/19 |  |  |  | STIMULATORS, ELECTRICAL, NEUROMUSCULAR |  | .needs class | [5 empty] | Chattanooga |  |  |  |  | 4/1/18 |  |  | Covered PM Repair - Biomedical | MHHS-SMR
NO | YES |  |  |  | 041-13630 | 041-13630 | Chattanooga | VECTRA GENISYS |  |  | SMR - (MC) - BASEBALL USA | MHHS-SMR |  | Therapy Unit, Ultrasound |  | 041-13630 | 041-13630 | West | Memorial Hermann Sports Medicine | SMR - (MC) - BASEBALL USA | Gym Floor | 6/1/19 |  | 6/1/20 |  | ULTRASOUND THERAPY SYSTEM | Therapy Unit, Ultrasound | THERAPYUNITULTRASOUND-DJO Global-Vectra Genisys | THERAPYUNITULTRASOUND | Vectra Genisys |  |  |  | DJO Global | Therapy Unit, Ultrasound |  |  | THERAPYUNITULTRASOUND-DJO Global-Vectra Genisys | 4/1/18 |  | TUU-SA | Covered PM Repair - Biomedical | MHHS-SMR | [8 empty] | THERAPYUNITULTRASOUND | Therapy Unit, Ultrasound | DJO Global
NO | NO |  |  |  | 029-05269 |  | Chattanooga | VECTRA GENISYS 2761 |  |  | WOODLANDS - BIOMEDICAL SERVICES | MHHS-Woodlands |  |  |  | 029-05269 |  | Woodlands |  | WOODLANDS - BIOMEDICAL SERVICES | [5 empty] | ULTRASOUND THERAPY SYSTEM |  | .needs class | [5 empty] | Chattanooga | [7 empty] | Covered PM Repair - Respiratory/Steriliz | MHHS-Woodlands
NO | YES |  |  |  | 029-06037 | 029-06037 | Chattanooga | VECTRA GENISYS 2761K |  |  | SMR-(WDLS)-Conroe North | MHHS-SMR |  |  |  | 029-06037 | 029-06037 | Woodlands | MHHS-Others | SMR-(WDLS)-Conroe North | Open Gym | 8/1/19 |  | 8/1/20 |  | ULTRASOUND THERAPY SYSTEM |  | .needs class | [5 empty] | Chattanooga |  |  |  |  | 11/1/19 |  |  | Covered PM Repair - Respiratory/Steriliz | MHHS-SMR
NO | YES |  |  |  | 029-06041 | 029-06041 | Chattanooga | VECTRA GENISYS 2761K |  |  | SMR-(WDLS)-Conroe North | MHHS-SMR |  |  |  | 029-06041 | 029-06041 | Woodlands | MHHS-Others | SMR-(WDLS)-Conroe North | Sports medicine | 8/1/19 |  | 8/1/20 |  | ULTRASOUND THERAPY SYSTEM |  | .needs class | [5 empty] | Chattanooga |  |  |  |  | 11/1/19 |  |  | Covered PM Repair - Respiratory/Steriliz | MHHS-SMR
NO | NO |  |  |  | 005-05697 |  | Chattanooga | VECTRA GENISYS 2761K |  |  | SMR - (SE) - ALVIN | MHHS-SMR |  |  |  | 005-05697 |  | Southeast & Bay Area |  | SMR - (SE) - ALVIN | [5 empty] | ULTRASOUND THERAPY SYSTEM |  | .needs class | [5 empty] | Chattanooga | [7 empty] | Covered PM Repair - Respiratory/Steriliz | MHHS-SMR
NO | YES |  |  |  | 133-03798 | 133-03798 | Chattanooga | VECTRA GENISYS 2784 |  |  | Katy-Physical Therapy | MHHS-Katy |  | Laser, Diode |  | 133-03798 | 133-03798 | Katy | MHHS-Katy | Katy-Physical Therapy | Rehab office 1st floor | 9/1/18 | 9/1/19 |  |  | PROBES, ULTRASONIC | Laser, Diode | LASERDIODE-DJO LLC-Vectra Genisys 2784 | LASERDIODE | Vectra Genisys 2784 |  |  |  | DJO Global | Laser, Diode |  |  | LASERDIODE-DJO LLC-Vectra Genisys 2784 | 11/1/19 |  | LAS-SA | Covered PM Repair - Respiratory/Steriliz | MHHS-Katy | [8 empty] | LASERDIODE | Laser, Diode | DJO Global
NO | YES |  |  |  | 029-06484 | 029-06484 | Chattanooga | VECTRA GENISYS 2784 |  | T1036 | SMR-(WDLS)-Conroe North | MHHS-SMR |  | Laser, Diode |  | 029-06484 | 029-06484 | Woodlands | MHHS-Others | SMR-(WDLS)-Conroe North | Sports medicine | 8/1/19 |  | 4/1/20 |  | PROBES, ULTRASONIC | Laser, Diode | LASERDIODE-DJO LLC-Vectra Genisys 2784 | LASERDIODE | Vectra Genisys 2784 |  |  |  | DJO Global | Laser, Diode |  |  | LASERDIODE-DJO LLC-Vectra Genisys 2784 | 11/1/19 |  | LAS-SA | Covered PM Repair - Respiratory/Steriliz | MHHS-SMR | [8 empty] | LASERDIODE | Laser, Diode | DJO Global
NO | NO |  |  |  | 000-03721 |  | Chattanooga | VECTRA GENISYS 2872 |  | T2213 | SMR - (NE) - FALL CREEK | MHHS-SMR |  | Therapy Unit, Dry Heat |  | 000-03721 |  | Katy |  | SMR - (NE) - FALL CREEK | [5 empty] | ULTRASOUND THERAPY SYSTEM |  | THERAPYUNITDRYHEAT-Chattanooga-VectraGenisys2872 | THERAPYUNITDRYHEAT | VectraGenisys2872 |  |  |  | CHATTANOOGA | Therapy Unit, Dry Heat |  | THERAPYUNITDRYHEAT-Chattanooga-VectraGenisys2872 |  |  |  |  | Covered PM Repair - Biomedical | MHHS-SMR
NO | NO |  |  |  | 009-06833 |  | Chattanooga | VITALSTIM |  | 2008-2938 0122488 | TIRR - GREATER HEIGHTS | MHHS-TIRR |  | Stimulator, Neuromuscular |  | 009-06833 |  | Central & Greater Heights |  | TIRR - GREATER HEIGHTS | [5 empty] | STIMULATORS, ELECTRICAL, PERIPHERAL NERVE, ANALGES |  | STIMNEUROMUSC-Chattanooga-VitalStim | STIMNEUROMUSC | VitalStim |  |  |  | Chattanooga | Stimulator, Neuromuscular |  | STIMNEUROMUSC-Chattanooga-VitalStim |  |  |  |  | Covered PM Repair - Biomedical | MHHS-TIRR
NO | NO |  |  |  | 009-10469 |  | Chattanooga | VITALSTIM |  | 2003-2939 02 12022 | TIRR - GREATER HEIGHTS | MHHS-TIRR |  | Stimulator, Neuromuscular |  | 009-10469 |  | Central & Greater Heights |  | TIRR - GREATER HEIGHTS | [5 empty] | STIMULATORS, ELECTRICAL, PERIPHERAL NERVE, ANALGES |  | STIMNEUROMUSC-Chattanooga-VitalStim | STIMNEUROMUSC | VitalStim |  |  |  | Chattanooga | Stimulator, Neuromuscular |  | STIMNEUROMUSC-Chattanooga-VitalStim |  |  |  |  | Covered PM Repair - Biomedical | MHHS-TIRR
NO | NO |  |  |  | 241-02298 |  | Chattanooga | VITALSTIM |  | 2011-2939 | TIRR - MEMORIAL CITY | MHHS-TIRR |  | Stimulator, Neuromuscular |  | 241-02298 |  | West & Memorial City |  | TIRR - MEMORIAL CITY | [5 empty] | STIMULATORS, ELECTRICAL, PERIPHERAL NERVE, ANALGES |  | STIMNEUROMUSC-Chattanooga-VitalStim | STIMNEUROMUSC | VitalStim |  |  |  | Chattanooga | Stimulator, Neuromuscular |  | STIMNEUROMUSC-Chattanooga-VitalStim |  |  |  |  | Covered PM Repair - Biomedical | MHHS-TIRR
NO | NO |  |  |  | 241-03219 |  | Chattanooga | VITALSTIM |  | 2015-2939 0136740 | TIRR - SPEECH DEPARTMENT | MHHS-TIRR |  | Stimulator, Neuromuscular |  | 241-03219 |  | TMC |  | TIRR - SPEECH DEPARTMENT | [5 empty] | STIMULATORS, ELECTRICAL, PERIPHERAL NERVE, ANALGES |  | STIMNEUROMUSC-Chattanooga-VitalStim | STIMNEUROMUSC | VitalStim |  |  |  | Chattanooga | Stimulator, Neuromuscular |  | STIMNEUROMUSC-Chattanooga-VitalStim |  |  |  |  | Covered PM Repair - Biomedical | MHHS-TIRR
NO | YES |  |  |  | 029-06141 | 029-06141 | Chattanooga | VITALSTIM EXPERIA 5950 |  |  | TIRR - OP - WOODLANDS (MP2, STE 200) | MHHS-TIRR |  |  |  | 029-06141 | 029-06141 | Woodlands | Memorial Hermann | TIRR - OP - WOODLANDS (MP2, STE 200) | Suite 500 |  |  |  |  | STIMULATORS, ELECTRICAL, PERIPHERAL NERVE, ANALGES |  | .needs class | [5 empty] | Chattanooga | [7 empty] | Covered PM Repair - Biomedical | MHHS-TIRR
NO | YES |  |  |  | 029-09235 | 029-09235 | Chattanooga | VITALSTIM EXPERIA 5950 |  | T1169 | TIRR - OP - WOODLANDS (MP2, STE 500 | MHHS-TIRR |  |  |  | 029-09235 | 029-09235 | Woodlands | MHHS-others | TIRR - OP - WOODLANDS (MP2, STE 500 | TIRR ped. side |  |  |  |  | STIMULATORS, ELECTRICAL, PERIPHERAL NERVE, ANALGES |  | .needs class | [5 empty] | Chattanooga | [7 empty] | Covered PM Repair - Biomedical | MHHS-TIRR
NO | NO | [5 empty] | Chattanooga | VITALSTIM EXPERIA 5950 |  | T1004 | TIRR - KIRBY GLENN | MHHS-TIRR | [5 empty] | TMC |  | TIRR - KIRBY GLENN | [5 empty] | STIMULATORS, ELECTRICAL, PERIPHERAL NERVE, ANALGES |  | .needs class | [5 empty] | Chattanooga | [7 empty] | Covered PM Repair - Biomedical | MHHS-TIRR
NO | NO |  |  |  | 241-03127 |  | Chattanooga | VITALSTIM PLUS |  | (21) 002811 | TIRR - SPEECH DEPARTMENT | MHHS-TIRR |  |  |  | 241-03127 |  | TMC |  | TIRR - SPEECH DEPARTMENT | [5 empty] | STIMULATORS, ELECTRICAL, PERIPHERAL NERVE, ANALGES |  | .needs class | [5 empty] | Chattanooga | [7 empty] | Covered PM Repair - Biomedical | MHHS-TIRR
YES | YES |  |  |  | 013-35710 | 013-35710 | Chattanooga Corporation |  |  |  | Sports Medicine |  |  |  |  | 013-35710 | 013-35710 | Southwest | Memorial Hermann Hospital - Sports Medicine | Sports Medicine | Suite 570
YES | YES |  |  |  | 069-47694 | 069-47694 | Chattanooga Corporation |  |  |  | TMC |  |  |  |  | 069-47694 | 069-47694 | TMC | IRONMAN Sports Medicine Institute at the Texas Medical Center 16th Floor | TMC | Ironman
YES | YES |  |  |  | 099-02176 | 099-02176 | Chattanooga Corporation |  |  | 2502C/T1732C | Shepherd Square Institute |  |  |  |  | 099-02176 | 099-02176 | Katy | Katy | Shepherd Square Institute | Shephard Square | 2/1/19 | 2/1/20 |  | No pm |  | Hydrocollator, Heated | HYDROCOLLATORHEATED-Chattanooga-2502 | [12 empty] | HCH-A | [10 empty] | HYDROCOLLATORHEATED | Hydrocollator, Heated | Chattanooga
YES | YES |  |  |  | 133-03795 | 133-03795 | Chattanooga Corporation |  |  |  | Rehab |  |  |  |  | 133-03795 | 133-03795 | Katy | Memorial Hermann Katy Hospital | Rehab | Oswaldo?Aos Office | 3/1/06 | 3/1/07 |  |  |  | Hydrocollator, Heated | HYDROCOLLATORHEATED-Chattanooga-2502 | [12 empty] | HCH-A | [10 empty] | HYDROCOLLATORHEATED | Hydrocollator, Heated | Chattanooga
YES | YES |  |  |  | 151-03785 | 151-03785 | Chattanooga Corporation |  |  |  | SMT-STX-RBJ-Richmond |  |  |  |  | 151-03785 | 151-03785 | South | Richmond Sports Medicine and Rehab | SMT-STX-RBJ-Richmond | Rehab
YES | YES |  |  |  | 099-01953 | 099-01953 | Chattanooga Corporation |  |  |  | SMR - (GH) - GREATER HEIGHTS CCC |  |  |  |  | 099-01953 | 099-01953 | Central | Memorial Hermann Medical Group Greater Heights Primary Care (located in the CCC) | SMR - (GH) - GREATER HEIGHTS CCC | Gym Floor
YES | YES |  |  |  |  | 099-01198 | Chattanooga Corporation | adapta | [8 empty] | 099-01198 | Katy | Memorial Hermann Northeast Hospital |  | Sport med |  |  |  | No pm sticker
YES | YES |  |  |  | 099-14795 | 099-14795 | Chattanooga Corporation | AFD502MW14R |  |  | TIRR - KIRBY GLENN |  |  |  |  | 099-14795 | 099-14795 | TMC | TIRR Memorial Hermann | TIRR - KIRBY GLENN | Rehab
YES | YES | Serial Number Cnf |  |  | 142-09421 | 142-09421 | Chattanooga Corporation | Emg Retrainer |  | Cnf | SMR - (SL) - WILLIAMS TRACE |  |  |  |  | 142-09421 | 142-09421 | Sugar Land | Memorial Hermann Sports Medicine | SMR - (SL) - WILLIAMS TRACE |  |  |  |  | No pm
YES | YES |  |  |  | 099-02822 | 099-02822 | Chattanooga Corporation | FLU115D |  | T2937 | SMR - (GH) - GREATER HEIGHTS |  |  |  |  | 099-02822 | 099-02822 | Central | TIRR Memorial Hermann Outpatient Rehabilitation - Greater Heights | SMR - (GH) - GREATER HEIGHTS | Gym floor |  |  |  | No pm
NO | YES |  |  |  | 005-02433 | 005-02433 | Chattanooga Corporation | Hydrocollator |  |  | SMR - (SE) - CLEAR LAKE (WEBSTER) |  |  |  |  | 005-02433 | 005-02433 | Southeast | Memorial Hermann Medical Group Clear Lakem (#3) | SMR - (SE) - CLEAR LAKE (WEBSTER) | Sports and rehab | 3/1/20 |  | 3/1/20
NO | YES |  |  |  | 005-02422 | 005-02422 | Chattanooga Corporation | INTELECT LEGEND 4C |  |  | SE-Unit 2B (Oncology) |  |  |  |  | 005-02422 | 005-02422 | Southeast | MHHS-Southeast | SE-Unit 2B (Oncology) | Biomed | 3/1/17 |  | 9/1/17
NO | YES |  |  |  | 241-01472 | 241-01472 | Chattanooga Corporation | M-2 |  |  | Sports Rehab |  |  |  |  | 241-01472 | 241-01472 | Southeast | Memorial Hermann Sports Medicine | Sports Rehab | Main Gym | 4/1/19 |  | 4/1/20 | [15 empty] | (null)
YES | YES |  |  |  | 099-00440 | 099-00440 | Chattanooga Corporation | Portable Cycle |  | 099-00440 | Katy - 1st Floor Rehab |  |  |  |  | 099-00440 | 099-00440 | Katy | Memorial Hermann Katy Hospital | Katy - 1st Floor Rehab | Katy - 1st Floor Rehab | 12/1/18 | 12/1/19
YES | YES |  |  |  | 099-00741 | 099-00741 | Chattanooga Corporation | Primera |  |  | SMR - (SL) - WILLIAMS TRACE |  |  |  |  | 099-00741 | 099-00741 | Sugar Land | Memorial Hermann Sports Medicine | SMR - (SL) - WILLIAMS TRACE | Gym Floor
YES | YES |  |  |  | 005-11068 | 005-11068 | Chattanooga Corporation | TRT-400 |  |  | SMR - (PL) - PEARLAND WEST (SILVERLAKE) |  |  |  |  | 005-11068 | 005-11068 | Pearland | Memorial Hermann Sports Medicine | SMR - (PL) - PEARLAND WEST (SILVERLAKE) | Sports med
YES | YES |  |  |  | 142-08907 | 142-08907 | Chattanooga Corporation | VitalStim |  | 2014-2939 | TIRR - SUGAR LAND |  |  |  |  | 142-08907 | 142-08907 | Sugar Land | TIRR Memorial Hermann Sugar Land - Outpatient (#195) | TIRR - SUGAR LAND |  | 2/1/20
YES | YES |  |  |  | 099-08907 | 099-08907 | Chattanooga Corporation | VitalStim |  | 2015-2939 0136116 | TIRR - PCU 6 |  |  |  |  | 099-08907 | 099-08907 | TMC | TIRR Memorial Hermann | TIRR - PCU 6 | Nurses Station |  |  |  | New Add
NO | YES |  |  |  | 583-01130 | 583-01130 | Chattanooga Corporation | W2 |  |  | MH Inpatient Rehab fitness |  |  |  |  | 583-01130 | 583-01130 | Katy | Inpatient Rehab | MH Inpatient Rehab fitness | Fitness room | 2/1/20
YES | YES |  |  |  | 133-05689 | 133-05689 | Chattanooga Corporation | WarmAir |  | 063-1353827 | KATY - BIOMED |  |  |  |  | 133-05689 | 133-05689 | Katy | Memorial Hermann Katy Hospital | KATY - BIOMED | Biomed Office | 4/1/15 | 4/1/16
YES | YES |  |  |  | 099-09857 | 099-09857 | Chemetron Medi | 22-19-0200 |  |  | TMC - OR - ANESTHESIA (CONTRACT EQUIP) |  |  |  |  | 099-09857 | 099-09857 | TMC | Memorial Hermann-Texas Medical Center | TMC - OR - ANESTHESIA (CONTRACT EQUIP) | OR 7
YES | YES |  |  |  | 099-08959 | 099-08959 | Chemetron Medi | VR-CIUT-CMA |  |  | TIRR - PATIENT CARE UNIT 4 - 241437 |  |  |  |  | 099-08959 | 099-08959 | TMC | TIRR Memorial Hermann | TIRR - PATIENT CARE UNIT 4 - 241437 | TIRR - PCU 4 | 3/1/20
NO | YES |  |  |  | 009-10233 | 009-10233 | Chemetron Medical Products Division of Allied Healthcare Products Inc. | VACUTRON |  | Lot# 1002 | GH-Nursery | MHHS-Greater Heights |  | Regulator, Vacuum |  | 009-10233 | 009-10233 | Central | MHHS-Greater Heights | GH-Nursery | Nursery |  |  |  |  | FLOWMETERS, GAS | Regulator, Vacuum | REGULATORVACUUM-Allied Healthcare-Vacutron | REGULATORVACUUM | Vacutron |  |  |  | ALLIEDHLTH | Regulator, Vacuum |  |  | REGULATORVACUUM-Allied Healthcare-Vacutron | 7/15/18 |  |  | Covered PM Repair - Biomedical | MHHS-Greater Heights | [8 empty] | REGULATORVACUUM | Regulator, Vacuum | ALLIEDHLTH
YES | YES |  |  |  | 099-10220 | 099-10220 | CHG Hospital Beds |  |  |  | SW - Floor 9 |  |  |  |  | 099-10220 | 099-10220 | Southwest | Memorial Hermann Southwest Hospital | SW - Floor 9 | Rm 940 |  |  |  | Patient in bed
YES | YES |  |  |  | 099-13490 | 099-13490 | CHG Hospital Beds | B3A02BCEFM |  |  | TMC - HVI - HEART FAILURE ICU (5HVI) |  |  |  |  | 099-13490 | 099-13490 | TMC | Memorial Hermann-Texas Medical Center | TMC - HVI - HEART FAILURE ICU (5HVI)
YES | YES |  |  |  | 099-02061 | 099-02061 | CHG Hospital Beds | Spirit Select |  |  | KATY - ICU |  |  |  |  | 099-02061 | 099-02061 | Katy | Memorial Hermann Katy Hospital | KATY - ICU | Hallway | [5 empty] | Bed, Patient Electric | BEDPATIENTELECTRIC-CHG Hospital Beds-Spirit Select | [12 empty] | BPE-A | [9 empty] | Bed, Patient Electric | BEDPATIENTELECTRIC | Bed, Patient Electric | CHG Hospital Beds
YES | YES |  |  |  | 041-33168 | 041-33168 | Chongquin Xinfeng Medical instruments | TDP Lamp |  | 080-90171 | Memorial Hermann city- health center |  |  |  |  | 041-33168 | 041-33168 |  | Memorial Hermann city- health center | Memorial Hermann city- health center |  | 4/1/22 |  | 4/1/20 | No PM Sticker
NO | YES |  |  |  | 009-06909 | 009-06909 | Christie Digital Systems | VEINVIEWER VISION |  | VISXA0081 | GH-IMU | MHHS-Greater Heights |  | Vein Viewer |  | 009-06909 | 009-06909 | Central | MHHS-Greater Heights | GH-IMU | IMU | 8/1/19 |  | 8/1/20 |  | VEIN FINDERS | Vein Viewer | VEINVIEWER-Christie Med Holdi-VeinViewer Vision | VEINVIEWER | VeinViewer Vision |  |  |  | Christie Med Holdi | Vein Viewer |  | VEINVIEWER-Christie Med Holdi-VeinViewer Vision |  |  |  | VV-A | Covered PM Repair - Biomedical | MHHS-Greater Heights | [8 empty] | VEINVIEWER | Vein Viewer | Christie Med Holdi
NO | YES |  |  |  | 133-07305 | 133-07305 | Christie Digital Systems | VEINVIEWER VISION |  | VISXA0355 | KATY - AMBULATORY CARE | MHHS-Katy |  | Vein Viewer |  | 133-07305 | 133-07305 | Katy | Memorial Hermann Katy Hospital | KATY - AMBULATORY CARE | Minor Procedure Room | 7/1/19 | 7/1/20 |  |  | VEIN FINDERS | Vein Viewer | VEINVIEWER-Christie Med Holdi-VeinViewer Vision | VEINVIEWER | VeinViewer Vision |  |  |  | Christie Med Holdi | Vein Viewer |  | VEINVIEWER-Christie Med Holdi-VeinViewer Vision |  |  |  | VV-A | Covered PM Repair - Biomedical | MHHS-Katy | [8 empty] | VEINVIEWER | Vein Viewer | Christie Med Holdi
NO | NO |  |  |  | 009-06892 |  | Christie Digital Systems | VEINVIEWER VISION |  | VISXA0028 | GH - CV ICU | MHHS-Greater Heights |  | Vein Viewer |  | 009-06892 |  | Central & Greater Heights |  | GH - CV ICU | [5 empty] | VEIN FINDERS |  | VEINVIEWER-Christie Med Holdi-VeinViewer Vision | VEINVIEWER | VeinViewer Vision |  |  |  | Christie Med Holdi | Vein Viewer |  | VEINVIEWER-Christie Med Holdi-VeinViewer Vision |  |  |  |  | Covered PM Repair - Biomedical | MHHS-Greater Heights
NO | NO | [5 empty] | Christie Digital Systems | VEINVIEWER VISION |  | visxa0083 | GH - GENERAL SURGERY 3 SOUTH | MHHS-Greater Heights |  | Vein Viewer |  |  |  | Central & Greater Heights |  | GH - GENERAL SURGERY 3 SOUTH | [5 empty] | VEIN FINDERS |  | VEINVIEWER-Christie Med Holdi-VeinViewer Vision | VEINVIEWER | VeinViewer Vision |  |  |  | Christie Med Holdi | Vein Viewer |  | VEINVIEWER-Christie Med Holdi-VeinViewer Vision |  |  |  |  | Covered PM Repair - Biomedical | MHHS-Greater Heights
NO | NO | [5 empty] | Christie Digital Systems | VEINVIEWER VISION |  | VISXA0109 | GH - ICU | MHHS-Greater Heights |  | Vein Viewer |  |  |  | Central & Greater Heights |  | GH - ICU | [5 empty] | VEIN FINDERS |  | VEINVIEWER-Christie Med Holdi-VeinViewer Vision | VEINVIEWER | VeinViewer Vision |  |  |  | Christie Med Holdi | Vein Viewer |  | VEINVIEWER-Christie Med Holdi-VeinViewer Vision |  |  |  |  | Clinical Miscellaneous | MHHS-Greater Heights
NO | NO |  |  |  | 005-08416 |  | Christie Digital Systems | VEINVIEWER VISION |  | VISXA0794 | SE - EDUCATION | MHHS-Southeast |  | Vein Viewer |  | 005-08416 |  | Southeast & Bay Area |  | SE - EDUCATION | [5 empty] | VEIN FINDERS |  | VEINVIEWER-Christie Med Holdi-VeinViewer Vision | VEINVIEWER | VeinViewer Vision |  |  |  | Christie Med Holdi | Vein Viewer |  | VEINVIEWER-Christie Med Holdi-VeinViewer Vision |  |  |  |  | Covered PM Repair - Biomedical | MHHS-Southeast
NO | NO | [5 empty] | Christie Digital Systems | VEINVIEWER VISION |  | VISXA0360 | WOODLANDS - PEDS | MHHS-Woodlands |  | Vein Viewer |  |  |  | Woodlands |  | WOODLANDS - PEDS | [5 empty] | VEIN FINDERS |  | VEINVIEWER-Christie Med Holdi-VeinViewer Vision | VEINVIEWER | VeinViewer Vision |  |  |  | Christie Med Holdi | Vein Viewer |  | VEINVIEWER-Christie Med Holdi-VeinViewer Vision |  |  |  |  | Covered PM Repair - Biomedical | MHHS-Woodlands
NO | NO |  |  |  | 069-25349 |  | Chrom Tech, Inc. | SYSTEM 48-II |  | P48II-6-08-A-1 | TMC - LABORATORY - CHEMISTRY (1R) | MHHS-TMC |  |  |  | 069-25349 |  | TMC |  | TMC - LABORATORY - CHEMISTRY (1R) | [5 empty] | CHROMATOGRAPHY SYSTEMS |  | .needs class | [13 empty] | Covered PM Repair - Biomedical | MHHS-TMC
NO | YES |  |  |  | 041-32041 | 041-32041 | Cianna Medical | SAVI SCOUT |  |  | MEMORIAL CITY MOR | MHHS-Mem City |  |  |  | 041-32041 | 041-32041 | West | Memorial Hermann Memorial City Medical Center | MEMORIAL CITY MOR | MEMORIAL CITY MOR |  |  |  |  | DETECTORS, BETA/GAMMA RADIATION |  | .needs class | [5 empty] | Cianna Med | [7 empty] | Covered PM Repair - Biomedical | MHHS-Mem City
NO | YES |  |  |  | 142-08108 | 142-08108 | Cianna Medical | SAVI SCOUT |  |  | NE-OR | MHHS-Northeast |  |  |  | 142-08108 | 142-08108 | Katy | MHHS-Northeast | NE-OR | Or storage | 1/1/19 | 1/1/20 |  |  | DETECTORS, BETA/GAMMA RADIATION |  | .needs class | [5 empty] | Cianna Med |  |  |  |  | 5/1/17 |  |  | Clinical Miscellaneous | MHHS-Northeast
NO | YES |  |  |  | 041-32040 | 041-32040 | Cianna Medical | SAVI SCOUT |  |  | OPID - (MC) - BOBETTA LINDIG BREAST CARE [MP4-STE300] - 452 | MHHS-OPID |  |  |  | 041-32040 | 041-32040 | West | MD Anderson Breast Care with Memorial Hermann - Memorial City (#300) | OPID - (MC) - BOBETTA LINDIG BREAST CARE [MP4-STE300] - 452 | Biopsy Ultrasound | 2/1/20 |  | 2/1/21 |  | DETECTORS, BETA/GAMMA RADIATION |  | .needs class | [5 empty] | Cianna Med | [7 empty] | Covered PM Repair - Biomedical | MHHS-OPID
NO | YES |  |  |  | 129-07808 | 129-07808 | Cianna Medical | SAVI SCOUT |  |  | OPID- Sugarland- Mammo | MHHS-OPID |  |  |  | 129-07808 | 129-07808 | West | OPID-Sugarland | OPID- Sugarland- Mammo | Ultrasound |  |  |  | No PM sticker | DETECTORS, BETA/GAMMA RADIATION |  | .needs class | [5 empty] | Cianna Med | [7 empty] | Covered PM Repair - Biomedical | MHHS-OPID
NO | YES | Asset Tag 129-07498 |  |  | 129-07498 | 129-07498 | Cianna Medical | SAVI SCOUT |  |  | Sugar Land-OR | MHHS-Sugarland |  |  |  | 129-07498 | 129-07498 | Sugar Land | MHHS-Sugarland | Sugar Land-OR |  | 11/1/19 |  |  |  | DETECTORS, BETA/GAMMA RADIATION |  | .needs class | [5 empty] | Cianna Med | [5 empty] | Finished from Script 3/27/2020 12:11:52pm (Central) |  | Covered PM Repair - Biomedical | MHHS-Sugarland
NO | YES |  |  |  | 029-12296 | 029-12296 | Cianna Medical | SAVI SCOUT |  |  | Woodlands-OR | MHHS-Woodlands |  |  |  | 029-12296 | 029-12296 | Woodlands | MHHS-Woodlands | Woodlands-OR | OR Storage |  |  |  | No p.m. | DETECTORS, BETA/GAMMA RADIATION |  | .needs class | [5 empty] | Cianna Med | [7 empty] | Covered PM Repair - Biomedical | MHHS-Woodlands
NO | NO |  |  |  | 133-31067 |  | Cianna Medical | SAVI SCOUT |  | SC10014 | KATY - OR | MHHS-Katy |  |  |  | 133-31067 |  | Katy |  | KATY - OR | [5 empty] | DETECTORS, BETA/GAMMA RADIATION |  | .needs class | [5 empty] | Cianna Med | [7 empty] | Covered PM Repair - Biomedical | MHHS-Katy
NO | NO |  |  |  | R-029-12111 |  | Cianna Medical | SAVI SCOUT |  |  | OPID - (WDLS) - WOODLANDS BREAST CARE [MP3-STE150] - 451 | MHHS-OPID |  |  |  | R-029-12111 |  | Woodlands |  | OPID - (WDLS) - WOODLANDS BREAST CARE [MP3-STE150] - 451 | [5 empty] | DETECTORS, BETA/GAMMA RADIATION |  | .needs class | [5 empty] | Cianna Med | [7 empty] | Covered PM Repair - Biomedical | MHHS-OPID
NO | NO |  |  |  | R-029-12112 |  | Cianna Medical | SAVI SCOUT |  |  | OPID - (WDLS) - WOODLANDS BREAST CARE [MP3-STE150] - 451 | MHHS-OPID |  |  |  | R-029-12112 |  | Woodlands |  | OPID - (WDLS) - WOODLANDS BREAST CARE [MP3-STE150] - 451 | [5 empty] | DETECTORS, BETA/GAMMA RADIATION |  | .needs class | [5 empty] | Cianna Med | [7 empty] | Covered PM Repair - Biomedical | MHHS-OPID
NO | YES | Asset Tag 129-07498 |  |  | 129-07498 | 129-07498 | Cianna Medical | SaviScout SSC-01 |  |  | OR |  |  |  |  | 129-07498 | 129-07498 | Sugar Land |  | OR | OR | 10/1/19 | 10/1/20
YES | YES |  |  |  |  | 041-14203 | Cincinnati Sub-Zero | WarmAir |  | 074-1355085 | Central Supply | [5 empty] | 041-14203 | West | Memorial City - Memorial Hermann Hospital | Central Supply | Central Supply |  |  |  | No PM sticker
NO | YES |  |  |  | 077-03262 |  | Cincinnati Sub-Zero Products |  |  | 022-e4862 | TMC-OR-CVOR (7Hvi) |  |  |  |  | 077-03262 |  | TMC | MHHS-TMC | TMC-OR-CVOR (7Hvi) | Or 11 | 3/1/20 |  | 9/1/20
YES | YES |  |  |  | 041-15488 | 041-15488 | Cincinnati Sub-Zero Products | Blanketrol 2 |  | 112-2- 00125 | Central Supply |  |  |  |  | 041-15488 | 041-15488 | West | Memorial Hermann Memorial city medical center emergency center | Central Supply | Storage
NO | YES |  |  |  |  | 041-15488 | Cincinnati Sub-Zero Products Inc | 222R |  | 112-2-00125 | MEMORIAL CITY -Central Supply | MHHS-Mem City |  | Thermia Unit, Hypo-Hyper |  |  | 041-15488 | West | West | MEMORIAL CITY -Central Supply | Central Supply |  |  |  |  | WARMING/COOLING UNITS, PATIENT |  | THERMIAUNITHYPOHYPER-Cincinnati-222R | THERMIAUNITHYPOHYPER | 222R |  |  |  | Cincinnati | Thermia Unit, Hypo-Hyper |  | THERMIAUNITHYPOHYPER-Cincinnati-222R |  |  |  |  | Covered PM Repair - Biomedical | MHHS-Mem City
NO | YES | [5 empty] | Cincinnati Sub-Zero Products Inc | 222R |  | 993-14237 | TMC-Children's-NICU (7Hp) | MHHS-TMC |  | Thermia Unit, Hypo-Hyper |  |  |  | TMC | MHHS-TMC | TMC-Children's-NICU (7Hp) |  | 6/12/19 |  |  |  | WARMING/COOLING UNITS, PATIENT |  | THERMIAUNITHYPOHYPER-Cincinnati-222R | THERMIAUNITHYPOHYPER | 222R |  |  |  | Cincinnati | Thermia Unit, Hypo-Hyper |  | THERMIAUNITHYPOHYPER-Cincinnati-222R |  | 1/23/15 | Verified 3/30/2020 4:07pm (Central) |  | Covered PM Repair - Biomedical | MHHS-TMC
NO | NO |  |  |  | 041-00589 |  | Cincinnati Sub-Zero Products Inc | 222R |  | 952-12334 | MEMORIAL CITY - CENTRAL SUPPLY | MHHS-Mem City |  | Thermia Unit, Hypo-Hyper |  | 041-00589 |  | West & Memorial City |  | MEMORIAL CITY - CENTRAL SUPPLY | [5 empty] | WARMING/COOLING UNITS, PATIENT |  | THERMIAUNITHYPOHYPER-Cincinnati-222R | THERMIAUNITHYPOHYPER | 222R |  |  |  | Cincinnati | Thermia Unit, Hypo-Hyper |  | THERMIAUNITHYPOHYPER-Cincinnati-222R |  |  |  |  | Covered PM Repair - Biomedical | MHHS-Mem City
NO | NO | [5 empty] | Cincinnati Sub-Zero Products Inc | 222R |  | 071-18543 | TMC - CHILDRENS - NICU (7HP) | MHHS-TMC |  | Thermia Unit, Hypo-Hyper |  |  |  | TMC |  | TMC - CHILDRENS - NICU (7HP) | [5 empty] | WARMING/COOLING UNITS, PATIENT |  | THERMIAUNITHYPOHYPER-Cincinnati-222R | THERMIAUNITHYPOHYPER | 222R |  |  |  | Cincinnati | Thermia Unit, Hypo-Hyper |  | THERMIAUNITHYPOHYPER-Cincinnati-222R |  |  |  |  | Covered PM Repair - Biomedical | MHHS-TMC
NO | NO | [5 empty] | Cincinnati Sub-Zero Products Inc | 222R |  | 993-14238 | TMC - CHILDRENS - NICU (7HP) | MHHS-TMC |  | Thermia Unit, Hypo-Hyper |  |  |  | TMC |  | TMC - CHILDRENS - NICU (7HP) | [5 empty] | WARMING/COOLING UNITS, PATIENT |  | THERMIAUNITHYPOHYPER-Cincinnati-222R | THERMIAUNITHYPOHYPER | 222R |  |  |  | Cincinnati | Thermia Unit, Hypo-Hyper |  | THERMIAUNITHYPOHYPER-Cincinnati-222R |  |  |  |  | Covered PM Repair - Biomedical | MHHS-TMC
NO | YES | [5 empty] | Cincinnati Sub-Zero Products Inc |  |  | 022-E4861 | TMC-Children's-NICU (7Hp) | MHHS-TMC | [5 empty] | TMC | MHHS-TMC | TMC-Children's-NICU (7Hp) |  | 10/17/19 |  |  |  | WARMING UNITS, BLOOD/INTRAVENOUS SOLUTION |  | .needs class |  |  |  |  | .needs class | Cincinnati |  |  |  |  | 11/11/20 | Verified 3/30/2020 4:07pm (Central) |  | No Coverage Specified | MHHS-TMC
NO | YES | [5 empty] | Cincinnati Sub-Zero Products Inc |  |  | 022-E4860 | TMC-Children's-NICU (7Hp) | MHHS-TMC | [5 empty] | TMC | MHHS-TMC | TMC-Children's-NICU (7Hp) |  | 10/8/19 |  |  |  | WARMING UNITS, BLOOD/INTRAVENOUS SOLUTION |  | .needs class |  |  |  |  | .needs class | Cincinnati | [5 empty] | Verified 3/30/2020 4:07pm (Central) |  | Covered PM Repair - Biomedical | MHHS-TMC
NO | NO | [5 empty] | Cincinnati Sub-Zero Products Inc |  |  | 021-E4789 | TMC - CHILDRENS - ECMO (7HP) | MHHS-TMC | [5 empty] | TMC |  | TMC - CHILDRENS - ECMO (7HP) | [5 empty] | WARMING UNITS, BLOOD/INTRAVENOUS SOLUTION |  | .needs class |  |  |  |  | .needs class | Cincinnati | [7 empty] | Not Covered Vendor Only - Biomedical | MHHS-TMC
NO | NO |  |  |  | 077-03261 |  | Cincinnati Sub-Zero Products Inc |  |  | 022-E4859 | TMC - CHILDRENS - NICU (7HP) | MHHS-TMC |  |  |  | 077-03261 |  | TMC |  | TMC - CHILDRENS - NICU (7HP) | [5 empty] | WARMING UNITS, BLOOD/INTRAVENOUS SOLUTION |  | .needs class |  |  |  |  | .needs class | Cincinnati | [7 empty] | Not Covered Vendor Only - Biomedical | MHHS-TMC
NO | NO | [5 empty] | Cincinnati Sub-Zero Products Inc |  |  | 021-E4788 | TMC - CHILDRENS - NICU (7HP) | MHHS-TMC | [5 empty] | TMC |  | TMC - CHILDRENS - NICU (7HP) | [5 empty] | WARMING UNITS, BLOOD/INTRAVENOUS SOLUTION |  | .needs class |  |  |  |  | .needs class | Cincinnati | [7 empty] | Covered PM Repair - Biomedical | MHHS-TMC
NO | YES | [5 empty] | Cincinnati Sub-Zero Products Inc | BLANKETROL |  | 124-3-02749 | TMC-Children's-NICU (7Hp) | MHHS-TMC | [5 empty] | TMC | MHHS-TMC | TMC-Children's-NICU (7Hp) |  | 2/15/19 |  |  |  | WARMING/COOLING UNITS, PATIENT |  | .needs class | [5 empty] | Cincinnati |  |  |  |  | 11/1/20 | Verified 3/30/2020 4:07pm (Central) |  | Not Covered Vendor Only - Biomedical | MHHS-TMC
NO | YES | [5 empty] | Cincinnati Sub-Zero Products Inc | BLANKETROL |  | 124-3-02750 | TMC-Children's-NICU (7Hp) | MHHS-TMC | [5 empty] | TMC | MHHS-TMC | TMC-Children's-NICU (7Hp) |  | 2/15/19 |  |  |  | WARMING/COOLING UNITS, PATIENT |  | .needs class | [5 empty] | Cincinnati |  |  |  |  | 11/1/20 | Verified 3/30/2020 4:07pm (Central) |  | Not Covered Vendor Only - Biomedical | MHHS-TMC
NO | NO | [5 empty] | Cincinnati Sub-Zero Products Inc | BLANKETROL |  | 124-3-02755 | TMC - CHILDRENS - NICU (7HP) | MHHS-TMC | [5 empty] | TMC |  | TMC - CHILDRENS - NICU (7HP) | [5 empty] | WARMING/COOLING UNITS, PATIENT |  | .needs class | [5 empty] | Cincinnati | [7 empty] | No Coverage Specified | MHHS-TMC
NO | YES | [5 empty] | Cincinnati Sub-Zero Products Inc | BLANKETROL II |  | 861-4624 | GH-Central Supply | MHHS-Greater Heights | [5 empty] | Central & Greater Heights | MHHS-Greater Heights | GH-Central Supply |  | 8/5/19 |  |  |  | WARMING/COOLING UNITS, PATIENT |  | .needs class | [5 empty] | Cincinnati |  |  |  |  | 12/19/20 | Finished from Script 3/27/2020 12:11:52pm (Central) |  | No Coverage Specified | MHHS-Greater Heights
NO | YES |  |  |  | 041-15490 | 041-15490 | Cincinnati Sub-Zero Products Inc | BLANKETROL II |  | 114-2-00240 | Memorial City -MHT - Med/Surg | MHHS-Mem City |  |  |  | 041-15490 | 041-15490 | West | Memorial Hermann Memorial City Medical Center | Memorial City -MHT - Med/Surg | MH 6 401 Soiled Utility |  |  |  |  | WARMING/COOLING UNITS, PATIENT |  | .needs class | [5 empty] | Cincinnati | [7 empty] | No Coverage Specified | MHHS-Mem City
NO | YES | [5 empty] | Cincinnati Sub-Zero Products Inc | BLANKETROL II |  | 054-17670 | TMC-Children's-NICU (7Hp) | MHHS-TMC | [5 empty] | TMC | MHHS-TMC | TMC-Children's-NICU (7Hp) |  | 6/13/19 |  |  |  | WARMING/COOLING UNITS, PATIENT |  | .needs class | [5 empty] | Cincinnati |  |  |  |  | 12/19/20 | Verified 3/30/2020 4:07pm (Central) |  | No Coverage Specified | MHHS-TMC
NO | NO | [5 empty] | Cincinnati Sub-Zero Products Inc | BLANKETROL II |  | 112-2-00141 | MEMORIAL CITY - CENTRAL SUPPLY | MHHS-Mem City | [5 empty] | West & Memorial City |  | MEMORIAL CITY - CENTRAL SUPPLY | [5 empty] | WARMING/COOLING UNITS, PATIENT |  | .needs class | [5 empty] | Cincinnati | [7 empty] | No Coverage Specified | MHHS-Mem City
NO | NO | [5 empty] | Cincinnati Sub-Zero Products Inc | BLANKETROL II |  | 112-2-00160 | MEMORIAL CITY - CENTRAL SUPPLY | MHHS-Mem City | [5 empty] | West & Memorial City |  | MEMORIAL CITY - CENTRAL SUPPLY | [5 empty] | WARMING/COOLING UNITS, PATIENT |  | .needs class | [5 empty] | Cincinnati | [7 empty] | No Coverage Specified | MHHS-Mem City
YES | YES |  |  |  | 142-09225 | 142-09225 | Circon | ALU-1B |  |  | MH MG - (WDLS) - OB/GYN (MP3) |  |  |  |  | 142-09225 | 142-09225 | Woodlands | Memorial Hermann Medical Group Specialists for Women (#350) | MH MG - (WDLS) - OB/GYN (MP3) | Storage |  |  |  | No pm sticker
YES | YES | Serial Number Cnf |  |  | 041-04172 | 041-04172 | Circon | Berkeley VC-2 |  | CNF | OR |  |  |  |  | 041-04172 | 041-04172 | West | Memorial Hermann - Memorial City | OR | Back Hallway |  |  |  | Equipment reserved for Covid 19 patients
NO | YES |  |  |  | EP0109 |  | CIRS | AT570 |  |  | Rental Equipment | MHHS-Cypress |  |  |  | EP0109 |  | Northwest & Cypress |  | Rental Equipment | [7 empty] | .needs class |  | ENDOSCOPIC PHANTOM, MULTI-PURPOSE |  |  | .needs class | [6 empty] | Verified as Rental |  |  | MHHS-Cypress
NO | YES |  |  |  | EP0102 |  | CIRS | AT570 |  |  | Rental | MHHS-Katy |  |  |  | EP0102 |  | Katy |  | Rental | [7 empty] | .needs class |  | ENDOSCOPIC PHANTOM, MULTI-PURPOSE |  |  | .needs class | [6 empty] | Verified as Rental |  |  | MHHS-Katy
NO | YES |  |  |  | EP0101 |  | CIRS | AT570 |  |  | Rental | MHHS-Mem City |  |  |  | EP0101 |  | West & Memorial City |  | Rental | [7 empty] | .needs class |  | ENDOSCOPIC PHANTOM, MULTI-PURPOSE |  |  | .needs class | [6 empty] | Verified as Rental |  |  | MHHS-Mem City
NO | YES |  |  |  | EP0103 |  | CIRS | AT570 |  |  | Rental | MHHS-Northeast |  |  |  | EP0103 |  | Katy |  | Rental | [7 empty] | .needs class |  | ENDOSCOPIC PHANTOM, MULTI-PURPOSE |  |  | .needs class | [6 empty] | Verified as Rental |  |  | MHHS-Northeast
NO | YES |  |  |  | EP0106 |  | CIRS | AT570 |  |  | Rental | MHHS-Southeast |  |  |  | EP0106 |  | Southeast & Bay Area |  | Rental | [7 empty] | .needs class |  | ENDOSCOPIC PHANTOM, MULTI-PURPOSE |  |  | .needs class | [6 empty] | Verified as Rental |  |  | MHHS-Southeast
NO | YES |  |  |  | EP0104 |  | CIRS | AT570 |  |  | Rental | MHHS-Southwest |  |  |  | EP0104 |  | Southwest |  | Rental | [7 empty] | .needs class |  | ENDOSCOPIC PHANTOM, MULTI-PURPOSE |  |  | .needs class | [6 empty] | Verified as Rental |  |  | MHHS-Southwest
NO | YES |  |  |  | EP0105 |  | CIRS | AT570 |  |  | Rental | MHHS-Sugarland |  |  |  | EP0105 |  | Sugar Land |  | Rental | [7 empty] | .needs class |  | ENDOSCOPIC PHANTOM, MULTI-PURPOSE |  |  | .needs class | [6 empty] | Verified as Rental |  |  | MHHS-Sugarland
NO | YES |  |  |  | EP0107 |  | CIRS | AT570 |  |  | Rental | MHHS-TMC |  |  |  | EP0107 |  | TMC |  | Rental | [7 empty] | .needs class |  | ENDOSCOPIC PHANTOM, MULTI-PURPOSE |  |  | .needs class | [6 empty] | Verified as Rental |  |  | MHHS-TMC
NO | YES |  |  |  | EP0108 |  | CIRS | AT570 |  |  | Rental | MHHS-TMC |  |  |  | EP0108 |  | TMC |  | Rental | [7 empty] | .needs class |  | ENDOSCOPIC PHANTOM, MULTI-PURPOSE |  |  | .needs class | [6 empty] | Verified as Rental |  |  | MHHS-TMC
NO | YES |  |  |  | EP0100 |  | CIRS | AT570 |  |  | Rental | MHHS-Woodlands |  |  |  | EP0100 |  | Woodlands |  | Rental | [7 empty] | .needs class |  | ENDOSCOPIC PHANTOM, MULTI-PURPOSE |  |  | .needs class | [6 empty] | Verified as Rental |  |  | MHHS-Woodlands
YES | YES |  |  |  | 142-08915 | 142-08915 | Cisco Systems Inc | Catalyst 3750V2 |  | FDO1702Y0HT | [5 empty] | 142-08915 | 142-08915 | Sugar Land |  |  | BioMed Shop |  |  |  | No pm
YES | YES |  |  |  | 142-08913 | 142-08913 | Cisco Systems Inc | Catalyst 3750V2 |  | FDO1702Y0GX | [5 empty] | 142-08913 | 142-08913 | Sugar Land |  |  | BioMed Shop |  |  |  | No pm
YES | YES |  |  |  | 041-33029 | 041-33029 | Cisco Systems Inc | WS-C2960-24TC-L |  | FOC2340Y03 a | 3rd floor Biomed |  |  |  |  | 041-33029 | 041-33029 | TMC | Memorial Hermann-Texas Medical Center | 3rd floor Biomed | Biomed storage |  |  |  | No pm
YES | YES |  |  |  | 041-33030 | 041-33030 | Cisco Systems Inc | WS-C2960-24TC-L |  | FOC2338Y027 | 3rd floor Biomed |  |  |  |  | 041-33030 | 041-33030 | TMC | Memorial Hermann-Texas Medical Center | 3rd floor Biomed | Biomed storage |  |  |  | No pm
NO | NO | [5 empty] | Cisco Systems, Inc | CATALYST 2950 |  | FOC0906Z407 | WOODLANDS - ER | MHHS-Woodlands | [5 empty] | Woodlands |  | WOODLANDS - ER | [5 empty] | COMPUTERS |  | .needs class | [5 empty] | Cisco Sys Inc | [7 empty] | Covered PM Repair - Biomedical | MHHS-Woodlands
NO | NO |  |  |  | 009-09370 |  | Cisco Systems, Inc | CATALYST 2960 SERIES |  | FCQ1618X02V | GH - TELEMETRY | MHHS-Greater Heights |  |  |  | 009-09370 |  | Central & Greater Heights |  | GH - TELEMETRY | [5 empty] | COMPUTERS |  | .needs class | [5 empty] | Cisco Sys Inc | [7 empty] | Covered PM Repair - Biomedical | MHHS-Greater Heights
NO | NO |  |  |  | 009-09371 |  | Cisco Systems, Inc | CATALYST 2960 SERIES |  | FCQ1630X1JQ | GH - TELEMETRY | MHHS-Greater Heights |  |  |  | 009-09371 |  | Central & Greater Heights |  | GH - TELEMETRY | [5 empty] | COMPUTERS |  | .needs class | [5 empty] | Cisco Sys Inc | [7 empty] | Covered PM Repair - Biomedical | MHHS-Greater Heights
NO | NO |  |  |  | 009-09372 |  | Cisco Systems, Inc | CATALYST 2960 SERIES |  | FCQ1630X1JS | GH - TELEMETRY | MHHS-Greater Heights |  |  |  | 009-09372 |  | Central & Greater Heights |  | GH - TELEMETRY | [5 empty] | COMPUTERS |  | .needs class | [5 empty] | Cisco Sys Inc | [7 empty] | Covered PM Repair - Biomedical | MHHS-Greater Heights
NO | NO |  |  |  | 009-09377 |  | Cisco Systems, Inc | CATALYST 2960 SERIES |  | FCQ1633X4LC | GH - TELEMETRY | MHHS-Greater Heights |  |  |  | 009-09377 |  | Central & Greater Heights |  | GH - TELEMETRY | [5 empty] | COMPUTERS |  | .needs class | [5 empty] | Cisco Sys Inc | [7 empty] | Covered PM Repair - Biomedical | MHHS-Greater Heights
NO | NO |  |  |  | 029-08314 |  | Cisco Systems, Inc | CATALYST 2960 SERIES |  | F0C1312W2X1 | WOODLANDS - TERRAMONT ER (CLINIC) | MHHS-Woodlands |  |  |  | 029-08314 |  | Woodlands |  | WOODLANDS - TERRAMONT ER (CLINIC) | [5 empty] | COMPUTERS |  | .needs class | [5 empty] | Cisco Sys Inc | [7 empty] | Covered PM Repair - Biomedical | MHHS-Woodlands
NO | NO |  |  |  | 009-09378 |  | Cisco Systems, Inc | CATALYST 3750 SERIES |  | FD01631X14C | GH - TELEMETRY | MHHS-Greater Heights |  |  |  | 009-09378 |  | Central & Greater Heights |  | GH - TELEMETRY | [5 empty] | COMPUTERS |  | .needs class | [5 empty] | Cisco Sys Inc | [7 empty] | Covered PM Repair - Biomedical | MHHS-Greater Heights
NO | NO |  |  |  | 009-08406 |  | Cisco Systems, Inc | ITS4844A |  | SG24002419 | GH - ER | MHHS-Greater Heights |  |  |  | 009-08406 |  | Central & Greater Heights |  | GH - ER | [5 empty] | NETWORK SERVERS |  | .needs class | [5 empty] | Cisco Sys Inc | [7 empty] | Covered PM Repair Labor Only - Biomedica | MHHS-Greater Heights
NO | NO |  |  |  | 009-08425 |  | Cisco Systems, Inc | ITS4844A |  | RO83322512 | GH - ER | MHHS-Greater Heights |  |  |  | 009-08425 |  | Central & Greater Heights |  | GH - ER | [5 empty] | NETWORK SERVERS |  | .needs class | [5 empty] | Cisco Sys Inc | [7 empty] | Covered PM Repair Labor Only - Biomedica | MHHS-Greater Heights
NO | NO |  |  |  | 009-08426 |  | Cisco Systems, Inc | ITS4844A |  | RO83322541 | GH - ER | MHHS-Greater Heights |  |  |  | 009-08426 |  | Central & Greater Heights |  | GH - ER | [5 empty] | NETWORK SERVERS |  | .needs class | [5 empty] | Cisco Sys Inc | [7 empty] | Covered PM Repair Labor Only - Biomedica | MHHS-Greater Heights
NO | NO |  |  |  | 009-08427 |  | Cisco Systems, Inc | ITS4844A |  | RO83322535 | GH - ER | MHHS-Greater Heights |  |  |  | 009-08427 |  | Central & Greater Heights |  | GH - ER | [5 empty] | NETWORK SERVERS |  | .needs class | [5 empty] | Cisco Sys Inc | [7 empty] | Covered PM Repair Labor Only - Biomedica | MHHS-Greater Heights
NO | NO |  |  |  | 009-08428 |  | Cisco Systems, Inc | ITS4844A |  | RO83322542 | GH - ER | MHHS-Greater Heights |  |  |  | 009-08428 |  | Central & Greater Heights |  | GH - ER | [5 empty] | NETWORK SERVERS |  | .needs class | [5 empty] | Cisco Sys Inc | [7 empty] | Covered PM Repair Labor Only - Biomedica | MHHS-Greater Heights
NO | NO |  |  |  | 009-08429 |  | Cisco Systems, Inc | ITS4844A |  | US20821467 | GH - ER | MHHS-Greater Heights |  |  |  | 009-08429 |  | Central & Greater Heights |  | GH - ER | [5 empty] | NETWORK SERVERS |  | .needs class | [5 empty] | Cisco Sys Inc | [7 empty] | Covered PM Repair Labor Only - Biomedica | MHHS-Greater Heights
NO | NO |  |  |  | 009-08430 |  | Cisco Systems, Inc | ITS4844A |  | US20821469 | GH - ER | MHHS-Greater Heights |  |  |  | 009-08430 |  | Central & Greater Heights |  | GH - ER | [5 empty] | NETWORK SERVERS |  | .needs class | [5 empty] | Cisco Sys Inc | [7 empty] | Covered PM Repair Labor Only - Biomedica | MHHS-Greater Heights
NO | NO |  |  |  | 009-08431 |  | Cisco Systems, Inc | ITS4844A |  | US20821464 | GH - ER | MHHS-Greater Heights |  |  |  | 009-08431 |  | Central & Greater Heights |  | GH - ER | [5 empty] | NETWORK SERVERS |  | .needs class | [5 empty] | Cisco Sys Inc | [7 empty] | Not Covered Vendor Only - Biomedical | MHHS-Greater Heights
NO | NO |  |  |  | 009-08432 |  | Cisco Systems, Inc | ITS4844A |  | US20821364 | GH - ER | MHHS-Greater Heights |  |  |  | 009-08432 |  | Central & Greater Heights |  | GH - ER | [5 empty] | NETWORK SERVERS |  | .needs class | [5 empty] | Cisco Sys Inc | [7 empty] | Covered PM Repair - Biomedical | MHHS-Greater Heights
NO | NO |  |  |  | 009-08433 |  | Cisco Systems, Inc | ITS4844A |  | US20821448 | GH - ER | MHHS-Greater Heights |  |  |  | 009-08433 |  | Central & Greater Heights |  | GH - ER | [5 empty] | NETWORK SERVERS |  | .needs class | [5 empty] | Cisco Sys Inc | [7 empty] | Not Covered Vendor Only - Biomedical | MHHS-Greater Heights
YES | YES |  |  |  | 151-02598 | 151-02598 | Citizen Scale | CTG15H |  |  | Or |  |  |  |  | 151-02598 | 151-02598 | Northwest | Memorial Hermann Cypress Hospital | Or | Or storage | 5/1/19 | 5/1/20
NO | NO |  |  |  | 013-06589 |  | Citizen Systems America Corporation | AK20-M01 |  | KU814771 | SW - RADIOLOGY | MHHS-Southwest |  |  |  | 013-06589 |  | Southwest |  | SW - RADIOLOGY | [5 empty] | PRINTERS |  | .needs class |  |  |  |  | .needs class | CITIZENSYSTEMS | [7 empty] | Covered PM Repair - Biomedical | MHHS-Southwest
NO | YES |  |  |  | 041-20532 | 041-20532 | CIVCO Medical Soluctions | MTRH1500 |  |  | Bldg 925 suite 100 | MHHS-Mem City |  | Bath, Water |  | 041-20532 | 041-20532 | West | Memorial Hermann Medical Group Memorial City Cardiology (#400) | Bldg 925 suite 100 | CT SIMULATOR | 1/1/20 |  | 1/1/21 |  | BATHS, WATER |  | BATHWATER-Civco Medical-MTRH1500 | BATHWATER | MTRH1500 |  |  |  | Civco Medical | Bath, Water |  | BATHWATER-Civco Medical-MTRH1500 |  | 6/21/17 |  |  | Covered PM Repair - Biomedical | MHHS-Mem City
NO | YES |  |  |  | 142-08372 | 142-08372 | CIVCO Medical Soluctions | MTRH1500 |  |  | NE-Cancer Center | MHHS-Northeast |  | Bath, Water |  | 142-08372 | 142-08372 | Katy | MHHS-Northeast | NE-Cancer Center | Clean utility | 10/1/19 | 10/1/20 |  |  | BATHS, WATER | Bath, Water | BATHWATER-Civco Medical-MTRH1500 | BATHWATER | MTRH1500 |  |  |  | Civco Medical | Bath, Water |  | BATHWATER-Civco Medical-MTRH1500 |  | 6/21/17 |  |  | Covered PM Repair - Biomedical | MHHS-Northeast | [8 empty] | BATHWATER | Bath, Water | Civco Medical
NO | YES |  |  |  | 069-35908 | 069-35908 | CIVCO Medical Soluctions | MTRH1500 |  |  | TMC-Plaza-Cancer Center (Ste 2900) | MHHS-OPID |  | Bath, Water |  | 069-35908 | 069-35908 | TMC | MHHS-TMC | TMC-Plaza-Cancer Center (Ste 2900) | CT Procedure | 11/1/18 |  | 11/1/19 |  | BATHS, WATER | Bath, Water | BATHWATER-Civco Medical-MTRH1500 | BATHWATER | MTRH1500 |  |  |  | Civco Medical | Bath, Water |  | BATHWATER-Civco Medical-MTRH1500 |  | 6/27/17 |  |  | Covered PM Repair - Biomedical | MHHS-OPID | [8 empty] | BATHWATER | Bath, Water | Civco Medical
NO | YES |  |  |  | 005-33423 | 005-33423 | CIVCO Medical Soluctions | MTRH1500 |  |  | SE - CANCER CENTER | MHHS-Southeast |  | Bath, Water |  | 005-33423 | 005-33423 | Southeast | MHHS-Southeast | SE - CANCER CENTER | CT Simulator | 9/1/19 |  | 9/1/20 |  | BATHS, WATER | Bath, Water | BATHWATER-Civco Medical-MTRH1500 | BATHWATER | MTRH1500 |  |  |  | Civco Medical | Bath, Water |  | BATHWATER-Civco Medical-MTRH1500 |  | 6/21/17 |  |  | Covered PM Repair - Biomedical | MHHS-Southeast | [8 empty] | BATHWATER | Bath, Water | Civco Medical
NO | NO |  |  |  | 029-09471 |  | CIVCO Medical Soluctions | MTRH1500 |  |  | WOODLANDS - CANCER CENTER | MHHS-Woodlands |  | Bath, Water |  | 029-09471 |  | Woodlands |  | WOODLANDS - CANCER CENTER | [5 empty] | BATHS, WATER |  | BATHWATER-Civco Medical-MTRH1500 | BATHWATER | MTRH1500 |  |  |  | Civco Medical | Bath, Water |  | BATHWATER-Civco Medical-MTRH1500 |  |  |  |  | Covered PM Repair - Biomedical | MHHS-Woodlands
YES | YES |  |  |  | 099-03495 | 099-03495 | Civco Medical Solutions | ASTRA TEE |  | 160-10224 | [5 empty] | 099-03495 | 099-03495 | Woodlands | HM Woodlands |  |  | 12/1/19 | 12/1/20 |  | Ref#670-1338
YES | YES |  |  |  | 013-38185 | 013-38185 | Civco Medical Solutions | ASTRA TEE |  | *00841436111287*160-00117* | SW - HVI - NONINVASIVE CARDIOLOGY |  |  |  |  | 013-38185 | 013-38185 | Southwest | Memorial Hermann Heart | SW - HVI - NONINVASIVE CARDIOLOGY | Soiled Utility | 1/1/20 |  | 1/1/21 | New Add
YES | YES |  |  |  | 099-13480 | 099-13480 | Civco Medical Solutions | MT-VL-1 |  |  | SE - CANCER CENTER |  |  |  |  | 099-13480 | 099-13480 | Southeast |  | SE - CANCER CENTER | CT Simulator
YES | YES |  |  |  | 069-35909 | 069-35909 | Civco Medical Solutions | MTVPI |  |  | TMC - PLAZA - CANCER CENTER (STE 2900) |  |  |  |  | 069-35909 | 069-35909 | TMC |  | TMC - PLAZA - CANCER CENTER (STE 2900) | CT Procedure
NO | NO |  |  |  | 151-02618 |  | Clarity Medical Systems | RETCAM |  | RS8103 | CY - NICU | MHHS-Cypress |  |  |  | 151-02618 |  | Northwest & Cypress |  | CY - NICU | [5 empty] | ANALYZERS, PHYSIOLOGIC, VISUAL FUNCTION |  | .needs class | [5 empty] | Clarity Med Sys | [7 empty] | Covered PM Repair - Biomedical | MHHS-Cypress
NO | NO |  |  |  | 041-20869 |  | Clarity Medical Systems | RETCAM 3 |  | RC7317 | TMC - CHILDRENS - NICU (7HP) | MHHS-TMC |  | Retinal Camera |  | 041-20869 |  | TMC |  | TMC - CHILDRENS - NICU (7HP) | [5 empty] | ANALYZERS, PHYSIOLOGIC, VISUAL FUNCTION |  | CAMFUND-CLARITY-RetCam 3 | CAMFUND | RetCam 3 |  |  |  | Clarity Med Sys | Retinal Camera |  | CAMFUND-CLARITY-RetCam 3 |  |  |  |  | Covered PM Repair - Biomedical | MHHS-TMC
NO | NO |  |  |  | 077-05858 |  | Clarity Medical Systems | RETCAM 3 |  | RC3154 | TMC - OR - HERMANN (2HP) | MHHS-TMC |  | Retinal Camera |  | 077-05858 |  | TMC |  | TMC - OR - HERMANN (2HP) | [5 empty] | ANALYZERS, PHYSIOLOGIC, VISUAL FUNCTION |  | CAMFUND-CLARITY-RetCam 3 | CAMFUND | RetCam 3 |  |  |  | Clarity Med Sys | Retinal Camera |  | CAMFUND-CLARITY-RetCam 3 |  |  |  |  | Covered PM Repair - Biomedical | MHHS-TMC
NO | NO | [5 empty] | Clarity Medical Systems | RETCAM 3 |  | RS6325 | TMC - OR - ROBERTSON (2R) | MHHS-TMC |  | Retinal Camera |  |  |  | TMC |  | TMC - OR - ROBERTSON (2R) | [5 empty] | ANALYZERS, PHYSIOLOGIC, VISUAL FUNCTION |  | CAMFUND-CLARITY-RetCam 3 | CAMFUND | RetCam 3 |  |  |  | Clarity Med Sys | Retinal Camera |  | CAMFUND-CLARITY-RetCam 3 |  |  |  |  | Covered PM Repair - Biomedical | MHHS-TMC
NO | YES |  |  |  | 013-14215 | 013-14215 | Clary | S1500-601 |  |  | SW-HVI-OR | MHHS-Southwest |  |  |  | 013-14215 | 013-14215 | Southwest | MHHS-Southwest | SW-HVI-OR | Hallway | 10/1/19 |  | 10/1/20 |  | POWER SYSTEMS, UNINTERRUPTIBLE |  | .needs class | [13 empty] | Covered PM Repair - Biomedical | MHHS-Southwest
NO | YES | Asset Tag 013-14216 |  |  | 013-14216 | 013-14216 | Clary | S1500-601 |  |  | SW-HVI-OR | MHHS-Southwest |  |  |  | 013-14216 | 013-14216 | Southwest | MHHS-Southwest | SW-HVI-OR |  | 10/9/19 |  |  |  | POWER SYSTEMS, UNINTERRUPTIBLE |  | .needs class | [11 empty] | Finished from Script 3/27/2020 12:11:52pm (Central) |  | Covered PM Repair - Biomedical | MHHS-Southwest
NO | NO | [5 empty] | Clary | S1500-601 |  |  | SW - HVI - OR | MHHS-Southwest | [5 empty] | Southwest |  | SW - HVI - OR | [5 empty] | POWER SYSTEMS, UNINTERRUPTIBLE |  | .needs class | [13 empty] | Covered PM Repair - Biomedical | MHHS-Southwest
NO | YES |  |  |  | 013-04179 | 013-04179 | Clary | UPS1-1K-1G-H |  | 12111c0295 | SW-HVI-OR | MHHS-Southwest |  |  |  | 013-04179 | 013-04179 | Southwest | MHHS-Southwest | SW-HVI-OR | Hallway | 10/1/19 |  | 10/1/20 |  | POWER SYSTEMS, UNINTERRUPTIBLE |  | .needs class | [10 empty] | 4/1/18 |  |  | Covered PM Repair - Biomedical | MHHS-Southwest
NO | YES | Asset Tag 013-14216 |  |  | 013-14216 | 013-14216 | Clary Corporation | Continous power system |  |  | SW-HVI-OR |  |  |  |  | 013-14216 | 013-14216 | Southwest | MHHS-Southwest | SW-HVI-OR | Hallway | 10/1/19 |  | 10/1/20
YES | YES |  |  |  | 013-35559 | 013-35559 | Class Inc | Laser accessories |  |  | Conevient Care |  |  |  |  | 013-35559 | 013-35559 | South | Memorial Hermann Medical Group Needville | Conevient Care | Provider office | 4/1/20 | 4/1/20 |  | Per staff then dint use it.
YES | YES |  |  |  | 099-00441 | 099-00441 | Classic Check | Bed Check |  | 099-00441 | Katy - Inpatient Rehab Ste. 102 |  |  |  |  | 099-00441 | 099-00441 | Katy | Memorial Hermann Rehabilitation Hospital - Katy (#102) | Katy - Inpatient Rehab Ste. 102 | Katy - Inpatient Rehab
YES | YES |  |  |  | 133-07266 | 133-07266 | Classic Check | Bed Check |  | 133-07266 | Katy - Inpatient Rehab Ste. 102 |  |  |  |  | 133-07266 | 133-07266 | Katy | Memorial Hermann Rehabilitation Hospital - Katy (#102) | Katy - Inpatient Rehab Ste. 102 | Katy - Inpatient Rehab
YES | YES |  |  |  | 133-07276 | 133-07276 | Classic Check | Bed Check |  | 133-07276 | Katy - Inpatient Rehab Ste. 102 |  |  |  |  | 133-07276 | 133-07276 | Katy | Memorial Hermann Rehabilitation Hospital - Katy (#102) | Katy - Inpatient Rehab Ste. 102 | Katy - Inpatient Rehab
YES | YES |  |  |  | 099-00443 | 099-00443 | Classic Check | Bed Check |  | 099-00443 | Katy - Inpatient Rehab Ste. 102 |  |  |  |  | 099-00443 | 099-00443 | Katy | Memorial Hermann Rehabilitation Hospital - Katy (#102) | Katy - Inpatient Rehab Ste. 102 | Katy - Inpatient Rehab
YES | YES |  |  |  | 099-00444 | 099-00444 | Classic Check | Bed Check |  | 099-00444 | Katy - Inpatient Rehab Ste. 102 |  |  |  |  | 099-00444 | 099-00444 | Katy | Memorial Hermann Rehabilitation Hospital - Katy (#102) | Katy - Inpatient Rehab Ste. 102 | Katy - Inpatient Rehab
YES | YES |  |  |  | 099-00445 | 099-00445 | Classic Check | Bed Check |  | 099-00445 | Katy - Inpatient Rehab Ste. 102 |  |  |  |  | 099-00445 | 099-00445 | Katy | Memorial Hermann Rehabilitation Hospital - Katy (#102) | Katy - Inpatient Rehab Ste. 102 | Katy - Inpatient Rehab
YES | YES |  |  |  | 099-00448 | 099-00448 | Classic Check | Bed Check |  | 099-00448 | Katy - Inpatient Rehab Ste. 102 |  |  |  |  | 099-00448 | 099-00448 | Katy | Memorial Hermann Rehabilitation Hospital - Katy (#102) | Katy - Inpatient Rehab Ste. 102 | Katy - Inpatient Rehab
YES | YES |  |  |  | 099-00449 | 099-00449 | Classic Check | Bed Check |  | 099-00449 | Katy - Inpatient Rehab Ste. 102 |  |  |  |  | 099-00449 | 099-00449 | Katy | Memorial Hermann Rehabilitation Hospital - Katy (#102) | Katy - Inpatient Rehab Ste. 102 | Katy - Inpatient Rehab
YES | YES |  |  |  | 099-00450 | 099-00450 | Classic Check | Bed Check |  | 099-00450 | Katy - Inpatient Rehab |  |  |  |  | 099-00450 | 099-00450 | Katy | Memorial Hermann Rehabilitation Hospital - Katy (#102) | Katy - Inpatient Rehab | Katy - Inpatient Rehab
YES | YES |  |  |  | 099-00452 | 099-00452 | Classic Check | Bed Check |  | 099-00452 | Katy - Inpatient Rehab |  |  |  |  | 099-00452 | 099-00452 | Katy | Memorial Hermann Rehabilitation Hospital - Katy (#102) | Katy - Inpatient Rehab | Katy - Inpatient Rehab
YES | YES |  |  |  | 099-00453 | 099-00453 | Classic Check | Bed Check |  | 099-00453 | Katy - Inpatient Rehab |  |  |  |  | 099-00453 | 099-00453 | Katy | Memorial Hermann Rehabilitation Hospital - Katy (#102) | Katy - Inpatient Rehab | Katy - Inpatient Rehab
YES | YES |  |  |  | 099-00455 | 099-00455 | Classic Check | Bed Check |  | 099-00455 | Katy - Inpatient Rehab |  |  |  |  | 099-00455 | 099-00455 | Katy | Memorial Hermann Rehabilitation Hospital - Katy (#102) | Katy - Inpatient Rehab | Katy - Inpatient Rehab
YES | YES |  |  |  | 013-19337 | 013-19337 | Clay Adams |  |  |  | SW - LABORATORY - PROCESSING |  |  |  |  | 013-19337 | 013-19337 | Southwest | Memorial Hermann Diagnostic Laboratory - Southwest Medical Plaza 1 (#756) | SW - LABORATORY - PROCESSING | Lab |  |  |  | Agglutination Viewer
YES | YES | Serial Number Cnf |  |  | 013-12161 | 013-12161 | Clay Adams |  |  | CNF | Laboratory |  |  |  |  | 013-12161 | 013-12161 | Southwest | Memorial Hermann Laboratory | Laboratory | Lab - Blood Bank
NO | YES |  |  |  | 151-01000 | 151-01000 | CLAY ADAMS | SERO-FUGE 2002 |  | A547124 | CY - LABORATORY | MHHS-Cypress |  | Centrifuge, General Purpose |  | 151-01000 | 151-01000 | Northwest | Cypress | CY - LABORATORY | Blood bank | 12/1/19 | 6/1/20 |  | BB devise | CENTRIFUGES | Centrifuge, General Purpose | CENTRIFUGEGENPURP-Clay Adams-Sero-Fuge 2002 | CENTRIFUGEGENPURP | Sero-Fuge 2002 |  |  |  | Clay Adams | Centrifuge, General Purpose |  | CENTRIFUGEGENPURP-Clay Adams-Sero-Fuge 2002 |  | 9/1/12 |  | CGP-A | Covered PM Repair - Biomedical | MHHS-Cypress | [7 empty] | Centrifuge, General Purpose | CENTRIFUGEGENPURP | Centrifuge, General Purpose | Clay Adams
NO | YES |  |  |  | 133-31117 | 133-31117 | CLAY ADAMS | SERO-FUGE 2002 |  | A585033 | Katy-Laboratory-Blood Bank | MHHS-Katy |  | Centrifuge, General Purpose |  | 133-31117 | 133-31117 | Katy | MHHS-Katy | Katy-Laboratory-Blood Bank | Blood bank | 1/1/20 | 7/1/20 |  |  | CENTRIFUGES | Centrifuge, General Purpose | CENTRIFUGEGENPURP-Clay Adams-Sero-Fuge 2002 | CENTRIFUGEGENPURP | Sero-Fuge 2002 |  |  |  | Clay Adams | Centrifuge, General Purpose |  | CENTRIFUGEGENPURP-Clay Adams-Sero-Fuge 2002 |  |  |  | CGP-A | Covered PM Repair - Biomedical | MHHS-Katy | [7 empty] | Centrifuge, General Purpose | CENTRIFUGEGENPURP | Centrifuge, General Purpose | Clay Adams
NO | YES |  |  |  | 142-05473 | 142-05473 | CLAY ADAMS | SERO-FUGE 2002 |  |  | NE-Laboratory | MHHS-Northeast |  | Centrifuge, General Purpose |  | 142-05473 | 142-05473 | Katy | MHHS-Northeast | NE-Laboratory | Lab | 10/1/20 | 4/1/20 |  |  | CENTRIFUGES | Centrifuge, General Purpose | CENTRIFUGEGENPURP-Clay Adams-Sero-Fuge 2002 | CENTRIFUGEGENPURP | Sero-Fuge 2002 |  |  |  | Clay Adams | Centrifuge, General Purpose |  | CENTRIFUGEGENPURP-Clay Adams-Sero-Fuge 2002 |  | 4/25/20 |  | CGP-A | Not Covered Vendor Only - Biomedical | MHHS-Northeast | [7 empty] | Centrifuge, General Purpose | CENTRIFUGEGENPURP | Centrifuge, General Purpose | Clay Adams
NO | YES |  |  |  | 129-06317 | 129-06317 | CLAY ADAMS | SERO-FUGE 2002 |  | A5536016 | SP CCC - (SL) - BLOOD BANK | MHHS-Sienna Plantation CCC |  | Centrifuge, General Purpose |  | 129-06317 | 129-06317 | Sugar Land |  | SP CCC - (SL) - BLOOD BANK |  | 10/1/19 | 10/1/20 |  |  | CENTRIFUGES | Centrifuge, General Purpose | CENTRIFUGEGENPURP-Clay Adams-Sero-Fuge 2002 | CENTRIFUGEGENPURP | Sero-Fuge 2002 |  |  |  | Clay Adams | Centrifuge, General Purpose |  | CENTRIFUGEGENPURP-Clay Adams-Sero-Fuge 2002 |  |  |  | CGP-A | Covered PM Repair - Biomedical | MHHS-Sienna Plantation CCC | [7 empty] | Centrifuge, General Purpose | CENTRIFUGEGENPURP | Centrifuge, General Purpose | Clay Adams
NO | YES |  |  |  | 069-03000 | 069-03000 | CLAY ADAMS | SERO-FUGE 2002 |  |  | TMC-Laboratory-Blood Bank (1R) | MHHS-TMC |  | Centrifuge, General Purpose |  | 069-03000 | 069-03000 | TMC | MHHS-TMC | TMC-Laboratory-Blood Bank (1R) | Blood Bank |  |  |  |  | CENTRIFUGES | Centrifuge, General Purpose | CENTRIFUGEGENPURP-Clay Adams-Sero-Fuge 2002 | CENTRIFUGEGENPURP | Sero-Fuge 2002 |  |  |  | Clay Adams | Centrifuge, General Purpose |  | CENTRIFUGEGENPURP-Clay Adams-Sero-Fuge 2002 |  | 8/1/20 |  | CGP-A | Not Covered Vendor Only - Lab Ana/Anes | MHHS-TMC | [7 empty] | Centrifuge, General Purpose | CENTRIFUGEGENPURP | Centrifuge, General Purpose | Clay Adams
NO | YES |  |  |  | 069-03001 | 069-03001 | CLAY ADAMS | SERO-FUGE 2002 |  |  | TMC-Laboratory-Blood Bank (1R) | MHHS-TMC |  | Centrifuge, General Purpose |  | 069-03001 | 069-03001 | TMC | MHHS-TMC | TMC-Laboratory-Blood Bank (1R) | Biomed | 7/1/19 |  | 10/1/19 |  | CENTRIFUGES | Centrifuge, General Purpose | CENTRIFUGEGENPURP-Clay Adams-Sero-Fuge 2002 | CENTRIFUGEGENPURP | Sero-Fuge 2002 |  |  |  | Clay Adams | Centrifuge, General Purpose |  | CENTRIFUGEGENPURP-Clay Adams-Sero-Fuge 2002 |  | 4/1/20 |  | CGP-A | Not Covered Vendor Only - Biomedical | MHHS-TMC | [7 empty] | Centrifuge, General Purpose | CENTRIFUGEGENPURP | Centrifuge, General Purpose | Clay Adams
NO | YES |  |  |  | 069-15295 | 069-15295 | CLAY ADAMS | SERO-FUGE 2002 |  |  | TMC-Laboratory-Blood Bank (1R) | MHHS-TMC |  | Centrifuge, General Purpose |  | 069-15295 | 069-15295 | TMC | MHHS-TMC | TMC-Laboratory-Blood Bank (1R) | TMC LANORATORY BLOOD BANK | 7/1/19 |  | 7/1/20 |  | CENTRIFUGES | Centrifuge, General Purpose | CENTRIFUGEGENPURP-Clay Adams-Sero-Fuge 2002 | CENTRIFUGEGENPURP | Sero-Fuge 2002 |  |  |  | Clay Adams | Centrifuge, General Purpose |  | CENTRIFUGEGENPURP-Clay Adams-Sero-Fuge 2002 |  |  |  | CGP-A | Covered PM Repair - Biomedical | MHHS-TMC | [7 empty] | Centrifuge, General Purpose | CENTRIFUGEGENPURP | Centrifuge, General Purpose | Clay Adams
NO | YES |  |  |  | 069-17632 | 069-17632 | CLAY ADAMS | SERO-FUGE 2002 |  |  | TMC-Laboratory-Blood Bank (1R) | MHHS-TMC |  | Centrifuge, General Purpose |  | 069-17632 | 069-17632 | TMC | MHHS-TMC | TMC-Laboratory-Blood Bank (1R) | TMC LANORATORY BLOOD BANK | 7/1/19 |  |  |  | CENTRIFUGES | Centrifuge, General Purpose | CENTRIFUGEGENPURP-Clay Adams-Sero-Fuge 2002 | CENTRIFUGEGENPURP | Sero-Fuge 2002 |  |  |  | Clay Adams | Centrifuge, General Purpose |  | CENTRIFUGEGENPURP-Clay Adams-Sero-Fuge 2002 |  |  |  | CGP-A | Covered PM Repair - Biomedical | MHHS-TMC | [7 empty] | Centrifuge, General Purpose | CENTRIFUGEGENPURP | Centrifuge, General Purpose | Clay Adams
NO | YES |  |  |  | 069-20292 | 069-20292 | CLAY ADAMS | SERO-FUGE 2002 |  |  | TMC-Laboratory-Blood Bank (1R) | MHHS-TMC |  | Centrifuge, General Purpose |  | 069-20292 | 069-20292 | TMC | MHHS-TMC | TMC-Laboratory-Blood Bank (1R) | Blood Bank |  |  |  |  | CENTRIFUGES | Centrifuge, General Purpose | CENTRIFUGEGENPURP-Clay Adams-Sero-Fuge 2002 | CENTRIFUGEGENPURP | Sero-Fuge 2002 |  |  |  | Clay Adams | Centrifuge, General Purpose |  | CENTRIFUGEGENPURP-Clay Adams-Sero-Fuge 2002 |  |  |  | CGP-A | Covered PM Repair - Biomedical | MHHS-TMC | [7 empty] | Centrifuge, General Purpose | CENTRIFUGEGENPURP | Centrifuge, General Purpose | Clay Adams
NO | YES |  |  |  | 029-03656 | 029-03656 | CLAY ADAMS | SERO-FUGE 2002 |  |  | Woodlands-Terramont ER (Clinic) | MHHS-Woodlands |  | Centrifuge, General Purpose |  | 029-03656 | 029-03656 | Woodlands | MHHS-Woodlands | Woodlands-Terramont ER (Clinic) | Lab | 12/1/19 |  | 3/1/20 |  | CENTRIFUGES | Centrifuge, General Purpose | CENTRIFUGEGENPURP-Clay Adams-Sero-Fuge 2002 | CENTRIFUGEGENPURP | Sero-Fuge 2002 |  |  |  | Clay Adams | Centrifuge, General Purpose |  | CENTRIFUGEGENPURP-Clay Adams-Sero-Fuge 2002 |  |  |  | CGP-A | Covered PM Repair - Biomedical | MHHS-Woodlands | [7 empty] | Centrifuge, General Purpose | CENTRIFUGEGENPURP | Centrifuge, General Purpose | Clay Adams
YES | YES |  |  |  | 133-02160 | 133-02160 | CLAY ADAMS | SERO-FUGE 2002 |  |  | KATY - LABORATORY - BLOOD BANK |  |  |  |  | 133-02160 | 133-02160 | Katy | Memorial Hermann Katy Hospital | KATY - LABORATORY - BLOOD BANK | Blood bank | 1/1/20 | 7/1/20 |  |  |  | Centrifuge, General Purpose | CENTRIFUGEGENPURP-Clay Adams-Sero-Fuge 2002 | [12 empty] | CGP-A | [9 empty] | Centrifuge, General Purpose | CENTRIFUGEGENPURP | Centrifuge, General Purpose | Clay Adams
YES | YES |  |  |  | 000-02640 | 000-02640 | Clay Adams | Sero-Fuge 2002 |  |  | ER |  |  |  |  | 000-02640 | 000-02640 | Katy | Memorial Hermann Convenient Care Center in Kingwood (Kingwood CCC) | ER | Lab | 2/1/20 |  |  |  |  | Centrifuge, General Purpose | CENTRIFUGEGENPURP-Clay Adams-Sero-Fuge 2002 | [12 empty] | CGP-A | [9 empty] | Centrifuge, General Purpose | CENTRIFUGEGENPURP | Centrifuge, General Purpose | Clay Adams
YES | YES |  |  |  | 009-10507 | 009-10507 | Clay Adams | Sero-Fuge 2002 |  | A557024 | CC-Lab |  |  |  |  | 009-10507 | 009-10507 | Central | Memorial Hermann Urgent Care Greater Heights (#100) | CC-Lab | Lab | 1/1/20 | 4/1/20 |  |  |  | Centrifuge, General Purpose | CENTRIFUGEGENPURP-Clay Adams-Sero-Fuge 2002 | [12 empty] | CGP-A | [9 empty] | Centrifuge, General Purpose | CENTRIFUGEGENPURP | Centrifuge, General Purpose | Clay Adams
NO | YES |  |  |  | 029-08238 | 029-08238 | Clay Adams | Sero-Fuge 2002 |  |  | SW-Laboratory-Blood Bank |  |  |  |  | 029-08238 | 029-08238 | Southwest | MHHS-Southwest | SW-Laboratory-Blood Bank | Blood Bank | 1/1/20 |  | 4/1/20 |  |  | Centrifuge, General Purpose | CENTRIFUGEGENPURP-Clay Adams-Sero-Fuge 2002 | [12 empty] | CGP-A | [9 empty] | Centrifuge, General Purpose | CENTRIFUGEGENPURP | Centrifuge, General Purpose | Clay Adams
NO | NO | [5 empty] | ClearHLD |  |  |  | WOODLANDS - RESPIRATORY | MHHS-Woodlands |  | Stretcher |  |  |  | Woodlands |  | WOODLANDS - RESPIRATORY | [5 empty] | DRYERS |  | STRETCHER-Stryker-1010 | STRETCHER |  |  |  |  | Stryker | Stretcher |  |  | STRETCHER-Stryker-1010 |  |  |  | Covered PM Repair - Biomedical | MHHS-Woodlands
YES | YES | Serial Number Cnf |  |  | 041-03926 | 041-03926 | Clinton Industries | Gooseneck |  | CNF | Memorial City-Outpatient Surgery |  |  |  |  | 041-03926 | 041-03926 | West | Memorial Hermann Memorial City Medical Center | Memorial City-Outpatient Surgery | W1 300.80 Storage
NO | NO |  |  |  | 241-02274 |  | Clinton Industries, Inc. | 253-57 |  | C1-3578 | TIRR - OP - WEST UNIVERSITY CLINIC | MHHS-TIRR |  |  |  | 241-02274 |  | TMC |  | TIRR - OP - WEST UNIVERSITY CLINIC | [5 empty] | TABLES, EXAMINATION/TREATMENT |  | TABLEEXAM-Clinton Industries-252-57 |  |  |  |  | TABLEEXAM-Clinton Industries-252-57 | Clinton Industries | [7 empty] | Covered PM Repair - Biomedical | MHHS-TIRR
NO | NO |  |  |  | 583-00908 |  | Clinton Industries, Inc. | DS6140 |  | None | MH MG - (KY) - KATY CCC | MHHS-MG |  | Scale, Infant |  | 583-00908 |  | Katy |  | MH MG - (KY) - KATY CCC | [5 empty] | SCALES, PATIENT |  | SCALEINFANT-Clinton Industries-DS6140 | SCALEINFANT | DS6140 |  |  |  | Clinton Industries | Scale, Infant |  | SCALEINFANT-Clinton Industries-DS6140 |  |  |  |  | Covered PM Repair - Biomedical | MHHS-MG
YES | YES |  |  |  | 099-12446 | 099-12446 | ClipVac | Vacuum |  |  | TMC - OR - CVOR (7HVI) |  |  |  |  | 099-12446 | 099-12446 | TMC | Memorial Hermann-Texas Medical Center | TMC - OR - CVOR (7HVI) | CVOR (7HVI)
YES | YES |  |  |  | 151-04199 | 151-04199 | Cm columbus mckinnon corp | Cm series 635 |  | L0533TD | Biomed |  |  |  |  | 151-04199 | 151-04199 | Mem city | Memorial city - Memorial herman hospital | Biomed | Biomed shop |  |  |  | No pm sticker found
YES | YES | Serial Number Cnf |  |  | 041-33883 | 041-33883 | CMF | CNF |  | CNF | L |  |  |  |  | 041-33883 | 041-33883 | West | Women?s Memorial Hermann Memorial City Hospital | L | Memorial City - Labor | [6 empty] | .needs class
NO | YES |  |  |  | 041-14659 | 041-14659 | Cnf |  |  | MT0408092580 | MEMORIAL CITY - MHT - MED/SURG |  |  |  |  | 041-14659 | 041-14659 | West | West | MEMORIAL CITY - MHT - MED/SURG | MH6:403.2 AIDF
NO | YES | Asset Tag 151-02405 |  |  | 151-02405 | 151-02405 | Cnf | 220 04484 1512 |  | NSN | CY-Wound Care / Occupational Health |  |  |  |  | 151-02405 | 151-02405 | Northwest | MHHS-Cypress | CY-Wound Care / Occupational Health | C1 707 |  | 2/1/20 |  | Slit lamp. Could find no mfr or serial.
NO | YES |  |  |  | 009-33031 | 009-33031 | Cnf | Aerogen Pro-X |  | AP-1818291 | GH - BED SHOP |  |  |  |  | 009-33031 | 009-33031 | Central | Greater Heights | GH - BED SHOP | GJ- RESPIRATORY |  |  |  | No pm
NO | YES |  |  |  | 041-33909 | 041-33909 | Cnf | Avance cs2 |  | Apkt00528 | MEMORIAL CITY - CATH LAB |  |  |  |  | 041-33909 | 041-33909 | West | Memorial herman heart and vascular - memorial city | MEMORIAL CITY - CATH LAB | Ct room 2
YES | YES | Serial Number Cnf |  |  | 151-04230 | 151-04230 | CNF | CNF |  | CNF | OPID - (PL) - PEARLAND - 406 (MP1) |  |  |  |  | 151-04230 | 151-04230 | Pearland | Breast Care | OPID - (PL) - PEARLAND - 406 (MP1) | Radiology 1 | [6 empty] | .needs class
YES | YES | Serial Number Cnf |  |  | 133-06389 | 133-06389 | CNF | CNF |  | CNF | KATY - OR |  |  |  |  | 133-06389 | 133-06389 | Katy | Memorial Hermann Katy Hospital | KATY - OR | Cystology Procedure Room 5 | [6 empty] | .needs class
YES | YES | Serial Number Cnf |  |  | 099-02674 | 099-02674 | CNF | CNF |  | CNF | Rehab |  |  |  |  | 099-02674 | 099-02674 | Katy | Memorial Hermann Katy Hospital | Rehab | Rehab office 1st floor | 2/1/20 |  |  | Unknown make model |  |  | .needs class
YES | YES | Serial Number Cnf |  |  | 099-02673 | 099-02673 | CNF | CNF |  | CNF | Rehab |  |  |  |  | 099-02673 | 099-02673 | Katy | Memorial Hermann Katy Hospital | Rehab | Rehab office 1st floor | 2/1/20 |  |  | Unknown make and model arm bike |  |  | .needs class
YES | YES | Serial Number Cnf |  |  | 133-06028 | 133-06028 | Cnf | Cnf |  | Cnf | Katy Pepi ER Unit |  |  |  |  | 133-06028 | 133-06028 | Katy | Katy | Katy Pepi ER Unit | Pepi ER Unit ISD room | 2/1/20 | 2/1/20 |  |  |  |  | .needs class
YES | YES | Serial Number Cbf |  |  | 133-06053 | 133-06053 | Cnf | Cnf |  | Cbf | Katy Pepi ER Unit |  |  |  |  | 133-06053 | 133-06053 | Katy | Katy | Katy Pepi ER Unit | Pepi ER Unit ISD room | [6 empty] | .needs class
YES | YES |  |  |  | 133-06465 | 133-06465 | Cnf | Cnf |  |  | Katy Pepi ER Unit |  |  |  |  | 133-06465 | 133-06465 | Katy | Katy | Katy Pepi ER Unit | Pepi ER Unit ISD room | [6 empty] | .needs class
YES | YES |  |  |  | 133-06061 | 133-06061 | Cnf | Cnf |  |  | Katy Pepi ER Unit |  |  |  |  | 133-06061 | 133-06061 | Katy | Katy | Katy Pepi ER Unit | Pepi ER Unit ISD room | [6 empty] | .needs class
YES | YES |  |  |  | 133-06051 | 133-06051 | Cnf | Cnf |  |  | Katy Pepi ER Unit |  |  |  |  | 133-06051 | 133-06051 | Katy | Katy | Katy Pepi ER Unit | Pepi ER Unit ISD room | [6 empty] | .needs class
YES | YES |  |  |  | 099-00998 | 099-00998 | Cnf | Cnf |  | GELV60316 | [5 empty] | 099-00998 | 099-00998 | [7 empty] | No pm |  |  | .needs class
YES | YES |  |  |  | 017-00585 | 017-00585 | CNF | CNF |  |  | MH MG - (SL) - PHYSICIANS AT SUGAR CREEK |  |  |  |  | 017-00585 | 017-00585 | Sugar Land | Physicians at Sugar Creek | MH MG - (SL) - PHYSICIANS AT SUGAR CREEK | Room NE.1 | [6 empty] | .needs class
YES | YES | Serial Number Cnf |  |  | 000-03631 | 000-03631 | Cnf | Cnf |  | Cnf | MH MG - (SE) - URGENT CARE - CLEAR LAKE (WEBSTER) |  |  |  |  | 000-03631 | 000-03631 | Southeast | Memorial Hermann Urgent Care Clear Lake (#3) | MH MG - (SE) - URGENT CARE - CLEAR LAKE (WEBSTER) | Lab |  |  | 3/1/20 |  |  |  | .needs class
YES | YES | Serial Number Cnf |  |  | 000-03632 | 000-03632 | Cnf | Cnf |  | Cnf | MH MG - (SE) - URGENT CARE - CLEAR LAKE (WEBSTER) |  |  |  |  | 000-03632 | 000-03632 | Southeast | Memorial Hermann Urgent Care Clear Lake (#3) | MH MG - (SE) - URGENT CARE - CLEAR LAKE (WEBSTER) | Lab |  |  | 3/1/20 |  |  |  | .needs class
YES | YES | Serial Number Cnf |  |  | 069-10349 | 069-10349 | Cnf | Cnf |  | Cnf | TMC - JONES - ENT (JB) |  |  |  |  | 069-10349 | 069-10349 | TMC | Memorial Hermann-Texas Medical Center | TMC - JONES - ENT (JB) | Room 3 |  |  |  | Screwed into back of chair covering all info |  |  | .needs class
YES | YES | Serial Number Cnf |  |  | 041-14498 | 041-14498 | CNF | CNF |  | CNF | MEMORIAL CITY - Pediatrics |  |  |  |  | 041-14498 | 041-14498 | West | Memorial Hermann Memorial City Medical Center | MEMORIAL CITY - Pediatrics | MEMORIAL CITY - MHT - Pediatrics MH4 403.2 AIDF |  |  |  | 1 time pm sticker
YES | YES |  |  |  | 583-01536 | 583-01536 | CNF | CNF |  | NSN | Memorial City - Lab |  |  |  |  | 583-01536 | 583-01536 | West | Memorial Hermann Memorial City Medical Center | Memorial City - Lab | Memorial City - Lab
YES | YES |  |  |  | 099-04682 | 099-04682 | Cnf | Ministim |  | ON2060100 | Katy-OR |  |  |  |  | 099-04682 | 099-04682 | Katy | Memorial Hermann Katy Hospital | Katy-OR | 325 room anesthesia room | 2/1/20 | [5 empty] | STIMULATORNERVE-Life-Tech Inc-MiniStim
YES | YES |  |  |  | 583-01152 | 583-01152 | CNF | Portable Cycle |  | 583-01152 | Katy - Inpatient Rehab |  |  |  |  | 583-01152 | 583-01152 | Katy | Memorial Hermann Katy Hospital | Katy - Inpatient Rehab | Katy - Inpatient Rehab |  | 2/1/20 |  | Unit is completely unmarked. Was already tagged but not in the system
YES | YES | Serial Number Cnf |  |  | 099-04671 | 099-04671 | Cnf | Summit |  | Cnf | PEARLAND - RADIOLOGY |  |  |  |  | 099-04671 | 099-04671 | Pearland | Memorial Hermann Pearland Hospital | PEARLAND - RADIOLOGY | 315.1 APP room behind the nurses station in X-Ray |  | 2/1/20
YES | YES | Serial Number Cnf |  |  | 099-02053 | 099-02053 | CNF - Procedure Underway | ClipVap |  | CNF | KATY - Cath Lab |  |  |  |  | 099-02053 | 099-02053 | Katy | Memorial Hermann Katy Hospital | KATY - Cath Lab | Cath Lab |  | 2/1/20 |  |  |  | Electric Clippers/Razor | CLIPPERS-BD Diag-ClipVac | [23 empty] | CLIPPERS | Electric Clippers/Razor | BD
NO | NO | [5 empty] | CNMC Co Inc | MAX-4000 |  | e060954 | NE - CANCER CENTER | MHHS-Northeast |  | Electrometers |  |  |  | Katy |  | NE - CANCER CENTER | [5 empty] | RADIATION COUNTERS |  | TESTEQUIP-CNMC Co Inc-MAX-4000 | TESTEQUIP | MAX-4000 |  |  |  | CNMC Co Inc | Electrometers |  | TESTEQUIP-CNMC Co Inc-MAX-4000 |  |  |  |  | Covered PM Repair - Biomedical | MHHS-Northeast
NO | NO | [5 empty] | CNS Inc | TASK FORCE 3040I |  | 00304010-081 | TMC - CATH LAB - ADULT (2HVI) | MHHS-TMC | [5 empty] | TMC |  | TMC - CATH LAB - ADULT (2HVI) | [5 empty] | MONITORS, PHYSIOLOGIC, VITAL SIGNS |  | .needs class | [13 empty] | Covered PM Repair - Biomedical | MHHS-TMC
NO | NO |  |  |  | 0500-0917-0457 |  | CNSYSTEMS | CNAP 500 |  | 0500-0917-0457 | TMC - EPILEPSY - ADULT EMU (3J) | MHHS-TMC |  |  |  | 0500-0917-0457 |  | TMC |  | TMC - EPILEPSY - ADULT EMU (3J) | [5 empty] | MONITORS, BEDSIDE, BLOOD PRESSURE |  | .needs class | [5 empty] | CNSystems | [7 empty] | Covered PM Repair - Biomedical | MHHS-TMC
YES | YES |  |  |  | 013-01656 | 013-01656 | Cobe | 043605-000 |  | CBP1969 | SW - HVI - OR |  |  |  |  | 013-01656 | 013-01656 | Southwest | Memorial Hermann Southwest Hospital | SW - HVI - OR | CVOR3 | 6/1/19 |  | 6/1/20 |  |  | Pump, Blood, Extracorporeal Circulation | PUMPBLOODEXTRACORPCIRC-COBE-043605-000 | [12 empty] | PBEC-SA | [9 empty] | Pump, Blood, Extracorporeal Circulation | PUMPBLOODEXTRACORPCIRC | Pump, Blood, Extracorporeal Circulation | COBE
YES | YES |  |  |  |  | 041-09127 | Cobe | Cnf |  | Cd476 | Memorial city Operating room | [5 empty] | 041-09127 | West Memorial city | Memorial city - memorial herman hospital | Memorial city Operating room | Procedure room 2 |  |  |  | No pm date found
YES | YES | Serial Number Cnf |  |  |  |  | Cobe | Cnf |  | Cnf | Memorial city Operating room | [6 empty] | West Memorial city | Memorial city - memorial herman hospital | Memorial city Operating room | Procedure room 2 |  |  |  | No pm found
YES | YES | Serial Number Cnf |  |  |  |  | Cobe | Cnf |  | Cnf | Memorial city Operating room | [6 empty] | West Memorial city | Memorial city - memorial herman hospital | Memorial city Operating room | Procedure room 2 |  |  |  | No pm found
YES | YES | Serial Number Cnf |  |  |  |  | Cobe | Cnf |  | Cnf | Memorial city Operating room | [6 empty] | West Memorial city | Memorial city - memorial herman hospital | Memorial city Operating room | Procedure room 2 |  |  |  | No pm found
YES | YES | Asset Tag Cnf |  |  | Cnf | Cnf | Cobe | Cnf |  | Cnf | Memorial city Operating room |  |  |  |  | Cnf | Cnf | West Memorial city | Memorial city - memorial herman hospital | Memorial city Operating room | Procedure room 2 |  |  |  | 4 in a row with no pm tag
NO | YES |  |  |  | 029-32225 | 029-32225 | COBE | PRISMAFLO II |  | E04076 | Woodlands-MICU | MHHS-Woodlands |  | Warmer, Blood/Fluid |  | 029-32225 | 029-32225 | Woodlands | MHHS-Woodlands | Woodlands-MICU | Hallway | 12/1/18 |  | 12/1/19 |  | WARMING UNITS, BLOOD/INTRAVENOUS SOLUTION | Warmer, Blood/Fluid | WARMERBLOODFLUID-BAXTERHEALTH-Prismaflo II | WARMERBLOODFLUID | Prismaflo II |  |  |  | BAXTERHEALTH | Warmer, Blood/Fluid |  |  | WARMERBLOODFLUID-BAXTERHEALTH-Prismaflo II |  |  | WBF-SA | Covered PM Repair - Biomedical | MHHS-Woodlands | [8 empty] | WARMERBLOODFLUID | Warmer, Blood/Fluid | BAXTERHEALTH
NO | YES |  |  |  | 077-06297 | 077-06297 | COBE & Gambro Healthcare | PHOENIX |  | PH17211 | TMC-Dialysis-Children's (9Hp) | MHHS-TMC |  | Meter, Conductivity |  | 077-06297 | 077-06297 | TMC | MHHS-TMC | TMC-Dialysis-Children's (9Hp) |  | 10/3/18 |  |  |  | HEMODIALYSIS UNITS |  | METERCONDUCTIVITY-Mesa Labs-Phoenix | METERCONDUCTIVITY | Phoenix |  |  |  | Mesa Labs | Meter, Conductivity |  |  | METERCONDUCTIVITY-Mesa Labs-Phoenix | 6/6/13 | Verified 3/30/2020 4:07pm (Central) |  | Covered PM Repair - Biomedical | MHHS-TMC
NO | YES |  |  |  | 077-06298 | 077-06298 | COBE & Gambro Healthcare | PHOENIX |  | PH17212 | TMC-Dialysis-Children's (9Hp) | MHHS-TMC |  | Meter, Conductivity |  | 077-06298 | 077-06298 | TMC | MHHS-TMC | TMC-Dialysis-Children's (9Hp) |  | 1/25/19 |  |  |  | HEMODIALYSIS UNITS |  | METERCONDUCTIVITY-Mesa Labs-Phoenix | METERCONDUCTIVITY | Phoenix |  |  |  | Mesa Labs | Meter, Conductivity |  |  | METERCONDUCTIVITY-Mesa Labs-Phoenix | 6/6/13 | Verified 3/30/2020 4:07pm (Central) |  | Covered PM Repair - Biomedical | MHHS-TMC
NO | YES |  |  |  | 077-06299 | 077-06299 | COBE & Gambro Healthcare | PHOENIX |  | PH17210 | TMC-Dialysis-Children's (9Hp) | MHHS-TMC |  | Meter, Conductivity |  | 077-06299 | 077-06299 | TMC | MHHS-TMC | TMC-Dialysis-Children's (9Hp) |  | 11/21/19 |  |  |  | HEMODIALYSIS UNITS |  | METERCONDUCTIVITY-Mesa Labs-Phoenix | METERCONDUCTIVITY | Phoenix |  |  |  | Mesa Labs | Meter, Conductivity |  |  | METERCONDUCTIVITY-Mesa Labs-Phoenix | 6/6/13 | Verified 3/30/2020 4:07pm (Central) |  | Covered PM Repair - Biomedical | MHHS-TMC
NO | YES |  |  |  | 077-06567 | 077-06567 | COBE & Gambro Healthcare | PHOENIX |  | PH21538 | TMC-Dialysis-Children's (9Hp) | MHHS-TMC |  | Meter, Conductivity |  | 077-06567 | 077-06567 | TMC | MHHS-TMC | TMC-Dialysis-Children's (9Hp) |  | 11/6/18 |  |  |  | HEMODIALYSIS UNITS |  | METERCONDUCTIVITY-Mesa Labs-Phoenix | METERCONDUCTIVITY | Phoenix |  |  |  | Mesa Labs | Meter, Conductivity |  |  | METERCONDUCTIVITY-Mesa Labs-Phoenix | 6/6/13 | Verified 3/30/2020 4:07pm (Central) |  | Covered PM Repair - Biomedical | MHHS-TMC
NO | YES |  |  |  | 077-06568 | 077-06568 | COBE & Gambro Healthcare | PHOENIX |  | PH21537 | TMC-Dialysis-Children's (9Hp) | MHHS-TMC |  | Meter, Conductivity |  | 077-06568 | 077-06568 | TMC | MHHS-TMC | TMC-Dialysis-Children's (9Hp) |  | 1/30/19 |  |  |  | HEMODIALYSIS UNITS |  | METERCONDUCTIVITY-Mesa Labs-Phoenix | METERCONDUCTIVITY | Phoenix |  |  |  | Mesa Labs | Meter, Conductivity |  |  | METERCONDUCTIVITY-Mesa Labs-Phoenix | 6/6/13 | Verified 3/30/2020 4:07pm (Central) |  | Covered PM Repair - Biomedical | MHHS-TMC
NO | YES |  |  |  | 077-06569 | 077-06569 | COBE & Gambro Healthcare | PHOENIX |  | PH21539 | TMC-Dialysis-Children's (9Hp) | MHHS-TMC |  | Meter, Conductivity |  | 077-06569 | 077-06569 | TMC | MHHS-TMC | TMC-Dialysis-Children's (9Hp) |  | 12/20/18 |  |  |  | HEMODIALYSIS UNITS |  | METERCONDUCTIVITY-Mesa Labs-Phoenix | METERCONDUCTIVITY | Phoenix |  |  |  | Mesa Labs | Meter, Conductivity |  |  | METERCONDUCTIVITY-Mesa Labs-Phoenix | 6/6/13 | Verified 3/30/2020 4:07pm (Central) |  | Covered PM Repair - Biomedical | MHHS-TMC
NO | YES |  |  |  | 077-06570 | 077-06570 | COBE & Gambro Healthcare | PHOENIX |  | PH21540 | TMC-Dialysis-Children's (9Hp) | MHHS-TMC |  | Meter, Conductivity |  | 077-06570 | 077-06570 | TMC | MHHS-TMC | TMC-Dialysis-Children's (9Hp) |  | 10/18/19 |  |  |  | HEMODIALYSIS UNITS |  | METERCONDUCTIVITY-Mesa Labs-Phoenix | METERCONDUCTIVITY | Phoenix |  |  |  | Mesa Labs | Meter, Conductivity |  |  | METERCONDUCTIVITY-Mesa Labs-Phoenix | 6/6/13 | Verified 3/30/2020 4:07pm (Central) |  | Covered PM Repair - Biomedical | MHHS-TMC
NO | NO |  |  |  | 077-05890 |  | COBE & Gambro Healthcare | PHOENIX |  | PH24281 | TMC - DIALYSIS - CHILDRENS (9HP) | MHHS-TMC |  | Meter, Conductivity |  | 077-05890 |  | TMC |  | TMC - DIALYSIS - CHILDRENS (9HP) | [5 empty] | HEMODIALYSIS UNITS |  | METERCONDUCTIVITY-Mesa Labs-Phoenix | METERCONDUCTIVITY | Phoenix |  |  |  | Mesa Labs | Meter, Conductivity |  |  | METERCONDUCTIVITY-Mesa Labs-Phoenix |  |  |  | Covered PM Repair - Biomedical | MHHS-TMC
NO | NO |  |  |  | 029-32224 |  | COBE & Gambro Healthcare | PRISMAFLEX |  | PA21446 | WOODLANDS - MICU | MHHS-Woodlands |  | Dialysis Unit |  | 029-32224 |  | Woodlands |  | WOODLANDS - MICU | [5 empty] | HEMODIALYSIS UNITS |  | DIALYSISUNIT-Gambro Renal-Prismaflex | DIALYSISUNIT | Prismaflex |  |  |  | GAMBRO | Dialysis Unit |  |  | DIALYSISUNIT-Gambro Renal-Prismaflex |  |  |  | Covered PM Repair - Radiology, Low End | MHHS-Woodlands
NO | NO |  |  |  | 069-15302 |  | COBE & Gambro Healthcare | SPECTRA |  | 1S04707 | TMC - JONES - APHERESIS (9J) | MHHS-TMC |  | System, Apheresis |  | 069-15302 |  | TMC |  | TMC - JONES - APHERESIS (9J) | [5 empty] | APHERESIS UNITS |  | SYSTEMAPHERESIS-Gambro Renal-Spectra | SYSTEMAPHERESIS | Spectra |  |  |  | GAMBRO | System, Apheresis |  |  | SYSTEMAPHERESIS-Gambro Renal-Spectra |  |  |  | Covered PM Repair - Biomedical | MHHS-TMC
NO | NO |  |  |  | 069-15303 |  | COBE & Gambro Healthcare | SPECTRA |  | 1S04722 | TMC - JONES - APHERESIS (9J) | MHHS-TMC |  | System, Apheresis |  | 069-15303 |  | TMC |  | TMC - JONES - APHERESIS (9J) | [5 empty] | APHERESIS UNITS |  | SYSTEMAPHERESIS-Gambro Renal-Spectra | SYSTEMAPHERESIS | Spectra |  |  |  | GAMBRO | System, Apheresis |  |  | SYSTEMAPHERESIS-Gambro Renal-Spectra |  |  |  | Covered PM Repair - Biomedical | MHHS-TMC
NO | NO |  |  |  | 069-21861 |  | COBE & Gambro Healthcare | SPECTRATHERM |  |  | TMC - JONES - APHERESIS (9J) | MHHS-TMC |  | Warmer, Blood/Fluid |  | 069-21861 |  | TMC |  | TMC - JONES - APHERESIS (9J) | [5 empty] | WARMING UNITS, BLOOD/INTRAVENOUS SOLUTION |  | WARMERBLOODFLUID-Gambro Renal-Spectra Therm | WARMERBLOODFLUID | Spectra Therm |  |  |  | GAMBRO | Warmer, Blood/Fluid |  |  | WARMERBLOODFLUID-Gambro Renal-Spectra Therm |  |  |  | Covered PM Repair - Radiology, Low End | MHHS-TMC
NO | NO | [5 empty] | COBE Cardiovascular, Inc. (Sorin) | 043625-061 |  | CCB517 | MEMORIAL CITY - MOR | MHHS-Mem City |  | Heart-Lung Bypass Unit |  |  |  | West & Memorial City |  | MEMORIAL CITY - MOR | [5 empty] | HEART-LUNG BYPASS UNITS |  | HEARTLUNGBYPASSUNT-Baxter Intl-043625061 | HEARTLUNGBYPASSUNT |  |  |  |  | Baxter Intl | Heart-Lung Bypass Unit |  |  | HEARTLUNGBYPASSUNT-Baxter Intl-043625061 |  |  |  | No Coverage Specified | MHHS-Mem City
NO | YES | [5 empty] | COBE Cardiovascular, Inc. (Sorin) | 10-80-00 |  |  | GH-OR CV Perfusion | MHHS-Greater Heights |  | Pump, Blood, Extracorporeal Circulation |  |  |  | Central & Greater Heights | MHHS-Greater Heights | GH-OR CV Perfusion | Room 9 | 6/1/18 |  |  |  | HEART-LUNG BYPASS UNITS | Pump, Blood, Extracorporeal Circulation | PUMPBLOODEXTRACORPCIRC-Sorin Group-10-80-00 | PUMPBLOODEXTRACORPCIRC | 10-80-00 |  |  |  | Sorin Group | Pump, Blood, Extracorporeal Circulation |  |  | PUMPBLOODEXTRACORPCIRC-Sorin Group-10-80-00 | 7/19/14 |  | PBEC-SA | Covered PM Repair - Biomedical | MHHS-Greater Heights | [8 empty] | PUMPBLOODEXTRACORPCIRC | Pump, Blood, Extracorporeal Circulation | Sorin Group
NO | YES | [5 empty] | COBE Cardiovascular, Inc. (Sorin) | 10-80-00 |  |  | GH-OR CV Perfusion | MHHS-Greater Heights |  | Pump, Blood, Extracorporeal Circulation |  |  |  | Central & Greater Heights | MHHS-Greater Heights | GH-OR CV Perfusion | Room 9 | 6/1/18 |  |  |  | HEART-LUNG BYPASS UNITS | Pump, Blood, Extracorporeal Circulation | PUMPBLOODEXTRACORPCIRC-Sorin Group-10-80-00 | PUMPBLOODEXTRACORPCIRC | 10-80-00 |  |  |  | Sorin Group | Pump, Blood, Extracorporeal Circulation |  |  | PUMPBLOODEXTRACORPCIRC-Sorin Group-10-80-00 |  |  | PBEC-SA | Covered PM Repair - Biomedical | MHHS-Greater Heights | [8 empty] | PUMPBLOODEXTRACORPCIRC | Pump, Blood, Extracorporeal Circulation | Sorin Group
NO | YES | Serial Number 2627 |  |  |  |  | COBE Cardiovascular, Inc. (Sorin) | 10-80-00 |  |  | GH-OR CV Perfusion | MHHS-Greater Heights |  | Pump, Blood, Extracorporeal Circulation |  |  |  | Central & Greater Heights | MHHS-Greater Heights | GH-OR CV Perfusion | Room 9 | 6/1/18 |  |  |  | HEART-LUNG BYPASS UNITS | Pump, Blood, Extracorporeal Circulation | PUMPBLOODEXTRACORPCIRC-Sorin Group-10-80-00 | PUMPBLOODEXTRACORPCIRC | 10-80-00 |  |  |  | Sorin Group | Pump, Blood, Extracorporeal Circulation |  |  | PUMPBLOODEXTRACORPCIRC-Sorin Group-10-80-00 | 7/1/18 |  | PBEC-SA | Covered PM Repair - Biomedical | MHHS-Greater Heights | [8 empty] | PUMPBLOODEXTRACORPCIRC | Pump, Blood, Extracorporeal Circulation | Sorin Group
NO | YES | [5 empty] | COBE Cardiovascular, Inc. (Sorin) | 10-80-00 |  |  | GH-OR CV Perfusion | MHHS-Greater Heights |  | Pump, Blood, Extracorporeal Circulation |  |  |  | Central & Greater Heights | MHHS-Greater Heights | GH-OR CV Perfusion | Room 9 | 6/1/18 |  |  |  | HEART-LUNG BYPASS UNITS | Pump, Blood, Extracorporeal Circulation | PUMPBLOODEXTRACORPCIRC-Sorin Group-10-80-00 | PUMPBLOODEXTRACORPCIRC | 10-80-00 |  |  |  | Sorin Group | Pump, Blood, Extracorporeal Circulation |  |  | PUMPBLOODEXTRACORPCIRC-Sorin Group-10-80-00 | 7/1/18 |  | PBEC-SA | Covered PM Repair - Biomedical | MHHS-Greater Heights | [8 empty] | PUMPBLOODEXTRACORPCIRC | Pump, Blood, Extracorporeal Circulation | Sorin Group
NO | YES |  |  |  | 013-13933 | 013-13933 | COBE Cardiovascular, Inc. (Sorin) | 10-80-00 |  | NSN | SW-HVI-OR | MHHS-Southwest |  | Pump, Blood, Extracorporeal Circulation |  | 013-13933 | 013-13933 | Southwest | MHHS-Southwest | SW-HVI-OR | CVOR2 | 11/1/19 |  |  |  | HEART-LUNG BYPASS UNITS | Pump, Blood, Extracorporeal Circulation | PUMPBLOODEXTRACORPCIRC-Sorin Group-10-80-00 | PUMPBLOODEXTRACORPCIRC | 10-80-00 |  |  |  | Sorin Group | Pump, Blood, Extracorporeal Circulation |  |  | PUMPBLOODEXTRACORPCIRC-Sorin Group-10-80-00 | 1/7/18 |  | PBEC-SA | Covered PM Repair - Biomedical | MHHS-Southwest | [8 empty] | PUMPBLOODEXTRACORPCIRC | Pump, Blood, Extracorporeal Circulation | Sorin Group
NO | YES |  |  |  | 013-13934 | 013-13934 | COBE Cardiovascular, Inc. (Sorin) | 10-80-00 |  | NSN | SW-HVI-OR | MHHS-Southwest |  | Pump, Blood, Extracorporeal Circulation |  | 013-13934 | 013-13934 | Southwest | MHHS-Southwest | SW-HVI-OR | HVI OR Core |  |  |  | No PM Sticker | HEART-LUNG BYPASS UNITS | Pump, Blood, Extracorporeal Circulation | PUMPBLOODEXTRACORPCIRC-Sorin Group-10-80-00 | PUMPBLOODEXTRACORPCIRC | 10-80-00 |  |  |  | Sorin Group | Pump, Blood, Extracorporeal Circulation |  |  | PUMPBLOODEXTRACORPCIRC-Sorin Group-10-80-00 | 7/1/18 |  | PBEC-SA | Covered PM Repair - Biomedical | MHHS-Southwest | [8 empty] | PUMPBLOODEXTRACORPCIRC | Pump, Blood, Extracorporeal Circulation | Sorin Group
NO | YES |  |  |  | 013-13935 | 013-13935 | COBE Cardiovascular, Inc. (Sorin) | 10-80-00 |  | NSN | SW-HVI-OR | MHHS-Southwest |  | Pump, Blood, Extracorporeal Circulation |  | 013-13935 | 013-13935 | Southwest | MHHS-Southwest | SW-HVI-OR | CVOR2 | 11/1/19 |  |  |  | HEART-LUNG BYPASS UNITS | Pump, Blood, Extracorporeal Circulation | PUMPBLOODEXTRACORPCIRC-Sorin Group-10-80-00 | PUMPBLOODEXTRACORPCIRC | 10-80-00 |  |  |  | Sorin Group | Pump, Blood, Extracorporeal Circulation |  |  | PUMPBLOODEXTRACORPCIRC-Sorin Group-10-80-00 | 7/1/18 |  | PBEC-SA | Covered PM Repair - Biomedical | MHHS-Southwest | [8 empty] | PUMPBLOODEXTRACORPCIRC | Pump, Blood, Extracorporeal Circulation | Sorin Group
NO | YES |  |  |  | 013-14203 | 013-14203 | COBE Cardiovascular, Inc. (Sorin) | 10-80-00 |  | NSN | SW-HVI-OR | MHHS-Southwest |  | Pump, Blood, Extracorporeal Circulation |  | 013-14203 | 013-14203 | Southwest | MHHS-Southwest | SW-HVI-OR | HVI OR Core |  |  | 3/1/20 | No PM Sticker | HEART-LUNG BYPASS UNITS | Pump, Blood, Extracorporeal Circulation | PUMPBLOODEXTRACORPCIRC-Sorin Group-10-80-00 | PUMPBLOODEXTRACORPCIRC | 10-80-00 |  |  |  | Sorin Group | Pump, Blood, Extracorporeal Circulation |  |  | PUMPBLOODEXTRACORPCIRC-Sorin Group-10-80-00 | 7/1/18 |  | PBEC-SA | Covered PM Repair - Biomedical | MHHS-Southwest | [8 empty] | PUMPBLOODEXTRACORPCIRC | Pump, Blood, Extracorporeal Circulation | Sorin Group
NO | YES |  |  |  | 013-14204 | 013-14204 | COBE Cardiovascular, Inc. (Sorin) | 10-80-00 |  | NSN | SW-HVI-OR | MHHS-Southwest |  | Pump, Blood, Extracorporeal Circulation |  | 013-14204 | 013-14204 | Southwest | MHHS-Southwest | SW-HVI-OR | HVI OR Core |  |  |  | No PM Sticker | HEART-LUNG BYPASS UNITS | Pump, Blood, Extracorporeal Circulation | PUMPBLOODEXTRACORPCIRC-Sorin Group-10-80-00 | PUMPBLOODEXTRACORPCIRC | 10-80-00 |  |  |  | Sorin Group | Pump, Blood, Extracorporeal Circulation |  |  | PUMPBLOODEXTRACORPCIRC-Sorin Group-10-80-00 | 7/1/18 |  | PBEC-SA | Covered PM Repair - Biomedical | MHHS-Southwest | [8 empty] | PUMPBLOODEXTRACORPCIRC | Pump, Blood, Extracorporeal Circulation | Sorin Group
NO | YES |  |  |  | 013-14205 | 013-14205 | COBE Cardiovascular, Inc. (Sorin) | 10-80-00 |  | NSN | SW-HVI-OR | MHHS-Southwest |  | Pump, Blood, Extracorporeal Circulation |  | 013-14205 | 013-14205 | Southwest | MHHS-Southwest | SW-HVI-OR | HVI OR Core |  |  |  | No PM Sticker | HEART-LUNG BYPASS UNITS | Pump, Blood, Extracorporeal Circulation | PUMPBLOODEXTRACORPCIRC-Sorin Group-10-80-00 | PUMPBLOODEXTRACORPCIRC | 10-80-00 |  |  |  | Sorin Group | Pump, Blood, Extracorporeal Circulation |  |  | PUMPBLOODEXTRACORPCIRC-Sorin Group-10-80-00 | 7/1/18 |  | PBEC-SA | Covered PM Repair - Biomedical | MHHS-Southwest | [8 empty] | PUMPBLOODEXTRACORPCIRC | Pump, Blood, Extracorporeal Circulation | Sorin Group
NO | YES |  |  |  | 013-14206 | 013-14206 | COBE Cardiovascular, Inc. (Sorin) | 10-80-00 |  | NSN | SW-HVI-OR | MHHS-Southwest |  | Pump, Blood, Extracorporeal Circulation |  | 013-14206 | 013-14206 | Southwest | MHHS-Southwest | SW-HVI-OR | HVI OR Core |  |  |  | No PM Sticker | HEART-LUNG BYPASS UNITS | Pump, Blood, Extracorporeal Circulation | PUMPBLOODEXTRACORPCIRC-Sorin Group-10-80-00 | PUMPBLOODEXTRACORPCIRC | 10-80-00 |  |  |  | Sorin Group | Pump, Blood, Extracorporeal Circulation |  |  | PUMPBLOODEXTRACORPCIRC-Sorin Group-10-80-00 | 7/1/18 |  | PBEC-SA | Covered PM Repair - Biomedical | MHHS-Southwest | [8 empty] | PUMPBLOODEXTRACORPCIRC | Pump, Blood, Extracorporeal Circulation | Sorin Group
NO | YES |  |  |  | 069-45200 | 069-45200 | COBE Cardiovascular, Inc. (Sorin) | 10-80-00 |  | NSN | Memorial Hermann- Texas Medical Center-OR-PACU nurse station | MHHS-TMC |  | Pump, Blood, Extracorporeal Circulation |  | 069-45200 | 069-45200 | TMC | TMC | Memorial Hermann- Texas Medical Center-OR-PACU nurse station | OR09 | 5/1/19 |  |  | No PM Sticker | HEART-LUNG BYPASS UNITS |  | PUMPBLOODEXTRACORPCIRC-Sorin Group-10-80-00 | PUMPBLOODEXTRACORPCIRC | 10-80-00 |  |  |  | Sorin Group | Pump, Blood, Extracorporeal Circulation |  |  | PUMPBLOODEXTRACORPCIRC-Sorin Group-10-80-00 | 7/19/14 |  |  | Covered PM Repair - Biomedical | MHHS-TMC
NO | YES |  |  |  | 069-45201 | 069-45201 | COBE Cardiovascular, Inc. (Sorin) | 10-80-00 |  | NSN | Memorial Hermann- Texas Medical Center-OR-PACU nurse station | MHHS-TMC |  | Pump, Blood, Extracorporeal Circulation |  | 069-45201 | 069-45201 | TMC | TMC | Memorial Hermann- Texas Medical Center-OR-PACU nurse station | OR09 | 5/1/19 |  |  | Nnn | HEART-LUNG BYPASS UNITS |  | PUMPBLOODEXTRACORPCIRC-Sorin Group-10-80-00 | PUMPBLOODEXTRACORPCIRC | 10-80-00 |  |  |  | Sorin Group | Pump, Blood, Extracorporeal Circulation |  |  | PUMPBLOODEXTRACORPCIRC-Sorin Group-10-80-00 | 7/19/14 |  |  | Covered PM Repair - Biomedical | MHHS-TMC
YES | YES |  |  |  | 013-36635 | 013-36635 | COBE Cardiovascular, Inc. (Sorin) | 10-80-00 |  |  | SW - HVI - OR |  |  |  |  | 013-36635 | 013-36635 | Southwest | Memorial Hermann Heart | SW - HVI - OR | CVOR2 |  |  |  | New Add
YES | YES | Serial Number 0 |  |  | 013-36633 | 013-36633 | COBE Cardiovascular, Inc. (Sorin) | 10-80-00 |  |  | SW - HVI - OR |  |  |  |  | 013-36633 | 013-36633 | Southwest | Memorial Hermann Heart | SW - HVI - OR | HVI OR Core |  |  |  | No PM Sticker
YES | YES | Serial Number 0 |  |  | 013-36634 | 013-36634 | COBE Cardiovascular, Inc. (Sorin) | 10-80-00 |  |  | SW - HVI - OR |  |  |  |  | 013-36634 | 013-36634 | Southwest | Memorial Hermann Heart | SW - HVI - OR | HVI OR Core |  |  |  | No PM Sticker
YES | YES | Serial Number 0 |  |  | 013-36636 | 013-36636 | COBE Cardiovascular, Inc. (Sorin) | 10-80-00 |  |  | SW - HVI - OR |  |  |  |  | 013-36636 | 013-36636 | Southwest | Memorial Hermann Heart | SW - HVI - OR | HVI OR Core |  |  |  | No PM Sticker
NO | NO | [5 empty] | COBE Cardiovascular, Inc. (Sorin) | 10-80-00 |  |  | SW - HVI - OR | MHHS-Southwest |  | Pump, Blood, Extracorporeal Circulation |  |  |  | Southwest |  | SW - HVI - OR | [5 empty] | HEART-LUNG BYPASS UNITS |  | PUMPBLOODEXTRACORPCIRC-Sorin Group-10-80-00 | PUMPBLOODEXTRACORPCIRC | 10-80-00 |  |  |  | Sorin Group | Pump, Blood, Extracorporeal Circulation |  |  | PUMPBLOODEXTRACORPCIRC-Sorin Group-10-80-00 |  |  |  | Covered PM Repair - Biomedical | MHHS-Southwest
NO | NO | [5 empty] | COBE Cardiovascular, Inc. (Sorin) | 10-80-00 |  |  | SW - HVI - OR | MHHS-Southwest |  | Pump, Blood, Extracorporeal Circulation |  |  |  | Southwest |  | SW - HVI - OR | [5 empty] | HEART-LUNG BYPASS UNITS |  | PUMPBLOODEXTRACORPCIRC-Sorin Group-10-80-00 | PUMPBLOODEXTRACORPCIRC | 10-80-00 |  |  |  | Sorin Group | Pump, Blood, Extracorporeal Circulation |  |  | PUMPBLOODEXTRACORPCIRC-Sorin Group-10-80-00 |  |  |  | Covered PM Repair - Biomedical | MHHS-Southwest
NO | NO | [5 empty] | COBE Cardiovascular, Inc. (Sorin) | 10-80-00 |  |  | SW - HVI - OR | MHHS-Southwest |  | Pump, Blood, Extracorporeal Circulation |  |  |  | Southwest |  | SW - HVI - OR | [5 empty] | HEART-LUNG BYPASS UNITS |  | PUMPBLOODEXTRACORPCIRC-Sorin Group-10-80-00 | PUMPBLOODEXTRACORPCIRC | 10-80-00 |  |  |  | Sorin Group | Pump, Blood, Extracorporeal Circulation |  |  | PUMPBLOODEXTRACORPCIRC-Sorin Group-10-80-00 |  |  |  | Covered PM Repair - Biomedical | MHHS-Southwest
NO | NO | [5 empty] | COBE Cardiovascular, Inc. (Sorin) | 10-80-00 |  |  | SW - HVI - OR | MHHS-Southwest |  | Pump, Blood, Extracorporeal Circulation |  |  |  | Southwest |  | SW - HVI - OR | [5 empty] | HEART-LUNG BYPASS UNITS |  | PUMPBLOODEXTRACORPCIRC-Sorin Group-10-80-00 | PUMPBLOODEXTRACORPCIRC | 10-80-00 |  |  |  | Sorin Group | Pump, Blood, Extracorporeal Circulation |  |  | PUMPBLOODEXTRACORPCIRC-Sorin Group-10-80-00 |  |  |  | Covered PM Repair - Biomedical | MHHS-Southwest
NO | YES |  |  |  | 013-13936 | 013-13936 | COBE Cardiovascular, Inc. (Sorin) | 10-85-00 |  | NSN | SW-HVI-OR | MHHS-Southwest |  | Heart-Lung Bypass Unit |  | 013-13936 | 013-13936 | Southwest | MHHS-Southwest | SW-HVI-OR | CVOR2 | 11/1/19 |  |  |  | HEART-LUNG BYPASS UNITS | Heart-Lung Bypass Unit | HEARTLUNGBYPASSUNT-Sorin Group-10-85-00 | HEARTLUNGBYPASSUNT | 10-85-00 |  |  |  | Sorin Group | Heart-Lung Bypass Unit |  |  | HEARTLUNGBYPASSUNT-Sorin Group-10-85-00 | 7/1/18 |  | HLBU-SA | Covered PM Repair - Biomedical | MHHS-Southwest | [8 empty] | HEARTLUNGBYPASSUNT | Heart-Lung Bypass Unit | Sorin Group
NO | YES |  |  |  | 069-45199 | 069-45199 | COBE Cardiovascular, Inc. (Sorin) | 10-85-00 |  | NSN | Memorial Hermann- Texas Medical Center-OR-PACU nurse station | MHHS-TMC |  | Heart-Lung Bypass Unit |  | 069-45199 | 069-45199 | TMC | TMC | Memorial Hermann- Texas Medical Center-OR-PACU nurse station | OR09 | 7/1/18 |  |  | No PM Sticker | HEART-LUNG BYPASS UNITS |  | HEARTLUNGBYPASSUNT-Sorin Group-10-85-00 | HEARTLUNGBYPASSUNT | 10-85-00 |  |  |  | Sorin Group | Heart-Lung Bypass Unit |  |  | HEARTLUNGBYPASSUNT-Sorin Group-10-85-00 | 7/1/18 |  |  | Covered PM Repair - Biomedical | MHHS-TMC
NO | NO |  |  |  | 041-20397 |  | COBE Cardiovascular, Inc. (Sorin) | 28-90-07 |  |  | MEMORIAL CITY - MOR | MHHS-Mem City |  |  |  | 041-20397 |  | West & Memorial City |  | MEMORIAL CITY - MOR | [5 empty] | HEART-LUNG BYPASS UNITS |  | .needs class |  |  |  |  | .needs class | [8 empty] | Not Covered Vendor Only - Biomedical | MHHS-Mem City
NO | NO | [5 empty] | COBE Cardiovascular, Inc. (Sorin) | 28-90-70 |  | 43S04299 | GH - OR CV PERFUSION | MHHS-Greater Heights | [5 empty] | Central & Greater Heights |  | GH - OR CV PERFUSION | [5 empty] | HEART-LUNG BYPASS UNITS |  | .needs class |  |  |  |  | .needs class | [8 empty] | Not Covered Vendor Only - Biomedical | MHHS-Greater Heights
NO | YES |  |  |  | 013-15802 | 013-15802 | COBE Cardiovascular, Inc. (Sorin) | 28-95-00 |  | NSN | SW-HVI-OR | MHHS-Southwest |  | Heart-Lung Bypass Unit |  | 013-15802 | 013-15802 | Southwest | MHHS-Southwest | SW-HVI-OR | CVOR3 | 6/1/19 |  | 6/1/20 |  | HEART-LUNG BYPASS UNITS | Heart-Lung Bypass Unit | HEARTLUNGBYPASSUNT-Sorin Group-28-95-00 | HEARTLUNGBYPASSUNT | 28-95-00 |  |  |  | Sorin Group | Heart-Lung Bypass Unit |  |  | HEARTLUNGBYPASSUNT-Sorin Group-28-95-00 |  |  | HLBU-SA | Not Covered Vendor Only - Biomedical | MHHS-Southwest | [8 empty] | HEARTLUNGBYPASSUNT | Heart-Lung Bypass Unit | Sorin Group
NO | YES |  |  |  |  | 013-14207 | COBE Cardiovascular, Inc. (Sorin) | 28-95-00 |  | NSN | SW-HVI-OR | MHHS-Southwest |  | Heart-Lung Bypass Unit |  |  | 013-14207 | Southwest | MHHS-Southwest | SW-HVI-OR | HVI OR Core | 1/1/20 |  | 1/1/21 |  | HEART-LUNG BYPASS UNITS | Heart-Lung Bypass Unit | HEARTLUNGBYPASSUNT-Sorin Group-28-95-00 | HEARTLUNGBYPASSUNT | 28-95-00 |  |  |  | Sorin Group | Heart-Lung Bypass Unit |  |  | HEARTLUNGBYPASSUNT-Sorin Group-28-95-00 |  |  | HLBU-SA | Not Covered Vendor Only - Biomedical | MHHS-Southwest | [8 empty] | HEARTLUNGBYPASSUNT | Heart-Lung Bypass Unit | Sorin Group
NO | NO |  |  |  | 029-08979 |  | COBE Cardiovascular, Inc. (Sorin) | 28-95-00 |  |  | WOODLANDS - OR | MHHS-Woodlands |  | Heart-Lung Bypass Unit |  | 029-08979 |  | Woodlands |  | WOODLANDS - OR | [5 empty] | HEART-LUNG BYPASS UNITS |  | HEARTLUNGBYPASSUNT-Sorin Group-28-95-00 | HEARTLUNGBYPASSUNT | 28-95-00 |  |  |  | Sorin Group | Heart-Lung Bypass Unit |  |  | HEARTLUNGBYPASSUNT-Sorin Group-28-95-00 |  |  |  | Covered PM Repair - Biomedical | MHHS-Woodlands
NO | YES |  |  |  | 069-19003 | 069-19003 | COBE Cardiovascular, Inc. (Sorin) | 43-30-00 |  | 43S0254 | TMC-Children's-ECMO (7Hp) | MHHS-TMC |  |  |  | 069-19003 | 069-19003 | TMC | MHHS-TMC | TMC-Children's-ECMO (7Hp) |  | 9/17/19 |  |  |  | HEART-LUNG BYPASS UNITS |  | .needs class |  |  |  |  | .needs class | [5 empty] | 7/1/15 | Verified 3/30/2020 4:07pm (Central) |  | Covered PM Repair - Biomedical | MHHS-TMC
NO | NO |  |  |  | 077-03255 |  | COBE Cardiovascular, Inc. (Sorin) | 43-30-00 |  | 43S0256 | TMC - CHILDRENS - ECMO (7HP) | MHHS-TMC |  |  |  | 077-03255 |  | TMC |  | TMC - CHILDRENS - ECMO (7HP) | [5 empty] | HEART-LUNG BYPASS UNITS |  | .needs class |  |  |  |  | .needs class | [8 empty] | Covered PM Repair - Biomedical | MHHS-TMC
NO | NO |  |  |  | 077-03264 |  | COBE Cardiovascular, Inc. (Sorin) | 43-30-00 |  | 43S0331 | TMC - CHILDRENS - ECMO (7HP) | MHHS-TMC |  |  |  | 077-03264 |  | TMC |  | TMC - CHILDRENS - ECMO (7HP) | [5 empty] | HEART-LUNG BYPASS UNITS |  | .needs class |  |  |  |  | .needs class | [8 empty] | Covered PM Repair - Biomedical | MHHS-TMC
NO | YES | Serial Number 9223372036854780000 |  |  | 013-19390 | 013-19390 | COBE Cardiovascular, Inc. (Sorin) | 43-50-00 |  |  | SW-HVI-OR | MHHS-Southwest |  |  |  | 013-19390 | 013-19390 | Southwest | MHHS-Southwest | SW-HVI-OR | HVI OR Core |  |  |  | No PM Sticker | HEART-LUNG BYPASS UNITS |  | .needs class |  |  |  |  | .needs class | [5 empty] | 5/11/16 |  |  | Covered PM Repair - Biomedical | MHHS-Southwest
NO | YES | Serial Number 9223372036854780000 |  |  | 013-19391 | 013-19391 | COBE Cardiovascular, Inc. (Sorin) | 43-50-00 |  |  | SW-HVI-OR | MHHS-Southwest |  |  |  | 013-19391 | 013-19391 | Southwest | MHHS-Southwest | SW-HVI-OR | CVOR2 | 1/1/19 |  |  |  | HEART-LUNG BYPASS UNITS |  | .needs class |  |  |  |  | .needs class | [5 empty] | 5/11/16 |  |  | Covered PM Repair - Biomedical | MHHS-Southwest
NO | YES |  |  |  | 069-19624 | 069-19624 | COBE Cardiovascular, Inc. (Sorin) | 43-50-00 |  | 43S04872 | TMC-Sarofim 3-OR | MHHS-TMC |  |  |  | 069-19624 | 069-19624 | TMC | MHHS-TMC | TMC-Sarofim 3-OR | Storage S3 415 | 5/1/19 |  |  | No pm found | HEART-LUNG BYPASS UNITS |  | .needs class |  |  |  |  | .needs class | [5 empty] | 1/23/15 |  |  | Covered PM Repair - Biomedical | MHHS-TMC
NO | NO | [5 empty] | COBE Cardiovascular, Inc. (Sorin) | 43-50-00 |  | 43S-4299 | GH - OR CV PERFUSION | MHHS-Greater Heights | [5 empty] | Central & Greater Heights |  | GH - OR CV PERFUSION | [5 empty] | HEART-LUNG BYPASS UNITS |  | .needs class |  |  |  |  | .needs class | [8 empty] | Covered PM Repair - Biomedical | MHHS-Greater Heights
NO | NO |  |  |  | 013-19389 |  | COBE Cardiovascular, Inc. (Sorin) | 43-50-00 |  |  | SW - HVI - OR | MHHS-Southwest |  |  |  | 013-19389 |  | Southwest |  | SW - HVI - OR | [5 empty] | HEART-LUNG BYPASS UNITS |  | .needs class |  |  |  |  | .needs class | [8 empty] | Covered PM Repair - Biomedical | MHHS-Southwest
NO | NO |  |  |  | 013-36632 |  | COBE Cardiovascular, Inc. (Sorin) | 43-50-00 |  |  | SW - HVI - OR | MHHS-Southwest |  |  |  | 013-36632 |  | Southwest |  | SW - HVI - OR | [5 empty] | HEART-LUNG BYPASS UNITS |  | .needs class |  |  |  |  | .needs class | [8 empty] | Covered PM Repair - Biomedical | MHHS-Southwest
NO | NO |  |  |  | 069-19623 |  | COBE Cardiovascular, Inc. (Sorin) | 43-50-00 |  | 43S04876 | TMC - HVI - PERFUSION (7HVI) | MHHS-TMC |  |  |  | 069-19623 |  | TMC |  | TMC - HVI - PERFUSION (7HVI) | [5 empty] | HEART-LUNG BYPASS UNITS |  | .needs class |  |  |  |  | .needs class | [8 empty] | Covered PM Repair - Biomedical | MHHS-TMC
NO | NO |  |  |  | 069-27466 |  | COBE Cardiovascular, Inc. (Sorin) | 48-30-00 |  |  | TMC - HVI - PERFUSION (7HVI) | MHHS-TMC |  |  |  | 069-27466 |  | TMC |  | TMC - HVI - PERFUSION (7HVI) | [5 empty] | HEART-LUNG BYPASS UNITS |  | .needs class |  |  |  |  | .needs class | [8 empty] | Covered PM Repair - Biomedical | MHHS-TMC
NO | NO |  |  |  | 069-29043 |  | COBE Cardiovascular, Inc. (Sorin) | 48-30-00 |  |  | TMC - HVI - PERFUSION (7HVI) | MHHS-TMC |  |  |  | 069-29043 |  | TMC |  | TMC - HVI - PERFUSION (7HVI) | [5 empty] | HEART-LUNG BYPASS UNITS |  | .needs class |  |  |  |  | .needs class | [8 empty] | Covered PM Repair - Biomedical | MHHS-TMC
NO | NO |  |  |  | 069-36167 |  | COBE Cardiovascular, Inc. (Sorin) | 48-30-00 |  |  | TMC - HVI - PERFUSION (7HVI) | MHHS-TMC |  |  |  | 069-36167 |  | TMC |  | TMC - HVI - PERFUSION (7HVI) | [5 empty] | HEART-LUNG BYPASS UNITS |  | .needs class |  |  |  |  | .needs class | [8 empty] | Covered PM Repair - Biomedical | MHHS-TMC
NO | NO | [5 empty] | COBE Cardiovascular, Inc. (Sorin) | 48-30-00 |  |  | TMC - MHTMC - NON HOSPITAL-OWNED | MHHS-TMC | [5 empty] | TMC |  | TMC - MHTMC - NON HOSPITAL-OWNED | [5 empty] | HEART-LUNG BYPASS UNITS |  | .needs class |  |  |  |  | .needs class | [8 empty] | Covered PM Repair - Biomedical | MHHS-TMC
NO | YES |  |  |  | 069-29831 | 069-29831 | COBE Cardiovascular, Inc. (Sorin) | 48-40-00 |  | NSN | TMC-HVI-Perfusion (7Hvi) | MHHS-TMC |  | Heart-Lung Bypass Unit |  | 069-29831 | 069-29831 | TMC | MHHS-TMC | TMC-HVI-Perfusion (7Hvi) | OR 4 | 5/1/19 |  |  |  | HEART-LUNG BYPASS UNITS | Heart-Lung Bypass Unit | HEARTLUNGBYPASSUNT-Sorin Group-48-40-00 | HEARTLUNGBYPASSUNT | 48-40-00 |  |  |  | Sorin Group | Heart-Lung Bypass Unit |  |  | HEARTLUNGBYPASSUNT-Sorin Group-48-40-00 | 12/1/17 |  | HLBU-SA | Covered PM Repair - Biomedical | MHHS-TMC | [8 empty] | HEARTLUNGBYPASSUNT | Heart-Lung Bypass Unit | Sorin Group
NO | NO |  |  |  | 029-10020 |  | COBE Cardiovascular, Inc. (Sorin) | 48-40-00 |  |  | WOODLANDS - OR | MHHS-Woodlands |  | Heart-Lung Bypass Unit |  | 029-10020 |  | Woodlands |  | WOODLANDS - OR | [5 empty] | HEART-LUNG BYPASS UNITS |  | HEARTLUNGBYPASSUNT-Sorin Group-48-40-00 | HEARTLUNGBYPASSUNT | 48-40-00 |  |  |  | Sorin Group | Heart-Lung Bypass Unit |  |  | HEARTLUNGBYPASSUNT-Sorin Group-48-40-00 |  |  |  | Covered PM Repair - Biomedical | MHHS-Woodlands
NO | NO |  |  |  | 029-10568 |  | COBE Cardiovascular, Inc. (Sorin) | 48-40-00 |  |  | WOODLANDS - OR | MHHS-Woodlands |  | Heart-Lung Bypass Unit |  | 029-10568 |  | Woodlands |  | WOODLANDS - OR | [5 empty] | HEART-LUNG BYPASS UNITS |  | HEARTLUNGBYPASSUNT-Sorin Group-48-40-00 | HEARTLUNGBYPASSUNT | 48-40-00 |  |  |  | Sorin Group | Heart-Lung Bypass Unit |  |  | HEARTLUNGBYPASSUNT-Sorin Group-48-40-00 |  |  |  | Covered PM Repair - Biomedical | MHHS-Woodlands
NO | YES |  |  |  | 069-20661 | 069-20661 | COBE Cardiovascular, Inc. (Sorin) | 60-03-00 |  | 60S10026 | TMC-HVI-Perfusion (7Hvi) | MHHS-TMC |  |  |  | 069-20661 | 069-20661 | TMC | MHHS-TMC | TMC-HVI-Perfusion (7Hvi) |  | 4/17/19 |  |  |  | PUMPS, EXTRACORPOREAL PERFUSION |  | .needs class |  |  |  |  | .needs class | [5 empty] | 6/12/25 | Verified 3/30/2020 4:07pm (Central) |  | Not Covered Vendor Only - Biomedical | MHHS-TMC
NO | YES |  |  |  | 069-28662 | 069-28662 | COBE Cardiovascular, Inc. (Sorin) | 60-03-75 |  | 60S10722 | TMC-HVI-Perfusion (7Hvi) | MHHS-TMC |  | Heart-Lung Bypass Unit |  | 069-28662 | 069-28662 | TMC | MHHS-TMC | TMC-HVI-Perfusion (7Hvi) |  | 4/18/19 |  |  |  | PUMPS, EXTRACORPOREAL PERFUSION |  | HEARTLUNGBYPASSUNT-STOCKERT-60-03-75 | HEARTLUNGBYPASSUNT | 60-03-75 |  |  |  | STOCKERT | Heart-Lung Bypass Unit |  |  | HEARTLUNGBYPASSUNT-STOCKERT-60-03-75 | 9/2/15 | Verified 3/30/2020 4:07pm (Central) |  | Covered PM Repair - Biomedical | MHHS-TMC
NO | YES |  |  |  | 069-39590 | 069-39590 | COBE Cardiovascular, Inc. (Sorin) | 60-03-75 |  | 60S11274 | TMC-HVI-Perfusion (7Hvi) | MHHS-TMC |  | Heart-Lung Bypass Unit |  | 069-39590 | 069-39590 | TMC | MHHS-TMC | TMC-HVI-Perfusion (7Hvi) | Equipment room | 4/1/19 |  |  |  | PUMPS, EXTRACORPOREAL PERFUSION | Heart-Lung Bypass Unit | HEARTLUNGBYPASSUNT-STOCKERT-60-03-75 | HEARTLUNGBYPASSUNT | 60-03-75 |  |  |  | STOCKERT | Heart-Lung Bypass Unit |  |  | HEARTLUNGBYPASSUNT-STOCKERT-60-03-75 | 12/30/17 |  | HLBU-SA | Covered PM Repair - Biomedical | MHHS-TMC | [8 empty] | HEARTLUNGBYPASSUNT | Heart-Lung Bypass Unit | STOCKERT
NO | YES |  |  |  | 069-39591 | 069-39591 | COBE Cardiovascular, Inc. (Sorin) | 60-03-75 |  | 60S11275 | TMC-HVI-Perfusion (7Hvi) | MHHS-TMC |  | Heart-Lung Bypass Unit |  | 069-39591 | 069-39591 | TMC | MHHS-TMC | TMC-HVI-Perfusion (7Hvi) | Equipment room | 4/1/19 |  |  |  | PUMPS, EXTRACORPOREAL PERFUSION | Heart-Lung Bypass Unit | HEARTLUNGBYPASSUNT-STOCKERT-60-03-75 | HEARTLUNGBYPASSUNT | 60-03-75 |  |  |  | STOCKERT | Heart-Lung Bypass Unit |  |  | HEARTLUNGBYPASSUNT-STOCKERT-60-03-75 |  |  | HLBU-SA | Covered PM Repair - Biomedical | MHHS-TMC | [8 empty] | HEARTLUNGBYPASSUNT | Heart-Lung Bypass Unit | STOCKERT
NO | YES |  |  |  | 074-02081 | 074-02081 | COBE Cardiovascular, Inc. (Sorin) | 60-03-75 |  | 60S11676 | TMC-HVI-Perfusion (7Hvi) | MHHS-TMC |  | Heart-Lung Bypass Unit |  | 074-02081 | 074-02081 | TMC | MHHS-TMC | TMC-HVI-Perfusion (7Hvi) | Equipment room | 4/1/19 |  |  |  | PUMPS, EXTRACORPOREAL PERFUSION | Heart-Lung Bypass Unit | HEARTLUNGBYPASSUNT-STOCKERT-60-03-75 | HEARTLUNGBYPASSUNT | 60-03-75 |  |  |  | STOCKERT | Heart-Lung Bypass Unit |  |  | HEARTLUNGBYPASSUNT-STOCKERT-60-03-75 |  |  | HLBU-SA | Covered PM Repair - Biomedical | MHHS-TMC | [8 empty] | HEARTLUNGBYPASSUNT | Heart-Lung Bypass Unit | STOCKERT
NO | NO |  |  |  | 069-20660 |  | COBE Cardiovascular, Inc. (Sorin) | 60-03-75 |  | 60S10350 | TMC - HVI - PERFUSION (7HVI) | MHHS-TMC |  | Heart-Lung Bypass Unit |  | 069-20660 |  | TMC |  | TMC - HVI - PERFUSION (7HVI) | [5 empty] | PUMPS, EXTRACORPOREAL PERFUSION |  | HEARTLUNGBYPASSUNT-STOCKERT-60-03-75 | HEARTLUNGBYPASSUNT | 60-03-75 |  |  |  | STOCKERT | Heart-Lung Bypass Unit |  |  | HEARTLUNGBYPASSUNT-STOCKERT-60-03-75 |  |  |  | Not Covered Vendor Only - Biomedical | MHHS-TMC
NO | YES |  |  |  |  | 009-04695 | COBE Cardiovascular, Inc. (Sorin) | ELECTA |  | BO14301M03 | GH-OR CV Perfusion | MHHS-Greater Heights |  |  |  |  | 009-04695 | Central | MHHS-Greater Heights | GH-OR CV Perfusion | OR | 6/1/19 |  |  |  | AUTOTRANSFUSION UNITS, WHOLE BLOOD RECOVERY SYSTEM |  | .needs class | [13 empty] | Covered PM Repair - Biomedical | MHHS-Greater Heights
NO | YES | [5 empty] | COBE Cardiovascular, Inc. (Sorin) | ELECTA |  | BO16712F09 | GH-OR CV Perfusion | MHHS-Greater Heights | [5 empty] | Central & Greater Heights | MHHS-Greater Heights | GH-OR CV Perfusion | OR 9 | 6/1/19 |  |  |  | AUTOTRANSFUSION UNITS, WHOLE BLOOD RECOVERY SYSTEM |  | .needs class | [10 empty] | 10/3/22 |  |  | Not Covered Vendor Only - Biomedical | MHHS-Greater Heights
NO | YES |  |  |  |  | 009-04599 | COBE Cardiovascular, Inc. (Sorin) | ELECTA |  | BO14781I04 | GH-OR CV Perfusion | MHHS-Greater Heights |  |  |  |  | 009-04599 | Central | MHHS-Greater Heights | GH-OR CV Perfusion | OR | 6/1/19 |  | 7/1/20 |  | AUTOTRANSFUSION UNITS, WHOLE BLOOD RECOVERY SYSTEM |  | .needs class | [13 empty] | Covered PM Repair - Biomedical | MHHS-Greater Heights
NO | YES |  |  |  |  | 041-11083 | COBE Cardiovascular, Inc. (Sorin) | ELECTA |  | BO16449G08 | MEMORIAL CITY - Orthopedic Surgery | MHHS-Mem City |  |  |  |  | 041-11083 | West | Memorial Hermann Memorial City Medical Center | MEMORIAL CITY - Orthopedic Surgery | Memorial City - Orthopedic Surgery MH11 516 IUSS Room 2 |  |  |  |  | AUTOTRANSFUSION UNITS, WHOLE BLOOD RECOVERY SYSTEM |  | .needs class | [13 empty] | No Coverage Specified | MHHS-Mem City
NO | YES |  |  |  |  | 041-14195 | COBE Cardiovascular, Inc. (Sorin) | ELECTA |  | bO16923a10 | MEMORIAL CITY - Orthopedic Surgery | MHHS-Mem City |  |  |  |  | 041-14195 | West | Memorial Hermann Memorial City Medical Center | MEMORIAL CITY - Orthopedic Surgery | Memorial City - Orthopedic Surgery MH11 516 IUSS Room 2 |  |  |  |  | AUTOTRANSFUSION UNITS, WHOLE BLOOD RECOVERY SYSTEM |  | .needs class | [13 empty] | No Coverage Specified | MHHS-Mem City
NO | YES |  |  |  |  | 041-11045 | COBE Cardiovascular, Inc. (Sorin) | ELECTA |  | BO15976E07 | MEMORIAL CITY - Orthopedic Surgery | MHHS-Mem City |  |  |  |  | 041-11045 | West | Memorial Hermann Memorial City Medical Center | MEMORIAL CITY - Orthopedic Surgery | Memorial City - Orthopedic Surgery MH11 516 IUSS Room 2 |  |  |  |  | AUTOTRANSFUSION UNITS, WHOLE BLOOD RECOVERY SYSTEM |  | .needs class | [13 empty] | No Coverage Specified | MHHS-Mem City
NO | YES |  |  |  | 069-06897 | 069-06897 | COBE Cardiovascular, Inc. (Sorin) | ELECTA |  | BO14298M03 | 3rd floor OR | MHHS-TMC |  |  |  | 069-06897 | 069-06897 | TMC | Memorial Hermann-Texas Medical Center | 3rd floor OR | S3 415 | 3/1/19 |  | 3/1/21 |  | AUTOTRANSFUSION UNITS, WHOLE BLOOD RECOVERY SYSTEM |  | .needs class | [10 empty] | 11/4/19 |  |  | Covered PM Repair - Biomedical | MHHS-TMC
NO | YES |  |  |  | 069-06902 | 069-06902 | COBE Cardiovascular, Inc. (Sorin) | ELECTA |  | BO13526A03 | TMC-HVI-Perfusion (7Hvi) | MHHS-TMC |  |  |  | 069-06902 | 069-06902 | TMC | MHHS-TMC | TMC-HVI-Perfusion (7Hvi) | Perfusion storage | 3/1/19 |  |  |  | AUTOTRANSFUSION UNITS, WHOLE BLOOD RECOVERY SYSTEM |  | .needs class | [10 empty] | 11/4/19 |  |  | Covered PM Repair - Biomedical | MHHS-TMC
NO | YES |  |  |  | 069-19915 | 069-19915 | COBE Cardiovascular, Inc. (Sorin) | ELECTA |  | BO14304M03 | OR | MHHS-TMC |  |  |  | 069-19915 | 069-19915 | TMC | Memorial Hermann-Texas Medical Center | OR | Storage | 3/1/20 |  | 4/1/21 |  | AUTOTRANSFUSION UNITS, WHOLE BLOOD RECOVERY SYSTEM |  | .needs class | [13 empty] | Covered PM Repair - Biomedical | MHHS-TMC
NO | YES |  |  |  | 069-28591 | 069-28591 | COBE Cardiovascular, Inc. (Sorin) | ELECTA |  | BO15979E07 | TMC-OR-CVOR (7Hvi) | MHHS-TMC |  |  |  | 069-28591 | 069-28591 | TMC | MHHS-TMC | TMC-OR-CVOR (7Hvi) | Sterile Core | 3/1/20 |  | 3/1/21 |  | AUTOTRANSFUSION UNITS, WHOLE BLOOD RECOVERY SYSTEM |  | .needs class | [10 empty] | 12/31/20 |  |  | No Coverage Specified | MHHS-TMC
NO | YES |  |  |  |  | 069-28705 | COBE Cardiovascular, Inc. (Sorin) | ELECTA |  | BO14299M03 | TMC-OR-CVOR (7Hvi) | MHHS-TMC |  |  |  |  | 069-28705 | TMC | MHHS-TMC | TMC-OR-CVOR (7Hvi) | OR 4 | 3/1/19 |  | 3/1/21 |  | AUTOTRANSFUSION UNITS, WHOLE BLOOD RECOVERY SYSTEM |  | .needs class | [10 empty] | 12/31/20 |  |  | No Coverage Specified | MHHS-TMC
NO | YES |  |  |  | 069-45792 | 069-45792 | COBE Cardiovascular, Inc. (Sorin) | ELECTA |  | BO30030M17 | TMC-HVI-Perfusion (7Hvi) | MHHS-TMC |  |  |  | 069-45792 | 069-45792 | TMC | MHHS-TMC | TMC-HVI-Perfusion (7Hvi) |  | 3/18/19 |  |  |  | AUTOTRANSFUSION UNITS, WHOLE BLOOD RECOVERY SYSTEM |  | .needs class | [10 empty] | 12/31/20 | Finished from Script 3/27/2020 12:11:52pm (Central) |  | No Coverage Specified | MHHS-TMC
NO | YES |  |  |  | 069-45793 | 069-45793 | COBE Cardiovascular, Inc. (Sorin) | ELECTA |  | BO30916D18 | TMC-OR-CVOR (7Hvi) | MHHS-TMC |  |  |  | 069-45793 | 069-45793 | TMC | MHHS-TMC | TMC-OR-CVOR (7Hvi) | Cv OR 4 | 3/1/19 |  | 3/1/20 |  | AUTOTRANSFUSION UNITS, WHOLE BLOOD RECOVERY SYSTEM |  | .needs class | [10 empty] | 12/31/20 |  |  | No Coverage Specified | MHHS-TMC
NO | YES |  |  |  | 074-04318 | 074-04318 | COBE Cardiovascular, Inc. (Sorin) | ELECTA |  | BO17612C11 | Memorial Hermann- Texas Medical Center-OR-PACU nurse station | MHHS-TMC |  |  |  | 074-04318 | 074-04318 | TMC | TMC | Memorial Hermann- Texas Medical Center-OR-PACU nurse station | OR09 | 3/1/19 |  | 3/1/21 |  | AUTOTRANSFUSION UNITS, WHOLE BLOOD RECOVERY SYSTEM |  | .needs class | [10 empty] | 12/31/20 |  |  | No Coverage Specified | MHHS-TMC
NO | YES |  |  |  | 074-05220 | 074-05220 | COBE Cardiovascular, Inc. (Sorin) | ELECTA |  | BO14788I04 | TMC-HVI-Perfusion (7Hvi) | MHHS-TMC |  |  |  | 074-05220 | 074-05220 | TMC | MHHS-TMC | TMC-HVI-Perfusion (7Hvi) |  | 3/19/19 |  |  |  | AUTOTRANSFUSION UNITS, WHOLE BLOOD RECOVERY SYSTEM |  | .needs class | [10 empty] | 12/31/20 | Finished from Script 3/27/2020 12:11:52pm (Central) |  | No Coverage Specified | MHHS-TMC
NO | NO |  |  |  | 069-19913 |  | COBE Cardiovascular, Inc. (Sorin) | ELECTA |  | BO13595B03 | TMC - HVI - PERFUSION (7HVI) | MHHS-TMC |  |  |  | 069-19913 |  | TMC |  | TMC - HVI - PERFUSION (7HVI) | [5 empty] | AUTOTRANSFUSION UNITS, WHOLE BLOOD RECOVERY SYSTEM |  | .needs class | [13 empty] | Covered PM Repair - Biomedical | MHHS-TMC
NO | NO |  |  |  | 069-19914 |  | COBE Cardiovascular, Inc. (Sorin) | ELECTA |  | BO13896E03 | TMC - HVI - PERFUSION (7HVI) | MHHS-TMC |  |  |  | 069-19914 |  | TMC |  | TMC - HVI - PERFUSION (7HVI) | [5 empty] | AUTOTRANSFUSION UNITS, WHOLE BLOOD RECOVERY SYSTEM |  | .needs class | [13 empty] | Covered PM Repair - Biomedical | MHHS-TMC
NO | NO |  |  |  | 069-45791 |  | COBE Cardiovascular, Inc. (Sorin) | ELECTA |  | BO30796C18 | TMC - HVI - PERFUSION (7HVI) | MHHS-TMC |  |  |  | 069-45791 |  | TMC |  | TMC - HVI - PERFUSION (7HVI) | [5 empty] | AUTOTRANSFUSION UNITS, WHOLE BLOOD RECOVERY SYSTEM |  | .needs class | [13 empty] | No Coverage Specified | MHHS-TMC
NO | NO |  |  |  | 074-04218 |  | COBE Cardiovascular, Inc. (Sorin) | ELECTA |  | BO14297M03 | TMC - HVI - PERFUSION (7HVI) | MHHS-TMC |  |  |  | 074-04218 |  | TMC |  | TMC - HVI - PERFUSION (7HVI) | [5 empty] | AUTOTRANSFUSION UNITS, WHOLE BLOOD RECOVERY SYSTEM |  | .needs class | [13 empty] | No Coverage Specified | MHHS-TMC
NO | NO | [5 empty] | COBE Cardiovascular, Inc. (Sorin) | S3 |  | 10S08573 | GH - OR CV PERFUSION | MHHS-Greater Heights |  | Ultrasound, Diagnostic |  |  |  | Central & Greater Heights |  | GH - OR CV PERFUSION | [5 empty] | HEART-LUNG BYPASS UNITS |  | ULTRASOUNDDIAGNOSTIC-SonoScape-S3 | ULTRASOUNDDIAGNOSTIC | S3 |  |  |  | SonoScape | Ultrasound, Diagnostic |  |  | ULTRASOUNDDIAGNOSTIC-SonoScape-S3 |  |  |  | Covered PM Repair - Biomedical | MHHS-Greater Heights
NO | NO | [5 empty] | COBE Cardiovascular, Inc. (Sorin) | S3 |  | 10S02702 | GH - OR CV PERFUSION | MHHS-Greater Heights |  | Ultrasound, Diagnostic |  |  |  | Central & Greater Heights |  | GH - OR CV PERFUSION | [5 empty] | HEART-LUNG BYPASS UNITS |  | ULTRASOUNDDIAGNOSTIC-SonoScape-S3 | ULTRASOUNDDIAGNOSTIC | S3 |  |  |  | SonoScape | Ultrasound, Diagnostic |  |  | ULTRASOUNDDIAGNOSTIC-SonoScape-S3 |  |  |  | Covered PM Repair - Biomedical | MHHS-Greater Heights
NO | NO | [5 empty] | COBE Cardiovascular, Inc. (Sorin) | S3 |  | 10S02695 | GH - OR CV PERFUSION | MHHS-Greater Heights |  | Ultrasound, Diagnostic |  |  |  | Central & Greater Heights |  | GH - OR CV PERFUSION | [5 empty] | HEART-LUNG BYPASS UNITS |  | ULTRASOUNDDIAGNOSTIC-SonoScape-S3 | ULTRASOUNDDIAGNOSTIC | S3 |  |  |  | SonoScape | Ultrasound, Diagnostic |  |  | ULTRASOUNDDIAGNOSTIC-SonoScape-S3 |  |  |  | Covered PM Repair - Biomedical | MHHS-Greater Heights
NO | NO | [5 empty] | COBE Cardiovascular, Inc. (Sorin) | S3 |  | 10S02696 | GH - OR CV PERFUSION | MHHS-Greater Heights |  | Ultrasound, Diagnostic |  |  |  | Central & Greater Heights |  | GH - OR CV PERFUSION | [5 empty] | HEART-LUNG BYPASS UNITS |  | ULTRASOUNDDIAGNOSTIC-SonoScape-S3 | ULTRASOUNDDIAGNOSTIC | S3 |  |  |  | SonoScape | Ultrasound, Diagnostic |  |  | ULTRASOUNDDIAGNOSTIC-SonoScape-S3 |  |  |  | Covered PM Repair - Biomedical | MHHS-Greater Heights
NO | NO |  |  |  | 077-03256 |  | COBE Cardiovascular, Inc. (Sorin) | S3 |  | 43S0259 | TMC - CHILDRENS - ECMO (7HP) | MHHS-TMC |  | Ultrasound, Diagnostic |  | 077-03256 |  | TMC |  | TMC - CHILDRENS - ECMO (7HP) | [5 empty] | HEART-LUNG BYPASS UNITS |  | ULTRASOUNDDIAGNOSTIC-SonoScape-S3 | ULTRASOUNDDIAGNOSTIC | S3 |  |  |  | SonoScape | Ultrasound, Diagnostic |  |  | ULTRASOUNDDIAGNOSTIC-SonoScape-S3 |  |  |  | Covered PM Repair - Biomedical | MHHS-TMC
NO | YES |  |  |  | 005-12163 | 005-12163 | COBE Cardiovascular, Inc. (Sorin) | S5 CONSOLE 48-50-00 |  | NSN | SE-OR | MHHS-Southeast |  |  |  | 005-12163 | 005-12163 | Southeast | MHHS-Southeast | SE-OR | Room 12 | 2/1/18 |  | 2/1/19 |  | PUMPS, EXTRACORPOREAL PERFUSION |  | .needs class | [13 empty] | Covered PM Repair - Biomedical | MHHS-Southeast
NO | YES |  |  |  | 069-39598 | 069-39598 | COBE Cardiovascular, Inc. (Sorin) | S5 CONSOLE 48-50-00 |  | NSN | TMC-OR-CVOR (7Hvi) | MHHS-TMC |  |  |  | 069-39598 | 069-39598 | TMC | MHHS-TMC | TMC-OR-CVOR (7Hvi) | Cv OR 4 | 5/1/19 |  | 5/1/20 |  | PUMPS, EXTRACORPOREAL PERFUSION |  | .needs class | [13 empty] | Covered PM Repair - Biomedical | MHHS-TMC
NO | YES |  |  |  | 069-45198 | 069-45198 | COBE Cardiovascular, Inc. (Sorin) | S5 CONSOLE 48-50-00 |  | NSN | Memorial Hermann- Texas Medical Center-OR-PACU nurse station | MHHS-TMC |  |  |  | 069-45198 | 069-45198 | TMC | TMC | Memorial Hermann- Texas Medical Center-OR-PACU nurse station | OR09 | 5/1/19 |  |  | No PM Sticker | PUMPS, EXTRACORPOREAL PERFUSION |  | .needs class | [13 empty] | Covered PM Repair - Biomedical | MHHS-TMC
NO | YES |  |  |  | 029-10598 | 029-10598 | COBE Cardiovascular, Inc. (Sorin) | S5 CONSOLE 48-50-00 |  | NSN | Woodlands-OR | MHHS-Woodlands |  |  |  | 029-10598 | 029-10598 | Woodlands | MHHS-Woodlands | Woodlands-OR | OR Room 18 | 12/1/19 |  | 12/1/20 |  | PUMPS, EXTRACORPOREAL PERFUSION |  | .needs class | [13 empty] | Covered PM Repair - Biomedical | MHHS-Woodlands
NO | NO |  |  |  | 069-38269 |  | COBE Cardiovascular, Inc. (Sorin) | S5 CONSOLE 48-50-00 |  |  | TMC - HVI - PERFUSION (7HVI) | MHHS-TMC |  |  |  | 069-38269 |  | TMC |  | TMC - HVI - PERFUSION (7HVI) | [5 empty] | PUMPS, EXTRACORPOREAL PERFUSION |  | .needs class | [13 empty] | Covered PM Repair - Biomedical | MHHS-TMC
NO | NO |  |  |  | 074-05128 |  | COBE Cardiovascular, Inc. (Sorin) | S5 CONSOLE 48-50-00 |  |  | TMC - HVI - PERFUSION (7HVI) | MHHS-TMC |  |  |  | 074-05128 |  | TMC |  | TMC - HVI - PERFUSION (7HVI) | [5 empty] | PUMPS, EXTRACORPOREAL PERFUSION |  | .needs class | [13 empty] | Covered PM Repair - Biomedical | MHHS-TMC
NO | YES |  |  |  | 041-19953 | 041-19953 | COBE Cardiovascular, Inc. (Sorin) | XTRA |  | BO26318F15 | MEMORIAL CITY - MOR | MHHS-Mem City |  | Autotransfusion Unit |  | 041-19953 | 041-19953 | West | Memorial City - Memorial Hermann Hospital | MEMORIAL CITY - MOR | E2 300 Equipment Storage |  |  |  |  | PUMPS, EXTRACORPOREAL PERFUSION |  | AUTOTRANSFUSIONUNIT-Dideco-Sorin-XTra | AUTOTRANSFUSIONUNIT | XTra |  |  |  | Dideco-Sorin | Autotransfusion Unit |  |  | AUTOTRANSFUSIONUNIT-Dideco-Sorin-XTra |  |  |  | Covered PM Repair - Biomedical | MHHS-Mem City
NO | YES |  |  |  | 041-32636 | 041-32636 | COBE Cardiovascular, Inc. (Sorin) | XTRA |  | BO33372H19 | MEMORIAL CITY - MOR | MHHS-Mem City |  | Autotransfusion Unit |  | 041-32636 | 041-32636 | West | Memorial City - Memorial Hermann Hospital | MEMORIAL CITY - MOR | E2 300 Equipment Storage |  |  |  |  | PUMPS, EXTRACORPOREAL PERFUSION |  | AUTOTRANSFUSIONUNIT-Dideco-Sorin-XTra | AUTOTRANSFUSIONUNIT | XTra |  |  |  | Dideco-Sorin | Autotransfusion Unit |  |  | AUTOTRANSFUSIONUNIT-Dideco-Sorin-XTra |  |  |  | Covered PM Repair - Biomedical | MHHS-Mem City
NO | YES |  |  |  | 074-02080 | 074-02080 | COBE Cardiovascular, Inc. (Sorin) | XTRA |  | BO26217F15 | TMC-OR-CVOR (7Hvi) | MHHS-TMC |  | Autotransfusion Unit |  | 074-02080 | 074-02080 | TMC | MHHS-TMC | TMC-OR-CVOR (7Hvi) | Equipment storage | 3/1/17 |  | 3/1/21 |  | PUMPS, EXTRACORPOREAL PERFUSION | Autotransfusion Unit | AUTOTRANSFUSIONUNIT-Dideco-Sorin-XTra | AUTOTRANSFUSIONUNIT | XTra |  |  |  | Dideco-Sorin | Autotransfusion Unit |  |  | AUTOTRANSFUSIONUNIT-Dideco-Sorin-XTra | 4/16/20 |  | AUU-SA | Not Covered Vendor Only - Resp/Ster | MHHS-TMC | [8 empty] | AUTOTRANSFUSIONUNIT | Autotransfusion Unit | Dideco-Sorin
NO | NO |  |  |  | 041-19812 |  | COBE Cardiovascular, Inc. (Sorin) | XTRA |  | BO27025M15 | MEMORIAL CITY - MOR | MHHS-Mem City |  | Autotransfusion Unit |  | 041-19812 |  | West & Memorial City |  | MEMORIAL CITY - MOR | [5 empty] | PUMPS, EXTRACORPOREAL PERFUSION |  | AUTOTRANSFUSIONUNIT-Dideco-Sorin-XTra | AUTOTRANSFUSIONUNIT | XTra |  |  |  | Dideco-Sorin | Autotransfusion Unit |  |  | AUTOTRANSFUSIONUNIT-Dideco-Sorin-XTra |  |  |  | Covered PM Repair - Respiratory/Steriliz | MHHS-Mem City
NO | NO |  |  |  | 041-32637 |  | COBE Cardiovascular, Inc. (Sorin) | XTRA |  | BO33371H19 | MEMORIAL CITY - MOR | MHHS-Mem City |  | Autotransfusion Unit |  | 041-32637 |  | West & Memorial City |  | MEMORIAL CITY - MOR | [5 empty] | PUMPS, EXTRACORPOREAL PERFUSION |  | AUTOTRANSFUSIONUNIT-Dideco-Sorin-XTra | AUTOTRANSFUSIONUNIT | XTra |  |  |  | Dideco-Sorin | Autotransfusion Unit |  |  | AUTOTRANSFUSIONUNIT-Dideco-Sorin-XTra |  |  |  | Covered PM Repair - Biomedical | MHHS-Mem City
NO | NO |  |  |  | 069-45677 |  | COBE Cardiovascular, Inc. (Sorin) | XTRA |  | BO30711C18 | TMC - HVI - PERFUSION (7HVI) | MHHS-TMC |  | Autotransfusion Unit |  | 069-45677 |  | TMC |  | TMC - HVI - PERFUSION (7HVI) | [5 empty] | PUMPS, EXTRACORPOREAL PERFUSION |  | AUTOTRANSFUSIONUNIT-Dideco-Sorin-XTra | AUTOTRANSFUSIONUNIT | XTra |  |  |  | Dideco-Sorin | Autotransfusion Unit |  |  | AUTOTRANSFUSIONUNIT-Dideco-Sorin-XTra |  |  |  | Covered PM Repair - Biomedical | MHHS-TMC
NO | YES |  |  |  |  | 041-09122 | COBE Chem Labs (COBE Laboratories) | 467133-000 |  | CD350 | MEMORIAL CITY - MOR | MHHS-Mem City |  | Pump, Blood, Extracorporeal Circulation |  |  | 041-09122 | West | Memorial City - Memorial Hermann Hospital | MEMORIAL CITY - MOR | E2 300 Equipment Storage |  |  |  | No PM sticker | MONITORS, VIDEO |  | PUMPBLOODEXTRACORPCIRC-Century Med-467133-000 | PUMPBLOODEXTRACORPCIRC | 467133-000 |  |  |  | Century Med | Pump, Blood, Extracorporeal Circulation |  |  | PUMPBLOODEXTRACORPCIRC-Century Med-467133-000 |  |  |  | Covered PM Repair - Biomedical | MHHS-Mem City
NO | YES |  |  |  | 069-48420 | 069-48420 | COBE Chem Labs (COBE Laboratories) | COBE 2991 |  |  | TMC-Sarofim 3-Blood Bank | MHHS-TMC |  |  |  | 069-48420 | 069-48420 | TMC | MHHS-TMC | TMC-Sarofim 3-Blood Bank | BLOOD BANK |  |  |  |  | AUTOTRANSFUSION UNITS, WHOLE BLOOD RECOVERY SYSTEM |  | .needs class | [10 empty] | 5/1/00 |  |  | Covered PM Repair - Biomedical | MHHS-TMC
NO | YES | Serial Number 3384 |  |  | 069-48421 | 069-48421 | COBE Chem Labs (COBE Laboratories) | COBE 2991 |  |  | TMC-Sarofim 3-Blood Bank | MHHS-TMC |  |  |  | 069-48421 | 069-48421 | TMC | MHHS-TMC | TMC-Sarofim 3-Blood Bank | BLOOD BANK |  |  |  |  | AUTOTRANSFUSION UNITS, WHOLE BLOOD RECOVERY SYSTEM |  | .needs class | [10 empty] | 4/8/00 |  |  | Covered PM Repair - Biomedical | MHHS-TMC
NO | NO |  |  |  | 069-15283 |  | COBE Chem Labs (COBE Laboratories) | COBE 2991 |  |  | TMC - LABORATORY - BLOOD BANK (1R) | MHHS-TMC |  |  |  | 069-15283 |  | TMC |  | TMC - LABORATORY - BLOOD BANK (1R) | [5 empty] | AUTOTRANSFUSION UNITS, WHOLE BLOOD RECOVERY SYSTEM |  | .needs class | [13 empty] | Covered PM Repair - Biomedical | MHHS-TMC
NO | NO |  |  |  | 069-23994 |  | COBE Chem Labs (COBE Laboratories) | COBE 2991 |  |  | TMC - LABORATORY - BLOOD BANK (1R) | MHHS-TMC |  |  |  | 069-23994 |  | TMC |  | TMC - LABORATORY - BLOOD BANK (1R) | [5 empty] | AUTOTRANSFUSION UNITS, WHOLE BLOOD RECOVERY SYSTEM |  | .needs class | [13 empty] | Covered PM Repair - Biomedical | MHHS-TMC
NO | YES |  |  |  | 069-41715 | 069-41715 | Cochlear | OSSCORA |  |  | TMC-OR-Robertson (2R) | MHHS-TMC |  | Stimulator, Neuromuscular |  | 069-41715 | 069-41715 | TMC | MHHS-TMC | TMC-OR-Robertson (2R) | TMC - OR - ROBERTSON (2R) | 10/1/19 |  | 11/1/20 |  | HANDPIECES, SURGICAL | Stimulator, Neuromuscular | STIMNEUROMUSC-Cochlear-Osscora | STIMNEUROMUSC | Osscora |  |  |  | Cochlear | Stimulator, Neuromuscular |  | STIMNEUROMUSC-Cochlear-Osscora |  | 2/16/17 |  |  | Covered PM Repair - Biomedical | MHHS-TMC | [7 empty] | Stimulator, Neuromuscular | STIMNEUROMUSC | Stimulator, Neuromuscular | Cochlear
YES | YES |  |  |  | 069-27421 |  | Cochlear | Osscora |  |  | TMC - Biomedical |  |  |  |  | 069-27421 |  | TMC | Memorial Hermann-Texas Medical Center | TMC - Biomedical | Biomed shop | 4/1/15 |  | 4/1/16 |  |  | Stimulator, Neuromuscular | STIMNEUROMUSC-Cochlear-Osscora | [22 empty] | Stimulator, Neuromuscular | STIMNEUROMUSC | Stimulator, Neuromuscular | Cochlear
NO | NO |  |  |  | 069-41437 |  | Cochlear | OSSCORA |  |  | TMC - OR - PEDI OR (2R) | MHHS-TMC |  | Stimulator, Neuromuscular |  | 069-41437 |  | TMC |  | TMC - OR - PEDI OR (2R) | [5 empty] | HANDPIECES, SURGICAL |  | STIMNEUROMUSC-Cochlear-Osscora | STIMNEUROMUSC | Osscora |  |  |  | Cochlear | Stimulator, Neuromuscular |  | STIMNEUROMUSC-Cochlear-Osscora |  |  |  |  | Covered PM Repair - Biomedical | MHHS-TMC
NO | NO | [5 empty] | Cochlear | OSSCORA |  |  | TMC - OR - ROBERTSON (2R) | MHHS-TMC |  | Stimulator, Neuromuscular |  |  |  | TMC |  | TMC - OR - ROBERTSON (2R) | [5 empty] | HANDPIECES, SURGICAL |  | STIMNEUROMUSC-Cochlear-Osscora | STIMNEUROMUSC | Osscora |  |  |  | Cochlear | Stimulator, Neuromuscular |  | STIMNEUROMUSC-Cochlear-Osscora |  |  |  |  | Covered PM Repair - Biomedical | MHHS-TMC
NO | YES |  |  |  | 005-02030 | 005-02030 | Codman | 80-1170 |  | HP3206AU | SE-OR | MHHS-Southeast |  | Coagulator, Bi-Polar |  | 005-02030 | 005-02030 | Southeast | MHHS-Southeast | SE-OR | Clean Supplies | 11/1/19 |  |  |  | ELECTROSURGICAL UNITS |  | COAGULATORBIPOLAR-CodmanShurt-80-1170 | COAGULATORBIPOLAR | 80-1170 |  |  |  | Codman Shurtleff | Coagulator, Bi-Polar |  | COAGULATORBIPOLAR-CodmanShurt-80-1170 |  | 3/1/17 |  |  | Covered PM Repair - Lab Analyzers/Anesth | MHHS-Southeast
NO | YES |  |  |  | 013-05124 | 013-05124 | Codman | 80-1170 |  | HP3135AU | SW-OR | MHHS-Southwest |  | Coagulator, Bi-Polar |  | 013-05124 | 013-05124 | Southwest | MHHS-Southwest | SW-OR | OR 8 | 7/1/19 |  | 7/1/20 |  | ELECTROSURGICAL UNITS | Coagulator, Bi-Polar | COAGULATORBIPOLAR-CodmanShurt-80-1170 | COAGULATORBIPOLAR | 80-1170 |  |  |  | Codman Shurtleff | Coagulator, Bi-Polar |  | COAGULATORBIPOLAR-CodmanShurt-80-1170 |  | 3/1/17 |  | CBP-A | Covered PM Repair - Biomedical | MHHS-Southwest | [8 empty] | COAGULATORBIPOLAR | Coagulator, Bi-Polar | Codman Shurtleff
NO | YES |  |  |  | 013-05125 | 013-05125 | Codman | 80-1170 |  | HP3114AU | SW-OR | MHHS-Southwest |  | Coagulator, Bi-Polar |  | 013-05125 | 013-05125 | Southwest | MHHS-Southwest | SW-OR | OR 8 | 7/1/19 |  | 7/1/20 |  | ELECTROSURGICAL UNITS | Coagulator, Bi-Polar | COAGULATORBIPOLAR-CodmanShurt-80-1170 | COAGULATORBIPOLAR | 80-1170 |  |  |  | Codman Shurtleff | Coagulator, Bi-Polar |  | COAGULATORBIPOLAR-CodmanShurt-80-1170 |  | 3/1/17 |  | CBP-A | Covered PM Repair - Lab Analyzers/Anesth | MHHS-Southwest | [8 empty] | COAGULATORBIPOLAR | Coagulator, Bi-Polar | Codman Shurtleff
NO | YES |  |  |  | 013-05126 | 013-05126 | Codman | 80-1170 |  | HP3162AU | SW-OR | MHHS-Southwest |  | Coagulator, Bi-Polar |  | 013-05126 | 013-05126 | Southwest | MHHS-Southwest | SW-OR | OR 8 | 7/1/19 |  | 7/1/20 |  | ELECTROSURGICAL UNITS | Coagulator, Bi-Polar | COAGULATORBIPOLAR-CodmanShurt-80-1170 | COAGULATORBIPOLAR | 80-1170 |  |  |  | Codman Shurtleff | Coagulator, Bi-Polar |  | COAGULATORBIPOLAR-CodmanShurt-80-1170 |  | 3/1/17 |  | CBP-A | Covered PM Repair - Lab Analyzers/Anesth | MHHS-Southwest | [8 empty] | COAGULATORBIPOLAR | Coagulator, Bi-Polar | Codman Shurtleff
NO | YES |  |  |  | 069-15006 | 069-15006 | Codman | 80-1170 |  | HP3178AU | TMC-OR-Hermann (2Hp) | MHHS-TMC |  | Coagulator, Bi-Polar |  | 069-15006 | 069-15006 | TMC | MHHS-TMC | TMC-OR-Hermann (2Hp) | OR | 7/1/19 |  | 7/1/20 |  | ELECTROSURGICAL UNITS |  | COAGULATORBIPOLAR-CodmanShurt-80-1170 | COAGULATORBIPOLAR | 80-1170 |  |  |  | Codman Shurtleff | Coagulator, Bi-Polar |  | COAGULATORBIPOLAR-CodmanShurt-80-1170 |  | 11/14/15 |  |  | Covered PM Repair - Lab Analyzers/Anesth | MHHS-TMC
NO | YES |  |  |  | 069-01517 | 069-01517 | Codman | 80-1170 |  | HP1213AU | TMC-OR-Robertson (2R) | MHHS-TMC |  | Coagulator, Bi-Polar |  | 069-01517 | 069-01517 | TMC | MHHS-TMC | TMC-OR-Robertson (2R) | Pedi Storage Room | 1/1/20 |  |  |  | ELECTROSURGICAL UNITS |  | COAGULATORBIPOLAR-CodmanShurt-80-1170 | COAGULATORBIPOLAR | 80-1170 |  |  |  | Codman Shurtleff | Coagulator, Bi-Polar |  | COAGULATORBIPOLAR-CodmanShurt-80-1170 |  | 11/13/15 |  |  | Covered PM Repair - Lab Analyzers/Anesth | MHHS-TMC
NO | YES | [5 empty] | Codman | 80-1170 |  | hp7224 | Woodlands-OR | MHHS-Woodlands |  | Coagulator, Bi-Polar |  |  |  | Woodlands | MHHS-Woodlands | Woodlands-OR | Equipment Storage | 11/1/19 |  | 5/1/20 |  | ELECTROSURGICAL UNITS | Coagulator, Bi-Polar | COAGULATORBIPOLAR-CodmanShurt-80-1170 | COAGULATORBIPOLAR | 80-1170 |  |  |  | Codman Shurtleff | Coagulator, Bi-Polar |  | COAGULATORBIPOLAR-CodmanShurt-80-1170 |  |  |  | CBP-A | Not Covered Vendor Only - Lab Ana/Anes | MHHS-Woodlands | [8 empty] | COAGULATORBIPOLAR | Coagulator, Bi-Polar | Codman Shurtleff
NO | YES |  |  |  | 041-11640 | 041-11640 | Codman | 80-1170 |  | HP6086 | MEMORIAL CITY MOR |  |  |  |  | 041-11640 | 041-11640 | West | Memorial Hermann Memorial City Medical Center | MEMORIAL CITY MOR | MEMORIAL CITY MOR
NO | YES | [5 empty] | Codman | 80-9100 |  | 8081168-18 | Woodlands-OR | MHHS-Woodlands |  | Irrigation/Aspiration Unit |  |  |  | Woodlands | MHHS-Woodlands | Woodlands-OR | Equipment Storage | 11/1/19 |  | 5/1/20 |  | IRRIGATION/DISTENTION SYSTEMS | Irrigation/Aspiration Unit | IRRIGATIONASPNUNIT-CodmanShurt-80-9100 | IRRIGATIONASPNUNIT | 80-9100 |  |  |  | Codman Shurtleff | Irrigation/Aspiration Unit |  | IRRIGATIONASPNUNIT-CodmanShurt-80-9100 |  |  |  | IAU-SA | Covered PM Repair - Biomedical | MHHS-Woodlands | [8 empty] | IRRIGATIONASPNUNIT | Irrigation/Aspiration Unit | Codman Shurtleff
NO | YES |  |  |  | 069-46017 | 069-46017 | Codman | 82-6634 |  |  | TMC-OR-Hermann (2Hp) | MHHS-TMC |  | Monitor, Intracranial Pressure |  | 069-46017 | 069-46017 | TMC | MHHS-TMC | TMC-OR-Hermann (2Hp) | H2/412 Storage | 4/1/20 |  | 4/1/21 |  | MONITORS, BEDSIDE, INTRACRANIAL PRESSURE |  | MONITORINTRACRANIALPRESS-CodmanShurt-82-6634 | MONITORINTRACRANIALPRESS | 82-6634 |  |  |  | Codman Shurtleff | Monitor, Intracranial Pressure |  | MONITORINTRACRANIALPRESS-CodmanShurt-82-6634 |  |  |  |  | Covered PM Repair - Biomedical | MHHS-TMC
NO | YES |  |  |  | 069-01111 | 069-01111 | Codman | CMC II |  | HP2817AU | 3rd floor or |  |  |  |  | 069-01111 | 069-01111 | TMC | Memorial Hermann-Texas Medical Center | 3rd floor or | Storage | 1/1/20 |  | 7/1/20 | (null)
NO | YES |  |  |  | 069-01634 | 069-01634 | Codman | CMC II irrigation module |  | IR5392 | 3rd floor OR |  |  |  |  | 069-01634 | 069-01634 | TMC | Memorial Hermann-Texas Medical Center | 3rd floor OR | Storage | 12/1/19 |  | 6/1/20
NO | YES | [5 empty] | Codman | ICP Express |  |  | TMC | MHHS-TMC |  | Monitor, Intracranial Pressure |  |  |  | TMC | Memorial Hermann-Texas Medical Center | TMC | Biomed Shop |  |  |  | No PM Sticker | MONITORS, BEDSIDE, INTRACRANIAL PRESSURE | Monitor, Intracranial Pressure | MONITORINTRACRANIALPRESS-CodmanShurt-82-6634 | MONITORINTRACRANIALPRESS | 82-6634 |  |  |  | Codman Shurtleff | Monitor, Intracranial Pressure |  | MONITORINTRACRANIALPRESS-CodmanShurt-82-6634 |  | 5/12/20 |  | MICP-A | Not Covered Vendor Only - Lab Ana/Anes | MHHS-TMC | [8 empty] | MONITORINTRACRANIALPRESS | Monitor, Intracranial Pressure | Codman Shurtleff
YES | YES |  |  |  | 029-08942 | 029-08942 | Codman | ICP Express |  |  | West Tower Surgical ICU |  |  |  |  | 029-08942 | 029-08942 | Woodlands | Memorial Hermann Hospital Woodlands | West Tower Surgical ICU | Storage Room |  |  |  | No p.m.
YES | YES |  |  |  | 069-38360 | 069-38360 | Codman | ICP Express |  |  | TMC |  |  |  |  | 069-38360 | 069-38360 | TMC | Memorial Hermann-Texas Medical Center | TMC | Biomed Shop |  |  |  | No PM Sticker
NO | YES |  |  |  | 069-36932 | 069-36932 | Codman | ICP Express |  |  | TMC |  |  |  |  | 069-36932 | 069-36932 | TMC | Memorial Hermann-Texas Medical Center | TMC | Biomed Shop | 8/1/18 |  | 8/1/19
YES | YES |  |  |  | 069-48311 | 069-48311 | Codman | ICP Express |  |  | Biomed shop |  |  |  |  | 069-48311 | 069-48311 | TMC | Memorial Hermann-Texas Medical Center | Biomed shop | Biomed shop
NO | YES |  |  |  | 069-37952 | 069-37952 | Codman | MALIS 1000 |  | IR12091385 | TMC-OR-Hermann (2Hp) | MHHS-TMC |  |  |  | 069-37952 | 069-37952 | TMC | MHHS-TMC | TMC-OR-Hermann (2Hp) | H2/412 Storage |  |  |  |  | IRRIGATION/DISTENTION SYSTEMS |  | .needs class | [5 empty] | Codman Shurtleff |  |  |  |  | 12/1/16 |  |  | Covered PM Repair - Biomedical | MHHS-TMC
NO | YES |  |  |  |  | 069-37248 | Codman | MALIS 1000 |  | IR130415223 | TMC-OR-Robertson (2R) | MHHS-TMC |  |  |  |  | 069-37248 | TMC | MHHS-TMC | TMC-OR-Robertson (2R) | Or62 | 8/1/19 |  | 8/1/20 |  | IRRIGATION/DISTENTION SYSTEMS |  | .needs class | [5 empty] | Codman Shurtleff |  |  |  |  | 12/1/16 |  |  | Covered PM Repair - Biomedical | MHHS-TMC
NO | YES |  |  |  | 069-37249 | 069-37249 | Codman | MALIS CMC V |  | XL13031739 | TMC-OR-Hermann (2Hp) | MHHS-TMC |  |  |  | 069-37249 | 069-37249 | TMC | MHHS-TMC | TMC-OR-Hermann (2Hp) | OR 08 | 11/1/19 |  | 11/1/20 |  | ELECTROSURGICAL UNITS |  | .needs class | [5 empty] | Codman Shurtleff |  |  |  |  | 4/2/13 |  |  | Covered PM Repair - Biomedical | MHHS-TMC
NO | YES |  |  |  | 069-37946 | 069-37946 | Codman | MALIS CMC V |  | XL12121603 | TMC-OR-Hermann (2Hp) | MHHS-TMC |  |  |  | 069-37946 | 069-37946 | TMC | MHHS-TMC | TMC-OR-Hermann (2Hp) | OR2 05 | 10/1/19 |  | 10/1/20 |  | ELECTROSURGICAL UNITS |  | .needs class | [5 empty] | Codman Shurtleff | [7 empty] | Covered PM Repair - Biomedical | MHHS-TMC
NO | YES |  |  |  | 069-37947 | 069-37947 | Codman | MALIS CMC V |  | XL13011615 | TMC-OR-Robertson (2R) | MHHS-TMC |  |  |  | 069-37947 | 069-37947 | TMC | MHHS-TMC | TMC-OR-Robertson (2R) | Or62 | 10/1/19 |  |  |  | ELECTROSURGICAL UNITS |  | .needs class | [5 empty] | Codman Shurtleff |  |  |  |  | 9/17/17 |  |  | Covered PM Repair - Biomedical | MHHS-TMC
NO | YES |  |  |  | 005-02031 | 005-02031 | Codman | MALIS CMC-II |  | IR5750 | SE-OR | MHHS-Southeast |  |  |  | 005-02031 | 005-02031 | Southeast | MHHS-Southeast | SE-OR | Clean Supplies | 11/1/19 |  |  |  | IRRIGATION/DISTENTION SYSTEMS |  | .needs class | [5 empty] | Codman Shurtleff |  |  |  |  | 7/18/20 |  |  | Covered PM Repair - Biomedical | MHHS-Southeast
NO | YES |  |  |  | 013-01556 | 013-01556 | Codman | MALIS CMC-II |  | IR5296 | SW-OR | MHHS-Southwest |  |  |  | 013-01556 | 013-01556 | Southwest | MHHS-Southwest | SW-OR | OR 8 | 7/1/19 |  | 7/1/20 |  | IRRIGATION/DISTENTION SYSTEMS |  | .needs class | [5 empty] | Codman Shurtleff |  |  |  |  | 7/18/20 |  |  | Covered PM Repair - Biomedical | MHHS-Southwest
NO | YES |  |  |  | 013-04032 | 013-04032 | Codman | MALIS CMC-II |  | IR5315 | SW-OR | MHHS-Southwest |  |  |  | 013-04032 | 013-04032 | Southwest | MHHS-Southwest | SW-OR | OR 8 | 7/1/19 |  | 7/1/20 |  | IRRIGATION/DISTENTION SYSTEMS |  | .needs class | [5 empty] | Codman Shurtleff | [7 empty] | Covered PM Repair - Biomedical | MHHS-Southwest
NO | YES |  |  |  | 013-05965 | 013-05965 | Codman | MALIS CMC-II |  | IR5732 | SW-OR | MHHS-Southwest |  |  |  | 013-05965 | 013-05965 | Southwest | MHHS-Southwest | SW-OR | OR 8 | 7/1/19 |  | 7/1/20 |  | IRRIGATION/DISTENTION SYSTEMS |  | .needs class | [5 empty] | Codman Shurtleff | [7 empty] | Covered PM Repair - Biomedical | MHHS-Southwest
NO | YES |  |  |  | 069-14844 | 069-14844 | Codman | MALIS CMC-II |  | IR5846 | TMC-OR-Hermann (2Hp) | MHHS-TMC |  |  |  | 069-14844 | 069-14844 | TMC | MHHS-TMC | TMC-OR-Hermann (2Hp) | OR | 7/1/19 |  | 7/1/20 |  | IRRIGATION/DISTENTION SYSTEMS |  | .needs class | [5 empty] | Codman Shurtleff |  |  |  |  | 7/18/20 |  |  | Covered PM Repair - Biomedical | MHHS-TMC
NO | YES |  |  |  | 069-37949 | 069-37949 | Codman | MALIS CMC-II |  | IR12101397 | TMC-OR-Hermann (2Hp) | MHHS-TMC |  |  |  | 069-37949 | 069-37949 | TMC | MHHS-TMC | TMC-OR-Hermann (2Hp) | Or 6 or206 | 1/1/20 |  | 1/1/21 |  | IRRIGATION/DISTENTION SYSTEMS |  | .needs class | [5 empty] | Codman Shurtleff |  |  |  |  | 7/18/20 |  |  | Covered PM Repair - Biomedical | MHHS-TMC
NO | YES |  |  |  | 069-01109 | 069-01109 | Codman | MALIS CMC-II |  | ir2253 | TMC-OR-Robertson (2R) | MHHS-TMC |  |  |  | 069-01109 | 069-01109 | TMC | MHHS-TMC | TMC-OR-Robertson (2R) | Pedi Storage Room | 1/1/20 |  |  |  | IRRIGATION/DISTENTION SYSTEMS |  | .needs class | [5 empty] | Codman Shurtleff |  |  |  |  | 7/18/20 |  |  | Covered PM Repair - Biomedical | MHHS-TMC
NO | YES |  |  |  | 069-37713 | 069-37713 | Codman | MALIS CMC-II |  | IR5377 | TMC-OR-Pedi OR (2R) | MHHS-TMC |  |  |  | 069-37713 | 069-37713 | TMC | MHHS-TMC | TMC-OR-Pedi OR (2R) |  | 9/1/19 |  | 7/1/20 |  | IRRIGATION/DISTENTION SYSTEMS |  | .needs class | [5 empty] | Codman Shurtleff |  |  |  |  | 7/18/20 |  |  | Covered PM Repair - Biomedical | MHHS-TMC
NO | YES |  |  |  | 069-38569 | 069-38569 | Codman | MALIS CMC-II |  | IR10091010 | TMC-OR-Robertson (2R) | MHHS-TMC |  |  |  | 069-38569 | 069-38569 | TMC | MHHS-TMC | TMC-OR-Robertson (2R) | Ped Storage Room | 1/1/20 |  |  |  | IRRIGATION/DISTENTION SYSTEMS |  | .needs class | [5 empty] | Codman Shurtleff |  |  |  |  | 7/18/20 |  |  | Covered PM Repair - Biomedical | MHHS-TMC
NO | YES |  |  |  | 069-37944 | 069-37944 | Codman | MALIS CMC-III |  | XL13011616 | TMC-OR-Hermann (2Hp) | MHHS-TMC |  |  |  | 069-37944 | 069-37944 | TMC | MHHS-TMC | TMC-OR-Hermann (2Hp) | Or 6 or206 | 9/1/19 |  | 3/1/20 |  | ELECTROSURGICAL UNITS |  | .needs class | [5 empty] | Codman Shurtleff | [7 empty] | Covered PM Repair - Biomedical | MHHS-TMC
NO | YES | Serial Number 15T11153277VA |  |  | 069-33533 | 069-33533 | Codman | MALIS CMC-III |  | 15T11153277VA | TMC-OR-Pedi OR (2R) | MHHS-TMC |  |  |  | 069-33533 | 069-33533 | TMC | MHHS-TMC | TMC-OR-Pedi OR (2R) |  | 1/1/20 |  | 7/1/20 |  | ELECTROSURGICAL UNITS |  | .needs class | [5 empty] | Codman Shurtleff |  |  |  |  | 10/1/17 |  |  | Covered PM Repair - Biomedical | MHHS-TMC
NO | YES |  |  |  | 069-38570 | 069-38570 | Codman | MALIS CMC-III |  | XL10091021 | TMC-OR-Robertson (2R) | MHHS-TMC |  |  |  | 069-38570 | 069-38570 | TMC | MHHS-TMC | TMC-OR-Robertson (2R) | Ped Storage Room | 1/1/20 |  |  |  | ELECTROSURGICAL UNITS |  | .needs class | [5 empty] | Codman Shurtleff |  |  |  |  | 10/1/17 |  |  | Covered PM Repair - Biomedical | MHHS-TMC
NO | YES |  |  |  | 029-32164 | 029-32164 | Codman | MALIS IRRIGATION MOD |  | E18001899 | Woodlands-OR | MHHS-Woodlands |  |  |  | 029-32164 | 029-32164 | Woodlands | MHHS-Woodlands | Woodlands-OR | OR Storage | 10/1/19 |  | 4/1/20 |  | IRRIGATION/DISTENTION SYSTEMS |  | .needs class | [5 empty] | Codman Shurtleff | [7 empty] | Covered PM Repair - Biomedical | MHHS-Woodlands
NO | YES |  |  |  | 099-07131 | 099-07131 | Codman | MALISCMCVMod1000 |  | IR12111431 | TMC-OR-Hermann (2Hp) |  |  |  |  | 099-07131 | 099-07131 | TMC | MHHS-TMC | TMC-OR-Hermann (2Hp) | OR2 05 |  |  |  | Cnf
NO | NO | [5 empty] | Codman & Shurtleff Inc A Johnson & Johnson Co | 80-1170 |  | HP6971 | MEMORIAL CITY - MOR | MHHS-Mem City |  | Coagulator, Bi-Polar |  |  |  | West & Memorial City |  | MEMORIAL CITY - MOR | [5 empty] | ELECTROSURGICAL UNITS |  | COAGULATORBIPOLAR-CodmanShurt-80-1170 | COAGULATORBIPOLAR | 80-1170 |  |  |  | Codman Shurtleff | Coagulator, Bi-Polar |  | COAGULATORBIPOLAR-CodmanShurt-80-1170 |  |  |  |  | Covered PM Repair - Biomedical | MHHS-Mem City
NO | NO |  |  |  | 013-35995 |  | Codman & Shurtleff Inc A Johnson & Johnson Co | 82-6634 |  |  | SW - ICU - NEURO & STROKE | MHHS-Southwest |  | Monitor, Intracranial Pressure |  | 013-35995 |  | Southwest |  | SW - ICU - NEURO & STROKE | [5 empty] | MONITORS, BEDSIDE, INTRACRANIAL PRESSURE |  | MONITORINTRACRANIALPRESS-CodmanShurt-82-6634 | MONITORINTRACRANIALPRESS | 82-6634 |  |  |  | Codman Shurtleff | Monitor, Intracranial Pressure |  | MONITORINTRACRANIALPRESS-CodmanShurt-82-6634 |  |  |  |  | Not Covered Vendor Only - Lab Ana/Anes | MHHS-Southwest
NO | NO | [5 empty] | Codman & Shurtleff Inc A Johnson & Johnson Co | 82-6634 |  |  | SW - OR | MHHS-Southwest |  | Monitor, Intracranial Pressure |  |  |  | Southwest |  | SW - OR | [5 empty] | MONITORS, BEDSIDE, INTRACRANIAL PRESSURE |  | MONITORINTRACRANIALPRESS-CodmanShurt-82-6634 | MONITORINTRACRANIALPRESS | 82-6634 |  |  |  | Codman Shurtleff | Monitor, Intracranial Pressure |  | MONITORINTRACRANIALPRESS-CodmanShurt-82-6634 |  |  |  |  | Not Covered Vendor Only - Lab Ana/Anes | MHHS-Southwest
NO | NO | [5 empty] | Codman & Shurtleff Inc A Johnson & Johnson Co | 82-6634 |  |  | TMC - CHILDRENS - PICU (9HP) | MHHS-TMC |  | Monitor, Intracranial Pressure |  |  |  | TMC |  | TMC - CHILDRENS - PICU (9HP) | [5 empty] | MONITORS, BEDSIDE, INTRACRANIAL PRESSURE |  | MONITORINTRACRANIALPRESS-CodmanShurt-82-6634 | MONITORINTRACRANIALPRESS | 82-6634 |  |  |  | Codman Shurtleff | Monitor, Intracranial Pressure |  | MONITORINTRACRANIALPRESS-CodmanShurt-82-6634 |  |  |  |  | Covered PM Repair - Biomedical | MHHS-TMC
NO | NO |  |  |  | 069-38785 |  | Codman & Shurtleff Inc A Johnson & Johnson Co | 82-6634 |  |  | TMC - HERMANN - STICU (3HP) | MHHS-TMC |  | Monitor, Intracranial Pressure |  | 069-38785 |  | TMC |  | TMC - HERMANN - STICU (3HP) | [5 empty] | MONITORS, BEDSIDE, INTRACRANIAL PRESSURE |  | MONITORINTRACRANIALPRESS-CodmanShurt-82-6634 | MONITORINTRACRANIALPRESS | 82-6634 |  |  |  | Codman Shurtleff | Monitor, Intracranial Pressure |  | MONITORINTRACRANIALPRESS-CodmanShurt-82-6634 |  |  |  |  | Covered PM Repair - Biomedical | MHHS-TMC
NO | NO | [5 empty] | Codman & Shurtleff Inc A Johnson & Johnson Co | 82-6634 |  |  | TMC - HERMANN - STICU (3HP) | MHHS-TMC |  | Monitor, Intracranial Pressure |  |  |  | TMC |  | TMC - HERMANN - STICU (3HP) | [5 empty] | MONITORS, BEDSIDE, INTRACRANIAL PRESSURE |  | MONITORINTRACRANIALPRESS-CodmanShurt-82-6634 | MONITORINTRACRANIALPRESS | 82-6634 |  |  |  | Codman Shurtleff | Monitor, Intracranial Pressure |  | MONITORINTRACRANIALPRESS-CodmanShurt-82-6634 |  |  |  |  | Covered PM Repair - Biomedical | MHHS-TMC
NO | NO |  |  |  | 069-38361 |  | Codman & Shurtleff Inc A Johnson & Johnson Co | 82-6634 |  |  | TMC - JONES - NEURO ICU (7J) | MHHS-TMC |  | Monitor, Intracranial Pressure |  | 069-38361 |  | TMC |  | TMC - JONES - NEURO ICU (7J) | [5 empty] | MONITORS, BEDSIDE, INTRACRANIAL PRESSURE |  | MONITORINTRACRANIALPRESS-CodmanShurt-82-6634 | MONITORINTRACRANIALPRESS | 82-6634 |  |  |  | Codman Shurtleff | Monitor, Intracranial Pressure |  | MONITORINTRACRANIALPRESS-CodmanShurt-82-6634 |  |  |  |  | Covered PM Repair - Biomedical | MHHS-TMC
NO | NO |  |  |  | 069-38590 |  | Codman & Shurtleff Inc A Johnson & Johnson Co | 82-6634 |  |  | TMC - JONES - NEURO ICU (7J) | MHHS-TMC |  | Monitor, Intracranial Pressure |  | 069-38590 |  | TMC |  | TMC - JONES - NEURO ICU (7J) | [5 empty] | MONITORS, BEDSIDE, INTRACRANIAL PRESSURE |  | MONITORINTRACRANIALPRESS-CodmanShurt-82-6634 | MONITORINTRACRANIALPRESS | 82-6634 |  |  |  | Codman Shurtleff | Monitor, Intracranial Pressure |  | MONITORINTRACRANIALPRESS-CodmanShurt-82-6634 |  |  |  |  | Covered PM Repair - Biomedical | MHHS-TMC
NO | NO |  |  |  | 069-42015 |  | Codman & Shurtleff Inc A Johnson & Johnson Co | 82-6634 |  |  | TMC - JONES - NEURO ICU (7J) | MHHS-TMC |  | Monitor, Intracranial Pressure |  | 069-42015 |  | TMC |  | TMC - JONES - NEURO ICU (7J) | [5 empty] | MONITORS, BEDSIDE, INTRACRANIAL PRESSURE |  | MONITORINTRACRANIALPRESS-CodmanShurt-82-6634 | MONITORINTRACRANIALPRESS | 82-6634 |  |  |  | Codman Shurtleff | Monitor, Intracranial Pressure |  | MONITORINTRACRANIALPRESS-CodmanShurt-82-6634 |  |  |  |  | Not Covered Vendor Only - Biomedical | MHHS-TMC
NO | NO |  |  |  | 069-41583 |  | Codman & Shurtleff Inc A Johnson & Johnson Co | 82-6634 |  |  | TMC - MHTMC - CENTRAL SUPPLY (OLD) | MHHS-TMC |  | Monitor, Intracranial Pressure |  | 069-41583 |  | TMC |  | TMC - MHTMC - CENTRAL SUPPLY (OLD) | [5 empty] | MONITORS, BEDSIDE, INTRACRANIAL PRESSURE |  | MONITORINTRACRANIALPRESS-CodmanShurt-82-6634 | MONITORINTRACRANIALPRESS | 82-6634 |  |  |  | Codman Shurtleff | Monitor, Intracranial Pressure |  | MONITORINTRACRANIALPRESS-CodmanShurt-82-6634 |  |  |  |  | Not Covered Vendor Only - Lab Ana/Anes | MHHS-TMC
NO | NO |  |  |  | 069-41785 |  | Codman & Shurtleff Inc A Johnson & Johnson Co | 82-6634 |  |  | TMC - MHTMC - CENTRAL SUPPLY (OLD) | MHHS-TMC |  | Monitor, Intracranial Pressure |  | 069-41785 |  | TMC |  | TMC - MHTMC - CENTRAL SUPPLY (OLD) | [5 empty] | MONITORS, BEDSIDE, INTRACRANIAL PRESSURE |  | MONITORINTRACRANIALPRESS-CodmanShurt-82-6634 | MONITORINTRACRANIALPRESS | 82-6634 |  |  |  | Codman Shurtleff | Monitor, Intracranial Pressure |  | MONITORINTRACRANIALPRESS-CodmanShurt-82-6634 |  |  |  |  | Not Covered Vendor Only - Lab Ana/Anes | MHHS-TMC
NO | NO |  |  |  | 069-42013 |  | Codman & Shurtleff Inc A Johnson & Johnson Co | 82-6634 |  |  | TMC - MHTMC - CENTRAL SUPPLY (OLD) | MHHS-TMC |  | Monitor, Intracranial Pressure |  | 069-42013 |  | TMC |  | TMC - MHTMC - CENTRAL SUPPLY (OLD) | [5 empty] | MONITORS, BEDSIDE, INTRACRANIAL PRESSURE |  | MONITORINTRACRANIALPRESS-CodmanShurt-82-6634 | MONITORINTRACRANIALPRESS | 82-6634 |  |  |  | Codman Shurtleff | Monitor, Intracranial Pressure |  | MONITORINTRACRANIALPRESS-CodmanShurt-82-6634 |  |  |  |  | Not Covered Vendor Only - Lab Ana/Anes | MHHS-TMC
NO | NO |  |  |  | 069-37341 |  | Codman & Shurtleff Inc A Johnson & Johnson Co | 82-6634 |  |  | TMC - OR - PEDI OR (2R) | MHHS-TMC |  | Monitor, Intracranial Pressure |  | 069-37341 |  | TMC |  | TMC - OR - PEDI OR (2R) | [5 empty] | MONITORS, BEDSIDE, INTRACRANIAL PRESSURE |  | MONITORINTRACRANIALPRESS-CodmanShurt-82-6634 | MONITORINTRACRANIALPRESS | 82-6634 |  |  |  | Codman Shurtleff | Monitor, Intracranial Pressure |  | MONITORINTRACRANIALPRESS-CodmanShurt-82-6634 |  |  |  |  | Not Covered Vendor Only - Lab Ana/Anes | MHHS-TMC
NO | NO | [5 empty] | Codman & Shurtleff Inc A Johnson & Johnson Co | 82-6634 |  |  | TMC - OR - PEDI OR (2R) | MHHS-TMC |  | Monitor, Intracranial Pressure |  |  |  | TMC |  | TMC - OR - PEDI OR (2R) | [5 empty] | MONITORS, BEDSIDE, INTRACRANIAL PRESSURE |  | MONITORINTRACRANIALPRESS-CodmanShurt-82-6634 | MONITORINTRACRANIALPRESS | 82-6634 |  |  |  | Codman Shurtleff | Monitor, Intracranial Pressure |  | MONITORINTRACRANIALPRESS-CodmanShurt-82-6634 |  |  |  |  | Not Covered Vendor Only - Lab Ana/Anes | MHHS-TMC
NO | NO | [5 empty] | Codman & Shurtleff Inc A Johnson & Johnson Co | MALIS 1000 |  | 8080124-10 | MEMORIAL CITY - MOR | MHHS-Mem City | [5 empty] | West & Memorial City |  | MEMORIAL CITY - MOR | [5 empty] | IRRIGATION/DISTENTION SYSTEMS |  | .needs class | [5 empty] | Codman Shurtleff | [7 empty] | Covered PM Repair - Biomedical | MHHS-Mem City
NO | NO |  |  |  | 069-37950 |  | Codman & Shurtleff Inc A Johnson & Johnson Co | MALIS 1000 |  | IR12111422 | TMC - OR - HERMANN (2HP) | MHHS-TMC |  |  |  | 069-37950 |  | TMC |  | TMC - OR - HERMANN (2HP) | [5 empty] | IRRIGATION/DISTENTION SYSTEMS |  | .needs class | [5 empty] | Codman Shurtleff | [7 empty] | Covered PM Repair - Biomedical | MHHS-TMC
NO | NO |  |  |  | 069-37245 |  | Codman & Shurtleff Inc A Johnson & Johnson Co | MALIS CMC V |  | XL13031738 | TMC - OR - HERMANN (2HP) | MHHS-TMC |  |  |  | 069-37245 |  | TMC |  | TMC - OR - HERMANN (2HP) | [5 empty] | ELECTROSURGICAL UNITS |  | .needs class | [5 empty] | Codman Shurtleff | [7 empty] | Covered PM Repair - Biomedical | MHHS-TMC
NO | NO |  |  |  | 069-37948 |  | Codman & Shurtleff Inc A Johnson & Johnson Co | MALIS CMC V |  | XL13011613 | TMC - OR - HERMANN (2HP) | MHHS-TMC |  |  |  | 069-37948 |  | TMC |  | TMC - OR - HERMANN (2HP) | [5 empty] | ELECTROSURGICAL UNITS |  | .needs class | [5 empty] | Codman Shurtleff | [7 empty] | Covered PM Repair - Biomedical | MHHS-TMC
NO | NO |  |  |  | 029-10073 |  | Codman & Shurtleff Inc A Johnson & Johnson Co | MALIS CMC V |  |  | WOODLANDS - OR | MHHS-Woodlands |  |  |  | 029-10073 |  | Woodlands |  | WOODLANDS - OR | [5 empty] | ELECTROSURGICAL UNITS |  | .needs class | [5 empty] | Codman Shurtleff | [7 empty] | Covered PM Repair - Biomedical | MHHS-Woodlands
NO | NO |  |  |  | 069-37953 |  | Codman & Shurtleff Inc A Johnson & Johnson Co | MALIS CMC-II |  | IR12101386 | TMC - OR - PEDI OR (2R) | MHHS-TMC |  |  |  | 069-37953 |  | TMC |  | TMC - OR - PEDI OR (2R) | [5 empty] | IRRIGATION/DISTENTION SYSTEMS |  | .needs class | [5 empty] | Codman Shurtleff | [7 empty] | Covered PM Repair - Biomedical | MHHS-TMC
NO | NO |  |  |  | 069-37945 |  | Codman & Shurtleff Inc A Johnson & Johnson Co | MALIS CMC-III |  | XL13011614 | TMC - OR - HERMANN (2HP) | MHHS-TMC |  |  |  | 069-37945 |  | TMC |  | TMC - OR - HERMANN (2HP) | [5 empty] | ELECTROSURGICAL UNITS |  | .needs class | [5 empty] | Codman Shurtleff | [7 empty] | Covered PM Repair - Biomedical | MHHS-TMC
NO | NO | [5 empty] | Codman & Shurtleff Inc A Johnson & Johnson Co | MALIS IRRIGATION MOD |  | RPI9209 | MEMORIAL CITY - MOR | MHHS-Mem City | [5 empty] | West & Memorial City |  | MEMORIAL CITY - MOR | [5 empty] | IRRIGATION/DISTENTION SYSTEMS |  | .needs class | [5 empty] | Codman Shurtleff | [7 empty] | Covered PM Repair - Biomedical | MHHS-Mem City
NO | NO |  |  |  | 029-10072 |  | Codman & Shurtleff Inc A Johnson & Johnson Co | MALIS IRRIGATION MOD |  | RR1501 | WOODLANDS - OR | MHHS-Woodlands |  |  |  | 029-10072 |  | Woodlands |  | WOODLANDS - OR | [5 empty] | IRRIGATION/DISTENTION SYSTEMS |  | .needs class | [5 empty] | Codman Shurtleff | [7 empty] | Covered PM Repair - Biomedical | MHHS-Woodlands
NO | NO |  |  |  | 029-12295 |  | Codman & Shurtleff Inc A Johnson & Johnson Co | MALIS IRRIGATION MOD |  |  | WOODLANDS - OR | MHHS-Woodlands |  |  |  | 029-12295 |  | Woodlands |  | WOODLANDS - OR | [5 empty] | IRRIGATION/DISTENTION SYSTEMS |  | .needs class | [5 empty] | Codman Shurtleff | [7 empty] | Covered PM Repair - Biomedical | MHHS-Woodlands
NO | YES |  |  |  | 041-11493 | 041-11493 | Codonics Inc | HORIZON CI |  | 51C01075C | MEMORIAL CITY - CATH LAB | MHHS-Mem City |  | Imager, Laser (DI) |  | 041-11493 | 041-11493 | West | Memorial Hermann Heart | MEMORIAL CITY - CATH LAB | Cath Lab Control Area |  |  |  |  | DRY FILM IMAGER |  | IMAGERLASER-CODONICS-Horizon CI | IMAGERLASER | Horizon CI |  |  |  | CODONICS | Imager, Laser (DI) |  | IMAGERLASER-CODONICS-Horizon CI |  |  |  |  | Covered PM Repair - Respiratory/Steriliz | MHHS-Mem City
NO | YES |  |  |  | 041-11494 | 041-11494 | Codonics Inc | HORIZON CI |  | 51C00680C | MEMORIAL CITY - CATH LAB | MHHS-Mem City |  | Imager, Laser (DI) |  | 041-11494 | 041-11494 | West | Memorial Hermann Heart | MEMORIAL CITY - CATH LAB | Dictition room |  |  |  |  | DRY FILM IMAGER |  | IMAGERLASER-CODONICS-Horizon CI | IMAGERLASER | Horizon CI |  |  |  | CODONICS | Imager, Laser (DI) |  | IMAGERLASER-CODONICS-Horizon CI |  |  |  |  | Covered PM Repair - Respiratory/Steriliz | MHHS-Mem City
NO | NO |  |  |  | 041-11495 |  | Codonics Inc | HORIZON CI |  | 51C00729C | MEMORIAL CITY - CATH LAB | MHHS-Mem City |  | Imager, Laser (DI) |  | 041-11495 |  | West & Memorial City |  | MEMORIAL CITY - CATH LAB | [5 empty] | DRY FILM IMAGER |  | IMAGERLASER-CODONICS-Horizon CI | IMAGERLASER | Horizon CI |  |  |  | CODONICS | Imager, Laser (DI) |  | IMAGERLASER-CODONICS-Horizon CI |  |  |  |  | Covered PM Repair - Respiratory/Steriliz | MHHS-Mem City
NO | NO |  |  |  | 133-08424 |  | Codonics Inc | HORIZON DICOM |  | 150C01730C | KATY - CATH LAB | MHHS-Katy |  |  |  | 133-08424 |  | Katy |  | KATY - CATH LAB | [5 empty] | DRY FILM IMAGER |  | .needs class | [5 empty] | CODONICS | [7 empty] | Covered PM Repair - Respiratory/Steriliz | MHHS-Katy
NO | NO |  |  |  | R-069-21924 |  | Codonics Inc | HORIZON GS |  | 50C08075C | TMC - OR - CVOR (7HVI) | MHHS-TMC |  | Imager, Laser (DI) |  | R-069-21924 |  | TMC |  | TMC - OR - CVOR (7HVI) | [5 empty] | DRY FILM IMAGER |  | IMAGERLASER-CODONICS-Horizon GS | IMAGERLASER | Horizon GS |  |  |  | CODONICS | Imager, Laser (DI) |  | IMAGERLASER-CODONICS-Horizon GS |  |  |  |  | Covered PM Repair - Respiratory/Steriliz | MHHS-TMC
NO | NO |  |  |  | 000-02657 |  | Cogentix Medical | PRIMESIGHT |  | 7A10-1181365 | MH MG - (SE) - UROLOGY ASSOCIATES - SOUTHEAST | MHHS-MG |  | Processor, Video |  | 000-02657 |  | Southeast & Bay Area |  | MH MG - (SE) - UROLOGY ASSOCIATES - SOUTHEAST | [5 empty] | ENDOSCOPIC EQUIPMENT |  | PROCVID-Cogentix Med-PrimeSight | PROCVID | PrimeSight |  |  |  | Cogentix Med | Processor, Video |  | PROCVID-Cogentix Med-PrimeSight |  |  |  |  | Covered PM Repair - Biomedical | MHHS-MG
NO | NO |  |  |  | 000-04199 |  | Cogentix Medical | PRIMESIGHT |  | 7A10-1181367 | MH MG - (SE) - UROLOGY ASSOCIATES - WEBSTER | MHHS-MG |  | Processor, Video |  | 000-04199 |  | Southeast & Bay Area |  | MH MG - (SE) - UROLOGY ASSOCIATES - WEBSTER | [5 empty] | ENDOSCOPIC EQUIPMENT |  | PROCVID-Cogentix Med-PrimeSight | PROCVID | PrimeSight |  |  |  | Cogentix Med | Processor, Video |  | PROCVID-Cogentix Med-PrimeSight |  |  |  |  | Covered PM Repair - Biomedical | MHHS-MG
NO | NO |  |  |  | 000-04288 |  | Cogentix Medical | PRIMESIGHT |  | 7A10-1181368 | MH MG - (SE) - UROLOGY ASSOCIATES - WEBSTER | MHHS-MG |  | Processor, Video |  | 000-04288 |  | Southeast & Bay Area |  | MH MG - (SE) - UROLOGY ASSOCIATES - WEBSTER | [5 empty] | ENDOSCOPIC EQUIPMENT |  | PROCVID-Cogentix Med-PrimeSight | PROCVID | PrimeSight |  |  |  | Cogentix Med | Processor, Video |  | PROCVID-Cogentix Med-PrimeSight |  |  |  |  | Covered PM Repair - Biomedical | MHHS-MG
NO | NO |  |  |  | 041-20871 |  | Cogentix Medical | URGENT PC |  | N-FEB17-07161 | MEMORIAL CITY - PELVIC CENTER | MHHS-Mem City |  | Stimulator, Neuromuscular |  | 041-20871 |  | West & Memorial City |  | MEMORIAL CITY - PELVIC CENTER | [5 empty] | STIMULATORS, ELECTRICAL, NEUROMUSCULAR |  | STIMNEUROMUSC-Uroplasty-Urgent PC | STIMNEUROMUSC | Urgent PC |  |  |  | Uroplasty | Stimulator, Neuromuscular |  |  | STIMNEUROMUSC-Uroplasty-Urgent PC |  |  |  | Covered PM Repair - Biomedical | MHHS-Mem City
NO | NO |  |  |  | 041-20872 |  | Cogentix Medical | URGENT PC |  | N-FEB17-07162 | MEMORIAL CITY - PELVIC CENTER | MHHS-Mem City |  | Stimulator, Neuromuscular |  | 041-20872 |  | West & Memorial City |  | MEMORIAL CITY - PELVIC CENTER | [5 empty] | STIMULATORS, ELECTRICAL, NEUROMUSCULAR |  | STIMNEUROMUSC-Uroplasty-Urgent PC | STIMNEUROMUSC | Urgent PC |  |  |  | Uroplasty | Stimulator, Neuromuscular |  |  | STIMNEUROMUSC-Uroplasty-Urgent PC |  |  |  | Covered PM Repair - Biomedical | MHHS-Mem City
NO | YES |  |  |  | 151-04105 | 151-04105 | Cogentix Medical Inc (CGNT) | DPU-7000A |  | 7A10-1181369 | MH MG-(PL)-Pearland Multi-Specialty (Mp 2) |  |  |  |  | 151-04105 | 151-04105 | Pearland | MHHS-MG | MH MG-(PL)-Pearland Multi-Specialty (Mp 2) | Rm 3
YES | YES |  |  |  | 099-02112 | 099-02112 | CognitiveTPG | CXD2-1000-CS0 |  | T171127869 | KATY - LABORATORY |  |  |  |  | 099-02112 | 099-02112 | Katy | Katy | KATY - LABORATORY | Lab | 2/1/20
NO | YES |  |  |  | 013-07987 | 013-07987 | Coherent Medical Group | 5000C |  | C65C113448 | SW-OR | MHHS-Southwest |  | Laser, CO2 |  | 013-07987 | 013-07987 | Southwest | MHHS-Southwest | SW-OR | OR | 9/1/19 |  |  |  | LASERS | Laser, CO2 | LASERCO2-SurgicalLaserTech-5000C | LASERCO2 | 5000C |  |  |  | SurgicalLaserTech | Laser, CO2 |  |  | LASERCO2-SurgicalLaserTech-5000C | 8/1/17 |  | LC-SA | Covered PM Repair - Biomedical | MHHS-Southwest | [8 empty] | LASERCO2 | Laser, CO2 | SurgicalLaserTech
NO | YES |  |  |  | 133-00685 | 133-00685 | Coherent Medical Group | ULTRAPULSE ENCORE |  | A1216546 | Katy-OR | MHHS-Katy |  | Laser, Surgical |  | 133-00685 | 133-00685 | Katy | MHHS-Katy | Katy-OR | OR - Equipment | 10/1/19 | 4/1/20 |  |  | LASERS | Laser, Surgical | LASERSURGICAL-Lumenis-UltraPulse Encore | LASERSURGICAL | UltraPulse Encore |  |  |  | Lumenis | Laser, Surgical |  |  | LASERSURGICAL-Lumenis-UltraPulse Encore | 4/1/18 |  | LAS-SA | Covered PM Repair - Biomedical | MHHS-Katy | [8 empty] | LASERSURGICAL | Laser, Surgical | Lumenis
YES | YES |  |  |  | 099-09191 | 099-09191 | Cole-Parmer Instrument Co LLC | 08849-00 |  | QGA07109010A | TMC - LABORATORY - HLA LAB (1R) |  |  |  |  | 099-09191 | 099-09191 | TMC | Memorial Hermann-Texas Medical Center | TMC - LABORATORY - HLA LAB (1R) | Lab
NO | YES |  |  |  |  | 069-17085 | Cole-Parmer Instruments Co | MASTERFLEX L/S |  | m02002309 | TMC-OR-Robertson (2R) | MHHS-TMC |  | Pumps, Laboratory, Peristaltic |  |  | 069-17085 | TMC | MHHS-TMC | TMC-OR-Robertson (2R) | Or66 | 3/1/20 |  | 3/1/21 |  | COMPUTERS |  | MISCELLANEOUS-Cole-Parmer-Masterflex L S | MISCELLANEOUS | Masterflex L/S |  |  |  | Cole-Parmer | Pumps, Laboratory, Peristaltic |  | MISCELLANEOUS-Cole-Parmer-Masterflex L S |  | 11/15/16 |  |  | Covered PM Repair - Biomedical | MHHS-TMC
YES | YES |  |  |  | 142-00473 | 142-00473 | Colin Medical Instr | PressMate Advantage |  |  | NE - RADIOLOGY |  |  |  |  | 142-00473 | 142-00473 | Katy | Memorial Hermann Northeast Hospital | NE - RADIOLOGY | Ultrasound | 2/1/18 | 2/1/19
NO | NO | [5 empty] | Colin Medical Instruments Corp | PRESSMATE BP-8800 |  | A800594 | NE - RADIOLOGY | MHHS-Northeast | [5 empty] | Katy |  | NE - RADIOLOGY | [5 empty] | MONITORS, BEDSIDE, BLOOD PRESSURE |  | .needs class | [5 empty] | ColinMedInstr | [7 empty] | Covered PM Repair - Radiology, Low End | MHHS-Northeast
YES | YES | Serial Number Cnf |  |  | 583-01129 | 583-01129 | Columbia | Rickshaw 3000 |  | CNF | Katy - Inpatient Rehab |  |  |  |  | 583-01129 | 583-01129 | Katy | Memorial Hermann Katy Hospital | Katy - Inpatient Rehab | Katy - Inpatient Rehab | [5 empty] | System, Exerciser, Multi-Weight | SYSTEMEXERMULTIWEIGHT-Columbia-Rickshaw 3000 | [22 empty] | System, Exerciser, Multi-Weight | SYSTEMEXERMULTIWEIGHT | System, Exerciser, Multi-Weight | COLUMBIA
NO | YES |  |  |  | 029-09118 | 029-09118 | Columbia Medical | RICKSHAW 3000 |  |  | TIRR-Op-Woodlands (Mp2, Ste 200) | MHHS-SMR |  | System, Exerciser, Multi-Weight |  | 029-09118 | 029-09118 | Woodlands | MHHS-Others | TIRR-Op-Woodlands (Mp2, Ste 200) | MP2 suite 270 | 3/1/17 |  |  |  | EXERCISERS | System, Exerciser, Multi-Weight | SYSTEMEXERMULTIWEIGHT-Columbia-Rickshaw 3000 | SYSTEMEXERMULTIWEIGHT | Rickshaw 3000 |  |  |  | COLUMBIA | System, Exerciser, Multi-Weight |  | SYSTEMEXERMULTIWEIGHT-Columbia-Rickshaw 3000 |  |  |  |  | Covered PM Repair - Biomedical | MHHS-SMR | [8 empty] | SYSTEMEXERMULTIWEIGHT | System, Exerciser, Multi-Weight | COLUMBIA
NO | NO | [5 empty] | Comdial Corp. | DXPSM |  |  | SW - NURSE CALL | MHHS-Southwest | [5 empty] | Southwest |  | SW - NURSE CALL | [5 empty] | HOSPITAL COMMUNICATION SYSTEMS, NURSE CALL |  | .needs class | [13 empty] | Covered PM Repair - Biomedical | MHHS-Southwest
NO | NO | [5 empty] | Comdial Corp. | DXPSM |  | 0508118CEA | SW - NURSE CALL | MHHS-Southwest | [5 empty] | Southwest |  | SW - NURSE CALL | [5 empty] | HOSPITAL COMMUNICATION SYSTEMS, NURSE CALL |  | .needs class | [13 empty] | Covered PM Repair - Biomedical | MHHS-Southwest
NO | NO | [5 empty] | Comdial Corp. | DXPSM |  |  | SW - NURSE CALL | MHHS-Southwest | [5 empty] | Southwest |  | SW - NURSE CALL | [5 empty] | HOSPITAL COMMUNICATION SYSTEMS, NURSE CALL |  | .needs class | [13 empty] | Covered PM Repair - Biomedical | MHHS-Southwest
NO | NO |  |  |  | 129-03074 |  | Comdial Corp. | DXPSM |  | TN12050065254 | SUGAR LAND - NURSE CALL | MHHS-Sugarland |  |  |  | 129-03074 |  | Sugar Land |  | SUGAR LAND - NURSE CALL | [5 empty] | HOSPITAL COMMUNICATION SYSTEMS, NURSE CALL |  | .needs class | [13 empty] | Covered PM Repair - Biomedical | MHHS-Sugarland
NO | NO | [5 empty] | Comdial Corp. | DXPSM |  |  | TIRR - NURSE CALL | MHHS-TIRR | [5 empty] | TMC |  | TIRR - NURSE CALL | [5 empty] | HOSPITAL COMMUNICATION SYSTEMS, NURSE CALL |  | .needs class | [13 empty] | Covered PM Repair - Biomedical | MHHS-TIRR
NO | NO | [5 empty] | Comdial Corp. | DXPSM |  |  | TIRR - NURSE CALL | MHHS-TIRR | [5 empty] | TMC |  | TIRR - NURSE CALL | [5 empty] | HOSPITAL COMMUNICATION SYSTEMS, NURSE CALL |  | .needs class | [13 empty] | Covered PM Repair - Biomedical | MHHS-TIRR
NO | NO | [5 empty] | Comdial Corp. | DXPSM |  |  | TIRR - NURSE CALL | MHHS-TIRR | [5 empty] | TMC |  | TIRR - NURSE CALL | [5 empty] | HOSPITAL COMMUNICATION SYSTEMS, NURSE CALL |  | .needs class | [13 empty] | Covered PM Repair - Biomedical | MHHS-TIRR
NO | NO |  |  |  | 241-00087 |  | Comdial Corp. | DXPSM |  |  | TIRR - NURSE CALL | MHHS-TIRR |  |  |  | 241-00087 |  | TMC |  | TIRR - NURSE CALL | [5 empty] | HOSPITAL COMMUNICATION SYSTEMS, NURSE CALL |  | .needs class | [13 empty] | Covered PM Repair - Biomedical | MHHS-TIRR
NO | NO |  |  |  | 069-31823 |  | Comdial Corp. | DXPSM |  | TN1103070055 | TMC - MHTMC - NURSE CALL | MHHS-TMC |  |  |  | 069-31823 |  | TMC |  | TMC - MHTMC - NURSE CALL | [5 empty] | HOSPITAL COMMUNICATION SYSTEMS, NURSE CALL |  | .needs class | [13 empty] | Covered PM Repair - Biomedical | MHHS-TMC
NO | NO |  |  |  | 069-31944 |  | Comdial Corp. | DXPSM |  | 5C TN0104130103 | TMC - MHTMC - NURSE CALL | MHHS-TMC |  |  |  | 069-31944 |  | TMC |  | TMC - MHTMC - NURSE CALL | [5 empty] | HOSPITAL COMMUNICATION SYSTEMS, NURSE CALL |  | .needs class | [13 empty] | Covered PM Repair - Biomedical | MHHS-TMC
NO | NO |  |  |  | 069-31946 |  | Comdial Corp. | DXPSM |  | TN1103070063 | TMC - MHTMC - NURSE CALL | MHHS-TMC |  |  |  | 069-31946 |  | TMC |  | TMC - MHTMC - NURSE CALL | [5 empty] | HOSPITAL COMMUNICATION SYSTEMS, NURSE CALL |  | .needs class | [13 empty] | Covered PM Repair - Biomedical | MHHS-TMC
NO | NO |  |  |  | 069-4441 |  | Comdial Corp. | DXPSM |  |  | TMC - MHTMC - NURSE CALL | MHHS-TMC |  |  |  | 069-4441 |  | TMC |  | TMC - MHTMC - NURSE CALL | [5 empty] | HOSPITAL COMMUNICATION SYSTEMS, NURSE CALL |  | .needs class | [13 empty] | Covered PM Repair - Biomedical | MHHS-TMC
NO | NO | [5 empty] | Comdial Corp. | DXPSM |  | ZV0107040490 | TMC - MHTMC - NURSE CALL | MHHS-TMC | [5 empty] | TMC |  | TMC - MHTMC - NURSE CALL | [5 empty] | HOSPITAL COMMUNICATION SYSTEMS, NURSE CALL |  | .needs class | [13 empty] | Covered PM Repair - Biomedical | MHHS-TMC
NO | NO | [5 empty] | Comdial Corp. | DXPSM |  | ZV0107039947 | TMC - MHTMC - NURSE CALL | MHHS-TMC | [5 empty] | TMC |  | TMC - MHTMC - NURSE CALL | [5 empty] | HOSPITAL COMMUNICATION SYSTEMS, NURSE CALL |  | .needs class | [13 empty] | Covered PM Repair - Biomedical | MHHS-TMC
NO | NO | [5 empty] | Comdial Corp. | DXPSM |  | ZV0107039965 | TMC - MHTMC - NURSE CALL | MHHS-TMC | [5 empty] | TMC |  | TMC - MHTMC - NURSE CALL | [5 empty] | HOSPITAL COMMUNICATION SYSTEMS, NURSE CALL |  | .needs class | [13 empty] | Covered PM Repair - Biomedical | MHHS-TMC
NO | NO | [5 empty] | Comdial Corp. | DXPSM |  | 8HVI ZV010703995 | TMC - MHTMC - NURSE CALL | MHHS-TMC | [5 empty] | TMC |  | TMC - MHTMC - NURSE CALL | [5 empty] | HOSPITAL COMMUNICATION SYSTEMS, NURSE CALL |  | .needs class | [13 empty] | Covered PM Repair - Biomedical | MHHS-TMC
NO | NO |  |  |  | 1042857 (5Jones) |  | Comdial Corp. | DXPSM |  |  | TMC - MHTMC - NURSE CALL | MHHS-TMC |  |  |  | 1042857 (5Jones) |  | TMC |  | TMC - MHTMC - NURSE CALL | [5 empty] | HOSPITAL COMMUNICATION SYSTEMS, NURSE CALL |  | .needs class | [13 empty] | Covered PM Repair - Biomedical | MHHS-TMC
NO | NO | [5 empty] | Comdial Corp. | DXPSM |  |  | WOODLANDS - NURSE CALL | MHHS-Woodlands | [5 empty] | Woodlands |  | WOODLANDS - NURSE CALL | [5 empty] | HOSPITAL COMMUNICATION SYSTEMS, NURSE CALL |  | .needs class | [13 empty] | Covered PM Repair - Biomedical | MHHS-Woodlands
NO | NO | [5 empty] | Comdial Corp. | DXPSM |  |  | WOODLANDS - NURSE CALL | MHHS-Woodlands | [5 empty] | Woodlands |  | WOODLANDS - NURSE CALL | [5 empty] | HOSPITAL COMMUNICATION SYSTEMS, NURSE CALL |  | .needs class | [13 empty] | Covered PM Repair - Biomedical | MHHS-Woodlands
NO | NO | [5 empty] | Comdial Corp. | DXPSM |  |  | WOODLANDS - NURSE CALL | MHHS-Woodlands | [5 empty] | Woodlands |  | WOODLANDS - NURSE CALL | [5 empty] | HOSPITAL COMMUNICATION SYSTEMS, NURSE CALL |  | .needs class | [13 empty] | Covered PM Repair - Biomedical | MHHS-Woodlands
NO | NO | [5 empty] | Comdial Corp. | DXPSM |  |  | WOODLANDS - NURSE CALL | MHHS-Woodlands | [5 empty] | Woodlands |  | WOODLANDS - NURSE CALL | [5 empty] | HOSPITAL COMMUNICATION SYSTEMS, NURSE CALL |  | .needs class | [13 empty] | Covered PM Repair - Biomedical | MHHS-Woodlands
NO | NO | [5 empty] | Comdial Corp. | DXPSM |  |  | WOODLANDS - NURSE CALL | MHHS-Woodlands | [5 empty] | Woodlands |  | WOODLANDS - NURSE CALL | [5 empty] | HOSPITAL COMMUNICATION SYSTEMS, NURSE CALL |  | .needs class | [13 empty] | Covered PM Repair - Biomedical | MHHS-Woodlands
NO | NO | [5 empty] | Comdial Corp. | DXPSM |  |  | WOODLANDS - NURSE CALL | MHHS-Woodlands | [5 empty] | Woodlands |  | WOODLANDS - NURSE CALL | [5 empty] | HOSPITAL COMMUNICATION SYSTEMS, NURSE CALL |  | .needs class | [13 empty] | Covered PM Repair - Biomedical | MHHS-Woodlands
NO | NO | [5 empty] | Comdial Corp. | DXPSM |  | TN10040110169 | WOODLANDS - NURSE CALL | MHHS-Woodlands | [5 empty] | Woodlands |  | WOODLANDS - NURSE CALL | [5 empty] | HOSPITAL COMMUNICATION SYSTEMS, NURSE CALL |  | .needs class | [13 empty] | Not Covered Vendor Only - Biomedical | MHHS-Woodlands
NO | NO | [5 empty] | Comdial Corp. | DXPSM |  |  | WOODLANDS - NURSE CALL | MHHS-Woodlands | [5 empty] | Woodlands |  | WOODLANDS - NURSE CALL | [5 empty] | HOSPITAL COMMUNICATION SYSTEMS, NURSE CALL |  | .needs class | [13 empty] | Covered PM Repair - Biomedical | MHHS-Woodlands
NO | NO | [5 empty] | Comdial Corp. | DXPSM |  | TN0204040154 | WOODLANDS - PCU5 | MHHS-Woodlands | [5 empty] | Woodlands |  | WOODLANDS - PCU5 | [5 empty] | HOSPITAL COMMUNICATION SYSTEMS, NURSE CALL |  | .needs class | [13 empty] | Covered PM Repair - Biomedical | MHHS-Woodlands
NO | YES | [5 empty] | Comdial Corp. | MP5000 |  |  | Memorial City - Pediatrics | MHHS-Mem City | [5 empty] | West | Memorial City - Memorial Hermann Hospital | Memorial City - Pediatrics | MH4:403.2 AIDF |  |  |  | No PM sticker | HOSPITAL COMMUNICATION SYSTEMS, NURSE CALL |  | .needs class | [13 empty] | Covered PM Repair - Biomedical | MHHS-Mem City
NO | NO | [5 empty] | Comdial Corp. | MP5000 |  | MT0408092587 | MEMORIAL CITY - CDU | MHHS-Mem City | [5 empty] | West & Memorial City |  | MEMORIAL CITY - CDU | [5 empty] | HOSPITAL COMMUNICATION SYSTEMS, NURSE CALL |  | .needs class | [13 empty] | Covered PM Repair - Biomedical | MHHS-Mem City
NO | NO | [5 empty] | Comdial Corp. | MP5000 |  |  | MEMORIAL CITY - LABOR & DELIVERY | MHHS-Mem City | [5 empty] | West & Memorial City |  | MEMORIAL CITY - LABOR & DELIVERY | [5 empty] | HOSPITAL COMMUNICATION SYSTEMS, NURSE CALL |  | .needs class | [13 empty] | Covered PM Repair - Biomedical | MHHS-Mem City
NO | NO | [5 empty] | Comdial Corp. | MP5000 |  | MT0408092586 | MEMORIAL CITY - MHT - ONCOLOGY | MHHS-Mem City | [5 empty] | West & Memorial City |  | MEMORIAL CITY - MHT - ONCOLOGY | [5 empty] | HOSPITAL COMMUNICATION SYSTEMS, NURSE CALL |  | .needs class | [13 empty] | Covered PM Repair - Biomedical | MHHS-Mem City
NO | NO | [5 empty] | Comdial Corp. | MP5000 |  | MT0408092581 | MEMORIAL CITY - POSTPARTUM - NURSERY | MHHS-Mem City | [5 empty] | West & Memorial City |  | MEMORIAL CITY - POSTPARTUM - NURSERY | [5 empty] | HOSPITAL COMMUNICATION SYSTEMS, NURSE CALL |  | .needs class | [13 empty] | Covered PM Repair - Biomedical | MHHS-Mem City
NO | NO |  |  |  | 005-12212 |  | Comdial Corp. | MP5000 |  | TN1211007902 | SE - NURSE CALL | MHHS-Southeast |  |  |  | 005-12212 |  | Southeast & Bay Area |  | SE - NURSE CALL | [5 empty] | HOSPITAL COMMUNICATION SYSTEMS, NURSE CALL |  | .needs class | [13 empty] | Covered PM Repair - Biomedical | MHHS-Southeast
NO | NO | [5 empty] | Comdial Corp. | MP5000 |  | MT0408092645 | SW - NURSE CALL | MHHS-Southwest | [5 empty] | Southwest |  | SW - NURSE CALL | [5 empty] | HOSPITAL COMMUNICATION SYSTEMS, NURSE CALL |  | .needs class | [13 empty] | Covered PM Repair - Biomedical | MHHS-Southwest
NO | NO | [5 empty] | Comdial Corp. | MP5000 |  |  | SW - NURSE CALL | MHHS-Southwest | [5 empty] | Southwest |  | SW - NURSE CALL | [5 empty] | HOSPITAL COMMUNICATION SYSTEMS, NURSE CALL |  | .needs class | [13 empty] | Covered PM Repair - Biomedical | MHHS-Southwest
NO | NO | [5 empty] | Comdial Corp. | MP5000 |  |  | SW - NURSE CALL | MHHS-Southwest | [5 empty] | Southwest |  | SW - NURSE CALL | [5 empty] | HOSPITAL COMMUNICATION SYSTEMS, NURSE CALL |  | .needs class | [13 empty] | Covered PM Repair - Biomedical | MHHS-Southwest
NO | NO | [5 empty] | Comdial Corp. | MP5000 |  |  | SW - NURSE CALL | MHHS-Southwest | [5 empty] | Southwest |  | SW - NURSE CALL | [5 empty] | HOSPITAL COMMUNICATION SYSTEMS, NURSE CALL |  | .needs class | [13 empty] | Covered PM Repair - Biomedical | MHHS-Southwest
NO | NO | [5 empty] | Comdial Corp. | MP5000 |  |  | SW - NURSE CALL | MHHS-Southwest | [5 empty] | Southwest |  | SW - NURSE CALL | [5 empty] | HOSPITAL COMMUNICATION SYSTEMS, NURSE CALL |  | .needs class | [13 empty] | Covered PM Repair - Biomedical | MHHS-Southwest
NO | NO |  |  |  | 069-43128 (4Cullen) |  | Comdial Corp. | MP5000 |  | ZV1110053926 | TMC - MHTMC - NURSE CALL | MHHS-TMC |  |  |  | 069-43128 (4Cullen) |  | TMC |  | TMC - MHTMC - NURSE CALL | [5 empty] | HOSPITAL COMMUNICATION SYSTEMS, NURSE CALL |  | .needs class | [13 empty] | Covered PM Repair - Biomedical | MHHS-TMC
NO | NO | [5 empty] | Comdial Corp. | MP5000 |  | ZV0308048067 | TMC - MHTMC - NURSE CALL | MHHS-TMC | [5 empty] | TMC |  | TMC - MHTMC - NURSE CALL | [5 empty] | HOSPITAL COMMUNICATION SYSTEMS, NURSE CALL |  | .needs class | [13 empty] | Covered PM Repair - Biomedical | MHHS-TMC
NO | NO |  |  |  | 129-05188 |  | Communications & Power Industries Inc (CPI) | INDICO 100 |  | AN2795M3 | MH MG - (STX) - SOUTH TEXAS - WHARTON | MHHS-MG |  | Radiographic Unit |  | 129-05188 |  | South |  | MH MG - (STX) - SOUTH TEXAS - WHARTON | [5 empty] | RADIOGRAPHIC SYSTEMS |  | RADIOGRAPHICUNIT-CPI GmbH-Indico 100 | RADIOGRAPHICUNIT | Indico 100 |  |  |  | CPI GmbH | Radiographic Unit |  |  | RADIOGRAPHICUNIT-CPI GmbH-Indico 100 |  |  |  | Not Covered Vendor Only - Biomedical | MHHS-MG
NO | NO |  |  |  | R-069-TRAUMA2 |  | Communications & Power Industries Inc (CPI) | INDICO 100 |  | AM6579E6 | TMC - RADIOLOGY - HERMANN PAVILION | MHHS-TMC |  | Radiographic Unit |  | R-069-TRAUMA2 |  | TMC |  | TMC - RADIOLOGY - HERMANN PAVILION | [5 empty] | RADIOGRAPHIC SYSTEMS |  | RADIOGRAPHICUNIT-CPI GmbH-Indico 100 | RADIOGRAPHICUNIT | Indico 100 |  |  |  | CPI GmbH | Radiographic Unit |  |  | RADIOGRAPHICUNIT-CPI GmbH-Indico 100 |  |  |  | Not Covered Vendor Only - Biomedical | MHHS-TMC
NO | NO |  |  |  | R-069-TRAUMA3 |  | Communications & Power Industries Inc (CPI) | INDICO 100 |  | AM8791F07 | TMC - RADIOLOGY - HERMANN PAVILION | MHHS-TMC |  | Radiographic Unit |  | R-069-TRAUMA3 |  | TMC |  | TMC - RADIOLOGY - HERMANN PAVILION | [5 empty] | RADIOGRAPHIC SYSTEMS |  | RADIOGRAPHICUNIT-CPI GmbH-Indico 100 | RADIOGRAPHICUNIT | Indico 100 |  |  |  | CPI GmbH | Radiographic Unit |  |  | RADIOGRAPHICUNIT-CPI GmbH-Indico 100 |  |  |  | Not Covered Vendor Only - Biomedical | MHHS-TMC
NO | NO | [5 empty] | Communications & Power Industries Inc (CPI) | VZW2930RC3-39 |  | am6568e6 | OPID - (KY) - KATY REHAB - 585 | MHHS-OPID | [5 empty] | Katy |  | OPID - (KY) - KATY REHAB - 585 | [5 empty] | RADIOGRAPHIC SYSTEMS |  | .needs class | [5 empty] | CPI | [7 empty] | Covered PM Repair - Biomedical | MHHS-OPID
YES | YES |  |  |  | 009-33271 | 009-33271 | Communications Systems, Inc | PDI-P14W-CA |  | 1553-A050-G18495 | NE - CLINICAL DECISION UNIT |  |  |  |  | 009-33271 | 009-33271 | Katy |  | NE - CLINICAL DECISION UNIT | RM 4
YES | YES |  |  |  | 005-05128 | 005-05128 | Compaq | D51S |  | U246KN9ZP779 | SE - ESOPHAGEAL DISEASE CENTER |  |  |  |  | 005-05128 | 005-05128 | Southeast | Memorial Hermann Southeast Hospital | SE - ESOPHAGEAL DISEASE CENTER | Procedure Room 4
NO | NO | [5 empty] | Compaq | EVO |  | 6y27-kn9z-l084 | SW - ENDOSCOPY | MHHS-Southwest |  | Computer, Data Management |  |  |  | Southwest |  | SW - ENDOSCOPY | [5 empty] | COMPUTERS |  | COMPUTERDATAMANAGEMENT-Spacelabs-evo | COMPUTERDATAMANAGEMENT | evo |  |  |  | Spacelabs | Computer, Data Management |  |  | COMPUTERDATAMANAGEMENT-Spacelabs-evo |  |  |  | Covered PM Repair - Biomedical | MHHS-Southwest
NO | NO | [5 empty] | Compaq | EVO |  | u309kn8xa251 | TMC - CHILDRENS - RCW (8HP) | MHHS-TMC |  | Computer, Data Management |  |  |  | TMC |  | TMC - CHILDRENS - RCW (8HP) | [5 empty] | COMPUTERS |  | COMPUTERDATAMANAGEMENT-Spacelabs-evo | COMPUTERDATAMANAGEMENT | evo |  |  |  | Spacelabs | Computer, Data Management |  |  | COMPUTERDATAMANAGEMENT-Spacelabs-evo |  |  |  | Covered PM Repair - Biomedical | MHHS-TMC
NO | NO | [5 empty] | Compaq | PRESARIO SR1200NX |  | MXK4392ZD6 | SMR - (TMC) - SHEPHERD SQUARE | MHHS-SMR | [5 empty] | TMC |  | SMR - (TMC) - SHEPHERD SQUARE | [5 empty] | COMPUTERS |  | .needs class | [5 empty] | COMPAQ | [7 empty] | Not Covered Vendor Only - Biomedical | MHHS-SMR
NO | NO | [5 empty] | Compaq | PRESARIO SR1300NX |  | CNH4490P7X | SMR - (TMC) - SHEPHERD SQUARE | MHHS-SMR | [5 empty] | TMC |  | SMR - (TMC) - SHEPHERD SQUARE | [5 empty] | COMPUTERS |  | .needs class | [5 empty] | COMPAQ | [7 empty] | Not Covered Vendor Only - Biomedical | MHHS-SMR
NO | YES |  |  |  | 133-02977 | 133-02977 | COMPOSITE ROTOR | KPC-4 |  |  | Katy-OR | MHHS-Katy |  | Centrifuge, General Purpose |  | 133-02977 | 133-02977 | Katy | MHHS-Katy | Katy-OR | OR - Equipment | 9/1/19 | 3/1/20 |  |  | CENTRIFUGES | Centrifuge, General Purpose | CENTRIFUGEGENPURP-Composite Roto-KPC-4 | CENTRIFUGEGENPURP | KPC-4 |  |  |  | Composite Roto | Centrifuge, General Purpose |  | CENTRIFUGEGENPURP-Composite Roto-KPC-4 |  | 9/1/20 |  | CGP-A | Not Covered Vendor Only - Biomedical | MHHS-Katy | [8 empty] | CENTRIFUGEGENPURP | Centrifuge, General Purpose | Composite Roto
YES | YES |  |  |  | 151-03836 | 151-03836 | Compressor nebulizer | Misterneb |  |  | MHMG med group |  |  |  |  | 151-03836 | 151-03836 | Pearland |  | MHMG med group | Storage
YES | YES |  |  |  | 000-02392 | 000-02392 | Conair | Interplak |  | E97666 | MH MG - (STX) - SOUTH TEXAS - WHARTON |  |  |  |  | 000-02392 | 000-02392 | South | Peds | MH MG - (STX) - SOUTH TEXAS - WHARTON | Storage Cabinet
NO | YES |  |  |  | 925-01964 | 925-01964 | Concept2 Inc | PM3 |  | NSN | SMR-(TMC)-Shepherd Square |  |  |  |  | 925-01964 | 925-01964 | Katy | MHHS-Others | SMR-(TMC)-Shepherd Square | Shephard Square
NO | YES | Asset Tag 151-02386 |  |  | 151-02386 | 151-02386 | Concept2 Inc | PM5 |  |  | SMR-(TMC)-Shepherd Square |  |  |  |  | 151-02386 | 151-02386 | Katy | MHHS-Others | SMR-(TMC)-Shepherd Square | Shephard Square |  |  |  | No pm
NO | NO |  |  |  | 000-03536 |  | Concept2 Inc. | BIKEERG |  |  | SMR - (KY) - IRONMAN KATY | MHHS-SMR |  |  |  | 000-03536 |  | Katy |  | SMR - (KY) - IRONMAN KATY | [5 empty] | EXERCISERS |  | .needs class | [5 empty] | Concept2 | [7 empty] | Not Covered Vendor Only - Biomedical | MHHS-SMR
NO | YES |  |  |  | 151-03366 | 151-03366 | Concept2 Inc. | CONCEPT II |  |  | SMR - (CY) - CYPRESS CCC (MP1) | MHHS-SMR |  | Exerciser/Ergometer, Rower |  | 151-03366 | 151-03366 | Northwest | MHHS-Others | SMR - (CY) - CYPRESS CCC (MP1) | Rehab |  |  |  |  | EXERCISERS | Exerciser/Ergometer, Rower | EXERCISERERGROWER-Concept 2-CONCEPT II | EXERCISERERGROWER | CONCEPT II |  |  |  | Concept2 | Exerciser/Ergometer, Rower |  | EXERCISERERGROWER-Concept 2-CONCEPT II |  | 9/14/16 |  | EER-A | Covered PM Repair - Biomedical | MHHS-SMR | [8 empty] | EXERCISERERGROWER | Exerciser/Ergometer, Rower | Concept2
NO | YES |  |  |  | 241-05111 | 241-05111 | Concept2 Inc. | CONCEPT II |  | NSN | TIRR-Kirby Glenn | MHHS-TIRR |  | Exerciser/Ergometer, Rower |  | 241-05111 | 241-05111 | TMC | MHHS-Others | TIRR-Kirby Glenn | TIRR - KIRBY GLENN | 8/1/19 |  | 8/1/20 |  | EXERCISERS | Exerciser/Ergometer, Rower | EXERCISERERGROWER-Concept 2-CONCEPT II | EXERCISERERGROWER | CONCEPT II |  |  |  | Concept2 | Exerciser/Ergometer, Rower |  | EXERCISERERGROWER-Concept 2-CONCEPT II |  | 9/14/16 |  | EER-A | Covered PM Repair - Biomedical | MHHS-TIRR | [8 empty] | EXERCISERERGROWER | Exerciser/Ergometer, Rower | Concept2
NO | YES |  |  |  | 041-18843 | 041-18843 | Concept2 Inc. | MODEL D |  | 0710150-2712-430133603 | SMR - (MC) - BASEBALL USA | MHHS-SMR |  |  |  | 041-18843 | 041-18843 | West | Memorial Hermann Sports Medicine | SMR - (MC) - BASEBALL USA | Gym Floor | 6/1/19 |  | 6/1/20 |  | EXERCISERS |  | .needs class | [5 empty] | Concept2 | [7 empty] | Covered PM Repair - Biomedical | MHHS-SMR
NO | YES |  |  |  | 041-18848 | 041-18848 | Concept2 Inc. | MODEL D |  | 0422150-2711-430102136 | SMR - (MC) - MC IRONMAN [GARAGE5-STE101] | MHHS-SMR |  |  |  | 041-18848 | 041-18848 | West | MHHS-Others | SMR - (MC) - MC IRONMAN [GARAGE5-STE101] | Physical therapy | 6/1/19 |  | 6/1/20 |  | EXERCISERS |  | .needs class | [5 empty] | Concept2 | [7 empty] | Covered PM Repair - Biomedical | MHHS-SMR
NO | NO |  |  |  | 929-01244 |  | Concept2 Inc. | MODEL D |  |  | SMR - (WDLS) - WL IRONMAN [PINECROFT-STE450] | MHHS-SMR |  |  |  | 929-01244 |  | Woodlands |  | SMR - (WDLS) - WL IRONMAN [PINECROFT-STE450] | [5 empty] | EXERCISERS |  | .needs class | [5 empty] | Concept2 | [7 empty] | Covered PM Repair - Biomedical | MHHS-SMR
NO | YES |  |  |  | 029-12275 | 029-12275 | Concept2 Inc. | Model E |  | 1129170-2716-430592266 | SMR-(WDLS)-Med Plaza 4 (Mp4) | MHHS-SMR |  | Exerciser/Ergometer, Rower |  | 029-12275 | 029-12275 | Woodlands | MHHS-Others | SMR-(WDLS)-Med Plaza 4 (Mp4) | Open Gym |  |  |  | PM sticker missing | EXERCISERS | Exerciser/Ergometer, Rower | EXERCISERERGROWER-Concept 2-Model E | EXERCISERERGROWER | Model E |  |  |  | Concept2 | Exerciser/Ergometer, Rower |  | EXERCISERERGROWER-Concept 2-Model E |  | 3/1/16 |  | EER-A | Covered PM Repair - Biomedical | MHHS-SMR | [8 empty] | EXERCISERERGROWER | Exerciser/Ergometer, Rower | Concept2
NO | YES | Asset Tag 151-02386 |  |  | 151-02386 | 151-02386 | Concept2 Inc. | SKIERG |  |  | SMR-(TMC)-Shepherd Square | MHHS-SMR |  |  |  | 151-02386 | 151-02386 | TMC | MHHS-Others | SMR-(TMC)-Shepherd Square |  | 3/1/19 | 3/1/20 |  |  | EXERCISERS |  | .needs class | [5 empty] | Concept2 | [7 empty] | Covered PM Repair - Biomedical | MHHS-SMR
NO | YES |  |  |  | 241-05112 | 241-05112 | Concept2 Inc. | SKIERG |  | NSN | TIRR-Kirby Glenn | MHHS-TIRR |  |  |  | 241-05112 | 241-05112 | TMC | MHHS-Others | TIRR-Kirby Glenn | TIRR - KIRBY GLENN | 8/1/19 |  | 8/1/20 |  | EXERCISERS |  | .needs class | [5 empty] | Concept2 |  |  |  |  | 9/8/16 |  |  | Covered PM Repair - Biomedical | MHHS-TIRR
NO | NO |  |  |  | 000-03547 |  | Concept2 Inc. | SKIERG |  |  | SMR - (KY) - IRONMAN KATY | MHHS-SMR |  |  |  | 000-03547 |  | Katy |  | SMR - (KY) - IRONMAN KATY | [5 empty] | EXERCISERS |  | .needs class | [5 empty] | Concept2 | [7 empty] | Covered PM Repair - Biomedical | MHHS-SMR
YES | YES |  |  |  | 142-00521 | 142-00521 | Cone Instr | GW108 |  |  | LND |  |  |  |  | 142-00521 | 142-00521 | Katy | Memorial Hermann Northeast Hospital | LND | Room 2025 | [5 empty] | Warmer, Gel | WARMERGEL-Ideal Medical Prod-GW108 | [23 empty] | WARMERGEL | Warmer, Gel | Ideal Medical Prod
NO | NO |  |  |  | 041-18883 |  | Cone Instruments Inc | GW208 |  |  | MEMORIAL CITY - WOUND CARE | MHHS-Mem City |  | Warmer, Gel |  | 041-18883 |  | West & Memorial City |  | MEMORIAL CITY - WOUND CARE | [5 empty] | WARMING UNITS, GEL |  | WARMERGEL-Ideal Medical Prod-GW208 | WARMERGEL | GW208 |  |  |  | Ideal Medical Prod | Warmer, Gel |  |  | WARMERGEL-Ideal Medical Prod-GW208 |  |  |  | Covered PM Repair - Biomedical | MHHS-Mem City
NO | NO | [5 empty] | Cone Instruments Inc | GW208 |  |  | OPID - (TMC) - UPPER KIRBY BC - 454 | MHHS-OPID |  | Warmer, Gel |  |  |  | TMC |  | OPID - (TMC) - UPPER KIRBY BC - 454 | [5 empty] | WARMING UNITS, GEL |  | WARMERGEL-Ideal Medical Prod-GW208 | WARMERGEL | GW208 |  |  |  | Ideal Medical Prod | Warmer, Gel |  |  | WARMERGEL-Ideal Medical Prod-GW208 |  |  |  | Covered PM Repair - Biomedical | MHHS-OPID
NO | NO |  |  |  | 929-01444 |  | Cone Instruments Inc | GW208 |  |  | OPID - (WDLS) - WOODLANDS - 430 (MP3) | MHHS-OPID |  | Warmer, Gel |  | 929-01444 |  | Woodlands |  | OPID - (WDLS) - WOODLANDS - 430 (MP3) | [5 empty] | WARMING UNITS, GEL |  | WARMERGEL-Ideal Medical Prod-GW208 | WARMERGEL | GW208 |  |  |  | Ideal Medical Prod | Warmer, Gel |  |  | WARMERGEL-Ideal Medical Prod-GW208 |  |  |  | Covered PM Repair - Biomedical | MHHS-OPID
NO | NO |  |  |  | 929-01445 |  | Cone Instruments Inc | GW208 |  |  | OPID - (WDLS) - WOODLANDS - 430 (MP3) | MHHS-OPID |  | Warmer, Gel |  | 929-01445 |  | Woodlands |  | OPID - (WDLS) - WOODLANDS - 430 (MP3) | [5 empty] | WARMING UNITS, GEL |  | WARMERGEL-Ideal Medical Prod-GW208 | WARMERGEL | GW208 |  |  |  | Ideal Medical Prod | Warmer, Gel |  |  | WARMERGEL-Ideal Medical Prod-GW208 |  |  |  | Covered PM Repair - Biomedical | MHHS-OPID
NO | NO |  |  |  | 000-03724 |  | Cone Instruments Inc | GW208 |  |  | SMR - (NE) - FALL CREEK | MHHS-SMR |  | Warmer, Gel |  | 000-03724 |  | Katy |  | SMR - (NE) - FALL CREEK | [5 empty] | WARMING UNITS, GEL |  | WARMERGEL-Ideal Medical Prod-GW208 | WARMERGEL | GW208 |  |  |  | Ideal Medical Prod | Warmer, Gel |  |  | WARMERGEL-Ideal Medical Prod-GW208 |  |  |  | Covered PM Repair - Biomedical | MHHS-SMR
YES | YES |  |  |  |  | 041-17607 | Conmark Corp | 06-UL864-010 Indoor Dry |  | 3112004COM | MEMORIAL CITY - PEDIATRICS | [5 empty] | 041-17607 | West | Memorial City-Memorial Hermann Hospital | MEMORIAL CITY - PEDIATRICS | Repair/Tv room |  |  |  | No PM sticker
YES | YES |  |  |  | 041-18331 | 041-18331 | Conmark corp | 06ul864010 |  | 3913003com | Biomed |  |  |  |  | 041-18331 | 041-18331 | Mem city | Memorial city - Memorial herman hospital | Biomed | Biomed shop |  |  |  | No pm sticker found
NO | YES |  |  |  | 029-07579 | 029-07579 | Conmed |  |  | 10kgu025 | Woodlands-OR |  |  |  |  | 029-07579 | 029-07579 | Woodlands | MHHS-Woodlands | Woodlands-OR | Rm 19 | 10/1/19 |  | 4/1/20 |  |  |  | ELECTROSURGICALUNIT-Conmed-System 2450
YES | YES |  |  |  |  | 145-00079 | Conmed |  |  |  | OR | [5 empty] | 145-00079 | Pearland | Memorial Hermann Pearland Hospital | OR | Room 207 storage | 10/1/19 | 10/1/20
YES | YES |  |  |  | 005-13288 | 005-13288 | Conmed |  |  |  | SE - OR |  |  |  |  | 005-13288 | 005-13288 | Southeast | Memorial Hermann Southeast Hospital | SE - OR | Storage | 3/1/19 |  | 3/1/20 |  |  | Compressor, Air | COMPRESSORAIR-CONMED-270179 | [22 empty] | Compressor, Air | COMPRESSORAIR | Compressor, Air | CONMED
NO | YES | Serial Number 13MGU036 |  |  | 929-00726 | 929-00726 | Conmed | 60-2450-120 |  | 13MGU036 | GH-OR |  |  |  |  | 929-00726 | 929-00726 | Central | MHHS-Greater Heights | GH-OR | OR 5 | 4/1/19 |  | 5/1/20
YES | YES |  |  |  | 041-19064 | 041-19064 | Conmed | 60-2450-120 |  | 15FGU007 | Biomed |  |  |  |  | 041-19064 | 041-19064 | Mem city | Memorial city - Memorial herman hospital | Biomed | Biomed shop
YES | YES |  |  |  | 013-17190 | 013-17190 | Conmed | 60-5800-001 |  | 04LGD0002 | HVI OR |  |  |  |  | 013-17190 | 013-17190 | Southwest | Memorial Hermann Heart | HVI OR | Hallway | 10/1/19 |  | 4/1/20
NO | YES |  |  |  | 069-19028 | 069-19028 | Conmed | 60-7500-120 |  | 04AGK030 | TMC-OR-Robertson (2R) |  |  |  |  | 069-19028 | 069-19028 | TMC | MHHS-TMC | TMC-OR-Robertson (2R) | Surgical Specimen station
YES | YES |  |  |  | 013-35479 | 013-35479 | Conmed | 7-797 |  | 97LGH113 | MH MG - (STX) - SOUTH TEXAS - WHARTON |  |  |  |  | 013-35479 | 013-35479 | South | OB/GYN | MH MG - (STX) - SOUTH TEXAS - WHARTON | Storage Closet 2417 | 2/1/14 | 2/1/15
NO | YES | Serial Number 13GCA016 |  |  | 925-00613 | 925-00613 | Conmed | AER Defense |  | 13GCA016 | MHOSH-4th Floor |  |  |  |  | 925-00613 | 925-00613 | Central | MHHS-Orthopedic & Spine | MHOSH-4th Floor |  | 3/1/20 |  | 9/1/20
YES | YES |  |  |  | 099-09622 | 099-09622 | Conmed | AirSeal |  | 1605CE0392 | TMC - OR - PEDI OR (2R) |  |  |  |  | 099-09622 | 099-09622 | TMC | Memorial Hermann-Texas Medical Center | TMC - OR - PEDI OR (2R) | S2 OR 55 | 4/1/20 |  | 4/1/21 |  |  | Insufflator, Carbon Dioxide | INSUFFLATORCARBONDIOX-CONMED-AirSeal | [12 empty] | ICD-SA | [9 empty] | Insufflator, Carbon Dioxide | INSUFFLATORCARBONDIOX | Insufflator, Carbon Dioxide | CONMED
YES | YES |  |  |  | 925-00553 | 925-00553 | Conmed | Sabre 2400 |  | 06AGS028 | [5 empty] | 925-00553 | 925-00553 | Central | Joint Center - Orthopedic and Spine Hospital |  |  | 11/1/19 |  | 5/1/20 |  |  | Electrosurgical Unit | ELECTROSURGICALUNIT-CONMED-Sabre 2400 | [12 empty] | ESU-SA | [9 empty] | Electrosurgical Unit | ELECTROSURGICALUNIT | Electrosurgical Unit | CONMED
YES | YES |  |  |  | 929-00521 | 929-00521 | Conmed | Sabre 2400 | [7 empty] | 929-00521 | 929-00521 | Central | Joint Center - Orthopedic and Spine Hospital |  |  | 11/1/19 |  | 5/1/20 |  |  | Electrosurgical Unit | ELECTROSURGICALUNIT-CONMED-Sabre 2400 | [12 empty] | ESU-SA | [9 empty] | Electrosurgical Unit | ELECTROSURGICALUNIT | Electrosurgical Unit | CONMED
YES | YES |  |  |  |  | 029-06944 | Conmed | System 2450 |  |  | Surgical room | [5 empty] | 029-06944 | Woodlands | Memorial Hermann Hospital Woodlands | Surgical room | OR Room 18 | 10/1/19 |  | 4/1/20 | ESU
YES | YES |  |  |  |  | 029-06948 | Conmed | System 2450 |  |  | Surgical room | [5 empty] | 029-06948 | Woodlands | Memorial Hermann Hospital Woodlands | Surgical room | OR Room 18 | 9/1/19 |  | 4/1/20 | ESU
NO | NO |  |  |  | 142-06990 |  | CONMED CORP - LINVATEC | IM4000 |  |  | NE - OR | MHHS-Northeast |  | Camera, Video |  | 142-06990 |  | Katy |  | NE - OR | [5 empty] | CAMERAS |  | CAMERAVIDEO-CONMED-IM4000 | CAMERAVIDEO | IM4000 |  |  |  | CONMED | Camera, Video |  | CAMERAVIDEO-CONMED-IM4000 |  |  |  |  | Covered PM Repair - Biomedical | MHHS-Northeast
NO | YES |  |  |  | 142-07387 | 142-07387 | CONMED Corporation |  |  |  | NE-OR | MHHS-Northeast |  |  |  | 142-07387 | 142-07387 | Katy | MHHS-Northeast | NE-OR | OR 3 | 7/1/19 | 7/1/20 |  |  | INFUSION PUMPS |  | .needs class |  |  |  |  | .needs class | CONMED | [7 empty] | Covered PM Repair - Biomedical | MHHS-Northeast
NO | YES |  |  |  | 005-07194 | 005-07194 | CONMED Corporation |  |  |  | SE-OR | MHHS-Southeast |  | Irrigation/Aspiration Unit |  | 005-07194 | 005-07194 | Southeast | MHHS-Southeast | SE-OR | SE-OR Corridor | 12/1/19 |  |  |  | IRRIGATION/DISTENTION SYSTEMS |  | IRRIGATIONASPNUNIT-Comed-270165 | IRRIGATIONASPNUNIT |  |  |  |  | Comed | Irrigation/Aspiration Unit |  |  | IRRIGATIONASPNUNIT-Comed-270165 |  |  |  | Covered PM Repair - Biomedical | MHHS-Southeast
NO | YES |  |  |  | 005-09297 | 005-09297 | CONMED Corporation |  |  |  | SE-OR | MHHS-Southeast |  | Irrigation/Aspiration Unit |  | 005-09297 | 005-09297 | Southeast | MHHS-Southeast | SE-OR |  | 12/1/19 |  |  |  | IRRIGATION/DISTENTION SYSTEMS |  | IRRIGATIONASPNUNIT-Comed-270178 | IRRIGATIONASPNUNIT |  |  |  |  | Comed | Irrigation/Aspiration Unit |  |  | IRRIGATIONASPNUNIT-Comed-270178 |  |  |  | Covered PM Repair - Biomedical | MHHS-Southeast
NO | YES |  |  |  | 005-34278 | 005-34278 | CONMED Corporation |  |  |  | SE-OR | MHHS-Southeast |  | Irrigation/Aspiration Unit |  | 005-34278 | 005-34278 | Southeast | MHHS-Southeast | SE-OR | Storage | 12/1/19 |  | 12/1/20 |  | IRRIGATION/DISTENTION SYSTEMS |  | IRRIGATIONASPNUNIT-Comed-270178 | IRRIGATIONASPNUNIT |  |  |  |  | Comed | Irrigation/Aspiration Unit |  |  | IRRIGATIONASPNUNIT-Comed-270178 |  |  |  | Covered PM Repair - Biomedical | MHHS-Southeast
NO | YES |  |  |  | 005-10108 | 005-10108 | CONMED Corporation |  |  |  | SE-OR | MHHS-Southeast |  | Compressor, Air |  | 005-10108 | 005-10108 | Southeast | MHHS-Southeast | SE-OR | SE-OR Corridor | 4/1/20 |  | 4/1/21 |  | INFUSION PUMPS |  | COMPRESSORAIR-CONMED-270179 | COMPRESSORAIR |  |  |  |  | CONMED | Compressor, Air |  | COMPRESSORAIR-CONMED-270179 |  | 12/31/13 |  |  | Covered PM Repair - Biomedical | MHHS-Southeast
NO | YES | Asset Tag 005-33370 |  |  | 005-33370 | 005-33370 | CONMED Corporation |  |  |  | SE-OR | MHHS-Southeast |  | Compressor, Air |  | 005-33370 | 005-33370 | Southeast | MHHS-Southeast | SE-OR |  | 5/1/19 |  |  |  | INFUSION PUMPS |  | COMPRESSORAIR-CONMED-270179 | COMPRESSORAIR |  |  |  |  | CONMED | Compressor, Air |  | COMPRESSORAIR-CONMED-270179 |  |  |  |  | Covered PM Repair - Biomedical | MHHS-Southeast
NO | NO |  |  |  | 005-09777 |  | CONMED Corporation |  |  |  | SE - OR | MHHS-Southeast |  | Compressor, Air |  | 005-09777 |  | Southeast & Bay Area |  | SE - OR | [5 empty] | INFUSION PUMPS |  | COMPRESSORAIR-CONMED-270179 | COMPRESSORAIR |  |  |  |  | CONMED | Compressor, Air |  | COMPRESSORAIR-CONMED-270179 |  |  |  |  | Covered PM Repair - Biomedical | MHHS-Southeast
NO | YES | Serial Number 13MGU036 |  |  |  |  | CONMED Corporation | 60-2450-120 |  | 13MGU036 | MHOSH-OR | MHHS Orthopedic & Spine | [5 empty] | Central & Greater Heights | MHHS-Orthopedic & Spine | MHOSH-OR |  | 11/5/19 |  |  |  | ELECTROSURGICAL UNITS | Electrosurgical Unit | ELECTROSURGICALUNIT-Comed-System 2450 |  |  |  |  | ELECTROSURGICALUNIT-Comed-System 2450 | CONMED | [5 empty] | MHOSH Inventory Dec 2019 into 2020 - Copy.xls - Newly Verified | ESU-SA | Not Covered Vendor Only - Lab Ana/Anes | MHHS Orthopedic & Spine | [8 empty] | ELECTROSURGICALUNIT | Electrosurgical Unit | Comed
NO | YES |  |  |  | 925-01104 | 925-01104 | CONMED Corporation | 60-2450-120 |  | 14AGU033 | MHOSH-OR | MHHS Orthopedic & Spine |  |  |  | 925-01104 | 925-01104 | Central & Greater Heights | MHHS-Orthopedic & Spine | MHOSH-OR |  | 11/5/19 |  |  |  | ELECTROSURGICAL UNITS | Electrosurgical Unit | ELECTROSURGICALUNIT-Comed-System 2450 |  |  |  |  | ELECTROSURGICALUNIT-Comed-System 2450 | CONMED | [5 empty] | MHOSH Inventory Dec 2019 into 2020 - Copy.xls - Newly Verified | ESU-SA | Covered PM Repair - Biomedical | MHHS Orthopedic & Spine | [8 empty] | ELECTROSURGICALUNIT | Electrosurgical Unit | Comed
NO | YES |  |  |  | 929-00986 | 929-00986 | CONMED Corporation | 60-2450-120 |  |  | GH-OR | MHHS Orthopedic & Spine |  |  |  | 929-00986 | 929-00986 | Central | MHHS-Greater Heights | GH-OR | OR 9 | 11/1/19 |  | 5/1/20 |  | ELECTROSURGICAL UNITS | Electrosurgical Unit | ELECTROSURGICALUNIT-Comed-System 2450 |  |  |  |  | ELECTROSURGICALUNIT-Comed-System 2450 | CONMED | [5 empty] | MHOSH Inventory Dec 2019 into 2020 - Copy.xls - Already Verified | ESU-SA | Covered PM Repair - Biomedical | MHHS Orthopedic & Spine | [8 empty] | ELECTROSURGICALUNIT | Electrosurgical Unit | Comed
NO | YES |  |  |  | 929-00987 | 929-00987 | CONMED Corporation | 60-2450-120 |  |  | GH-OR | MHHS Orthopedic & Spine |  |  |  | 929-00987 | 929-00987 | Central | MHHS-Greater Heights | GH-OR | OR 8 | 11/1/19 |  | 5/1/20 |  | ELECTROSURGICAL UNITS | Electrosurgical Unit | ELECTROSURGICALUNIT-Comed-System 2450 |  |  |  |  | ELECTROSURGICALUNIT-Comed-System 2450 | CONMED | [5 empty] | MHOSH Inventory Dec 2019 into 2020 - Copy.xls - Already Verified | ESU-SA | Covered PM Repair - Biomedical | MHHS Orthopedic & Spine | [8 empty] | ELECTROSURGICALUNIT | Electrosurgical Unit | Comed
NO | YES |  |  |  | 929-00988 | 929-00988 | CONMED Corporation | 60-2450-120 |  |  | GH-OR | MHHS Orthopedic & Spine |  |  |  | 929-00988 | 929-00988 | Central | MHHS-Greater Heights | GH-OR | OR 3 | 11/1/19 |  | 5/1/20 |  | ELECTROSURGICAL UNITS | Electrosurgical Unit | ELECTROSURGICALUNIT-Comed-System 2450 |  |  |  |  | ELECTROSURGICALUNIT-Comed-System 2450 | CONMED | [5 empty] | MHOSH Inventory Dec 2019 into 2020 - Copy.xls - Already Verified | ESU-SA | Covered PM Repair - Biomedical | MHHS Orthopedic & Spine | [8 empty] | ELECTROSURGICALUNIT | Electrosurgical Unit | Comed
NO | YES |  |  |  | 929-00989 | 929-00989 | CONMED Corporation | 60-2450-120 |  |  | GH-OR | MHHS Orthopedic & Spine |  |  |  | 929-00989 | 929-00989 | Central | MHHS-Greater Heights | GH-OR | OR 6 | 11/1/19 |  | 5/1/20 |  | ELECTROSURGICAL UNITS | Electrosurgical Unit | ELECTROSURGICALUNIT-Comed-System 2450 |  |  |  |  | ELECTROSURGICALUNIT-Comed-System 2450 | CONMED | [5 empty] | MHOSH Inventory Dec 2019 into 2020 - Copy.xls - Already Verified | ESU-SA | Covered PM Repair - Biomedical | MHHS Orthopedic & Spine | [8 empty] | ELECTROSURGICALUNIT | Electrosurgical Unit | Comed
NO | YES |  |  |  | 929-00990 | 929-00990 | CONMED Corporation | 60-2450-120 |  |  | GH-OR | MHHS Orthopedic & Spine |  |  |  | 929-00990 | 929-00990 | Central | MHHS-Greater Heights | GH-OR | OR 10 | 11/1/19 |  | 5/1/20 |  | ELECTROSURGICAL UNITS | Electrosurgical Unit | ELECTROSURGICALUNIT-Comed-System 2450 |  |  |  |  | ELECTROSURGICALUNIT-Comed-System 2450 | CONMED | [5 empty] | MHOSH Inventory Dec 2019 into 2020 - Copy.xls - Already Verified | ESU-SA | Not Covered Vendor Only - Lab Ana/Anes | MHHS Orthopedic & Spine | [8 empty] | ELECTROSURGICALUNIT | Electrosurgical Unit | Comed
NO | YES |  |  |  | 929-00991 | 929-00991 | CONMED Corporation | 60-2450-120 |  |  | MHOSH-OR | MHHS Orthopedic & Spine |  |  |  | 929-00991 | 929-00991 | Central & Greater Heights | MHHS-Orthopedic & Spine | MHOSH-OR |  | 11/7/19 |  |  |  | ELECTROSURGICAL UNITS | Electrosurgical Unit | ELECTROSURGICALUNIT-Comed-System 2450 |  |  |  |  | ELECTROSURGICALUNIT-Comed-System 2450 | CONMED |  |  |  |  | 3/22/13 | MHOSH Inventory Dec 2019 into 2020 - Copy.xls - Newly Verified | ESU-SA | Not Covered Vendor Only - Lab Ana/Anes | MHHS Orthopedic & Spine | [8 empty] | ELECTROSURGICALUNIT | Electrosurgical Unit | Comed
NO | YES |  |  |  | 929-00992 | 929-00992 | CONMED Corporation | 60-2450-120 |  |  | GH-OR | MHHS Orthopedic & Spine |  |  |  | 929-00992 | 929-00992 | Central | MHHS-Greater Heights | GH-OR | OR 2 | 11/1/19 |  | 5/1/20 |  | ELECTROSURGICAL UNITS | Electrosurgical Unit | ELECTROSURGICALUNIT-Comed-System 2450 |  |  |  |  | ELECTROSURGICALUNIT-Comed-System 2450 | CONMED | [5 empty] | MHOSH Inventory Dec 2019 into 2020 - Copy.xls - Already Verified | ESU-SA | Not Covered Vendor Only - Lab Ana/Anes | MHHS Orthopedic & Spine | [8 empty] | ELECTROSURGICALUNIT | Electrosurgical Unit | Comed
NO | YES |  |  |  | 929-00993 | 929-00993 | CONMED Corporation | 60-2450-120 |  |  | MHOSH-OR | MHHS Orthopedic & Spine |  |  |  | 929-00993 | 929-00993 | Central | MHHS-Orthopedic & Spine | MHOSH-OR | MHOSH - OR | 11/1/19 |  | 5/1/20 |  | ELECTROSURGICAL UNITS | Electrosurgical Unit | ELECTROSURGICALUNIT-Comed-System 2450 |  |  |  |  | ELECTROSURGICALUNIT-Comed-System 2450 | CONMED | [5 empty] | MHOSH Inventory Dec 2019 into 2020 - Copy.xls - Already Verified | ESU-SA | Not Covered Vendor Only - Lab Ana/Anes | MHHS Orthopedic & Spine | [8 empty] | ELECTROSURGICALUNIT | Electrosurgical Unit | Comed
NO | YES |  |  |  | 929-00994 | 929-00994 | CONMED Corporation | 60-2450-120 |  |  | GH-OR | MHHS Orthopedic & Spine |  |  |  | 929-00994 | 929-00994 | Central | MHHS-Greater Heights | GH-OR | OR 4 | 11/1/19 |  | 5/1/20 |  | ELECTROSURGICAL UNITS | Electrosurgical Unit | ELECTROSURGICALUNIT-Comed-System 2450 |  |  |  |  | ELECTROSURGICALUNIT-Comed-System 2450 | CONMED | [5 empty] | MHOSH Inventory Dec 2019 into 2020 - Copy.xls - Already Verified | ESU-SA | Not Covered Vendor Only - Lab Ana/Anes | MHHS Orthopedic & Spine | [8 empty] | ELECTROSURGICALUNIT | Electrosurgical Unit | Comed
NO | YES |  |  |  | 929-00995 | 929-00995 | CONMED Corporation | 60-2450-120 |  |  | GH-OR | MHHS Orthopedic & Spine |  |  |  | 929-00995 | 929-00995 | Central | MHHS-Greater Heights | GH-OR | OR 8 | 11/1/19 |  | 5/1/20 |  | ELECTROSURGICAL UNITS | Electrosurgical Unit | ELECTROSURGICALUNIT-Comed-System 2450 |  |  |  |  | ELECTROSURGICALUNIT-Comed-System 2450 | CONMED | [5 empty] | MHOSH Inventory Dec 2019 into 2020 - Copy.xls - Already Verified | ESU-SA | Not Covered Vendor Only - Lab Ana/Anes | MHHS Orthopedic & Spine | [8 empty] | ELECTROSURGICALUNIT | Electrosurgical Unit | Comed
NO | YES |  |  |  | 029-05241 | 029-05241 | CONMED Corporation | 60-2450-120 |  | 08GGU065 | Woodlands-Cath Lab | MHHS-Woodlands |  |  |  | 029-05241 | 029-05241 | Woodlands | MHHS-Woodlands | Woodlands-Cath Lab | Cath lab 1 | 11/1/19 |  | 5/1/20 |  | ELECTROSURGICAL UNITS | Electrosurgical Unit | ELECTROSURGICALUNIT-Comed-System 2450 |  |  |  |  | ELECTROSURGICALUNIT-Comed-System 2450 | CONMED | [6 empty] | ESU-SA | Covered PM Repair - Biomedical | MHHS-Woodlands | [8 empty] | ELECTROSURGICALUNIT | Electrosurgical Unit | Comed
NO | YES |  |  |  | 029-06851 | 029-06851 | CONMED Corporation | 60-2450-120 |  | 11KGU012 | Woodlands-OR | MHHS-Woodlands |  |  |  | 029-06851 | 029-06851 | Woodlands | MHHS-Woodlands | Woodlands-OR | OR Storage | 10/1/19 |  | 4/1/20 |  | ELECTROSURGICAL UNITS | Electrosurgical Unit | ELECTROSURGICALUNIT-Comed-System 2450 |  |  |  |  | ELECTROSURGICALUNIT-Comed-System 2450 | CONMED | [6 empty] | ESU-SA | Covered PM Repair - Biomedical | MHHS-Woodlands | [8 empty] | ELECTROSURGICALUNIT | Electrosurgical Unit | Comed
NO | YES |  |  |  | 029-06953 | 029-06953 | CONMED Corporation | 60-2450-120 |  | 11LGU005 | Woodlands-OR | MHHS-Woodlands |  |  |  | 029-06953 | 029-06953 | Woodlands | MHHS-Woodlands | Woodlands-OR | OR | 10/1/19 |  | 4/1/20 |  | ELECTROSURGICAL UNITS | Electrosurgical Unit | ELECTROSURGICALUNIT-Comed-System 2450 |  |  |  |  | ELECTROSURGICALUNIT-Comed-System 2450 | CONMED |  |  |  |  | 8/7/19 |  | ESU-SA | Covered PM Repair - Biomedical | MHHS-Woodlands | [8 empty] | ELECTROSURGICALUNIT | Electrosurgical Unit | Comed
NO | YES | [5 empty] | CONMED Corporation | 60-2450-120 |  | 11LGU007 | Woodlands-OR | MHHS-Woodlands | [5 empty] | Woodlands | MHHS-Woodlands | Woodlands-OR | OR Storage | 2/1/20 |  | 2/1/21 |  | ELECTROSURGICAL UNITS | Electrosurgical Unit | ELECTROSURGICALUNIT-Comed-System 2450 |  |  |  |  | ELECTROSURGICALUNIT-Comed-System 2450 | CONMED | [6 empty] | ESU-SA | Not Covered Vendor Only - Lab Ana/Anes | MHHS-Woodlands | [8 empty] | ELECTROSURGICALUNIT | Electrosurgical Unit | Comed
NO | YES | [5 empty] | CONMED Corporation | 60-2450-120 |  | 11LGU001 | Woodlands-OR | MHHS-Woodlands | [5 empty] | Woodlands | MHHS-Woodlands | Woodlands-OR | OR Storage | 10/1/19 |  | 4/1/20 |  | ELECTROSURGICAL UNITS | Electrosurgical Unit | ELECTROSURGICALUNIT-Comed-System 2450 |  |  |  |  | ELECTROSURGICALUNIT-Comed-System 2450 | CONMED | [6 empty] | ESU-SA | Covered PM Repair - Biomedical | MHHS-Woodlands | [8 empty] | ELECTROSURGICALUNIT | Electrosurgical Unit | Comed
NO | YES | [5 empty] | CONMED Corporation | 60-2450-120 |  | 11LGU003 | Woodlands-OR | MHHS-Woodlands | [5 empty] | Woodlands | MHHS-Woodlands | Woodlands-OR | OR 17 | 10/1/19 |  | 4/1/20 |  | ELECTROSURGICAL UNITS | Electrosurgical Unit | ELECTROSURGICALUNIT-Comed-System 2450 |  |  |  |  | ELECTROSURGICALUNIT-Comed-System 2450 | CONMED | [6 empty] | ESU-SA | Covered PM Repair - Biomedical | MHHS-Woodlands | [8 empty] | ELECTROSURGICALUNIT | Electrosurgical Unit | Comed
NO | YES | [5 empty] | CONMED Corporation | 60-2450-120 |  | 11KGU020 | Woodlands-OR | MHHS-Woodlands | [5 empty] | Woodlands | MHHS-Woodlands | Woodlands-OR | OR 12 | 10/1/19 |  | 4/1/20 |  | ELECTROSURGICAL UNITS | Electrosurgical Unit | ELECTROSURGICALUNIT-Comed-System 2450 |  |  |  |  | ELECTROSURGICALUNIT-Comed-System 2450 | CONMED | [6 empty] | ESU-SA | Covered PM Repair - Biomedical | MHHS-Woodlands | [8 empty] | ELECTROSURGICALUNIT | Electrosurgical Unit | Comed
NO | YES |  |  |  |  | 029-06951 | CONMED Corporation | 60-2450-120 |  | 11KGU022 | Woodlands-OR | MHHS-Woodlands |  |  |  |  | 029-06951 | Woodlands | MHHS-Woodlands | Woodlands-OR | OR Room 6 | 2/1/20 |  | 8/1/20 |  | ELECTROSURGICAL UNITS | Electrosurgical Unit | ELECTROSURGICALUNIT-Comed-System 2450 |  |  |  |  | ELECTROSURGICALUNIT-Comed-System 2450 | CONMED | [6 empty] | ESU-SA | Covered PM Repair - Biomedical | MHHS-Woodlands | [8 empty] | ELECTROSURGICALUNIT | Electrosurgical Unit | Comed
NO | YES | [5 empty] | CONMED Corporation | 60-2450-120 |  | 11LGU004 | Woodlands-OR | MHHS-Woodlands | [5 empty] | Woodlands | MHHS-Woodlands | Woodlands-OR | OR 12 | 10/1/19 |  | 4/1/20 |  | ELECTROSURGICAL UNITS | Electrosurgical Unit | ELECTROSURGICALUNIT-Comed-System 2450 |  |  |  |  | ELECTROSURGICALUNIT-Comed-System 2450 | CONMED | [6 empty] | ESU-SA | Not Covered Vendor Only - Lab Ana/Anes | MHHS-Woodlands | [8 empty] | ELECTROSURGICALUNIT | Electrosurgical Unit | Comed
NO | YES |  |  |  |  | 029-06954 | CONMED Corporation | 60-2450-120 |  | 11LGU006 | Woodlands-OR | MHHS-Woodlands |  |  |  |  | 029-06954 | Woodlands | MHHS-Woodlands | Woodlands-OR | OR | 10/1/19 |  | 4/1/20 |  | ELECTROSURGICAL UNITS | Electrosurgical Unit | ELECTROSURGICALUNIT-Comed-System 2450 |  |  |  |  | ELECTROSURGICALUNIT-Comed-System 2450 | CONMED |  |  |  |  | 6/1/15 |  | ESU-SA | Not Covered Vendor Only - Lab Ana/Anes | MHHS-Woodlands | [8 empty] | ELECTROSURGICALUNIT | Electrosurgical Unit | Comed
NO | YES |  |  |  |  | 029-06945 | CONMED Corporation | 60-2450-120 |  | 11LGU002 | Woodlands-OR | MHHS-Woodlands |  |  |  |  | 029-06945 | Woodlands | MHHS-Woodlands | Woodlands-OR | OR | 7/1/19 |  | 8/1/20 |  | ELECTROSURGICAL UNITS | Electrosurgical Unit | ELECTROSURGICALUNIT-Comed-System 2450 |  |  |  |  | ELECTROSURGICALUNIT-Comed-System 2450 | CONMED | [6 empty] | ESU-SA | Covered PM Repair - Biomedical | MHHS-Woodlands | [8 empty] | ELECTROSURGICALUNIT | Electrosurgical Unit | Comed
NO | NO |  |  |  | 069-22559 |  | CONMED Corporation | 60-2450-120 |  | 10AGU029 | TMC - JONES - BURN UNIT (8J) | MHHS-TMC |  |  |  | 069-22559 |  | TMC |  | TMC - JONES - BURN UNIT (8J) | [5 empty] | ELECTROSURGICAL UNITS |  | ELECTROSURGICALUNIT-Comed-System 2450 |  |  |  |  | ELECTROSURGICALUNIT-Comed-System 2450 | CONMED | [7 empty] | Covered PM Repair - Biomedical | MHHS-TMC
NO | NO |  |  |  | 029-06944 |  | CONMED Corporation | 60-2450-120 |  | 11LGU008 | WOODLANDS - OR | MHHS-Woodlands |  |  |  | 029-06944 |  | Woodlands |  | WOODLANDS - OR | [5 empty] | ELECTROSURGICAL UNITS |  | ELECTROSURGICALUNIT-Comed-System 2450 |  |  |  |  | ELECTROSURGICALUNIT-Comed-System 2450 | CONMED | [7 empty] | Covered PM Repair - Biomedical | MHHS-Woodlands
NO | NO |  |  |  | 029-06948 |  | CONMED Corporation | 60-2450-120 |  | 11LGU009 | WOODLANDS - OR | MHHS-Woodlands |  |  |  | 029-06948 |  | Woodlands |  | WOODLANDS - OR | [5 empty] | ELECTROSURGICAL UNITS |  | ELECTROSURGICALUNIT-Comed-System 2450 |  |  |  |  | ELECTROSURGICALUNIT-Comed-System 2450 | CONMED | [7 empty] | Not Covered Vendor Only - Lab Ana/Anes | MHHS-Woodlands
NO | YES | [5 empty] | CONMED Corporation | 60-5600-002 |  | 6AGS028 | MHOSH-OR | MHHS Orthopedic & Spine |  | Electrosurgical Unit |  |  |  | Central & Greater Heights | MHHS-Orthopedic & Spine | MHOSH-OR |  | 11/8/19 |  |  |  | ELECTROSURGICAL UNITS | Electrosurgical Unit | ELECTROSURGICALUNIT-Comed-60-5600-002 | ELECTROSURGICALUNIT | 60-5600-002 |  |  |  | Comed | Electrosurgical Unit |  |  | ELECTROSURGICALUNIT-Comed-60-5600-002 |  | MHOSH Inventory Dec 2019 into 2020 - Copy.xls - Newly Verified | ESU-SA | Not Covered Vendor Only - Lab Ana/Anes | MHHS Orthopedic & Spine | [8 empty] | ELECTROSURGICALUNIT | Electrosurgical Unit | Comed
NO | YES | [5 empty] | CONMED Corporation | 60-5600-002 |  | 6AGS026 | MHOSH-OR | MHHS Orthopedic & Spine |  | Electrosurgical Unit |  |  |  | Central & Greater Heights | MHHS-Orthopedic & Spine | MHOSH-OR |  | 11/8/19 |  |  |  | ELECTROSURGICAL UNITS | Electrosurgical Unit | ELECTROSURGICALUNIT-Comed-60-5600-002 | ELECTROSURGICALUNIT | 60-5600-002 |  |  |  | Comed | Electrosurgical Unit |  |  | ELECTROSURGICALUNIT-Comed-60-5600-002 | 9/13/15 | MHOSH Inventory Dec 2019 into 2020 - Copy.xls - Newly Verified | ESU-SA | Not Covered Vendor Only - Lab Ana/Anes | MHHS Orthopedic & Spine | [8 empty] | ELECTROSURGICALUNIT | Electrosurgical Unit | Comed
NO | YES |  |  |  | 005-01019 | 005-01019 | CONMED Corporation | 60-5600-002 |  | 00GGS099 | SE-Cath Lab | MHHS-Southeast |  | Electrosurgical Unit |  | 005-01019 | 005-01019 | Southeast | MHHS-Southeast | SE-Cath Lab | Room 2 |  |  |  |  | ELECTROSURGICAL UNITS |  | ELECTROSURGICALUNIT-Comed-60-5600-002 | ELECTROSURGICALUNIT | 60-5600-002 |  |  |  | Comed | Electrosurgical Unit |  |  | ELECTROSURGICALUNIT-Comed-60-5600-002 |  |  |  | Not Covered Vendor Only - Lab Ana/Anes | MHHS-Southeast
NO | YES |  |  |  | 005-01087 | 005-01087 | CONMED Corporation | 60-5600-002 |  | 00GGS097 | SE-Noninvasive Cardiology | MHHS-Southeast |  | Electrosurgical Unit |  | 005-01087 | 005-01087 | Southeast | MHHS-Southeast | SE-Noninvasive Cardiology | By room 1 |  |  |  |  | ELECTROSURGICAL UNITS |  | ELECTROSURGICALUNIT-Comed-60-5600-002 | ELECTROSURGICALUNIT | 60-5600-002 |  |  |  | Comed | Electrosurgical Unit |  |  | ELECTROSURGICALUNIT-Comed-60-5600-002 |  |  |  | Not Covered Vendor Only - Lab Ana/Anes | MHHS-Southeast
NO | YES |  |  |  | 005-01026 | 005-01026 | CONMED Corporation | 60-5600-002 |  | 00GGS096 | SE-Labor & Delivery | MHHS-Southeast |  | Electrosurgical Unit |  | 005-01026 | 005-01026 | Southeast | MHHS-Southeast | SE-Labor & Delivery | Delivery OR 2 | 3/1/20 |  | 11/1/20 |  | ELECTROSURGICAL UNITS |  | ELECTROSURGICALUNIT-Comed-60-5600-002 | ELECTROSURGICALUNIT | 60-5600-002 |  |  |  | Comed | Electrosurgical Unit |  |  | ELECTROSURGICALUNIT-Comed-60-5600-002 |  |  |  | Covered PM Repair - Biomedical | MHHS-Southeast
NO | YES |  |  |  | 005-03163 | 005-03163 | CONMED Corporation | 60-5600-002 |  | 02jgs018 | SE-Labor & Delivery | MHHS-Southeast |  | Electrosurgical Unit |  | 005-03163 | 005-03163 | Southeast | MHHS-Southeast | SE-Labor & Delivery | Sub sterile | 4/1/20 |  | 3/1/21 |  | ELECTROSURGICAL UNITS |  | ELECTROSURGICALUNIT-Comed-60-5600-002 | ELECTROSURGICALUNIT | 60-5600-002 |  |  |  | Comed | Electrosurgical Unit |  |  | ELECTROSURGICALUNIT-Comed-60-5600-002 |  |  |  | Not Covered Vendor Only - Lab Ana/Anes | MHHS-Southeast
NO | NO | [5 empty] | CONMED Corporation | 60-5800-001 |  |  | MEMORIAL CITY - CATH LAB | MHHS-Mem City | [5 empty] | West & Memorial City |  | MEMORIAL CITY - CATH LAB | [5 empty] | ELECTROSURGICAL UNITS |  | ELECTROSURGICALUNIT-Comed-Excalibur Plus PC |  |  |  |  | ELECTROSURGICALUNIT-Comed-Excalibur Plus PC | CONMED | [7 empty] | Not Covered Vendor Only - Lab Ana/Anes | MHHS-Mem City
NO | YES | [5 empty] | CONMED Corporation | 60-6250-001 |  | 99AGC059 | MEMORIAL CITY - CENTRAL SUPPLY | MHHS-Mem City | [5 empty] | West | Memorial city hear and vascular - memorial city | MEMORIAL CITY - CENTRAL SUPPLY | Cath lab 5 |  |  |  |  | ELECTROSURGICAL UNITS |  | ELECTROSURGICALUNIT-Comed-Excalibur Plus PC |  |  |  |  | ELECTROSURGICALUNIT-Comed-Excalibur Plus PC | CONMED | [7 empty] | Covered PM Repair - Biomedical | MHHS-Mem City
NO | YES |  |  |  | 005-01022 | 005-01022 | CONMED Corporation | 60-6250-001 |  | 00HGE074 | SE-OR | MHHS-Southeast |  |  |  | 005-01022 | 005-01022 | Southeast | MHHS-Southeast | SE-OR | OR - Clean Supply | 11/1/19 |  | 5/1/20 |  | ELECTROSURGICAL UNITS |  | ELECTROSURGICALUNIT-Comed-Excalibur Plus PC |  |  |  |  | ELECTROSURGICALUNIT-Comed-Excalibur Plus PC | CONMED | [7 empty] | Covered PM Repair - Biomedical | MHHS-Southeast
NO | YES |  |  |  | 005-01088 | 005-01088 | CONMED Corporation | 60-6250-001 |  | 00HGE079 | SE-OR | MHHS-Southeast |  |  |  | 005-01088 | 005-01088 | Southeast | MHHS-Southeast | SE-OR | Cysto | 11/1/19 |  | 5/1/20 |  | ELECTROSURGICAL UNITS |  | ELECTROSURGICALUNIT-Comed-Excalibur Plus PC |  |  |  |  | ELECTROSURGICALUNIT-Comed-Excalibur Plus PC | CONMED | [7 empty] | Not Covered Vendor Only - Lab Ana/Anes | MHHS-Southeast
NO | YES |  |  |  | 005-04829 | 005-04829 | CONMED Corporation | 60-6250-001 |  | 04GGE038 | SE-OR | MHHS-Southeast |  |  |  | 005-04829 | 005-04829 | Southeast | MHHS-Southeast | SE-OR |  | 11/1/19 |  |  |  | ELECTROSURGICAL UNITS |  | ELECTROSURGICALUNIT-Comed-Excalibur Plus PC |  |  |  |  | ELECTROSURGICALUNIT-Comed-Excalibur Plus PC | CONMED | [7 empty] | Not Covered Vendor Only - Lab Ana/Anes | MHHS-Southeast
NO | YES |  |  |  | 029-01722 | 029-01722 | CONMED Corporation | 60-6250-001 |  | 02GGE057 | Woodlands-OR | MHHS-Woodlands |  |  |  | 029-01722 | 029-01722 | Woodlands | MHHS-Woodlands | Woodlands-OR | Surgery Storage | 10/1/19 |  | 4/1/20 |  | ELECTROSURGICAL UNITS | Electrosurgical Unit | ELECTROSURGICALUNIT-Comed-Excalibur Plus PC |  |  |  |  | ELECTROSURGICALUNIT-Comed-Excalibur Plus PC | CONMED | [6 empty] | ESU-SA | Covered PM Repair - Biomedical | MHHS-Woodlands | [8 empty] | ELECTROSURGICALUNIT | Electrosurgical Unit | Comed
NO | YES |  |  |  |  | 029-03618 | CONMED Corporation | 60-6250-001 |  | 05AGE022 | Woodlands-OR | MHHS-Woodlands |  |  |  |  | 029-03618 | Woodlands | MHHS-Woodlands | Woodlands-OR | Surgery Storage | 10/1/19 |  | 4/1/20 |  | ELECTROSURGICAL UNITS | Electrosurgical Unit | ELECTROSURGICALUNIT-Comed-Excalibur Plus PC |  |  |  |  | ELECTROSURGICALUNIT-Comed-Excalibur Plus PC | CONMED | [6 empty] | ESU-SA | Not Covered Vendor Only - Lab Ana/Anes | MHHS-Woodlands | [8 empty] | ELECTROSURGICALUNIT | Electrosurgical Unit | Comed
NO | YES | [5 empty] | CONMED Corporation | 60-6250-001 |  | 98JGE059 | Woodlands-OR | MHHS-Woodlands | [5 empty] | Woodlands | MHHS-Woodlands | Woodlands-OR | OR Storage | 2/1/20 |  | 8/1/20 |  | ELECTROSURGICAL UNITS | Electrosurgical Unit | ELECTROSURGICALUNIT-Comed-Excalibur Plus PC |  |  |  |  | ELECTROSURGICALUNIT-Comed-Excalibur Plus PC | CONMED | [6 empty] | ESU-SA | Not Covered Vendor Only - Lab Ana/Anes | MHHS-Woodlands | [8 empty] | ELECTROSURGICALUNIT | Electrosurgical Unit | Comed
NO | NO | [5 empty] | CONMED Corporation | 60-6250-001 |  | 01GGE037 | GH - OR | MHHS-Greater Heights | [5 empty] | Central & Greater Heights |  | GH - OR | [5 empty] | ELECTROSURGICAL UNITS |  | ELECTROSURGICALUNIT-Comed-Excalibur Plus PC |  |  |  |  | ELECTROSURGICALUNIT-Comed-Excalibur Plus PC | CONMED | [7 empty] | Not Covered Vendor Only - Lab Ana/Anes | MHHS-Greater Heights
NO | NO |  |  |  | 069-06877 |  | CONMED Corporation | 60-6250-001 |  | 03HGE052 | TMC - OR - HERMANN (2HP) | MHHS-TMC |  |  |  | 069-06877 |  | TMC |  | TMC - OR - HERMANN (2HP) | [5 empty] | ELECTROSURGICAL UNITS |  | ELECTROSURGICALUNIT-Comed-Excalibur Plus PC |  |  |  |  | ELECTROSURGICALUNIT-Comed-Excalibur Plus PC | CONMED | [7 empty] | Covered PM Repair - Biomedical | MHHS-TMC
NO | YES | [5 empty] | CONMED Corporation | 60-7500-120 |  | 01DGK013 | GH-OR | MHHS-Greater Heights | [5 empty] | Central & Greater Heights | MHHS-Greater Heights | GH-OR | Storage room | 12/1/19 |  | 6/1/20 |  | ELECTROSURGICAL UNITS | Electrosurgical Unit | ELECTROSURGICALUNIT-Comed-System 7500 |  |  |  |  | ELECTROSURGICALUNIT-Comed-System 7500 | CONMED | [6 empty] | ESU-SA | Covered PM Repair - Biomedical | MHHS-Greater Heights | [8 empty] | ELECTROSURGICALUNIT | Electrosurgical Unit | Comed
NO | YES |  |  |  | 013-07174 | 013-07174 | CONMED Corporation | 60-7500-120 |  | 02GGK002 | SW-OR | MHHS-Southwest |  |  |  | 013-07174 | 013-07174 | Southwest | MHHS-Southwest | SW-OR | OR 3 | 2/1/20 |  | 8/1/20 |  | ELECTROSURGICAL UNITS | Electrosurgical Unit | ELECTROSURGICALUNIT-Comed-System 7500 |  |  |  |  | ELECTROSURGICALUNIT-Comed-System 7500 | CONMED |  |  |  |  | 5/14/20 |  | ESU-SA | Not Covered Vendor Only - Biomedical | MHHS-Southwest | [8 empty] | ELECTROSURGICALUNIT | Electrosurgical Unit | Comed
NO | YES |  |  |  | 069-19246 | 069-19246 | CONMED Corporation | 60-7500-120 |  | 04BGK011 | 3rd floor OR | MHHS-TMC |  |  |  | 069-19246 | 069-19246 | TMC | Memorial Hermann-Texas Medical Center | 3rd floor OR | S3 415 | 10/1/19 |  | 10/1/20 |  | ELECTROSURGICAL UNITS |  | ELECTROSURGICALUNIT-Comed-System 7500 |  |  |  |  | ELECTROSURGICALUNIT-Comed-System 7500 | CONMED |  |  |  |  | 10/1/14 |  |  | Covered PM Repair - Biomedical | MHHS-TMC
NO | NO |  |  |  | 013-07175 |  | CONMED Corporation | 60-7500-120 |  | 02GGK001 | SW - HVI - OR | MHHS-Southwest |  |  |  | 013-07175 |  | Southwest |  | SW - HVI - OR | [5 empty] | ELECTROSURGICAL UNITS |  | ELECTROSURGICALUNIT-Comed-System 7500 |  |  |  |  | ELECTROSURGICALUNIT-Comed-System 7500 | CONMED | [7 empty] | Covered PM Repair - Biomedical | MHHS-Southwest
NO | NO |  |  |  | 013-07176 |  | CONMED Corporation | 60-7500-120 |  | 02GGK003 | SW - HVI - OR | MHHS-Southwest |  |  |  | 013-07176 |  | Southwest |  | SW - HVI - OR | [5 empty] | ELECTROSURGICAL UNITS |  | ELECTROSURGICALUNIT-Comed-System 7500 |  |  |  |  | ELECTROSURGICALUNIT-Comed-System 7500 | CONMED | [7 empty] | Covered PM Repair - Biomedical | MHHS-Southwest
NO | YES |  |  |  | 133-07218 | 133-07218 | CONMED Corporation | 60-7550-120 |  | 10BGV003 | Katy-OR | MHHS-Katy |  | Cautery, Hyfrecator/Coagulator |  | 133-07218 | 133-07218 | Katy | MHHS-Katy | Katy-OR | OR - Equipment | 1/1/20 | 7/1/20 |  |  | ELECTROSURGICAL UNITS | Cautery, Hyfrecator/Coagulator | CAUTERYHYFRECATCOAG-CONMED-60-7550-120 | CAUTERYHYFRECATCOAG | 60-7550-120 |  |  |  | CONMED | Cautery, Hyfrecator/Coagulator |  | CAUTERYHYFRECATCOAG-CONMED-60-7550-120 |  |  |  | CHC-A | Not Covered Vendor Only - Lab Ana/Anes | MHHS-Katy | [8 empty] | CAUTERYHYFRECATCOAG | Cautery, Hyfrecator/Coagulator | CONMED
NO | YES |  |  |  | 013-13226 | 013-13226 | CONMED Corporation | 60-7550-120 |  | 06hgv003 | SW-OR | MHHS-Southwest |  | Cautery, Hyfrecator/Coagulator |  | 013-13226 | 013-13226 | Southwest | MHHS-Southwest | SW-OR | OR | 7/1/19 |  | 9/1/20 |  | ELECTROSURGICAL UNITS | Cautery, Hyfrecator/Coagulator | CAUTERYHYFRECATCOAG-CONMED-60-7550-120 | CAUTERYHYFRECATCOAG | 60-7550-120 |  |  |  | CONMED | Cautery, Hyfrecator/Coagulator |  | CAUTERYHYFRECATCOAG-CONMED-60-7550-120 |  |  |  | CHC-A | Covered PM Repair - Biomedical | MHHS-Southwest | [8 empty] | CAUTERYHYFRECATCOAG | Cautery, Hyfrecator/Coagulator | CONMED
NO | YES |  |  |  | 069-33249 | 069-33249 | CONMED Corporation | 60-7550-120 |  | 12DGV013 | TMC-OR-Hermann (2Hp) | MHHS-TMC |  | Cautery, Hyfrecator/Coagulator |  | 069-33249 | 069-33249 | TMC | MHHS-TMC | TMC-OR-Hermann (2Hp) | S4211 storage | 10/1/19 |  |  |  | ELECTROSURGICAL UNITS |  | CAUTERYHYFRECATCOAG-CONMED-60-7550-120 | CAUTERYHYFRECATCOAG | 60-7550-120 |  |  |  | CONMED | Cautery, Hyfrecator/Coagulator |  | CAUTERYHYFRECATCOAG-CONMED-60-7550-120 |  |  |  |  | Covered PM Repair - Biomedical | MHHS-TMC
NO | YES |  |  |  | 029-05122 | 029-05122 | CONMED Corporation | 60-7550-120 |  | 07BGV001 | Woodlands-OR | MHHS-Woodlands |  | Cautery, Hyfrecator/Coagulator |  | 029-05122 | 029-05122 | Woodlands | MHHS-Woodlands | Woodlands-OR | Surgery Storch | 10/1/19 |  | 10/1/20 |  | ELECTROSURGICAL UNITS | Cautery, Hyfrecator/Coagulator | CAUTERYHYFRECATCOAG-CONMED-60-7550-120 | CAUTERYHYFRECATCOAG | 60-7550-120 |  |  |  | CONMED | Cautery, Hyfrecator/Coagulator |  | CAUTERYHYFRECATCOAG-CONMED-60-7550-120 |  | 2/13/25 |  | CHC-A | Not Covered Vendor Only - Lab Ana/Anes | MHHS-Woodlands | [8 empty] | CAUTERYHYFRECATCOAG | Cautery, Hyfrecator/Coagulator | CONMED
NO | NO |  |  |  | 013-13225 |  | CONMED Corporation | 60-7550-120 |  | 06hgv010 | SW - HVI - OR | MHHS-Southwest |  | Cautery, Hyfrecator/Coagulator |  | 013-13225 |  | Southwest |  | SW - HVI - OR | [5 empty] | ELECTROSURGICAL UNITS |  | CAUTERYHYFRECATCOAG-CONMED-60-7550-120 | CAUTERYHYFRECATCOAG | 60-7550-120 |  |  |  | CONMED | Cautery, Hyfrecator/Coagulator |  | CAUTERYHYFRECATCOAG-CONMED-60-7550-120 |  |  |  |  | Covered PM Repair - Biomedical | MHHS-Southwest
NO | YES |  |  |  | 041-32081 | 041-32081 | CONMED Corporation | 60-8005-001 |  |  | MEMORIAL CITY - Outpatient Surgery | MHHS-Mem City |  |  |  | 041-32081 | 041-32081 | West | Memorial Hermann Memorial City Medical Center | MEMORIAL CITY - Outpatient Surgery | W1 Case Cart Staging Area |  |  |  |  | ELECTROSURGICAL UNITS |  | ELECTROSURGICALUNIT-Comed-60-8005-SYS |  |  |  |  | ELECTROSURGICALUNIT-Comed-60-8005-SYS | CONMED | [7 empty] | Covered PM Repair - Biomedical | MHHS-Mem City
NO | YES |  |  |  | 041-34070 | 041-34070 | CONMED Corporation | 60-8005-001 |  | 08EGP097 | MEMORIAL CITY - Surgery | MHHS-Mem City |  |  |  | 041-34070 | 041-34070 | West | Memorial Hermann Memorial City Medical Center | MEMORIAL CITY - Surgery | Surgery equipment Room E2 300 |  |  |  |  | ELECTROSURGICAL UNITS |  | ELECTROSURGICALUNIT-Comed-60-8005-SYS |  |  |  |  | ELECTROSURGICALUNIT-Comed-60-8005-SYS | CONMED | [7 empty] | Not Covered Vendor Only - Biomedical | MHHS-Mem City
NO | YES |  |  |  | 029-05523 | 029-05523 | CONMED Corporation | 60-8005-001 |  | 06CGP023 | Woodlands-OR | MHHS-Woodlands |  |  |  | 029-05523 | 029-05523 | Woodlands | MHHS-Woodlands | Woodlands-OR | OR | 10/1/19 |  | 9/1/20 |  | ELECTROSURGICAL UNITS | Electrosurgical Unit | ELECTROSURGICALUNIT-Comed-60-8005-SYS |  |  |  |  | ELECTROSURGICALUNIT-Comed-60-8005-SYS | CONMED | [6 empty] | ESU-SA | Not Covered Vendor Only - Lab Ana/Anes | MHHS-Woodlands | [8 empty] | ELECTROSURGICALUNIT | Electrosurgical Unit | Comed
NO | YES |  |  |  | 029-08967 | 029-08967 | CONMED Corporation | 60-8005-001 |  | 13GGP075 | Woodlands-OR | MHHS-Woodlands |  |  |  | 029-08967 | 029-08967 | Woodlands | MHHS-Woodlands | Woodlands-OR | Equipment Storage | 10/1/19 |  | 4/1/20 |  | ELECTROSURGICAL UNITS | Electrosurgical Unit | ELECTROSURGICALUNIT-Comed-60-8005-SYS |  |  |  |  | ELECTROSURGICALUNIT-Comed-60-8005-SYS | CONMED | [6 empty] | ESU-SA | Not Covered Vendor Only - Lab Ana/Anes | MHHS-Woodlands | [8 empty] | ELECTROSURGICALUNIT | Electrosurgical Unit | Comed
NO | YES |  |  |  | 029-08968 | 029-08968 | CONMED Corporation | 60-8005-001 |  | 13GGP073 | Woodlands-OR | MHHS-Woodlands |  |  |  | 029-08968 | 029-08968 | Woodlands | MHHS-Woodlands | Woodlands-OR | Surgery Storage | 10/1/19 |  | 4/1/20 |  | ELECTROSURGICAL UNITS | Electrosurgical Unit | ELECTROSURGICALUNIT-Comed-60-8005-SYS |  |  |  |  | ELECTROSURGICALUNIT-Comed-60-8005-SYS | CONMED | [6 empty] | ESU-SA | Not Covered Vendor Only - Lab Ana/Anes | MHHS-Woodlands | [8 empty] | ELECTROSURGICALUNIT | Electrosurgical Unit | Comed
NO | YES |  |  |  | 029-09568 | 029-09568 | CONMED Corporation | 60-8005-001 |  | 14KGP046 | Woodlands-Cath Lab | MHHS-Woodlands |  |  |  | 029-09568 | 029-09568 | Woodlands | MHHS-Woodlands | Woodlands-Cath Lab | Cath lab 1 | 8/1/19 |  |  |  | ELECTROSURGICAL UNITS | Electrosurgical Unit | ELECTROSURGICALUNIT-Comed-60-8005-SYS |  |  |  |  | ELECTROSURGICALUNIT-Comed-60-8005-SYS | CONMED | [6 empty] | ESU-SA | Not Covered Vendor Only - Lab Ana/Anes | MHHS-Woodlands | [8 empty] | ELECTROSURGICALUNIT | Electrosurgical Unit | Comed
NO | YES |  |  |  | 029-09569 | 029-09569 | CONMED Corporation | 60-8005-001 |  | 14KGP051 | Woodlands-OR | MHHS-Woodlands |  |  |  | 029-09569 | 029-09569 | Woodlands | MHHS-Woodlands | Woodlands-OR | OR | 7/1/19 |  | 8/1/20 |  | ELECTROSURGICAL UNITS | Electrosurgical Unit | ELECTROSURGICALUNIT-Comed-60-8005-SYS |  |  |  |  | ELECTROSURGICALUNIT-Comed-60-8005-SYS | CONMED | [6 empty] | ESU-SA | Not Covered Vendor Only - Lab Ana/Anes | MHHS-Woodlands | [8 empty] | ELECTROSURGICALUNIT | Electrosurgical Unit | Comed
NO | YES |  |  |  | 029-10201 | 029-10201 | CONMED Corporation | 60-8005-001 |  |  | Woodlands-Cath Lab | MHHS-Woodlands |  |  |  | 029-10201 | 029-10201 | Woodlands | MHHS-Woodlands | Woodlands-Cath Lab | Cath lab 1 | 11/1/19 |  |  |  | ELECTROSURGICAL UNITS | Electrosurgical Unit | ELECTROSURGICALUNIT-Comed-60-8005-SYS |  |  |  |  | ELECTROSURGICALUNIT-Comed-60-8005-SYS | CONMED | [6 empty] | ESU-SA | Not Covered Vendor Only - Lab Ana/Anes | MHHS-Woodlands | [8 empty] | ELECTROSURGICALUNIT | Electrosurgical Unit | Comed
NO | YES |  |  |  | 041-17431 | 041-17431 | CONMED Corporation | 60-8800-001 |  | 2017L350 | MEMORIAL CITY - Surgery | MHHS-Mem City |  | Electrosurgical Unit |  | 041-17431 | 041-17431 | West | Memorial Hermann Memorial City Medical Center | MEMORIAL CITY - Surgery | Surgery equipment Room E2 300 |  |  |  |  | ELECTROSURGICAL UNITS |  | ELECTROSURGICALUNIT-CONMED-60-8800-001 | ELECTROSURGICALUNIT | 60-8800-001 |  |  |  | CONMED | Electrosurgical Unit |  | ELECTROSURGICALUNIT-CONMED-60-8800-001 |  |  |  |  | Not Covered Vendor Only - Lab Ana/Anes | MHHS-Mem City
NO | YES |  |  |  | 041-34078 | 041-34078 | CONMED Corporation | 60-8800-001 |  | 2019L005 | MEMORIAL CITY - Surgery | MHHS-Mem City |  | Electrosurgical Unit |  | 041-34078 | 041-34078 | West | Memorial Hermann Memorial City Medical Center | MEMORIAL CITY - Surgery | Surgery equipment Room E2 300 |  |  |  |  | ELECTROSURGICAL UNITS |  | ELECTROSURGICALUNIT-CONMED-60-8800-001 | ELECTROSURGICALUNIT | 60-8800-001 |  |  |  | CONMED | Electrosurgical Unit |  | ELECTROSURGICALUNIT-CONMED-60-8800-001 |  |  |  |  | Not Covered Vendor Only - Lab Ana/Anes | MHHS-Mem City
NO | NO |  |  |  | 129-05131 |  | CONMED Corporation | 7-797 |  | 96HGH195 | MH MG - (SE) - ALVIN | MHHS-MG |  | Electrosurgical Unit |  | 129-05131 |  | Southeast & Bay Area |  | MH MG - (SE) - ALVIN | [5 empty] | ELECTROSURGICAL UNITS |  | ELECTROSURGICALUNIT-Comed-7-797 | ELECTROSURGICALUNIT | 7-797 |  |  |  | Comed | Electrosurgical Unit |  |  | ELECTROSURGICALUNIT-Comed-7-797 |  |  |  | Covered PM Repair - Biomedical | MHHS-MG
NO | YES |  |  |  | 009-10259 | 009-10259 | CONMED Corporation | 7-900-115 |  | 15DGJ038 | MH MG-(GH)-GH Urology [Mp1-Ste500] | MHHS-MG |  | Electrosurgical Unit |  | 009-10259 | 009-10259 | Central | MHHS-MG | MH MG-(GH)-GH Urology [Mp1-Ste500] |  | 4/1/19 |  | 4/1/20 |  | ELECTROSURGICAL UNITS | Electrosurgical Unit | ELECTROSURGICALUNIT-Comed-7-900-115 | ELECTROSURGICALUNIT | 7-900-115 |  |  |  | Comed | Electrosurgical Unit |  |  | ELECTROSURGICALUNIT-Comed-7-900-115 |  |  | ESU-SA | Covered PM Repair - Lab Analyzers/Anesth | MHHS-MG | [8 empty] | ELECTROSURGICALUNIT | Electrosurgical Unit | Comed
NO | YES |  |  |  | 029-08957 | 029-08957 | CONMED Corporation | 7-900-115 |  | 12GGJ260 | MH MG - (WDLS) - IMPERIAL OAKS | MHHS-MG |  | Electrosurgical Unit |  | 029-08957 | 029-08957 | Woodlands | MHMG Imperial Oaks Site100 | MH MG - (WDLS) - IMPERIAL OAKS | Storage Room |  |  |  |  | ELECTROSURGICAL UNITS |  | ELECTROSURGICALUNIT-Comed-7-900-115 | ELECTROSURGICALUNIT | 7-900-115 |  |  |  | Comed | Electrosurgical Unit |  |  | ELECTROSURGICALUNIT-Comed-7-900-115 |  |  |  | Covered PM Repair - Lab Analyzers/Anesth | MHHS-MG
NO | NO |  |  |  | 583-00778 |  | CONMED Corporation | 7-900-115 |  | 12JGJ449 | MH MG - (KY) - KATY UROLOGY (MP2) | MHHS-MG |  | Electrosurgical Unit |  | 583-00778 |  | Katy |  | MH MG - (KY) - KATY UROLOGY (MP2) | [5 empty] | ELECTROSURGICAL UNITS |  | ELECTROSURGICALUNIT-Comed-7-900-115 | ELECTROSURGICALUNIT | 7-900-115 |  |  |  | Comed | Electrosurgical Unit |  |  | ELECTROSURGICALUNIT-Comed-7-900-115 |  |  |  | Covered PM Repair - Lab Analyzers/Anesth | MHHS-MG
NO | NO |  |  |  | 005-06145 |  | CONMED Corporation | 7-900-115 |  | 05KGJ271 | MH MG - (SE) - FRIENDSWOOD | MHHS-MG |  | Electrosurgical Unit |  | 005-06145 |  | Southeast & Bay Area |  | MH MG - (SE) - FRIENDSWOOD | [5 empty] | ELECTROSURGICAL UNITS |  | ELECTROSURGICALUNIT-Comed-7-900-115 | ELECTROSURGICALUNIT | 7-900-115 |  |  |  | Comed | Electrosurgical Unit |  |  | ELECTROSURGICALUNIT-Comed-7-900-115 |  |  |  | Covered PM Repair - Lab Analyzers/Anesth | MHHS-MG
NO | YES |  |  |  | 069-17727 | 069-17727 | CONMED Corporation |  |  | 03EGK004 | TMC-Sarofim 3-OR | MHHS-TMC |  | Stimulator, Muscle |  | 069-17727 | 069-17727 | TMC | MHHS-TMC | TMC-Sarofim 3-OR | Sarofim OR 3 | 11/1/19 |  |  |  | ELECTROSURGICAL UNITS |  | STIMULATORMUSCLE-Chattanooga-7500 | STIMULATORMUSCLE |  |  |  |  | Chattanooga | Stimulator, Muscle |  |  | STIMULATORMUSCLE-Chattanooga-7500 |  |  |  | Covered PM Repair - Biomedical | MHHS-TMC
NO | YES |  |  |  | 069-25619 | 069-25619 | CONMED Corporation |  |  | 02GGK007 | TMC-OR-CVOR (7Hvi) | MHHS-TMC |  | Stimulator, Muscle |  | 069-25619 | 069-25619 | TMC | MHHS-TMC | TMC-OR-CVOR (7Hvi) | Equipment storage | 11/1/19 |  | 5/1/20 |  | ELECTROSURGICAL UNITS | Stimulator, Muscle | STIMULATORMUSCLE-Chattanooga-7500 | STIMULATORMUSCLE |  |  |  |  | Chattanooga | Stimulator, Muscle |  |  | STIMULATORMUSCLE-Chattanooga-7500 |  |  | SME-A | Covered PM Repair - Biomedical | MHHS-TMC | [8 empty] | STIMULATORMUSCLE | Stimulator, Muscle | Chattanooga
NO | YES | Serial Number 13GCA016 |  |  |  |  | CONMED Corporation | AER DEFENSE |  | 13GCA016 | MHOSH-OR | MHHS Orthopedic & Spine |  | System, Evacuation, Smoke |  |  |  | Central & Greater Heights | MHHS-Orthopedic & Spine | MHOSH-OR |  | 9/5/19 |  |  |  | SMOKE EVACUATION SYSTEMS, SURGICAL | System, Evacuation, Smoke | SYSEVACSMOKE-Comed-AER Defense | SYSEVACSMOKE | AER Defense |  |  |  | Comed | System, Evacuation, Smoke |  |  | SYSEVACSMOKE-Comed-AER Defense | 10/30/17 | MHOSH Inventory Dec 2019 into 2020 - Copy.xls - Newly Verified |  | Covered PM Repair - Biomedical | MHHS Orthopedic & Spine | [8 empty] | SYSEVACSMOKE | System, Evacuation, Smoke | Comed
NO | YES |  |  |  | 151-02563 | 151-02563 | CONMED Corporation | AIRSEAL IFS |  | 1708CE0589 | CY-OR | MHHS-Cypress |  | Insufflator, Carbon Dioxide |  | 151-02563 | 151-02563 | Northwest | MHHS-Cypress | CY-OR | OR 6 | 1/1/20 | 1/1/21 |  |  | INSUFFLATORS | Insufflator, Carbon Dioxide | INSUFFLATORCARBONDIOX-SurgiQuest Inc-AirSeal iFS | INSUFFLATORCARBONDIOX | AirSeal iFS |  |  |  | SurgiQuest Inc | Insufflator, Carbon Dioxide |  |  | INSUFFLATORCARBONDIOX-SurgiQuest Inc-AirSeal iFS |  |  | ICD-SA | Not Covered Vendor Only - Lab Ana/Anes | MHHS-Cypress | [8 empty] | INSUFFLATORCARBONDIOX | Insufflator, Carbon Dioxide | SurgiQuest Inc
NO | YES |  |  |  | 133-10335 | 133-10335 | CONMED Corporation | AIRSEAL IFS |  | 1804CE0952 | Katy-OR | MHHS-Katy |  | Insufflator, Carbon Dioxide |  | 133-10335 | 133-10335 | Katy | MHHS-Katy | Katy-OR | O.R.6 | 1/1/19 | 1/1/21 |  |  | INSUFFLATORS | Insufflator, Carbon Dioxide | INSUFFLATORCARBONDIOX-SurgiQuest Inc-AirSeal iFS | INSUFFLATORCARBONDIOX | AirSeal iFS |  |  |  | SurgiQuest Inc | Insufflator, Carbon Dioxide |  |  | INSUFFLATORCARBONDIOX-SurgiQuest Inc-AirSeal iFS |  |  | ICD-SA | Covered PM Repair - Biomedical | MHHS-Katy | [8 empty] | INSUFFLATORCARBONDIOX | Insufflator, Carbon Dioxide | SurgiQuest Inc
NO | YES |  |  |  | 041-20972 | 041-20972 | CONMED Corporation | AIRSEAL IFS |  | 1708CE0564 | MEMORIAL CITY - Surgery room 10 | MHHS-Mem City |  | Insufflator, Carbon Dioxide |  | 041-20972 | 041-20972 | West | Memorial Hermann Memorial City Medical Center | MEMORIAL CITY - Surgery room 10 | Surgery room 10 |  |  |  |  | INSUFFLATORS |  | INSUFFLATORCARBONDIOX-SurgiQuest Inc-AirSeal iFS | INSUFFLATORCARBONDIOX | AirSeal iFS |  |  |  | SurgiQuest Inc | Insufflator, Carbon Dioxide |  |  | INSUFFLATORCARBONDIOX-SurgiQuest Inc-AirSeal iFS |  |  |  | Not Covered Vendor Only - Lab Ana/Anes | MHHS-Mem City
NO | YES |  |  |  | 041-20973 | 041-20973 | CONMED Corporation | AIRSEAL IFS |  | 1708CE0011 | MEMORIAL CITY - OPERATING ROOM | MHHS-Mem City |  | Insufflator, Carbon Dioxide |  | 041-20973 | 041-20973 | West | West memorial hospital - memorial herman hospital | MEMORIAL CITY - OPERATING ROOM | Surgery room 7 |  |  |  |  | INSUFFLATORS |  | INSUFFLATORCARBONDIOX-SurgiQuest Inc-AirSeal iFS | INSUFFLATORCARBONDIOX | AirSeal iFS |  |  |  | SurgiQuest Inc | Insufflator, Carbon Dioxide |  |  | INSUFFLATORCARBONDIOX-SurgiQuest Inc-AirSeal iFS |  |  |  | Covered PM Repair - Biomedical | MHHS-Mem City
NO | YES |  |  |  | 142-08321 | 142-08321 | CONMED Corporation | AIRSEAL IFS |  | 1402ce301 | NE-OR | MHHS-Northeast |  | Insufflator, Carbon Dioxide |  | 142-08321 | 142-08321 | Katy | MHHS-Northeast | NE-OR | OR 2 | 8/1/19 | 8/1/20 |  |  | INSUFFLATORS | Insufflator, Carbon Dioxide | INSUFFLATORCARBONDIOX-SurgiQuest Inc-AirSeal iFS | INSUFFLATORCARBONDIOX | AirSeal iFS |  |  |  | SurgiQuest Inc | Insufflator, Carbon Dioxide |  |  | INSUFFLATORCARBONDIOX-SurgiQuest Inc-AirSeal iFS |  |  | ICD-SA | Covered PM Repair - Biomedical | MHHS-Northeast | [8 empty] | INSUFFLATORCARBONDIOX | Insufflator, Carbon Dioxide | SurgiQuest Inc
NO | YES |  |  |  | 129-07693 | 129-07693 | CONMED Corporation | AIRSEAL IFS |  | 1707CE0657 | Sugar Land-OR | MHHS-Sugarland |  | Insufflator, Carbon Dioxide |  | 129-07693 | 129-07693 | Sugar Land | MHHS-Sugarland | Sugar Land-OR |  | 8/1/19 | 8/1/20 |  |  | INSUFFLATORS | Insufflator, Carbon Dioxide | INSUFFLATORCARBONDIOX-SurgiQuest Inc-AirSeal iFS | INSUFFLATORCARBONDIOX | AirSeal iFS |  |  |  | SurgiQuest Inc | Insufflator, Carbon Dioxide |  |  | INSUFFLATORCARBONDIOX-SurgiQuest Inc-AirSeal iFS |  |  | ICD-SA | Covered PM Repair - Biomedical | MHHS-Sugarland | [8 empty] | INSUFFLATORCARBONDIOX | Insufflator, Carbon Dioxide | SurgiQuest Inc
NO | YES |  |  |  | 129-07757 | 129-07757 | CONMED Corporation | AIRSEAL IFS |  | 1403CE316 | Sugar Land-OR | MHHS-Sugarland |  | Insufflator, Carbon Dioxide |  | 129-07757 | 129-07757 | Sugar Land | MHHS-Sugarland | Sugar Land-OR | Back hallway | 1/1/20 |  | 7/1/20 |  | INSUFFLATORS | Insufflator, Carbon Dioxide | INSUFFLATORCARBONDIOX-SurgiQuest Inc-AirSeal iFS | INSUFFLATORCARBONDIOX | AirSeal iFS |  |  |  | SurgiQuest Inc | Insufflator, Carbon Dioxide |  |  | INSUFFLATORCARBONDIOX-SurgiQuest Inc-AirSeal iFS |  |  | ICD-SA | Not Covered Vendor Only - Lab Ana/Anes | MHHS-Sugarland | [8 empty] | INSUFFLATORCARBONDIOX | Insufflator, Carbon Dioxide | SurgiQuest Inc
NO | YES |  |  |  | 129-31001 | 129-31001 | CONMED Corporation | AIRSEAL IFS |  | 1810CE0058 | Sugar Land-OR | MHHS-Sugarland |  | Insufflator, Carbon Dioxide |  | 129-31001 | 129-31001 | Sugar Land | MHHS-Sugarland | Sugar Land-OR | OR 8 | 11/1/19 |  | 11/1/20 |  | INSUFFLATORS | Insufflator, Carbon Dioxide | INSUFFLATORCARBONDIOX-SurgiQuest Inc-AirSeal iFS | INSUFFLATORCARBONDIOX | AirSeal iFS |  |  |  | SurgiQuest Inc | Insufflator, Carbon Dioxide |  |  | INSUFFLATORCARBONDIOX-SurgiQuest Inc-AirSeal iFS |  |  | ICD-SA | Not Covered Vendor Only - Lab Ana/Anes | MHHS-Sugarland | [8 empty] | INSUFFLATORCARBONDIOX | Insufflator, Carbon Dioxide | SurgiQuest Inc
NO | NO |  |  |  | 041-20232 |  | CONMED Corporation | AIRSEAL IFS |  | 1703CE1145 | MEMORIAL CITY - MOR | MHHS-Mem City |  | Insufflator, Carbon Dioxide |  | 041-20232 |  | West & Memorial City |  | MEMORIAL CITY - MOR | [5 empty] | INSUFFLATORS |  | INSUFFLATORCARBONDIOX-SurgiQuest Inc-AirSeal iFS | INSUFFLATORCARBONDIOX | AirSeal iFS |  |  |  | SurgiQuest Inc | Insufflator, Carbon Dioxide |  |  | INSUFFLATORCARBONDIOX-SurgiQuest Inc-AirSeal iFS |  |  |  | Covered PM Repair - Biomedical | MHHS-Mem City
NO | NO |  |  |  | 041-34077 |  | CONMED Corporation | AIRSEAL IFS |  | 1610CE0490 | MEMORIAL CITY - MOR | MHHS-Mem City |  | Insufflator, Carbon Dioxide |  | 041-34077 |  | West & Memorial City |  | MEMORIAL CITY - MOR | [5 empty] | INSUFFLATORS |  | INSUFFLATORCARBONDIOX-SurgiQuest Inc-AirSeal iFS | INSUFFLATORCARBONDIOX | AirSeal iFS |  |  |  | SurgiQuest Inc | Insufflator, Carbon Dioxide |  |  | INSUFFLATORCARBONDIOX-SurgiQuest Inc-AirSeal iFS |  |  |  | Covered PM Repair - Biomedical | MHHS-Mem City
NO | YES |  |  |  | 142-06760 | 142-06760 | CONMED Corporation | CB200 |  | CB2000103160559 | NE-Endoscopy | MHHS-Northeast |  | Module, Medical Gas |  | 142-06760 | 142-06760 | Katy | MHHS-Northeast | NE-Endoscopy | Procedure 3 | 7/1/19 | 1/1/20 |  |  | ELECTROSURGICAL UNITS | Module, Medical Gas | MODULEMEDICALGAS-CONMED-CB200 | MODULEMEDICALGAS | CB200 |  |  |  | CONMED | Module, Medical Gas |  | MODULEMEDICALGAS-CONMED-CB200 |  | 3/23/18 |  | MDRG-A | Not Covered Vendor Only - Biomedical | MHHS-Northeast | [8 empty] | MODULEMEDICALGAS | Module, Medical Gas | CONMED
NO | YES |  |  |  | 142-06759 | 142-06759 | CONMED Corporation | CE200 |  | CE2000502160818 | NE-Endoscopy | MHHS-Northeast |  | Electrosurgical Unit |  | 142-06759 | 142-06759 | Katy | MHHS-Northeast | NE-Endoscopy | Procedure 3 | 7/1/19 | 1/1/20 |  |  | ELECTROSURGICAL UNITS | Electrosurgical Unit | ELECTROSURGICALUNIT-CONMED-CE200 | ELECTROSURGICALUNIT | CE200 |  |  |  | CONMED | Electrosurgical Unit |  | ELECTROSURGICALUNIT-CONMED-CE200 |  | 1/1/12 |  | ESU-SA | Covered PM Repair - Biomedical | MHHS-Northeast | [8 empty] | ELECTROSURGICALUNIT | Electrosurgical Unit | CONMED
NO | YES | [5 empty] | CONMED Corporation | D3000 |  | bbb27071 | Sugar Land-OR | MHHS-Sugarland |  | Shaver System Control Unit |  |  |  | Sugar Land | MHHS-Sugarland | Sugar Land-OR | W2 300.5 | 12/1/17 |  |  |  | ARTHROSCOPIC SHAVER SYSTEMS | Shaver System Control Unit | SHAVERSYSCONTROLUNIT-CONMED-D3000 | SHAVERSYSCONTROLUNIT | D3000 |  |  |  | CONMED | Shaver System Control Unit |  | SHAVERSYSCONTROLUNIT-CONMED-D3000 |  | 6/8/19 |  |  | Covered PM Repair - Biomedical | MHHS-Sugarland | [8 empty] | SHAVERSYSCONTROLUNIT | Shaver System Control Unit | CONMED
NO | YES |  |  |  | 069-43849 | 069-43849 | CONMED Corporation | D3000 |  |  | TMC-OR-Robertson (2R) | MHHS-TMC |  | Shaver System Control Unit |  | 069-43849 | 069-43849 | TMC | MHHS-TMC | TMC-OR-Robertson (2R) | Pedi Storage Room | 8/1/19 |  |  |  | ARTHROSCOPIC SHAVER SYSTEMS |  | SHAVERSYSCONTROLUNIT-CONMED-D3000 | SHAVERSYSCONTROLUNIT | D3000 |  |  |  | CONMED | Shaver System Control Unit |  | SHAVERSYSCONTROLUNIT-CONMED-D3000 |  | 7/17/20 |  |  | Not Covered Vendor Only - Biomedical | MHHS-TMC
NO | NO | [5 empty] | CONMED Corporation | D3000 |  | bbd74284 | NE - OR | MHHS-Northeast |  | Shaver System Control Unit |  |  |  | Katy |  | NE - OR | [5 empty] | ARTHROSCOPIC SHAVER SYSTEMS |  | SHAVERSYSCONTROLUNIT-CONMED-D3000 | SHAVERSYSCONTROLUNIT | D3000 |  |  |  | CONMED | Shaver System Control Unit |  | SHAVERSYSCONTROLUNIT-CONMED-D3000 |  |  |  |  | Covered PM Repair - Biomedical | MHHS-Northeast
NO | NO | [5 empty] | CONMED Corporation | D3000 |  | BBC70824 | NE - OR | MHHS-Northeast |  | Shaver System Control Unit |  |  |  | Katy |  | NE - OR | [5 empty] | ARTHROSCOPIC SHAVER SYSTEMS |  | SHAVERSYSCONTROLUNIT-CONMED-D3000 | SHAVERSYSCONTROLUNIT | D3000 |  |  |  | CONMED | Shaver System Control Unit |  | SHAVERSYSCONTROLUNIT-CONMED-D3000 |  |  |  |  | Covered PM Repair - Biomedical | MHHS-Northeast
NO | YES |  |  |  | 069-46118 | 069-46118 | CONMED Corporation | E9000 |  |  | TMC-OR-Hermann (2Hp) | MHHS-TMC |  | Saw, Autopsy |  | 069-46118 | 069-46118 | TMC | MHHS-TMC | TMC-OR-Hermann (2Hp) | S412 storage | 11/1/19 |  |  |  | ARTHROSCOPIC SHAVER SYSTEMS |  | SAWAUTOPSY-Comed-E9000 | SAWAUTOPSY | E9000 |  |  |  | Comed | Saw, Autopsy |  |  | SAWAUTOPSY-Comed-E9000 |  |  |  | Covered PM Repair - Biomedical | MHHS-TMC
NO | NO |  |  |  | 041-16522 |  | CONMED Corporation | EXCALIBUR PLUS |  | 05fge017 | MEMORIAL CITY - MOR | MHHS-Mem City |  | Electrosurgical Unit |  | 041-16522 |  | West & Memorial City |  | MEMORIAL CITY - MOR | [5 empty] | ELECTROSURGICAL UNITS |  | ELECTROSURGICALUNIT-Comed-Excalibur Plus | ELECTROSURGICALUNIT | Excalibur Plus |  |  |  | Comed | Electrosurgical Unit |  |  | ELECTROSURGICALUNIT-Comed-Excalibur Plus |  |  |  | Not Covered Vendor Only - Biomedical | MHHS-Mem City
NO | YES |  |  |  | 013-38050 | 013-38050 | CONMED Corporation | HELIXAR |  | 2017L211 | SW-HVI-OR | MHHS-Southwest |  | Electrosurgical Unit |  | 013-38050 | 013-38050 | Southwest | MHHS-Southwest | SW-HVI-OR | CVOR3 | 3/1/20 |  | 9/1/20 |  | ELECTROSURGICAL UNITS | Electrosurgical Unit | ELECTROSURGICALUNIT-CONMED-HelixAR | ELECTROSURGICALUNIT | HelixAR |  |  |  | CONMED | Electrosurgical Unit |  | ELECTROSURGICALUNIT-CONMED-HelixAR |  | 1/1/19 |  | ESU-SA | Covered PM Repair - Biomedical | MHHS-Southwest | [8 empty] | ELECTROSURGICALUNIT | Electrosurgical Unit | CONMED
NO | YES |  |  |  | 013-38051 | 013-38051 | CONMED Corporation | HELIXAR |  | 2017L212 | SW-HVI-OR | MHHS-Southwest |  | Electrosurgical Unit |  | 013-38051 | 013-38051 | Southwest | MHHS-Southwest | SW-HVI-OR | Hallway | 9/1/19 |  | 9/1/20 |  | ELECTROSURGICAL UNITS | Electrosurgical Unit | ELECTROSURGICALUNIT-CONMED-HelixAR | ELECTROSURGICALUNIT | HelixAR |  |  |  | CONMED | Electrosurgical Unit |  | ELECTROSURGICALUNIT-CONMED-HelixAR |  | 1/1/19 |  | ESU-SA | Covered PM Repair - Biomedical | MHHS-Southwest | [8 empty] | ELECTROSURGICALUNIT | Electrosurgical Unit | CONMED
NO | YES |  |  |  | 013-38053 | 013-38053 | CONMED Corporation | HELIXAR |  | 2017L210 | SW-HVI-OR | MHHS-Southwest |  | Electrosurgical Unit |  | 013-38053 | 013-38053 | Southwest | MHHS-Southwest | SW-HVI-OR | Hvi or 2 | 3/1/20 |  | 9/1/20 |  | ELECTROSURGICAL UNITS | Electrosurgical Unit | ELECTROSURGICALUNIT-CONMED-HelixAR | ELECTROSURGICALUNIT | HelixAR |  |  |  | CONMED | Electrosurgical Unit |  | ELECTROSURGICALUNIT-CONMED-HelixAR |  | 1/1/19 |  | ESU-SA | Covered PM Repair - Biomedical | MHHS-Southwest | [8 empty] | ELECTROSURGICALUNIT | Electrosurgical Unit | CONMED
NO | YES |  |  |  | 013-38054 | 013-38054 | CONMED Corporation | HELIXAR |  | 2017L214 | SW-Central Supply | MHHS-Southwest |  | Electrosurgical Unit |  | 013-38054 | 013-38054 | Southwest | MHHS-Southwest | SW-Central Supply | CVOR4 | 3/1/20 |  | 9/1/20 |  | ELECTROSURGICAL UNITS | Electrosurgical Unit | ELECTROSURGICALUNIT-CONMED-HelixAR | ELECTROSURGICALUNIT | HelixAR |  |  |  | CONMED | Electrosurgical Unit |  | ELECTROSURGICALUNIT-CONMED-HelixAR |  | 7/1/15 |  | ESU-SA | Covered PM Repair - Biomedical | MHHS-Southwest | [8 empty] | ELECTROSURGICALUNIT | Electrosurgical Unit | CONMED
NO | YES |  |  |  | 069-48288 | 069-48288 | CONMED Corporation | HELIXAR |  | 2019L153 | TMC-Sarofim 3-OR | MHHS-TMC |  | Electrosurgical Unit |  | 069-48288 | 069-48288 | TMC | MHHS-TMC | TMC-Sarofim 3-OR | OR3 | 12/1/19 |  | 12/1/19 |  | ELECTROSURGICAL UNITS |  | ELECTROSURGICALUNIT-CONMED-HelixAR | ELECTROSURGICALUNIT | HelixAR |  |  |  | CONMED | Electrosurgical Unit |  | ELECTROSURGICALUNIT-CONMED-HelixAR |  | 11/1/18 |  |  | Covered PM Repair - Biomedical | MHHS-TMC
NO | NO |  |  |  | 925-01168 |  | CONMED Corporation | HYFRECATOR PLUS |  | HW032B1594 | MH MG - (TMC) - UPPER KIRBY | MHHS-MG |  | Electrosurgical Unit |  | 925-01168 |  | TMC |  | MH MG - (TMC) - UPPER KIRBY | [5 empty] | ELECTROSURGICAL UNITS |  | ELECTROSURGICALUNIT-Comed-Hyfrecator Plus | ELECTROSURGICALUNIT | Hyfrecator Plus |  |  |  | Comed | Electrosurgical Unit |  |  | ELECTROSURGICALUNIT-Comed-Hyfrecator Plus |  |  |  | Covered PM Repair - Biomedical | MHHS-MG
NO | YES |  |  |  | 013-12187 | 013-12187 | CONMED Corporation | SABRE 180 |  | 05edg004 | SW-ER | MHHS-Southwest |  | Electrosurgical Unit |  | 013-12187 | 013-12187 | Southwest | MHHS-Southwest | SW-ER | EP3 | 11/1/19 |  | 5/1/20 |  | ELECTROSURGICAL UNITS | Electrosurgical Unit | ELECTROSURGICALUNIT-Comed-Sabre 180 | ELECTROSURGICALUNIT | Sabre 180 |  |  |  | Comed | Electrosurgical Unit |  |  | ELECTROSURGICALUNIT-Comed-Sabre 180 |  |  | ESU-SA | Covered PM Repair - Biomedical | MHHS-Southwest | [8 empty] | ELECTROSURGICALUNIT | Electrosurgical Unit | Comed
NO | YES |  |  |  | 013-12188 | 013-12188 | CONMED Corporation | SABRE 180 |  | 05egd003 | SW-HVI-OR | MHHS-Southwest |  | Electrosurgical Unit |  | 013-12188 | 013-12188 | Southwest | MHHS-Southwest | SW-HVI-OR | CV OR EV 3 | 10/1/19 |  |  |  | ELECTROSURGICAL UNITS | Electrosurgical Unit | ELECTROSURGICALUNIT-Comed-Sabre 180 | ELECTROSURGICALUNIT | Sabre 180 |  |  |  | Comed | Electrosurgical Unit |  |  | ELECTROSURGICALUNIT-Comed-Sabre 180 |  |  | ESU-SA | Covered PM Repair - Biomedical | MHHS-Southwest | [8 empty] | ELECTROSURGICALUNIT | Electrosurgical Unit | Comed
NO | YES |  |  |  |  | 013-12186 | CONMED Corporation | SABRE 180 |  | 05egd005 | SW-Cath Lab | MHHS-Southwest |  | Electrosurgical Unit |  |  | 013-12186 | Southwest | MHHS-Southwest | SW-Cath Lab | Storage | 10/1/19 |  | 4/1/20 |  | ELECTROSURGICAL UNITS | Electrosurgical Unit | ELECTROSURGICALUNIT-Comed-Sabre 180 | ELECTROSURGICALUNIT | Sabre 180 |  |  |  | Comed | Electrosurgical Unit |  |  | ELECTROSURGICALUNIT-Comed-Sabre 180 |  |  | ESU-SA | Covered PM Repair - Biomedical | MHHS-Southwest | [8 empty] | ELECTROSURGICALUNIT | Electrosurgical Unit | Comed
NO | NO | [5 empty] | CONMED Corporation | SABRE 180 |  | 04LGD002 | SW - CATH LAB | MHHS-Southwest |  | Electrosurgical Unit |  |  |  | Southwest |  | SW - CATH LAB | [5 empty] | ELECTROSURGICAL UNITS |  | ELECTROSURGICALUNIT-Comed-Sabre 180 | ELECTROSURGICALUNIT | Sabre 180 |  |  |  | Comed | Electrosurgical Unit |  |  | ELECTROSURGICALUNIT-Comed-Sabre 180 |  |  |  | Covered PM Repair - Biomedical | MHHS-Southwest
NO | YES |  |  |  |  | 029-07580 | CONMED Corporation | SYSTEM 2450 |  | 10kgu026 | Woodlands-Birth Center | MHHS-Woodlands |  | Electrosurgical Unit |  |  | 029-07580 | Woodlands | MHHS-Woodlands | Woodlands-Birth Center | Birth Center | 1/1/19 |  | 1/1/22 |  | ELECTROSURGICAL UNITS | Electrosurgical Unit | ELECTROSURGICALUNIT-Comed-System 2450 | ELECTROSURGICALUNIT | System 2450 |  |  |  | Comed | Electrosurgical Unit |  |  | ELECTROSURGICALUNIT-Comed-System 2450 | 6/1/18 |  | ESU-SA | Covered PM Repair - Biomedical | MHHS-Woodlands | [8 empty] | ELECTROSURGICALUNIT | Electrosurgical Unit | Comed
NO | YES |  |  |  | 029-05240 | 029-05240 | CONMED Corporation | SYSTEM 5000 |  | 08fgp131 | Woodlands-OR | MHHS-Woodlands |  | Electrosurgical Unit |  | 029-05240 | 029-05240 | Woodlands | MHHS-Woodlands | Woodlands-OR | OR ROOM 1 | 10/1/19 |  | 9/1/20 |  | ELECTROSURGICAL UNITS | Electrosurgical Unit | ELECTROSURGICALUNIT-CONMED-System 5000 | ELECTROSURGICALUNIT | System 5000 |  |  |  | CONMED | Electrosurgical Unit |  | ELECTROSURGICALUNIT-CONMED-System 5000 |  | 6/1/18 |  | ESU-SA | Covered PM Repair - Biomedical | MHHS-Woodlands | [8 empty] | ELECTROSURGICALUNIT | Electrosurgical Unit | CONMED
NO | YES |  |  |  | 029-08765 | 029-08765 | CONMED Corporation | SYSTEM 5000 |  | 14AGP038 | Woodlands-OR | MHHS-Woodlands |  | Electrosurgical Unit |  | 029-08765 | 029-08765 | Woodlands | MHHS-Woodlands | Woodlands-OR | OR | 12/1/18 |  | 4/1/20 |  | ELECTROSURGICAL UNITS | Electrosurgical Unit | ELECTROSURGICALUNIT-CONMED-System 5000 | ELECTROSURGICALUNIT | System 5000 |  |  |  | CONMED | Electrosurgical Unit |  | ELECTROSURGICALUNIT-CONMED-System 5000 |  | 6/1/18 |  | ESU-SA | Covered PM Repair - Biomedical | MHHS-Woodlands | [8 empty] | ELECTROSURGICALUNIT | Electrosurgical Unit | CONMED
NO | YES |  |  |  | 029-09500 | 029-09500 | CONMED Corporation | SYSTEM 5000 |  | 14FGP030 | Woodlands-OR | MHHS-Woodlands |  | Electrosurgical Unit |  | 029-09500 | 029-09500 | Woodlands | MHHS-Woodlands | Woodlands-OR | OR ROOM 1 | 3/1/19 |  | 9/1/20 |  | ELECTROSURGICAL UNITS | Electrosurgical Unit | ELECTROSURGICALUNIT-CONMED-System 5000 | ELECTROSURGICALUNIT | System 5000 |  |  |  | CONMED | Electrosurgical Unit |  | ELECTROSURGICALUNIT-CONMED-System 5000 |  | 6/1/18 |  | ESU-SA | Covered PM Repair - Biomedical | MHHS-Woodlands | [8 empty] | ELECTROSURGICALUNIT | Electrosurgical Unit | CONMED
NO | NO | [5 empty] | Consult Diagnostics | SELECT 505 |  | ua-90606635 | MH MG - (SL) - SUGAR LAND PRIMARY CARE (MP1) | MHHS-MG | [5 empty] | Sugar Land |  | MH MG - (SL) - SUGAR LAND PRIMARY CARE (MP1) | [5 empty] | ANALYZERS, LABORATORY, URINE |  | .needs class | [5 empty] | CONSULTDIAGNOSTIC | [7 empty] | Not Covered Vendor Only - Biomedical | MHHS-MG
YES | YES |  |  |  | 099-04820 | 099-04820 | Contec | Dxh connectivity standard computer |  | BCI0217F11607 | PEARLAND - LABORATORY - MAIN |  |  |  |  | 099-04820 | 099-04820 | Pearland | Memorial Hermann Pearland Hospital | PEARLAND - LABORATORY - MAIN | Lab |  |  |  | Connects to 145-00937
YES | YES |  |  |  | 099-04818 | 099-04818 | Contec | Rom1932ami |  | MTV1116F01562 | PEARLAND - LABORATORY - MAIN |  |  |  |  | 099-04818 | 099-04818 | Pearland | Memorial Hermann Pearland Hospital | PEARLAND - LABORATORY - MAIN | Lab |  |  |  | Connects to 145-00937
YES | YES |  |  |  | 099-01418 | 099-01418 | Contec Med Sys | Rom770AIII |  | IRD0315D00173 | NE - LABORATORY |  |  |  |  | 099-01418 | 099-01418 | Katy | Memorial Hermann Katy Hospital | NE - LABORATORY | Speciman sampling |  |  |  | Monitor for Iris system
NO | NO |  |  |  | 009-09893 |  | Contec Medical Systems Co., Ltd | SONOLINE B |  | FB1408201125 | NEIGHBORHOOD CLINIC - (GH) - NORTHWEST CC | MHHS-Neighborhood Clinics |  | Doppler, Fetal Ultrasound |  | 009-09893 |  | Central & Greater Heights |  | NEIGHBORHOOD CLINIC - (GH) - NORTHWEST CC | [5 empty] | DETECTORS, BLOOD FLOW/FETAL HEART, ULTRASONIC |  | DOPPLERFETALULTRASND-Sonoline-Sonoline B | DOPPLERFETALULTRASND | Sonoline B |  |  |  | Sonoline | Doppler, Fetal Ultrasound |  |  | DOPPLERFETALULTRASND-Sonoline-Sonoline B |  |  |  | Covered PM Repair - Radiology, Low End | MHHS-Neighborhood Clinics
YES | YES | Asset Tag 099-01945 |  |  | 099-01945 | 099-01945 | Contemporary Design Co | Shuttle MVP Pro 13.6.11.9 |  | MVP P 0419 0810 REV B | SMR - (TMC) - SHEPHERD SQUARE |  |  |  |  | 099-01945 | 099-01945 | TMC | Sports Rehab | SMR - (TMC) - SHEPHERD SQUARE | Gym Floor
NO | YES | Asset Tag 013-17596 |  |  | 013-17596 | 013-17596 | Continental Metal Products (CMP) Inc | DSW2AE |  | D11030 | SW Endoscopy |  |  |  |  | 013-17596 | 013-17596 | Southwest | Memorial Hermann Southwest Hospital | SW Endoscopy | SW Endoscopy
NO | YES | Asset Tag 069-41217 |  |  | 069-41217 | 069-41217 | Continental Metal Products (CMP) Inc | Dsw3AE |  | E4812 | Ace |  |  |  |  | 069-41217 | 069-41217 | TMC | Memorial Hermann-Texas Medical Center | Ace | By C431
NO | NO |  |  |  | 069-41789 |  | Continental Metal Products Co Inc | DSW-1AE-18 |  | D2932 | TMC - JONES - NEURO ACUTE CARE (5J) | MHHS-TMC |  |  |  | 069-41789 |  | TMC |  | TMC - JONES - NEURO ACUTE CARE (5J) | [5 empty] | WARMING UNITS, MULTIPURPOSE |  | .needs class | [5 empty] | Continental Sci | [7 empty] | Covered PM Repair - Biomedical | MHHS-TMC
NO | YES |  |  |  | 129-04341 | 129-04341 | Continental Metal Products Co Inc | DSW-2AE-2 |  | D3066 | SUGAR LAND - CATH LAB | MHHS-Sugarland |  | Warming Cabinet |  | 129-04341 | 129-04341 | Sugar Land | Memorial Hermann Sugar Land Hospital | SUGAR LAND - CATH LAB | Cath Lab Storage | 10/1/19 | 10/1/20 |  |  | WARMING UNITS, MULTIPURPOSE | Warming Cabinet | WARMINGCABINET-Continental Metal Prod-DSW2AE-2 | WARMINGCABINET | DSW2AE-2 |  |  |  | Continental Metal | Warming Cabinet |  |  | WARMINGCABINET-Continental Metal Prod-DSW2AE-2 |  |  |  | Covered PM Repair - Biomedical | MHHS-Sugarland | [8 empty] | WARMINGCABINET | Warming Cabinet | Continental Metal
NO | YES |  |  |  | 129-04342 | 129-04342 | Continental Metal Products Co Inc | DSW-2AE-2 |  | d3073 | Sugar Land-Cath Lab | MHHS-Sugarland |  | Warming Cabinet |  | 129-04342 | 129-04342 | Sugar Land | MHHS-Sugarland | Sugar Land-Cath Lab |  | 10/1/19 |  |  |  | WARMING UNITS, MULTIPURPOSE | Warming Cabinet | WARMINGCABINET-Continental Metal Prod-DSW2AE-2 | WARMINGCABINET | DSW2AE-2 |  |  |  | Continental Metal | Warming Cabinet |  |  | WARMINGCABINET-Continental Metal Prod-DSW2AE-2 |  |  |  | Covered PM Repair - Biomedical | MHHS-Sugarland | [8 empty] | WARMINGCABINET | Warming Cabinet | Continental Metal
NO | YES |  |  |  | 129-04418 | 129-04418 | Continental Metal Products Co Inc | DSW-2AE-2 |  | D3084 | Sugar Land-OR | MHHS-Sugarland |  | Warming Cabinet |  | 129-04418 | 129-04418 | Sugar Land | MHHS-Sugarland | Sugar Land-OR | OR 7-8 Sub-Sterile | 8/1/19 |  |  |  | WARMING UNITS, MULTIPURPOSE | Warming Cabinet | WARMINGCABINET-Continental Metal Prod-DSW2AE-2 | WARMINGCABINET | DSW2AE-2 |  |  |  | Continental Metal | Warming Cabinet |  |  | WARMINGCABINET-Continental Metal Prod-DSW2AE-2 |  |  |  | Covered PM Repair - Biomedical | MHHS-Sugarland | [8 empty] | WARMINGCABINET | Warming Cabinet | Continental Metal
NO | YES |  |  |  | 069-27885 | 069-27885 | Continental Metal Products Co Inc | DSW-2AE-2 |  | D517 | TMC-Jones-Neuro ICU (7J) | MHHS-TMC |  | Warming Cabinet |  | 069-27885 | 069-27885 | TMC | MHHS-TMC | TMC-Jones-Neuro ICU (7J) | Hallway | 7/1/19 |  | 7/1/20 |  | WARMING UNITS, MULTIPURPOSE | Warming Cabinet | WARMINGCABINET-Continental Metal Prod-DSW2AE-2 | WARMINGCABINET | DSW2AE-2 |  |  |  | Continental Metal | Warming Cabinet |  |  | WARMINGCABINET-Continental Metal Prod-DSW2AE-2 | 5/15/14 |  |  | Not Covered Vendor Only - Biomedical | MHHS-TMC | [8 empty] | WARMINGCABINET | Warming Cabinet | Continental Metal
NO | YES |  |  |  |  | 029-06427 | Continental Metal Products Co Inc | DSW-2AE-2 |  | D3085 | Woodlands-Endoscopy | MHHS-Woodlands |  | Warming Cabinet |  |  | 029-06427 | Woodlands | MHHS-Woodlands | Woodlands-Endoscopy | Pre/post | 11/1/19 |  | 11/1/20 |  | WARMING UNITS, MULTIPURPOSE | Warming Cabinet | WARMINGCABINET-Continental Metal Prod-DSW2AE-2 | WARMINGCABINET | DSW2AE-2 |  |  |  | Continental Metal | Warming Cabinet |  |  | WARMINGCABINET-Continental Metal Prod-DSW2AE-2 | 4/23/16 |  |  | Covered PM Repair - Biomedical | MHHS-Woodlands | [8 empty] | WARMINGCABINET | Warming Cabinet | Continental Metal
NO | YES |  |  |  | 029-08925 | 029-08925 | Continental Metal Products Co Inc | DSW-2AE-2 |  | D501 | Woodlands-PCU4 | MHHS-Woodlands |  | Warming Cabinet |  | 029-08925 | 029-08925 | Woodlands | MHHS-Woodlands | Woodlands-PCU4 | Equipment Storage | 11/1/19 |  | 11/1/20 |  | WARMING UNITS, MULTIPURPOSE | Warming Cabinet | WARMINGCABINET-Continental Metal Prod-DSW2AE-2 | WARMINGCABINET | DSW2AE-2 |  |  |  | Continental Metal | Warming Cabinet |  |  | WARMINGCABINET-Continental Metal Prod-DSW2AE-2 | 4/23/16 |  |  | Covered PM Repair - Biomedical | MHHS-Woodlands | [8 empty] | WARMINGCABINET | Warming Cabinet | Continental Metal
NO | YES |  |  |  |  | 029-05449 | Continental Metal Products Co Inc | DSW-2AE-2 |  | D3010 | Woodlands-PCU6 | MHHS-Woodlands |  | Warming Cabinet |  |  | 029-05449 | Woodlands | MHHS-Woodlands | Woodlands-PCU6 | Equipment room | 10/1/19 |  | 10/1/20 |  | WARMING UNITS, MULTIPURPOSE | Warming Cabinet | WARMINGCABINET-Continental Metal Prod-DSW2AE-2 | WARMINGCABINET | DSW2AE-2 |  |  |  | Continental Metal | Warming Cabinet |  |  | WARMINGCABINET-Continental Metal Prod-DSW2AE-2 | 4/23/16 |  |  | Covered PM Repair - Biomedical | MHHS-Woodlands | [8 empty] | WARMINGCABINET | Warming Cabinet | Continental Metal
NO | YES |  |  |  | 029-05845 | 029-05845 | Continental Metal Products Co Inc | DSW-2AE-2 |  | D3044 | Woodlands-Terramont ER (Clinic) | MHHS-Woodlands |  | Warming Cabinet |  | 029-05845 | 029-05845 | Woodlands | MHHS-Woodlands | Woodlands-Terramont ER (Clinic) | Hall | 12/1/19 |  | 12/1/20 |  | WARMING UNITS, MULTIPURPOSE | Warming Cabinet | WARMINGCABINET-Continental Metal Prod-DSW2AE-2 | WARMINGCABINET | DSW2AE-2 |  |  |  | Continental Metal | Warming Cabinet |  |  | WARMINGCABINET-Continental Metal Prod-DSW2AE-2 | 4/23/16 |  |  | Covered PM Repair - Biomedical | MHHS-Woodlands | [8 empty] | WARMINGCABINET | Warming Cabinet | Continental Metal
NO | NO | [5 empty] | Continental Metal Products Co Inc | DSW-2AE-2 |  | d3097 | SW - ER | MHHS-Southwest |  | Warming Cabinet |  |  |  | Southwest |  | SW - ER | [5 empty] | WARMING UNITS, MULTIPURPOSE |  | WARMINGCABINET-Continental Metal Prod-DSW2AE-2 | WARMINGCABINET | DSW2AE-2 |  |  |  | Continental Metal | Warming Cabinet |  |  | WARMINGCABINET-Continental Metal Prod-DSW2AE-2 |  |  |  | Covered PM Repair - Biomedical | MHHS-Southwest
NO | NO |  |  |  | 074-00894 |  | Continental Metal Products Co Inc | DSW-2AE-2 |  | D3116 | TMC - CATH LAB - PEDI (GHP) | MHHS-TMC |  | Warming Cabinet |  | 074-00894 |  | TMC |  | TMC - CATH LAB - PEDI (GHP) | [5 empty] | WARMING UNITS, MULTIPURPOSE |  | WARMINGCABINET-Continental Metal Prod-DSW2AE-2 | WARMINGCABINET | DSW2AE-2 |  |  |  | Continental Metal | Warming Cabinet |  |  | WARMINGCABINET-Continental Metal Prod-DSW2AE-2 |  |  |  | Covered PM Repair - Biomedical | MHHS-TMC
NO | NO | [5 empty] | Continental Metal Products Co Inc | DSW-2AE-2 |  | d3059 | WOODLANDS - BIRTH CENTER | MHHS-Woodlands |  | Warming Cabinet |  |  |  | Woodlands |  | WOODLANDS - BIRTH CENTER | [5 empty] | WARMING UNITS, MULTIPURPOSE |  | WARMINGCABINET-Continental Metal Prod-DSW2AE-2 | WARMINGCABINET | DSW2AE-2 |  |  |  | Continental Metal | Warming Cabinet |  |  | WARMINGCABINET-Continental Metal Prod-DSW2AE-2 |  |  |  | Covered PM Repair - Biomedical | MHHS-Woodlands
NO | NO | [5 empty] | Continental Metal Products Co Inc | DSW-2AE-2 |  | d3017 | WOODLANDS - CANCER CENTER | MHHS-Woodlands |  | Warming Cabinet |  |  |  | Woodlands |  | WOODLANDS - CANCER CENTER | [5 empty] | WARMING UNITS, MULTIPURPOSE |  | WARMINGCABINET-Continental Metal Prod-DSW2AE-2 | WARMINGCABINET | DSW2AE-2 |  |  |  | Continental Metal | Warming Cabinet |  |  | WARMINGCABINET-Continental Metal Prod-DSW2AE-2 |  |  |  | Covered PM Repair - Biomedical | MHHS-Woodlands
NO | YES |  |  |  | 133-07946 | 133-07946 | Continental Metal Products Co Inc | DSW-3AE |  | D11082 | KATY - CT | MHHS-Katy |  |  |  | 133-07946 | 133-07946 | Katy |  | KATY - CT | [5 empty] | WARMING UNITS, MULTIPURPOSE |  | .needs class | [5 empty] | Continental Sci | [7 empty] | Covered PM Repair - Biomedical | MHHS-Katy
NO | YES |  |  |  | 133-05368 | 133-05368 | Continental Metal Products Co Inc | DSW-3AE |  | d11017 | OPID-(KY)-Katy-445 (Mp1) | MHHS-OPID |  |  |  | 133-05368 | 133-05368 | Katy | MHHS-Others | OPID-(KY)-Katy-445 (Mp1) | Hallway | 1/1/20 | 2/1/21 |  |  | WARMING UNITS, MULTIPURPOSE |  | .needs class | [5 empty] | Continental Sci |  |  |  |  | 12/15/15 |  |  | Covered PM Repair - Biomedical | MHHS-OPID
NO | YES |  |  |  | 069-41219 | 069-41219 | Continental Metal Products Co Inc | DSW-3AE |  | E4798 |  | MHHS-TMC |  |  |  | 069-41219 | 069-41219 | TMC | Memorial Hermann-Texas Medical Center |  | C3/03 | 2/1/19 |  | 2/1/21 |  | WARMING UNITS, MULTIPURPOSE |  | .needs class | [5 empty] | Continental Sci |  |  |  |  | 12/15/15 |  |  | Covered PM Repair - Biomedical | MHHS-TMC
NO | YES |  |  |  | 069-41221 | 069-41221 | Continental Metal Products Co Inc | DSW-3AE |  | E4813 | TMC-Cullen-IMU (3C) | MHHS-TMC |  |  |  | 069-41221 | 069-41221 | TMC | MHHS-TMC | TMC-Cullen-IMU (3C) | Clean supply | 12/1/18 |  | 7/1/19 | PM Past Due | WARMING UNITS, MULTIPURPOSE |  | .needs class | [5 empty] | Continental Sci |  |  |  |  | 12/15/15 |  |  | Covered PM Repair - Biomedical | MHHS-TMC
NO | YES |  |  |  | 069-41218 | 069-41218 | Continental Metal Products Co Inc | DSW-3AE |  | E4797 | TMC-Cullen-MICU (2C) | MHHS-TMC |  |  |  | 069-41218 | 069-41218 | TMC | MHHS-TMC | TMC-Cullen-MICU (2C) |  | 7/1/19 |  |  |  | WARMING UNITS, MULTIPURPOSE |  | .needs class | [5 empty] | Continental Sci |  |  |  |  | 12/15/15 | Verified 3/29/2020 11:26:am (Central) |  | Covered PM Repair - Biomedical | MHHS-TMC
NO | YES | Asset Tag 069-41217 |  |  | 069-41217 | 069-41217 | Continental Metal Products Co Inc | DSW-3AE |  | e4816 | TMC-Cullen-Oncology/Hematology (4C) | MHHS-TMC |  |  |  | 069-41217 | 069-41217 | TMC | MHHS-TMC | TMC-Cullen-Oncology/Hematology (4C) |  | 6/4/19 |  |  |  | WARMING UNITS, MULTIPURPOSE |  | .needs class | [5 empty] | Continental Sci |  |  |  |  | 12/15/15 | Verified 3/29/2020 11:26:am (Central) |  | Covered PM Repair - Biomedical | MHHS-TMC
NO | YES |  |  |  | 069-39678 | 069-39678 | Continental Metal Products Co Inc | DSW-3AE |  | D11165 | TMC-Cullen-Oncology/Hematology (4C) | MHHS-TMC |  |  |  | 069-39678 | 069-39678 | TMC | MHHS-TMC | TMC-Cullen-Oncology/Hematology (4C) | Nurses Station | 7/1/19 |  | 7/1/20 |  | WARMING UNITS, MULTIPURPOSE |  | .needs class | [5 empty] | Continental Sci |  |  |  |  | 12/15/15 |  |  | Covered PM Repair - Biomedical | MHHS-TMC
NO | YES |  |  |  | 069-33257 | 069-33257 | Continental Metal Products Co Inc | DSW-3AE |  | D11083 | Day surgery 2R | MHHS-TMC |  |  |  | 069-33257 | 069-33257 | TMC | Memorial Hermann-Texas Medical Center | Day surgery 2R | Nurse station | 7/1/19 |  | 7/1/20 |  | WARMING UNITS, MULTIPURPOSE |  | .needs class | [5 empty] | Continental Sci |  |  |  |  | 12/15/15 |  |  | Covered PM Repair - Biomedical | MHHS-TMC
NO | NO |  |  |  | 041-17166 |  | Continental Metal Products Co Inc | DSW-3AE |  | D11000 | OPID - (MC) - MEMORIAL CITY - 422 (MP4) | MHHS-OPID |  |  |  | 041-17166 |  | West & Memorial City |  | OPID - (MC) - MEMORIAL CITY - 422 (MP4) | [5 empty] | WARMING UNITS, MULTIPURPOSE |  | .needs class | [5 empty] | Continental Sci | [7 empty] | Covered PM Repair - Biomedical | MHHS-OPID
NO | NO |  |  |  | 005-06786 |  | Continental Metal Products Co Inc | DSW-3AE |  | D737 | OPID - (SE) - PASADENA - 465 | MHHS-OPID |  |  |  | 005-06786 |  | Southeast & Bay Area |  | OPID - (SE) - PASADENA - 465 | [5 empty] | WARMING UNITS, MULTIPURPOSE |  | .needs class | [5 empty] | Continental Sci | [7 empty] | Covered PM Repair - Biomedical | MHHS-OPID
NO | NO | [5 empty] | Continental Metal Products Co Inc | DSW-3AE |  | D11028 | SUGAR LAND - CATH LAB | MHHS-Sugarland | [5 empty] | Sugar Land |  | SUGAR LAND - CATH LAB | [5 empty] | WARMING UNITS, MULTIPURPOSE |  | .needs class | [5 empty] | Continental Sci | [7 empty] | Covered PM Repair - Biomedical | MHHS-Sugarland
NO | NO |  |  |  | 069-37822 |  | Continental Metal Products Co Inc | DSW-3AE |  | D11113 | TMC - JONES - NEURO ACUTE CARE (5J) | MHHS-TMC |  |  |  | 069-37822 |  | TMC |  | TMC - JONES - NEURO ACUTE CARE (5J) | [5 empty] | WARMING UNITS, MULTIPURPOSE |  | .needs class | [5 empty] | Continental Sci | [7 empty] | Covered PM Repair - Biomedical | MHHS-TMC
NO | YES |  |  |  | 009-06467 | 009-06467 | Continental Metal Products Co Inc | DSW1AE |  | D11006 | Nuclear Medicine | MHHS-OPID |  |  |  | 009-06467 | 009-06467 | TMC | Memorial Hermann-Medical Plaza 3 | Nuclear Medicine |  | 7/1/19 |  | 7/1/20 |  | WARMING UNITS, MULTIPURPOSE |  | .needs class | [5 empty] | Continental Sci | [7 empty] | Covered PM Repair - Biomedical | MHHS-OPID
NO | YES |  |  |  | 241-00741 | 241-00741 | Continental Metal Products Co Inc | DSW1AE |  | D11011 | MH MG - (SE) - LC CCC | MHHS-OPID |  |  |  | 241-00741 | 241-00741 | Southeast | MHHS-MG | MH MG - (SE) - LC CCC | CT Scan Room | 2/1/20 |  | 2/1/21 |  | WARMING UNITS, MULTIPURPOSE |  | .needs class | [5 empty] | Continental Sci | [7 empty] | Covered PM Repair - Biomedical | MHHS-OPID
NO | NO |  |  |  | 241-00742 |  | Continental Metal Products Co Inc | DSW1AE |  | D11010 | OPID - (TMC) - UPPER KIRBY - 467 | MHHS-OPID |  |  |  | 241-00742 |  | TMC |  | OPID - (TMC) - UPPER KIRBY - 467 | [5 empty] | WARMING UNITS, MULTIPURPOSE |  | .needs class | [5 empty] | Continental Sci | [7 empty] | Covered PM Repair - Biomedical | MHHS-OPID
NO | NO |  |  |  | 069-39680 |  | Continental Metal Products Co Inc | DSW1AE |  | D11140 | TMC - JONES - INPATIENT REHAB (4J) | MHHS-TMC |  |  |  | 069-39680 |  | TMC |  | TMC - JONES - INPATIENT REHAB (4J) | [5 empty] | WARMING UNITS, MULTIPURPOSE |  | .needs class | [5 empty] | Continental Sci | [7 empty] | Covered PM Repair - Biomedical | MHHS-TMC
NO | YES |  |  |  | 013-17535 | 013-17535 | Continental Metal Products Co Inc | DSW1AE-24 |  | D11008 | OPID-(SW)-Southwest Bc-450 (Mp1) | MHHS-OPID |  |  |  | 013-17535 | 013-17535 | Southwest | MHHS-Others | OPID-(SW)-Southwest Bc-450 (Mp1) | Breast Center | 7/1/19 |  |  |  | WARMING UNITS, MULTIPURPOSE |  | .needs class | [5 empty] | Continental Sci |  |  |  |  | 10/19/13 |  |  | Covered PM Repair - Biomedical | MHHS-OPID
NO | YES |  |  |  | 029-10891 | 029-10891 | Continental Metal Products Co Inc | DSW2AE-2-24 |  | E4626 | Woodlands-PCU5 | MHHS-Woodlands |  |  |  | 029-10891 | 029-10891 | Woodlands | MHHS-Woodlands | Woodlands-PCU5 | Clean Equipment Storage | 7/1/19 |  | 7/1/20 |  | WARMING UNITS, MULTIPURPOSE |  | .needs class | [5 empty] | Continental Sci | [7 empty] | Covered PM Repair - Radiology, Low End | MHHS-Woodlands
NO | YES |  |  |  | 029-10897 | 029-10897 | Continental Metal Products Co Inc | DSW2AE-2-24 |  | E4627 | Woodlands-PCU5 | MHHS-Woodlands |  |  |  | 029-10897 | 029-10897 | Woodlands | MHHS-Woodlands | Woodlands-PCU5 | Equipment Storage E510.1 | 7/1/19 |  | 7/1/20 |  | WARMING UNITS, MULTIPURPOSE |  | .needs class | [5 empty] | Continental Sci |  |  |  |  | 4/23/16 |  |  | Covered PM Repair - Biomedical | MHHS-Woodlands
NO | YES |  |  |  | 029-06182 | 029-06182 | Continental Metal Products Co Inc | DSW2AE-2-24 |  | D3092 | Woodlands-ER | MHHS-Woodlands |  |  |  | 029-06182 | 029-06182 | Woodlands | MHHS-Woodlands | Woodlands-ER | ER HALL | 9/1/19 |  | 9/1/20 |  | WARMING UNITS, MULTIPURPOSE |  | .needs class | [5 empty] | Continental Sci |  |  |  |  | 4/23/16 |  |  | Covered PM Repair - Biomedical | MHHS-Woodlands