NO | NO |  |  |  | 129-06518 |  | Welch Allyn Inc |  |  |  | MH MG - (STX) - SOUTH TEXAS - ROSENBERG | MHHS-MG |  | Transformer, Constant Voltage |  | 129-06518 |  | South |  | MH MG - (STX) - SOUTH TEXAS - ROSENBERG | [5 empty] | OPHTHALMOSCOPE/OTOSCOPES |  | TRNSFRMRCONSTANTVLTG-Welch Allyn-767 | TRNSFRMRCONSTANTVLTG |  |  |  |  | Welch Allyn | Transformer, Constant Voltage |  | TRNSFRMRCONSTANTVLTG-Welch Allyn-767 |  |  |  |  | No Coverage Specified | MHHS-MG
NO | NO |  |  |  | 129-06604 |  | Welch Allyn Inc |  |  |  | MH MG - (STX) - SOUTH TEXAS - ROSENBERG | MHHS-MG |  | Transformer, Constant Voltage |  | 129-06604 |  | South |  | MH MG - (STX) - SOUTH TEXAS - ROSENBERG | [5 empty] | OPHTHALMOSCOPE/OTOSCOPES |  | TRNSFRMRCONSTANTVLTG-Welch Allyn-767 | TRNSFRMRCONSTANTVLTG |  |  |  |  | Welch Allyn | Transformer, Constant Voltage |  | TRNSFRMRCONSTANTVLTG-Welch Allyn-767 |  |  |  |  | No Coverage Specified | MHHS-MG
NO | NO |  |  |  | 129-06614 |  | Welch Allyn Inc |  |  |  | MH MG - (STX) - SOUTH TEXAS - ROSENBERG | MHHS-MG |  | Transformer, Constant Voltage |  | 129-06614 |  | South |  | MH MG - (STX) - SOUTH TEXAS - ROSENBERG | [5 empty] | OPHTHALMOSCOPE/OTOSCOPES |  | TRNSFRMRCONSTANTVLTG-Welch Allyn-767 | TRNSFRMRCONSTANTVLTG |  |  |  |  | Welch Allyn | Transformer, Constant Voltage |  | TRNSFRMRCONSTANTVLTG-Welch Allyn-767 |  |  |  |  | No Coverage Specified | MHHS-MG
NO | NO |  |  |  | 017-00853 |  | Welch Allyn Inc |  |  | 017-00853 | MH MG - (STX) - SOUTH TEXAS - WHARTON | MHHS-MG |  | Transformer, Constant Voltage |  | 017-00853 |  | South |  | MH MG - (STX) - SOUTH TEXAS - WHARTON | [5 empty] | LIGHTS, EXAMINATION |  | TRNSFRMRCONSTANTVLTG-Welch Allyn-767 | TRNSFRMRCONSTANTVLTG |  |  |  |  | Welch Allyn | Transformer, Constant Voltage |  | TRNSFRMRCONSTANTVLTG-Welch Allyn-767 |  |  |  |  | No Coverage Specified | MHHS-MG
NO | NO |  |  |  | 000-02805 |  | Welch Allyn Inc |  |  |  | MH MG - (STX) - SOUTH TEXAS - WHARTON | MHHS-MG |  | Transformer, Constant Voltage |  | 000-02805 |  | South |  | MH MG - (STX) - SOUTH TEXAS - WHARTON | [5 empty] | OPHTHALMOSCOPE/OTOSCOPES |  | TRNSFRMRCONSTANTVLTG-Welch Allyn-767 | TRNSFRMRCONSTANTVLTG |  |  |  |  | Welch Allyn | Transformer, Constant Voltage |  | TRNSFRMRCONSTANTVLTG-Welch Allyn-767 |  |  |  |  | Covered PM Repair - Biomedical | MHHS-MG
NO | NO |  |  |  | 017-00900 |  | Welch Allyn Inc |  |  | 017-00900 | MH MG - (STX) - SOUTH TEXAS - WHARTON | MHHS-MG |  | Transformer, Constant Voltage |  | 017-00900 |  | South |  | MH MG - (STX) - SOUTH TEXAS - WHARTON | [5 empty] | OPHTHALMOSCOPE/OTOSCOPES |  | TRNSFRMRCONSTANTVLTG-Welch Allyn-767 | TRNSFRMRCONSTANTVLTG |  |  |  |  | Welch Allyn | Transformer, Constant Voltage |  | TRNSFRMRCONSTANTVLTG-Welch Allyn-767 |  |  |  |  | No Coverage Specified | MHHS-MG
NO | NO |  |  |  | 129-05135 |  | Welch Allyn Inc |  |  |  | MH MG - (STX) - SOUTH TEXAS - WHARTON | MHHS-MG |  | Transformer, Constant Voltage |  | 129-05135 |  | South |  | MH MG - (STX) - SOUTH TEXAS - WHARTON | [5 empty] | OPHTHALMOSCOPE/OTOSCOPES |  | TRNSFRMRCONSTANTVLTG-Welch Allyn-767 | TRNSFRMRCONSTANTVLTG |  |  |  |  | Welch Allyn | Transformer, Constant Voltage |  | TRNSFRMRCONSTANTVLTG-Welch Allyn-767 |  |  |  |  | No Coverage Specified | MHHS-MG
NO | NO |  |  |  | 129-05143 |  | Welch Allyn Inc |  |  |  | MH MG - (STX) - SOUTH TEXAS - WHARTON | MHHS-MG |  | Transformer, Constant Voltage |  | 129-05143 |  | South |  | MH MG - (STX) - SOUTH TEXAS - WHARTON | [5 empty] | OPHTHALMOSCOPE/OTOSCOPES |  | TRNSFRMRCONSTANTVLTG-Welch Allyn-767 | TRNSFRMRCONSTANTVLTG |  |  |  |  | Welch Allyn | Transformer, Constant Voltage |  | TRNSFRMRCONSTANTVLTG-Welch Allyn-767 |  |  |  |  | No Coverage Specified | MHHS-MG
NO | NO |  |  |  | 013-18327 |  | Welch Allyn Inc |  |  |  | MH MG - (SW) - SW MEDICAL PLAZA 4 (MP4) | MHHS-MG |  | Transformer, Constant Voltage |  | 013-18327 |  | Southwest |  | MH MG - (SW) - SW MEDICAL PLAZA 4 (MP4) | [5 empty] | OPHTHALMOSCOPE/OTOSCOPES |  | TRNSFRMRCONSTANTVLTG-Welch Allyn-767 | TRNSFRMRCONSTANTVLTG |  |  |  |  | Welch Allyn | Transformer, Constant Voltage |  | TRNSFRMRCONSTANTVLTG-Welch Allyn-767 |  |  |  |  | Not Covered Vendor Only - Biomedical | MHHS-MG
NO | NO |  |  |  | 069-33290 |  | Welch Allyn Inc |  |  | LOT# 10133 | MH MG - (TMC) - INT MED/ENDOCRINOLOGY (STE 2015) | MHHS-MG |  | Transformer, Constant Voltage |  | 069-33290 |  | TMC |  | MH MG - (TMC) - INT MED/ENDOCRINOLOGY (STE 2015) | [5 empty] | OPHTHALMOSCOPE/OTOSCOPES |  | TRNSFRMRCONSTANTVLTG-Welch Allyn-767 | TRNSFRMRCONSTANTVLTG |  |  |  |  | Welch Allyn | Transformer, Constant Voltage |  | TRNSFRMRCONSTANTVLTG-Welch Allyn-767 |  |  |  |  | Not Covered Vendor Only - Biomedical | MHHS-MG
NO | NO |  |  |  | 921-00764 |  | Welch Allyn Inc |  |  | NO LOT# | PARC - GESSNER INPATIENT REHAB | MHHS-PARC |  | Transformer, Constant Voltage |  | 921-00764 |  | Central & Greater Heights |  | PARC - GESSNER INPATIENT REHAB | [5 empty] | OPHTHALMOSCOPE/OTOSCOPES |  | TRNSFRMRCONSTANTVLTG-Welch Allyn-767 | TRNSFRMRCONSTANTVLTG |  |  |  |  | Welch Allyn | Transformer, Constant Voltage |  | TRNSFRMRCONSTANTVLTG-Welch Allyn-767 |  |  |  |  | No Coverage Specified | MHHS-PARC
NO | NO |  |  |  | 005-04359 |  | Welch Allyn Inc |  |  |  | SE - EMERGENCY CENTER | MHHS-Southeast |  | Transformer, Constant Voltage |  | 005-04359 |  | Southeast & Bay Area |  | SE - EMERGENCY CENTER | [5 empty] | OPHTHALMOSCOPE/OTOSCOPES |  | TRNSFRMRCONSTANTVLTG-Welch Allyn-767 | TRNSFRMRCONSTANTVLTG |  |  |  |  | Welch Allyn | Transformer, Constant Voltage |  | TRNSFRMRCONSTANTVLTG-Welch Allyn-767 |  |  |  |  | Covered PM Repair - Biomedical | MHHS-Southeast
NO | NO |  |  |  | CM-070426235552 |  | Welch Allyn Inc |  |  |  | TMC - ROBERTSON - CLIN RESEARCH (3R) | MHHS-TMC |  | Transformer, Constant Voltage |  | CM-070426235552 |  | TMC |  | TMC - ROBERTSON - CLIN RESEARCH (3R) | [5 empty] | MONITORS, BEDSIDE, BLOOD PRESSURE |  | TRNSFRMRCONSTANTVLTG-Welch Allyn-767 | TRNSFRMRCONSTANTVLTG |  |  |  |  | Welch Allyn | Transformer, Constant Voltage |  | TRNSFRMRCONSTANTVLTG-Welch Allyn-767 |  |  |  |  | Covered PM Repair - Biomedical | MHHS-TMC
NO | NO |  |  |  | 077-03395 |  | Welch Allyn Inc |  |  | N/A | TMC - CHILDRENS - NICU (7HP) | MHHS-TMC |  | Transformer, Constant Voltage |  | 077-03395 |  | TMC |  | TMC - CHILDRENS - NICU (7HP) | [5 empty] | OPHTHALMOSCOPE/OTOSCOPES |  | TRNSFRMRCONSTANTVLTG-Welch Allyn-767 | TRNSFRMRCONSTANTVLTG |  |  |  |  | Welch Allyn | Transformer, Constant Voltage |  | TRNSFRMRCONSTANTVLTG-Welch Allyn-767 |  |  |  |  | Covered PM Repair - Biomedical | MHHS-TMC
NO | NO |  |  |  | 077-04505 |  | Welch Allyn Inc |  |  | N/A | TMC - CHILDRENS - NICU/SCU (8HP) | MHHS-TMC |  | Transformer, Constant Voltage |  | 077-04505 |  | TMC |  | TMC - CHILDRENS - NICU/SCU (8HP) | [5 empty] | OPHTHALMOSCOPE/OTOSCOPES |  | TRNSFRMRCONSTANTVLTG-Welch Allyn-767 | TRNSFRMRCONSTANTVLTG |  |  |  |  | Welch Allyn | Transformer, Constant Voltage |  | TRNSFRMRCONSTANTVLTG-Welch Allyn-767 |  |  |  |  | Covered PM Repair - Biomedical | MHHS-TMC
NO | NO |  |  |  | 069-44074 |  | Welch Allyn Inc |  |  |  | TMC - HERMANN - ADULT ER (1HP) | MHHS-TMC |  | Transformer, Constant Voltage |  | 069-44074 |  | TMC |  | TMC - HERMANN - ADULT ER (1HP) | [5 empty] | OPHTHALMOSCOPE/OTOSCOPES |  | TRNSFRMRCONSTANTVLTG-Welch Allyn-767 | TRNSFRMRCONSTANTVLTG |  |  |  |  | Welch Allyn | Transformer, Constant Voltage |  | TRNSFRMRCONSTANTVLTG-Welch Allyn-767 |  |  |  |  | Covered PM Repair - Biomedical | MHHS-TMC
NO | NO | [5 empty] | Welch Allyn Inc |  |  | MFR-20040119 | TMC - PACU - ADULT (2HP) | MHHS-TMC |  | Transformer, Constant Voltage |  |  |  | TMC |  | TMC - PACU - ADULT (2HP) | [5 empty] | OPHTHALMOSCOPE/OTOSCOPES |  | TRNSFRMRCONSTANTVLTG-Welch Allyn-767 | TRNSFRMRCONSTANTVLTG |  |  |  |  | Welch Allyn | Transformer, Constant Voltage |  | TRNSFRMRCONSTANTVLTG-Welch Allyn-767 |  |  |  |  | Covered PM Repair - Biomedical | MHHS-TMC
NO | YES |  |  |  | 133-03837 | 133-03837 | Welch Allyn Inc | 767 TRANSFORMER |  | NSN | Katy-ER | MHHS-Katy |  |  |  | 133-03837 | 133-03837 | Katy | MHHS-Katy | Katy-ER | Triage 2 | 7/1/18 |  |  |  | POWER SUPPLIES | Transformer, Constant Voltage | TRNSFRMRCONSTANTVLTG-Welch Allyn-767 |  |  |  |  | TRNSFRMRCONSTANTVLTG-Welch Allyn-767 | Welch Allyn |  |  |  |  | 1/3/21 |  |  | No Coverage Specified | MHHS-Katy | [8 empty] | TRNSFRMRCONSTANTVLTG | Transformer, Constant Voltage | Welch Allyn
NO | YES |  |  |  | 133-04086 | 133-04086 | Welch Allyn Inc | 767 TRANSFORMER |  | NSN | Katy-ER | MHHS-Katy |  |  |  | 133-04086 | 133-04086 | Katy | MHHS-Katy | Katy-ER | MSE 3 | 5/1/19 |  |  | One time safety | POWER SUPPLIES | Transformer, Constant Voltage | TRNSFRMRCONSTANTVLTG-Welch Allyn-767 |  |  |  |  | TRNSFRMRCONSTANTVLTG-Welch Allyn-767 | Welch Allyn |  |  |  |  | 1/3/21 |  |  | No Coverage Specified | MHHS-Katy | [8 empty] | TRNSFRMRCONSTANTVLTG | Transformer, Constant Voltage | Welch Allyn
NO | YES |  |  |  | 133-06634 | 133-06634 | Welch Allyn Inc | 767 TRANSFORMER |  | NSN | Katy-ER | MHHS-Katy |  |  |  | 133-06634 | 133-06634 | Katy | MHHS-Katy | Katy-ER | EC 11 | 7/1/18 |  |  |  | POWER SUPPLIES | Transformer, Constant Voltage | TRNSFRMRCONSTANTVLTG-Welch Allyn-767 |  |  |  |  | TRNSFRMRCONSTANTVLTG-Welch Allyn-767 | Welch Allyn |  |  |  |  | 1/3/21 |  |  | No Coverage Specified | MHHS-Katy | [8 empty] | TRNSFRMRCONSTANTVLTG | Transformer, Constant Voltage | Welch Allyn
NO | YES |  |  |  | 133-04107 | 133-04107 | Welch Allyn Inc | 767 TRANSFORMER |  | NSN | Katy-Med/Surg 6th Floor | MHHS-Katy |  |  |  | 133-04107 | 133-04107 | Katy | MHHS-Katy | Katy-Med/Surg 6th Floor | Nurses station crash cart | 11/1/19 |  |  |  | POWER SUPPLIES | Transformer, Constant Voltage | TRNSFRMRCONSTANTVLTG-Welch Allyn-767 |  |  |  |  | TRNSFRMRCONSTANTVLTG-Welch Allyn-767 | Welch Allyn |  |  |  |  | 1/3/21 |  |  | No Coverage Specified | MHHS-Katy | [8 empty] | TRNSFRMRCONSTANTVLTG | Transformer, Constant Voltage | Welch Allyn
NO | YES |  |  |  | 005-09431 | 005-09431 | Welch Allyn Inc | 767 TRANSFORMER |  |  | SE - Biomed | MHHS-Southeast |  |  |  | 005-09431 | 005-09431 | Southeast | Memorial Hermann Southeast Hospital | SE - Biomed | Biomed |  |  |  |  | POWER SUPPLIES |  | TRNSFRMRCONSTANTVLTG-Welch Allyn-767 |  |  |  |  | TRNSFRMRCONSTANTVLTG-Welch Allyn-767 | Welch Allyn |  |  |  |  | 1/3/21 |  |  | No Coverage Specified | MHHS-Southeast
NO | YES |  |  |  |  | 069-35914 | Welch Allyn Inc | 767 TRANSFORMER |  | LOT# 11271 | TMC-Plaza-Cancer Center (Ste 2900) | MHHS-TMC |  |  |  |  | 069-35914 | TMC | MHHS-TMC | TMC-Plaza-Cancer Center (Ste 2900) | Room 5 | 2/1/12 |  |  | One Time Inspection Sticker | POWER SUPPLIES | Transformer, Constant Voltage | TRNSFRMRCONSTANTVLTG-Welch Allyn-767 |  |  |  |  | TRNSFRMRCONSTANTVLTG-Welch Allyn-767 | Welch Allyn |  |  |  |  | 1/3/21 |  |  | No Coverage Specified | MHHS-TMC | [8 empty] | TRNSFRMRCONSTANTVLTG | Transformer, Constant Voltage | Welch Allyn
YES | YES |  |  |  |  | 069-35903 | Welch Allyn Inc | 767 TRANSFORMER |  |  | TMC - PLAZA - CANCER CENTER (STE 2900) | [5 empty] | 069-35903 | TMC | Memorial Hermann Cancer Center - Texas Medical Center (#2900) | TMC - PLAZA - CANCER CENTER (STE 2900) | Storage Room | 2/1/12 |  |  | New Add - One Time Inspection Sticker
NO | NO |  |  |  | 133-04085 |  | Welch Allyn Inc | 767 TRANSFORMER |  | - NONE - | KATY - ER | MHHS-Katy |  |  |  | 133-04085 |  | Katy |  | KATY - ER | [5 empty] | POWER SUPPLIES |  | TRNSFRMRCONSTANTVLTG-Welch Allyn-767 |  |  |  |  | TRNSFRMRCONSTANTVLTG-Welch Allyn-767 | Welch Allyn | [7 empty] | No Coverage Specified | MHHS-Katy
NO | NO |  |  |  | 000-05064 |  | Welch Allyn Inc | 767 TRANSFORMER |  | 000-05064 | SMR - (MC) - WESTSIDE | MHHS-SMR |  |  |  | 000-05064 |  | West & Memorial City |  | SMR - (MC) - WESTSIDE | [5 empty] | POWER SUPPLIES |  | TRNSFRMRCONSTANTVLTG-Welch Allyn-767 |  |  |  |  | TRNSFRMRCONSTANTVLTG-Welch Allyn-767 | Welch Allyn | [7 empty] | No Coverage Specified | MHHS-SMR
NO | NO |  |  |  | 005-02328 |  | Welch Allyn Inc | 767 TRANSFORMER |  | No Seria l Number | SE - UNIT 1B (MED/SURG) | MHHS-Southeast |  |  |  | 005-02328 |  | Southeast & Bay Area |  | SE - UNIT 1B (MED/SURG) | [5 empty] | POWER SUPPLIES |  | TRNSFRMRCONSTANTVLTG-Welch Allyn-767 |  |  |  |  | TRNSFRMRCONSTANTVLTG-Welch Allyn-767 | Welch Allyn | [7 empty] | No Coverage Specified | MHHS-Southeast
NO | NO |  |  |  | CM-069-04369 |  | Welch Allyn Inc | 767 TRANSFORMER |  | NO LOT# | TMC - ROBERTSON - CLIN RESEARCH (3R) | MHHS-TMC |  |  |  | CM-069-04369 |  | TMC |  | TMC - ROBERTSON - CLIN RESEARCH (3R) | [5 empty] | POWER SUPPLIES |  | TRNSFRMRCONSTANTVLTG-Welch Allyn-767 |  |  |  |  | TRNSFRMRCONSTANTVLTG-Welch Allyn-767 | Welch Allyn | [7 empty] | No Coverage Specified | MHHS-TMC
NO | NO |  |  |  | CM-069-43900 |  | Welch Allyn Inc | 767 TRANSFORMER |  | LOT# 08150 | TMC - ROBERTSON - CLIN RESEARCH (3R) | MHHS-TMC |  |  |  | CM-069-43900 |  | TMC |  | TMC - ROBERTSON - CLIN RESEARCH (3R) | [5 empty] | POWER SUPPLIES |  | TRNSFRMRCONSTANTVLTG-Welch Allyn-767 |  |  |  |  | TRNSFRMRCONSTANTVLTG-Welch Allyn-767 | Welch Allyn | [7 empty] | No Coverage Specified | MHHS-TMC
NO | NO |  |  |  | CM-069-43902 |  | Welch Allyn Inc | 767 TRANSFORMER |  | LOT# 08150 | TMC - ROBERTSON - CLIN RESEARCH (3R) | MHHS-TMC |  |  |  | CM-069-43902 |  | TMC |  | TMC - ROBERTSON - CLIN RESEARCH (3R) | [5 empty] | POWER SUPPLIES |  | TRNSFRMRCONSTANTVLTG-Welch Allyn-767 |  |  |  |  | TRNSFRMRCONSTANTVLTG-Welch Allyn-767 | Welch Allyn | [7 empty] | No Coverage Specified | MHHS-TMC
NO | YES |  |  |  | 133-04106 | 133-04106 | Welch Allyn Inc |  |  | 133-04106 | Katy-Med/Surg 5th Floor | MHHS-Katy |  | Oto/Ophthalmoscope |  | 133-04106 | 133-04106 | Katy | MHHS-Katy | Katy-Med/Surg 5th Floor | Equipment Storage W5:160.1 | 4/1/17 |  |  |  | OPHTHALMOSCOPE/OTOSCOPES | Oto/Ophthalmoscope | OTOOPHTHALMOSCOPE-Welch Allyn-76710 | OTOOPHTHALMOSCOPE |  |  |  |  | Welch Allyn | Oto/Ophthalmoscope |  | OTOOPHTHALMOSCOPE-Welch Allyn-76710 |  | 12/18/19 |  |  | No Coverage Specified | MHHS-Katy | [8 empty] | OTOOPHTHALMOSCOPE | Oto/Ophthalmoscope | Welch Allyn
NO | YES |  |  |  | 129-06365 | 129-06365 | Welch Allyn Inc |  |  | NSN | MH MG-(STX)-South Texas-Wharton | MHHS-MG |  | Oto/Ophthalmoscope |  | 129-06365 | 129-06365 | South | MHHS-MG | MH MG-(STX)-South Texas-Wharton | Exam room 4 | 10/1/20 | 10/1/19 |  |  | OPHTHALMOSCOPE/OTOSCOPES | Oto/Ophthalmoscope | OTOOPHTHALMOSCOPE-Welch Allyn-76710 | OTOOPHTHALMOSCOPE |  |  |  |  | Welch Allyn | Oto/Ophthalmoscope |  | OTOOPHTHALMOSCOPE-Welch Allyn-76710 |  | 12/18/19 |  |  | No Coverage Specified | MHHS-MG | [8 empty] | OTOOPHTHALMOSCOPE | Oto/Ophthalmoscope | Welch Allyn
NO | YES |  |  |  | 129-02271 | 129-02271 | Welch Allyn Inc |  |  | NSN | Sugar Land-ER | MHHS-Sugarland |  | Oto/Ophthalmoscope |  | 129-02271 | 129-02271 | Sugar Land | MHHS-Sugarland | Sugar Land-ER | ER | 3/1/13 |  |  |  | OPHTHALMOSCOPE/OTOSCOPES | Oto/Ophthalmoscope | OTOOPHTHALMOSCOPE-Welch Allyn-76710 | OTOOPHTHALMOSCOPE |  |  |  |  | Welch Allyn | Oto/Ophthalmoscope |  | OTOOPHTHALMOSCOPE-Welch Allyn-76710 |  | 12/18/19 |  |  | No Coverage Specified | MHHS-Sugarland | [8 empty] | OTOOPHTHALMOSCOPE | Oto/Ophthalmoscope | Welch Allyn
NO | YES | [5 empty] | Welch Allyn Inc |  |  |  | TMC-Children's-RCW (8Hp) | MHHS-TMC |  | Oto/Ophthalmoscope |  |  |  | TMC | MHHS-TMC | TMC-Children's-RCW (8Hp) |  | 4/1/11 |  |  |  | OPHTHALMOSCOPE/OTOSCOPES |  | OTOOPHTHALMOSCOPE-Welch Allyn-76710 | OTOOPHTHALMOSCOPE |  |  |  |  | Welch Allyn | Oto/Ophthalmoscope |  | OTOOPHTHALMOSCOPE-Welch Allyn-76710 |  | 12/18/19 | Verified 3/30/2020 4:07pm (Central) |  | No Coverage Specified | MHHS-TMC
NO | NO |  |  |  | 133-04108 |  | Welch Allyn Inc |  |  | 133-04108 | KATY - CTU | MHHS-Katy |  | Oto/Ophthalmoscope |  | 133-04108 |  | Katy |  | KATY - CTU | [5 empty] | OPHTHALMOSCOPE/OTOSCOPES |  | OTOOPHTHALMOSCOPE-Welch Allyn-76710 | OTOOPHTHALMOSCOPE |  |  |  |  | Welch Allyn | Oto/Ophthalmoscope |  | OTOOPHTHALMOSCOPE-Welch Allyn-76710 |  |  |  |  | No Coverage Specified | MHHS-Katy
NO | NO | [5 empty] | Welch Allyn Inc |  |  | none | TMC - CHILDRENS - CCN (10HP) | MHHS-TMC |  | Oto/Ophthalmoscope |  |  |  | TMC |  | TMC - CHILDRENS - CCN (10HP) | [5 empty] | OPHTHALMOSCOPE/OTOSCOPES |  | OTOOPHTHALMOSCOPE-Welch Allyn-76710 | OTOOPHTHALMOSCOPE |  |  |  |  | Welch Allyn | Oto/Ophthalmoscope |  | OTOOPHTHALMOSCOPE-Welch Allyn-76710 |  |  |  |  | Covered PM Repair - Biomedical | MHHS-TMC
NO | NO | [5 empty] | Welch Allyn Inc |  |  |  | TMC - CHILDRENS - CCN (10HP) | MHHS-TMC |  | Oto/Ophthalmoscope |  |  |  | TMC |  | TMC - CHILDRENS - CCN (10HP) | [5 empty] | OPHTHALMOSCOPE/OTOSCOPES |  | OTOOPHTHALMOSCOPE-Welch Allyn-76710 | OTOOPHTHALMOSCOPE |  |  |  |  | Welch Allyn | Oto/Ophthalmoscope |  | OTOOPHTHALMOSCOPE-Welch Allyn-76710 |  |  |  |  | No Coverage Specified | MHHS-TMC
NO | YES |  |  |  | 005-33018 | 005-33018 | Welch Allyn Inc |  |  | NSN | MH MG-(SL)-Sugar Land Multi-Specialty (Mp1) | MHHS-MG |  |  |  | 005-33018 | 005-33018 | Sugar Land | MHHS-MG | MH MG-(SL)-Sugar Land Multi-Specialty (Mp1) | Room 30 |  |  |  | No serial | OPHTHALMOSCOPE/OTOSCOPES | Oto/Ophthalmoscope | OTOOPHTHALMOSCOPE-Welch Allyn-767 |  |  |  |  | OTOOPHTHALMOSCOPE-Welch Allyn-767 | Welch Allyn |  |  |  |  | 12/18/19 |  |  | No Coverage Specified | MHHS-MG | [8 empty] | OTOOPHTHALMOSCOPE | Oto/Ophthalmoscope | Welch Allyn
NO | YES |  |  |  | 005-33019 | 005-33019 | Welch Allyn Inc |  |  | NSN | MH MG-(SL)-Sugar Land Multi-Specialty (Mp1) | MHHS-MG |  |  |  | 005-33019 | 005-33019 | Sugar Land | MHHS-MG | MH MG-(SL)-Sugar Land Multi-Specialty (Mp1) | Audio |  |  |  | No pm required | OPHTHALMOSCOPE/OTOSCOPES | Oto/Ophthalmoscope | OTOOPHTHALMOSCOPE-Welch Allyn-767 |  |  |  |  | OTOOPHTHALMOSCOPE-Welch Allyn-767 | Welch Allyn |  |  |  |  | 12/18/19 |  |  | No Coverage Specified | MHHS-MG | [8 empty] | OTOOPHTHALMOSCOPE | Oto/Ophthalmoscope | Welch Allyn
NO | NO |  |  |  | 005-33020 |  | Welch Allyn Inc |  |  |  | MH MG - (SL) - SUGAR LAND MULTI-SPECIALTY (MP1) | MHHS-MG |  |  |  | 005-33020 |  | Sugar Land |  | MH MG - (SL) - SUGAR LAND MULTI-SPECIALTY (MP1) | [5 empty] | OPHTHALMOSCOPE/OTOSCOPES |  | OTOOPHTHALMOSCOPE-Welch Allyn-767 |  |  |  |  | OTOOPHTHALMOSCOPE-Welch Allyn-767 | Welch Allyn | [7 empty] | Not Covered Vendor Only - Biomedical | MHHS-MG
NO | YES |  |  |  | 000-05084 | 000-05084 | Welch Allyn Inc |  |  | 000-05084 | MH MG-(KY)-Katy Sports Medicine | MHHS-MG |  | Charger, Battery |  | 000-05084 | 000-05084 | Katy | MHHS-MG | MH MG-(KY)-Katy Sports Medicine | Sports rehab | 10/1/19 |  |  |  | OPHTHALMOSCOPE/OTOSCOPES | Charger, Battery | CHARGERBATTERY-Welch Allyn-901001 | CHARGERBATTERY |  |  |  |  | Welch Allyn | Charger, Battery |  | CHARGERBATTERY-Welch Allyn-901001 |  |  |  |  | Covered PM Repair - Biomedical | MHHS-MG | [8 empty] | CHARGERBATTERY | Charger, Battery | Welch Allyn
NO | YES |  |  |  | 000-05087 | 000-05087 | Welch Allyn Inc |  |  | 000-05087 | MH MG-(KY)-Katy Sports Medicine | MHHS-MG |  | Charger, Battery |  | 000-05087 | 000-05087 | Katy | MHHS-MG | MH MG-(KY)-Katy Sports Medicine | Ex 8 |  |  |  |  | OPHTHALMOSCOPE/OTOSCOPES | Charger, Battery | CHARGERBATTERY-Welch Allyn-901001 | CHARGERBATTERY |  |  |  |  | Welch Allyn | Charger, Battery |  | CHARGERBATTERY-Welch Allyn-901001 |  |  |  |  | Covered PM Repair - Biomedical | MHHS-MG | [8 empty] | CHARGERBATTERY | Charger, Battery | Welch Allyn
NO | YES |  |  |  | 000-05090 | 000-05090 | Welch Allyn Inc |  |  | 000-05090 | MH MG-(KY)-Katy Sports Medicine | MHHS-MG |  | Charger, Battery |  | 000-05090 | 000-05090 | Katy | MHHS-MG | MH MG-(KY)-Katy Sports Medicine | Ex 7 |  |  |  |  | OPHTHALMOSCOPE/OTOSCOPES | Charger, Battery | CHARGERBATTERY-Welch Allyn-901001 | CHARGERBATTERY |  |  |  |  | Welch Allyn | Charger, Battery |  | CHARGERBATTERY-Welch Allyn-901001 |  |  |  |  | Covered PM Repair - Biomedical | MHHS-MG | [8 empty] | CHARGERBATTERY | Charger, Battery | Welch Allyn
NO | YES |  |  |  | 000-05094 | 000-05094 | Welch Allyn Inc |  |  | 000-05094 | MH MG-(KY)-Katy Sports Medicine | MHHS-MG |  | Charger, Battery |  | 000-05094 | 000-05094 | Katy | MHHS-MG | MH MG-(KY)-Katy Sports Medicine | Ex 6 |  |  |  |  | OPHTHALMOSCOPE/OTOSCOPES | Charger, Battery | CHARGERBATTERY-Welch Allyn-901001 | CHARGERBATTERY |  |  |  |  | Welch Allyn | Charger, Battery |  | CHARGERBATTERY-Welch Allyn-901001 |  |  |  |  | Covered PM Repair - Biomedical | MHHS-MG | [8 empty] | CHARGERBATTERY | Charger, Battery | Welch Allyn
NO | YES |  |  |  | 000-05095 | 000-05095 | Welch Allyn Inc |  |  | 000-05095 | MH MG-(KY)-Katy Sports Medicine | MHHS-MG |  | Charger, Battery |  | 000-05095 | 000-05095 | Katy | MHHS-MG | MH MG-(KY)-Katy Sports Medicine | Sports Medicine and Rehabilitation | 10/1/19 | 10/1/20 |  |  | OPHTHALMOSCOPE/OTOSCOPES | Charger, Battery | CHARGERBATTERY-Welch Allyn-901001 | CHARGERBATTERY |  |  |  |  | Welch Allyn | Charger, Battery |  | CHARGERBATTERY-Welch Allyn-901001 |  |  |  |  | Covered PM Repair - Biomedical | MHHS-MG | [8 empty] | CHARGERBATTERY | Charger, Battery | Welch Allyn
NO | YES |  |  |  | 000-05099 | 000-05099 | Welch Allyn Inc |  |  | 000-05099 | MH MG-(KY)-Katy Sports Medicine | MHHS-MG |  | Charger, Battery |  | 000-05099 | 000-05099 | Katy | MHHS-MG | MH MG-(KY)-Katy Sports Medicine | Sports rehab | 10/1/19 |  |  |  | OPHTHALMOSCOPE/OTOSCOPES | Charger, Battery | CHARGERBATTERY-Welch Allyn-901001 | CHARGERBATTERY |  |  |  |  | Welch Allyn | Charger, Battery |  | CHARGERBATTERY-Welch Allyn-901001 |  |  |  |  | Covered PM Repair - Biomedical | MHHS-MG | [8 empty] | CHARGERBATTERY | Charger, Battery | Welch Allyn
NO | YES |  |  |  | 000-05102 | 000-05102 | Welch Allyn Inc |  |  | 000-05102 | MH MG-(KY)-Katy Sports Medicine | MHHS-MG |  | Charger, Battery |  | 000-05102 | 000-05102 | Katy | MHHS-MG | MH MG-(KY)-Katy Sports Medicine | Ex 4 | 10/1/19 |  |  |  | OPHTHALMOSCOPE/OTOSCOPES | Charger, Battery | CHARGERBATTERY-Welch Allyn-901001 | CHARGERBATTERY |  |  |  |  | Welch Allyn | Charger, Battery |  | CHARGERBATTERY-Welch Allyn-901001 |  |  |  |  | Covered PM Repair - Biomedical | MHHS-MG | [8 empty] | CHARGERBATTERY | Charger, Battery | Welch Allyn
NO | YES |  |  |  | 000-05104 | 000-05104 | Welch Allyn Inc |  |  | 000-05104 | MH MG-(KY)-Katy Sports Medicine | MHHS-MG |  | Charger, Battery |  | 000-05104 | 000-05104 | Katy | MHHS-MG | MH MG-(KY)-Katy Sports Medicine | Sports Medicine and Rehabilitation | 10/1/19 | 10/1/20 |  |  | OPHTHALMOSCOPE/OTOSCOPES | Charger, Battery | CHARGERBATTERY-Welch Allyn-901001 | CHARGERBATTERY |  |  |  |  | Welch Allyn | Charger, Battery |  | CHARGERBATTERY-Welch Allyn-901001 |  |  |  |  | Covered PM Repair - Biomedical | MHHS-MG | [8 empty] | CHARGERBATTERY | Charger, Battery | Welch Allyn
NO | YES |  |  |  | 000-05108 | 000-05108 | Welch Allyn Inc |  |  | 000-05108 | MH MG-(KY)-Katy Sports Medicine | MHHS-MG |  | Charger, Battery |  | 000-05108 | 000-05108 | Katy | MHHS-MG | MH MG-(KY)-Katy Sports Medicine | Ex 1 | 10/1/19 |  |  |  | OPHTHALMOSCOPE/OTOSCOPES | Charger, Battery | CHARGERBATTERY-Welch Allyn-901001 | CHARGERBATTERY |  |  |  |  | Welch Allyn | Charger, Battery |  | CHARGERBATTERY-Welch Allyn-901001 |  |  |  |  | Covered PM Repair - Biomedical | MHHS-MG | [8 empty] | CHARGERBATTERY | Charger, Battery | Welch Allyn
NO | NO |  |  |  | 000-05100 |  | Welch Allyn Inc |  |  | 000-05100 | MH MG - (KY) - KATY SPORTS MEDICINE | MHHS-MG |  | Charger, Battery |  | 000-05100 |  | Katy |  | MH MG - (KY) - KATY SPORTS MEDICINE | [5 empty] | OPHTHALMOSCOPE/OTOSCOPES |  | CHARGERBATTERY-Welch Allyn-901001 | CHARGERBATTERY |  |  |  |  | Welch Allyn | Charger, Battery |  | CHARGERBATTERY-Welch Allyn-901001 |  |  |  |  | Covered PM Repair - Biomedical | MHHS-MG
NO | NO |  |  |  | 000-05105 |  | Welch Allyn Inc |  |  | 000-05105 | MH MG - (KY) - KATY SPORTS MEDICINE | MHHS-MG |  | Charger, Battery |  | 000-05105 |  | Katy |  | MH MG - (KY) - KATY SPORTS MEDICINE | [5 empty] | OPHTHALMOSCOPE/OTOSCOPES |  | CHARGERBATTERY-Welch Allyn-901001 | CHARGERBATTERY |  |  |  |  | Welch Allyn | Charger, Battery |  | CHARGERBATTERY-Welch Allyn-901001 |  |  |  |  | Covered PM Repair - Biomedical | MHHS-MG
NO | YES |  |  |  | 142-07947 | 142-07947 | Welch Allyn Inc | AM 232 |  | GS0051693 | NE-4 West Tower | MHHS-Neighborhood Clinics |  | Audiometer |  | 142-07947 | 142-07947 | Katy | MHHS-Northeast | NE-4 West Tower | 4 west hall | 7/1/19 |  |  |  | AUDIOMETERS | Audiometer | AUDIOMETER-Welch Allyn-AM 232 | AUDIOMETER | AM 232 |  |  |  | Welch Allyn | Audiometer |  | AUDIOMETER-Welch Allyn-AM 232 |  |  |  | A-A | Covered PM Repair - Biomedical | MHHS-Neighborhood Clinics | [8 empty] | AUDIOMETER | Audiometer | Welch Allyn
NO | NO | [5 empty] | Welch Allyn Inc | AM 232 |  |  | TIRR - SPEECH DEPARTMENT | MHHS-TIRR |  | Audiometer |  |  |  | TMC |  | TIRR - SPEECH DEPARTMENT | [5 empty] | AUDIOMETERS |  | AUDIOMETER-Welch Allyn-AM 232 | AUDIOMETER | AM 232 |  |  |  | Welch Allyn | Audiometer |  | AUDIOMETER-Welch Allyn-AM 232 |  |  |  |  | Covered PM Repair - Biomedical | MHHS-TIRR
NO | YES | Asset Tag 005-33865 |  |  | 005-33865 | 005-33865 | Welch Allyn Inc | AM 282 |  | GS0075232 | MH MG-(PL)-Central Pearland | MHHS-MG |  | Audiometer |  | 005-33865 | 005-33865 | Pearland | MHHS-MG | MH MG-(PL)-Central Pearland | Rm 7 | 9/1/19 |  |  |  | AUDIOMETERS | Audiometer | AUDIOMETER-Welch Allyn-AM282 | AUDIOMETER | AM282 |  |  |  | Welch Allyn | Audiometer |  |  | AUDIOMETER-Welch Allyn-AM282 |  |  | A-A | Covered PM Repair - Biomedical | MHHS-MG | [8 empty] | AUDIOMETER | Audiometer | Welch Allyn
NO | YES |  |  |  | 143-01684 | 143-01684 | Welch Allyn Inc | AM 282 |  | GS0077024 | MH MG-(PL)-Pearland Clinic | MHHS-MG |  | Audiometer |  | 143-01684 | 143-01684 | Pearland | MHHS-MG | MH MG-(PL)-Pearland Clinic | Lab |  |  |  |  | AUDIOMETERS | Audiometer | AUDIOMETER-Welch Allyn-AM282 | AUDIOMETER | AM282 |  |  |  | Welch Allyn | Audiometer |  |  | AUDIOMETER-Welch Allyn-AM282 | 12/14/19 |  | A-A | Covered PM Repair - Biomedical | MHHS-MG | [8 empty] | AUDIOMETER | Audiometer | Welch Allyn
NO | YES |  |  |  | 009-10056 | 009-10056 | Welch Allyn Inc | AM 282 |  | GS35272 | CBC - (GH) - HOGG MIDDLE SCHOOL CLINIC | MHHS-Neighborhood Clinics |  | Audiometer |  | 009-10056 | 009-10056 | Central & Greater Heights |  | CBC - (GH) - HOGG MIDDLE SCHOOL CLINIC |  | 05/08/2019 |  |  |  | AUDIOMETERS |  | AUDIOMETER-Welch Allyn-AM282 | AUDIOMETER | AM282 |  |  |  | Welch Allyn | Audiometer |  |  | AUDIOMETER-Welch Allyn-AM282 |  |  |  | Covered PM Repair - Radiology, Low End | MHHS-Neighborhood Clinics
NO | YES |  |  |  | 005-10235 | 005-10235 | Welch Allyn Inc | AM 282 |  | GS0052055 | CBC - (SE) - KRUSE CLINIC | MHHS-Neighborhood Clinics |  | Audiometer |  | 005-10235 | 005-10235 | Southeast & Bay Area |  | CBC - (SE) - KRUSE CLINIC |  | 10/31/2018 |  |  |  | AUDIOMETERS |  | AUDIOMETER-Welch Allyn-AM282 | AUDIOMETER | AM282 |  |  |  | Welch Allyn | Audiometer |  |  | AUDIOMETER-Welch Allyn-AM282 |  |  |  | Covered PM Repair - Biomedical | MHHS-Neighborhood Clinics
NO | YES |  |  |  | 013-36846 | 013-36846 | Welch Allyn Inc | AM 282 |  | GS0051719 | CBC - (SW) - ALIEF CLINIC | MHHS-Neighborhood Clinics |  | Audiometer |  | 013-36846 | 013-36846 | Southwest |  | CBC - (SW) - ALIEF CLINIC |  | 08/29/2019 |  |  |  | AUDIOMETERS |  | AUDIOMETER-Welch Allyn-AM282 | AUDIOMETER | AM282 |  |  |  | Welch Allyn | Audiometer |  |  | AUDIOMETER-Welch Allyn-AM282 | 04/19/2016 |  |  | Covered PM Repair - Biomedical | MHHS-Neighborhood Clinics
NO | YES |  |  |  | 013-36023 | 013-36023 | Welch Allyn Inc | AM 282 |  | GS3003369 | CBC - (SW) - ELROD ELEMENTARY SCHOOL CLINIC | MHHS-Neighborhood Clinics |  | Audiometer |  | 013-36023 | 013-36023 | Southwest |  | CBC - (SW) - ELROD ELEMENTARY SCHOOL CLINIC |  | 10/03/2019 |  |  |  | AUDIOMETERS |  | AUDIOMETER-Welch Allyn-AM282 | AUDIOMETER | AM282 |  |  |  | Welch Allyn | Audiometer |  |  | AUDIOMETER-Welch Allyn-AM282 | 04/19/2016 |  |  | Covered PM Repair - Biomedical | MHHS-Neighborhood Clinics
NO | YES |  |  |  | 013-36847 | 013-36847 | Welch Allyn Inc | AM 282 |  | GS0050453 | CBC - (SW) - SHARPSTOWN HIGH SCHOOL CLINIC | MHHS-Neighborhood Clinics |  | Audiometer |  | 013-36847 | 013-36847 | Southwest |  | CBC - (SW) - SHARPSTOWN HIGH SCHOOL CLINIC |  | 08/30/2019 |  |  |  | AUDIOMETERS |  | AUDIOMETER-Welch Allyn-AM282 | AUDIOMETER | AM282 |  |  |  | Welch Allyn | Audiometer |  |  | AUDIOMETER-Welch Allyn-AM282 | 04/19/2016 |  |  | Covered PM Repair - Biomedical | MHHS-Neighborhood Clinics
NO | YES |  |  |  | 129-04692 | 129-04692 | Welch Allyn Inc | AM 282 |  | GS40768 | CBC - (STX) - TERRY HIGH SCHOOL | MHHS-Neighborhood Clinics |  | Audiometer |  | 129-04692 | 129-04692 | South |  | CBC - (STX) - TERRY HIGH SCHOOL |  | 04/09/2019 |  |  |  | AUDIOMETERS |  | AUDIOMETER-Welch Allyn-AM282 | AUDIOMETER | AM282 |  |  |  | Welch Allyn | Audiometer |  |  | AUDIOMETER-Welch Allyn-AM282 | 04/19/2016 |  |  | Covered PM Repair - Biomedical | MHHS-Neighborhood Clinics
NO | NO |  |  |  | 143-01723 |  | Welch Allyn Inc | AM 282 |  | GS0085797 | MH MG - (GH) - URGENT CARE - GREATER HEIGHTS | MHHS-MG |  | Audiometer |  | 143-01723 |  | Central & Greater Heights |  | MH MG - (GH) - URGENT CARE - GREATER HEIGHTS | [5 empty] | AUDIOMETERS |  | AUDIOMETER-Welch Allyn-AM282 | AUDIOMETER | AM282 |  |  |  | Welch Allyn | Audiometer |  |  | AUDIOMETER-Welch Allyn-AM282 |  |  |  | Covered PM Repair - Radiology, Low End | MHHS-MG
NO | NO |  |  |  | 929-01534 |  | Welch Allyn Inc | AM 282 |  | GS0085433 | MH MG - (GH) - URGENT CARE - GREATER HEIGHTS | MHHS-MG |  | Audiometer |  | 929-01534 |  | Central & Greater Heights |  | MH MG - (GH) - URGENT CARE - GREATER HEIGHTS | [5 empty] | AUDIOMETERS |  | AUDIOMETER-Welch Allyn-AM282 | AUDIOMETER | AM282 |  |  |  | Welch Allyn | Audiometer |  |  | AUDIOMETER-Welch Allyn-AM282 |  |  |  | Covered PM Repair - Radiology, Low End | MHHS-MG
NO | NO |  |  |  | 029-12015 |  | Welch Allyn Inc | AM 282 |  |  | MH MG - (KY) - KATY [MP2-STE400] | MHHS-MG |  | Audiometer |  | 029-12015 |  | Katy |  | MH MG - (KY) - KATY [MP2-STE400] | [5 empty] | AUDIOMETERS |  | AUDIOMETER-Welch Allyn-AM282 | AUDIOMETER | AM282 |  |  |  | Welch Allyn | Audiometer |  |  | AUDIOMETER-Welch Allyn-AM282 |  |  |  | Covered PM Repair - Radiology, Low End | MHHS-MG
NO | NO |  |  |  | 009-10685 |  | Welch Allyn Inc | AM 282 |  | 21GS0072555 | MH MG - (NE) - SUMMER CREEK CCC | MHHS-MG |  | Audiometer |  | 009-10685 |  | Katy |  | MH MG - (NE) - SUMMER CREEK CCC | [5 empty] | AUDIOMETERS |  | AUDIOMETER-Welch Allyn-AM282 | AUDIOMETER | AM282 |  |  |  | Welch Allyn | Audiometer |  |  | AUDIOMETER-Welch Allyn-AM282 |  |  |  | Covered PM Repair - Biomedical | MHHS-MG
NO | NO |  |  |  | 000-03893 |  | Welch Allyn Inc | AM 282 |  | 21GS0079079 | MH MG - (STX) - SOUTH TEXAS - NEEDVILLE | MHHS-MG |  | Audiometer |  | 000-03893 |  | South |  | MH MG - (STX) - SOUTH TEXAS - NEEDVILLE | [5 empty] | AUDIOMETERS |  | AUDIOMETER-Welch Allyn-AM282 | AUDIOMETER | AM282 |  |  |  | Welch Allyn | Audiometer |  |  | AUDIOMETER-Welch Allyn-AM282 |  |  |  | Covered PM Repair - Biomedical | MHHS-MG
NO | NO |  |  |  | 151-02363 |  | Welch Allyn Inc | AM 282 |  | GS0050080 | MH MG - (WDLS) - STERLING RIDGE | MHHS-MG |  | Audiometer |  | 151-02363 |  | Woodlands |  | MH MG - (WDLS) - STERLING RIDGE | [5 empty] | AUDIOMETERS |  | AUDIOMETER-Welch Allyn-AM282 | AUDIOMETER | AM282 |  |  |  | Welch Allyn | Audiometer |  |  | AUDIOMETER-Welch Allyn-AM282 |  |  |  | Covered PM Repair - Biomedical | MHHS-MG
NO | NO |  |  |  | 129-06737 |  | Welch Allyn Inc | AUDIOSCOPE 3 |  |  | MH MG - (SL) - URGENT CARE - TELFAIR | MHHS-MG |  | Audiometer |  | 129-06737 |  | Sugar Land |  | MH MG - (SL) - URGENT CARE - TELFAIR | [5 empty] | AUDIOMETERS |  | AUDIOMETER-Welch Allyn-AUDIOSCOPE 3 | AUDIOMETER | AUDIOSCOPE 3 |  |  |  | Welch Allyn | Audiometer |  | AUDIOMETER-Welch Allyn-AUDIOSCOPE 3 |  |  |  |  | Covered PM Repair - Biomedical | MHHS-MG
NO | YES |  |  |  | 013-35514 | 013-35514 | Welch Allyn Inc | CARDIOPERFECT |  |  | MH MG-(STX)-South Texas-Rosenberg | MHHS-MG |  | Computer, Data Management |  | 013-35514 | 013-35514 | South | MHHS-MG | MH MG-(STX)-South Texas-Rosenberg | Exam Room 14 |  |  |  | Exam Room 14 | ELECTROCARDIOGRAPHS | Computer, Data Management | COMPUTERDATAMANAGEMENT-Welch Allyn-CardioPerfect | COMPUTERDATAMANAGEMENT | CardioPerfect |  |  |  | Welch Allyn | Computer, Data Management |  | COMPUTERDATAMANAGEMENT-Welch Allyn-CardioPerfect |  | 11/1/20 |  |  | Not Covered Vendor Only - Biomedical | MHHS-MG | [8 empty] | COMPUTERDATAMANAGEMENT | Computer, Data Management | Welch Allyn
NO | NO |  |  |  | 129-06399 |  | Welch Allyn Inc | CARDIOPERFECT |  | 5K85QN1 | MH MG - (STX) - SOUTH TEXAS - WHARTON | MHHS-MG |  | Computer, Data Management |  | 129-06399 |  | South |  | MH MG - (STX) - SOUTH TEXAS - WHARTON | [5 empty] | ELECTROCARDIOGRAPHS |  | COMPUTERDATAMANAGEMENT-Welch Allyn-CardioPerfect | COMPUTERDATAMANAGEMENT | CardioPerfect |  |  |  | Welch Allyn | Computer, Data Management |  | COMPUTERDATAMANAGEMENT-Welch Allyn-CardioPerfect |  |  |  |  | Not Covered Vendor Only - Biomedical | MHHS-MG
NO | NO | [5 empty] | Welch Allyn Inc | CE0050 |  |  | TIRR - PATIENT CARE UNIT 2-C - 2414368 | MHHS-TIRR |  | Sphygmomanometer, Aneroid |  |  |  | TMC |  | TIRR - PATIENT CARE UNIT 2-C - 2414368 | [5 empty] | SPHYGMOMANOMETERS |  | SPHYGMOMANOMETERANER-Welch Allyn-CE0050 | SPHYGMOMANOMETERANER | CE0050 |  |  |  | Welch Allyn | Sphygmomanometer, Aneroid |  | SPHYGMOMANOMETERANER-Welch Allyn-CE0050 |  |  |  |  | Covered PM Repair - Biomedical | MHHS-TIRR
NO | YES |  |  |  | 142-08015 | 142-08015 | Welch Allyn Inc | CE0297 |  |  | NE- 3 WEST TOWER CARDIO | MHHS-Northeast |  |  |  | 142-08015 | 142-08015 | Katy | Memorial Hermann North East Hospital | NE- 3 WEST TOWER CARDIO | MED SURG CARDIAC |  |  |  | No pm | SPHYGMOMANOMETERS |  | SPHYGMOMANOMETERANER-Welch Allyn-ANEROID |  |  |  |  | SPHYGMOMANOMETERANER-Welch Allyn-ANEROID | Welch Allyn | [7 empty] | Covered PM Repair - Biomedical | MHHS-Northeast
NO | YES |  |  |  | 142-08016 | 142-08016 | Welch Allyn Inc | CE0297 |  |  | Cardiology NE-3 | MHHS-Northeast |  |  |  | 142-08016 | 142-08016 | Katy | Memorial Hermann Northeast Hospital | Cardiology NE-3 | Storage equipment room |  |  |  |  | SPHYGMOMANOMETERS |  | SPHYGMOMANOMETERANER-Welch Allyn-ANEROID |  |  |  |  | SPHYGMOMANOMETERANER-Welch Allyn-ANEROID | Welch Allyn | [7 empty] | Covered PM Repair - Biomedical | MHHS-Northeast
NO | YES |  |  |  | 142-08019 | 142-08019 | Welch Allyn Inc | CE0297 |  |  | NE-4 West Tower | MHHS-Northeast |  |  |  | 142-08019 | 142-08019 | Katy | MHHS-Northeast | NE-4 West Tower |  | 5/1/19 | 5/1/20 |  |  | SPHYGMOMANOMETERS | Sphygmomanometer, Aneroid | SPHYGMOMANOMETERANER-Welch Allyn-ANEROID |  |  |  |  | SPHYGMOMANOMETERANER-Welch Allyn-ANEROID | Welch Allyn |  |  |  |  | 6/1/17 |  |  | Not Covered Vendor Only - Biomedical | MHHS-Northeast | [8 empty] | SPHYGMOMANOMETERANER | Sphygmomanometer, Aneroid | Welch Allyn
NO | YES |  |  |  | 142-08020 | 142-08020 | Welch Allyn Inc | CE0297 |  |  | NE-Med/Surg | MHHS-Northeast |  |  |  | 142-08020 | 142-08020 | Katy | MHHS-Northeast | NE-Med/Surg | Storage equipment | 5/1/19 |  |  | No pm | SPHYGMOMANOMETERS | Sphygmomanometer, Aneroid | SPHYGMOMANOMETERANER-Welch Allyn-ANEROID |  |  |  |  | SPHYGMOMANOMETERANER-Welch Allyn-ANEROID | Welch Allyn |  |  |  |  | 1/1/12 |  |  | Covered PM Repair - Biomedical | MHHS-Northeast | [8 empty] | SPHYGMOMANOMETERANER | Sphygmomanometer, Aneroid | Welch Allyn
NO | YES |  |  |  | 142-08021 | 142-08021 | Welch Allyn Inc | CE0297 |  |  | NE -Neuro 4 west | MHHS-Northeast |  |  |  | 142-08021 | 142-08021 | Katy | Memorial Hermann Northeast Hospital | NE -Neuro 4 west | Neuro room West |  |  |  |  | SPHYGMOMANOMETERS |  | SPHYGMOMANOMETERANER-Welch Allyn-ANEROID |  |  |  |  | SPHYGMOMANOMETERANER-Welch Allyn-ANEROID | Welch Allyn | [7 empty] | Covered PM Repair - Biomedical | MHHS-Northeast
YES | YES |  |  |  | 099-01539 | 099-01539 | Welch Allyn Inc | CE0297 |  |  | MedSurg Floor 2 |  |  |  |  | 099-01539 | 099-01539 | Katy | Memorial Hermann Northeast Hospital | MedSurg Floor 2 | Room Hallway | 2/1/20 |  |  |  |  | Sphygmomanometer, Aneroid | SPHYGMOMANOMETERANER-Welch Allyn-ANEROID | [23 empty] | SPHYGMOMANOMETERANER | Sphygmomanometer, Aneroid | Welch Allyn
NO | NO | [5 empty] | Welch Allyn Inc | CE0297 |  |  | MEMORIAL CITY - POSTPARTUM - NURSERY | MHHS-Mem City | [5 empty] | West & Memorial City |  | MEMORIAL CITY - POSTPARTUM - NURSERY | [5 empty] | SPHYGMOMANOMETERS |  | SPHYGMOMANOMETERANER-Welch Allyn-ANEROID |  |  |  |  | SPHYGMOMANOMETERANER-Welch Allyn-ANEROID | Welch Allyn | [7 empty] | Covered PM Repair - Biomedical | MHHS-Mem City
NO | NO | [5 empty] | Welch Allyn Inc | CE0297 |  |  | MEMORIAL CITY - POSTPARTUM - NURSERY | MHHS-Mem City | [5 empty] | West & Memorial City |  | MEMORIAL CITY - POSTPARTUM - NURSERY | [5 empty] | SPHYGMOMANOMETERS |  | SPHYGMOMANOMETERANER-Welch Allyn-ANEROID |  |  |  |  | SPHYGMOMANOMETERANER-Welch Allyn-ANEROID | Welch Allyn | [7 empty] | Covered PM Repair - Biomedical | MHHS-Mem City
NO | NO | [5 empty] | Welch Allyn Inc | CE0297 |  |  | MEMORIAL CITY - POSTPARTUM - NURSERY | MHHS-Mem City | [5 empty] | West & Memorial City |  | MEMORIAL CITY - POSTPARTUM - NURSERY | [5 empty] | SPHYGMOMANOMETERS |  | SPHYGMOMANOMETERANER-Welch Allyn-ANEROID |  |  |  |  | SPHYGMOMANOMETERANER-Welch Allyn-ANEROID | Welch Allyn | [7 empty] | Not Covered Vendor Only - Biomedical | MHHS-Mem City
NO | NO | [5 empty] | Welch Allyn Inc | CE0297 |  |  | MEMORIAL CITY - POSTPARTUM - NURSERY | MHHS-Mem City | [5 empty] | West & Memorial City |  | MEMORIAL CITY - POSTPARTUM - NURSERY | [5 empty] | SPHYGMOMANOMETERS |  | SPHYGMOMANOMETERANER-Welch Allyn-ANEROID |  |  |  |  | SPHYGMOMANOMETERANER-Welch Allyn-ANEROID | Welch Allyn | [7 empty] | Covered PM Repair - Biomedical | MHHS-Mem City
NO | NO | [5 empty] | Welch Allyn Inc | CE0297 |  |  | MEMORIAL CITY - POSTPARTUM - NURSERY | MHHS-Mem City | [5 empty] | West & Memorial City |  | MEMORIAL CITY - POSTPARTUM - NURSERY | [5 empty] | SPHYGMOMANOMETERS |  | SPHYGMOMANOMETERANER-Welch Allyn-ANEROID |  |  |  |  | SPHYGMOMANOMETERANER-Welch Allyn-ANEROID | Welch Allyn | [7 empty] | Covered PM Repair - Biomedical | MHHS-Mem City
NO | NO | [5 empty] | Welch Allyn Inc | CE0297 |  |  | MEMORIAL CITY - POSTPARTUM - NURSERY | MHHS-Mem City | [5 empty] | West & Memorial City |  | MEMORIAL CITY - POSTPARTUM - NURSERY | [5 empty] | SPHYGMOMANOMETERS |  | SPHYGMOMANOMETERANER-Welch Allyn-ANEROID |  |  |  |  | SPHYGMOMANOMETERANER-Welch Allyn-ANEROID | Welch Allyn | [7 empty] | Covered PM Repair - Biomedical | MHHS-Mem City
NO | NO | [5 empty] | Welch Allyn Inc | CE0297 |  |  | MEMORIAL CITY - POSTPARTUM - NURSERY | MHHS-Mem City | [5 empty] | West & Memorial City |  | MEMORIAL CITY - POSTPARTUM - NURSERY | [5 empty] | SPHYGMOMANOMETERS |  | SPHYGMOMANOMETERANER-Welch Allyn-ANEROID |  |  |  |  | SPHYGMOMANOMETERANER-Welch Allyn-ANEROID | Welch Allyn | [7 empty] | Covered PM Repair - Biomedical | MHHS-Mem City
NO | NO | [5 empty] | Welch Allyn Inc | CE0297 |  |  | MEMORIAL CITY - POSTPARTUM - NURSERY | MHHS-Mem City | [5 empty] | West & Memorial City |  | MEMORIAL CITY - POSTPARTUM - NURSERY | [5 empty] | SPHYGMOMANOMETERS |  | SPHYGMOMANOMETERANER-Welch Allyn-ANEROID |  |  |  |  | SPHYGMOMANOMETERANER-Welch Allyn-ANEROID | Welch Allyn | [7 empty] | Covered PM Repair - Biomedical | MHHS-Mem City
NO | NO | [5 empty] | Welch Allyn Inc | CE0297 |  |  | MEMORIAL CITY - POSTPARTUM - NURSERY | MHHS-Mem City | [5 empty] | West & Memorial City |  | MEMORIAL CITY - POSTPARTUM - NURSERY | [5 empty] | SPHYGMOMANOMETERS |  | SPHYGMOMANOMETERANER-Welch Allyn-ANEROID |  |  |  |  | SPHYGMOMANOMETERANER-Welch Allyn-ANEROID | Welch Allyn | [7 empty] | Covered PM Repair - Biomedical | MHHS-Mem City
NO | NO | [5 empty] | Welch Allyn Inc | CE0297 |  |  | MEMORIAL CITY - POSTPARTUM - NURSERY | MHHS-Mem City | [5 empty] | West & Memorial City |  | MEMORIAL CITY - POSTPARTUM - NURSERY | [5 empty] | SPHYGMOMANOMETERS |  | SPHYGMOMANOMETERANER-Welch Allyn-ANEROID |  |  |  |  | SPHYGMOMANOMETERANER-Welch Allyn-ANEROID | Welch Allyn | [7 empty] | Covered PM Repair - Biomedical | MHHS-Mem City
NO | NO | [5 empty] | Welch Allyn Inc | CE0297 |  |  | MEMORIAL CITY - POSTPARTUM - NURSERY | MHHS-Mem City | [5 empty] | West & Memorial City |  | MEMORIAL CITY - POSTPARTUM - NURSERY | [5 empty] | SPHYGMOMANOMETERS |  | SPHYGMOMANOMETERANER-Welch Allyn-ANEROID |  |  |  |  | SPHYGMOMANOMETERANER-Welch Allyn-ANEROID | Welch Allyn | [7 empty] | Covered PM Repair - Biomedical | MHHS-Mem City
NO | NO | [5 empty] | Welch Allyn Inc | CE0297 |  |  | MEMORIAL CITY - POSTPARTUM - NURSERY | MHHS-Mem City | [5 empty] | West & Memorial City |  | MEMORIAL CITY - POSTPARTUM - NURSERY | [5 empty] | SPHYGMOMANOMETERS |  | SPHYGMOMANOMETERANER-Welch Allyn-ANEROID |  |  |  |  | SPHYGMOMANOMETERANER-Welch Allyn-ANEROID | Welch Allyn | [7 empty] | Covered PM Repair - Biomedical | MHHS-Mem City
NO | NO | [5 empty] | Welch Allyn Inc | CE0297 |  |  | MEMORIAL CITY - POSTPARTUM - NURSERY | MHHS-Mem City | [5 empty] | West & Memorial City |  | MEMORIAL CITY - POSTPARTUM - NURSERY | [5 empty] | SPHYGMOMANOMETERS |  | SPHYGMOMANOMETERANER-Welch Allyn-ANEROID |  |  |  |  | SPHYGMOMANOMETERANER-Welch Allyn-ANEROID | Welch Allyn | [7 empty] | Covered PM Repair - Biomedical | MHHS-Mem City
NO | NO | [5 empty] | Welch Allyn Inc | CE0297 |  |  | MEMORIAL CITY - POSTPARTUM - NURSERY | MHHS-Mem City | [5 empty] | West & Memorial City |  | MEMORIAL CITY - POSTPARTUM - NURSERY | [5 empty] | SPHYGMOMANOMETERS |  | SPHYGMOMANOMETERANER-Welch Allyn-ANEROID |  |  |  |  | SPHYGMOMANOMETERANER-Welch Allyn-ANEROID | Welch Allyn | [7 empty] | Covered PM Repair - Biomedical | MHHS-Mem City
NO | NO | [5 empty] | Welch Allyn Inc | CE0297 |  |  | MEMORIAL CITY - POSTPARTUM - NURSERY | MHHS-Mem City | [5 empty] | West & Memorial City |  | MEMORIAL CITY - POSTPARTUM - NURSERY | [5 empty] | SPHYGMOMANOMETERS |  | SPHYGMOMANOMETERANER-Welch Allyn-ANEROID |  |  |  |  | SPHYGMOMANOMETERANER-Welch Allyn-ANEROID | Welch Allyn | [7 empty] | Not Covered Vendor Only - Biomedical | MHHS-Mem City
NO | NO | [5 empty] | Welch Allyn Inc | CE0297 |  |  | MEMORIAL CITY - POSTPARTUM - NURSERY | MHHS-Mem City | [5 empty] | West & Memorial City |  | MEMORIAL CITY - POSTPARTUM - NURSERY | [5 empty] | SPHYGMOMANOMETERS |  | SPHYGMOMANOMETERANER-Welch Allyn-ANEROID |  |  |  |  | SPHYGMOMANOMETERANER-Welch Allyn-ANEROID | Welch Allyn | [7 empty] | Covered PM Repair - Biomedical | MHHS-Mem City
NO | NO | [5 empty] | Welch Allyn Inc | CE0297 |  |  | MEMORIAL CITY - POSTPARTUM - NURSERY | MHHS-Mem City | [5 empty] | West & Memorial City |  | MEMORIAL CITY - POSTPARTUM - NURSERY | [5 empty] | SPHYGMOMANOMETERS |  | SPHYGMOMANOMETERANER-Welch Allyn-ANEROID |  |  |  |  | SPHYGMOMANOMETERANER-Welch Allyn-ANEROID | Welch Allyn | [7 empty] | Covered PM Repair - Biomedical | MHHS-Mem City
NO | NO | [5 empty] | Welch Allyn Inc | CE0297 |  |  | MEMORIAL CITY - POSTPARTUM - NURSERY | MHHS-Mem City | [5 empty] | West & Memorial City |  | MEMORIAL CITY - POSTPARTUM - NURSERY | [5 empty] | SPHYGMOMANOMETERS |  | SPHYGMOMANOMETERANER-Welch Allyn-ANEROID |  |  |  |  | SPHYGMOMANOMETERANER-Welch Allyn-ANEROID | Welch Allyn | [7 empty] | Covered PM Repair - Biomedical | MHHS-Mem City
NO | NO | [5 empty] | Welch Allyn Inc | CE0297 |  |  | MEMORIAL CITY - POSTPARTUM - NURSERY | MHHS-Mem City | [5 empty] | West & Memorial City |  | MEMORIAL CITY - POSTPARTUM - NURSERY | [5 empty] | SPHYGMOMANOMETERS |  | SPHYGMOMANOMETERANER-Welch Allyn-ANEROID |  |  |  |  | SPHYGMOMANOMETERANER-Welch Allyn-ANEROID | Welch Allyn | [7 empty] | Covered PM Repair - Biomedical | MHHS-Mem City
NO | NO | [5 empty] | Welch Allyn Inc | CE0297 |  |  | TIRR - PATIENT CARE UNIT 4 - 2414374 | MHHS-TIRR | [5 empty] | TMC |  | TIRR - PATIENT CARE UNIT 4 - 2414374 | [5 empty] | SPHYGMOMANOMETERS |  | SPHYGMOMANOMETERANER-Welch Allyn-ANEROID |  |  |  |  | SPHYGMOMANOMETERANER-Welch Allyn-ANEROID | Welch Allyn | [7 empty] | Covered PM Repair - Biomedical | MHHS-TIRR
NO | NO | [5 empty] | Welch Allyn Inc | CE0297 |  |  | TIRR - PATIENT CARE UNIT 5 - 2414376 | MHHS-TIRR | [5 empty] | TMC |  | TIRR - PATIENT CARE UNIT 5 - 2414376 | [5 empty] | SPHYGMOMANOMETERS |  | SPHYGMOMANOMETERANER-Welch Allyn-ANEROID |  |  |  |  | SPHYGMOMANOMETERANER-Welch Allyn-ANEROID | Welch Allyn | [7 empty] | Covered PM Repair - Biomedical | MHHS-TIRR
NO | NO | [5 empty] | Welch Allyn Inc | CE0297 |  |  | TIRR - THERAPY GYM | MHHS-TIRR | [5 empty] | TMC |  | TIRR - THERAPY GYM | [5 empty] | SPHYGMOMANOMETERS |  | SPHYGMOMANOMETERANER-Welch Allyn-ANEROID |  |  |  |  | SPHYGMOMANOMETERANER-Welch Allyn-ANEROID | Welch Allyn | [7 empty] | Covered PM Repair - Biomedical | MHHS-TIRR
NO | NO | [5 empty] | Welch Allyn Inc | CE0297 |  |  | TIRR - THERAPY GYM | MHHS-TIRR | [5 empty] | TMC |  | TIRR - THERAPY GYM | [5 empty] | SPHYGMOMANOMETERS |  | SPHYGMOMANOMETERANER-Welch Allyn-ANEROID |  |  |  |  | SPHYGMOMANOMETERANER-Welch Allyn-ANEROID | Welch Allyn | [7 empty] | Covered PM Repair - Biomedical | MHHS-TIRR
NO | NO | [5 empty] | Welch Allyn Inc | CE0297 |  |  | TIRR - THERAPY GYM | MHHS-TIRR | [5 empty] | TMC |  | TIRR - THERAPY GYM | [5 empty] | SPHYGMOMANOMETERS |  | SPHYGMOMANOMETERANER-Welch Allyn-ANEROID |  |  |  |  | SPHYGMOMANOMETERANER-Welch Allyn-ANEROID | Welch Allyn | [7 empty] | Covered PM Repair - Biomedical | MHHS-TIRR
YES | YES | Serial Number Cnf |  |  | 142-01207 | 142-01207 | Welch Allyn Inc | CNF |  | CNF | [5 empty] | 142-01207 | 142-01207 | Katy | Memorial Hermann Neighborhood Health Center - Northeast (#280) |  | Room 4 | [6 empty] | .needs class
YES | YES | Serial Number Cnf |  |  | 142-01396 | 142-01396 | Welch Allyn Inc | CNF |  | CNF | [5 empty] | 142-01396 | 142-01396 | Northeast | Memorial Hermann Neighborhood Health Center - Northeast (#280) |  | Room 2 | [6 empty] | .needs class
YES | YES |  |  |  | 099-02891 | 099-02891 | Welch Allyn Inc | CNF |  |  | Oncology |  |  |  |  | 099-02891 | 099-02891 | Katy | Memorial Hermann Cancer Center - Northeast | Oncology | Fabrication Room | 2/1/20 | 2/1/20 |  |  |  |  | .needs class
YES | YES |  |  |  | 099-02865 | 099-02865 | Welch Allyn Inc | CNF |  |  | Oncology |  |  |  |  | 099-02865 | 099-02865 | Katy | Memorial Hermann Cancer Center - Northeast | Oncology | Room 4 |  | 2/1/20 |  |  |  |  | .needs class
YES | YES | Serial Number Cnf |  |  | 099-02864 | 099-02864 | Welch Allyn Inc | CNF |  | CNF | Oncology |  |  |  |  | 099-02864 | 099-02864 | Katy | Memorial Hermann Cancer Center - Northeast | Oncology | Room 4 | [6 empty] | .needs class
YES | YES | Serial Number Cnf |  |  | 099-02863 | 099-02863 | Welch Allyn Inc | CNF |  | CNF | Oncology |  |  |  |  | 099-02863 | 099-02863 | Katy | Memorial Hermann Cancer Center - Northeast | Oncology | Room 4 | [6 empty] | .needs class
YES | YES |  |  |  | 041-07578 | 041-07578 | Welch Allyn Inc | Cnf |  |  | MEMORIAL CITY - ER |  |  |  |  | 041-07578 | 041-07578 | West | Memorialcity - memorial herman emergency center | MEMORIAL CITY - ER | E1-206 |  |  |  | One pm required
NO | YES |  |  |  | 151-02422 | 151-02422 | Welch Allyn Inc | CONNEX 6000 SERIES |  |  | CY-Medsurg | MHHS-Cypress |  |  |  | 151-02422 | 151-02422 | Northwest | MHHS-Cypress | CY-Medsurg | South Tower Storage | 8/1/19 |  |  |  | MONITORS, PHYSIOLOGIC, VITAL SIGNS | Monitor, Vital Signs | MONITORVITALSIGNS-Welch Allyn-Connex 6000 |  |  |  |  | MONITORVITALSIGNS-Welch Allyn-Connex 6000 | Welch Allyn |  |  |  |  | 6/3/20 |  | MVS-A | Not Covered Vendor Only - Biomedical | MHHS-Cypress | [8 empty] | MONITORVITALSIGNS | Monitor, Vital Signs | Welch Allyn
NO | YES |  |  |  | 133-08131 | 133-08131 | Welch Allyn Inc | CONNEX 6000 SERIES |  |  | Katy-Med/Surg 5th Floor | MHHS-Katy |  |  |  | 133-08131 | 133-08131 | Katy | MHHS-Katy | Katy-Med/Surg 5th Floor | By rau 4 | 4/1/19 | 4/1/20 |  |  | MONITORS, PHYSIOLOGIC, VITAL SIGNS | Monitor, Vital Signs | MONITORVITALSIGNS-Welch Allyn-Connex 6000 |  |  |  |  | MONITORVITALSIGNS-Welch Allyn-Connex 6000 | Welch Allyn |  |  |  |  | 1/25/18 |  | MVS-A | Covered PM Repair - Biomedical | MHHS-Katy | [8 empty] | MONITORVITALSIGNS | Monitor, Vital Signs | Welch Allyn
NO | YES |  |  |  | 133-08137 | 133-08137 | Welch Allyn Inc | CONNEX 6000 SERIES |  |  | Katy-Med/Surg 5th Floor | MHHS-Katy |  |  |  | 133-08137 | 133-08137 | Katy | MHHS-Katy | Katy-Med/Surg 5th Floor | Room 511 | 5/1/19 | 5/1/20 |  |  | MONITORS, PHYSIOLOGIC, VITAL SIGNS | Monitor, Vital Signs | MONITORVITALSIGNS-Welch Allyn-Connex 6000 |  |  |  |  | MONITORVITALSIGNS-Welch Allyn-Connex 6000 | Welch Allyn |  |  |  |  | 1/1/19 |  | MVS-A | Covered PM Repair - Biomedical | MHHS-Katy | [8 empty] | MONITORVITALSIGNS | Monitor, Vital Signs | Welch Allyn
NO | YES |  |  |  | 133-10331 | 133-10331 | Welch Allyn Inc | CONNEX 6000 SERIES |  |  | Katy-Med/Surg 6th Floor | MHHS-Katy |  |  |  | 133-10331 | 133-10331 | Katy | MHHS-Katy | Katy-Med/Surg 6th Floor | MEDSURG 6th FLOOR HALLWAY | 5/1/19 | 5/1/20 |  |  | MONITORS, PHYSIOLOGIC, VITAL SIGNS | Monitor, Vital Signs | MONITORVITALSIGNS-Welch Allyn-Connex 6000 |  |  |  |  | MONITORVITALSIGNS-Welch Allyn-Connex 6000 | Welch Allyn |  |  |  |  | 12/20/19 |  | MVS-A | Covered PM Repair - Biomedical | MHHS-Katy | [8 empty] | MONITORVITALSIGNS | Monitor, Vital Signs | Welch Allyn
NO | YES |  |  |  | 041-18679 | 041-18679 | Welch Allyn Inc | CONNEX 6000 SERIES |  |  | KATY REHAB - OUTPATIENT REHAB 3RD FLOOR | MHHS-Mem City |  |  |  | 041-18679 | 041-18679 | West | Memorial Hermann Rehabilitation Hospital - Katy (#102) | KATY REHAB - OUTPATIENT REHAB 3RD FLOOR | Gym floor | 7/1/19 | 7/1/20 |  |  | MONITORS, PHYSIOLOGIC, VITAL SIGNS | Monitor, Vital Signs | MONITORVITALSIGNS-Welch Allyn-Connex 6000 |  |  |  |  | MONITORVITALSIGNS-Welch Allyn-Connex 6000 | Welch Allyn |  |  |  |  | 9/10/16 |  | MVS-A | Covered PM Repair - Biomedical | MHHS-Mem City | [8 empty] | MONITORVITALSIGNS | Monitor, Vital Signs | Welch Allyn
NO | YES |  |  |  | 041-32219 | 041-32219 | Welch Allyn Inc | CONNEX 6000 SERIES |  |  | MEMORIAL CITY - GENERAL SURGERY | MHHS-Mem City |  |  |  | 041-32219 | 041-32219 | West |  | MEMORIAL CITY - GENERAL SURGERY |  | 4/1/19 | 4/1/20 |  |  | MONITORS, PHYSIOLOGIC, VITAL SIGNS | Monitor, Vital Signs | MONITORVITALSIGNS-Welch Allyn-Connex 6000 |  |  |  |  | MONITORVITALSIGNS-Welch Allyn-Connex 6000 | Welch Allyn |  |  |  |  | 5/4/00 |  | MVS-A | Covered PM Repair - Biomedical | MHHS-Mem City | [8 empty] | MONITORVITALSIGNS | Monitor, Vital Signs | Welch Allyn
NO | YES |  |  |  | 041-18671 | 041-18671 | Welch Allyn Inc | CONNEX 6000 SERIES |  |  | Rehabilitation Center | MHHS-Mem City |  |  |  | 041-18671 | 041-18671 | Katy | SMR NE Kingwood | Rehabilitation Center | Gym |  |  |  |  | MONITORS, PHYSIOLOGIC, VITAL SIGNS |  | MONITORVITALSIGNS-Welch Allyn-Connex 6000 |  |  |  |  | MONITORVITALSIGNS-Welch Allyn-Connex 6000 | Welch Allyn | [7 empty] | Covered PM Repair - Biomedical | MHHS-Mem City
NO | YES |  |  |  | 583-00919 | 583-00919 | Welch Allyn Inc | CONNEX 6000 SERIES |  |  | MH MG-(KY)-Katy Urology (Mp2) | MHHS-MG |  |  |  | 583-00919 | 583-00919 | Katy | MHHS-MG | MH MG-(KY)-Katy Urology (Mp2) | HALL | 1/1/20 | 1/1/21 |  |  | MONITORS, PHYSIOLOGIC, VITAL SIGNS | Monitor, Vital Signs | MONITORVITALSIGNS-Welch Allyn-Connex 6000 |  |  |  |  | MONITORVITALSIGNS-Welch Allyn-Connex 6000 | Welch Allyn | [6 empty] | MVS-A | Covered PM Repair - Biomedical | MHHS-MG | [8 empty] | MONITORVITALSIGNS | Monitor, Vital Signs | Welch Allyn
NO | YES |  |  |  | 583-00920 | 583-00920 | Welch Allyn Inc | CONNEX 6000 SERIES |  |  | MH MG-(KY)-Katy Urology (Mp2) | MHHS-MG |  |  |  | 583-00920 | 583-00920 | Katy | MHHS-MG | MH MG-(KY)-Katy Urology (Mp2) | Hall | 1/1/20 | 1/1/21 |  |  | MONITORS, PHYSIOLOGIC, VITAL SIGNS | Monitor, Vital Signs | MONITORVITALSIGNS-Welch Allyn-Connex 6000 |  |  |  |  | MONITORVITALSIGNS-Welch Allyn-Connex 6000 | Welch Allyn |  |  |  |  | 1/20/20 |  | MVS-A | Not Covered Vendor Only - Rad, Low End | MHHS-MG | [8 empty] | MONITORVITALSIGNS | Monitor, Vital Signs | Welch Allyn
NO | YES |  |  |  | 583-00923 | 583-00923 | Welch Allyn Inc | CONNEX 6000 SERIES |  |  | MH MG-(KY)-OCC Health Center (Mp1) | MHHS-MG |  |  |  | 583-00923 | 583-00923 | Katy | MHHS-MG | MH MG-(KY)-OCC Health Center (Mp1) | Exam 1 | 1/1/19 | 1/1/20 |  |  | MONITORS, PHYSIOLOGIC, VITAL SIGNS | Monitor, Vital Signs | MONITORVITALSIGNS-Welch Allyn-Connex 6000 |  |  |  |  | MONITORVITALSIGNS-Welch Allyn-Connex 6000 | Welch Allyn | [6 empty] | MVS-A | Covered PM Repair - Radiology, Low End | MHHS-MG | [8 empty] | MONITORVITALSIGNS | Monitor, Vital Signs | Welch Allyn
NO | YES |  |  |  | 583-00924 | 583-00924 | Welch Allyn Inc | CONNEX 6000 SERIES |  |  | Katy-Med/Surg 5th Floor | MHHS-MG |  |  |  | 583-00924 | 583-00924 | Katy | MHHS-Katy | Katy-Med/Surg 5th Floor | Occupational Medicine | 1/1/19 | 1/1/20 |  |  | MONITORS, PHYSIOLOGIC, VITAL SIGNS | Monitor, Vital Signs | MONITORVITALSIGNS-Welch Allyn-Connex 6000 |  |  |  |  | MONITORVITALSIGNS-Welch Allyn-Connex 6000 | Welch Allyn | [6 empty] | MVS-A | Covered PM Repair - Biomedical | MHHS-MG | [8 empty] | MONITORVITALSIGNS | Monitor, Vital Signs | Welch Allyn
NO | YES |  |  |  | 929-00584 | 929-00584 | Welch Allyn Inc | CONNEX 6000 SERIES |  |  | MH MG-(STX)-South Texas-Wharton | MHHS-MG |  |  |  | 929-00584 | 929-00584 | South | MHHS-MG | MH MG-(STX)-South Texas-Wharton | Hallway back | 10/1/19 | 10/1/20 |  |  | MONITORS, PHYSIOLOGIC, VITAL SIGNS | Monitor, Vital Signs | MONITORVITALSIGNS-Welch Allyn-Connex 6000 |  |  |  |  | MONITORVITALSIGNS-Welch Allyn-Connex 6000 | Welch Allyn | [6 empty] | MVS-A | Covered PM Repair - Biomedical | MHHS-MG | [8 empty] | MONITORVITALSIGNS | Monitor, Vital Signs | Welch Allyn
NO | YES |  |  |  | 929-00586 | 929-00586 | Welch Allyn Inc | CONNEX 6000 SERIES |  |  | MH MG-(STX)-South Texas-Wharton | MHHS-MG |  |  |  | 929-00586 | 929-00586 | South | MHHS-MG | MH MG-(STX)-South Texas-Wharton | Nurses station | 10/1/19 | 10/1/20 |  |  | MONITORS, PHYSIOLOGIC, VITAL SIGNS | Monitor, Vital Signs | MONITORVITALSIGNS-Welch Allyn-Connex 6000 |  |  |  |  | MONITORVITALSIGNS-Welch Allyn-Connex 6000 | Welch Allyn | [6 empty] | MVS-A | Covered PM Repair - Biomedical | MHHS-MG | [8 empty] | MONITORVITALSIGNS | Monitor, Vital Signs | Welch Allyn
NO | YES |  |  |  | 929-00589 | 929-00589 | Welch Allyn Inc | CONNEX 6000 SERIES |  |  | MH MG-(STX)-South Texas-Wharton | MHHS-MG |  |  |  | 929-00589 | 929-00589 | South | MHHS-MG | MH MG-(STX)-South Texas-Wharton | Exam 6 | 10/1/19 | 10/1/20 |  |  | MONITORS, PHYSIOLOGIC, VITAL SIGNS | Monitor, Vital Signs | MONITORVITALSIGNS-Welch Allyn-Connex 6000 |  |  |  |  | MONITORVITALSIGNS-Welch Allyn-Connex 6000 | Welch Allyn |  |  |  |  | 2/1/15 |  | MVS-A | Covered PM Repair - Biomedical | MHHS-MG | [8 empty] | MONITORVITALSIGNS | Monitor, Vital Signs | Welch Allyn
NO | YES |  |  |  | 005-33580 | 005-33580 | Welch Allyn Inc | CONNEX 6000 SERIES |  | (21)100070212618 | Katy Rehab-Nursing | MHHS-OPID |  |  |  | 005-33580 | 005-33580 | Katy | MHHS-Others | Katy Rehab-Nursing | Hallway | 3/1/19 | 3/1/20 |  |  | MONITORS, PHYSIOLOGIC, VITAL SIGNS | Monitor, Vital Signs | MONITORVITALSIGNS-Welch Allyn-Connex 6000 |  |  |  |  | MONITORVITALSIGNS-Welch Allyn-Connex 6000 | Welch Allyn |  |  |  |  | 12/15/15 |  | MVS-A | Covered PM Repair - Biomedical | MHHS-OPID | [8 empty] | MONITORVITALSIGNS | Monitor, Vital Signs | Welch Allyn
NO | YES |  |  |  | 129-05782 | 129-05782 | Welch Allyn Inc | CONNEX 6000 SERIES |  |  | OPID - (SL) - SUGAR LAND - 449 (MP1) | MHHS-OPID |  |  |  | 129-05782 | 129-05782 | Sugar Land | MD Anderson Breast Care with Memorial Hermann - Sugar Land (#120) | OPID - (SL) - SUGAR LAND - 449 (MP1) | Ultrasound | 2/1/20 |  | 2/1/21 |  | MONITORS, PHYSIOLOGIC, VITAL SIGNS | Monitor, Vital Signs | MONITORVITALSIGNS-Welch Allyn-Connex 6000 |  |  |  |  | MONITORVITALSIGNS-Welch Allyn-Connex 6000 | Welch Allyn |  |  |  |  | 2/4/14 |  | MVS-A | Covered PM Repair - Biomedical | MHHS-OPID | [8 empty] | MONITORVITALSIGNS | Monitor, Vital Signs | Welch Allyn
NO | YES |  |  |  |  | 013-19399 | Welch Allyn Inc | CONNEX 6000 SERIES |  |  | SW-Med/Surg 6 | MHHS-Southwest |  |  |  |  | 013-19399 | Southwest | MHHS-Southwest | SW-Med/Surg 6 | Floor 6 | 12/1/19 |  |  |  | MONITORS, PHYSIOLOGIC, VITAL SIGNS | Monitor, Vital Signs | MONITORVITALSIGNS-Welch Allyn-Connex 6000 |  |  |  |  | MONITORVITALSIGNS-Welch Allyn-Connex 6000 | Welch Allyn |  |  |  |  | 9/1/16 |  | MVS-A | Covered PM Repair - Biomedical | MHHS-Southwest | [8 empty] | MONITORVITALSIGNS | Monitor, Vital Signs | Welch Allyn
NO | YES | [5 empty] | Welch Allyn Inc | CONNEX 6000 SERIES |  |  | SW-Med/Surg 6 | MHHS-Southwest | [5 empty] | Southwest | MHHS-Southwest | SW-Med/Surg 6 | Hallway | 11/1/19 |  | 11/1/20 |  | MONITORS, PHYSIOLOGIC, VITAL SIGNS | Monitor, Vital Signs | MONITORVITALSIGNS-Welch Allyn-Connex 6000 |  |  |  |  | MONITORVITALSIGNS-Welch Allyn-Connex 6000 | Welch Allyn |  |  |  |  | 9/1/16 |  | MVS-A | Covered PM Repair - Biomedical | MHHS-Southwest | [8 empty] | MONITORVITALSIGNS | Monitor, Vital Signs | Welch Allyn
NO | YES |  |  |  |  | 013-19398 | Welch Allyn Inc | CONNEX 6000 SERIES |  |  | SW-Med/Surg 6 | MHHS-Southwest |  |  |  |  | 013-19398 | Southwest | MHHS-Southwest | SW-Med/Surg 6 | Hallway | 3/1/20 |  | 3/1/21 |  | MONITORS, PHYSIOLOGIC, VITAL SIGNS | Monitor, Vital Signs | MONITORVITALSIGNS-Welch Allyn-Connex 6000 |  |  |  |  | MONITORVITALSIGNS-Welch Allyn-Connex 6000 | Welch Allyn |  |  |  |  | 9/1/16 |  | MVS-A | Covered PM Repair - Biomedical | MHHS-Southwest | [8 empty] | MONITORVITALSIGNS | Monitor, Vital Signs | Welch Allyn
NO | YES |  |  |  | 129-07086 | 129-07086 | Welch Allyn Inc | CONNEX 6000 SERIES |  |  | SMR - (SL) - SL IRONMAN [MP2-STE100] | MHHS-Sugarland |  |  |  | 129-07086 | 129-07086 | Sugar Land | MHHS-Others | SMR - (SL) - SL IRONMAN [MP2-STE100] | Gym | 3/1/19 |  | 3/1/20 |  | MONITORS, PHYSIOLOGIC, VITAL SIGNS | Monitor, Vital Signs | MONITORVITALSIGNS-Welch Allyn-Connex 6000 |  |  |  |  | MONITORVITALSIGNS-Welch Allyn-Connex 6000 | Welch Allyn |  |  |  |  | 1/29/20 |  | MVS-A | Covered PM Repair - Biomedical | MHHS-Sugarland | [8 empty] | MONITORVITALSIGNS | Monitor, Vital Signs | Welch Allyn
NO | YES |  |  |  | 129-07377 | 129-07377 | Welch Allyn Inc | CONNEX 6000 SERIES |  |  | Sugar Land-Education | MHHS-Sugarland |  |  |  | 129-07377 | 129-07377 | Sugar Land | MHHS-Sugarland | Sugar Land-Education |  | 12/1/18 | 12/1/19 |  |  | MONITORS, PHYSIOLOGIC, VITAL SIGNS | Monitor, Vital Signs | MONITORVITALSIGNS-Welch Allyn-Connex 6000 |  |  |  |  | MONITORVITALSIGNS-Welch Allyn-Connex 6000 | Welch Allyn |  |  |  |  | 12/20/19 |  | MVS-A | Covered PM Repair - Biomedical | MHHS-Sugarland | [8 empty] | MONITORVITALSIGNS | Monitor, Vital Signs | Welch Allyn
NO | YES |  |  |  | 129-05543 | 129-05543 | Welch Allyn Inc | CONNEX 6000 SERIES |  |  | SUGAR LAND - ER | MHHS-Sugarland |  |  |  | 129-05543 | 129-05543 | Sugar Land | Memorial Hermann Sugar Land Hospital | SUGAR LAND - ER | Triage 2 | 10/1/19 | 10/1/20 |  |  | MONITORS, PHYSIOLOGIC, VITAL SIGNS | Monitor, Vital Signs | MONITORVITALSIGNS-Welch Allyn-Connex 6000 |  |  |  |  | MONITORVITALSIGNS-Welch Allyn-Connex 6000 | Welch Allyn |  |  |  |  | 11/5/19 |  | MVS-A | Covered PM Repair - Biomedical | MHHS-Sugarland | [8 empty] | MONITORVITALSIGNS | Monitor, Vital Signs | Welch Allyn
NO | YES |  |  |  | 129-05544 | 129-05544 | Welch Allyn Inc | CONNEX 6000 SERIES |  |  | SUGAR LAND - ER | MHHS-Sugarland |  |  |  | 129-05544 | 129-05544 | Sugar Land | Memorial Hermann Sugar Land Hospital | SUGAR LAND - ER |  | 9/1/19 | 9/1/20 |  |  | MONITORS, PHYSIOLOGIC, VITAL SIGNS | Monitor, Vital Signs | MONITORVITALSIGNS-Welch Allyn-Connex 6000 |  |  |  |  | MONITORVITALSIGNS-Welch Allyn-Connex 6000 | Welch Allyn |  |  |  |  | 7/31/20 |  | MVS-A | Covered PM Repair - Biomedical | MHHS-Sugarland | [8 empty] | MONITORVITALSIGNS | Monitor, Vital Signs | Welch Allyn
NO | YES |  |  |  | 129-07510 | 129-07510 | Welch Allyn Inc | CONNEX 6000 SERIES |  |  | SUGAR LAND - ER | MHHS-Sugarland |  |  |  | 129-07510 | 129-07510 | Sugar Land | Memorial Hermann Sugar Land Hospital | SUGAR LAND - ER |  | 10/1/19 |  |  |  | MONITORS, PHYSIOLOGIC, VITAL SIGNS | Monitor, Vital Signs | MONITORVITALSIGNS-Welch Allyn-Connex 6000 |  |  |  |  | MONITORVITALSIGNS-Welch Allyn-Connex 6000 | Welch Allyn |  |  |  |  | 7/22/20 |  | MVS-A | Covered PM Repair - Biomedical | MHHS-Sugarland | [8 empty] | MONITORVITALSIGNS | Monitor, Vital Signs | Welch Allyn
NO | YES |  |  |  | 129-07501 | 129-07501 | Welch Allyn Inc | CONNEX 6000 SERIES |  |  | Sugar Land-IMU | MHHS-Sugarland |  |  |  | 129-07501 | 129-07501 | Sugar Land | MHHS-Sugarland | Sugar Land-IMU |  | 10/1/19 | 10/1/20 |  |  | MONITORS, PHYSIOLOGIC, VITAL SIGNS | Monitor, Vital Signs | MONITORVITALSIGNS-Welch Allyn-Connex 6000 |  |  |  |  | MONITORVITALSIGNS-Welch Allyn-Connex 6000 | Welch Allyn |  |  |  |  | 7/31/20 |  | MVS-A | Covered PM Repair - Biomedical | MHHS-Sugarland | [8 empty] | MONITORVITALSIGNS | Monitor, Vital Signs | Welch Allyn
NO | YES |  |  |  | 129-07451 | 129-07451 | Welch Allyn Inc | CONNEX 6000 SERIES |  |  | Sugar Land-Labor & Delivery | MHHS-Sugarland |  |  |  | 129-07451 | 129-07451 | Sugar Land | MHHS-Sugarland | Sugar Land-Labor & Delivery |  | 11/1/19 |  |  |  | MONITORS, PHYSIOLOGIC, VITAL SIGNS | Monitor, Vital Signs | MONITORVITALSIGNS-Welch Allyn-Connex 6000 |  |  |  |  | MONITORVITALSIGNS-Welch Allyn-Connex 6000 | Welch Allyn |  |  |  |  | 7/22/20 |  | MVS-A | Covered PM Repair - Biomedical | MHHS-Sugarland | [8 empty] | MONITORVITALSIGNS | Monitor, Vital Signs | Welch Allyn
NO | YES |  |  |  | 129-05557 | 129-05557 | Welch Allyn Inc | CONNEX 6000 SERIES |  |  | Sugar Land-Med/Surg-East 4th | MHHS-Sugarland |  |  |  | 129-05557 | 129-05557 | Sugar Land | MHHS-Sugarland | Sugar Land-Med/Surg-East 4th | 4 East | 12/1/19 |  | 12/1/20 |  | MONITORS, PHYSIOLOGIC, VITAL SIGNS | Monitor, Vital Signs | MONITORVITALSIGNS-Welch Allyn-Connex 6000 |  |  |  |  | MONITORVITALSIGNS-Welch Allyn-Connex 6000 | Welch Allyn |  |  |  |  | 7/31/20 |  | MVS-A | Covered PM Repair - Biomedical | MHHS-Sugarland | [8 empty] | MONITORVITALSIGNS | Monitor, Vital Signs | Welch Allyn
NO | YES |  |  |  | 129-05583 | 129-05583 | Welch Allyn Inc | CONNEX 6000 SERIES |  |  | 4 east | MHHS-Sugarland |  |  |  | 129-05583 | 129-05583 | Sugar Land | Memorial Hermann Sugar Land Hospital | 4 east | Room 430 | 12/1/19 |  | 12/1/20 |  | MONITORS, PHYSIOLOGIC, VITAL SIGNS | Monitor, Vital Signs | MONITORVITALSIGNS-Welch Allyn-Connex 6000 |  |  |  |  | MONITORVITALSIGNS-Welch Allyn-Connex 6000 | Welch Allyn |  |  |  |  | 7/22/20 |  | MVS-A | Covered PM Repair - Biomedical | MHHS-Sugarland | [8 empty] | MONITORVITALSIGNS | Monitor, Vital Signs | Welch Allyn
NO | YES |  |  |  | 129-07380 | 129-07380 | Welch Allyn Inc | CONNEX 6000 SERIES |  |  | Sugar Land-Med/Surg-East 4th | MHHS-Sugarland |  |  |  | 129-07380 | 129-07380 | Sugar Land | MHHS-Sugarland | Sugar Land-Med/Surg-East 4th |  | 1/1/20 | 1/1/21 |  |  | MONITORS, PHYSIOLOGIC, VITAL SIGNS | Monitor, Vital Signs | MONITORVITALSIGNS-Welch Allyn-Connex 6000 |  |  |  |  | MONITORVITALSIGNS-Welch Allyn-Connex 6000 | Welch Allyn |  |  |  |  | 7/22/20 |  | MVS-A | Covered PM Repair - Biomedical | MHHS-Sugarland | [8 empty] | MONITORVITALSIGNS | Monitor, Vital Signs | Welch Allyn
NO | YES |  |  |  | 129-07381 | 129-07381 | Welch Allyn Inc | CONNEX 6000 SERIES |  |  | 4 east | MHHS-Sugarland |  |  |  | 129-07381 | 129-07381 | Sugar Land | Memorial Hermann Sugar Land Hospital | 4 east | Room 430 | 12/1/19 |  | 12/1/20 |  | MONITORS, PHYSIOLOGIC, VITAL SIGNS | Monitor, Vital Signs | MONITORVITALSIGNS-Welch Allyn-Connex 6000 |  |  |  |  | MONITORVITALSIGNS-Welch Allyn-Connex 6000 | Welch Allyn |  |  |  |  | 7/31/20 |  | MVS-A | Covered PM Repair - Biomedical | MHHS-Sugarland | [8 empty] | MONITORVITALSIGNS | Monitor, Vital Signs | Welch Allyn
NO | YES |  |  |  | 129-07382 | 129-07382 | Welch Allyn Inc | CONNEX 6000 SERIES |  |  | Sugar Land-Med/Surg-East 4th | MHHS-Sugarland |  |  |  | 129-07382 | 129-07382 | Sugar Land | MHHS-Sugarland | Sugar Land-Med/Surg-East 4th | E417 | 5/1/19 |  | 5/1/20 |  | MONITORS, PHYSIOLOGIC, VITAL SIGNS | Monitor, Vital Signs | MONITORVITALSIGNS-Welch Allyn-Connex 6000 |  |  |  |  | MONITORVITALSIGNS-Welch Allyn-Connex 6000 | Welch Allyn |  |  |  |  | 1/2/20 |  | MVS-A | Covered PM Repair - Biomedical | MHHS-Sugarland | [8 empty] | MONITORVITALSIGNS | Monitor, Vital Signs | Welch Allyn
NO | YES |  |  |  | 129-07383 | 129-07383 | Welch Allyn Inc | CONNEX 6000 SERIES |  |  | SUGAR LAND - NURSE CALL | MHHS-Sugarland |  |  |  | 129-07383 | 129-07383 | Sugar Land | Memorial Hermann Sugar Land Hospital | SUGAR LAND - NURSE CALL |  | 12/1/19 |  |  |  | MONITORS, PHYSIOLOGIC, VITAL SIGNS | Monitor, Vital Signs | MONITORVITALSIGNS-Welch Allyn-Connex 6000 |  |  |  |  | MONITORVITALSIGNS-Welch Allyn-Connex 6000 | Welch Allyn | [6 empty] | MVS-A | Covered PM Repair - Biomedical | MHHS-Sugarland | [8 empty] | MONITORVITALSIGNS | Monitor, Vital Signs | Welch Allyn
NO | YES |  |  |  | 129-05556 | 129-05556 | Welch Allyn Inc | CONNEX 6000 SERIES |  |  | SUGAR LAND - MED/SURG - WEST 4TH | MHHS-Sugarland |  |  |  | 129-05556 | 129-05556 | Sugar Land |  | SUGAR LAND - MED/SURG - WEST 4TH |  | 4/1/19 |  |  |  | MONITORS, PHYSIOLOGIC, VITAL SIGNS | Monitor, Vital Signs | MONITORVITALSIGNS-Welch Allyn-Connex 6000 |  |  |  |  | MONITORVITALSIGNS-Welch Allyn-Connex 6000 | Welch Allyn | [6 empty] | MVS-A | Covered PM Repair - Biomedical | MHHS-Sugarland | [8 empty] | MONITORVITALSIGNS | Monitor, Vital Signs | Welch Allyn
NO | YES |  |  |  | 129-05578 | 129-05578 | Welch Allyn Inc | CONNEX 6000 SERIES |  |  | Sugar Land-Pedi IMU | MHHS-Sugarland |  |  |  | 129-05578 | 129-05578 | Sugar Land | MHHS-Sugarland | Sugar Land-Pedi IMU | Suite 521 | 11/1/19 | 11/1/20 |  |  | MONITORS, PHYSIOLOGIC, VITAL SIGNS | Monitor, Vital Signs | MONITORVITALSIGNS-Welch Allyn-Connex 6000 |  |  |  |  | MONITORVITALSIGNS-Welch Allyn-Connex 6000 | Welch Allyn | [6 empty] | MVS-A | Covered PM Repair - Biomedical | MHHS-Sugarland | [8 empty] | MONITORVITALSIGNS | Monitor, Vital Signs | Welch Allyn
NO | YES |  |  |  | 129-05579 | 129-05579 | Welch Allyn Inc | CONNEX 6000 SERIES |  |  | SUGAR LAND - MED/SURG - WEST 4TH | MHHS-Sugarland |  |  |  | 129-05579 | 129-05579 | Sugar Land |  | SUGAR LAND - MED/SURG - WEST 4TH |  | 5/1/19 |  |  |  | MONITORS, PHYSIOLOGIC, VITAL SIGNS | Monitor, Vital Signs | MONITORVITALSIGNS-Welch Allyn-Connex 6000 |  |  |  |  | MONITORVITALSIGNS-Welch Allyn-Connex 6000 | Welch Allyn | [6 empty] | MVS-A | Covered PM Repair - Biomedical | MHHS-Sugarland | [8 empty] | MONITORVITALSIGNS | Monitor, Vital Signs | Welch Allyn
NO | YES |  |  |  | 129-05580 | 129-05580 | Welch Allyn Inc | CONNEX 6000 SERIES |  |  | Sugar Land-Med/Surg-West 4th | MHHS-Sugarland |  |  |  | 129-05580 | 129-05580 | Sugar Land | MHHS-Sugarland | Sugar Land-Med/Surg-West 4th | Suite 431 | 1/1/20 | 3/1/20 |  |  | MONITORS, PHYSIOLOGIC, VITAL SIGNS | Monitor, Vital Signs | MONITORVITALSIGNS-Welch Allyn-Connex 6000 |  |  |  |  | MONITORVITALSIGNS-Welch Allyn-Connex 6000 | Welch Allyn |  |  |  |  | 6/3/96 |  | MVS-A | Covered PM Repair - Biomedical | MHHS-Sugarland | [8 empty] | MONITORVITALSIGNS | Monitor, Vital Signs | Welch Allyn
NO | YES |  |  |  | 129-05581 | 129-05581 | Welch Allyn Inc | CONNEX 6000 SERIES |  |  | SUGAR LAND - MED/SURG - WEST 4TH | MHHS-Sugarland |  |  |  | 129-05581 | 129-05581 | Sugar Land |  | SUGAR LAND - MED/SURG - WEST 4TH |  | 3/1/19 |  |  |  | MONITORS, PHYSIOLOGIC, VITAL SIGNS | Monitor, Vital Signs | MONITORVITALSIGNS-Welch Allyn-Connex 6000 |  |  |  |  | MONITORVITALSIGNS-Welch Allyn-Connex 6000 | Welch Allyn |  |  |  |  | 1/1/10 |  | MVS-A | Covered PM Repair - Radiology, Low End | MHHS-Sugarland | [8 empty] | MONITORVITALSIGNS | Monitor, Vital Signs | Welch Allyn
NO | YES |  |  |  | 129-05584 | 129-05584 | Welch Allyn Inc | CONNEX 6000 SERIES |  |  | SUGAR LAND - MED/SURG - WEST 4TH | MHHS-Sugarland |  |  |  | 129-05584 | 129-05584 | Sugar Land | Memorial Hermann Hospital Sugar land | SUGAR LAND - MED/SURG - WEST 4TH | Nurse station hallway | 3/1/19 |  |  |  | MONITORS, PHYSIOLOGIC, VITAL SIGNS | Monitor, Vital Signs | MONITORVITALSIGNS-Welch Allyn-Connex 6000 |  |  |  |  | MONITORVITALSIGNS-Welch Allyn-Connex 6000 | Welch Allyn |  |  |  |  | 9/10/15 |  | MVS-A | Covered PM Repair - Biomedical | MHHS-Sugarland | [8 empty] | MONITORVITALSIGNS | Monitor, Vital Signs | Welch Allyn
NO | YES |  |  |  | 129-06870 | 129-06870 | Welch Allyn Inc | CONNEX 6000 SERIES |  |  | SUGAR LAND - PRE-ADMIT TESTING | MHHS-Sugarland |  |  |  | 129-06870 | 129-06870 | Sugar Land |  | SUGAR LAND - PRE-ADMIT TESTING | Exam 4 | 7/1/19 |  |  |  | MONITORS, PHYSIOLOGIC, VITAL SIGNS | Monitor, Vital Signs | MONITORVITALSIGNS-Welch Allyn-Connex 6000 |  |  |  |  | MONITORVITALSIGNS-Welch Allyn-Connex 6000 | Welch Allyn |  |  |  |  | 10/19/16 |  | MVS-A | Covered PM Repair - Biomedical | MHHS-Sugarland | [8 empty] | MONITORVITALSIGNS | Monitor, Vital Signs | Welch Allyn
NO | YES |  |  |  | 129-06871 | 129-06871 | Welch Allyn Inc | CONNEX 6000 SERIES |  |  | SUGAR LAND - PRE-ADMIT TESTING | MHHS-Sugarland |  |  |  | 129-06871 | 129-06871 | Sugar Land |  | SUGAR LAND - PRE-ADMIT TESTING |  | 7/1/19 |  |  |  | MONITORS, PHYSIOLOGIC, VITAL SIGNS | Monitor, Vital Signs | MONITORVITALSIGNS-Welch Allyn-Connex 6000 |  |  |  |  | MONITORVITALSIGNS-Welch Allyn-Connex 6000 | Welch Allyn |  |  |  |  | 1/9/16 |  | MVS-A | Covered PM Repair - Biomedical | MHHS-Sugarland | [8 empty] | MONITORVITALSIGNS | Monitor, Vital Signs | Welch Allyn
NO | YES |  |  |  | 129-07627 | 129-07627 | Welch Allyn Inc | CONNEX 6000 SERIES |  |  | SUGAR LAND - PRE-ADMIT TESTING | MHHS-Sugarland |  |  |  | 129-07627 | 129-07627 | Sugar Land |  | SUGAR LAND - PRE-ADMIT TESTING |  | 7/1/19 |  |  |  | MONITORS, PHYSIOLOGIC, VITAL SIGNS | Monitor, Vital Signs | MONITORVITALSIGNS-Welch Allyn-Connex 6000 |  |  |  |  | MONITORVITALSIGNS-Welch Allyn-Connex 6000 | Welch Allyn |  |  |  |  | 8/5/16 |  | MVS-A | Covered PM Repair - Biomedical | MHHS-Sugarland | [8 empty] | MONITORVITALSIGNS | Monitor, Vital Signs | Welch Allyn
NO | YES |  |  |  | 241-02857 | 241-02857 | Welch Allyn Inc | CONNEX 6000 SERIES |  |  | TIRR-Outpatient Clinic | MHHS-TIRR |  |  |  | 241-02857 | 241-02857 | TMC | MHHS-Others | TIRR-Outpatient Clinic | TIRR - OUTPATIENT CLINIC | 12/1/18 |  |  |  | MONITORS, PHYSIOLOGIC, VITAL SIGNS | Monitor, Vital Signs | MONITORVITALSIGNS-Welch Allyn-Connex 6000 |  |  |  |  | MONITORVITALSIGNS-Welch Allyn-Connex 6000 | Welch Allyn | [6 empty] | MVS-A | Covered PM Repair - Biomedical | MHHS-TIRR | [8 empty] | MONITORVITALSIGNS | Monitor, Vital Signs | Welch Allyn
NO | YES |  |  |  | 241-02858 | 241-02858 | Welch Allyn Inc | CONNEX 6000 SERIES |  |  | TIRR-Outpatient Clinic | MHHS-TIRR |  |  |  | 241-02858 | 241-02858 | TM | MHHS-Others | TIRR-Outpatient Clinic | TIRR - OUTPATIENT CLINIC | 7/1/19 |  | 7/1/20 |  | MONITORS, PHYSIOLOGIC, VITAL SIGNS | Monitor, Vital Signs | MONITORVITALSIGNS-Welch Allyn-Connex 6000 |  |  |  |  | MONITORVITALSIGNS-Welch Allyn-Connex 6000 | Welch Allyn | [6 empty] | MVS-A | Covered PM Repair - Biomedical | MHHS-TIRR | [8 empty] | MONITORVITALSIGNS | Monitor, Vital Signs | Welch Allyn
NO | YES |  |  |  | 017-00979 | 017-00979 | Welch Allyn Inc | CONNEX 6000 SERIES |  |  | TIRR-Sugar Land | MHHS-TIRR |  |  |  | 017-00979 | 017-00979 | Sugar Land | MHHS-Others | TIRR-Sugar Land |  | 3/1/19 | 3/1/20 |  |  | MONITORS, PHYSIOLOGIC, VITAL SIGNS | Monitor, Vital Signs | MONITORVITALSIGNS-Welch Allyn-Connex 6000 |  |  |  |  | MONITORVITALSIGNS-Welch Allyn-Connex 6000 | Welch Allyn |  |  |  |  | 1/1/01 |  | MVS-A | Covered PM Repair - Biomedical | MHHS-TIRR | [8 empty] | MONITORVITALSIGNS | Monitor, Vital Signs | Welch Allyn
NO | YES |  |  |  | 017-00980 | 017-00980 | Welch Allyn Inc | CONNEX 6000 SERIES |  |  | TIRR-Sugar Land | MHHS-TIRR |  |  |  | 017-00980 | 017-00980 | Sugar Land | MHHS-Others | TIRR-Sugar Land | Hand Therapy Room | 3/1/19 | 3/1/20 |  |  | MONITORS, PHYSIOLOGIC, VITAL SIGNS | Monitor, Vital Signs | MONITORVITALSIGNS-Welch Allyn-Connex 6000 |  |  |  |  | MONITORVITALSIGNS-Welch Allyn-Connex 6000 | Welch Allyn |  |  |  |  | 2/1/20 |  | MVS-A | Covered PM Repair - Biomedical | MHHS-TIRR | [8 empty] | MONITORVITALSIGNS | Monitor, Vital Signs | Welch Allyn
NO | YES |  |  |  | 129-05974 | 129-05974 | Welch Allyn Inc | CONNEX 6000 SERIES |  |  | TIRR-Sugar Land | MHHS-TIRR |  |  |  | 129-05974 | 129-05974 | Sugar Land | MHHS-Others | TIRR-Sugar Land |  | 3/1/19 |  |  |  | MONITORS, PHYSIOLOGIC, VITAL SIGNS | Monitor, Vital Signs | MONITORVITALSIGNS-Welch Allyn-Connex 6000 |  |  |  |  | MONITORVITALSIGNS-Welch Allyn-Connex 6000 | Welch Allyn |  |  |  |  | 7/20/18 |  | MVS-A | Covered PM Repair - Biomedical | MHHS-TIRR | [8 empty] | MONITORVITALSIGNS | Monitor, Vital Signs | Welch Allyn
NO | YES |  |  |  | 069-39633 | 069-39633 | Welch Allyn Inc | CONNEX 6000 SERIES |  |  | TMC-Jones-Neuro Elective (4J) | MHHS-TMC |  |  |  | 069-39633 | 069-39633 | TMC | MHHS-TMC | TMC-Jones-Neuro Elective (4J) |  | 12/1/18 |  |  |  | MONITORS, PHYSIOLOGIC, VITAL SIGNS | Monitor, Vital Signs | MONITORVITALSIGNS-Welch Allyn-Connex 6000 |  |  |  |  | MONITORVITALSIGNS-Welch Allyn-Connex 6000 | Welch Allyn |  |  |  |  | 5/13/15 |  | MVS-A | Covered PM Repair - Biomedical | MHHS-TMC | [8 empty] | MONITORVITALSIGNS | Monitor, Vital Signs | Welch Allyn
NO | YES |  |  |  | 069-39804 | 069-39804 | Welch Allyn Inc | CONNEX 6000 SERIES |  |  | TMC-Jones-Neuro Elective (4J) | MHHS-TMC |  |  |  | 069-39804 | 069-39804 | TMC | MHHS-TMC | TMC-Jones-Neuro Elective (4J) |  | 12/10/18 |  |  |  | MONITORS, PHYSIOLOGIC, VITAL SIGNS |  | MONITORVITALSIGNS-Welch Allyn-Connex 6000 |  |  |  |  | MONITORVITALSIGNS-Welch Allyn-Connex 6000 | Welch Allyn | [5 empty] | Verified 3/29/2020 11:26:am (Central) |  | Covered PM Repair - Biomedical | MHHS-TMC
NO | YES |  |  |  | 069-45186 | 077-09077 | Welch Allyn Inc | CONNEX 6000 SERIES |  |  | TMC-Jones-Transplant Clinic (1J) | MHHS-TMC |  |  |  | 069-45186 | 077-09077 | TMC | MHHS-TMC | TMC-Jones-Transplant Clinic (1J) | J1444 | 2/1/18 |  | 2/1/19 |  | MONITORS, PHYSIOLOGIC, VITAL SIGNS |  | MONITORVITALSIGNS-Welch Allyn-Connex 6000 |  |  |  |  | MONITORVITALSIGNS-Welch Allyn-Connex 6000 | Welch Allyn | [7 empty] | Covered PM Repair - Biomedical | MHHS-TMC
NO | YES |  |  |  | 029-10196 | 029-10196 | Welch Allyn Inc | CONNEX 6000 SERIES |  |  | Woodlands-PCU3 | MHHS-Woodlands |  |  |  | 029-10196 | 029-10196 | Woodlands | MHHS-Woodlands | Woodlands-PCU3 | Nurse Station | 5/1/19 |  | 5/1/20 |  | MONITORS, PHYSIOLOGIC, VITAL SIGNS | Monitor, Vital Signs | MONITORVITALSIGNS-Welch Allyn-Connex 6000 |  |  |  |  | MONITORVITALSIGNS-Welch Allyn-Connex 6000 | Welch Allyn | [6 empty] | MVS-A | Covered PM Repair - Biomedical | MHHS-Woodlands | [8 empty] | MONITORVITALSIGNS | Monitor, Vital Signs | Welch Allyn
YES | YES |  |  |  | 000-03906 | 000-03906 | Welch Allyn Inc | CONNEX 6000 SERIES |  |  | ENT |  |  |  |  | 000-03906 | 000-03906 | South | HM Med Grp Wharton | ENT | Exam 8 | 10/1/19 | 10/1/20 |  |  |  | Monitor, Vital Signs | MONITORVITALSIGNS-Welch Allyn-Connex 6000 | [12 empty] | MVS-A | [10 empty] | MONITORVITALSIGNS | Monitor, Vital Signs | Welch Allyn
NO | NO |  |  |  | 009-05257 |  | Welch Allyn Inc | CONNEX 6000 SERIES |  |  | GH - NEURO 5N | MHHS-Greater Heights |  |  |  | 009-05257 |  | Central & Greater Heights |  | GH - NEURO 5N | [5 empty] | MONITORS, PHYSIOLOGIC, VITAL SIGNS |  | MONITORVITALSIGNS-Welch Allyn-Connex 6000 |  |  |  |  | MONITORVITALSIGNS-Welch Allyn-Connex 6000 | Welch Allyn | [7 empty] | Covered PM Repair - Biomedical | MHHS-Greater Heights
NO | NO |  |  |  | 009-08310 |  | Welch Allyn Inc | CONNEX 6000 SERIES |  |  | GH - NEURO 5N | MHHS-Greater Heights |  |  |  | 009-08310 |  | Central & Greater Heights |  | GH - NEURO 5N | [5 empty] | MONITORS, PHYSIOLOGIC, VITAL SIGNS |  | MONITORVITALSIGNS-Welch Allyn-Connex 6000 |  |  |  |  | MONITORVITALSIGNS-Welch Allyn-Connex 6000 | Welch Allyn | [7 empty] | Covered PM Repair - Biomedical | MHHS-Greater Heights
NO | NO | [5 empty] | Welch Allyn Inc | CONNEX 6000 SERIES |  |  | GH - NEURO 5N | MHHS-Greater Heights | [5 empty] | Central & Greater Heights |  | GH - NEURO 5N | [5 empty] | MONITORS, PHYSIOLOGIC, VITAL SIGNS |  | MONITORVITALSIGNS-Welch Allyn-Connex 6000 |  |  |  |  | MONITORVITALSIGNS-Welch Allyn-Connex 6000 | Welch Allyn | [7 empty] | Covered PM Repair - Biomedical | MHHS-Greater Heights
NO | NO | [5 empty] | Welch Allyn Inc | CONNEX 6000 SERIES |  |  | GH - NEURO 5N | MHHS-Greater Heights | [5 empty] | Central & Greater Heights |  | GH - NEURO 5N | [5 empty] | MONITORS, PHYSIOLOGIC, VITAL SIGNS |  | MONITORVITALSIGNS-Welch Allyn-Connex 6000 |  |  |  |  | MONITORVITALSIGNS-Welch Allyn-Connex 6000 | Welch Allyn | [7 empty] | Covered PM Repair - Biomedical | MHHS-Greater Heights
NO | NO |  |  |  | 041-18674 |  | Welch Allyn Inc | CONNEX 6000 SERIES |  |  | MEMORIAL CITY - CARDIOLOGY | MHHS-Mem City |  |  |  | 041-18674 |  | West & Memorial City |  | MEMORIAL CITY - CARDIOLOGY | [5 empty] | MONITORS, PHYSIOLOGIC, VITAL SIGNS |  | MONITORVITALSIGNS-Welch Allyn-Connex 6000 |  |  |  |  | MONITORVITALSIGNS-Welch Allyn-Connex 6000 | Welch Allyn | [7 empty] | Covered PM Repair - Biomedical | MHHS-Mem City
NO | NO |  |  |  | 041-18676 |  | Welch Allyn Inc | CONNEX 6000 SERIES |  |  | MEMORIAL CITY - CARDIOLOGY | MHHS-Mem City |  |  |  | 041-18676 |  | West & Memorial City |  | MEMORIAL CITY - CARDIOLOGY | [5 empty] | MONITORS, PHYSIOLOGIC, VITAL SIGNS |  | MONITORVITALSIGNS-Welch Allyn-Connex 6000 |  |  |  |  | MONITORVITALSIGNS-Welch Allyn-Connex 6000 | Welch Allyn | [7 empty] | Covered PM Repair - Biomedical | MHHS-Mem City
NO | NO |  |  |  | 041-18677 |  | Welch Allyn Inc | CONNEX 6000 SERIES |  |  | MEMORIAL CITY - CARDIOLOGY | MHHS-Mem City |  |  |  | 041-18677 |  | West & Memorial City |  | MEMORIAL CITY - CARDIOLOGY | [5 empty] | MONITORS, PHYSIOLOGIC, VITAL SIGNS |  | MONITORVITALSIGNS-Welch Allyn-Connex 6000 |  |  |  |  | MONITORVITALSIGNS-Welch Allyn-Connex 6000 | Welch Allyn | [7 empty] | Covered PM Repair - Biomedical | MHHS-Mem City
NO | NO |  |  |  | 041-18678 |  | Welch Allyn Inc | CONNEX 6000 SERIES |  |  | MEMORIAL CITY - CARDIOLOGY | MHHS-Mem City |  |  |  | 041-18678 |  | West & Memorial City |  | MEMORIAL CITY - CARDIOLOGY | [5 empty] | MONITORS, PHYSIOLOGIC, VITAL SIGNS |  | MONITORVITALSIGNS-Welch Allyn-Connex 6000 |  |  |  |  | MONITORVITALSIGNS-Welch Allyn-Connex 6000 | Welch Allyn | [7 empty] | Covered PM Repair - Biomedical | MHHS-Mem City
NO | NO |  |  |  | 041-32194 |  | Welch Allyn Inc | CONNEX 6000 SERIES |  |  | MEMORIAL CITY - CARDIOLOGY | MHHS-Mem City |  |  |  | 041-32194 |  | West & Memorial City |  | MEMORIAL CITY - CARDIOLOGY | [5 empty] | MONITORS, PHYSIOLOGIC, VITAL SIGNS |  | MONITORVITALSIGNS-Welch Allyn-Connex 6000 |  |  |  |  | MONITORVITALSIGNS-Welch Allyn-Connex 6000 | Welch Allyn | [7 empty] | Covered PM Repair - Biomedical | MHHS-Mem City
NO | NO |  |  |  | 041-32195 |  | Welch Allyn Inc | CONNEX 6000 SERIES |  |  | MEMORIAL CITY - CARDIOLOGY | MHHS-Mem City |  |  |  | 041-32195 |  | West & Memorial City |  | MEMORIAL CITY - CARDIOLOGY | [5 empty] | MONITORS, PHYSIOLOGIC, VITAL SIGNS |  | MONITORVITALSIGNS-Welch Allyn-Connex 6000 |  |  |  |  | MONITORVITALSIGNS-Welch Allyn-Connex 6000 | Welch Allyn | [7 empty] | Covered PM Repair - Biomedical | MHHS-Mem City
NO | NO |  |  |  | 041-32196 |  | Welch Allyn Inc | CONNEX 6000 SERIES |  |  | MEMORIAL CITY - CARDIOLOGY | MHHS-Mem City |  |  |  | 041-32196 |  | West & Memorial City |  | MEMORIAL CITY - CARDIOLOGY | [5 empty] | MONITORS, PHYSIOLOGIC, VITAL SIGNS |  | MONITORVITALSIGNS-Welch Allyn-Connex 6000 |  |  |  |  | MONITORVITALSIGNS-Welch Allyn-Connex 6000 | Welch Allyn | [7 empty] | Covered PM Repair - Biomedical | MHHS-Mem City
NO | NO |  |  |  | 041-32197 |  | Welch Allyn Inc | CONNEX 6000 SERIES |  |  | MEMORIAL CITY - CARDIOLOGY | MHHS-Mem City |  |  |  | 041-32197 |  | West & Memorial City |  | MEMORIAL CITY - CARDIOLOGY | [5 empty] | MONITORS, PHYSIOLOGIC, VITAL SIGNS |  | MONITORVITALSIGNS-Welch Allyn-Connex 6000 |  |  |  |  | MONITORVITALSIGNS-Welch Allyn-Connex 6000 | Welch Allyn | [7 empty] | Covered PM Repair - Biomedical | MHHS-Mem City
NO | NO |  |  |  | 041-18675 |  | Welch Allyn Inc | CONNEX 6000 SERIES |  |  | MEMORIAL CITY - CDU | MHHS-Mem City |  |  |  | 041-18675 |  | West & Memorial City |  | MEMORIAL CITY - CDU | [5 empty] | MONITORS, PHYSIOLOGIC, VITAL SIGNS |  | MONITORVITALSIGNS-Welch Allyn-Connex 6000 |  |  |  |  | MONITORVITALSIGNS-Welch Allyn-Connex 6000 | Welch Allyn | [7 empty] | Covered PM Repair - Biomedical | MHHS-Mem City
NO | NO |  |  |  | 041-18669 |  | Welch Allyn Inc | CONNEX 6000 SERIES |  |  | MEMORIAL CITY - MED/SURG | MHHS-Mem City |  |  |  | 041-18669 |  | West & Memorial City |  | MEMORIAL CITY - MED/SURG | [5 empty] | MONITORS, PHYSIOLOGIC, VITAL SIGNS |  | MONITORVITALSIGNS-Welch Allyn-Connex 6000 |  |  |  |  | MONITORVITALSIGNS-Welch Allyn-Connex 6000 | Welch Allyn | [7 empty] | Covered PM Repair - Biomedical | MHHS-Mem City
NO | NO |  |  |  | 041-18670 |  | Welch Allyn Inc | CONNEX 6000 SERIES |  |  | MEMORIAL CITY - MED/SURG | MHHS-Mem City |  |  |  | 041-18670 |  | West & Memorial City |  | MEMORIAL CITY - MED/SURG | [5 empty] | MONITORS, PHYSIOLOGIC, VITAL SIGNS |  | MONITORVITALSIGNS-Welch Allyn-Connex 6000 |  |  |  |  | MONITORVITALSIGNS-Welch Allyn-Connex 6000 | Welch Allyn | [7 empty] | Covered PM Repair - Biomedical | MHHS-Mem City
NO | NO |  |  |  | 041-18672 |  | Welch Allyn Inc | CONNEX 6000 SERIES |  |  | MEMORIAL CITY - MED/SURG | MHHS-Mem City |  |  |  | 041-18672 |  | West & Memorial City |  | MEMORIAL CITY - MED/SURG | [5 empty] | MONITORS, PHYSIOLOGIC, VITAL SIGNS |  | MONITORVITALSIGNS-Welch Allyn-Connex 6000 |  |  |  |  | MONITORVITALSIGNS-Welch Allyn-Connex 6000 | Welch Allyn | [7 empty] | Covered PM Repair - Biomedical | MHHS-Mem City
NO | NO |  |  |  | 041-18673 |  | Welch Allyn Inc | CONNEX 6000 SERIES |  |  | MEMORIAL CITY - MED/SURG | MHHS-Mem City |  |  |  | 041-18673 |  | West & Memorial City |  | MEMORIAL CITY - MED/SURG | [5 empty] | MONITORS, PHYSIOLOGIC, VITAL SIGNS |  | MONITORVITALSIGNS-Welch Allyn-Connex 6000 |  |  |  |  | MONITORVITALSIGNS-Welch Allyn-Connex 6000 | Welch Allyn | [7 empty] | Covered PM Repair - Biomedical | MHHS-Mem City
NO | NO |  |  |  | 129-06670 |  | Welch Allyn Inc | CONNEX 6000 SERIES |  |  | MH MG - (SL) - SUGAR LAND SPORTS MEDICINE (MP2) | MHHS-MG |  |  |  | 129-06670 |  | Sugar Land |  | MH MG - (SL) - SUGAR LAND SPORTS MEDICINE (MP2) | [5 empty] | MONITORS, PHYSIOLOGIC, VITAL SIGNS |  | MONITORVITALSIGNS-Welch Allyn-Connex 6000 |  |  |  |  | MONITORVITALSIGNS-Welch Allyn-Connex 6000 | Welch Allyn | [7 empty] | Covered PM Repair - Biomedical | MHHS-MG
NO | NO |  |  |  | 129-06671 |  | Welch Allyn Inc | CONNEX 6000 SERIES |  |  | MH MG - (SL) - SUGAR LAND SPORTS MEDICINE (MP2) | MHHS-MG |  |  |  | 129-06671 |  | Sugar Land |  | MH MG - (SL) - SUGAR LAND SPORTS MEDICINE (MP2) | [5 empty] | MONITORS, PHYSIOLOGIC, VITAL SIGNS |  | MONITORVITALSIGNS-Welch Allyn-Connex 6000 |  |  |  |  | MONITORVITALSIGNS-Welch Allyn-Connex 6000 | Welch Allyn | [7 empty] | Covered PM Repair - Biomedical | MHHS-MG
NO | NO |  |  |  | 129-06672 |  | Welch Allyn Inc | CONNEX 6000 SERIES |  |  | MH MG - (SL) - SUGAR LAND SPORTS MEDICINE (MP2) | MHHS-MG |  |  |  | 129-06672 |  | Sugar Land |  | MH MG - (SL) - SUGAR LAND SPORTS MEDICINE (MP2) | [5 empty] | MONITORS, PHYSIOLOGIC, VITAL SIGNS |  | MONITORVITALSIGNS-Welch Allyn-Connex 6000 |  |  |  |  | MONITORVITALSIGNS-Welch Allyn-Connex 6000 | Welch Allyn | [7 empty] | Covered PM Repair - Biomedical | MHHS-MG
NO | NO |  |  |  | 583-01415 |  | Welch Allyn Inc | CONNEX 6000 SERIES |  |  | OPID - (KY) - KATY REHAB - 585 | MHHS-OPID |  |  |  | 583-01415 |  | Katy |  | OPID - (KY) - KATY REHAB - 585 | [5 empty] | MONITORS, PHYSIOLOGIC, VITAL SIGNS |  | MONITORVITALSIGNS-Welch Allyn-Connex 6000 |  |  |  |  | MONITORVITALSIGNS-Welch Allyn-Connex 6000 | Welch Allyn | [7 empty] | Covered PM Repair - Biomedical | MHHS-OPID
NO | NO |  |  |  | 929-00915 |  | Welch Allyn Inc | CONNEX 6000 SERIES |  | (21)100046591717 | OPID - (TMC) - UPPER KIRBY - 467 | MHHS-OPID |  |  |  | 929-00915 |  | TMC |  | OPID - (TMC) - UPPER KIRBY - 467 | [5 empty] | MONITORS, PHYSIOLOGIC, VITAL SIGNS |  | MONITORVITALSIGNS-Welch Allyn-Connex 6000 |  |  |  |  | MONITORVITALSIGNS-Welch Allyn-Connex 6000 | Welch Allyn | [7 empty] | Covered PM Repair - Biomedical | MHHS-OPID
NO | NO | [5 empty] | Welch Allyn Inc | CONNEX 6000 SERIES |  |  | SW - SENIOR MEDICINE | MHHS-Southwest | [5 empty] | Southwest |  | SW - SENIOR MEDICINE | [5 empty] | MONITORS, PHYSIOLOGIC, VITAL SIGNS |  | MONITORVITALSIGNS-Welch Allyn-Connex 6000 |  |  |  |  | MONITORVITALSIGNS-Welch Allyn-Connex 6000 | Welch Allyn | [7 empty] | Covered PM Repair - Biomedical | MHHS-Southwest
NO | NO |  |  |  | 129-07452 |  | Welch Allyn Inc | CONNEX 6000 SERIES |  |  | SUGAR LAND - LABOR & DELIVERY | MHHS-Sugarland |  |  |  | 129-07452 |  | Sugar Land |  | SUGAR LAND - LABOR & DELIVERY | [5 empty] | MONITORS, PHYSIOLOGIC, VITAL SIGNS |  | MONITORVITALSIGNS-Welch Allyn-Connex 6000 |  |  |  |  | MONITORVITALSIGNS-Welch Allyn-Connex 6000 | Welch Allyn | [7 empty] | Covered PM Repair - Biomedical | MHHS-Sugarland
NO | NO |  |  |  | 129-07378 |  | Welch Allyn Inc | CONNEX 6000 SERIES |  |  | SUGAR LAND - MED/SURG - WEST 4TH | MHHS-Sugarland |  |  |  | 129-07378 |  | Sugar Land |  | SUGAR LAND - MED/SURG - WEST 4TH | [5 empty] | MONITORS, PHYSIOLOGIC, VITAL SIGNS |  | MONITORVITALSIGNS-Welch Allyn-Connex 6000 |  |  |  |  | MONITORVITALSIGNS-Welch Allyn-Connex 6000 | Welch Allyn | [7 empty] | Covered PM Repair - Biomedical | MHHS-Sugarland
NO | NO |  |  |  | 129-06034 |  | Welch Allyn Inc | CONNEX 6000 SERIES |  |  | SUGAR LAND - OCCUPATIONAL HEALTH | MHHS-Sugarland |  |  |  | 129-06034 |  | Sugar Land |  | SUGAR LAND - OCCUPATIONAL HEALTH | [5 empty] | MONITORS, PHYSIOLOGIC, VITAL SIGNS |  | MONITORVITALSIGNS-Welch Allyn-Connex 6000 |  |  |  |  | MONITORVITALSIGNS-Welch Allyn-Connex 6000 | Welch Allyn | [7 empty] | Covered PM Repair - Biomedical | MHHS-Sugarland
NO | NO |  |  |  | 129-07500 |  | Welch Allyn Inc | CONNEX 6000 SERIES |  |  | SUGAR LAND - WOUND CARE | MHHS-Sugarland |  |  |  | 129-07500 |  | Sugar Land |  | SUGAR LAND - WOUND CARE | [5 empty] | MONITORS, PHYSIOLOGIC, VITAL SIGNS |  | MONITORVITALSIGNS-Welch Allyn-Connex 6000 |  |  |  |  | MONITORVITALSIGNS-Welch Allyn-Connex 6000 | Welch Allyn | [7 empty] | Covered PM Repair - Biomedical | MHHS-Sugarland
NO | NO |  |  |  | 241-02856 |  | Welch Allyn Inc | CONNEX 6000 SERIES |  |  | TIRR - EDUCATION | MHHS-TIRR |  |  |  | 241-02856 |  | TMC |  | TIRR - EDUCATION | [5 empty] | MONITORS, PHYSIOLOGIC, VITAL SIGNS |  | MONITORVITALSIGNS-Welch Allyn-Connex 6000 |  |  |  |  | MONITORVITALSIGNS-Welch Allyn-Connex 6000 | Welch Allyn | [7 empty] | Covered PM Repair - Biomedical | MHHS-TIRR
NO | NO |  |  |  | 069-46651 |  | Welch Allyn Inc | CONNEX 6000 SERIES |  |  | TMC - EPILEPSY - ADULT EMU (3J) | MHHS-TMC |  |  |  | 069-46651 |  | TMC |  | TMC - EPILEPSY - ADULT EMU (3J) | [5 empty] | MONITORS, PHYSIOLOGIC, VITAL SIGNS |  | MONITORVITALSIGNS-Welch Allyn-Connex 6000 |  |  |  |  | MONITORVITALSIGNS-Welch Allyn-Connex 6000 | Welch Allyn | [7 empty] | Covered PM Repair - Biomedical | MHHS-TMC
NO | NO |  |  |  | 013-38644 |  | Welch Allyn Inc | CONNEX 6400 |  |  | SW - MED/SURG 9 JOINT CAMP | MHHS-Southwest |  | Monitor, Vital Signs |  | 013-38644 |  | Southwest |  | SW - MED/SURG 9 JOINT CAMP | [5 empty] | MONITORS, BEDSIDE, BLOOD PRESSURE |  | MONITORVITALSIGNS-Welch Allyn-Connex 6400 | MONITORVITALSIGNS | Connex 6400 |  |  |  | Welch Allyn | Monitor, Vital Signs |  | MONITORVITALSIGNS-Welch Allyn-Connex 6400 |  |  |  |  | Not Covered Vendor Only - Biomedical | MHHS-Southwest
NO | YES |  |  |  | 142-07102 | 142-07102 | Welch Allyn Inc | CONNEX 6500 65XTXX-B |  |  | MH MG-(NE)-Kingwood Ob/Gyn | MHHS-MG |  |  |  | 142-07102 | 142-07102 | Katy | MHHS-MG | MH MG-(NE)-Kingwood Ob/Gyn | Hall | 9/1/19 | 9/1/20 |  |  | MONITORS, PHYSIOLOGIC, VITAL SIGNS | Monitor, Vital Signs | MONITORVITALSIGNS-Welch Allyn-Connex 6500 |  |  |  |  | MONITORVITALSIGNS-Welch Allyn-Connex 6500 | Welch Allyn |  |  |  |  | 6/3/20 |  | MVS-A | Not Covered Vendor Only - Biomedical | MHHS-MG | [8 empty] | MONITORVITALSIGNS | Monitor, Vital Signs | Welch Allyn
NO | YES |  |  |  | 077-09077 | 077-09077 | Welch Allyn Inc | CONNEX 6500 65XTXX-B |  |  | TMC-Children's-NICU (7Hp) | MHHS-TMC |  |  |  | 077-09077 | 077-09077 | TMC | MHHS-TMC | TMC-Children's-NICU (7Hp) |  | 1/29/19 |  |  |  | MONITORS, PHYSIOLOGIC, VITAL SIGNS |  | MONITORVITALSIGNS-Welch Allyn-Connex 6500 |  |  |  |  | MONITORVITALSIGNS-Welch Allyn-Connex 6500 | Welch Allyn |  |  |  |  | 6/3/20 | Verified 3/30/2020 4:07pm (Central) |  | Not Covered Vendor Only - Biomedical | MHHS-TMC
NO | NO |  |  |  | 041-20429 |  | Welch Allyn Inc | CONNEX 6500 65XTXX-B |  |  | MEMORIAL CITY - POSTPARTUM | MHHS-Mem City |  |  |  | 041-20429 |  | West & Memorial City |  | MEMORIAL CITY - POSTPARTUM | [5 empty] | MONITORS, PHYSIOLOGIC, VITAL SIGNS |  | MONITORVITALSIGNS-Welch Allyn-Connex 6500 |  |  |  |  | MONITORVITALSIGNS-Welch Allyn-Connex 6500 | Welch Allyn | [7 empty] | Not Covered Vendor Only - Biomedical | MHHS-Mem City
NO | YES |  |  |  | 133-08201 | 133-08201 | Welch Allyn Inc | Connex 6800 |  |  | KATY - AMBULATORY CARE | MHHS-Katy |  |  |  | 133-08201 | 133-08201 | Katy | Memorial Hermann Katy Hospital | KATY - AMBULATORY CARE | 2nd floor Ambulatory | 11/1/19 | 11/1/20 |  |  | MONITORS, BEDSIDE, BLOOD PRESSURE |  | .needs class |  |  |  |  | .needs class | Welch Allyn |  |  |  |  | 6/1/22 |  |  | Covered PM Repair - Biomedical | MHHS-Katy
NO | YES |  |  |  | 133-08476 | 133-08476 | Welch Allyn Inc | Connex 6800 |  |  | Katy-ER | MHHS-Katy |  |  |  | 133-08476 | 133-08476 | Katy | MHHS-Katy | Katy-ER | EC 19 | 8/1/19 | 8/1/20 |  |  | MONITORS, BEDSIDE, BLOOD PRESSURE |  | .needs class |  |  |  |  | .needs class | Welch Allyn | [7 empty] | Covered PM Repair - Biomedical | MHHS-Katy
NO | YES |  |  |  | 133-08477 | 133-08477 | Welch Allyn Inc | Connex 6800 |  |  | Katy-ER | MHHS-Katy |  |  |  | 133-08477 | 133-08477 | Katy | MHHS-Katy | Katy-ER | Mse1 | 8/1/19 | 8/1/20 |  |  | MONITORS, BEDSIDE, BLOOD PRESSURE |  | .needs class |  |  |  |  | .needs class | Welch Allyn | [7 empty] | Covered PM Repair - Biomedical | MHHS-Katy
NO | YES |  |  |  | 133-09494 | 133-09494 | Welch Allyn Inc | Connex 6800 |  |  | Katy-ER | MHHS-Katy |  |  |  | 133-09494 | 133-09494 | Katy | MHHS-Katy | Katy-ER | Katy - ER |  |  |  |  | MONITORS, BEDSIDE, BLOOD PRESSURE |  | .needs class |  |  |  |  | .needs class | Welch Allyn |  |  |  |  | 11/1/21 |  |  | Covered PM Repair - Biomedical | MHHS-Katy
NO | YES |  |  |  | 133-08479 | 133-08479 | Welch Allyn Inc | Connex 6800 |  |  | Katy-Med/Surg 6th Floor | MHHS-Katy |  |  |  | 133-08479 | 133-08479 | Katy | MHHS-Katy | Katy-Med/Surg 6th Floor | Near nurses station W6 | 7/1/19 | 7/1/20 |  |  | MONITORS, BEDSIDE, BLOOD PRESSURE |  | .needs class |  |  |  |  | .needs class | Welch Allyn |  |  |  |  | 6/1/22 |  |  | Covered PM Repair - Biomedical | MHHS-Katy
NO | YES |  |  |  | 133-10333 | 133-10333 | Welch Allyn Inc | Connex 6800 |  |  | Katy-Med/Surg 7th Floor | MHHS-Katy |  |  |  | 133-10333 | 133-10333 | Katy | MHHS-Katy | Katy-Med/Surg 7th Floor |  | 5/1/19 | 5/1/20 |  |  | MONITORS, BEDSIDE, BLOOD PRESSURE |  | .needs class |  |  |  |  | .needs class | Welch Allyn |  |  |  |  | 7/1/22 |  |  | Covered PM Repair - Biomedical | MHHS-Katy
NO | YES |  |  |  | 133-08478 | 133-08478 | Welch Allyn Inc | Connex 6800 |  |  | Katy-Med/Surg 6th Floor | MHHS-Katy |  |  |  | 133-08478 | 133-08478 | Katy | MHHS-Katy | Katy-Med/Surg 6th Floor | MEDSURG 6th FL HALLWAY | 7/1/19 | 7/1/20 |  |  | MONITORS, BEDSIDE, BLOOD PRESSURE |  | .needs class |  |  |  |  | .needs class | Welch Allyn |  |  |  |  | 9/28/18 |  |  | Covered PM Repair - Biomedical | MHHS-Katy
NO | YES |  |  |  | 133-08481 | 133-08481 | Welch Allyn Inc | Connex 6800 |  |  | Katy-Med/Surg 6th Floor | MHHS-Katy |  |  |  | 133-08481 | 133-08481 | Katy | MHHS-Katy | Katy-Med/Surg 6th Floor | MEDSURG 6th FL 630 |  |  |  |  | MONITORS, BEDSIDE, BLOOD PRESSURE |  | .needs class |  |  |  |  | .needs class | Welch Allyn |  |  |  |  | 10/1/20 |  |  | Covered PM Repair - Biomedical | MHHS-Katy
NO | YES |  |  |  | 133-08482 | 133-08482 | Welch Allyn Inc | Connex 6800 |  |  | Katy-Med/Surg 7th Floor | MHHS-Katy |  |  |  | 133-08482 | 133-08482 | Katy | MHHS-Katy | Katy-Med/Surg 7th Floor | MEDSURG 7th Floor Hallway |  |  |  |  | MONITORS, BEDSIDE, BLOOD PRESSURE |  | .needs class |  |  |  |  | .needs class | Welch Allyn |  |  |  |  | 6/1/22 |  |  | Covered PM Repair - Biomedical | MHHS-Katy
NO | YES |  |  |  | 133-08483 | 133-08483 | Welch Allyn Inc | Connex 6800 |  |  | Katy-Med/Surg 7th Floor | MHHS-Katy |  |  |  | 133-08483 | 133-08483 | Katy | MHHS-Katy | Katy-Med/Surg 7th Floor | MEDSURG 7th Floor Hallway |  |  |  |  | MONITORS, BEDSIDE, BLOOD PRESSURE |  | .needs class |  |  |  |  | .needs class | Welch Allyn |  |  |  |  | 4/1/20 |  |  | Covered PM Repair - Biomedical | MHHS-Katy
NO | YES |  |  |  | 133-10086 | 133-10086 | Welch Allyn Inc | Connex 6800 |  |  | Katy-Med/Surg 7th Floor | MHHS-Katy |  |  |  | 133-10086 | 133-10086 | Katy | MHHS-Katy | Katy-Med/Surg 7th Floor |  | 6/1/19 | 6/1/20 |  |  | MONITORS, BEDSIDE, BLOOD PRESSURE |  | .needs class |  |  |  |  | .needs class | Welch Allyn |  |  |  |  | 4/1/20 |  |  | Covered PM Repair - Biomedical | MHHS-Katy
NO | YES |  |  |  | 133-10087 | 133-10087 | Welch Allyn Inc | Connex 6800 |  |  | Katy-Med/Surg 7th Floor | MHHS-Katy |  |  |  | 133-10087 | 133-10087 | Katy | MHHS-Katy | Katy-Med/Surg 7th Floor | MEDSURG 7th Floor 709 | 7/1/19 | 7/1/20 |  |  | MONITORS, BEDSIDE, BLOOD PRESSURE |  | .needs class |  |  |  |  | .needs class | Welch Allyn |  |  |  |  | 6/6/20 |  |  | Not Covered Vendor Only - Biomedical | MHHS-Katy
NO | YES |  |  |  | 133-10088 | 133-10088 | Welch Allyn Inc | Connex 6800 |  |  | Katy-Med/Surg 7th Floor | MHHS-Katy |  |  |  | 133-10088 | 133-10088 | Katy | MHHS-Katy | Katy-Med/Surg 7th Floor |  | 7/1/19 | 6/1/20 |  |  | MONITORS, BEDSIDE, BLOOD PRESSURE |  | .needs class |  |  |  |  | .needs class | Welch Allyn |  |  |  |  | 6/6/20 |  |  | Not Covered Vendor Only - Biomedical | MHHS-Katy
NO | YES |  |  |  | 133-08472 | 133-08472 | Welch Allyn Inc | Connex 6800 |  |  | Katy-Ob Special Observation-3E | MHHS-Katy |  |  |  | 133-08472 | 133-08472 | Katy | MHHS-Katy | Katy-Ob Special Observation-3E | Treatment room | 12/1/19 | 12/1/20 |  |  | MONITORS, BEDSIDE, BLOOD PRESSURE |  | .needs class |  |  |  |  | .needs class | Welch Allyn |  |  |  |  | 6/6/20 |  |  | Not Covered Vendor Only - Biomedical | MHHS-Katy
NO | YES |  |  |  | 133-08202 | 133-08202 | Welch Allyn Inc | Connex 6800 |  |  | KATY - AMBULATORY CARE | MHHS-Katy |  |  |  | 133-08202 | 133-08202 | Katy | Memorial Hermann Katy Hospital | KATY - AMBULATORY CARE | 2nd floor Ambulatory | 11/1/19 | 11/1/20 |  |  | MONITORS, BEDSIDE, BLOOD PRESSURE |  | .needs class |  |  |  |  | .needs class | Welch Allyn |  |  |  |  | 6/6/20 |  |  | Not Covered Vendor Only - Biomedical | MHHS-Katy
NO | YES |  |  |  | 133-08471 | 133-08471 | Welch Allyn Inc | Connex 6800 |  |  | Katy-Postpartum-2W | MHHS-Katy |  |  |  | 133-08471 | 133-08471 | Katy | MHHS-Katy | Katy-Postpartum-2W | Hallway | 7/1/19 | 7/1/20 |  |  | MONITORS, BEDSIDE, BLOOD PRESSURE |  | .needs class |  |  |  |  | .needs class | Welch Allyn |  |  |  |  | 6/6/20 |  |  | Not Covered Vendor Only - Biomedical | MHHS-Katy
NO | YES |  |  |  | 133-08473 | 133-08473 | Welch Allyn Inc | Connex 6800 |  |  | Katy-Ob Special Observation-3E | MHHS-Katy |  |  |  | 133-08473 | 133-08473 | Katy | MHHS-Katy | Katy-Ob Special Observation-3E | Room 312 | 7/1/19 | 7/1/20 |  |  | MONITORS, BEDSIDE, BLOOD PRESSURE |  | .needs class |  |  |  |  | .needs class | Welch Allyn |  |  |  |  | 6/15/20 |  |  | Not Covered Vendor Only - Biomedical | MHHS-Katy
NO | YES |  |  |  | 133-08474 | 133-08474 | Welch Allyn Inc | Connex 6800 |  |  | Katy-Postpartum-2W | MHHS-Katy |  |  |  | 133-08474 | 133-08474 | Katy | MHHS-Katy | Katy-Postpartum-2W | Care Team Center | 6/1/19 | 6/1/20 |  |  | MONITORS, BEDSIDE, BLOOD PRESSURE |  | .needs class |  |  |  |  | .needs class | Welch Allyn |  |  |  |  | 6/30/14 |  |  | Covered PM Repair - Biomedical | MHHS-Katy
NO | YES |  |  |  | 133-08475 | 133-08475 | Welch Allyn Inc | Connex 6800 |  |  | Katy-Postpartum-2W | MHHS-Katy |  |  |  | 133-08475 | 133-08475 | Katy | MHHS-Katy | Katy-Postpartum-2W | Room 313 | 7/1/19 | 7/1/20 |  |  | MONITORS, BEDSIDE, BLOOD PRESSURE |  | .needs class |  |  |  |  | .needs class | Welch Allyn |  |  |  |  | 9/27/14 |  |  | Covered PM Repair - Biomedical | MHHS-Katy
NO | YES |  |  |  |  | 013-36082 | Welch Allyn Inc | Connex 6800 |  |  | SW | MHHS-Southwest |  |  |  |  | 013-36082 | Southwest | Memorial Hermann Southwest Hospital | SW | 6th Lift/Transfer Equipment Room | 9/1/19 |  |  |  | MONITORS, PHYSIOLOGIC, VITAL SIGNS | Monitor, Vital Signs | MONITORVITALSIGNS-Welch Allyn-64MTXX-B |  |  |  |  | MONITORVITALSIGNS-Welch Allyn-64MTXX-B | Welch Allyn |  |  |  |  | 10/4/20 |  | MVS-A | Not Covered Vendor Only - Biomedical | MHHS-Southwest | [8 empty] | MONITORVITALSIGNS | Monitor, Vital Signs | Welch Allyn
NO | YES |  |  |  | 013-38655 | 013-38655 | Welch Allyn Inc | Connex 6800 |  |  | SW | MHHS-Southwest |  |  |  | 013-38655 | 013-38655 | Southwest | Memorial Hermann Southwest Hospital | SW | 7th Floor | 1/1/19 |  | 1/1/20 |  | MONITORS, BEDSIDE, BLOOD PRESSURE |  | .needs class |  |  |  |  | .needs class | Welch Allyn |  |  |  |  | 6/3/20 |  |  | Not Covered Vendor Only - Biomedical | MHHS-Southwest
NO | YES |  |  |  | 029-10826 | 029-10826 | Welch Allyn Inc | Connex 6800 |  |  | TIRR-Woodlands Inpatient | MHHS-TIRR |  |  |  | 029-10826 | 029-10826 | Woodlands | MHHS-Others | TIRR-Woodlands Inpatient | Hallway | 3/1/19 |  | 3/1/20 |  | MONITORS, BEDSIDE, BLOOD PRESSURE |  | .needs class |  |  |  |  | .needs class | Welch Allyn |  |  |  |  | 6/3/20 |  |  | Not Covered Vendor Only - Biomedical | MHHS-TIRR
NO | YES |  |  |  | 029-10827 | 029-20827 | Welch Allyn Inc | Connex 6800 |  |  | TIRR-Woodlands Inpatient | MHHS-TIRR |  |  |  | 029-10827 | 029-20827 | Woodlands | MHHS-Others | TIRR-Woodlands Inpatient | TIRR | 10/1/19 |  | 10/1/20 |  | MONITORS, BEDSIDE, BLOOD PRESSURE |  | .needs class |  |  |  |  | .needs class | Welch Allyn |  |  |  |  | 6/3/20 |  |  | Not Covered Vendor Only - Biomedical | MHHS-TIRR
NO | YES |  |  |  | 029-10828 | 029-10828 | Welch Allyn Inc | Connex 6800 |  |  | TIRR-Woodlands Inpatient | MHHS-TIRR |  |  |  | 029-10828 | 029-10828 | Woodlands | MHHS-Others | TIRR-Woodlands Inpatient | Hallway | 3/1/19 |  | 3/1/20 |  | MONITORS, BEDSIDE, BLOOD PRESSURE |  | .needs class |  |  |  |  | .needs class | Welch Allyn |  |  |  |  | 6/3/20 |  |  | Not Covered Vendor Only - Biomedical | MHHS-TIRR
NO | YES |  |  |  | 029-10829 | 029-10829 | Welch Allyn Inc | Connex 6800 |  |  | TIRR-Woodlands Inpatient | MHHS-TIRR |  |  |  | 029-10829 | 029-10829 | Woodlands | MHHS-Others | TIRR-Woodlands Inpatient |  | 3/1/19 |  | 3/1/20 |  | MONITORS, BEDSIDE, BLOOD PRESSURE |  | .needs class |  |  |  |  | .needs class | Welch Allyn |  |  |  |  | 6/3/20 |  |  | Not Covered Vendor Only - Biomedical | MHHS-TIRR
NO | YES |  |  |  | 029-10830 | 029-10830 | Welch Allyn Inc | Connex 6800 |  |  | TIRR-Woodlands Inpatient | MHHS-TIRR |  |  |  | 029-10830 | 029-10830 | Woodlands | MHHS-Others | TIRR-Woodlands Inpatient |  | 3/1/19 |  | 3/1/20 |  | MONITORS, BEDSIDE, BLOOD PRESSURE |  | .needs class |  |  |  |  | .needs class | Welch Allyn |  |  |  |  | 6/3/20 |  |  | Not Covered Vendor Only - Biomedical | MHHS-TIRR
NO | YES |  |  |  | 029-10831 | 029-10831 | Welch Allyn Inc | Connex 6800 |  |  | TIRR-Woodlands Inpatient | MHHS-TIRR |  |  |  | 029-10831 | 029-10831 | Woodlands | MHHS-Others | TIRR-Woodlands Inpatient | TIRR | 3/1/19 |  | 3/1/20 |  | MONITORS, BEDSIDE, BLOOD PRESSURE |  | .needs class |  |  |  |  | .needs class | Welch Allyn |  |  |  |  | 6/3/20 |  |  | Not Covered Vendor Only - Biomedical | MHHS-TIRR
NO | YES |  |  |  | 029-10832 | 029-10832 | Welch Allyn Inc | Connex 6800 |  |  | TIRR-Woodlands Inpatient | MHHS-TIRR |  |  |  | 029-10832 | 029-10832 | Woodlands | MHHS-Others | TIRR-Woodlands Inpatient |  | 3/1/19 |  | 3/1/20 |  | MONITORS, BEDSIDE, BLOOD PRESSURE |  | .needs class |  |  |  |  | .needs class | Welch Allyn |  |  |  |  | 6/3/20 |  |  | Not Covered Vendor Only - Biomedical | MHHS-TIRR
NO | YES |  |  |  | 029-10833 | 029-10833 | Welch Allyn Inc | Connex 6800 |  |  | TIRR-Woodlands Inpatient | MHHS-TIRR |  |  |  | 029-10833 | 029-10833 | Woodlands | MHHS-Others | TIRR-Woodlands Inpatient |  | 3/1/19 |  | 3/1/20 |  | MONITORS, BEDSIDE, BLOOD PRESSURE |  | .needs class |  |  |  |  | .needs class | Welch Allyn |  |  |  |  | 7/24/19 |  |  | Covered PM Repair - Biomedical | MHHS-TIRR
NO | YES |  |  |  | 029-10046 | 029-10046 | Welch Allyn Inc | Connex 6800 |  |  | Woodlands-PCU4 | MHHS-Woodlands |  |  |  | 029-10046 | 029-10046 | Woodlands | MHHS-Woodlands | Woodlands-PCU4 | Nurse Station | 6/1/19 |  | 6/1/20 |  | MONITORS, BEDSIDE, BLOOD PRESSURE |  | .needs class |  |  |  |  | .needs class | Welch Allyn |  |  |  |  | 9/27/14 |  |  | Covered PM Repair - Biomedical | MHHS-Woodlands
NO | YES |  |  |  | 029-10047 | 029-10047 | Welch Allyn Inc | Connex 6800 |  |  | Woodlands-ER | MHHS-Woodlands |  |  |  | 029-10047 | 029-10047 | Woodlands | MHHS-Woodlands | Woodlands-ER |  | 9/1/19 |  | 9/1/20 |  | MONITORS, BEDSIDE, BLOOD PRESSURE |  | .needs class |  |  |  |  | .needs class | Welch Allyn |  |  |  |  | 1/6/16 |  |  | Covered PM Repair - Biomedical | MHHS-Woodlands
NO | YES |  |  |  | 029-10048 | 029-10048 | Welch Allyn Inc | Connex 6800 |  |  | Woodlands-ER | MHHS-Woodlands |  |  |  | 029-10048 | 029-10048 | Woodlands | MHHS-Woodlands | Woodlands-ER | ER | 9/1/19 |  | 9/1/20 |  | MONITORS, BEDSIDE, BLOOD PRESSURE |  | .needs class |  |  |  |  | .needs class | Welch Allyn |  |  |  |  | 1/6/16 |  |  | Covered PM Repair - Biomedical | MHHS-Woodlands
NO | YES |  |  |  | 029-10049 | 029-10049 | Welch Allyn Inc | Connex 6800 |  |  | Woodlands-ER | MHHS-Woodlands |  |  |  | 029-10049 | 029-10049 | Woodlands | MHHS-Woodlands | Woodlands-ER |  | 9/1/19 |  | 9/1/20 |  | MONITORS, BEDSIDE, BLOOD PRESSURE |  | .needs class |  |  |  |  | .needs class | Welch Allyn |  |  |  |  | 5/1/16 |  |  | Covered PM Repair - Biomedical | MHHS-Woodlands
NO | YES |  |  |  | 029-09449 | 029-09449 | Welch Allyn Inc | Connex 6800 |  |  | Woodlands-PCU4 | MHHS-Woodlands |  |  |  | 029-09449 | 029-09449 | Woodlands | MHHS-Woodlands | Woodlands-PCU4 | Nurse Station | 10/1/19 |  | 10/1/20 |  | MONITORS, BEDSIDE, BLOOD PRESSURE |  | .needs class |  |  |  |  | .needs class | Welch Allyn |  |  |  |  | 5/4/20 |  |  | Not Covered Vendor Only - Biomedical | MHHS-Woodlands
NO | YES |  |  |  | 029-09450 | 029-09450 | Welch Allyn Inc | Connex 6800 |  |  | Woodlands-PCU4 | MHHS-Woodlands |  |  |  | 029-09450 | 029-09450 | Woodlands | MHHS-Woodlands | Woodlands-PCU4 | Nurse Station | 6/1/19 |  | 6/1/20 |  | MONITORS, BEDSIDE, BLOOD PRESSURE |  | .needs class |  |  |  |  | .needs class | Welch Allyn |  |  |  |  | 5/4/20 |  |  | Not Covered Vendor Only - Biomedical | MHHS-Woodlands
NO | YES |  |  |  | 029-09451 | 029-09451 | Welch Allyn Inc | Connex 6800 |  |  | Woodlands-PCU4 | MHHS-Woodlands |  |  |  | 029-09451 | 029-09451 | Woodlands | MHHS-Woodlands | Woodlands-PCU4 | Nurse Station | 6/1/19 |  | 6/1/20 |  | MONITORS, BEDSIDE, BLOOD PRESSURE |  | .needs class |  |  |  |  | .needs class | Welch Allyn |  |  |  |  | 5/4/20 |  |  | Not Covered Vendor Only - Biomedical | MHHS-Woodlands
NO | YES |  |  |  | 029-09452 | 029-09452 | Welch Allyn Inc | Connex 6800 |  |  | Woodlands-PCU4 | MHHS-Woodlands |  |  |  | 029-09452 | 029-09452 | Woodlands | MHHS-Woodlands | Woodlands-PCU4 | Nurse Station | 6/1/19 |  | 6/1/20 |  | MONITORS, BEDSIDE, BLOOD PRESSURE |  | .needs class |  |  |  |  | .needs class | Welch Allyn |  |  |  |  | 1/2/21 |  |  | No Coverage Specified | MHHS-Woodlands
NO | YES |  |  |  | 029-09011 | 029-09011 | Welch Allyn Inc | Connex 6800 |  |  | Woodlands-Ortho | MHHS-Woodlands |  |  |  | 029-09011 | 029-09011 | Woodlands | MHHS-Woodlands | Woodlands-Ortho | Room 653 | 7/1/19 |  | 7/1/20 |  | MONITORS, BEDSIDE, BLOOD PRESSURE |  | .needs class |  |  |  |  | .needs class | Welch Allyn |  |  |  |  | 2/1/18 |  |  | Not Covered Vendor Only - Biomedical | MHHS-Woodlands
NO | YES |  |  |  | 029-09188 | 029-09188 | Welch Allyn Inc | Connex 6800 |  |  | Woodlands-Ortho | MHHS-Woodlands |  |  |  | 029-09188 | 029-09188 | Woodlands | MHHS-Woodlands | Woodlands-Ortho | Room 655 | 7/1/19 |  | 7/1/20 |  | MONITORS, BEDSIDE, BLOOD PRESSURE |  | .needs class |  |  |  |  | .needs class | Welch Allyn |  |  |  |  | 2/1/18 |  |  | Not Covered Vendor Only - Biomedical | MHHS-Woodlands
NO | YES |  |  |  | 029-09240 | 029-09240 | Welch Allyn Inc | Connex 6800 |  |  | Woodlands-Ortho | MHHS-Woodlands |  |  |  | 029-09240 | 029-09240 | Woodlands | MHHS-Woodlands | Woodlands-Ortho |  | 7/1/19 |  | 7/1/20 |  | MONITORS, BEDSIDE, BLOOD PRESSURE |  | .needs class |  |  |  |  | .needs class | Welch Allyn |  |  |  |  | 2/1/18 |  |  | Not Covered Vendor Only - Biomedical | MHHS-Woodlands
NO | YES |  |  |  | 029-09241 | 029-09241 | Welch Allyn Inc | Connex 6800 |  |  | Woodlands-Ortho | MHHS-Woodlands |  |  |  | 029-09241 | 029-09241 | Woodlands | MHHS-Woodlands | Woodlands-Ortho |  | 7/1/19 |  | 7/1/20 |  | MONITORS, BEDSIDE, BLOOD PRESSURE |  | .needs class |  |  |  |  | .needs class | Welch Allyn |  |  |  |  | 6/3/20 |  |  | Not Covered Vendor Only - Biomedical | MHHS-Woodlands
NO | YES |  |  |  | 029-09242 | 029-09242 | Welch Allyn Inc | Connex 6800 |  |  | TIRR-Woodlands Inpatient | MHHS-Woodlands |  |  |  | 029-09242 | 029-09242 | Woodlands | MHHS-Others | TIRR-Woodlands Inpatient | PT | 11/1/19 |  | 11/1/20 |  | MONITORS, BEDSIDE, BLOOD PRESSURE |  | .needs class |  |  |  |  | .needs class | Welch Allyn |  |  |  |  | 6/3/20 |  |  | Not Covered Vendor Only - Biomedical | MHHS-Woodlands
NO | YES |  |  |  | 029-09243 | 029-09243 | Welch Allyn Inc | Connex 6800 |  |  | Woodlands-Ortho | MHHS-Woodlands |  |  |  | 029-09243 | 029-09243 | Woodlands | MHHS-Woodlands | Woodlands-Ortho |  | 5/1/19 |  | 5/1/20 |  | MONITORS, BEDSIDE, BLOOD PRESSURE |  | .needs class |  |  |  |  | .needs class | Welch Allyn |  |  |  |  | 6/3/20 |  |  | Not Covered Vendor Only - Biomedical | MHHS-Woodlands
NO | YES |  |  |  | 029-09516 | 029-09516 | Welch Allyn Inc | Connex 6800 |  |  | Woodlands-PCU3 | MHHS-Woodlands |  |  |  | 029-09516 | 029-09516 | Woodlands | MHHS-Woodlands | Woodlands-PCU3 | PCU3 | 6/1/19 |  | 6/1/20 |  | MONITORS, BEDSIDE, BLOOD PRESSURE |  | .needs class |  |  |  |  | .needs class | Welch Allyn |  |  |  |  | 6/30/14 |  |  | Covered PM Repair - Biomedical | MHHS-Woodlands
NO | YES |  |  |  | 029-07697 | 029-07697 | Welch Allyn Inc | Connex 6800 |  |  | Woodlands-PCU4 | MHHS-Woodlands |  |  |  | 029-07697 | 029-07697 | Woodlands | MHHS-Woodlands | Woodlands-PCU4 | Equipment Storage | 1/1/20 |  | 1/1/21 |  | MONITORS, BEDSIDE, BLOOD PRESSURE |  | .needs class |  |  |  |  | .needs class | Welch Allyn |  |  |  |  | 10/10/14 |  |  | Covered PM Repair - Biomedical | MHHS-Woodlands
NO | YES |  |  |  | 029-07699 | 029-07699 | Welch Allyn Inc | Connex 6800 |  |  | Woodlands-PCU4 | MHHS-Woodlands |  |  |  | 029-07699 | 029-07699 | Woodlands | MHHS-Woodlands | Woodlands-PCU4 | Nurse Station | 6/1/19 |  | 6/1/20 |  | MONITORS, BEDSIDE, BLOOD PRESSURE |  | .needs class |  |  |  |  | .needs class | Welch Allyn |  |  |  |  | 11/1/20 |  |  | Not Covered Vendor Only - Biomedical | MHHS-Woodlands
NO | YES |  |  |  | 029-09519 | 029-09519 | Welch Allyn Inc | Connex 6800 |  |  | Woodlands-PCU5 | MHHS-Woodlands |  |  |  | 029-09519 | 029-09519 | Woodlands | MHHS-Woodlands | Woodlands-PCU5 | Nurse Station | 7/1/19 |  | 7/1/20 |  | MONITORS, BEDSIDE, BLOOD PRESSURE |  | .needs class |  |  |  |  | .needs class | Welch Allyn |  |  |  |  | 9/15/16 |  |  | Covered PM Repair - Biomedical | MHHS-Woodlands
NO | YES |  |  |  | 029-09520 | 029-09520 | Welch Allyn Inc | Connex 6800 |  |  | Woodlands-PCU6 | MHHS-Woodlands |  |  |  | 029-09520 | 029-09520 | Woodlands | MHHS-Woodlands | Woodlands-PCU6 | Nurse Station | 5/1/19 |  | 5/1/20 |  | MONITORS, BEDSIDE, BLOOD PRESSURE |  | .needs class |  |  |  |  | .needs class | Welch Allyn |  |  |  |  | 10/19/18 |  |  | Not Covered Vendor Only - Biomedical | MHHS-Woodlands
NO | YES |  |  |  | 029-09613 | 029-09613 | Welch Allyn Inc | Connex 6800 |  |  | Woodlands-PCU5 | MHHS-Woodlands |  |  |  | 029-09613 | 029-09613 | Woodlands | MHHS-Woodlands | Woodlands-PCU5 | Nurse Station | 7/1/19 |  | 7/1/20 |  | MONITORS, BEDSIDE, BLOOD PRESSURE |  | .needs class |  |  |  |  | .needs class | Welch Allyn |  |  |  |  | 10/19/18 |  |  | Not Covered Vendor Only - Biomedical | MHHS-Woodlands
NO | YES |  |  |  | 029-09615 | 029-09615 | Welch Allyn Inc | Connex 6800 |  |  | Woodlands-PCU5 | MHHS-Woodlands |  |  |  | 029-09615 | 029-09615 | Woodlands | MHHS-Woodlands | Woodlands-PCU5 | Nurse Station | 7/1/19 |  | 7/1/20 |  | MONITORS, BEDSIDE, BLOOD PRESSURE |  | .needs class |  |  |  |  | .needs class | Welch Allyn | [7 empty] | Covered PM Repair - Biomedical | MHHS-Woodlands
NO | YES |  |  |  | 029-10179 | 029-10179 | Welch Allyn Inc | Connex 6800 |  |  | Woodlands-PCU5 | MHHS-Woodlands |  |  |  | 029-10179 | 029-10179 | Woodlands | MHHS-Woodlands | Woodlands-PCU5 | Room 224 | 8/1/19 |  | 8/1/20 |  | MONITORS, BEDSIDE, BLOOD PRESSURE |  | .needs class |  |  |  |  | .needs class | Welch Allyn | [7 empty] | Covered PM Repair - Biomedical | MHHS-Woodlands
NO | YES |  |  |  | 029-10171 | 029-10171 | Welch Allyn Inc | Connex 6800 |  |  | Woodlands-Peds | MHHS-Woodlands |  |  |  | 029-10171 | 029-10171 | Woodlands | MHHS-Woodlands | Woodlands-Peds | Hallway | 6/1/19 |  | 7/1/20 |  | MONITORS, BEDSIDE, BLOOD PRESSURE |  | .needs class |  |  |  |  | .needs class | Welch Allyn |  |  |  |  | 10/1/20 |  |  | Not Covered Vendor Only - Biomedical | MHHS-Woodlands
NO | YES |  |  |  | 029-10898 | 029-10898 | Welch Allyn Inc | Connex 6800 |  |  | Woodlands-Peds | MHHS-Woodlands |  |  |  | 029-10898 | 029-10898 | Woodlands | MHHS-Woodlands | Woodlands-Peds | Hallway | 10/1/19 |  | 10/1/20 |  | MONITORS, BEDSIDE, BLOOD PRESSURE |  | .needs class |  |  |  |  | .needs class | Welch Allyn |  |  |  |  | 10/1/20 |  |  | Not Covered Vendor Only - Biomedical | MHHS-Woodlands
NO | YES |  |  |  | 029-09564 | 029-09564 | Welch Allyn Inc | Connex 6800 |  |  | Woodlands-Preadmission | MHHS-Woodlands |  |  |  | 029-09564 | 029-09564 | Woodlands | MHHS-Woodlands | Woodlands-Preadmission | Pre anesth | 11/1/18 |  | 11/1/19 |  | MONITORS, BEDSIDE, BLOOD PRESSURE |  | .needs class |  |  |  |  | .needs class | Welch Allyn |  |  |  |  | 8/9/99 |  |  | Covered PM Repair - Biomedical | MHHS-Woodlands
NO | NO |  |  |  | 069-43525 |  | Welch Allyn Inc | Connex 6800 |  |  | CAHF - (TMC) - TMC MEDICAL PLAZA [MHMP-STE2500] | MHHS - Heart Failure Clinics |  |  |  | 069-43525 |  | TMC |  | CAHF - (TMC) - TMC MEDICAL PLAZA [MHMP-STE2500] | [5 empty] | MONITORS, BEDSIDE, BLOOD PRESSURE |  | .needs class |  |  |  |  | .needs class | Welch Allyn | [7 empty] | Covered PM Repair - Biomedical | MHHS - Heart Failure Clinics
NO | NO |  |  |  | 133-08480 |  | Welch Allyn Inc | Connex 6800 |  |  | KATY - EDUCATION | MHHS-Katy |  |  |  | 133-08480 |  | Katy |  | KATY - EDUCATION | [5 empty] | MONITORS, BEDSIDE, BLOOD PRESSURE |  | .needs class |  |  |  |  | .needs class | Welch Allyn | [7 empty] | Covered PM Repair - Biomedical | MHHS-Katy
NO | NO |  |  |  | 041-32752 |  | Welch Allyn Inc | Connex 6800 |  |  | MEMORIAL CITY - EAST TOWER - NEUROLOGY | MHHS-Mem City |  |  |  | 041-32752 |  | West & Memorial City |  | MEMORIAL CITY - EAST TOWER - NEUROLOGY | [5 empty] | MONITORS, BEDSIDE, BLOOD PRESSURE |  | .needs class |  |  |  |  | .needs class | Welch Allyn | [7 empty] | Not Covered Vendor Only - Biomedical | MHHS-Mem City
NO | NO |  |  |  | 041-34017 |  | Welch Allyn Inc | Connex 6800 |  |  | MEMORIAL CITY - MHT - ONCOLOGY | MHHS-Mem City |  |  |  | 041-34017 |  | West & Memorial City |  | MEMORIAL CITY - MHT - ONCOLOGY | [5 empty] | MONITORS, BEDSIDE, BLOOD PRESSURE |  | .needs class |  |  |  |  | .needs class | Welch Allyn | [7 empty] | Not Covered Vendor Only - Biomedical | MHHS-Mem City
NO | NO |  |  |  | 041-34018 |  | Welch Allyn Inc | Connex 6800 |  |  | MEMORIAL CITY - MHT - ONCOLOGY | MHHS-Mem City |  |  |  | 041-34018 |  | West & Memorial City |  | MEMORIAL CITY - MHT - ONCOLOGY | [5 empty] | MONITORS, BEDSIDE, BLOOD PRESSURE |  | .needs class |  |  |  |  | .needs class | Welch Allyn | [7 empty] | Not Covered Vendor Only - Biomedical | MHHS-Mem City
NO | NO |  |  |  | 029-09514 |  | Welch Allyn Inc | Connex 6800 |  |  | WOODLANDS - PCU3 | MHHS-Woodlands |  |  |  | 029-09514 |  | Woodlands |  | WOODLANDS - PCU3 | [5 empty] | MONITORS, BEDSIDE, BLOOD PRESSURE |  | .needs class |  |  |  |  | .needs class | Welch Allyn | [7 empty] | Not Covered Vendor Only - Biomedical | MHHS-Woodlands
NO | NO |  |  |  | 029-09515 |  | Welch Allyn Inc | Connex 6800 |  |  | WOODLANDS - PCU3 | MHHS-Woodlands |  |  |  | 029-09515 |  | Woodlands |  | WOODLANDS - PCU3 | [5 empty] | MONITORS, BEDSIDE, BLOOD PRESSURE |  | .needs class |  |  |  |  | .needs class | Welch Allyn | [7 empty] | Not Covered Vendor Only - Biomedical | MHHS-Woodlands
NO | NO |  |  |  | 029-12085 |  | Welch Allyn Inc | Connex 6800 |  |  | WOODLANDS - PCU3 | MHHS-Woodlands |  |  |  | 029-12085 |  | Woodlands |  | WOODLANDS - PCU3 | [5 empty] | MONITORS, BEDSIDE, BLOOD PRESSURE |  | .needs class |  |  |  |  | .needs class | Welch Allyn | [7 empty] | Covered PM Repair - Biomedical | MHHS-Woodlands
NO | NO |  |  |  | 029-09562 |  | Welch Allyn Inc | Connex 6800 |  |  | WOODLANDS - PREADMISSION | MHHS-Woodlands |  |  |  | 029-09562 |  | Woodlands |  | WOODLANDS - PREADMISSION | [5 empty] | MONITORS, BEDSIDE, BLOOD PRESSURE |  | .needs class |  |  |  |  | .needs class | Welch Allyn | [7 empty] | Covered PM Repair - Biomedical | MHHS-Woodlands
NO | NO |  |  |  | 029-09563 |  | Welch Allyn Inc | Connex 6800 |  |  | WOODLANDS - PREADMISSION | MHHS-Woodlands |  |  |  | 029-09563 |  | Woodlands |  | WOODLANDS - PREADMISSION | [5 empty] | MONITORS, BEDSIDE, BLOOD PRESSURE |  | .needs class |  |  |  |  | .needs class | Welch Allyn | [7 empty] | Covered PM Repair - Biomedical | MHHS-Woodlands
NO | NO |  |  |  | 241-03076 |  | Welch Allyn Inc | CONNEX PROBP 3400 SERIES |  |  | TIRR - THERAPY GYM | MHHS-TIRR |  |  |  | 241-03076 |  | TMC |  | TIRR - THERAPY GYM | [5 empty] | MONITORS, BEDSIDE, BLOOD PRESSURE |  | MONITORVITALSIGNS-Welch Allyn-Connex ProBP 3400 |  |  |  |  | MONITORVITALSIGNS-Welch Allyn-Connex ProBP 3400 | Welch Allyn | [7 empty] | Covered PM Repair - Biomedical | MHHS-TIRR
NO | YES |  |  |  | 241-02791 | 241-02791 | Welch Allyn Inc | CONNEX SPOT MONITOR |  |  | TIRR-Outpatient Clinic | MHHS-TIRR |  |  |  | 241-02791 | 241-02791 | TM | MHHS-Others | TIRR-Outpatient Clinic | TIRR - OUTPATIENT CLINIC | 9/1/19 |  | 9/1/20 |  | MONITORS, PHYSIOLOGIC, VITAL SIGNS | Monitor, Vital Signs | MONITORVITALSIGNS-Welch Allyn-Connex Spot |  |  |  |  | MONITORVITALSIGNS-Welch Allyn-Connex Spot | Welch Allyn |  |  |  |  | 10/1/05 |  | MVS-A | Covered PM Repair - Biomedical | MHHS-TIRR | [8 empty] | MONITORVITALSIGNS | Monitor, Vital Signs | Welch Allyn
NO | NO |  |  |  | 241-02836 |  | Welch Allyn Inc | CONNEX SPOT MONITOR |  |  | TIRR - OP - WEST UNIVERSITY CLINIC | MHHS-TIRR |  |  |  | 241-02836 |  | TMC |  | TIRR - OP - WEST UNIVERSITY CLINIC | [5 empty] | MONITORS, PHYSIOLOGIC, VITAL SIGNS |  | MONITORVITALSIGNS-Welch Allyn-Connex Spot |  |  |  |  | MONITORVITALSIGNS-Welch Allyn-Connex Spot | Welch Allyn | [7 empty] | Covered PM Repair - Biomedical | MHHS-TIRR
NO | NO |  |  |  | 241-03238 |  | Welch Allyn Inc | CONNEX SPOT MONITOR |  |  | TIRR - OP - WEST UNIVERSITY CLINIC | MHHS-TIRR |  |  |  | 241-03238 |  | TMC |  | TIRR - OP - WEST UNIVERSITY CLINIC | [5 empty] | MONITORS, PHYSIOLOGIC, VITAL SIGNS |  | MONITORVITALSIGNS-Welch Allyn-Connex Spot |  |  |  |  | MONITORVITALSIGNS-Welch Allyn-Connex Spot | Welch Allyn | [7 empty] | Covered PM Repair - Biomedical | MHHS-TIRR
NO | YES |  |  |  | 005-10312 | 005-10312 | Welch Allyn Inc | CONNEX VSM 6000 SERIES |  |  | MH MG-(PL)-Central Pearland | MHHS-MG |  | Monitor, Vital Signs |  | 005-10312 | 005-10312 | Pearland | MHHS-MG | MH MG-(PL)-Central Pearland | Hallway | 9/1/19 | 9/1/20 |  |  | MONITORS, PHYSIOLOGIC, VITAL SIGNS | Monitor, Vital Signs | MONITORVITALSIGNS-Welch Allyn-Connex 6000 | MONITORVITALSIGNS | Connex 6000 |  |  |  | Welch Allyn | Monitor, Vital Signs |  | MONITORVITALSIGNS-Welch Allyn-Connex 6000 |  | 6/30/14 |  | MVS-A | Covered PM Repair - Biomedical | MHHS-MG | [8 empty] | MONITORVITALSIGNS | Monitor, Vital Signs | Welch Allyn
NO | YES |  |  |  | 151-03382 | 151-03382 | Welch Allyn Inc | CONNEX VSM 6000 SERIES |  |  | CY-Cardiac Cath Lab | MHHS-Cypress |  | Monitor, Vital Signs |  | 151-03382 | 151-03382 | Northwest | MHHS-Cypress | CY-Cardiac Cath Lab | SOUTH TOWER STORAGE | 8/1/19 | 8/1/20 |  |  | MONITORS, PHYSIOLOGIC, VITAL SIGNS | Monitor, Vital Signs | MONITORVITALSIGNS-Welch Allyn-Connex 6000 | MONITORVITALSIGNS | Connex 6000 |  |  |  | Welch Allyn | Monitor, Vital Signs |  | MONITORVITALSIGNS-Welch Allyn-Connex 6000 |  |  |  | MVS-A | Covered PM Repair - Biomedical | MHHS-Cypress | [8 empty] | MONITORVITALSIGNS | Monitor, Vital Signs | Welch Allyn
NO | YES |  |  |  | 151-03383 | 151-03383 | Welch Allyn Inc | CONNEX VSM 6000 SERIES |  |  | CY-Medsurg | MHHS-Cypress |  | Monitor, Vital Signs |  | 151-03383 | 151-03383 | Northwest | MHHS-Cypress | CY-Medsurg | South tower storage | 8/1/19 | 8/1/20 |  |  | MONITORS, PHYSIOLOGIC, VITAL SIGNS | Monitor, Vital Signs | MONITORVITALSIGNS-Welch Allyn-Connex 6000 | MONITORVITALSIGNS | Connex 6000 |  |  |  | Welch Allyn | Monitor, Vital Signs |  | MONITORVITALSIGNS-Welch Allyn-Connex 6000 |  |  |  | MVS-A | Covered PM Repair - Biomedical | MHHS-Cypress | [8 empty] | MONITORVITALSIGNS | Monitor, Vital Signs | Welch Allyn
NO | YES |  |  |  | 151-03384 | 151-03384 | Welch Allyn Inc | CONNEX VSM 6000 SERIES |  |  | CY-3 South | MHHS-Cypress |  | Monitor, Vital Signs |  | 151-03384 | 151-03384 | Northwest | MHHS-Cypress | CY-3 South | South Building Storage | 8/1/19 | 8/1/20 |  |  | MONITORS, PHYSIOLOGIC, VITAL SIGNS | Monitor, Vital Signs | MONITORVITALSIGNS-Welch Allyn-Connex 6000 | MONITORVITALSIGNS | Connex 6000 |  |  |  | Welch Allyn | Monitor, Vital Signs |  | MONITORVITALSIGNS-Welch Allyn-Connex 6000 |  |  |  | MVS-A | Covered PM Repair - Biomedical | MHHS-Cypress | [8 empty] | MONITORVITALSIGNS | Monitor, Vital Signs | Welch Allyn
NO | YES |  |  |  | 151-03385 | 151-03385 | Welch Allyn Inc | CONNEX VSM 6000 SERIES |  |  | CY-3 South | MHHS-Cypress |  | Monitor, Vital Signs |  | 151-03385 | 151-03385 | Northwest | MHHS-Cypress | CY-3 South | South Building Storage | 8/1/19 | 8/1/20 |  |  | MONITORS, PHYSIOLOGIC, VITAL SIGNS | Monitor, Vital Signs | MONITORVITALSIGNS-Welch Allyn-Connex 6000 | MONITORVITALSIGNS | Connex 6000 |  |  |  | Welch Allyn | Monitor, Vital Signs |  | MONITORVITALSIGNS-Welch Allyn-Connex 6000 |  |  |  | MVS-A | Covered PM Repair - Biomedical | MHHS-Cypress | [8 empty] | MONITORVITALSIGNS | Monitor, Vital Signs | Welch Allyn
NO | YES |  |  |  | 151-01348 | 151-01348 | Welch Allyn Inc | CONNEX VSM 6000 SERIES |  |  | CY-Cardiac Cath Lab | MHHS-Cypress |  | Monitor, Vital Signs |  | 151-01348 | 151-01348 | Northwest | MHHS-Cypress | CY-Cardiac Cath Lab | South tower storage | 8/1/19 | 8/1/20 |  |  | MONITORS, PHYSIOLOGIC, VITAL SIGNS | Monitor, Vital Signs | MONITORVITALSIGNS-Welch Allyn-Connex 6000 | MONITORVITALSIGNS | Connex 6000 |  |  |  | Welch Allyn | Monitor, Vital Signs |  | MONITORVITALSIGNS-Welch Allyn-Connex 6000 |  |  |  | MVS-A | Covered PM Repair - Biomedical | MHHS-Cypress | [8 empty] | MONITORVITALSIGNS | Monitor, Vital Signs | Welch Allyn
NO | YES |  |  |  | 151-01351 | 151-01351 | Welch Allyn Inc | CONNEX VSM 6000 SERIES |  |  | CY - CARDIOPULMONARY | MHHS-Cypress |  | Monitor, Vital Signs |  | 151-01351 | 151-01351 | Northwest | Cypress | CY - CARDIOPULMONARY | South tower storage | 8/1/19 | 8/1/20 |  |  | MONITORS, PHYSIOLOGIC, VITAL SIGNS | Monitor, Vital Signs | MONITORVITALSIGNS-Welch Allyn-Connex 6000 | MONITORVITALSIGNS | Connex 6000 |  |  |  | Welch Allyn | Monitor, Vital Signs |  | MONITORVITALSIGNS-Welch Allyn-Connex 6000 |  |  |  | MVS-A | Covered PM Repair - Biomedical | MHHS-Cypress | [8 empty] | MONITORVITALSIGNS | Monitor, Vital Signs | Welch Allyn
NO | YES |  |  |  | 151-01360 | 151-01360 | Welch Allyn Inc | CONNEX VSM 6000 SERIES |  |  | CY-3 South | MHHS-Cypress |  | Monitor, Vital Signs |  | 151-01360 | 151-01360 | Northwest | MHHS-Cypress | CY-3 South | South Building Storage | 8/1/19 | 8/1/20 |  |  | MONITORS, PHYSIOLOGIC, VITAL SIGNS | Monitor, Vital Signs | MONITORVITALSIGNS-Welch Allyn-Connex 6000 | MONITORVITALSIGNS | Connex 6000 |  |  |  | Welch Allyn | Monitor, Vital Signs |  | MONITORVITALSIGNS-Welch Allyn-Connex 6000 |  |  |  | MVS-A | Covered PM Repair - Biomedical | MHHS-Cypress | [8 empty] | MONITORVITALSIGNS | Monitor, Vital Signs | Welch Allyn
NO | YES |  |  |  |  | 142-06274 | Welch Allyn Inc | CONNEX VSM 6000 SERIES |  |  | CY-COU | MHHS-Cypress |  | Monitor, Vital Signs |  |  | 142-06274 | Northwest | MHHS-Cypress | CY-COU | Biomed shop | 1/11/19 |  |  |  | MONITORS, PHYSIOLOGIC, VITAL SIGNS | Monitor, Vital Signs | MONITORVITALSIGNS-Welch Allyn-Connex 6000 | MONITORVITALSIGNS | Connex 6000 |  |  |  | Welch Allyn | Monitor, Vital Signs |  | MONITORVITALSIGNS-Welch Allyn-Connex 6000 |  |  |  | MVS-A | Covered PM Repair - Biomedical | MHHS-Cypress | [8 empty] | MONITORVITALSIGNS | Monitor, Vital Signs | Welch Allyn
NO | YES |  |  |  | 151-03386 | 151-03386 | Welch Allyn Inc | CONNEX VSM 6000 SERIES |  |  | CY-Wound Care / Occupational Health | MHHS-Cypress |  | Monitor, Vital Signs |  | 151-03386 | 151-03386 | Northwest | MHHS-Cypress | CY-Wound Care / Occupational Health | South tower | 8/1/19 | 8/1/20 |  |  | MONITORS, PHYSIOLOGIC, VITAL SIGNS | Monitor, Vital Signs | MONITORVITALSIGNS-Welch Allyn-Connex 6000 | MONITORVITALSIGNS | Connex 6000 |  |  |  | Welch Allyn | Monitor, Vital Signs |  | MONITORVITALSIGNS-Welch Allyn-Connex 6000 |  |  |  | MVS-A | Covered PM Repair - Biomedical | MHHS-Cypress | [8 empty] | MONITORVITALSIGNS | Monitor, Vital Signs | Welch Allyn
NO | YES |  |  |  | 151-03387 | 151-03387 | Welch Allyn Inc | CONNEX VSM 6000 SERIES |  |  | CY-Wound Care / Occupational Health | MHHS-Cypress |  | Monitor, Vital Signs |  | 151-03387 | 151-03387 | Northwest | MHHS-Cypress | CY-Wound Care / Occupational Health | South tower | 8/1/19 | 8/1/20 |  |  | MONITORS, PHYSIOLOGIC, VITAL SIGNS | Monitor, Vital Signs | MONITORVITALSIGNS-Welch Allyn-Connex 6000 | MONITORVITALSIGNS | Connex 6000 |  |  |  | Welch Allyn | Monitor, Vital Signs |  | MONITORVITALSIGNS-Welch Allyn-Connex 6000 |  |  |  | MVS-A | Covered PM Repair - Biomedical | MHHS-Cypress | [8 empty] | MONITORVITALSIGNS | Monitor, Vital Signs | Welch Allyn
NO | YES |  |  |  | 151-01357 | 151-01357 | Welch Allyn Inc | CONNEX VSM 6000 SERIES |  |  | CY - ICU | MHHS-Cypress |  | Monitor, Vital Signs |  | 151-01357 | 151-01357 | Northwest | Cypress | CY - ICU | South tower storage | 8/1/19 | 8/1/20 |  |  | MONITORS, PHYSIOLOGIC, VITAL SIGNS | Monitor, Vital Signs | MONITORVITALSIGNS-Welch Allyn-Connex 6000 | MONITORVITALSIGNS | Connex 6000 |  |  |  | Welch Allyn | Monitor, Vital Signs |  | MONITORVITALSIGNS-Welch Allyn-Connex 6000 |  |  |  | MVS-A | Covered PM Repair - Biomedical | MHHS-Cypress | [8 empty] | MONITORVITALSIGNS | Monitor, Vital Signs | Welch Allyn
NO | YES |  |  |  | 151-01346 | 151-01346 | Welch Allyn Inc | CONNEX VSM 6000 SERIES |  |  | CY-Wound Care / Occupational Health | MHHS-Cypress |  | Monitor, Vital Signs |  | 151-01346 | 151-01346 | Northwest | MHHS-Cypress | CY-Wound Care / Occupational Health | South tower | 8/1/19 | 8/1/20 |  |  | MONITORS, PHYSIOLOGIC, VITAL SIGNS | Monitor, Vital Signs | MONITORVITALSIGNS-Welch Allyn-Connex 6000 | MONITORVITALSIGNS | Connex 6000 |  |  |  | Welch Allyn | Monitor, Vital Signs |  | MONITORVITALSIGNS-Welch Allyn-Connex 6000 |  |  |  | MVS-A | Covered PM Repair - Biomedical | MHHS-Cypress | [8 empty] | MONITORVITALSIGNS | Monitor, Vital Signs | Welch Allyn
NO | YES |  |  |  | 151-01347 | 151-01347 | Welch Allyn Inc | CONNEX VSM 6000 SERIES |  |  | CY-Imaging | MHHS-Cypress |  | Monitor, Vital Signs |  | 151-01347 | 151-01347 | Northwest | MHHS-Cypress | CY-Imaging | South Tower Storage | 8/1/19 |  |  |  | MONITORS, PHYSIOLOGIC, VITAL SIGNS | Monitor, Vital Signs | MONITORVITALSIGNS-Welch Allyn-Connex 6000 | MONITORVITALSIGNS | Connex 6000 |  |  |  | Welch Allyn | Monitor, Vital Signs |  | MONITORVITALSIGNS-Welch Allyn-Connex 6000 |  |  |  | MVS-A | Covered PM Repair - Biomedical | MHHS-Cypress | [8 empty] | MONITORVITALSIGNS | Monitor, Vital Signs | Welch Allyn
NO | YES |  |  |  | 151-01352 | 151-01352 | Welch Allyn Inc | CONNEX VSM 6000 SERIES |  |  | CY-Medsurg | MHHS-Cypress |  | Monitor, Vital Signs |  | 151-01352 | 151-01352 | Northwest | MHHS-Cypress | CY-Medsurg | Nurses station | 8/1/19 | 8/1/20 |  |  | MONITORS, PHYSIOLOGIC, VITAL SIGNS | Monitor, Vital Signs | MONITORVITALSIGNS-Welch Allyn-Connex 6000 | MONITORVITALSIGNS | Connex 6000 |  |  |  | Welch Allyn | Monitor, Vital Signs |  | MONITORVITALSIGNS-Welch Allyn-Connex 6000 |  | 2/15/19 |  | MVS-A | Covered PM Repair - Biomedical | MHHS-Cypress | [8 empty] | MONITORVITALSIGNS | Monitor, Vital Signs | Welch Allyn
NO | YES |  |  |  | 151-01358 | 151-01358 | Welch Allyn Inc | CONNEX VSM 6000 SERIES |  |  | CY-Medsurg | MHHS-Cypress |  | Monitor, Vital Signs |  | 151-01358 | 151-01358 | Northwest | MHHS-Cypress | CY-Medsurg | South tower storage | 8/1/19 | 8/1/20 |  |  | MONITORS, PHYSIOLOGIC, VITAL SIGNS | Monitor, Vital Signs | MONITORVITALSIGNS-Welch Allyn-Connex 6000 | MONITORVITALSIGNS | Connex 6000 |  |  |  | Welch Allyn | Monitor, Vital Signs |  | MONITORVITALSIGNS-Welch Allyn-Connex 6000 |  |  |  | MVS-A | Covered PM Repair - Biomedical | MHHS-Cypress | [8 empty] | MONITORVITALSIGNS | Monitor, Vital Signs | Welch Allyn
NO | YES |  |  |  | 151-01363 | 151-01363 | Welch Allyn Inc | CONNEX VSM 6000 SERIES |  |  | CY-Medsurg | MHHS-Cypress |  | Monitor, Vital Signs |  | 151-01363 | 151-01363 | Northwest | MHHS-Cypress | CY-Medsurg | South tower storage | 8/1/19 | 8/1/20 |  |  | MONITORS, PHYSIOLOGIC, VITAL SIGNS | Monitor, Vital Signs | MONITORVITALSIGNS-Welch Allyn-Connex 6000 | MONITORVITALSIGNS | Connex 6000 |  |  |  | Welch Allyn | Monitor, Vital Signs |  | MONITORVITALSIGNS-Welch Allyn-Connex 6000 |  |  |  | MVS-A | Covered PM Repair - Biomedical | MHHS-Cypress | [8 empty] | MONITORVITALSIGNS | Monitor, Vital Signs | Welch Allyn
NO | YES |  |  |  | 151-02837 | 151-02837 | Welch Allyn Inc | CONNEX VSM 6000 SERIES |  |  | CY-3 South | MHHS-Cypress |  | Monitor, Vital Signs |  | 151-02837 | 151-02837 | Northwest | MHHS-Cypress | CY-3 South | South Building Storage | 8/1/19 | 8/1/20 |  |  | MONITORS, PHYSIOLOGIC, VITAL SIGNS | Monitor, Vital Signs | MONITORVITALSIGNS-Welch Allyn-Connex 6000 | MONITORVITALSIGNS | Connex 6000 |  |  |  | Welch Allyn | Monitor, Vital Signs |  | MONITORVITALSIGNS-Welch Allyn-Connex 6000 |  |  |  | MVS-A | Covered PM Repair - Biomedical | MHHS-Cypress | [8 empty] | MONITORVITALSIGNS | Monitor, Vital Signs | Welch Allyn
NO | YES |  |  |  | 151-03420 | 151-03420 | Welch Allyn Inc | CONNEX VSM 6000 SERIES |  |  | CY-Wound Care / Occupational Health | MHHS-Cypress |  | Monitor, Vital Signs |  | 151-03420 | 151-03420 | Northwest | MHHS-Cypress | CY-Wound Care / Occupational Health | South tower | 8/1/19 | 8/1/20 |  |  | MONITORS, PHYSIOLOGIC, VITAL SIGNS | Monitor, Vital Signs | MONITORVITALSIGNS-Welch Allyn-Connex 6000 | MONITORVITALSIGNS | Connex 6000 |  |  |  | Welch Allyn | Monitor, Vital Signs |  | MONITORVITALSIGNS-Welch Allyn-Connex 6000 |  |  |  | MVS-A | Covered PM Repair - Biomedical | MHHS-Cypress | [8 empty] | MONITORVITALSIGNS | Monitor, Vital Signs | Welch Allyn
NO | YES |  |  |  | 151-01344 | 151-01344 | Welch Allyn Inc | CONNEX VSM 6000 SERIES |  |  | CY-Wound Care / Occupational Health | MHHS-Cypress |  | Monitor, Vital Signs |  | 151-01344 | 151-01344 | Northwest | MHHS-Cypress | CY-Wound Care / Occupational Health | South tower | 8/1/19 | 8/1/20 |  |  | MONITORS, PHYSIOLOGIC, VITAL SIGNS | Monitor, Vital Signs | MONITORVITALSIGNS-Welch Allyn-Connex 6000 | MONITORVITALSIGNS | Connex 6000 |  |  |  | Welch Allyn | Monitor, Vital Signs |  | MONITORVITALSIGNS-Welch Allyn-Connex 6000 |  |  |  | MVS-A | Covered PM Repair - Biomedical | MHHS-Cypress | [8 empty] | MONITORVITALSIGNS | Monitor, Vital Signs | Welch Allyn
NO | YES |  |  |  | 151-01354 | 151-01354 | Welch Allyn Inc | CONNEX VSM 6000 SERIES |  |  | CY-Wound Care / Occupational Health | MHHS-Cypress |  | Monitor, Vital Signs |  | 151-01354 | 151-01354 | Northwest | MHHS-Cypress | CY-Wound Care / Occupational Health | South tower | 8/1/19 | 8/1/20 |  |  | MONITORS, PHYSIOLOGIC, VITAL SIGNS | Monitor, Vital Signs | MONITORVITALSIGNS-Welch Allyn-Connex 6000 | MONITORVITALSIGNS | Connex 6000 |  |  |  | Welch Allyn | Monitor, Vital Signs |  | MONITORVITALSIGNS-Welch Allyn-Connex 6000 |  |  |  | MVS-A | Covered PM Repair - Biomedical | MHHS-Cypress | [8 empty] | MONITORVITALSIGNS | Monitor, Vital Signs | Welch Allyn
NO | YES |  |  |  | 151-01356 | 151-01356 | Welch Allyn Inc | CONNEX VSM 6000 SERIES |  |  | CY - PREADMISSIONS | MHHS-Cypress |  | Monitor, Vital Signs |  | 151-01356 | 151-01356 | Northwest | Cypress | CY - PREADMISSIONS | SouthTower Storage | 8/1/19 |  |  |  | MONITORS, PHYSIOLOGIC, VITAL SIGNS | Monitor, Vital Signs | MONITORVITALSIGNS-Welch Allyn-Connex 6000 | MONITORVITALSIGNS | Connex 6000 |  |  |  | Welch Allyn | Monitor, Vital Signs |  | MONITORVITALSIGNS-Welch Allyn-Connex 6000 |  | 10/14/19 |  | MVS-A | Covered PM Repair - Biomedical | MHHS-Cypress | [8 empty] | MONITORVITALSIGNS | Monitor, Vital Signs | Welch Allyn
NO | YES |  |  |  | 151-01361 | 151-01361 | Welch Allyn Inc | CONNEX VSM 6000 SERIES |  |  | CY - PREADMISSIONS | MHHS-Cypress |  | Monitor, Vital Signs |  | 151-01361 | 151-01361 | Northwest | Cypress | CY - PREADMISSIONS | South Tower Storage | 8/1/19 | 2/1/20 |  |  | MONITORS, PHYSIOLOGIC, VITAL SIGNS | Monitor, Vital Signs | MONITORVITALSIGNS-Welch Allyn-Connex 6000 | MONITORVITALSIGNS | Connex 6000 |  |  |  | Welch Allyn | Monitor, Vital Signs |  | MONITORVITALSIGNS-Welch Allyn-Connex 6000 |  | 6/12/23 |  | MVS-A | Not Covered Vendor Only - Rad, Low End | MHHS-Cypress | [8 empty] | MONITORVITALSIGNS | Monitor, Vital Signs | Welch Allyn
NO | YES |  |  |  | 151-01362 | 151-01362 | Welch Allyn Inc | CONNEX VSM 6000 SERIES |  |  | CY - PREADMISSIONS | MHHS-Cypress |  | Monitor, Vital Signs |  | 151-01362 | 151-01362 | Northwest | Cypress | CY - PREADMISSIONS | South Tower Storage | 8/1/19 |  |  |  | MONITORS, PHYSIOLOGIC, VITAL SIGNS | Monitor, Vital Signs | MONITORVITALSIGNS-Welch Allyn-Connex 6000 | MONITORVITALSIGNS | Connex 6000 |  |  |  | Welch Allyn | Monitor, Vital Signs |  | MONITORVITALSIGNS-Welch Allyn-Connex 6000 |  |  |  | MVS-A | Covered PM Repair - Biomedical | MHHS-Cypress | [8 empty] | MONITORVITALSIGNS | Monitor, Vital Signs | Welch Allyn
NO | YES |  |  |  | 151-01343 | 151-01343 | Welch Allyn Inc | CONNEX VSM 6000 SERIES |  |  | CY-Wound Care / Occupational Health | MHHS-Cypress |  | Monitor, Vital Signs |  | 151-01343 | 151-01343 | Northwest | MHHS-Cypress | CY-Wound Care / Occupational Health | South tower | 8/1/19 | 8/1/20 |  |  | MONITORS, PHYSIOLOGIC, VITAL SIGNS | Monitor, Vital Signs | MONITORVITALSIGNS-Welch Allyn-Connex 6000 | MONITORVITALSIGNS | Connex 6000 |  |  |  | Welch Allyn | Monitor, Vital Signs |  | MONITORVITALSIGNS-Welch Allyn-Connex 6000 |  |  |  | MVS-A | Covered PM Repair - Biomedical | MHHS-Cypress | [8 empty] | MONITORVITALSIGNS | Monitor, Vital Signs | Welch Allyn
NO | YES |  |  |  |  | 099-06757 | Welch Allyn Inc | CONNEX VSM 6000 SERIES |  |  | MH MG - (MC) - MEMORIAL CITY (MP3) | MHHS-MG |  | Monitor, Vital Signs |  |  | 099-06757 | West | MHHS-MG | MH MG - (MC) - MEMORIAL CITY (MP3) |  | 6/1/19 |  |  |  | MONITORS, PHYSIOLOGIC, VITAL SIGNS |  | MONITORVITALSIGNS-Welch Allyn-Connex 6000 | MONITORVITALSIGNS | Connex 6000 |  |  |  | Welch Allyn | Monitor, Vital Signs |  | MONITORVITALSIGNS-Welch Allyn-Connex 6000 |  | 4/15/20 |  |  | Not Covered Vendor Only - Biomedical | MHHS-MG
NO | YES | [5 empty] | Welch Allyn Inc | CONNEX VSM 6000 SERIES |  |  | MH MG - (MC) - MEMORIAL CITY (MP3) | MHHS-MG |  | Monitor, Vital Signs |  |  |  | West | MHHS-MG | MH MG - (MC) - MEMORIAL CITY (MP3) | Room147 | 6/1/19 |  | 6/1/20 |  | MONITORS, PHYSIOLOGIC, VITAL SIGNS |  | MONITORVITALSIGNS-Welch Allyn-Connex 6000 | MONITORVITALSIGNS | Connex 6000 |  |  |  | Welch Allyn | Monitor, Vital Signs |  | MONITORVITALSIGNS-Welch Allyn-Connex 6000 |  | 4/15/20 |  |  | Not Covered Vendor Only - Biomedical | MHHS-MG
NO | YES | [5 empty] | Welch Allyn Inc | CONNEX VSM 6000 SERIES |  |  | MH MG - (MC) - MEMORIAL CITY (MP3) | MHHS-MG |  | Monitor, Vital Signs |  |  |  | West | MHHS-MG | MH MG - (MC) - MEMORIAL CITY (MP3) | Room148 | 6/1/19 |  | 6/1/20 |  | MONITORS, PHYSIOLOGIC, VITAL SIGNS |  | MONITORVITALSIGNS-Welch Allyn-Connex 6000 | MONITORVITALSIGNS | Connex 6000 |  |  |  | Welch Allyn | Monitor, Vital Signs |  | MONITORVITALSIGNS-Welch Allyn-Connex 6000 |  |  |  |  | Covered PM Repair - Respiratory/Steriliz | MHHS-MG
NO | YES |  |  |  |  | 099-06736 | Welch Allyn Inc | CONNEX VSM 6000 SERIES |  |  | MH MG - (MC) - MEMORIAL CITY (MP3) | MHHS-MG |  | Monitor, Vital Signs |  |  | 099-06736 | West | MHHS-MG | MH MG - (MC) - MEMORIAL CITY (MP3) |  | 6/1/19 |  |  |  | MONITORS, PHYSIOLOGIC, VITAL SIGNS |  | MONITORVITALSIGNS-Welch Allyn-Connex 6000 | MONITORVITALSIGNS | Connex 6000 |  |  |  | Welch Allyn | Monitor, Vital Signs |  | MONITORVITALSIGNS-Welch Allyn-Connex 6000 |  |  |  |  | Covered PM Repair - Respiratory/Steriliz | MHHS-MG
NO | YES |  |  |  | 099-06968 | 099-06968 | Welch Allyn Inc | CONNEX VSM 6000 SERIES |  |  | MH MG - (MC) - MEMORIAL CITY (MP3) | MHHS-MG |  | Monitor, Vital Signs |  | 099-06968 | 099-06968 | West | MHHS-MG | MH MG - (MC) - MEMORIAL CITY (MP3) | Suite 100 | 6/1/19 |  |  |  | MONITORS, PHYSIOLOGIC, VITAL SIGNS |  | MONITORVITALSIGNS-Welch Allyn-Connex 6000 | MONITORVITALSIGNS | Connex 6000 |  |  |  | Welch Allyn | Monitor, Vital Signs |  | MONITORVITALSIGNS-Welch Allyn-Connex 6000 |  | 8/11/11 |  |  | Covered PM Repair - Biomedical | MHHS-MG
NO | YES |  |  |  | 133-09319 | 133-09319 | Welch Allyn Inc | CONNEX VSM 6000 SERIES |  |  | Katy-IMU | MHHS-Katy |  | Monitor, Vital Signs |  | 133-09319 | 133-09319 | Katy | MHHS-Katy | Katy-IMU | IMU supply room | 12/1/19 | 12/1/20 |  |  | MONITORS, PHYSIOLOGIC, VITAL SIGNS | Monitor, Vital Signs | MONITORVITALSIGNS-Welch Allyn-Connex 6000 | MONITORVITALSIGNS | Connex 6000 |  |  |  | Welch Allyn | Monitor, Vital Signs |  | MONITORVITALSIGNS-Welch Allyn-Connex 6000 |  |  |  | MVS-A | Covered PM Repair - Radiology, Low End | MHHS-Katy | [8 empty] | MONITORVITALSIGNS | Monitor, Vital Signs | Welch Allyn
NO | YES |  |  |  | 133-09321 | 133-09321 | Welch Allyn Inc | CONNEX VSM 6000 SERIES |  |  | KATY - AMBULATORY CARE | MHHS-Katy |  | Monitor, Vital Signs |  | 133-09321 | 133-09321 | Katy | Memorial Hermann Katy Hospital | KATY - AMBULATORY CARE | Ambulatory Hallway | 12/1/19 | 12/1/20 |  |  | MONITORS, PHYSIOLOGIC, VITAL SIGNS | Monitor, Vital Signs | MONITORVITALSIGNS-Welch Allyn-Connex 6000 | MONITORVITALSIGNS | Connex 6000 |  |  |  | Welch Allyn | Monitor, Vital Signs |  | MONITORVITALSIGNS-Welch Allyn-Connex 6000 |  |  |  | MVS-A | Covered PM Repair - Biomedical | MHHS-Katy | [8 empty] | MONITORVITALSIGNS | Monitor, Vital Signs | Welch Allyn
NO | YES |  |  |  | 133-08863 | 133-08863 | Welch Allyn Inc | CONNEX VSM 6000 SERIES |  |  | Katy-ER | MHHS-Katy |  | Monitor, Vital Signs |  | 133-08863 | 133-08863 | Katy | MHHS-Katy | Katy-ER | Room 1 | 6/1/19 | 6/1/20 |  |  | MONITORS, PHYSIOLOGIC, VITAL SIGNS | Monitor, Vital Signs | MONITORVITALSIGNS-Welch Allyn-Connex 6000 | MONITORVITALSIGNS | Connex 6000 |  |  |  | Welch Allyn | Monitor, Vital Signs |  | MONITORVITALSIGNS-Welch Allyn-Connex 6000 |  |  |  | MVS-A | Covered PM Repair - Biomedical | MHHS-Katy | [8 empty] | MONITORVITALSIGNS | Monitor, Vital Signs | Welch Allyn
NO | YES |  |  |  | 133-08867 | 133-08867 | Welch Allyn Inc | CONNEX VSM 6000 SERIES |  |  | Katy-ER | MHHS-Katy |  | Monitor, Vital Signs |  | 133-08867 | 133-08867 | Katy | MHHS-Katy | Katy-ER | Katy - ER | 6/1/19 |  |  |  | MONITORS, PHYSIOLOGIC, VITAL SIGNS | Monitor, Vital Signs | MONITORVITALSIGNS-Welch Allyn-Connex 6000 | MONITORVITALSIGNS | Connex 6000 |  |  |  | Welch Allyn | Monitor, Vital Signs |  | MONITORVITALSIGNS-Welch Allyn-Connex 6000 |  |  |  | MVS-A | Covered PM Repair - Biomedical | MHHS-Katy | [8 empty] | MONITORVITALSIGNS | Monitor, Vital Signs | Welch Allyn
NO | YES |  |  |  | 133-08349 | 133-08349 | Welch Allyn Inc | CONNEX VSM 6000 SERIES |  |  | Katy-Med/Surg 5th Floor | MHHS-Katy |  | Monitor, Vital Signs |  | 133-08349 | 133-08349 | Katy | MHHS-Katy | Katy-Med/Surg 5th Floor | MEDSURG HALLWAY | 3/1/19 | 3/1/20 |  |  | MONITORS, PHYSIOLOGIC, VITAL SIGNS | Monitor, Vital Signs | MONITORVITALSIGNS-Welch Allyn-Connex 6000 | MONITORVITALSIGNS | Connex 6000 |  |  |  | Welch Allyn | Monitor, Vital Signs |  | MONITORVITALSIGNS-Welch Allyn-Connex 6000 |  |  |  | MVS-A | Covered PM Repair - Biomedical | MHHS-Katy | [8 empty] | MONITORVITALSIGNS | Monitor, Vital Signs | Welch Allyn
NO | YES |  |  |  | 133-08868 | 133-08868 | Welch Allyn Inc | CONNEX VSM 6000 SERIES |  |  | Katy-Med/Surg 5th Floor | MHHS-Katy |  | Monitor, Vital Signs |  | 133-08868 | 133-08868 | Katy | MHHS-Katy | Katy-Med/Surg 5th Floor | 5th floor observation | 6/1/19 | 6/1/20 |  |  | MONITORS, PHYSIOLOGIC, VITAL SIGNS | Monitor, Vital Signs | MONITORVITALSIGNS-Welch Allyn-Connex 6000 | MONITORVITALSIGNS | Connex 6000 |  |  |  | Welch Allyn | Monitor, Vital Signs |  | MONITORVITALSIGNS-Welch Allyn-Connex 6000 |  |  |  | MVS-A | Covered PM Repair - Biomedical | MHHS-Katy | [8 empty] | MONITORVITALSIGNS | Monitor, Vital Signs | Welch Allyn
NO | YES |  |  |  | 133-08869 | 133-08869 | Welch Allyn Inc | CONNEX VSM 6000 SERIES |  |  | Katy-Med/Surg 5th Floor | MHHS-Katy |  | Monitor, Vital Signs |  | 133-08869 | 133-08869 | Katy | MHHS-Katy | Katy-Med/Surg 5th Floor | [5 empty] | MONITORS, PHYSIOLOGIC, VITAL SIGNS | Monitor, Vital Signs | MONITORVITALSIGNS-Welch Allyn-Connex 6000 | MONITORVITALSIGNS | Connex 6000 |  |  |  | Welch Allyn | Monitor, Vital Signs |  | MONITORVITALSIGNS-Welch Allyn-Connex 6000 |  |  |  | MVS-A | Covered PM Repair - Biomedical | MHHS-Katy | [8 empty] | MONITORVITALSIGNS | Monitor, Vital Signs | Welch Allyn
NO | YES |  |  |  | 133-08870 | 133-08870 | Welch Allyn Inc | CONNEX VSM 6000 SERIES |  |  | Katy-Med/Surg 5th Floor | MHHS-Katy |  | Monitor, Vital Signs |  | 133-08870 | 133-08870 | Katy | MHHS-Katy | Katy-Med/Surg 5th Floor |  | 6/1/19 | 6/1/20 |  |  | MONITORS, PHYSIOLOGIC, VITAL SIGNS | Monitor, Vital Signs | MONITORVITALSIGNS-Welch Allyn-Connex 6000 | MONITORVITALSIGNS | Connex 6000 |  |  |  | Welch Allyn | Monitor, Vital Signs |  | MONITORVITALSIGNS-Welch Allyn-Connex 6000 |  |  |  | MVS-A | Covered PM Repair - Biomedical | MHHS-Katy | [8 empty] | MONITORVITALSIGNS | Monitor, Vital Signs | Welch Allyn
NO | YES |  |  |  | 133-08871 | 133-08871 | Welch Allyn Inc | CONNEX VSM 6000 SERIES |  |  | Katy-Biomedical Services | MHHS-Katy |  | Monitor, Vital Signs |  | 133-08871 | 133-08871 | Katy | MHHS-Katy | Katy-Biomedical Services | Room 717 | 7/1/20 | 2/1/20 |  |  | MONITORS, PHYSIOLOGIC, VITAL SIGNS | Monitor, Vital Signs | MONITORVITALSIGNS-Welch Allyn-Connex 6000 | MONITORVITALSIGNS | Connex 6000 |  |  |  | Welch Allyn | Monitor, Vital Signs |  | MONITORVITALSIGNS-Welch Allyn-Connex 6000 |  |  |  | MVS-A | Covered PM Repair - Biomedical | MHHS-Katy | [8 empty] | MONITORVITALSIGNS | Monitor, Vital Signs | Welch Allyn
NO | YES |  |  |  | 133-08872 | 133-08872 | Welch Allyn Inc | CONNEX VSM 6000 SERIES |  |  | Katy-Med/Surg 7th Floor | MHHS-Katy |  | Monitor, Vital Signs |  | 133-08872 | 133-08872 | Katy | MHHS-Katy | Katy-Med/Surg 7th Floor | MEDSURG 7th Floor Hallway | 7/1/19 | 7/1/20 |  |  | MONITORS, PHYSIOLOGIC, VITAL SIGNS | Monitor, Vital Signs | MONITORVITALSIGNS-Welch Allyn-Connex 6000 | MONITORVITALSIGNS | Connex 6000 |  |  |  | Welch Allyn | Monitor, Vital Signs |  | MONITORVITALSIGNS-Welch Allyn-Connex 6000 |  |  |  | MVS-A | Covered PM Repair - Biomedical | MHHS-Katy | [8 empty] | MONITORVITALSIGNS | Monitor, Vital Signs | Welch Allyn
NO | YES |  |  |  | 133-08873 | 133-08873 | Welch Allyn Inc | CONNEX VSM 6000 SERIES |  |  | Katy-Med/Surg 6th Floor | MHHS-Katy |  | Monitor, Vital Signs |  | 133-08873 | 133-08873 | Katy | MHHS-Katy | Katy-Med/Surg 6th Floor | Hallway | 6/1/19 | 6/1/20 |  |  | MONITORS, PHYSIOLOGIC, VITAL SIGNS | Monitor, Vital Signs | MONITORVITALSIGNS-Welch Allyn-Connex 6000 | MONITORVITALSIGNS | Connex 6000 |  |  |  | Welch Allyn | Monitor, Vital Signs |  | MONITORVITALSIGNS-Welch Allyn-Connex 6000 |  |  |  | MVS-A | Covered PM Repair - Biomedical | MHHS-Katy | [8 empty] | MONITORVITALSIGNS | Monitor, Vital Signs | Welch Allyn
NO | YES | Asset Tag 133-08874 |  |  | 133-08874 | 133-08874 | Welch Allyn Inc | CONNEX VSM 6000 SERIES |  |  | Katy-Med/Surg 7th Floor | MHHS-Katy |  | Monitor, Vital Signs |  | 133-08874 | 133-08874 | Katy | MHHS-Katy | Katy-Med/Surg 7th Floor |  | 6/20/19 |  |  |  | MONITORS, PHYSIOLOGIC, VITAL SIGNS | Monitor, Vital Signs | MONITORVITALSIGNS-Welch Allyn-Connex 6000 | MONITORVITALSIGNS | Connex 6000 |  |  |  | Welch Allyn | Monitor, Vital Signs |  | MONITORVITALSIGNS-Welch Allyn-Connex 6000 |  |  | Finished from Script 3/27/2020 12:11:52pm (Central) | MVS-A | Covered PM Repair - Biomedical | MHHS-Katy | [8 empty] | MONITORVITALSIGNS | Monitor, Vital Signs | Welch Allyn
NO | YES |  |  |  | 133-08875 | 133-08875 | Welch Allyn Inc | CONNEX VSM 6000 SERIES |  |  | Katy-Med/Surg 7th Floor | MHHS-Katy |  | Monitor, Vital Signs |  | 133-08875 | 133-08875 | Katy | MHHS-Katy | Katy-Med/Surg 7th Floor | MEDSURG 7th Floor Hallway |  |  |  |  | MONITORS, PHYSIOLOGIC, VITAL SIGNS | Monitor, Vital Signs | MONITORVITALSIGNS-Welch Allyn-Connex 6000 | MONITORVITALSIGNS | Connex 6000 |  |  |  | Welch Allyn | Monitor, Vital Signs |  | MONITORVITALSIGNS-Welch Allyn-Connex 6000 |  |  |  | MVS-A | Covered PM Repair - Biomedical | MHHS-Katy | [8 empty] | MONITORVITALSIGNS | Monitor, Vital Signs | Welch Allyn
NO | YES |  |  |  | 133-08876 | 133-08876 | Welch Allyn Inc | CONNEX VSM 6000 SERIES |  |  | Katy-Postpartum-2W | MHHS-Katy |  | Monitor, Vital Signs |  | 133-08876 | 133-08876 | Katy | MHHS-Katy | Katy-Postpartum-2W |  | 7/1/19 | 7/1/20 |  |  | MONITORS, PHYSIOLOGIC, VITAL SIGNS | Monitor, Vital Signs | MONITORVITALSIGNS-Welch Allyn-Connex 6000 | MONITORVITALSIGNS | Connex 6000 |  |  |  | Welch Allyn | Monitor, Vital Signs |  | MONITORVITALSIGNS-Welch Allyn-Connex 6000 |  |  |  | MVS-A | Covered PM Repair - Biomedical | MHHS-Katy | [8 empty] | MONITORVITALSIGNS | Monitor, Vital Signs | Welch Allyn
NO | YES |  |  |  | 133-09322 | 133-09322 | Welch Allyn Inc | CONNEX VSM 6000 SERIES |  |  | Katy-Ob Special Observation-3E | MHHS-Katy |  | Monitor, Vital Signs |  | 133-09322 | 133-09322 | Katy | MHHS-Katy | Katy-Ob Special Observation-3E | Suite 320 | 7/1/19 | 7/1/20 |  |  | MONITORS, PHYSIOLOGIC, VITAL SIGNS | Monitor, Vital Signs | MONITORVITALSIGNS-Welch Allyn-Connex 6000 | MONITORVITALSIGNS | Connex 6000 |  |  |  | Welch Allyn | Monitor, Vital Signs |  | MONITORVITALSIGNS-Welch Allyn-Connex 6000 |  |  |  | MVS-A | Covered PM Repair - Biomedical | MHHS-Katy | [8 empty] | MONITORVITALSIGNS | Monitor, Vital Signs | Welch Allyn
NO | YES |  |  |  | 133-09130 | 133-09130 | Welch Allyn Inc | CONNEX VSM 6000 SERIES |  |  | Katy-Rapid Admit | MHHS-Katy |  | Monitor, Vital Signs |  | 133-09130 | 133-09130 | Katy | MHHS-Katy | Katy-Rapid Admit | 4th floor | 4/1/19 | 4/1/20 |  |  | MONITORS, PHYSIOLOGIC, VITAL SIGNS | Monitor, Vital Signs | MONITORVITALSIGNS-Welch Allyn-Connex 6000 | MONITORVITALSIGNS | Connex 6000 |  |  |  | Welch Allyn | Monitor, Vital Signs |  | MONITORVITALSIGNS-Welch Allyn-Connex 6000 |  |  |  | MVS-A | Covered PM Repair - Biomedical | MHHS-Katy | [8 empty] | MONITORVITALSIGNS | Monitor, Vital Signs | Welch Allyn
NO | YES |  |  |  | 133-09131 | 133-09131 | Welch Allyn Inc | CONNEX VSM 6000 SERIES |  |  | Katy-Ob Special Observation-3E | MHHS-Katy |  | Monitor, Vital Signs |  | 133-09131 | 133-09131 | Katy | MHHS-Katy | Katy-Ob Special Observation-3E | Treatment room | 7/1/19 | 7/1/20 |  |  | MONITORS, PHYSIOLOGIC, VITAL SIGNS | Monitor, Vital Signs | MONITORVITALSIGNS-Welch Allyn-Connex 6000 | MONITORVITALSIGNS | Connex 6000 |  |  |  | Welch Allyn | Monitor, Vital Signs |  | MONITORVITALSIGNS-Welch Allyn-Connex 6000 |  |  |  | MVS-A | Covered PM Repair - Biomedical | MHHS-Katy | [8 empty] | MONITORVITALSIGNS | Monitor, Vital Signs | Welch Allyn
NO | YES |  |  |  | 099-06963 | 099-06963 | Welch Allyn Inc | CONNEX VSM 6000 SERIES |  |  | MH MG - (MC) - MEMORIAL CITY (MP3) | MHHS-MG |  | Monitor, Vital Signs |  | 099-06963 | 099-06963 | West | MHHS-MG | MH MG - (MC) - MEMORIAL CITY (MP3) | Suite 100 | 6/1/19 |  |  |  | MONITORS, PHYSIOLOGIC, VITAL SIGNS |  | MONITORVITALSIGNS-Welch Allyn-Connex 6000 | MONITORVITALSIGNS | Connex 6000 |  |  |  | Welch Allyn | Monitor, Vital Signs |  | MONITORVITALSIGNS-Welch Allyn-Connex 6000 |  |  |  |  | Covered PM Repair - Biomedical | MHHS-MG
NO | YES |  |  |  |  | 099-06912 | Welch Allyn Inc | CONNEX VSM 6000 SERIES |  |  | MH MG - (MC) - MEMORIAL CITY (MP3) | MHHS-MG |  | Monitor, Vital Signs |  |  | 099-06912 | West | MHHS-MG | MH MG - (MC) - MEMORIAL CITY (MP3) | Nurse station | 6/1/19 |  | 6/1/20 |  | MONITORS, PHYSIOLOGIC, VITAL SIGNS |  | MONITORVITALSIGNS-Welch Allyn-Connex 6000 | MONITORVITALSIGNS | Connex 6000 |  |  |  | Welch Allyn | Monitor, Vital Signs |  | MONITORVITALSIGNS-Welch Allyn-Connex 6000 |  |  |  |  | Covered PM Repair - Biomedical | MHHS-MG
NO | YES |  |  |  |  | 099-09781 | Welch Allyn Inc | CONNEX VSM 6000 SERIES |  |  | MH MG - (MC) - MEMORIAL CITY (MP3) | MHHS-MG |  | Monitor, Vital Signs |  |  | 099-09781 | West | MHHS-MG | MH MG - (MC) - MEMORIAL CITY (MP3) |  | 6/1/19 |  |  |  | MONITORS, PHYSIOLOGIC, VITAL SIGNS |  | MONITORVITALSIGNS-Welch Allyn-Connex 6000 | MONITORVITALSIGNS | Connex 6000 |  |  |  | Welch Allyn | Monitor, Vital Signs |  | MONITORVITALSIGNS-Welch Allyn-Connex 6000 |  |  |  |  | Covered PM Repair - Biomedical | MHHS-MG
NO | YES |  |  |  | 041-34114 | 041-3411 | Welch Allyn Inc | CONNEX VSM 6000 SERIES |  |  | SMR - (WDLS) - STERLING RIDGE | MHHS-Mem City |  | Monitor, Vital Signs |  | 041-34114 | 041-3411 | Woodlands | MH Sports Medicine Rehab | SMR - (WDLS) - STERLING RIDGE | Gym |  |  |  |  | MONITORS, PHYSIOLOGIC, VITAL SIGNS |  | MONITORVITALSIGNS-Welch Allyn-Connex 6000 | MONITORVITALSIGNS | Connex 6000 |  |  |  | Welch Allyn | Monitor, Vital Signs |  | MONITORVITALSIGNS-Welch Allyn-Connex 6000 |  |  |  |  | Covered PM Repair - Biomedical | MHHS-Mem City
NO | YES |  |  |  | 041-34024 | 041-34024 | Welch Allyn Inc | CONNEX VSM 6000 SERIES |  |  | KATY REHAB - NURSING | MHHS-Mem City |  | Monitor, Vital Signs |  | 041-34024 | 041-34024 | West | Inpatient Rehab | KATY REHAB - NURSING | Hallway | 5/1/19 | 5/1/20 |  |  | MONITORS, PHYSIOLOGIC, VITAL SIGNS | Monitor, Vital Signs | MONITORVITALSIGNS-Welch Allyn-Connex 6000 | MONITORVITALSIGNS | Connex 6000 |  |  |  | Welch Allyn | Monitor, Vital Signs |  | MONITORVITALSIGNS-Welch Allyn-Connex 6000 |  | 2/1/18 |  | MVS-A | Covered PM Repair - Biomedical | MHHS-Mem City | [8 empty] | MONITORVITALSIGNS | Monitor, Vital Signs | Welch Allyn
NO | YES |  |  |  | 041-20888 | 041-20888 | Welch Allyn Inc | CONNEX VSM 6000 SERIES |  |  | MEMORIAL CITY - GENERAL SURGERY | MHHS-Mem City |  | Monitor, Vital Signs |  | 041-20888 | 041-20888 | West |  | MEMORIAL CITY - GENERAL SURGERY |  | 5/1/19 | 5/1/20 |  |  | MONITORS, PHYSIOLOGIC, VITAL SIGNS | Monitor, Vital Signs | MONITORVITALSIGNS-Welch Allyn-Connex 6000 | MONITORVITALSIGNS | Connex 6000 |  |  |  | Welch Allyn | Monitor, Vital Signs |  | MONITORVITALSIGNS-Welch Allyn-Connex 6000 |  |  |  | MVS-A | Covered PM Repair - Biomedical | MHHS-Mem City | [8 empty] | MONITORVITALSIGNS | Monitor, Vital Signs | Welch Allyn
NO | YES |  |  |  | 041-20538 | 041-20538 | Welch Allyn Inc | CONNEX VSM 6000 SERIES |  |  | MEMORIAL CITY - PELVIC CENTER | MHHS-Mem City |  | Monitor, Vital Signs |  | 041-20538 | 041-20538 | West & Memorial City | Memorial Hermann- Medical Plaza 3 | MEMORIAL CITY - PELVIC CENTER | Fluoroscopy 1 | 12/1/19 |  | 12/1/20 |  | MONITORS, PHYSIOLOGIC, VITAL SIGNS |  | MONITORVITALSIGNS-Welch Allyn-Connex 6000 | MONITORVITALSIGNS | Connex 6000 |  |  |  | Welch Allyn | Monitor, Vital Signs |  | MONITORVITALSIGNS-Welch Allyn-Connex 6000 |  |  |  |  | Covered PM Repair - Biomedical | MHHS-Mem City
NO | YES |  |  |  | 041-20539 | 041-20539 | Welch Allyn Inc | CONNEX VSM 6000 SERIES |  |  | MEMORIAL CITY - PELVIC CENTER | MHHS-Mem City |  | Monitor, Vital Signs |  | 041-20539 | 041-20539 | West & Memorial City | Memorial Hermann- medical plaza 3 | MEMORIAL CITY - PELVIC CENTER | Ultrasound 3 | 12/1/19 |  | 12/1/20 |  | MONITORS, PHYSIOLOGIC, VITAL SIGNS |  | MONITORVITALSIGNS-Welch Allyn-Connex 6000 | MONITORVITALSIGNS | Connex 6000 |  |  |  | Welch Allyn | Monitor, Vital Signs |  | MONITORVITALSIGNS-Welch Allyn-Connex 6000 |  |  |  |  | Covered PM Repair - Biomedical | MHHS-Mem City
NO | YES |  |  |  | 009-10494 | 009-10494 | Welch Allyn Inc | CONNEX VSM 6000 SERIES |  | (21) 100061272217 | MH MG-(GH)-GH CCC-Timeshare | MHHS-MG |  | Monitor, Vital Signs |  | 009-10494 | 009-10494 | Central | MHHS-MG | MH MG-(GH)-GH CCC-Timeshare | Room 1 | 4/1/19 | 4/1/20 |  |  | MONITORS, PHYSIOLOGIC, VITAL SIGNS | Monitor, Vital Signs | MONITORVITALSIGNS-Welch Allyn-Connex 6000 | MONITORVITALSIGNS | Connex 6000 |  |  |  | Welch Allyn | Monitor, Vital Signs |  | MONITORVITALSIGNS-Welch Allyn-Connex 6000 |  |  |  | MVS-A | Covered PM Repair - Biomedical | MHHS-MG | [8 empty] | MONITORVITALSIGNS | Monitor, Vital Signs | Welch Allyn
NO | YES |  |  |  | 041-18104 | 041-18104 | Welch Allyn Inc | CONNEX VSM 6000 SERIES |  |  | MH MG-(KY)-Katy [Mp2-Ste400] | MHHS-MG |  | Monitor, Vital Signs |  | 041-18104 | 041-18104 | Katy | MHHS-MG | MH MG-(KY)-Katy [Mp2-Ste400] | Room8 | 7/1/19 | 7/1/20 |  |  | MONITORS, PHYSIOLOGIC, VITAL SIGNS | Monitor, Vital Signs | MONITORVITALSIGNS-Welch Allyn-Connex 6000 | MONITORVITALSIGNS | Connex 6000 |  |  |  | Welch Allyn | Monitor, Vital Signs |  | MONITORVITALSIGNS-Welch Allyn-Connex 6000 |  | 5/1/18 |  | MVS-A | Covered PM Repair - Biomedical | MHHS-MG | [8 empty] | MONITORVITALSIGNS | Monitor, Vital Signs | Welch Allyn
NO | YES |  |  |  | 041-18102 | 041-18102 | Welch Allyn Inc | CONNEX VSM 6000 SERIES |  |  | MH MG-(KY)-Katy CCC | MHHS-MG |  | Monitor, Vital Signs |  | 041-18102 | 041-18102 | Katy | MHHS-MG | MH MG-(KY)-Katy CCC | Hall | 4/1/19 | 4/1/20 |  |  | MONITORS, PHYSIOLOGIC, VITAL SIGNS | Monitor, Vital Signs | MONITORVITALSIGNS-Welch Allyn-Connex 6000 | MONITORVITALSIGNS | Connex 6000 |  |  |  | Welch Allyn | Monitor, Vital Signs |  | MONITORVITALSIGNS-Welch Allyn-Connex 6000 |  |  |  | MVS-A | Covered PM Repair - Biomedical | MHHS-MG | [8 empty] | MONITORVITALSIGNS | Monitor, Vital Signs | Welch Allyn
NO | YES |  |  |  | 583-00704 | 583-00704 | Welch Allyn Inc | CONNEX VSM 6000 SERIES |  |  | MH MG-(KY)-Katy CCC | MHHS-MG |  | Monitor, Vital Signs |  | 583-00704 | 583-00704 | Katy | MHHS-MG | MH MG-(KY)-Katy CCC | Exam 11 | 6/1/19 | 6/1/20 |  |  | MONITORS, PHYSIOLOGIC, VITAL SIGNS | Monitor, Vital Signs | MONITORVITALSIGNS-Welch Allyn-Connex 6000 | MONITORVITALSIGNS | Connex 6000 |  |  |  | Welch Allyn | Monitor, Vital Signs |  | MONITORVITALSIGNS-Welch Allyn-Connex 6000 |  |  |  | MVS-A | Covered PM Repair - Biomedical | MHHS-MG | [8 empty] | MONITORVITALSIGNS | Monitor, Vital Signs | Welch Allyn
NO | YES |  |  |  | 583-00978 | 583-00978 | Welch Allyn Inc | CONNEX VSM 6000 SERIES |  |  | MH MG-(KY)-Katy CCC | MHHS-MG |  | Monitor, Vital Signs |  | 583-00978 | 583-00978 | Katy | MHHS-MG | MH MG-(KY)-Katy CCC | Hall | 4/1/19 | 4/1/20 |  |  | MONITORS, PHYSIOLOGIC, VITAL SIGNS | Monitor, Vital Signs | MONITORVITALSIGNS-Welch Allyn-Connex 6000 | MONITORVITALSIGNS | Connex 6000 |  |  |  | Welch Allyn | Monitor, Vital Signs |  | MONITORVITALSIGNS-Welch Allyn-Connex 6000 |  | 10/24/13 |  | MVS-A | Covered PM Repair - Biomedical | MHHS-MG | [8 empty] | MONITORVITALSIGNS | Monitor, Vital Signs | Welch Allyn
NO | YES |  |  |  | 583-00979 | 583-00979 | Welch Allyn Inc | CONNEX VSM 6000 SERIES |  |  | MH MG-(KY)-Katy CCC | MHHS-MG |  | Monitor, Vital Signs |  | 583-00979 | 583-00979 | Katy | MHHS-MG | MH MG-(KY)-Katy CCC | Exam 8 | 4/1/19 | 4/1/20 |  |  | MONITORS, PHYSIOLOGIC, VITAL SIGNS | Monitor, Vital Signs | MONITORVITALSIGNS-Welch Allyn-Connex 6000 | MONITORVITALSIGNS | Connex 6000 |  |  |  | Welch Allyn | Monitor, Vital Signs |  | MONITORVITALSIGNS-Welch Allyn-Connex 6000 |  | 10/6/13 |  | MVS-A | Covered PM Repair - Biomedical | MHHS-MG | [8 empty] | MONITORVITALSIGNS | Monitor, Vital Signs | Welch Allyn
NO | YES |  |  |  | 583-00829 | 583-00829 | Welch Allyn Inc | CONNEX VSM 6000 SERIES |  |  | MH MG-(KY)-Katy Peds (Mp2) | MHHS-MG |  | Monitor, Vital Signs |  | 583-00829 | 583-00829 | Katy | MHHS-MG | MH MG-(KY)-Katy Peds (Mp2) | Room 18 |  |  |  |  | MONITORS, PHYSIOLOGIC, VITAL SIGNS | Monitor, Vital Signs | MONITORVITALSIGNS-Welch Allyn-Connex 6000 | MONITORVITALSIGNS | Connex 6000 |  |  |  | Welch Allyn | Monitor, Vital Signs |  | MONITORVITALSIGNS-Welch Allyn-Connex 6000 |  | 10/24/13 |  | MVS-A | Covered PM Repair - Biomedical | MHHS-MG | [8 empty] | MONITORVITALSIGNS | Monitor, Vital Signs | Welch Allyn
NO | YES |  |  |  | 142-07197 | 142-07197 | Welch Allyn Inc | CONNEX VSM 6000 SERIES |  | (21)100083173118 | OPID-(NE)-Summer Creek CCC-444 | MHHS-MG |  | Monitor, Vital Signs |  | 142-07197 | 142-07197 | Katy | MHHS-Others | OPID-(NE)-Summer Creek CCC-444 | Nurses Station | 9/1/19 | 9/1/20 |  |  | MONITORS, PHYSIOLOGIC, VITAL SIGNS | Monitor, Vital Signs | MONITORVITALSIGNS-Welch Allyn-Connex 6000 | MONITORVITALSIGNS | Connex 6000 |  |  |  | Welch Allyn | Monitor, Vital Signs |  | MONITORVITALSIGNS-Welch Allyn-Connex 6000 |  | 6/25/14 |  | MVS-A | Covered PM Repair - Biomedical | MHHS-MG | [8 empty] | MONITORVITALSIGNS | Monitor, Vital Signs | Welch Allyn
NO | YES |  |  |  | 005-10231 | 005-10231 | Welch Allyn Inc | CONNEX VSM 6000 SERIES |  |  | MH MG - (SE) - LC CCC - TIMESHARE | MHHS-MG |  | Monitor, Vital Signs |  | 005-10231 | 005-10231 | Southeast | MHHS-MG | MH MG - (SE) - LC CCC - TIMESHARE | C1 606 exam 6 | 2/1/19 |  |  |  | MONITORS, PHYSIOLOGIC, VITAL SIGNS | Monitor, Vital Signs | MONITORVITALSIGNS-Welch Allyn-Connex 6000 | MONITORVITALSIGNS | Connex 6000 |  |  |  | Welch Allyn | Monitor, Vital Signs |  | MONITORVITALSIGNS-Welch Allyn-Connex 6000 |  | 1/1/12 |  | MVS-A | Covered PM Repair - Biomedical | MHHS-MG | [8 empty] | MONITORVITALSIGNS | Monitor, Vital Signs | Welch Allyn
NO | YES |  |  |  | 005-11660 | 005-11660 | Welch Allyn Inc | CONNEX VSM 6000 SERIES |  | (21)100046233216 | MH MG - (SE) - URGENT CARE - CLEAR LAKE (WEBSTER) | MHHS-MG |  | Monitor, Vital Signs |  | 005-11660 | 005-11660 | Southeast | Memorial Hermann Urgent Care Clear Lake (#3) | MH MG - (SE) - URGENT CARE - CLEAR LAKE (WEBSTER) | MH MG URGENT CARE | 2/1/19 |  | 2/1/21 |  | MONITORS, PHYSIOLOGIC, VITAL SIGNS | Monitor, Vital Signs | MONITORVITALSIGNS-Welch Allyn-Connex 6000 | MONITORVITALSIGNS | Connex 6000 |  |  |  | Welch Allyn | Monitor, Vital Signs |  | MONITORVITALSIGNS-Welch Allyn-Connex 6000 |  | 1/1/12 |  | MVS-A | Covered PM Repair - Biomedical | MHHS-MG | [8 empty] | MONITORVITALSIGNS | Monitor, Vital Signs | Welch Allyn
NO | YES |  |  |  | 005-11661 | 005-11661 | Welch Allyn Inc | CONNEX VSM 6000 SERIES |  | (21)100046183216 | MH MG - (SE) - URGENT CARE - CLEAR LAKE (WEBSTER) | MHHS-MG |  | Monitor, Vital Signs |  | 005-11661 | 005-11661 | Southeast | Memorial Hermann Urgent Care Clear Lake (#3) | MH MG - (SE) - URGENT CARE - CLEAR LAKE (WEBSTER) | MH MG URGENT CARE | 2/1/19 |  | 2/1/21 |  | MONITORS, PHYSIOLOGIC, VITAL SIGNS | Monitor, Vital Signs | MONITORVITALSIGNS-Welch Allyn-Connex 6000 | MONITORVITALSIGNS | Connex 6000 |  |  |  | Welch Allyn | Monitor, Vital Signs |  | MONITORVITALSIGNS-Welch Allyn-Connex 6000 |  | 1/1/12 |  | MVS-A | Covered PM Repair - Biomedical | MHHS-MG | [8 empty] | MONITORVITALSIGNS | Monitor, Vital Signs | Welch Allyn
NO | YES |  |  |  | 005-33009 | 005-33009 | Welch Allyn Inc | CONNEX VSM 6000 SERIES |  |  | MH MG-(SL)-Sugar Land Multi-Specialty (Mp1) | MHHS-MG |  | Monitor, Vital Signs |  | 005-33009 | 005-33009 | Sugar Land | MHHS-MG | MH MG-(SL)-Sugar Land Multi-Specialty (Mp1) |  | 3/1/19 |  |  |  | MONITORS, PHYSIOLOGIC, VITAL SIGNS | Monitor, Vital Signs | MONITORVITALSIGNS-Welch Allyn-Connex 6000 | MONITORVITALSIGNS | Connex 6000 |  |  |  | Welch Allyn | Monitor, Vital Signs |  | MONITORVITALSIGNS-Welch Allyn-Connex 6000 |  | 1/1/12 |  | MVS-A | Covered PM Repair - Biomedical | MHHS-MG | [8 empty] | MONITORVITALSIGNS | Monitor, Vital Signs | Welch Allyn
NO | YES |  |  |  | 005-33010 | 005-33010 | Welch Allyn Inc | CONNEX VSM 6000 SERIES |  |  | MH MG-(SL)-Sugar Land Multi-Specialty (Mp1) | MHHS-MG |  | Monitor, Vital Signs |  | 005-33010 | 005-33010 | Sugar Land | MHHS-MG | MH MG-(SL)-Sugar Land Multi-Specialty (Mp1) | Hall | 3/1/19 | 3/1/20 |  |  | MONITORS, PHYSIOLOGIC, VITAL SIGNS | Monitor, Vital Signs | MONITORVITALSIGNS-Welch Allyn-Connex 6000 | MONITORVITALSIGNS | Connex 6000 |  |  |  | Welch Allyn | Monitor, Vital Signs |  | MONITORVITALSIGNS-Welch Allyn-Connex 6000 |  | 1/1/12 |  | MVS-A | Covered PM Repair - Biomedical | MHHS-MG | [8 empty] | MONITORVITALSIGNS | Monitor, Vital Signs | Welch Allyn
NO | YES |  |  |  | 005-33011 | 005-33011 | Welch Allyn Inc | CONNEX VSM 6000 SERIES |  |  | MH MG-(SL)-Sugar Land Multi-Specialty (Mp1) | MHHS-MG |  | Monitor, Vital Signs |  | 005-33011 | 005-33011 | Sugar Land | MHHS-MG | MH MG-(SL)-Sugar Land Multi-Specialty (Mp1) |  | 3/1/19 |  |  |  | MONITORS, PHYSIOLOGIC, VITAL SIGNS | Monitor, Vital Signs | MONITORVITALSIGNS-Welch Allyn-Connex 6000 | MONITORVITALSIGNS | Connex 6000 |  |  |  | Welch Allyn | Monitor, Vital Signs |  | MONITORVITALSIGNS-Welch Allyn-Connex 6000 |  | 1/1/16 |  | MVS-A | Covered PM Repair - Biomedical | MHHS-MG | [8 empty] | MONITORVITALSIGNS | Monitor, Vital Signs | Welch Allyn
NO | YES |  |  |  | 005-33012 | 005-33012 | Welch Allyn Inc | CONNEX VSM 6000 SERIES |  |  | MH MG-(SL)-Sugar Land Multi-Specialty (Mp1) | MHHS-MG |  | Monitor, Vital Signs |  | 005-33012 | 005-33012 | Sugar Land | MHHS-MG | MH MG-(SL)-Sugar Land Multi-Specialty (Mp1) |  | 3/1/19 |  |  |  | MONITORS, PHYSIOLOGIC, VITAL SIGNS | Monitor, Vital Signs | MONITORVITALSIGNS-Welch Allyn-Connex 6000 | MONITORVITALSIGNS | Connex 6000 |  |  |  | Welch Allyn | Monitor, Vital Signs |  | MONITORVITALSIGNS-Welch Allyn-Connex 6000 |  | 1/1/12 |  | MVS-A | Covered PM Repair - Biomedical | MHHS-MG | [8 empty] | MONITORVITALSIGNS | Monitor, Vital Signs | Welch Allyn
NO | YES |  |  |  | 005-33013 | 005-33013 | Welch Allyn Inc | CONNEX VSM 6000 SERIES |  |  | MH MG-(SL)-Sugar Land Multi-Specialty (Mp1) | MHHS-MG |  | Monitor, Vital Signs |  | 005-33013 | 005-33013 | Sugar Land | MHHS-MG | MH MG-(SL)-Sugar Land Multi-Specialty (Mp1) | By exam 4 | 3/1/19 |  | 3/1/20 |  | MONITORS, PHYSIOLOGIC, VITAL SIGNS | Monitor, Vital Signs | MONITORVITALSIGNS-Welch Allyn-Connex 6000 | MONITORVITALSIGNS | Connex 6000 |  |  |  | Welch Allyn | Monitor, Vital Signs |  | MONITORVITALSIGNS-Welch Allyn-Connex 6000 |  | 1/1/12 |  | MVS-A | Covered PM Repair - Biomedical | MHHS-MG | [8 empty] | MONITORVITALSIGNS | Monitor, Vital Signs | Welch Allyn
NO | YES |  |  |  | 005-33641 | 005-33641 | Welch Allyn Inc | CONNEX VSM 6000 SERIES |  |  | MH MG-(WDLS)-Ob/Gyn (Mp3) | MHHS-MG |  | Monitor, Vital Signs |  | 005-33641 | 005-33641 | Woodlands | MHHS-MG | MH MG-(WDLS)-Ob/Gyn (Mp3) | Nurses Stat | 8/1/19 |  | 8/1/20 |  | MONITORS, PHYSIOLOGIC, VITAL SIGNS | Monitor, Vital Signs | MONITORVITALSIGNS-Welch Allyn-Connex 6000 | MONITORVITALSIGNS | Connex 6000 |  |  |  | Welch Allyn | Monitor, Vital Signs |  | MONITORVITALSIGNS-Welch Allyn-Connex 6000 |  | 1/1/12 |  | MVS-A | Covered PM Repair - Biomedical | MHHS-MG | [8 empty] | MONITORVITALSIGNS | Monitor, Vital Signs | Welch Allyn
NO | YES |  |  |  | 005-33642 | 005-33642 | Welch Allyn Inc | CONNEX VSM 6000 SERIES |  |  | MH MG-(WDLS)-Ob/Gyn (Mp3) | MHHS-MG |  | Monitor, Vital Signs |  | 005-33642 | 005-33642 | Woodlands | MHHS-MG | MH MG-(WDLS)-Ob/Gyn (Mp3) | OB | 8/1/19 |  | 8/1/20 |  | MONITORS, PHYSIOLOGIC, VITAL SIGNS | Monitor, Vital Signs | MONITORVITALSIGNS-Welch Allyn-Connex 6000 | MONITORVITALSIGNS | Connex 6000 |  |  |  | Welch Allyn | Monitor, Vital Signs |  | MONITORVITALSIGNS-Welch Allyn-Connex 6000 |  | 1/1/12 |  | MVS-A | Covered PM Repair - Biomedical | MHHS-MG | [8 empty] | MONITORVITALSIGNS | Monitor, Vital Signs | Welch Allyn
NO | YES |  |  |  | 005-33643 | 005-33643 | Welch Allyn Inc | CONNEX VSM 6000 SERIES |  |  | MH MG-(WDLS)-Ob/Gyn (Mp3) | MHHS-MG |  | Monitor, Vital Signs |  | 005-33643 | 005-33643 | Woodlands | MHHS-MG | MH MG-(WDLS)-Ob/Gyn (Mp3) | Nurses Stat | 8/1/19 |  | 8/1/20 |  | MONITORS, PHYSIOLOGIC, VITAL SIGNS | Monitor, Vital Signs | MONITORVITALSIGNS-Welch Allyn-Connex 6000 | MONITORVITALSIGNS | Connex 6000 |  |  |  | Welch Allyn | Monitor, Vital Signs |  | MONITORVITALSIGNS-Welch Allyn-Connex 6000 |  | 1/1/12 |  | MVS-A | Covered PM Repair - Biomedical | MHHS-MG | [8 empty] | MONITORVITALSIGNS | Monitor, Vital Signs | Welch Allyn
NO | YES |  |  |  | 005-33646 | 005-33646 | Welch Allyn Inc | CONNEX VSM 6000 SERIES |  |  | MH MG-(WDLS)-Ob/Gyn (Mp3) | MHHS-MG |  | Monitor, Vital Signs |  | 005-33646 | 005-33646 | Woodlands | MHHS-MG | MH MG-(WDLS)-Ob/Gyn (Mp3) | Hallway | 8/1/19 |  | 8/1/20 |  | MONITORS, PHYSIOLOGIC, VITAL SIGNS | Monitor, Vital Signs | MONITORVITALSIGNS-Welch Allyn-Connex 6000 | MONITORVITALSIGNS | Connex 6000 |  |  |  | Welch Allyn | Monitor, Vital Signs |  | MONITORVITALSIGNS-Welch Allyn-Connex 6000 |  | 1/1/12 |  | MVS-A | Covered PM Repair - Biomedical | MHHS-MG | [8 empty] | MONITORVITALSIGNS | Monitor, Vital Signs | Welch Allyn
NO | YES |  |  |  | 017-01396 | 017-01396 | Welch Allyn Inc | CONNEX VSM 6000 SERIES |  | (21) 100095293317 | MH MG-(WDLS)-Ob/Gyn (Mp3) | MHHS-MG |  | Monitor, Vital Signs |  | 017-01396 | 017-01396 | Woodlands | MHHS-MG | MH MG-(WDLS)-Ob/Gyn (Mp3) | Hall | 8/1/19 |  | 8/1/20 |  | MONITORS, PHYSIOLOGIC, VITAL SIGNS | Monitor, Vital Signs | MONITORVITALSIGNS-Welch Allyn-Connex 6000 | MONITORVITALSIGNS | Connex 6000 |  |  |  | Welch Allyn | Monitor, Vital Signs |  | MONITORVITALSIGNS-Welch Allyn-Connex 6000 |  | 1/1/12 |  | MVS-A | Covered PM Repair - Biomedical | MHHS-MG | [8 empty] | MONITORVITALSIGNS | Monitor, Vital Signs | Welch Allyn
NO | YES |  |  |  | 017-01397 | 017-01397 | Welch Allyn Inc | CONNEX VSM 6000 SERIES |  | (21) 100095202217 | MH MG-(WDLS)-Ob/Gyn (Mp3) | MHHS-MG |  | Monitor, Vital Signs |  | 017-01397 | 017-01397 | Woodlands | MHHS-MG | MH MG-(WDLS)-Ob/Gyn (Mp3) | Hall | 8/1/19 |  | 8/1/20 |  | MONITORS, PHYSIOLOGIC, VITAL SIGNS | Monitor, Vital Signs | MONITORVITALSIGNS-Welch Allyn-Connex 6000 | MONITORVITALSIGNS | Connex 6000 |  |  |  | Welch Allyn | Monitor, Vital Signs |  | MONITORVITALSIGNS-Welch Allyn-Connex 6000 |  | 1/1/12 |  | MVS-A | Covered PM Repair - Biomedical | MHHS-MG | [8 empty] | MONITORVITALSIGNS | Monitor, Vital Signs | Welch Allyn
NO | YES |  |  |  | 017-01398 | 017-01398 | Welch Allyn Inc | CONNEX VSM 6000 SERIES |  | (21) 100095353317 | MH MG-(WDLS)-Ob/Gyn (Mp3) | MHHS-MG |  | Monitor, Vital Signs |  | 017-01398 | 017-01398 | Woodlands | MHHS-MG | MH MG-(WDLS)-Ob/Gyn (Mp3) | OBGYN | 8/1/19 |  | 8/1/20 |  | MONITORS, PHYSIOLOGIC, VITAL SIGNS | Monitor, Vital Signs | MONITORVITALSIGNS-Welch Allyn-Connex 6000 | MONITORVITALSIGNS | Connex 6000 |  |  |  | Welch Allyn | Monitor, Vital Signs |  | MONITORVITALSIGNS-Welch Allyn-Connex 6000 |  | 1/1/16 |  | MVS-A | Covered PM Repair - Biomedical | MHHS-MG | [8 empty] | MONITORVITALSIGNS | Monitor, Vital Signs | Welch Allyn
NO | YES |  |  |  | 017-01399 | 017-01399 | Welch Allyn Inc | CONNEX VSM 6000 SERIES |  | (21) 100095263317 | MH MG-(WDLS)-Ob/Gyn (Mp3) | MHHS-MG |  | Monitor, Vital Signs |  | 017-01399 | 017-01399 | Woodlands | MHHS-MG | MH MG-(WDLS)-Ob/Gyn (Mp3) | Exam 3 | 8/1/19 |  | 8/1/20 |  | MONITORS, PHYSIOLOGIC, VITAL SIGNS | Monitor, Vital Signs | MONITORVITALSIGNS-Welch Allyn-Connex 6000 | MONITORVITALSIGNS | Connex 6000 |  |  |  | Welch Allyn | Monitor, Vital Signs |  | MONITORVITALSIGNS-Welch Allyn-Connex 6000 |  | 1/1/10 |  | MVS-A | Covered PM Repair - Biomedical | MHHS-MG | [8 empty] | MONITORVITALSIGNS | Monitor, Vital Signs | Welch Allyn
NO | YES |  |  |  |  | 099-01629 | Welch Allyn Inc | CONNEX VSM 6000 SERIES |  |  | NE-2 West Tower | MHHS-Northeast |  | Monitor, Vital Signs |  |  | 099-01629 | Katy | MHHS-Northeast | NE-2 West Tower | W2 - 05 | 10/1/19 |  |  |  | MONITORS, PHYSIOLOGIC, VITAL SIGNS | Monitor, Vital Signs | MONITORVITALSIGNS-Welch Allyn-Connex 6000 | MONITORVITALSIGNS | Connex 6000 |  |  |  | Welch Allyn | Monitor, Vital Signs |  | MONITORVITALSIGNS-Welch Allyn-Connex 6000 |  |  |  | MVS-A | Covered PM Repair - Biomedical | MHHS-Northeast | [8 empty] | MONITORVITALSIGNS | Monitor, Vital Signs | Welch Allyn
NO | YES |  |  |  |  | 142-05286 | Welch Allyn Inc | CONNEX VSM 6000 SERIES |  |  | NE-5 South West | MHHS-Northeast |  | Monitor, Vital Signs |  |  | 142-05286 | Katy | MHHS-Northeast | NE-5 South West |  | 5/1/19 | 5/1/20 |  |  | MONITORS, PHYSIOLOGIC, VITAL SIGNS | Monitor, Vital Signs | MONITORVITALSIGNS-Welch Allyn-Connex 6000 | MONITORVITALSIGNS | Connex 6000 |  |  |  | Welch Allyn | Monitor, Vital Signs |  | MONITORVITALSIGNS-Welch Allyn-Connex 6000 |  |  |  | MVS-A | Covered PM Repair - Biomedical | MHHS-Northeast | [8 empty] | MONITORVITALSIGNS | Monitor, Vital Signs | Welch Allyn
NO | YES |  |  |  |  | 142-05291 | Welch Allyn Inc | CONNEX VSM 6000 SERIES |  |  | NE-5 South West | MHHS-Northeast |  | Monitor, Vital Signs |  |  | 142-05291 | Katy | MHHS-Northeast | NE-5 South West |  | 5/1/19 | 5/1/20 |  |  | MONITORS, PHYSIOLOGIC, VITAL SIGNS | Monitor, Vital Signs | MONITORVITALSIGNS-Welch Allyn-Connex 6000 | MONITORVITALSIGNS | Connex 6000 |  |  |  | Welch Allyn | Monitor, Vital Signs |  | MONITORVITALSIGNS-Welch Allyn-Connex 6000 |  |  |  | MVS-A | Covered PM Repair - Biomedical | MHHS-Northeast | [8 empty] | MONITORVITALSIGNS | Monitor, Vital Signs | Welch Allyn
NO | YES | [5 empty] | Welch Allyn Inc | CONNEX VSM 6000 SERIES |  |  | NE-5 South West | MHHS-Northeast |  | Monitor, Vital Signs |  |  |  | Katy | MHHS-Northeast | NE-5 South West | Oitside Employee Lounge | 12/1/18 | 12/1/19 |  |  | MONITORS, PHYSIOLOGIC, VITAL SIGNS | Monitor, Vital Signs | MONITORVITALSIGNS-Welch Allyn-Connex 6000 | MONITORVITALSIGNS | Connex 6000 |  |  |  | Welch Allyn | Monitor, Vital Signs |  | MONITORVITALSIGNS-Welch Allyn-Connex 6000 |  |  |  | MVS-A | Covered PM Repair - Biomedical | MHHS-Northeast | [8 empty] | MONITORVITALSIGNS | Monitor, Vital Signs | Welch Allyn
NO | YES |  |  |  |  | 142-05266 | Welch Allyn Inc | CONNEX VSM 6000 SERIES |  |  | NE-5 South West | MHHS-Northeast |  | Monitor, Vital Signs |  |  | 142-05266 | Katy | MHHS-Northeast | NE-5 South West |  | 4/1/19 | 4/1/20 |  |  | MONITORS, PHYSIOLOGIC, VITAL SIGNS | Monitor, Vital Signs | MONITORVITALSIGNS-Welch Allyn-Connex 6000 | MONITORVITALSIGNS | Connex 6000 |  |  |  | Welch Allyn | Monitor, Vital Signs |  | MONITORVITALSIGNS-Welch Allyn-Connex 6000 |  |  |  | MVS-A | Covered PM Repair - Biomedical | MHHS-Northeast | [8 empty] | MONITORVITALSIGNS | Monitor, Vital Signs | Welch Allyn
NO | YES |  |  |  |  | 142-05407 | Welch Allyn Inc | CONNEX VSM 6000 SERIES |  |  | NE-5 South West | MHHS-Northeast |  | Monitor, Vital Signs |  |  | 142-05407 | Katy | MHHS-Northeast | NE-5 South West | Outside SW531 | 8/1/19 | 8/1/20 |  |  | MONITORS, PHYSIOLOGIC, VITAL SIGNS | Monitor, Vital Signs | MONITORVITALSIGNS-Welch Allyn-Connex 6000 | MONITORVITALSIGNS | Connex 6000 |  |  |  | Welch Allyn | Monitor, Vital Signs |  | MONITORVITALSIGNS-Welch Allyn-Connex 6000 |  |  |  | MVS-A | Covered PM Repair - Biomedical | MHHS-Northeast | [8 empty] | MONITORVITALSIGNS | Monitor, Vital Signs | Welch Allyn
NO | YES |  |  |  |  | 142-05411 | Welch Allyn Inc | CONNEX VSM 6000 SERIES |  |  | NE-5 South West | MHHS-Northeast |  | Monitor, Vital Signs |  |  | 142-05411 | Katy | MHHS-Northeast | NE-5 South West | Outside SW531 | 8/1/19 | 8/1/20 |  |  | MONITORS, PHYSIOLOGIC, VITAL SIGNS | Monitor, Vital Signs | MONITORVITALSIGNS-Welch Allyn-Connex 6000 | MONITORVITALSIGNS | Connex 6000 |  |  |  | Welch Allyn | Monitor, Vital Signs |  | MONITORVITALSIGNS-Welch Allyn-Connex 6000 |  |  |  | MVS-A | Covered PM Repair - Biomedical | MHHS-Northeast | [8 empty] | MONITORVITALSIGNS | Monitor, Vital Signs | Welch Allyn
NO | YES |  |  |  |  | 142-05413 | Welch Allyn Inc | CONNEX VSM 6000 SERIES |  |  | NE-5 South West | MHHS-Northeast |  | Monitor, Vital Signs |  |  | 142-05413 | Katy | MHHS-Northeast | NE-5 South West | Oitside Employee Lounge | 6/1/19 | 6/1/20 |  |  | MONITORS, PHYSIOLOGIC, VITAL SIGNS | Monitor, Vital Signs | MONITORVITALSIGNS-Welch Allyn-Connex 6000 | MONITORVITALSIGNS | Connex 6000 |  |  |  | Welch Allyn | Monitor, Vital Signs |  | MONITORVITALSIGNS-Welch Allyn-Connex 6000 |  | 4/1/17 |  | MVS-A | Covered PM Repair - Biomedical | MHHS-Northeast | [8 empty] | MONITORVITALSIGNS | Monitor, Vital Signs | Welch Allyn
NO | YES | [5 empty] | Welch Allyn Inc | CONNEX VSM 6000 SERIES |  |  | NE-5 South West | MHHS-Northeast |  | Monitor, Vital Signs |  |  |  | Katy | MHHS-Northeast | NE-5 South West |  | 8/1/19 | 8/1/20 |  |  | MONITORS, PHYSIOLOGIC, VITAL SIGNS | Monitor, Vital Signs | MONITORVITALSIGNS-Welch Allyn-Connex 6000 | MONITORVITALSIGNS | Connex 6000 |  |  |  | Welch Allyn | Monitor, Vital Signs |  | MONITORVITALSIGNS-Welch Allyn-Connex 6000 |  | 11/21/20 |  | MVS-A | Not Covered Vendor Only - Biomedical | MHHS-Northeast | [8 empty] | MONITORVITALSIGNS | Monitor, Vital Signs | Welch Allyn
NO | YES |  |  |  |  | 142-05436 | Welch Allyn Inc | CONNEX VSM 6000 SERIES |  |  | NE-5 South West | MHHS-Northeast |  | Monitor, Vital Signs |  |  | 142-05436 | Katy | MHHS-Northeast | NE-5 South West |  | 1/1/19 | 1/1/20 |  |  | MONITORS, PHYSIOLOGIC, VITAL SIGNS | Monitor, Vital Signs | MONITORVITALSIGNS-Welch Allyn-Connex 6000 | MONITORVITALSIGNS | Connex 6000 |  |  |  | Welch Allyn | Monitor, Vital Signs |  | MONITORVITALSIGNS-Welch Allyn-Connex 6000 |  | 11/21/20 |  | MVS-A | Not Covered Vendor Only - Biomedical | MHHS-Northeast | [8 empty] | MONITORVITALSIGNS | Monitor, Vital Signs | Welch Allyn
NO | YES |  |  |  | 142-06816 | 142-06816 | Welch Allyn Inc | CONNEX VSM 6000 SERIES |  |  | NE-5 South West | MHHS-Northeast |  | Monitor, Vital Signs |  | 142-06816 | 142-06816 | Katy | MHHS-Northeast | NE-5 South West | Outside SW531 | 1/1/19 | 1/1/20 |  |  | MONITORS, PHYSIOLOGIC, VITAL SIGNS | Monitor, Vital Signs | MONITORVITALSIGNS-Welch Allyn-Connex 6000 | MONITORVITALSIGNS | Connex 6000 |  |  |  | Welch Allyn | Monitor, Vital Signs |  | MONITORVITALSIGNS-Welch Allyn-Connex 6000 |  | 11/21/20 |  | MVS-A | Not Covered Vendor Only - Biomedical | MHHS-Northeast | [8 empty] | MONITORVITALSIGNS | Monitor, Vital Signs | Welch Allyn
NO | YES |  |  |  |  | 142-05777 | Welch Allyn Inc | CONNEX VSM 6000 SERIES |  |  | NE-Cancer Center | MHHS-Northeast |  | Monitor, Vital Signs |  |  | 142-05777 | Katy | MHHS-Northeast | NE-Cancer Center | Hallway | 8/1/19 |  |  |  | MONITORS, PHYSIOLOGIC, VITAL SIGNS | Monitor, Vital Signs | MONITORVITALSIGNS-Welch Allyn-Connex 6000 | MONITORVITALSIGNS | Connex 6000 |  |  |  | Welch Allyn | Monitor, Vital Signs |  | MONITORVITALSIGNS-Welch Allyn-Connex 6000 |  | 11/21/20 |  | MVS-A | Not Covered Vendor Only - Biomedical | MHHS-Northeast | [8 empty] | MONITORVITALSIGNS | Monitor, Vital Signs | Welch Allyn
NO | YES |  |  |  | 142-06043 | 142-06043 | Welch Allyn Inc | CONNEX VSM 6000 SERIES |  |  | NE-Cancer Center | MHHS-Northeast |  | Monitor, Vital Signs |  | 142-06043 | 142-06043 | Katy | MHHS-Northeast | NE-Cancer Center | Hallway | 8/1/19 | 8/1/20 |  |  | MONITORS, PHYSIOLOGIC, VITAL SIGNS | Monitor, Vital Signs | MONITORVITALSIGNS-Welch Allyn-Connex 6000 | MONITORVITALSIGNS | Connex 6000 |  |  |  | Welch Allyn | Monitor, Vital Signs |  | MONITORVITALSIGNS-Welch Allyn-Connex 6000 |  | 7/17/20 |  | MVS-A | Not Covered Vendor Only - Biomedical | MHHS-Northeast | [8 empty] | MONITORVITALSIGNS | Monitor, Vital Signs | Welch Allyn
NO | YES | [5 empty] | Welch Allyn Inc | CONNEX VSM 6000 SERIES |  |  | NE - CLINICAL DECISION UNIT | MHHS-Northeast |  | Monitor, Vital Signs |  |  |  | Katy |  | NE - CLINICAL DECISION UNIT | RM7 |  |  |  |  | MONITORS, PHYSIOLOGIC, VITAL SIGNS |  | MONITORVITALSIGNS-Welch Allyn-Connex 6000 | MONITORVITALSIGNS | Connex 6000 |  |  |  | Welch Allyn | Monitor, Vital Signs |  | MONITORVITALSIGNS-Welch Allyn-Connex 6000 |  |  |  |  | Not Covered Vendor Only - Biomedical | MHHS-Northeast
NO | YES |  |  |  |  | 142-05415 | Welch Allyn Inc | CONNEX VSM 6000 SERIES |  |  | NE-Clinical Decision Unit | MHHS-Northeast |  | Monitor, Vital Signs |  |  | 142-05415 | Katy | MHHS-Northeast | NE-Clinical Decision Unit | Cdu 2 | 10/1/18 |  |  |  | MONITORS, PHYSIOLOGIC, VITAL SIGNS | Monitor, Vital Signs | MONITORVITALSIGNS-Welch Allyn-Connex 6000 | MONITORVITALSIGNS | Connex 6000 |  |  |  | Welch Allyn | Monitor, Vital Signs |  | MONITORVITALSIGNS-Welch Allyn-Connex 6000 |  | 7/17/20 |  | MVS-A | Not Covered Vendor Only - Biomedical | MHHS-Northeast | [8 empty] | MONITORVITALSIGNS | Monitor, Vital Signs | Welch Allyn
NO | YES | [5 empty] | Welch Allyn Inc | CONNEX VSM 6000 SERIES |  |  | NE - CLINICAL DECISION UNIT | MHHS-Northeast |  | Monitor, Vital Signs |  |  |  | Katy |  | NE - CLINICAL DECISION UNIT | RM 4 |  |  |  |  | MONITORS, PHYSIOLOGIC, VITAL SIGNS |  | MONITORVITALSIGNS-Welch Allyn-Connex 6000 | MONITORVITALSIGNS | Connex 6000 |  |  |  | Welch Allyn | Monitor, Vital Signs |  | MONITORVITALSIGNS-Welch Allyn-Connex 6000 |  |  |  |  | Not Covered Vendor Only - Biomedical | MHHS-Northeast
NO | YES |  |  |  |  | 099-01374 | Welch Allyn Inc | CONNEX VSM 6000 SERIES |  |  | NE-Clinical Decision Unit | MHHS-Northeast |  | Monitor, Vital Signs |  |  | 099-01374 | Katy | MHHS-Northeast | NE-Clinical Decision Unit | Cdu 2 | 12/1/19 | 12/1/20 |  |  | MONITORS, PHYSIOLOGIC, VITAL SIGNS | Monitor, Vital Signs | MONITORVITALSIGNS-Welch Allyn-Connex 6000 | MONITORVITALSIGNS | Connex 6000 |  |  |  | Welch Allyn | Monitor, Vital Signs |  | MONITORVITALSIGNS-Welch Allyn-Connex 6000 |  | 1/1/12 |  | MVS-A | Covered PM Repair - Biomedical | MHHS-Northeast | [8 empty] | MONITORVITALSIGNS | Monitor, Vital Signs | Welch Allyn
NO | YES |  |  |  |  | 099-03842 | Welch Allyn Inc | CONNEX VSM 6000 SERIES |  |  | NE-Clinical Decision Unit | MHHS-Northeast |  | Monitor, Vital Signs |  |  | 099-03842 | Katy | MHHS-Northeast | NE-Clinical Decision Unit | Biomed shop | 12/1/18 |  |  |  | MONITORS, PHYSIOLOGIC, VITAL SIGNS | Monitor, Vital Signs | MONITORVITALSIGNS-Welch Allyn-Connex 6000 | MONITORVITALSIGNS | Connex 6000 |  |  |  | Welch Allyn | Monitor, Vital Signs |  | MONITORVITALSIGNS-Welch Allyn-Connex 6000 |  |  |  | MVS-A | Covered PM Repair - Biomedical | MHHS-Northeast | [8 empty] | MONITORVITALSIGNS | Monitor, Vital Signs | Welch Allyn
NO | YES |  |  |  |  | 099-03874 | Welch Allyn Inc | CONNEX VSM 6000 SERIES |  |  | NE-Clinical Decision Unit | MHHS-Northeast |  | Monitor, Vital Signs |  |  | 099-03874 | Katy | MHHS-Northeast | NE-Clinical Decision Unit | Room 11 |  |  |  |  | MONITORS, PHYSIOLOGIC, VITAL SIGNS | Monitor, Vital Signs | MONITORVITALSIGNS-Welch Allyn-Connex 6000 | MONITORVITALSIGNS | Connex 6000 |  |  |  | Welch Allyn | Monitor, Vital Signs |  | MONITORVITALSIGNS-Welch Allyn-Connex 6000 |  |  |  | MVS-A | Covered PM Repair - Biomedical | MHHS-Northeast | [8 empty] | MONITORVITALSIGNS | Monitor, Vital Signs | Welch Allyn
NO | YES |  |  |  | 142-06784 | 142-06784 | Welch Allyn Inc | CONNEX VSM 6000 SERIES |  |  | MNA - (CY) - CYPRESS (MP1-360) | MHHS-Northeast |  | Monitor, Vital Signs |  | 142-06784 | 142-06784 | Katy |  | MNA - (CY) - CYPRESS (MP1-360) | Bio med shop | 8/1/19 | 8/1/20 |  |  | MONITORS, PHYSIOLOGIC, VITAL SIGNS | Monitor, Vital Signs | MONITORVITALSIGNS-Welch Allyn-Connex 6000 | MONITORVITALSIGNS | Connex 6000 |  |  |  | Welch Allyn | Monitor, Vital Signs |  | MONITORVITALSIGNS-Welch Allyn-Connex 6000 |  |  |  | MVS-A | Covered PM Repair - Biomedical | MHHS-Northeast | [8 empty] | MONITORVITALSIGNS | Monitor, Vital Signs | Welch Allyn
NO | YES |  |  |  | 142-07997 | 142-07997 | Welch Allyn Inc | CONNEX VSM 6000 SERIES |  |  | NE-ER | MHHS-Northeast |  | Monitor, Vital Signs |  | 142-07997 | 142-07997 | Katy | MHHS-Northeast | NE-ER | By er 3 | 2/1/19 | 2/1/20 |  |  | MONITORS, PHYSIOLOGIC, VITAL SIGNS | Monitor, Vital Signs | MONITORVITALSIGNS-Welch Allyn-Connex 6000 | MONITORVITALSIGNS | Connex 6000 |  |  |  | Welch Allyn | Monitor, Vital Signs |  | MONITORVITALSIGNS-Welch Allyn-Connex 6000 |  | 1/1/12 |  | MVS-A | Covered PM Repair - Biomedical | MHHS-Northeast | [8 empty] | MONITORVITALSIGNS | Monitor, Vital Signs | Welch Allyn
NO | YES |  |  |  | 142-07998 | 142-07998 | Welch Allyn Inc | CONNEX VSM 6000 SERIES |  |  | NE-ER | MHHS-Northeast |  | Monitor, Vital Signs |  | 142-07998 | 142-07998 | Katy | MHHS-Northeast | NE-ER |  | 2/1/19 | 2/1/20 |  |  | MONITORS, PHYSIOLOGIC, VITAL SIGNS | Monitor, Vital Signs | MONITORVITALSIGNS-Welch Allyn-Connex 6000 | MONITORVITALSIGNS | Connex 6000 |  |  |  | Welch Allyn | Monitor, Vital Signs |  | MONITORVITALSIGNS-Welch Allyn-Connex 6000 |  | 1/1/12 |  | MVS-A | Covered PM Repair - Biomedical | MHHS-Northeast | [8 empty] | MONITORVITALSIGNS | Monitor, Vital Signs | Welch Allyn
NO | YES |  |  |  | 142-07999 | 142-07999 | Welch Allyn Inc | CONNEX VSM 6000 SERIES |  |  | NE-ER | MHHS-Northeast |  | Monitor, Vital Signs |  | 142-07999 | 142-07999 | Katy | MHHS-Northeast | NE-ER | Main Lobby Desk | 2/1/19 | 2/1/20 |  |  | MONITORS, PHYSIOLOGIC, VITAL SIGNS | Monitor, Vital Signs | MONITORVITALSIGNS-Welch Allyn-Connex 6000 | MONITORVITALSIGNS | Connex 6000 |  |  |  | Welch Allyn | Monitor, Vital Signs |  | MONITORVITALSIGNS-Welch Allyn-Connex 6000 |  |  |  | MVS-A | Covered PM Repair - Biomedical | MHHS-Northeast | [8 empty] | MONITORVITALSIGNS | Monitor, Vital Signs | Welch Allyn
NO | YES |  |  |  | 142-08001 | 142-08001 | Welch Allyn Inc | CONNEX VSM 6000 SERIES |  |  | NE-ER | MHHS-Northeast |  | Monitor, Vital Signs |  | 142-08001 | 142-08001 | Katy | MHHS-Northeast | NE-ER | Main Lobby Desk | 2/1/19 | 2/1/20 |  |  | MONITORS, PHYSIOLOGIC, VITAL SIGNS | Monitor, Vital Signs | MONITORVITALSIGNS-Welch Allyn-Connex 6000 | MONITORVITALSIGNS | Connex 6000 |  |  |  | Welch Allyn | Monitor, Vital Signs |  | MONITORVITALSIGNS-Welch Allyn-Connex 6000 |  | 4/1/00 |  | MVS-A | Covered PM Repair - Biomedical | MHHS-Northeast | [8 empty] | MONITORVITALSIGNS | Monitor, Vital Signs | Welch Allyn
NO | YES |  |  |  |  | 142-05270 | Welch Allyn Inc | CONNEX VSM 6000 SERIES |  |  | NE-2 West Tower | MHHS-Northeast |  | Monitor, Vital Signs |  |  | 142-05270 | Katy | MHHS-Northeast | NE-2 West Tower | Telementry | 12/1/18 | 12/1/19 |  |  | MONITORS, PHYSIOLOGIC, VITAL SIGNS | Monitor, Vital Signs | MONITORVITALSIGNS-Welch Allyn-Connex 6000 | MONITORVITALSIGNS | Connex 6000 |  |  |  | Welch Allyn | Monitor, Vital Signs |  | MONITORVITALSIGNS-Welch Allyn-Connex 6000 |  |  |  | MVS-A | Covered PM Repair - Biomedical | MHHS-Northeast | [8 empty] | MONITORVITALSIGNS | Monitor, Vital Signs | Welch Allyn
NO | YES |  |  |  |  | 142-05434 | Welch Allyn Inc | CONNEX VSM 6000 SERIES |  |  | NE-ICU | MHHS-Northeast |  | Monitor, Vital Signs |  |  | 142-05434 | Katy | MHHS-Northeast | NE-ICU |  | 12/1/18 | 12/1/19 |  |  | MONITORS, PHYSIOLOGIC, VITAL SIGNS | Monitor, Vital Signs | MONITORVITALSIGNS-Welch Allyn-Connex 6000 | MONITORVITALSIGNS | Connex 6000 |  |  |  | Welch Allyn | Monitor, Vital Signs |  | MONITORVITALSIGNS-Welch Allyn-Connex 6000 |  |  |  | MVS-A | Covered PM Repair - Biomedical | MHHS-Northeast | [8 empty] | MONITORVITALSIGNS | Monitor, Vital Signs | Welch Allyn
NO | YES |  |  |  |  | 142-05271 | Welch Allyn Inc | CONNEX VSM 6000 SERIES |  |  | NE-IMU1 | MHHS-Northeast |  | Monitor, Vital Signs |  |  | 142-05271 | Katy | MHHS-Northeast | NE-IMU1 | By room 4020 | 12/1/18 | 12/1/19 |  |  | MONITORS, PHYSIOLOGIC, VITAL SIGNS | Monitor, Vital Signs | MONITORVITALSIGNS-Welch Allyn-Connex 6000 | MONITORVITALSIGNS | Connex 6000 |  |  |  | Welch Allyn | Monitor, Vital Signs |  | MONITORVITALSIGNS-Welch Allyn-Connex 6000 |  | 7/11/17 |  | MVS-A | Covered PM Repair - Biomedical | MHHS-Northeast | [8 empty] | MONITORVITALSIGNS | Monitor, Vital Signs | Welch Allyn
NO | YES |  |  |  | 142-06773 | 142-06773 | Welch Allyn Inc | CONNEX VSM 6000 SERIES |  |  | NE-Cancer Center | MHHS-Northeast |  | Monitor, Vital Signs |  | 142-06773 | 142-06773 | Katy | MHHS-Northeast | NE-Cancer Center | Ex 3 | 8/1/19 |  |  |  | MONITORS, PHYSIOLOGIC, VITAL SIGNS | Monitor, Vital Signs | MONITORVITALSIGNS-Welch Allyn-Connex 6000 | MONITORVITALSIGNS | Connex 6000 |  |  |  | Welch Allyn | Monitor, Vital Signs |  | MONITORVITALSIGNS-Welch Allyn-Connex 6000 |  |  |  | MVS-A | Covered PM Repair - Biomedical | MHHS-Northeast | [8 empty] | MONITORVITALSIGNS | Monitor, Vital Signs | Welch Allyn
NO | YES |  |  |  | 142-08040 | 142-08040 | Welch Allyn Inc | CONNEX VSM 6000 SERIES |  | (21)100034684118 | NE-Cancer Center | MHHS-Northeast |  | Monitor, Vital Signs |  | 142-08040 | 142-08040 | Katy | MHHS-Northeast | NE-Cancer Center |  | 12/1/18 | 12/1/19 |  |  | MONITORS, PHYSIOLOGIC, VITAL SIGNS | Monitor, Vital Signs | MONITORVITALSIGNS-Welch Allyn-Connex 6000 | MONITORVITALSIGNS | Connex 6000 |  |  |  | Welch Allyn | Monitor, Vital Signs |  | MONITORVITALSIGNS-Welch Allyn-Connex 6000 |  |  |  | MVS-A | Covered PM Repair - Biomedical | MHHS-Northeast | [8 empty] | MONITORVITALSIGNS | Monitor, Vital Signs | Welch Allyn
NO | YES |  |  |  |  | 142-05405 | Welch Allyn Inc | CONNEX VSM 6000 SERIES |  |  | NE-Hemodialysis | MHHS-Northeast |  | Monitor, Vital Signs |  |  | 142-05405 | Katy | MHHS-Northeast | NE-Hemodialysis | Room 3 | 10/1/19 | 10/1/20 |  |  | MONITORS, PHYSIOLOGIC, VITAL SIGNS | Monitor, Vital Signs | MONITORVITALSIGNS-Welch Allyn-Connex 6000 | MONITORVITALSIGNS | Connex 6000 |  |  |  | Welch Allyn | Monitor, Vital Signs |  | MONITORVITALSIGNS-Welch Allyn-Connex 6000 |  |  |  | MVS-A | Covered PM Repair - Biomedical | MHHS-Northeast | [8 empty] | MONITORVITALSIGNS | Monitor, Vital Signs | Welch Allyn
NO | YES |  |  |  |  | 142-05409 | Welch Allyn Inc | CONNEX VSM 6000 SERIES |  |  | NE-Med/Surg | MHHS-Northeast |  | Monitor, Vital Signs |  |  | 142-05409 | Katy | MHHS-Northeast | NE-Med/Surg | Room 2 | 10/1/18 | 2/1/20 |  |  | MONITORS, PHYSIOLOGIC, VITAL SIGNS | Monitor, Vital Signs | MONITORVITALSIGNS-Welch Allyn-Connex 6000 | MONITORVITALSIGNS | Connex 6000 |  |  |  | Welch Allyn | Monitor, Vital Signs |  | MONITORVITALSIGNS-Welch Allyn-Connex 6000 |  |  |  | MVS-A | Covered PM Repair - Biomedical | MHHS-Northeast | [8 empty] | MONITORVITALSIGNS | Monitor, Vital Signs | Welch Allyn
NO | YES |  |  |  |  | 142-05432 | Welch Allyn Inc | CONNEX VSM 6000 SERIES |  |  | NE-2 West Tower | MHHS-Northeast |  | Monitor, Vital Signs |  |  | 142-05432 | Katy | MHHS-Northeast | NE-2 West Tower | W2-20 | 12/1/19 | 12/1/20 |  |  | MONITORS, PHYSIOLOGIC, VITAL SIGNS | Monitor, Vital Signs | MONITORVITALSIGNS-Welch Allyn-Connex 6000 | MONITORVITALSIGNS | Connex 6000 |  |  |  | Welch Allyn | Monitor, Vital Signs |  | MONITORVITALSIGNS-Welch Allyn-Connex 6000 |  |  |  | MVS-A | Covered PM Repair - Biomedical | MHHS-Northeast | [8 empty] | MONITORVITALSIGNS | Monitor, Vital Signs | Welch Allyn
NO | YES |  |  |  |  | 142-06275 | Welch Allyn Inc | CONNEX VSM 6000 SERIES |  |  | NE-2 West Tower | MHHS-Northeast |  | Monitor, Vital Signs |  |  | 142-06275 | Katy | MHHS-Northeast | NE-2 West Tower | W2 - 01 | 10/1/19 | 10/1/20 |  |  | MONITORS, PHYSIOLOGIC, VITAL SIGNS | Monitor, Vital Signs | MONITORVITALSIGNS-Welch Allyn-Connex 6000 | MONITORVITALSIGNS | Connex 6000 |  |  |  | Welch Allyn | Monitor, Vital Signs |  | MONITORVITALSIGNS-Welch Allyn-Connex 6000 |  |  |  | MVS-A | Covered PM Repair - Biomedical | MHHS-Northeast | [8 empty] | MONITORVITALSIGNS | Monitor, Vital Signs | Welch Allyn
NO | YES |  |  |  |  | 142-05418 | Welch Allyn Inc | CONNEX VSM 6000 SERIES |  |  | NE-Med/Surg 3 | MHHS-Northeast |  | Monitor, Vital Signs |  |  | 142-05418 | Katy | MHHS-Northeast | NE-Med/Surg 3 |  | 10/1/18 | 10/1/19 |  |  | MONITORS, PHYSIOLOGIC, VITAL SIGNS | Monitor, Vital Signs | MONITORVITALSIGNS-Welch Allyn-Connex 6000 | MONITORVITALSIGNS | Connex 6000 |  |  |  | Welch Allyn | Monitor, Vital Signs |  | MONITORVITALSIGNS-Welch Allyn-Connex 6000 |  | 2/2/08 |  | MVS-A | Covered PM Repair - Biomedical | MHHS-Northeast | [8 empty] | MONITORVITALSIGNS | Monitor, Vital Signs | Welch Allyn
NO | YES |  |  |  | 142-07219 | 142-07219 | Welch Allyn Inc | CONNEX VSM 6000 SERIES |  |  | NE-Med/Surg 3 | MHHS-Northeast |  | Monitor, Vital Signs |  | 142-07219 | 142-07219 | Katy | MHHS-Northeast | NE-Med/Surg 3 |  | 10/1/18 | 10/1/19 |  |  | MONITORS, PHYSIOLOGIC, VITAL SIGNS | Monitor, Vital Signs | MONITORVITALSIGNS-Welch Allyn-Connex 6000 | MONITORVITALSIGNS | Connex 6000 |  |  |  | Welch Allyn | Monitor, Vital Signs |  | MONITORVITALSIGNS-Welch Allyn-Connex 6000 |  |  |  | MVS-A | Covered PM Repair - Biomedical | MHHS-Northeast | [8 empty] | MONITORVITALSIGNS | Monitor, Vital Signs | Welch Allyn
NO | YES |  |  |  | 142-07291 | 142-07291 | Welch Allyn Inc | CONNEX VSM 6000 SERIES |  |  | NE-Wound Care | MHHS-Northeast |  | Monitor, Vital Signs |  | 142-07291 | 142-07291 | Katy | MHHS-Northeast | NE-Wound Care | Ex 2 | 6/1/19 | 6/1/20 |  |  | MONITORS, PHYSIOLOGIC, VITAL SIGNS | Monitor, Vital Signs | MONITORVITALSIGNS-Welch Allyn-Connex 6000 | MONITORVITALSIGNS | Connex 6000 |  |  |  | Welch Allyn | Monitor, Vital Signs |  | MONITORVITALSIGNS-Welch Allyn-Connex 6000 |  | 6/3/15 |  | MVS-A | Covered PM Repair - Biomedical | MHHS-Northeast | [8 empty] | MONITORVITALSIGNS | Monitor, Vital Signs | Welch Allyn
NO | YES |  |  |  | 009-10651 | 009-10651 | Welch Allyn Inc | CONNEX VSM 6000 SERIES |  | (21) 100095533317 | OPID-(GH)-Greater Heights CCC-439 | MHHS-OPID |  | Monitor, Vital Signs |  | 009-10651 | 009-10651 | Central | MHHS-Others | OPID-(GH)-Greater Heights CCC-439 | Ultrasound Room | 4/1/19 | 4/1/20 |  |  | MONITORS, PHYSIOLOGIC, VITAL SIGNS | Monitor, Vital Signs | MONITORVITALSIGNS-Welch Allyn-Connex 6000 | MONITORVITALSIGNS | Connex 6000 |  |  |  | Welch Allyn | Monitor, Vital Signs |  | MONITORVITALSIGNS-Welch Allyn-Connex 6000 |  | 3/26/17 |  | MVS-A | Covered PM Repair - Biomedical | MHHS-OPID | [8 empty] | MONITORVITALSIGNS | Monitor, Vital Signs | Welch Allyn
NO | YES |  |  |  | 583-00796 | 583-00796 | Welch Allyn Inc | CONNEX VSM 6000 SERIES |  |  | OPID-(KY)-Katy-445 (Mp1) | MHHS-OPID |  | Monitor, Vital Signs |  | 583-00796 | 583-00796 | Katy | MHHS-Others | OPID-(KY)-Katy-445 (Mp1) |  | 1/1/19 | 1/1/21 |  |  | MONITORS, PHYSIOLOGIC, VITAL SIGNS | Monitor, Vital Signs | MONITORVITALSIGNS-Welch Allyn-Connex 6000 | MONITORVITALSIGNS | Connex 6000 |  |  |  | Welch Allyn | Monitor, Vital Signs |  | MONITORVITALSIGNS-Welch Allyn-Connex 6000 |  |  |  | MVS-A | Covered PM Repair - Biomedical | MHHS-OPID | [8 empty] | MONITORVITALSIGNS | Monitor, Vital Signs | Welch Allyn
NO | YES |  |  |  | 005-33579 | 005-33579 | Welch Allyn Inc | CONNEX VSM 6000 SERIES |  | (21)100073242818 | Katy Rehab-1St Fl Physical Therapy | MHHS-OPID |  | Monitor, Vital Signs |  | 005-33579 | 005-33579 | Katy | MHHS-Others | Katy Rehab-1St Fl Physical Therapy | Katy - Inpatient Rehab | 3/1/19 | 3/1/20 |  |  | MONITORS, PHYSIOLOGIC, VITAL SIGNS | Monitor, Vital Signs | MONITORVITALSIGNS-Welch Allyn-Connex 6000 | MONITORVITALSIGNS | Connex 6000 |  |  |  | Welch Allyn | Monitor, Vital Signs |  | MONITORVITALSIGNS-Welch Allyn-Connex 6000 |  |  |  | MVS-A | Covered PM Repair - Biomedical | MHHS-OPID | [8 empty] | MONITORVITALSIGNS | Monitor, Vital Signs | Welch Allyn
NO | YES |  |  |  | 129-07876 | 129-07876 | Welch Allyn Inc | CONNEX VSM 6000 SERIES |  |  | OPID - (SL) - SUGAR LAND - 449 (MP1) | MHHS-OPID |  | Monitor, Vital Signs |  | 129-07876 | 129-07876 | Sugar Land | MD Anderson Breast Care with Memorial Hermann - Sugar Land (#120) | OPID - (SL) - SUGAR LAND - 449 (MP1) | Blood Draw | 8/1/19 |  | 9/1/20 |  | MONITORS, PHYSIOLOGIC, VITAL SIGNS | Monitor, Vital Signs | MONITORVITALSIGNS-Welch Allyn-Connex 6000 | MONITORVITALSIGNS | Connex 6000 |  |  |  | Welch Allyn | Monitor, Vital Signs |  | MONITORVITALSIGNS-Welch Allyn-Connex 6000 |  |  |  | MVS-A | Covered PM Repair - Biomedical | MHHS-OPID | [8 empty] | MONITORVITALSIGNS | Monitor, Vital Signs | Welch Allyn
NO | YES |  |  |  | 005-08707 | 005-08707 | Welch Allyn Inc | CONNEX VSM 6000 SERIES |  |  | SE - RADIOLOGY | MHHS-Southeast |  | Monitor, Vital Signs |  | 005-08707 | 005-08707 | Southeast | Memorial Hermann Southeast Hospital | SE - RADIOLOGY | 4th floor storage | 12/1/18 |  |  |  | MONITORS, PHYSIOLOGIC, VITAL SIGNS |  | MONITORVITALSIGNS-Welch Allyn-Connex 6000 | MONITORVITALSIGNS | Connex 6000 |  |  |  | Welch Allyn | Monitor, Vital Signs |  | MONITORVITALSIGNS-Welch Allyn-Connex 6000 |  | 9/1/22 |  |  | Not Covered Vendor Only - Biomedical | MHHS-Southeast
NO | YES |  |  |  | 005-10058 | 005-10058 | Welch Allyn Inc | CONNEX VSM 6000 SERIES |  |  | SE-Outpatient Lab | MHHS-Southeast |  | Monitor, Vital Signs |  | 005-10058 | 005-10058 | Southeast | MHHS-Southeast | SE-Outpatient Lab | 4 floor storage | 9/1/19 |  | 9/1/20 |  | MONITORS, PHYSIOLOGIC, VITAL SIGNS |  | MONITORVITALSIGNS-Welch Allyn-Connex 6000 | MONITORVITALSIGNS | Connex 6000 |  |  |  | Welch Allyn | Monitor, Vital Signs |  | MONITORVITALSIGNS-Welch Allyn-Connex 6000 |  | 1/1/12 |  |  | Covered PM Repair - Biomedical | MHHS-Southeast
NO | YES |  |  |  | 005-33371 | 005-33371 | Welch Allyn Inc | CONNEX VSM 6000 SERIES |  |  | SE - UNIT 2A (INPATIENT REHAB) | MHHS-Southeast |  | Monitor, Vital Signs |  | 005-33371 | 005-33371 | Southeast | Memorial Hermann Northeast Humble | SE - UNIT 2A (INPATIENT REHAB) | 5th floor storage |  |  |  |  | MONITORS, PHYSIOLOGIC, VITAL SIGNS |  | MONITORVITALSIGNS-Welch Allyn-Connex 6000 | MONITORVITALSIGNS | Connex 6000 |  |  |  | Welch Allyn | Monitor, Vital Signs |  | MONITORVITALSIGNS-Welch Allyn-Connex 6000 |  |  |  |  | Covered PM Repair - Biomedical | MHHS-Southeast
NO | YES |  |  |  | 013-35959 | 013-35959 | Welch Allyn Inc | CONNEX VSM 6000 SERIES |  |  | SW-ER | MHHS-Southwest |  | Monitor, Vital Signs |  | 013-35959 | 013-35959 | Southwest | MHHS-Southwest | SW-ER | Pod A | 4/1/19 |  | 6/1/20 |  | MONITORS, PHYSIOLOGIC, VITAL SIGNS | Monitor, Vital Signs | MONITORVITALSIGNS-Welch Allyn-Connex 6000 | MONITORVITALSIGNS | Connex 6000 |  |  |  | Welch Allyn | Monitor, Vital Signs |  | MONITORVITALSIGNS-Welch Allyn-Connex 6000 |  | 1/1/12 |  | MVS-A | Covered PM Repair - Biomedical | MHHS-Southwest | [8 empty] | MONITORVITALSIGNS | Monitor, Vital Signs | Welch Allyn
NO | YES |  |  |  | 013-35960 | 013-35960 | Welch Allyn Inc | CONNEX VSM 6000 SERIES |  |  | SW-ER Trauma | MHHS-Southwest |  | Monitor, Vital Signs |  | 013-35960 | 013-35960 | Southwest | MHHS-Southwest | SW-ER Trauma | ER |  |  |  |  | MONITORS, PHYSIOLOGIC, VITAL SIGNS | Monitor, Vital Signs | MONITORVITALSIGNS-Welch Allyn-Connex 6000 | MONITORVITALSIGNS | Connex 6000 |  |  |  | Welch Allyn | Monitor, Vital Signs |  | MONITORVITALSIGNS-Welch Allyn-Connex 6000 |  | 9/3/15 |  | MVS-A | Covered PM Repair - Biomedical | MHHS-Southwest | [8 empty] | MONITORVITALSIGNS | Monitor, Vital Signs | Welch Allyn
NO | YES |  |  |  | 013-35961 | 013-35961 | Welch Allyn Inc | CONNEX VSM 6000 SERIES |  |  | SW-ER | MHHS-Southwest |  | Monitor, Vital Signs |  | 013-35961 | 013-35961 | Southwest | MHHS-Southwest | SW-ER | Triage | 6/1/19 |  | 6/1/20 |  | MONITORS, PHYSIOLOGIC, VITAL SIGNS | Monitor, Vital Signs | MONITORVITALSIGNS-Welch Allyn-Connex 6000 | MONITORVITALSIGNS | Connex 6000 |  |  |  | Welch Allyn | Monitor, Vital Signs |  | MONITORVITALSIGNS-Welch Allyn-Connex 6000 |  | 7/1/23 |  | MVS-A | Clinical Miscellaneous | MHHS-Southwest | [8 empty] | MONITORVITALSIGNS | Monitor, Vital Signs | Welch Allyn
NO | YES |  |  |  | 013-35962 | 013-35962 | Welch Allyn Inc | CONNEX VSM 6000 SERIES |  |  | SW-ER | MHHS-Southwest |  | Monitor, Vital Signs |  | 013-35962 | 013-35962 | Southwest | MHHS-Southwest | SW-ER | Pod b |  |  |  |  | MONITORS, PHYSIOLOGIC, VITAL SIGNS | Monitor, Vital Signs | MONITORVITALSIGNS-Welch Allyn-Connex 6000 | MONITORVITALSIGNS | Connex 6000 |  |  |  | Welch Allyn | Monitor, Vital Signs |  | MONITORVITALSIGNS-Welch Allyn-Connex 6000 |  | 8/1/24 |  | MVS-A | Clinical Miscellaneous | MHHS-Southwest | [8 empty] | MONITORVITALSIGNS | Monitor, Vital Signs | Welch Allyn
NO | YES |  |  |  | 013-35963 | 013-35963 | Welch Allyn Inc | CONNEX VSM 6000 SERIES |  |  | SW-ER | MHHS-Southwest |  | Monitor, Vital Signs |  | 013-35963 | 013-35963 | Southwest | MHHS-Southwest | SW-ER | EMS Triage Hallway |  |  |  |  | MONITORS, PHYSIOLOGIC, VITAL SIGNS | Monitor, Vital Signs | MONITORVITALSIGNS-Welch Allyn-Connex 6000 | MONITORVITALSIGNS | Connex 6000 |  |  |  | Welch Allyn | Monitor, Vital Signs |  | MONITORVITALSIGNS-Welch Allyn-Connex 6000 |  | 8/1/24 |  | MVS-A | Clinical Miscellaneous | MHHS-Southwest | [8 empty] | MONITORVITALSIGNS | Monitor, Vital Signs | Welch Allyn
NO | YES |  |  |  | 013-36782 | 013-36782 | Welch Allyn Inc | CONNEX VSM 6000 SERIES |  |  | SW-Med/Surg 9 Joint Camp | MHHS-Southwest |  | Monitor, Vital Signs |  | 013-36782 | 013-36782 | Southwest | MHHS-Southwest | SW-Med/Surg 9 Joint Camp | Clean Storage |  |  |  |  | MONITORS, PHYSIOLOGIC, VITAL SIGNS | Monitor, Vital Signs | MONITORVITALSIGNS-Welch Allyn-Connex 6000 | MONITORVITALSIGNS | Connex 6000 |  |  |  | Welch Allyn | Monitor, Vital Signs |  | MONITORVITALSIGNS-Welch Allyn-Connex 6000 |  | 1/1/12 |  | MVS-A | Covered PM Repair - Biomedical | MHHS-Southwest | [8 empty] | MONITORVITALSIGNS | Monitor, Vital Signs | Welch Allyn
NO | YES |  |  |  | 013-38966 | 013-38966 | Welch Allyn Inc | CONNEX VSM 6000 SERIES |  |  | SW-Med/Surg Floors | MHHS-Southwest |  | Monitor, Vital Signs |  | 013-38966 | 013-38966 | Southwest | MHHS-Southwest | SW-Med/Surg Floors | Floor 9 | 9/1/19 |  |  |  | MONITORS, PHYSIOLOGIC, VITAL SIGNS | Monitor, Vital Signs | MONITORVITALSIGNS-Welch Allyn-Connex 6000 | MONITORVITALSIGNS | Connex 6000 |  |  |  | Welch Allyn | Monitor, Vital Signs |  | MONITORVITALSIGNS-Welch Allyn-Connex 6000 |  | 1/1/12 |  | MVS-A | Covered PM Repair - Biomedical | MHHS-Southwest | [8 empty] | MONITORVITALSIGNS | Monitor, Vital Signs | Welch Allyn
NO | YES |  |  |  | 013-38967 | 013-38967 | Welch Allyn Inc | CONNEX VSM 6000 SERIES |  |  | SW-Med/Surg 9 Joint Camp | MHHS-Southwest |  | Monitor, Vital Signs |  | 013-38967 | 013-38967 | Southwest | MHHS-Southwest | SW-Med/Surg 9 Joint Camp | D Wing hallway | 10/1/19 |  | 10/1/20 |  | MONITORS, PHYSIOLOGIC, VITAL SIGNS | Monitor, Vital Signs | MONITORVITALSIGNS-Welch Allyn-Connex 6000 | MONITORVITALSIGNS | Connex 6000 |  |  |  | Welch Allyn | Monitor, Vital Signs |  | MONITORVITALSIGNS-Welch Allyn-Connex 6000 |  | 1/1/12 |  | MVS-A | Covered PM Repair - Biomedical | MHHS-Southwest | [8 empty] | MONITORVITALSIGNS | Monitor, Vital Signs | Welch Allyn
NO | YES |  |  |  | 013-38968 | 013-38968 | Welch Allyn Inc | CONNEX VSM 6000 SERIES |  |  | SW-Med/Surg Floors | MHHS-Southwest |  | Monitor, Vital Signs |  | 013-38968 | 013-38968 | Southwest | MHHS-Southwest | SW-Med/Surg Floors | Rm 948 | 9/1/19 |  | 9/1/20 |  | MONITORS, PHYSIOLOGIC, VITAL SIGNS | Monitor, Vital Signs | MONITORVITALSIGNS-Welch Allyn-Connex 6000 | MONITORVITALSIGNS | Connex 6000 |  |  |  | Welch Allyn | Monitor, Vital Signs |  | MONITORVITALSIGNS-Welch Allyn-Connex 6000 |  | 1/1/12 |  | MVS-A | Covered PM Repair - Biomedical | MHHS-Southwest | [8 empty] | MONITORVITALSIGNS | Monitor, Vital Signs | Welch Allyn
NO | YES |  |  |  | 013-38969 | 013-38969 | Welch Allyn Inc | CONNEX VSM 6000 SERIES |  |  | SW-Med/Surg 9 Joint Camp | MHHS-Southwest |  | Monitor, Vital Signs |  | 013-38969 | 013-38969 | Southwest | MHHS-Southwest | SW-Med/Surg 9 Joint Camp | 9th | 10/1/19 | 10/1/20 |  |  | MONITORS, PHYSIOLOGIC, VITAL SIGNS | Monitor, Vital Signs | MONITORVITALSIGNS-Welch Allyn-Connex 6000 | MONITORVITALSIGNS | Connex 6000 |  |  |  | Welch Allyn | Monitor, Vital Signs |  | MONITORVITALSIGNS-Welch Allyn-Connex 6000 |  | 1/1/12 |  | MVS-A | Covered PM Repair - Biomedical | MHHS-Southwest | [8 empty] | MONITORVITALSIGNS | Monitor, Vital Signs | Welch Allyn
NO | YES |  |  |  | 013-38868 | 013-38868 | Welch Allyn Inc | CONNEX VSM 6000 SERIES |  |  | SW-Neuorology | MHHS-Southwest |  | Monitor, Vital Signs |  | 013-38868 | 013-38868 | Southwest | MHHS-Southwest | SW-Neuorology | 8th Floor - A Wing | 9/1/19 |  | 9/1/20 |  | MONITORS, PHYSIOLOGIC, VITAL SIGNS | Monitor, Vital Signs | MONITORVITALSIGNS-Welch Allyn-Connex 6000 | MONITORVITALSIGNS | Connex 6000 |  |  |  | Welch Allyn | Monitor, Vital Signs |  | MONITORVITALSIGNS-Welch Allyn-Connex 6000 |  | 1/1/12 |  | MVS-A | Covered PM Repair - Biomedical | MHHS-Southwest | [8 empty] | MONITORVITALSIGNS | Monitor, Vital Signs | Welch Allyn
NO | YES |  |  |  | 013-35874 | 013-35874 | Welch Allyn Inc | CONNEX VSM 6000 SERIES |  |  | SW-Med/Surg 6 | MHHS-Southwest |  | Monitor, Vital Signs |  | 013-35874 | 013-35874 | Southwest | MHHS-Southwest | SW-Med/Surg 6 | Floor 6 | 10/1/19 |  |  |  | MONITORS, PHYSIOLOGIC, VITAL SIGNS | Monitor, Vital Signs | MONITORVITALSIGNS-Welch Allyn-Connex 6000 | MONITORVITALSIGNS | Connex 6000 |  |  |  | Welch Allyn | Monitor, Vital Signs |  | MONITORVITALSIGNS-Welch Allyn-Connex 6000 |  |  |  | MVS-A | Covered PM Repair - Biomedical | MHHS-Southwest | [8 empty] | MONITORVITALSIGNS | Monitor, Vital Signs | Welch Allyn
NO | YES |  |  |  | 129-06424 | 129-06424 | Welch Allyn Inc | CONNEX VSM 6000 SERIES |  |  | Pediatric ER | MHHS-Sugarland |  | Monitor, Vital Signs |  | 129-06424 | 129-06424 | Sugar Land | Memorial Hermann Sugar Land Hospital | Pediatric ER |  | 10/1/19 |  |  |  | MONITORS, PHYSIOLOGIC, VITAL SIGNS | Monitor, Vital Signs | MONITORVITALSIGNS-Welch Allyn-Connex 6000 | MONITORVITALSIGNS | Connex 6000 |  |  |  | Welch Allyn | Monitor, Vital Signs |  | MONITORVITALSIGNS-Welch Allyn-Connex 6000 |  |  |  | MVS-A | Covered PM Repair - Biomedical | MHHS-Sugarland | [8 empty] | MONITORVITALSIGNS | Monitor, Vital Signs | Welch Allyn
NO | YES |  |  |  | 129-06425 | 129-06425 | Welch Allyn Inc | CONNEX VSM 6000 SERIES |  |  | Pediatric ER | MHHS-Sugarland |  | Monitor, Vital Signs |  | 129-06425 | 129-06425 | Sugar Land | Memorial Hermann Sugar Land Hospital | Pediatric ER |  | 10/1/19 |  |  |  | MONITORS, PHYSIOLOGIC, VITAL SIGNS | Monitor, Vital Signs | MONITORVITALSIGNS-Welch Allyn-Connex 6000 | MONITORVITALSIGNS | Connex 6000 |  |  |  | Welch Allyn | Monitor, Vital Signs |  | MONITORVITALSIGNS-Welch Allyn-Connex 6000 |  |  |  | MVS-A | Covered PM Repair - Biomedical | MHHS-Sugarland | [8 empty] | MONITORVITALSIGNS | Monitor, Vital Signs | Welch Allyn
NO | YES |  |  |  | 129-06860 | 129-06860 | Welch Allyn Inc | CONNEX VSM 6000 SERIES |  |  | SUGAR LAND - ER | MHHS-Sugarland |  | Monitor, Vital Signs |  | 129-06860 | 129-06860 | Sugar Land | Memorial Hermann Sugar Land Hospital | SUGAR LAND - ER | ER | 10/1/19 |  | 10/1/20 |  | MONITORS, PHYSIOLOGIC, VITAL SIGNS | Monitor, Vital Signs | MONITORVITALSIGNS-Welch Allyn-Connex 6000 | MONITORVITALSIGNS | Connex 6000 |  |  |  | Welch Allyn | Monitor, Vital Signs |  | MONITORVITALSIGNS-Welch Allyn-Connex 6000 |  |  |  | MVS-A | Covered PM Repair - Biomedical | MHHS-Sugarland | [8 empty] | MONITORVITALSIGNS | Monitor, Vital Signs | Welch Allyn
NO | YES |  |  |  | 129-06899 | 129-06899 | Welch Allyn Inc | CONNEX VSM 6000 SERIES |  |  | 4 east | MHHS-Sugarland |  | Monitor, Vital Signs |  | 129-06899 | 129-06899 | Sugar Land | Memorial Hermann Sugar Land Hospital | 4 east | Room 422 | 10/1/19 |  | 10/1/20 |  | MONITORS, PHYSIOLOGIC, VITAL SIGNS | Monitor, Vital Signs | MONITORVITALSIGNS-Welch Allyn-Connex 6000 | MONITORVITALSIGNS | Connex 6000 |  |  |  | Welch Allyn | Monitor, Vital Signs |  | MONITORVITALSIGNS-Welch Allyn-Connex 6000 |  |  |  | MVS-A | Covered PM Repair - Biomedical | MHHS-Sugarland | [8 empty] | MONITORVITALSIGNS | Monitor, Vital Signs | Welch Allyn
NO | YES |  |  |  | 129-07827 | 129-07827 | Welch Allyn Inc | CONNEX VSM 6000 SERIES |  |  | SUGAR LAND - PEDI IMU | MHHS-Sugarland |  | Monitor, Vital Signs |  | 129-07827 | 129-07827 | Sugar Land |  | SUGAR LAND - PEDI IMU |  | 11/1/19 |  |  |  | MONITORS, PHYSIOLOGIC, VITAL SIGNS | Monitor, Vital Signs | MONITORVITALSIGNS-Welch Allyn-Connex 6000 | MONITORVITALSIGNS | Connex 6000 |  |  |  | Welch Allyn | Monitor, Vital Signs |  | MONITORVITALSIGNS-Welch Allyn-Connex 6000 |  |  |  | MVS-A | Covered PM Repair - Biomedical | MHHS-Sugarland | [8 empty] | MONITORVITALSIGNS | Monitor, Vital Signs | Welch Allyn
NO | YES |  |  |  | 129-07828 | 129-07828 | Welch Allyn Inc | CONNEX VSM 6000 SERIES |  |  | Sugar Land-Pedi IMU | MHHS-Sugarland |  | Monitor, Vital Signs |  | 129-07828 | 129-07828 | Sugar Land | MHHS-Sugarland | Sugar Land-Pedi IMU | Biomed Shop | 11/1/19 |  |  |  | MONITORS, PHYSIOLOGIC, VITAL SIGNS | Monitor, Vital Signs | MONITORVITALSIGNS-Welch Allyn-Connex 6000 | MONITORVITALSIGNS | Connex 6000 |  |  |  | Welch Allyn | Monitor, Vital Signs |  | MONITORVITALSIGNS-Welch Allyn-Connex 6000 |  |  |  | MVS-A | Covered PM Repair - Biomedical | MHHS-Sugarland | [8 empty] | MONITORVITALSIGNS | Monitor, Vital Signs | Welch Allyn
NO | YES |  |  |  | 129-07829 | 129-07829 | Welch Allyn Inc | CONNEX VSM 6000 SERIES |  |  | Sugar Land-Pedi IMU | MHHS-Sugarland |  | Monitor, Vital Signs |  | 129-07829 | 129-07829 | Sugar Land | MHHS-Sugarland | Sugar Land-Pedi IMU | PEDI IMU | 11/1/19 |  | 11/1/20 |  | MONITORS, PHYSIOLOGIC, VITAL SIGNS | Monitor, Vital Signs | MONITORVITALSIGNS-Welch Allyn-Connex 6000 | MONITORVITALSIGNS | Connex 6000 |  |  |  | Welch Allyn | Monitor, Vital Signs |  | MONITORVITALSIGNS-Welch Allyn-Connex 6000 |  | 10/10/17 |  | MVS-A | Covered PM Repair - Biomedical | MHHS-Sugarland | [8 empty] | MONITORVITALSIGNS | Monitor, Vital Signs | Welch Allyn
NO | YES |  |  |  | 129-07830 | 129-07830 | Welch Allyn Inc | CONNEX VSM 6000 SERIES |  |  | Sugar Land-Pedi IMU | MHHS-Sugarland |  | Monitor, Vital Signs |  | 129-07830 | 129-07830 | Sugar Land | MHHS-Sugarland | Sugar Land-Pedi IMU | Nurse Station | 11/1/19 |  | 11/1/20 |  | MONITORS, PHYSIOLOGIC, VITAL SIGNS | Monitor, Vital Signs | MONITORVITALSIGNS-Welch Allyn-Connex 6000 | MONITORVITALSIGNS | Connex 6000 |  |  |  | Welch Allyn | Monitor, Vital Signs |  | MONITORVITALSIGNS-Welch Allyn-Connex 6000 |  | 8/2/19 |  | MVS-A | Covered PM Repair - Biomedical | MHHS-Sugarland | [8 empty] | MONITORVITALSIGNS | Monitor, Vital Signs | Welch Allyn
NO | YES |  |  |  | 129-07620 | 129-07620 | Welch Allyn Inc | CONNEX VSM 6000 SERIES |  |  | MH MG-(STX)-South Texas-Needville | MHHS-Sugarland |  | Monitor, Vital Signs |  | 129-07620 | 129-07620 | South | MHHS-MG | MH MG-(STX)-South Texas-Needville | Hall | 12/1/19 |  |  |  | MONITORS, PHYSIOLOGIC, VITAL SIGNS | Monitor, Vital Signs | MONITORVITALSIGNS-Welch Allyn-Connex 6000 | MONITORVITALSIGNS | Connex 6000 |  |  |  | Welch Allyn | Monitor, Vital Signs |  | MONITORVITALSIGNS-Welch Allyn-Connex 6000 |  | 4/5/16 |  | MVS-A | Covered PM Repair - Biomedical | MHHS-Sugarland | [8 empty] | MONITORVITALSIGNS | Monitor, Vital Signs | Welch Allyn
NO | YES |  |  |  | 069-46647 | 069-46647 | Welch Allyn Inc | CONNEX VSM 6000 SERIES |  |  | TMC-Cullen-Cardiac Telemetry (5C) | MHHS-TMC |  | Monitor, Vital Signs |  | 069-46647 | 069-46647 | TMC | MHHS-TMC | TMC-Cullen-Cardiac Telemetry (5C) | C525 | 4/1/19 |  | 4/1/20 |  | MONITORS, PHYSIOLOGIC, VITAL SIGNS | Monitor, Vital Signs | MONITORVITALSIGNS-Welch Allyn-Connex 6000 | MONITORVITALSIGNS | Connex 6000 |  |  |  | Welch Allyn | Monitor, Vital Signs |  | MONITORVITALSIGNS-Welch Allyn-Connex 6000 |  |  |  | MVS-A | Covered PM Repair - Biomedical | MHHS-TMC | [8 empty] | MONITORVITALSIGNS | Monitor, Vital Signs | Welch Allyn
NO | YES |  |  |  | 077-09895 | 077-09895 | Welch Allyn Inc | CONNEX VSM 6000 SERIES |  |  | TMC-Epilepsy-Pedi EMU (10Hp) | MHHS-TMC |  | Monitor, Vital Signs |  | 077-09895 | 077-09895 | TMC | MHHS-TMC | TMC-Epilepsy-Pedi EMU (10Hp) | H10 12 | 6/1/19 |  | 6/1/20 |  | MONITORS, PHYSIOLOGIC, VITAL SIGNS |  | MONITORVITALSIGNS-Welch Allyn-Connex 6000 | MONITORVITALSIGNS | Connex 6000 |  |  |  | Welch Allyn | Monitor, Vital Signs |  | MONITORVITALSIGNS-Welch Allyn-Connex 6000 |  | 2/4/04 |  |  | Covered PM Repair - Biomedical | MHHS-TMC
NO | YES |  |  |  | 069-36581 | 069-36581 | Welch Allyn Inc | CONNEX VSM 6000 SERIES |  |  | TWC | MHHS-TMC |  | Monitor, Vital Signs |  | 069-36581 | 069-36581 | TMC | Memorial Hermann-Texas Medical Center | TWC | Pedi-Triage EC705 | 1/1/20 |  | 1/1/21 |  | MONITORS, PHYSIOLOGIC, VITAL SIGNS | Monitor, Vital Signs | MONITORVITALSIGNS-Welch Allyn-Connex 6000 | MONITORVITALSIGNS | Connex 6000 |  |  |  | Welch Allyn | Monitor, Vital Signs |  | MONITORVITALSIGNS-Welch Allyn-Connex 6000 |  | 4/2/02 |  | MVS-A | Covered PM Repair - Biomedical | MHHS-TMC | [8 empty] | MONITORVITALSIGNS | Monitor, Vital Signs | Welch Allyn
NO | YES |  |  |  | 069-36583 | 069-36583 | Welch Allyn Inc | CONNEX VSM 6000 SERIES |  |  | TMC-Hermann-Adult ER (1Hp) | MHHS-TMC |  | Monitor, Vital Signs |  | 069-36583 | 069-36583 | TMC | MHHS-TMC | TMC-Hermann-Adult ER (1Hp) | TMC HERMANN ADULT ER POP | 12/1/19 |  | 12/1/20 |  | MONITORS, PHYSIOLOGIC, VITAL SIGNS | Monitor, Vital Signs | MONITORVITALSIGNS-Welch Allyn-Connex 6000 | MONITORVITALSIGNS | Connex 6000 |  |  |  | Welch Allyn | Monitor, Vital Signs |  | MONITORVITALSIGNS-Welch Allyn-Connex 6000 |  | 7/9/07 |  | MVS-A | Covered PM Repair - Biomedical | MHHS-TMC | [8 empty] | MONITORVITALSIGNS | Monitor, Vital Signs | Welch Allyn
NO | YES |  |  |  | 069-36584 | 069-36584 | Welch Allyn Inc | CONNEX VSM 6000 SERIES |  |  | TMC-Hermann-Pedi ER (1Hp) | MHHS-TMC |  | Monitor, Vital Signs |  | 069-36584 | 069-36584 | TMC | MHHS-TMC | TMC-Hermann-Pedi ER (1Hp) | Nursing | 2/1/20 |  | 2/1/21 |  | MONITORS, PHYSIOLOGIC, VITAL SIGNS | Monitor, Vital Signs | MONITORVITALSIGNS-Welch Allyn-Connex 6000 | MONITORVITALSIGNS | Connex 6000 |  |  |  | Welch Allyn | Monitor, Vital Signs |  | MONITORVITALSIGNS-Welch Allyn-Connex 6000 |  | 7/3/06 |  | MVS-A | Covered PM Repair - Biomedical | MHHS-TMC | [8 empty] | MONITORVITALSIGNS | Monitor, Vital Signs | Welch Allyn
NO | YES |  |  |  | 069-36587 | 069-36587 | Welch Allyn Inc | CONNEX VSM 6000 SERIES |  |  | TWC | MHHS-TMC |  | Monitor, Vital Signs |  | 069-36587 | 069-36587 | TMC | Memorial Hermann-Texas Medical Center | TWC | Trauma ER | 12/1/19 |  | 12/1/20 |  | MONITORS, PHYSIOLOGIC, VITAL SIGNS | Monitor, Vital Signs | MONITORVITALSIGNS-Welch Allyn-Connex 6000 | MONITORVITALSIGNS | Connex 6000 |  |  |  | Welch Allyn | Monitor, Vital Signs |  | MONITORVITALSIGNS-Welch Allyn-Connex 6000 |  | 2/3/00 |  | MVS-A | Covered PM Repair - Biomedical | MHHS-TMC | [8 empty] | MONITORVITALSIGNS | Monitor, Vital Signs | Welch Allyn
NO | YES |  |  |  | 069-36588 | 069-36588 | Welch Allyn Inc | CONNEX VSM 6000 SERIES |  |  | TMC-Hermann-Pedi ER (1Hp) | MHHS-TMC |  | Monitor, Vital Signs |  | 069-36588 | 069-36588 | TMC | MHHS-TMC | TMC-Hermann-Pedi ER (1Hp) | Nursing | 12/1/18 |  |  |  | MONITORS, PHYSIOLOGIC, VITAL SIGNS | Monitor, Vital Signs | MONITORVITALSIGNS-Welch Allyn-Connex 6000 | MONITORVITALSIGNS | Connex 6000 |  |  |  | Welch Allyn | Monitor, Vital Signs |  | MONITORVITALSIGNS-Welch Allyn-Connex 6000 |  |  |  | MVS-A | Covered PM Repair - Biomedical | MHHS-TMC | [8 empty] | MONITORVITALSIGNS | Monitor, Vital Signs | Welch Allyn
NO | YES |  |  |  | 069-36586 | 069-36586 | Welch Allyn Inc | CONNEX VSM 6000 SERIES |  |  | TWC | MHHS-TMC |  | Monitor, Vital Signs |  | 069-36586 | 069-36586 | TMC | Memorial Hermann-Texas Medical Center | TWC | Trauma ER | 12/1/19 |  | 12/1/20 |  | MONITORS, PHYSIOLOGIC, VITAL SIGNS | Monitor, Vital Signs | MONITORVITALSIGNS-Welch Allyn-Connex 6000 | MONITORVITALSIGNS | Connex 6000 |  |  |  | Welch Allyn | Monitor, Vital Signs |  | MONITORVITALSIGNS-Welch Allyn-Connex 6000 |  | 5/3/98 |  | MVS-A | Covered PM Repair - Biomedical | MHHS-TMC | [8 empty] | MONITORVITALSIGNS | Monitor, Vital Signs | Welch Allyn
NO | YES |  |  |  | 069-40363 | 069-40363 | Welch Allyn Inc | CONNEX VSM 6000 SERIES |  |  | TMC-Jones-Neuro Elective (4J) | MHHS-TMC |  | Monitor, Vital Signs |  | 069-40363 | 069-40363 | TMC | MHHS-TMC | TMC-Jones-Neuro Elective (4J) | Hallway | 1/1/20 |  | 1/1/21 |  | MONITORS, PHYSIOLOGIC, VITAL SIGNS | Monitor, Vital Signs | MONITORVITALSIGNS-Welch Allyn-Connex 6000 | MONITORVITALSIGNS | Connex 6000 |  |  |  | Welch Allyn | Monitor, Vital Signs |  | MONITORVITALSIGNS-Welch Allyn-Connex 6000 |  | 3/4/02 |  | MVS-A | Covered PM Repair - Biomedical | MHHS-TMC | [8 empty] | MONITORVITALSIGNS | Monitor, Vital Signs | Welch Allyn
NO | YES |  |  |  | 069-40364 | 069-40364 | Welch Allyn Inc | CONNEX VSM 6000 SERIES |  |  | TMC-Jones-Neuro Elective (4J) | MHHS-TMC |  | Monitor, Vital Signs |  | 069-40364 | 069-40364 | TMC | MHHS-TMC | TMC-Jones-Neuro Elective (4J) |  | 12/1/18 |  |  |  | MONITORS, PHYSIOLOGIC, VITAL SIGNS | Monitor, Vital Signs | MONITORVITALSIGNS-Welch Allyn-Connex 6000 | MONITORVITALSIGNS | Connex 6000 |  |  |  | Welch Allyn | Monitor, Vital Signs |  | MONITORVITALSIGNS-Welch Allyn-Connex 6000 |  | 5/29/16 |  | MVS-A | Covered PM Repair - Biomedical | MHHS-TMC | [8 empty] | MONITORVITALSIGNS | Monitor, Vital Signs | Welch Allyn
NO | YES |  |  |  | 069-40365 | 069-40365 | Welch Allyn Inc | CONNEX VSM 6000 SERIES |  |  | TMC-Jones-Neuro Elective (4J) | MHHS-TMC |  | Monitor, Vital Signs |  | 069-40365 | 069-40365 | TMC | MHHS-TMC | TMC-Jones-Neuro Elective (4J) |  | 12/1/18 |  |  |  | MONITORS, PHYSIOLOGIC, VITAL SIGNS | Monitor, Vital Signs | MONITORVITALSIGNS-Welch Allyn-Connex 6000 | MONITORVITALSIGNS | Connex 6000 |  |  |  | Welch Allyn | Monitor, Vital Signs |  | MONITORVITALSIGNS-Welch Allyn-Connex 6000 |  | 8/4/02 |  | MVS-A | Covered PM Repair - Biomedical | MHHS-TMC | [8 empty] | MONITORVITALSIGNS | Monitor, Vital Signs | Welch Allyn
NO | YES |  |  |  | 069-46996 | 069-46996 | Welch Allyn Inc | CONNEX VSM 6000 SERIES |  |  | TMC-Jones-Gamma Knife (Jb) | MHHS-TMC |  | Monitor, Vital Signs |  | 069-46996 | 069-46996 | TMC | MHHS-TMC | TMC-Jones-Gamma Knife (Jb) | JB/437 | 7/1/20 |  | 4/1/20 |  | MONITORS, PHYSIOLOGIC, VITAL SIGNS |  | MONITORVITALSIGNS-Welch Allyn-Connex 6000 | MONITORVITALSIGNS | Connex 6000 |  |  |  | Welch Allyn | Monitor, Vital Signs |  | MONITORVITALSIGNS-Welch Allyn-Connex 6000 |  | 3/14/00 |  |  | Covered PM Repair - Biomedical | MHHS-TMC
NO | YES |  |  |  | 069-40362 | 069-40362 | Welch Allyn Inc | CONNEX VSM 6000 SERIES |  |  | TMC-Jones-Tx Trauma (6J) | MHHS-TMC |  | Monitor, Vital Signs |  | 069-40362 | 069-40362 | TMC | MHHS-TMC | TMC-Jones-Tx Trauma (6J) |  | 12/1/18 |  |  |  | MONITORS, PHYSIOLOGIC, VITAL SIGNS | Monitor, Vital Signs | MONITORVITALSIGNS-Welch Allyn-Connex 6000 | MONITORVITALSIGNS | Connex 6000 |  |  |  | Welch Allyn | Monitor, Vital Signs |  | MONITORVITALSIGNS-Welch Allyn-Connex 6000 |  | 12/26/20 |  | MVS-A | No Coverage Specified | MHHS-TMC | [8 empty] | MONITORVITALSIGNS | Monitor, Vital Signs | Welch Allyn
NO | YES |  |  |  | 069-34103 | 069-34103 | Welch Allyn Inc | CONNEX VSM 6000 SERIES |  |  | TMC-Plaza-Cancer Center (Ste 2900) | MHHS-TMC |  | Monitor, Vital Signs |  | 069-34103 | 069-34103 | TMC | MHHS-TMC | TMC-Plaza-Cancer Center (Ste 2900) | Nursing | 3/1/20 |  | 3/1/21 |  | MONITORS, PHYSIOLOGIC, VITAL SIGNS |  | MONITORVITALSIGNS-Welch Allyn-Connex 6000 | MONITORVITALSIGNS | Connex 6000 |  |  |  | Welch Allyn | Monitor, Vital Signs |  | MONITORVITALSIGNS-Welch Allyn-Connex 6000 |  |  |  |  | Covered PM Repair - Biomedical | MHHS-TMC
NO | YES |  |  |  | 069-43990 | 069-43990 | Welch Allyn Inc | CONNEX VSM 6000 SERIES |  |  | TMC-Plaza-Cancer Center (Ste 2900) | MHHS-TMC |  | Monitor, Vital Signs |  | 069-43990 | 069-43990 | TMC | MHHS-TMC | TMC-Plaza-Cancer Center (Ste 2900) | Nurse station | 11/1/19 |  | 11/1/20 |  | MONITORS, PHYSIOLOGIC, VITAL SIGNS |  | MONITORVITALSIGNS-Welch Allyn-Connex 6000 | MONITORVITALSIGNS | Connex 6000 |  |  |  | Welch Allyn | Monitor, Vital Signs |  | MONITORVITALSIGNS-Welch Allyn-Connex 6000 |  | 11/10/17 |  |  | Covered PM Repair - Biomedical | MHHS-TMC
NO | YES |  |  |  | 029-32050 | 029-32050 | Welch Allyn Inc | CONNEX VSM 6000 SERIES |  |  | Woodlands-ER | MHHS-Woodlands |  | Monitor, Vital Signs |  | 029-32050 | 029-32050 | Woodlands | MHHS-Woodlands | Woodlands-ER | Storage equipment | 9/1/19 |  | 9/1/20 |  | MONITORS, PHYSIOLOGIC, VITAL SIGNS | Monitor, Vital Signs | MONITORVITALSIGNS-Welch Allyn-Connex 6000 | MONITORVITALSIGNS | Connex 6000 |  |  |  | Welch Allyn | Monitor, Vital Signs |  | MONITORVITALSIGNS-Welch Allyn-Connex 6000 |  | 10/16/13 |  | MVS-A | Covered PM Repair - Biomedical | MHHS-Woodlands | [8 empty] | MONITORVITALSIGNS | Monitor, Vital Signs | Welch Allyn
NO | YES |  |  |  | 029-11664 | 029-11664 | Welch Allyn Inc | CONNEX VSM 6000 SERIES |  |  | Woodlands-PCU3 | MHHS-Woodlands |  | Monitor, Vital Signs |  | 029-11664 | 029-11664 | Woodlands | MHHS-Woodlands | Woodlands-PCU3 | PCU3 | 6/1/19 |  | 6/1/20 |  | MONITORS, PHYSIOLOGIC, VITAL SIGNS | Monitor, Vital Signs | MONITORVITALSIGNS-Welch Allyn-Connex 6000 | MONITORVITALSIGNS | Connex 6000 |  |  |  | Welch Allyn | Monitor, Vital Signs |  | MONITORVITALSIGNS-Welch Allyn-Connex 6000 |  | 1/1/12 |  | MVS-A | Covered PM Repair - Biomedical | MHHS-Woodlands | [8 empty] | MONITORVITALSIGNS | Monitor, Vital Signs | Welch Allyn
NO | YES |  |  |  | 029-07696 | 029-07696 | Welch Allyn Inc | CONNEX VSM 6000 SERIES |  |  | Woodlands-PCU4 | MHHS-Woodlands |  | Monitor, Vital Signs |  | 029-07696 | 029-07696 | Woodlands | MHHS-Woodlands | Woodlands-PCU4 | Equipment Storage | 6/1/19 |  | 6/1/20 |  | MONITORS, PHYSIOLOGIC, VITAL SIGNS | Monitor, Vital Signs | MONITORVITALSIGNS-Welch Allyn-Connex 6000 | MONITORVITALSIGNS | Connex 6000 |  |  |  | Welch Allyn | Monitor, Vital Signs |  | MONITORVITALSIGNS-Welch Allyn-Connex 6000 |  |  |  | MVS-A | Covered PM Repair - Biomedical | MHHS-Woodlands | [8 empty] | MONITORVITALSIGNS | Monitor, Vital Signs | Welch Allyn
NO | YES |  |  |  | 029-07700 | 029-07700 | Welch Allyn Inc | CONNEX VSM 6000 SERIES |  |  | Woodlands-PACU | MHHS-Woodlands |  | Monitor, Vital Signs |  | 029-07700 | 029-07700 | Woodlands | MHHS-Woodlands | Woodlands-PACU | PCU 4 | 6/1/19 |  |  |  | MONITORS, PHYSIOLOGIC, VITAL SIGNS | Monitor, Vital Signs | MONITORVITALSIGNS-Welch Allyn-Connex 6000 | MONITORVITALSIGNS | Connex 6000 |  |  |  | Welch Allyn | Monitor, Vital Signs |  | MONITORVITALSIGNS-Welch Allyn-Connex 6000 |  |  |  | MVS-A | Covered PM Repair - Biomedical | MHHS-Woodlands | [8 empty] | MONITORVITALSIGNS | Monitor, Vital Signs | Welch Allyn
YES | YES |  |  |  | 009-10661 | 009-10661 | Welch Allyn Inc | CONNEX VSM 6000 SERIES |  |  | OPID - (GH) - GREATER HEIGHTS CCC - 439 |  |  |  |  | 009-10661 | 009-10661 | Central | Memorial Hermann Imaging | OPID - (GH) - GREATER HEIGHTS CCC - 439 | MRI Cobtrol Room | 11/1/18 | 11/1/19 |  |  |  | Monitor, Vital Signs | MONITORVITALSIGNS-Welch Allyn-Connex 6000 | [12 empty] | MVS-A | [10 empty] | MONITORVITALSIGNS | Monitor, Vital Signs | Welch Allyn
NO | YES |  |  |  | 142-05435 | 142-05435 | Welch Allyn Inc | CONNEX VSM 6000 SERIES |  |  | MNA - (CY) - CYPRESS (MP1-360) |  |  |  |  | 142-05435 | 142-05435 | Cypress |  | MNA - (CY) - CYPRESS (MP1-360) | Bio med shop |  |  |  | No pm |  | Monitor, Vital Signs | MONITORVITALSIGNS-Welch Allyn-Connex 6000 | [12 empty] | MVS-A | [10 empty] | MONITORVITALSIGNS | Monitor, Vital Signs | Welch Allyn
YES | YES |  |  |  | 099-02020 | 099-02020 | Welch Allyn Inc | CONNEX VSM 6000 SERIES |  |  | Decision Unit |  |  |  |  | 099-02020 | 099-02020 |  |  | Decision Unit | Decision Unit |  |  |  | No pm |  | Monitor, Vital Signs | MONITORVITALSIGNS-Welch Allyn-Connex 6000 | [12 empty] | MVS-A | [10 empty] | MONITORVITALSIGNS | Monitor, Vital Signs | Welch Allyn
NO | YES |  |  |  | 142-05406 | 142-05406 | Welch Allyn Inc | CONNEX VSM 6000 SERIES |  |  | NE-Clinical Decision Unit |  |  |  |  | 142-05406 | 142-05406 | NorthEast | MHHS-Northeast | NE-Clinical Decision Unit |  |  |  |  | No pm |  | Monitor, Vital Signs | MONITORVITALSIGNS-Welch Allyn-Connex 6000 | [12 empty] | MVS-A | [10 empty] | MONITORVITALSIGNS | Monitor, Vital Signs | Welch Allyn
NO | YES | Serial Number 100007171814 |  |  | 000-04974 | 000-04974 | Welch Allyn Inc | CONNEX VSM 6000 SERIES |  |  | MH MG-(NE)-Summer Creek CCC |  |  |  |  | 000-04974 | 000-04974 | NorthEast | MHHS-MG | MH MG-(NE)-Summer Creek CCC |  |  |  |  | No pm |  | Monitor, Vital Signs | MONITORVITALSIGNS-Welch Allyn-Connex 6000 | [12 empty] | MVS-A | [10 empty] | MONITORVITALSIGNS | Monitor, Vital Signs | Welch Allyn
NO | YES |  |  |  |  | 142-05839 | Welch Allyn Inc | CONNEX VSM 6000 SERIES |  |  | NE-5 South West | [5 empty] | 142-05839 | Katy | MHHS-Northeast | NE-5 South West |  | 1/1/19 | 1/1/20 |  |  |  | Monitor, Vital Signs | MONITORVITALSIGNS-Welch Allyn-Connex 6000 | [12 empty] | MVS-A | [10 empty] | MONITORVITALSIGNS | Monitor, Vital Signs | Welch Allyn
NO | YES |  |  |  |  | 142-05412 | Welch Allyn Inc | CONNEX VSM 6000 SERIES |  |  | NE-5 South West | [5 empty] | 142-05412 | Katy | MHHS-Northeast | NE-5 South West |  | 6/1/19 | 6/1/20 |  |  |  | Monitor, Vital Signs | MONITORVITALSIGNS-Welch Allyn-Connex 6000 | [12 empty] | MVS-A | [10 empty] | MONITORVITALSIGNS | Monitor, Vital Signs | Welch Allyn
NO | YES |  |  |  |  | 142-05900 | Welch Allyn Inc | CONNEX VSM 6000 SERIES |  |  | NE-5 South West | [5 empty] | 142-05900 | Katy | MHHS-Northeast | NE-5 South West |  | 6/1/19 | 6/1/20 |  |  |  | Monitor, Vital Signs | MONITORVITALSIGNS-Welch Allyn-Connex 6000 | [12 empty] | MVS-A | [10 empty] | MONITORVITALSIGNS | Monitor, Vital Signs | Welch Allyn
NO | YES |  |  |  |  | 142-05269 | Welch Allyn Inc | CONNEX VSM 6000 SERIES |  |  | NE-5 South West | [5 empty] | 142-05269 | Katy | MHHS-Northeast | NE-5 South West |  | 1/1/19 | 1/1/20 |  |  |  | Monitor, Vital Signs | MONITORVITALSIGNS-Welch Allyn-Connex 6000 | [12 empty] | MVS-A | [10 empty] | MONITORVITALSIGNS | Monitor, Vital Signs | Welch Allyn
NO | YES |  |  |  |  | 142-05267 | Welch Allyn Inc | CONNEX VSM 6000 SERIES |  |  | NE-5 South West | [5 empty] | 142-05267 | Katy | MHHS-Northeast | NE-5 South West |  | 6/1/19 | 6/1/20
NO | YES |  |  |  | 129-06861 | 129-06861 | Welch Allyn Inc | CONNEX VSM 6000 SERIES |  |  | ED |  |  |  |  | 129-06861 | 129-06861 |  |  | ED | Triage room 1 | [5 empty] | Monitor, Vital Signs | MONITORVITALSIGNS-Welch Allyn-Connex 6000 | [12 empty] | MVS-A | [10 empty] | MONITORVITALSIGNS | Monitor, Vital Signs | Welch Allyn
YES | YES |  |  |  | 074-06001 | 074-06001 | Welch Allyn Inc | CONNEX VSM 6000 SERIES |  |  | MH MG - (WDLS) - OB/GYN (MP3) |  |  |  |  | 074-06001 | 074-06001 | Woodlands |  | MH MG - (WDLS) - OB/GYN (MP3) | OBGYN |  |  | 1/1/21 |  |  | Monitor, Vital Signs | MONITORVITALSIGNS-Welch Allyn-Connex 6000 | [12 empty] | MVS-A | [10 empty] | MONITORVITALSIGNS | Monitor, Vital Signs | Welch Allyn
YES | YES |  |  |  | 929-01155 | 929-01155 | Welch Allyn Inc | CONNEX VSM 6000 SERIES |  |  | MH MG - (MC) - MC EXEC HEALTH (MHT) |  |  |  |  | 929-01155 | 929-01155 | West |  | MH MG - (MC) - MC EXEC HEALTH (MHT)
YES | YES |  |  |  | 005-08350 | 005-08350 | Welch Allyn Inc | CONNEX VSM 6000 SERIES |  |  | SE - RADIOLOGY |  |  |  |  | 005-08350 | 005-08350 | Southeast | Memorial Hermann Southeast Hospital | SE - RADIOLOGY | 4th floor storage | [6 empty] | MONITORVITALSIGNS-Welch Allyn-Connex 6000
YES | YES |  |  |  | 005-10426 | 005-10426 | Welch Allyn Inc | CONNEX VSM 6000 SERIES |  |  | SE - RADIOLOGY |  |  |  |  | 005-10426 | 005-10426 | Southeast | Memorial Hermann Southeast Hospital | SE - RADIOLOGY | 4th floor storage | [6 empty] | MONITORVITALSIGNS-Welch Allyn-Connex 6000
NO | NO | [5 empty] | Welch Allyn Inc | CONNEX VSM 6000 SERIES |  |  | MH MG - (MC) - MEMORIAL CITY (MP3) | MHHS-MG |  | Monitor, Vital Signs |  |  |  | West & Memorial City |  | MH MG - (MC) - MEMORIAL CITY (MP3) | [5 empty] | MONITORS, PHYSIOLOGIC, VITAL SIGNS |  | MONITORVITALSIGNS-Welch Allyn-Connex 6000 | MONITORVITALSIGNS | Connex 6000 |  |  |  | Welch Allyn | Monitor, Vital Signs |  | MONITORVITALSIGNS-Welch Allyn-Connex 6000 |  |  |  |  | Covered PM Repair - Biomedical | MHHS-MG
NO | NO | [5 empty] | Welch Allyn Inc | CONNEX VSM 6000 SERIES |  |  | MH MG - (MC) - MEMORIAL CITY (MP3) | MHHS-MG |  | Monitor, Vital Signs |  |  |  | West & Memorial City |  | MH MG - (MC) - MEMORIAL CITY (MP3) | [5 empty] | MONITORS, PHYSIOLOGIC, VITAL SIGNS |  | MONITORVITALSIGNS-Welch Allyn-Connex 6000 | MONITORVITALSIGNS | Connex 6000 |  |  |  | Welch Allyn | Monitor, Vital Signs |  | MONITORVITALSIGNS-Welch Allyn-Connex 6000 |  |  |  |  | Covered PM Repair - Biomedical | MHHS-MG
NO | NO |  |  |  | 133-09320 |  | Welch Allyn Inc | CONNEX VSM 6000 SERIES |  |  | KATY - OB SPECIAL OBSERVATION - 3E | MHHS-Katy |  | Monitor, Vital Signs |  | 133-09320 |  | Katy |  | KATY - OB SPECIAL OBSERVATION - 3E | [5 empty] | MONITORS, PHYSIOLOGIC, VITAL SIGNS |  | MONITORVITALSIGNS-Welch Allyn-Connex 6000 | MONITORVITALSIGNS | Connex 6000 |  |  |  | Welch Allyn | Monitor, Vital Signs |  | MONITORVITALSIGNS-Welch Allyn-Connex 6000 |  |  |  |  | Covered PM Repair - Biomedical | MHHS-Katy
NO | NO |  |  |  | 000-05173 |  | Welch Allyn Inc | CONNEX VSM 6000 SERIES |  |  | MH MG - (MC) - P&RC INPATIENT | MHHS-MG |  | Monitor, Vital Signs |  | 000-05173 |  | West & Memorial City |  | MH MG - (MC) - P&RC INPATIENT | [5 empty] | MONITORS, PHYSIOLOGIC, VITAL SIGNS |  | MONITORVITALSIGNS-Welch Allyn-Connex 6000 | MONITORVITALSIGNS | Connex 6000 |  |  |  | Welch Allyn | Monitor, Vital Signs |  | MONITORVITALSIGNS-Welch Allyn-Connex 6000 |  |  |  |  | Covered PM Repair - Biomedical | MHHS-MG
NO | NO |  |  |  | 041-34080 |  | Welch Allyn Inc | CONNEX VSM 6000 SERIES |  |  | MEMORIAL CITY - CDU | MHHS-Mem City |  | Monitor, Vital Signs |  | 041-34080 |  | West & Memorial City |  | MEMORIAL CITY - CDU | [5 empty] | MONITORS, PHYSIOLOGIC, VITAL SIGNS |  | MONITORVITALSIGNS-Welch Allyn-Connex 6000 | MONITORVITALSIGNS | Connex 6000 |  |  |  | Welch Allyn | Monitor, Vital Signs |  | MONITORVITALSIGNS-Welch Allyn-Connex 6000 |  |  |  |  | Covered PM Repair - Biomedical | MHHS-Mem City
NO | NO | [5 empty] | Welch Allyn Inc | CONNEX VSM 6000 SERIES |  |  | MEMORIAL CITY - CDU | MHHS-Mem City |  | Monitor, Vital Signs |  |  |  | West & Memorial City |  | MEMORIAL CITY - CDU | [5 empty] | MONITORS, PHYSIOLOGIC, VITAL SIGNS |  | MONITORVITALSIGNS-Welch Allyn-Connex 6000 | MONITORVITALSIGNS | Connex 6000 |  |  |  | Welch Allyn | Monitor, Vital Signs |  | MONITORVITALSIGNS-Welch Allyn-Connex 6000 |  |  |  |  | Covered PM Repair - Biomedical | MHHS-Mem City
NO | NO | [5 empty] | Welch Allyn Inc | CONNEX VSM 6000 SERIES |  |  | MEMORIAL CITY - CDU | MHHS-Mem City |  | Monitor, Vital Signs |  |  |  | West & Memorial City |  | MEMORIAL CITY - CDU | [5 empty] | MONITORS, PHYSIOLOGIC, VITAL SIGNS |  | MONITORVITALSIGNS-Welch Allyn-Connex 6000 | MONITORVITALSIGNS | Connex 6000 |  |  |  | Welch Allyn | Monitor, Vital Signs |  | MONITORVITALSIGNS-Welch Allyn-Connex 6000 |  |  |  |  | Covered PM Repair - Biomedical | MHHS-Mem City
NO | NO |  |  |  | 041-20887 |  | Welch Allyn Inc | CONNEX VSM 6000 SERIES |  |  | MEMORIAL CITY - GENERAL SURGERY | MHHS-Mem City |  | Monitor, Vital Signs |  | 041-20887 |  | West & Memorial City |  | MEMORIAL CITY - GENERAL SURGERY | [5 empty] | MONITORS, PHYSIOLOGIC, VITAL SIGNS |  | MONITORVITALSIGNS-Welch Allyn-Connex 6000 | MONITORVITALSIGNS | Connex 6000 |  |  |  | Welch Allyn | Monitor, Vital Signs |  | MONITORVITALSIGNS-Welch Allyn-Connex 6000 |  |  |  |  | Covered PM Repair - Biomedical | MHHS-Mem City
NO | NO |  |  |  | 041-34021 |  | Welch Allyn Inc | CONNEX VSM 6000 SERIES |  |  | MEMORIAL CITY - MHT - MED/SURG | MHHS-Mem City |  | Monitor, Vital Signs |  | 041-34021 |  | West & Memorial City |  | MEMORIAL CITY - MHT - MED/SURG | [5 empty] | MONITORS, PHYSIOLOGIC, VITAL SIGNS |  | MONITORVITALSIGNS-Welch Allyn-Connex 6000 | MONITORVITALSIGNS | Connex 6000 |  |  |  | Welch Allyn | Monitor, Vital Signs |  | MONITORVITALSIGNS-Welch Allyn-Connex 6000 |  |  |  |  | Covered PM Repair - Biomedical | MHHS-Mem City
NO | NO |  |  |  | 041-34022 |  | Welch Allyn Inc | CONNEX VSM 6000 SERIES |  |  | MEMORIAL CITY - MHT - MED/SURG | MHHS-Mem City |  | Monitor, Vital Signs |  | 041-34022 |  | West & Memorial City |  | MEMORIAL CITY - MHT - MED/SURG | [5 empty] | MONITORS, PHYSIOLOGIC, VITAL SIGNS |  | MONITORVITALSIGNS-Welch Allyn-Connex 6000 | MONITORVITALSIGNS | Connex 6000 |  |  |  | Welch Allyn | Monitor, Vital Signs |  | MONITORVITALSIGNS-Welch Allyn-Connex 6000 |  |  |  |  | Covered PM Repair - Biomedical | MHHS-Mem City
NO | NO | [5 empty] | Welch Allyn Inc | CONNEX VSM 6000 SERIES |  |  | MH MG - (GH) - EP Heart (MP2 Suite 100) | MHHS-MG |  | Monitor, Vital Signs |  |  |  | Central & Greater Heights |  | MH MG - (GH) - EP Heart (MP2 Suite 100) | [5 empty] | MONITORS, PHYSIOLOGIC, VITAL SIGNS |  | MONITORVITALSIGNS-Welch Allyn-Connex 6000 | MONITORVITALSIGNS | Connex 6000 |  |  |  | Welch Allyn | Monitor, Vital Signs |  | MONITORVITALSIGNS-Welch Allyn-Connex 6000 |  |  |  |  | Covered PM Repair - Biomedical | MHHS-MG
NO | NO |  |  |  | 041-18256 |  | Welch Allyn Inc | CONNEX VSM 6000 SERIES |  |  | MH MG - (MC) - MC EXEC HEALTH (MHT) | MHHS-MG |  | Monitor, Vital Signs |  | 041-18256 |  | West & Memorial City |  | MH MG - (MC) - MC EXEC HEALTH (MHT) | [5 empty] | MONITORS, PHYSIOLOGIC, VITAL SIGNS |  | MONITORVITALSIGNS-Welch Allyn-Connex 6000 | MONITORVITALSIGNS | Connex 6000 |  |  |  | Welch Allyn | Monitor, Vital Signs |  | MONITORVITALSIGNS-Welch Allyn-Connex 6000 |  |  |  |  | Covered PM Repair - Biomedical | MHHS-MG
NO | NO |  |  |  | 041-18259 |  | Welch Allyn Inc | CONNEX VSM 6000 SERIES |  |  | MH MG - (MC) - MC EXEC HEALTH (MHT) | MHHS-MG |  | Monitor, Vital Signs |  | 041-18259 |  | West & Memorial City |  | MH MG - (MC) - MC EXEC HEALTH (MHT) | [5 empty] | MONITORS, PHYSIOLOGIC, VITAL SIGNS |  | MONITORVITALSIGNS-Welch Allyn-Connex 6000 | MONITORVITALSIGNS | Connex 6000 |  |  |  | Welch Allyn | Monitor, Vital Signs |  | MONITORVITALSIGNS-Welch Allyn-Connex 6000 |  |  |  |  | Covered PM Repair - Biomedical | MHHS-MG
NO | NO |  |  |  | 005-10305 |  | Welch Allyn Inc | CONNEX VSM 6000 SERIES |  |  | MH MG - (SE) - FRIENDSWOOD | MHHS-MG |  | Monitor, Vital Signs |  | 005-10305 |  | Southeast & Bay Area |  | MH MG - (SE) - FRIENDSWOOD | [5 empty] | MONITORS, PHYSIOLOGIC, VITAL SIGNS |  | MONITORVITALSIGNS-Welch Allyn-Connex 6000 | MONITORVITALSIGNS | Connex 6000 |  |  |  | Welch Allyn | Monitor, Vital Signs |  | MONITORVITALSIGNS-Welch Allyn-Connex 6000 |  |  |  |  | Covered PM Repair - Biomedical | MHHS-MG
NO | NO |  |  |  | 029-12252 |  | Welch Allyn Inc | CONNEX VSM 6000 SERIES |  |  | MH MG - (WDLS) - BENDERS LANDING | MHHS-MG |  | Monitor, Vital Signs |  | 029-12252 |  | Woodlands |  | MH MG - (WDLS) - BENDERS LANDING | [5 empty] | MONITORS, PHYSIOLOGIC, VITAL SIGNS |  | MONITORVITALSIGNS-Welch Allyn-Connex 6000 | MONITORVITALSIGNS | Connex 6000 |  |  |  | Welch Allyn | Monitor, Vital Signs |  | MONITORVITALSIGNS-Welch Allyn-Connex 6000 |  |  |  |  | Covered PM Repair - Biomedical | MHHS-MG
NO | NO |  |  |  | 029-12253 |  | Welch Allyn Inc | CONNEX VSM 6000 SERIES |  |  | MH MG - (WDLS) - BENDERS LANDING | MHHS-MG |  | Monitor, Vital Signs |  | 029-12253 |  | Woodlands |  | MH MG - (WDLS) - BENDERS LANDING | [5 empty] | MONITORS, PHYSIOLOGIC, VITAL SIGNS |  | MONITORVITALSIGNS-Welch Allyn-Connex 6000 | MONITORVITALSIGNS | Connex 6000 |  |  |  | Welch Allyn | Monitor, Vital Signs |  | MONITORVITALSIGNS-Welch Allyn-Connex 6000 |  |  |  |  | Covered PM Repair - Biomedical | MHHS-MG
NO | NO |  |  |  | 000-03761 |  | Welch Allyn Inc | CONNEX VSM 6000 SERIES |  |  | MNA - (MC) - SPINE CLINC (MHT 2150) | MHHS - Mischer Neuroscience |  | Monitor, Vital Signs |  | 000-03761 |  | West & Memorial City |  | MNA - (MC) - SPINE CLINC (MHT 2150) | [5 empty] | MONITORS, PHYSIOLOGIC, VITAL SIGNS |  | MONITORVITALSIGNS-Welch Allyn-Connex 6000 | MONITORVITALSIGNS | Connex 6000 |  |  |  | Welch Allyn | Monitor, Vital Signs |  | MONITORVITALSIGNS-Welch Allyn-Connex 6000 |  |  |  |  | Covered PM Repair - Biomedical | MHHS - Mischer Neuroscience
NO | NO | [5 empty] | Welch Allyn Inc | CONNEX VSM 6000 SERIES |  |  | NE - 5 SOUTH WEST | MHHS-Northeast |  | Monitor, Vital Signs |  |  |  | Katy |  | NE - 5 SOUTH WEST | [5 empty] | MONITORS, PHYSIOLOGIC, VITAL SIGNS |  | MONITORVITALSIGNS-Welch Allyn-Connex 6000 | MONITORVITALSIGNS | Connex 6000 |  |  |  | Welch Allyn | Monitor, Vital Signs |  | MONITORVITALSIGNS-Welch Allyn-Connex 6000 |  |  |  |  | Covered PM Repair - Biomedical | MHHS-Northeast
NO | NO | [5 empty] | Welch Allyn Inc | CONNEX VSM 6000 SERIES |  |  | NE - CLINICAL DECISION UNIT | MHHS-Northeast |  | Monitor, Vital Signs |  |  |  | Katy |  | NE - CLINICAL DECISION UNIT | [5 empty] | MONITORS, PHYSIOLOGIC, VITAL SIGNS |  | MONITORVITALSIGNS-Welch Allyn-Connex 6000 | MONITORVITALSIGNS | Connex 6000 |  |  |  | Welch Allyn | Monitor, Vital Signs |  | MONITORVITALSIGNS-Welch Allyn-Connex 6000 |  |  |  |  | Not Covered Vendor Only - Biomedical | MHHS-Northeast
NO | NO | [5 empty] | Welch Allyn Inc | CONNEX VSM 6000 SERIES |  |  | NE - CLINICAL DECISION UNIT | MHHS-Northeast |  | Monitor, Vital Signs |  |  |  | Katy |  | NE - CLINICAL DECISION UNIT | [5 empty] | MONITORS, PHYSIOLOGIC, VITAL SIGNS |  | MONITORVITALSIGNS-Welch Allyn-Connex 6000 | MONITORVITALSIGNS | Connex 6000 |  |  |  | Welch Allyn | Monitor, Vital Signs |  | MONITORVITALSIGNS-Welch Allyn-Connex 6000 |  |  |  |  | Covered PM Repair - Biomedical | MHHS-Northeast
NO | NO | [5 empty] | Welch Allyn Inc | CONNEX VSM 6000 SERIES |  |  | NE - CLINICAL DECISION UNIT | MHHS-Northeast |  | Monitor, Vital Signs |  |  |  | Katy |  | NE - CLINICAL DECISION UNIT | [5 empty] | MONITORS, PHYSIOLOGIC, VITAL SIGNS |  | MONITORVITALSIGNS-Welch Allyn-Connex 6000 | MONITORVITALSIGNS | Connex 6000 |  |  |  | Welch Allyn | Monitor, Vital Signs |  | MONITORVITALSIGNS-Welch Allyn-Connex 6000 |  |  |  |  | Covered PM Repair - Biomedical | MHHS-Northeast
NO | NO | [5 empty] | Welch Allyn Inc | CONNEX VSM 6000 SERIES |  |  | NE - DAY SURGERY | MHHS-Northeast |  | Monitor, Vital Signs |  |  |  | Katy |  | NE - DAY SURGERY | [5 empty] | MONITORS, PHYSIOLOGIC, VITAL SIGNS |  | MONITORVITALSIGNS-Welch Allyn-Connex 6000 | MONITORVITALSIGNS | Connex 6000 |  |  |  | Welch Allyn | Monitor, Vital Signs |  | MONITORVITALSIGNS-Welch Allyn-Connex 6000 |  |  |  |  | Covered PM Repair - Biomedical | MHHS-Northeast
NO | NO |  |  |  | 142-06906 |  | Welch Allyn Inc | CONNEX VSM 6000 SERIES |  |  | NE - IMU1 | MHHS-Northeast |  | Monitor, Vital Signs |  | 142-06906 |  | Katy |  | NE - IMU1 | [5 empty] | MONITORS, PHYSIOLOGIC, VITAL SIGNS |  | MONITORVITALSIGNS-Welch Allyn-Connex 6000 | MONITORVITALSIGNS | Connex 6000 |  |  |  | Welch Allyn | Monitor, Vital Signs |  | MONITORVITALSIGNS-Welch Allyn-Connex 6000 |  |  |  |  | Covered PM Repair - Biomedical | MHHS-Northeast
NO | NO | [5 empty] | Welch Allyn Inc | CONNEX VSM 6000 SERIES |  |  | NE - PREASSESSMENT LAB | MHHS-Northeast |  | Monitor, Vital Signs |  |  |  | Katy |  | NE - PREASSESSMENT LAB | [5 empty] | MONITORS, PHYSIOLOGIC, VITAL SIGNS |  | MONITORVITALSIGNS-Welch Allyn-Connex 6000 | MONITORVITALSIGNS | Connex 6000 |  |  |  | Welch Allyn | Monitor, Vital Signs |  | MONITORVITALSIGNS-Welch Allyn-Connex 6000 |  |  |  |  | Covered PM Repair - Biomedical | MHHS-Northeast
NO | NO | [5 empty] | Welch Allyn Inc | CONNEX VSM 6000 SERIES |  |  | NE - RESPIRATORY | MHHS-Northeast |  | Monitor, Vital Signs |  |  |  | Katy |  | NE - RESPIRATORY | [5 empty] | MONITORS, PHYSIOLOGIC, VITAL SIGNS |  | MONITORVITALSIGNS-Welch Allyn-Connex 6000 | MONITORVITALSIGNS | Connex 6000 |  |  |  | Welch Allyn | Monitor, Vital Signs |  | MONITORVITALSIGNS-Welch Allyn-Connex 6000 |  |  |  |  | Covered PM Repair - Biomedical | MHHS-Northeast
NO | NO |  |  |  | 142-08246 |  | Welch Allyn Inc | CONNEX VSM 6000 SERIES |  |  | NE - WOUND CARE | MHHS-Northeast |  | Monitor, Vital Signs |  | 142-08246 |  | Katy |  | NE - WOUND CARE | [5 empty] | MONITORS, PHYSIOLOGIC, VITAL SIGNS |  | MONITORVITALSIGNS-Welch Allyn-Connex 6000 | MONITORVITALSIGNS | Connex 6000 |  |  |  | Welch Allyn | Monitor, Vital Signs |  | MONITORVITALSIGNS-Welch Allyn-Connex 6000 |  |  |  |  | Covered PM Repair - Radiology, Low End | MHHS-Northeast
NO | NO |  |  |  | 005-09148 |  | Welch Allyn Inc | CONNEX VSM 6000 SERIES |  |  | SE - OR - PREOP | MHHS-Southeast |  | Monitor, Vital Signs |  | 005-09148 |  | Southeast & Bay Area |  | SE - OR - PREOP | [5 empty] | MONITORS, PHYSIOLOGIC, VITAL SIGNS |  | MONITORVITALSIGNS-Welch Allyn-Connex 6000 | MONITORVITALSIGNS | Connex 6000 |  |  |  | Welch Allyn | Monitor, Vital Signs |  | MONITORVITALSIGNS-Welch Allyn-Connex 6000 |  |  |  |  | Covered PM Repair - Biomedical | MHHS-Southeast
NO | NO |  |  |  | 005-08377 |  | Welch Allyn Inc | CONNEX VSM 6000 SERIES |  |  | SE - UNIT 1B (MED/SURG) | MHHS-Southeast |  | Monitor, Vital Signs |  | 005-08377 |  | Southeast & Bay Area |  | SE - UNIT 1B (MED/SURG) | [5 empty] | MONITORS, PHYSIOLOGIC, VITAL SIGNS |  | MONITORVITALSIGNS-Welch Allyn-Connex 6000 | MONITORVITALSIGNS | Connex 6000 |  |  |  | Welch Allyn | Monitor, Vital Signs |  | MONITORVITALSIGNS-Welch Allyn-Connex 6000 |  |  |  |  | Covered PM Repair - Biomedical | MHHS-Southeast
NO | NO |  |  |  | 005-12153 |  | Welch Allyn Inc | CONNEX VSM 6000 SERIES |  |  | SE - UNIT 1B (MED/SURG) | MHHS-Southeast |  | Monitor, Vital Signs |  | 005-12153 |  | Southeast & Bay Area |  | SE - UNIT 1B (MED/SURG) | [5 empty] | MONITORS, PHYSIOLOGIC, VITAL SIGNS |  | MONITORVITALSIGNS-Welch Allyn-Connex 6000 | MONITORVITALSIGNS | Connex 6000 |  |  |  | Welch Allyn | Monitor, Vital Signs |  | MONITORVITALSIGNS-Welch Allyn-Connex 6000 |  |  |  |  | Covered PM Repair - Biomedical | MHHS-Southeast
NO | NO |  |  |  | 005-33485 |  | Welch Allyn Inc | CONNEX VSM 6000 SERIES |  |  | SE - UNIT 1B (MED/SURG) | MHHS-Southeast |  | Monitor, Vital Signs |  | 005-33485 |  | Southeast & Bay Area |  | SE - UNIT 1B (MED/SURG) | [5 empty] | MONITORS, PHYSIOLOGIC, VITAL SIGNS |  | MONITORVITALSIGNS-Welch Allyn-Connex 6000 | MONITORVITALSIGNS | Connex 6000 |  |  |  | Welch Allyn | Monitor, Vital Signs |  | MONITORVITALSIGNS-Welch Allyn-Connex 6000 |  |  |  |  | Covered PM Repair - Biomedical | MHHS-Southeast
NO | NO |  |  |  | 005-08348 |  | Welch Allyn Inc | CONNEX VSM 6000 SERIES |  |  | SE - UNIT 3A (IMU) | MHHS-Southeast |  | Monitor, Vital Signs |  | 005-08348 |  | Southeast & Bay Area |  | SE - UNIT 3A (IMU) | [5 empty] | MONITORS, PHYSIOLOGIC, VITAL SIGNS |  | MONITORVITALSIGNS-Welch Allyn-Connex 6000 | MONITORVITALSIGNS | Connex 6000 |  |  |  | Welch Allyn | Monitor, Vital Signs |  | MONITORVITALSIGNS-Welch Allyn-Connex 6000 |  |  |  |  | Covered PM Repair - Biomedical | MHHS-Southeast
NO | NO |  |  |  | 005-10060 |  | Welch Allyn Inc | CONNEX VSM 6000 SERIES |  |  | SE - UNIT 3B (SCU) | MHHS-Southeast |  | Monitor, Vital Signs |  | 005-10060 |  | Southeast & Bay Area |  | SE - UNIT 3B (SCU) | [5 empty] | MONITORS, PHYSIOLOGIC, VITAL SIGNS |  | MONITORVITALSIGNS-Welch Allyn-Connex 6000 | MONITORVITALSIGNS | Connex 6000 |  |  |  | Welch Allyn | Monitor, Vital Signs |  | MONITORVITALSIGNS-Welch Allyn-Connex 6000 |  |  |  |  | Covered PM Repair - Biomedical | MHHS-Southeast
NO | NO |  |  |  | 005-10065 |  | Welch Allyn Inc | CONNEX VSM 6000 SERIES |  |  | SE - UNIT 3B (SCU) | MHHS-Southeast |  | Monitor, Vital Signs |  | 005-10065 |  | Southeast & Bay Area |  | SE - UNIT 3B (SCU) | [5 empty] | MONITORS, PHYSIOLOGIC, VITAL SIGNS |  | MONITORVITALSIGNS-Welch Allyn-Connex 6000 | MONITORVITALSIGNS | Connex 6000 |  |  |  | Welch Allyn | Monitor, Vital Signs |  | MONITORVITALSIGNS-Welch Allyn-Connex 6000 |  |  |  |  | Covered PM Repair - Biomedical | MHHS-Southeast
NO | NO |  |  |  | 005-10814 |  | Welch Allyn Inc | CONNEX VSM 6000 SERIES |  |  | SE - WOUND CARE | MHHS-Southeast |  | Monitor, Vital Signs |  | 005-10814 |  | Southeast & Bay Area |  | SE - WOUND CARE | [5 empty] | MONITORS, PHYSIOLOGIC, VITAL SIGNS |  | MONITORVITALSIGNS-Welch Allyn-Connex 6000 | MONITORVITALSIGNS | Connex 6000 |  |  |  | Welch Allyn | Monitor, Vital Signs |  | MONITORVITALSIGNS-Welch Allyn-Connex 6000 |  |  |  |  | Covered PM Repair - Biomedical | MHHS-Southeast
NO | NO |  |  |  | 013-36790 |  | Welch Allyn Inc | CONNEX VSM 6000 SERIES |  |  | SW - ER | MHHS-Southwest |  | Monitor, Vital Signs |  | 013-36790 |  | Southwest |  | SW - ER | [5 empty] | MONITORS, PHYSIOLOGIC, VITAL SIGNS |  | MONITORVITALSIGNS-Welch Allyn-Connex 6000 | MONITORVITALSIGNS | Connex 6000 |  |  |  | Welch Allyn | Monitor, Vital Signs |  | MONITORVITALSIGNS-Welch Allyn-Connex 6000 |  |  |  |  | Covered PM Repair - Biomedical | MHHS-Southwest
NO | NO |  |  |  | 013-35873 |  | Welch Allyn Inc | CONNEX VSM 6000 SERIES |  |  | SW - SENIOR BEHAVIORAL CARE | MHHS-Southwest |  | Monitor, Vital Signs |  | 013-35873 |  | Southwest |  | SW - SENIOR BEHAVIORAL CARE | [5 empty] | MONITORS, PHYSIOLOGIC, VITAL SIGNS |  | MONITORVITALSIGNS-Welch Allyn-Connex 6000 | MONITORVITALSIGNS | Connex 6000 |  |  |  | Welch Allyn | Monitor, Vital Signs |  | MONITORVITALSIGNS-Welch Allyn-Connex 6000 |  |  |  |  | Covered PM Repair - Biomedical | MHHS-Southwest
NO | NO |  |  |  | 074-04977 |  | Welch Allyn Inc | CONNEX VSM 6000 SERIES |  |  | TMC - CATH LAB - PEDI (GHP) | MHHS-TMC |  | Monitor, Vital Signs |  | 074-04977 |  | TMC |  | TMC - CATH LAB - PEDI (GHP) | [5 empty] | MONITORS, PHYSIOLOGIC, VITAL SIGNS |  | MONITORVITALSIGNS-Welch Allyn-Connex 6000 | MONITORVITALSIGNS | Connex 6000 |  |  |  | Welch Allyn | Monitor, Vital Signs |  | MONITORVITALSIGNS-Welch Allyn-Connex 6000 |  |  |  |  | Covered PM Repair - Biomedical | MHHS-TMC
NO | NO |  |  |  | 069-45226 |  | Welch Allyn Inc | CONNEX VSM 6000 SERIES |  |  | TMC - CHILDRENS - PROCEDURE SUITE (GHP) | MHHS-TMC |  | Monitor, Vital Signs |  | 069-45226 |  | TMC |  | TMC - CHILDRENS - PROCEDURE SUITE (GHP) | [5 empty] | MONITORS, PHYSIOLOGIC, VITAL SIGNS |  | MONITORVITALSIGNS-Welch Allyn-Connex 6000 | MONITORVITALSIGNS | Connex 6000 |  |  |  | Welch Allyn | Monitor, Vital Signs |  | MONITORVITALSIGNS-Welch Allyn-Connex 6000 |  |  |  |  | Covered PM Repair - Biomedical | MHHS-TMC
NO | NO |  |  |  | 069-43692 |  | Welch Allyn Inc | CONNEX VSM 6000 SERIES |  |  | TMC - JONES - NEURO ICU (7J) | MHHS-TMC |  | Monitor, Vital Signs |  | 069-43692 |  | TMC |  | TMC - JONES - NEURO ICU (7J) | [5 empty] | MONITORS, PHYSIOLOGIC, VITAL SIGNS |  | MONITORVITALSIGNS-Welch Allyn-Connex 6000 | MONITORVITALSIGNS | Connex 6000 |  |  |  | Welch Allyn | Monitor, Vital Signs |  | MONITORVITALSIGNS-Welch Allyn-Connex 6000 |  |  |  |  | Covered PM Repair - Biomedical | MHHS-TMC
NO | NO |  |  |  | 069-34102 |  | Welch Allyn Inc | CONNEX VSM 6000 SERIES |  |  | TMC - PLAZA - CANCER CENTER (STE 2900) | MHHS-TMC |  | Monitor, Vital Signs |  | 069-34102 |  | TMC |  | TMC - PLAZA - CANCER CENTER (STE 2900) | [5 empty] | MONITORS, PHYSIOLOGIC, VITAL SIGNS |  | MONITORVITALSIGNS-Welch Allyn-Connex 6000 | MONITORVITALSIGNS | Connex 6000 |  |  |  | Welch Allyn | Monitor, Vital Signs |  | MONITORVITALSIGNS-Welch Allyn-Connex 6000 |  |  |  |  | Covered PM Repair - Biomedical | MHHS-TMC
NO | NO |  |  |  | 029-12380 |  | Welch Allyn Inc | CONNEX VSM 6000 SERIES |  |  | WOODLANDS - ER | MHHS-Woodlands |  | Monitor, Vital Signs |  | 029-12380 |  | Woodlands |  | WOODLANDS - ER | [5 empty] | MONITORS, PHYSIOLOGIC, VITAL SIGNS |  | MONITORVITALSIGNS-Welch Allyn-Connex 6000 | MONITORVITALSIGNS | Connex 6000 |  |  |  | Welch Allyn | Monitor, Vital Signs |  | MONITORVITALSIGNS-Welch Allyn-Connex 6000 |  |  |  |  | Covered PM Repair - Biomedical | MHHS-Woodlands
NO | NO |  |  |  | 029-12406 |  | Welch Allyn Inc | CONNEX VSM 6000 SERIES |  |  | WOODLANDS - ER | MHHS-Woodlands |  | Monitor, Vital Signs |  | 029-12406 |  | Woodlands |  | WOODLANDS - ER | [5 empty] | MONITORS, PHYSIOLOGIC, VITAL SIGNS |  | MONITORVITALSIGNS-Welch Allyn-Connex 6000 | MONITORVITALSIGNS | Connex 6000 |  |  |  | Welch Allyn | Monitor, Vital Signs |  | MONITORVITALSIGNS-Welch Allyn-Connex 6000 |  |  |  |  | Covered PM Repair - Biomedical | MHHS-Woodlands
NO | NO |  |  |  | 029-32172 |  | Welch Allyn Inc | CONNEX VSM 6000 SERIES |  |  | WOODLANDS - PCU5 | MHHS-Woodlands |  | Monitor, Vital Signs |  | 029-32172 |  | Woodlands |  | WOODLANDS - PCU5 | [5 empty] | MONITORS, PHYSIOLOGIC, VITAL SIGNS |  | MONITORVITALSIGNS-Welch Allyn-Connex 6000 | MONITORVITALSIGNS | Connex 6000 |  |  |  | Welch Allyn | Monitor, Vital Signs |  | MONITORVITALSIGNS-Welch Allyn-Connex 6000 |  |  |  |  | Covered PM Repair - Biomedical | MHHS-Woodlands
NO | NO |  |  |  | 029-32173 |  | Welch Allyn Inc | CONNEX VSM 6000 SERIES |  |  | WOODLANDS - PCU5 | MHHS-Woodlands |  | Monitor, Vital Signs |  | 029-32173 |  | Woodlands |  | WOODLANDS - PCU5 | [5 empty] | MONITORS, PHYSIOLOGIC, VITAL SIGNS |  | MONITORVITALSIGNS-Welch Allyn-Connex 6000 | MONITORVITALSIGNS | Connex 6000 |  |  |  | Welch Allyn | Monitor, Vital Signs |  | MONITORVITALSIGNS-Welch Allyn-Connex 6000 |  |  |  |  | Covered PM Repair - Biomedical | MHHS-Woodlands
NO | YES |  |  |  | 005-10594 | 005-10594 | Welch Allyn Inc | CP100 |  |  | MH MG-(PL)-Pearland Clinic | MHHS-MG |  | ECG Machine |  | 005-10594 | 005-10594 | Pearland | MHHS-MG | MH MG-(PL)-Pearland Clinic | Hallway | 9/1/19 |  |  |  | ELECTROCARDIOGRAPHS | ECG Machine | ECGMACHINE-Welch Allyn-CP100 | ECGMACHINE | CP100 |  |  |  | Welch Allyn | ECG Machine |  | ECGMACHINE-Welch Allyn-CP100 |  | 12/1/18 |  |  | Covered PM Repair - Biomedical | MHHS-MG | [8 empty] | ECGMACHINE | ECG Machine | Welch Allyn
NO | YES |  |  |  | 005-10688 | 005-10688 | Welch Allyn Inc | CP150 |  |  | MH MG-(PL)-Pearland Clinic | MHHS-MG |  | ECG Machine |  | 005-10688 | 005-10688 | Pearland | MHHS-MG | MH MG-(PL)-Pearland Clinic | Suite 100 exam room 21 | 9/1/19 | 9/1/20 |  |  | ELECTROCARDIOGRAPHS | ECG Machine | ECGMACHINE-Welch Allyn-CP150 | ECGMACHINE | CP150 |  |  |  | Welch Allyn | ECG Machine |  | ECGMACHINE-Welch Allyn-CP150 |  | 12/1/18 |  |  | Covered PM Repair - Biomedical | MHHS-MG | [8 empty] | ECGMACHINE | ECG Machine | Welch Allyn
NO | YES |  |  |  | 129-07392 | 129-07392 | Welch Allyn Inc | CP200 |  |  | MH MG-(STX)-South Texas-Wharton | MHHS-MG |  | ECG Machine |  | 129-07392 | 129-07392 | South | MHHS-MG | MH MG-(STX)-South Texas-Wharton | Exam 2 | 10/1/19 | 10/1/20 |  |  | ELECTROCARDIOGRAPHS | ECG Machine | ECGMACHINE-Welch Allyn-CP200 | ECGMACHINE | CP200 |  |  |  | Welch Allyn | ECG Machine |  | ECGMACHINE-Welch Allyn-CP200 |  | 12/1/18 |  |  | Covered PM Repair - Biomedical | MHHS-MG | [8 empty] | ECGMACHINE | ECG Machine | Welch Allyn
NO | YES |  |  |  | 129-06658 | 129-06658 | Welch Allyn Inc | EXAM LIGHT |  | GS 600 | MH MG - (SL) - URGENT CARE - TELFAIR | MHHS-MG |  |  |  | 129-06658 | 129-06658 | Sugar Land |  | MH MG - (SL) - URGENT CARE - TELFAIR |  | 4/1/16 | 4/1/17 |  |  | LIGHTS, EXAMINATION |  | .needs class | [5 empty] | Welch Allyn |  |  |  |  | 2/22/26 |  |  | Not Covered Vendor Only - Biomedical | MHHS-MG
NO | NO |  |  |  | 017-01025 |  | Welch Allyn Inc | GOOSENECK |  | NO LOT # | OPID - (SE) - PASADENA - 465 | MHHS-OPID |  |  |  | 017-01025 |  | Southeast & Bay Area |  | OPID - (SE) - PASADENA - 465 | [5 empty] | LIGHTS, EXAMINATION |  | .needs class | [5 empty] | Welch Allyn | [7 empty] | Covered PM Repair - Biomedical | MHHS-OPID
NO | YES |  |  |  | 151-01445 | 151-01445 | Welch Allyn Inc | GREEN SERIES 777 |  | 151-01445 | CY-Medsurg | MHHS-Cypress |  | Oto/Ophthalmoscope |  | 151-01445 | 151-01445 | Northwest | MHHS-Cypress | CY-Medsurg | Nicu storage |  |  |  |  | OPHTHALMOSCOPE/OTOSCOPES | Oto/Ophthalmoscope | OTOOPHTHALMOSCOPE-Welch Allyn-Green Series 777 | OTOOPHTHALMOSCOPE | Green Series 777 |  |  |  | Welch Allyn | Oto/Ophthalmoscope |  | OTOOPHTHALMOSCOPE-Welch Allyn-Green Series 777 |  | 9/21/16 |  |  | Covered PM Repair - Biomedical | MHHS-Cypress | [8 empty] | OTOOPHTHALMOSCOPE | Oto/Ophthalmoscope | Welch Allyn
NO | YES |  |  |  | 151-02620 | 151-02620 | Welch Allyn Inc | GREEN SERIES 777 |  | NSN | CY-Medsurg | MHHS-Cypress |  | Oto/Ophthalmoscope |  | 151-02620 | 151-02620 | Northwest | MHHS-Cypress | CY-Medsurg | Storage room 223 |  |  |  |  | OPHTHALMOSCOPE/OTOSCOPES | Oto/Ophthalmoscope | OTOOPHTHALMOSCOPE-Welch Allyn-Green Series 777 | OTOOPHTHALMOSCOPE | Green Series 777 |  |  |  | Welch Allyn | Oto/Ophthalmoscope |  | OTOOPHTHALMOSCOPE-Welch Allyn-Green Series 777 |  |  |  |  | Not Covered Vendor Only - Biomedical | MHHS-Cypress | [8 empty] | OTOOPHTHALMOSCOPE | Oto/Ophthalmoscope | Welch Allyn
NO | YES |  |  |  | 151-02621 | 151-02621 | Welch Allyn Inc | GREEN SERIES 777 |  | NSN | CY-Medsurg | MHHS-Cypress |  | Oto/Ophthalmoscope |  | 151-02621 | 151-02621 | Northwest | MHHS-Cypress | CY-Medsurg | Storage room 223 |  |  |  |  | OPHTHALMOSCOPE/OTOSCOPES | Oto/Ophthalmoscope | OTOOPHTHALMOSCOPE-Welch Allyn-Green Series 777 | OTOOPHTHALMOSCOPE | Green Series 777 |  |  |  | Welch Allyn | Oto/Ophthalmoscope |  | OTOOPHTHALMOSCOPE-Welch Allyn-Green Series 777 |  |  |  |  | Covered PM Repair - Biomedical | MHHS-Cypress | [8 empty] | OTOOPHTHALMOSCOPE | Oto/Ophthalmoscope | Welch Allyn
NO | YES |  |  |  | 133-09095 | 133-09095 | Welch Allyn Inc | GREEN SERIES 777 |  | NSN | Katy-Postpartum-2W | MHHS-Katy |  | Oto/Ophthalmoscope |  | 133-09095 | 133-09095 | Katy | MHHS-Katy | Katy-Postpartum-2W | Hallway | 11/1/15 |  |  |  | OPHTHALMOSCOPE/OTOSCOPES | Oto/Ophthalmoscope | OTOOPHTHALMOSCOPE-Welch Allyn-Green Series 777 | OTOOPHTHALMOSCOPE | Green Series 777 |  |  |  | Welch Allyn | Oto/Ophthalmoscope |  | OTOOPHTHALMOSCOPE-Welch Allyn-Green Series 777 |  | 5/2/15 |  |  | Covered PM Repair - Biomedical | MHHS-Katy | [8 empty] | OTOOPHTHALMOSCOPE | Oto/Ophthalmoscope | Welch Allyn
NO | YES |  |  |  | 133-09096 | 133-09096 | Welch Allyn Inc | GREEN SERIES 777 |  | NSN | Katy-Postpartum-2W | MHHS-Katy |  | Oto/Ophthalmoscope |  | 133-09096 | 133-09096 | Katy | MHHS-Katy | Katy-Postpartum-2W | Hallway | 11/1/15 |  |  |  | OPHTHALMOSCOPE/OTOSCOPES | Oto/Ophthalmoscope | OTOOPHTHALMOSCOPE-Welch Allyn-Green Series 777 | OTOOPHTHALMOSCOPE | Green Series 777 |  |  |  | Welch Allyn | Oto/Ophthalmoscope |  | OTOOPHTHALMOSCOPE-Welch Allyn-Green Series 777 |  | 5/2/15 |  |  | Covered PM Repair - Biomedical | MHHS-Katy | [8 empty] | OTOOPHTHALMOSCOPE | Oto/Ophthalmoscope | Welch Allyn
NO | YES |  |  |  | 133-09097 | 133-09097 | Welch Allyn Inc | GREEN SERIES 777 |  | NSN | Katy-Postpartum-2W | MHHS-Katy |  | Oto/Ophthalmoscope |  | 133-09097 | 133-09097 | Katy | MHHS-Katy | Katy-Postpartum-2W | Hallway | 11/1/15 |  |  |  | OPHTHALMOSCOPE/OTOSCOPES | Oto/Ophthalmoscope | OTOOPHTHALMOSCOPE-Welch Allyn-Green Series 777 | OTOOPHTHALMOSCOPE | Green Series 777 |  |  |  | Welch Allyn | Oto/Ophthalmoscope |  | OTOOPHTHALMOSCOPE-Welch Allyn-Green Series 777 |  | 5/2/15 |  |  | Covered PM Repair - Biomedical | MHHS-Katy | [8 empty] | OTOOPHTHALMOSCOPE | Oto/Ophthalmoscope | Welch Allyn
NO | YES |  |  |  | 041-34081 | 041-34081 | Welch Allyn Inc | GREEN SERIES 777 |  | 041-34081 | MEMORIAL CITY - ER | MHHS-Mem City |  | Oto/Ophthalmoscope |  | 041-34081 | 041-34081 | West | Memorialcity - memorial herman emergency center | MEMORIAL CITY - ER | E1-209 |  |  |  | No pm required | OPHTHALMOSCOPE/OTOSCOPES |  | OTOOPHTHALMOSCOPE-Welch Allyn-Green Series 777 | OTOOPHTHALMOSCOPE | Green Series 777 |  |  |  | Welch Allyn | Oto/Ophthalmoscope |  | OTOOPHTHALMOSCOPE-Welch Allyn-Green Series 777 |  |  |  |  | Not Covered Vendor Only - Lab Ana/Anes | MHHS-Mem City
NO | YES |  |  |  | 041-34082 | 041-34082 | Welch Allyn Inc | GREEN SERIES 777 |  | 041-34082 | MEMORIAL CITY - ER | MHHS-Mem City |  | Oto/Ophthalmoscope |  | 041-34082 | 041-34082 | West | Memorial Hermann Memorial City ER | MEMORIAL CITY - ER | Peds ER |  |  |  | No PM required sticker | OPHTHALMOSCOPE/OTOSCOPES |  | OTOOPHTHALMOSCOPE-Welch Allyn-Green Series 777 | OTOOPHTHALMOSCOPE | Green Series 777 |  |  |  | Welch Allyn | Oto/Ophthalmoscope |  | OTOOPHTHALMOSCOPE-Welch Allyn-Green Series 777 |  |  |  |  | Covered PM Repair - Biomedical | MHHS-Mem City
NO | YES |  |  |  | 041-34084 | 041-34084 | Welch Allyn Inc | GREEN SERIES 777 |  |  | MEMORIAL CITY - ER - PEDS Room 11 | MHHS-Mem City |  | Oto/Ophthalmoscope |  | 041-34084 | 041-34084 | West | Memorial Hermann - Memorial City | MEMORIAL CITY - ER - PEDS Room 11 | Memorial City ER Peds Room 11 |  |  |  |  | OPHTHALMOSCOPE/OTOSCOPES |  | OTOOPHTHALMOSCOPE-Welch Allyn-Green Series 777 | OTOOPHTHALMOSCOPE | Green Series 777 |  |  |  | Welch Allyn | Oto/Ophthalmoscope |  | OTOOPHTHALMOSCOPE-Welch Allyn-Green Series 777 |  |  |  |  | Not Covered Vendor Only - Lab Ana/Anes | MHHS-Mem City
NO | YES |  |  |  | 041-34085 | 041-34085 | Welch Allyn Inc | GREEN SERIES 777 |  | 041-34085 | MEMORIAL CITY - ER | MHHS-Mem City |  | Oto/Ophthalmoscope |  | 041-34085 | 041-34085 | West | Memorial Hermann Memorial City ER | MEMORIAL CITY - ER | Peds ER Rm 5 |  |  |  | No PM required sticker on unit | OPHTHALMOSCOPE/OTOSCOPES |  | OTOOPHTHALMOSCOPE-Welch Allyn-Green Series 777 | OTOOPHTHALMOSCOPE | Green Series 777 |  |  |  | Welch Allyn | Oto/Ophthalmoscope |  | OTOOPHTHALMOSCOPE-Welch Allyn-Green Series 777 |  |  |  |  | Not Covered Vendor Only - Lab Ana/Anes | MHHS-Mem City
NO | YES |  |  |  | 041-16203 | 041-16203 | Welch Allyn Inc | GREEN SERIES 777 |  | unknown | Memorial City-Postpartum-Nursery | MHHS-Mem City |  | Oto/Ophthalmoscope |  | 041-16203 | 041-16203 | West | MHHS-Mem City | Memorial City-Postpartum-Nursery | Room 11 |  |  |  | No pm | OPHTHALMOSCOPE/OTOSCOPES |  | OTOOPHTHALMOSCOPE-Welch Allyn-Green Series 777 | OTOOPHTHALMOSCOPE | Green Series 777 |  |  |  | Welch Allyn | Oto/Ophthalmoscope |  | OTOOPHTHALMOSCOPE-Welch Allyn-Green Series 777 |  |  |  |  | Not Covered Vendor Only - Lab Ana/Anes | MHHS-Mem City
NO | YES |  |  |  | 005-07830 | 005-07830 | Welch Allyn Inc | GREEN SERIES 777 |  | NSN | MH MG - (SE) - SOUTHEAST GENERAL SURGERY (MP2) | MHHS-MG |  | Oto/Ophthalmoscope |  | 005-07830 | 005-07830 | Southeast | Memorial Hermann Medical Group Southeast General Surgery Medical Plaza 1 (#350) | MH MG - (SE) - SOUTHEAST GENERAL SURGERY (MP2) | Room 4 | 8/1/10 |  |  | One Time Inspection Sticker | OPHTHALMOSCOPE/OTOSCOPES | Oto/Ophthalmoscope | OTOOPHTHALMOSCOPE-Welch Allyn-Green Series 777 | OTOOPHTHALMOSCOPE | Green Series 777 |  |  |  | Welch Allyn | Oto/Ophthalmoscope |  | OTOOPHTHALMOSCOPE-Welch Allyn-Green Series 777 |  |  |  |  | Covered PM Repair - Biomedical | MHHS-MG | [8 empty] | OTOOPHTHALMOSCOPE | Oto/Ophthalmoscope | Welch Allyn
NO | YES |  |  |  | 583-00940 | 583-00940 | Welch Allyn Inc | GREEN SERIES 777 |  |  | KT CCC-(KY)-Emergency Room | MHHS-South Katy CCC |  | Oto/Ophthalmoscope |  | 583-00940 | 583-00940 | Katy | MHHS-Others | KT CCC-(KY)-Emergency Room | Ex 6 | 5/1/15 |  |  |  | OPHTHALMOSCOPE/OTOSCOPES | Oto/Ophthalmoscope | OTOOPHTHALMOSCOPE-Welch Allyn-Green Series 777 | OTOOPHTHALMOSCOPE | Green Series 777 |  |  |  | Welch Allyn | Oto/Ophthalmoscope |  | OTOOPHTHALMOSCOPE-Welch Allyn-Green Series 777 |  |  |  |  | Covered PM Repair - Biomedical | MHHS-South Katy CCC | [8 empty] | OTOOPHTHALMOSCOPE | Oto/Ophthalmoscope | Welch Allyn
NO | YES |  |  |  | 583-00941 | 583-00941 | Welch Allyn Inc | GREEN SERIES 777 |  | NSN | KT CCC-(KY)-Emergency Room | MHHS-South Katy CCC |  | Oto/Ophthalmoscope |  | 583-00941 | 583-00941 | Katy | MHHS-Others | KT CCC-(KY)-Emergency Room | Exam 6 |  |  |  |  | OPHTHALMOSCOPE/OTOSCOPES | Oto/Ophthalmoscope | OTOOPHTHALMOSCOPE-Welch Allyn-Green Series 777 | OTOOPHTHALMOSCOPE | Green Series 777 |  |  |  | Welch Allyn | Oto/Ophthalmoscope |  | OTOOPHTHALMOSCOPE-Welch Allyn-Green Series 777 |  |  |  |  | Covered PM Repair - Biomedical | MHHS-South Katy CCC | [8 empty] | OTOOPHTHALMOSCOPE | Oto/Ophthalmoscope | Welch Allyn
NO | YES |  |  |  | 583-00942 | 583-00942 | Welch Allyn Inc | GREEN SERIES 777 |  |  | KT CCC-(KY)-Emergency Room | MHHS-South Katy CCC |  | Oto/Ophthalmoscope |  | 583-00942 | 583-00942 | Katy | MHHS-Others | KT CCC-(KY)-Emergency Room |  | 5/1/15 |  |  |  | OPHTHALMOSCOPE/OTOSCOPES | Oto/Ophthalmoscope | OTOOPHTHALMOSCOPE-Welch Allyn-Green Series 777 | OTOOPHTHALMOSCOPE | Green Series 777 |  |  |  | Welch Allyn | Oto/Ophthalmoscope |  | OTOOPHTHALMOSCOPE-Welch Allyn-Green Series 777 |  |  |  |  | Covered PM Repair - Biomedical | MHHS-South Katy CCC | [8 empty] | OTOOPHTHALMOSCOPE | Oto/Ophthalmoscope | Welch Allyn
NO | YES |  |  |  | 583-00943 | 583-00943 | Welch Allyn Inc | GREEN SERIES 777 |  |  | KT CCC-(KY)-Emergency Room | MHHS-South Katy CCC |  | Oto/Ophthalmoscope |  | 583-00943 | 583-00943 | Katy | MHHS-Others | KT CCC-(KY)-Emergency Room | Ex 5 |  |  |  |  | OPHTHALMOSCOPE/OTOSCOPES | Oto/Ophthalmoscope | OTOOPHTHALMOSCOPE-Welch Allyn-Green Series 777 | OTOOPHTHALMOSCOPE | Green Series 777 |  |  |  | Welch Allyn | Oto/Ophthalmoscope |  | OTOOPHTHALMOSCOPE-Welch Allyn-Green Series 777 |  | 8/1/25 |  |  | Not Covered Vendor Only - Lab Ana/Anes | MHHS-South Katy CCC | [8 empty] | OTOOPHTHALMOSCOPE | Oto/Ophthalmoscope | Welch Allyn
NO | YES |  |  |  | 583-00944 | 583-00944 | Welch Allyn Inc | GREEN SERIES 777 |  |  | KT CCC-(KY)-Emergency Room | MHHS-South Katy CCC |  | Oto/Ophthalmoscope |  | 583-00944 | 583-00944 | Katy | MHHS-Others | KT CCC-(KY)-Emergency Room | Ex 4 |  |  |  |  | OPHTHALMOSCOPE/OTOSCOPES | Oto/Ophthalmoscope | OTOOPHTHALMOSCOPE-Welch Allyn-Green Series 777 | OTOOPHTHALMOSCOPE | Green Series 777 |  |  |  | Welch Allyn | Oto/Ophthalmoscope |  | OTOOPHTHALMOSCOPE-Welch Allyn-Green Series 777 |  | 8/1/25 |  |  | Not Covered Vendor Only - Lab Ana/Anes | MHHS-South Katy CCC | [8 empty] | OTOOPHTHALMOSCOPE | Oto/Ophthalmoscope | Welch Allyn
NO | YES |  |  |  | 583-00946 | 583-00946 | Welch Allyn Inc | GREEN SERIES 777 |  | NSN | KT CCC-(KY)-Emergency Room | MHHS-South Katy CCC |  | Oto/Ophthalmoscope |  | 583-00946 | 583-00946 | Katy | MHHS-Others | KT CCC-(KY)-Emergency Room | Exam 2 |  |  |  |  | OPHTHALMOSCOPE/OTOSCOPES | Oto/Ophthalmoscope | OTOOPHTHALMOSCOPE-Welch Allyn-Green Series 777 | OTOOPHTHALMOSCOPE | Green Series 777 |  |  |  | Welch Allyn | Oto/Ophthalmoscope |  | OTOOPHTHALMOSCOPE-Welch Allyn-Green Series 777 |  | 9/19/14 |  |  | Covered PM Repair Labor Only - Biomedica | MHHS-South Katy CCC | [8 empty] | OTOOPHTHALMOSCOPE | Oto/Ophthalmoscope | Welch Allyn
NO | YES |  |  |  | 583-00947 | 583-00947 | Welch Allyn Inc | GREEN SERIES 777 |  |  | KT CCC-(KY)-Emergency Room | MHHS-South Katy CCC |  | Oto/Ophthalmoscope |  | 583-00947 | 583-00947 | Katy | MHHS-Others | KT CCC-(KY)-Emergency Room | Ex 1 | 5/1/15 |  |  |  | OPHTHALMOSCOPE/OTOSCOPES | Oto/Ophthalmoscope | OTOOPHTHALMOSCOPE-Welch Allyn-Green Series 777 | OTOOPHTHALMOSCOPE | Green Series 777 |  |  |  | Welch Allyn | Oto/Ophthalmoscope |  | OTOOPHTHALMOSCOPE-Welch Allyn-Green Series 777 |  | 11/2/13 |  |  | Covered PM Repair Labor Only - Biomedica | MHHS-South Katy CCC | [8 empty] | OTOOPHTHALMOSCOPE | Oto/Ophthalmoscope | Welch Allyn
NO | YES |  |  |  | 583-00948 | 583-00948 | Welch Allyn Inc | GREEN SERIES 777 |  |  | KT CCC-(KY)-Emergency Room | MHHS-South Katy CCC |  | Oto/Ophthalmoscope |  | 583-00948 | 583-00948 | Katy | MHHS-Others | KT CCC-(KY)-Emergency Room | Ex 5 |  |  |  |  | OPHTHALMOSCOPE/OTOSCOPES | Oto/Ophthalmoscope | OTOOPHTHALMOSCOPE-Welch Allyn-Green Series 777 | OTOOPHTHALMOSCOPE | Green Series 777 |  |  |  | Welch Allyn | Oto/Ophthalmoscope |  | OTOOPHTHALMOSCOPE-Welch Allyn-Green Series 777 |  | 11/2/13 |  |  | Covered PM Repair Labor Only - Biomedica | MHHS-South Katy CCC | [8 empty] | OTOOPHTHALMOSCOPE | Oto/Ophthalmoscope | Welch Allyn
NO | YES | Serial Number 408282 |  |  | 005-13014 | 005-13014 | Welch Allyn Inc | GREEN SERIES 777 |  |  | SE-Emergency Center | MHHS-Southeast |  | Oto/Ophthalmoscope |  | 005-13014 | 005-13014 | Southeast | MHHS-Southeast | SE-Emergency Center | SE - EMERGENCY CENTER | 7/1/19 |  |  |  | OPHTHALMOSCOPE/OTOSCOPES |  | OTOOPHTHALMOSCOPE-Welch Allyn-Green Series 777 | OTOOPHTHALMOSCOPE | Green Series 777 |  |  |  | Welch Allyn | Oto/Ophthalmoscope |  | OTOOPHTHALMOSCOPE-Welch Allyn-Green Series 777 |  | 1/4/14 |  |  | Covered PM Repair - Biomedical | MHHS-Southeast
NO | YES |  |  |  | 129-07076 | 129-07076 | Welch Allyn Inc | GREEN SERIES 777 |  | 129-07076 | Sugar Land-IMU | MHHS-Sugarland |  | Oto/Ophthalmoscope |  | 129-07076 | 129-07076 | Sugar Land | MHHS-Sugarland | Sugar Land-IMU | E316 | 8/1/16 |  |  |  | OPHTHALMOSCOPE/OTOSCOPES | Oto/Ophthalmoscope | OTOOPHTHALMOSCOPE-Welch Allyn-Green Series 777 | OTOOPHTHALMOSCOPE | Green Series 777 |  |  |  | Welch Allyn | Oto/Ophthalmoscope |  | OTOOPHTHALMOSCOPE-Welch Allyn-Green Series 777 |  |  |  |  | Not Covered Vendor Only - Biomedical | MHHS-Sugarland | [8 empty] | OTOOPHTHALMOSCOPE | Oto/Ophthalmoscope | Welch Allyn
NO | YES |  |  |  | 129-07077 | 129-07077 | Welch Allyn Inc | GREEN SERIES 777 |  | 129-07077 | Sugar Land-ICU | MHHS-Sugarland |  | Oto/Ophthalmoscope |  | 129-07077 | 129-07077 | Sugar Land | MHHS-Sugarland | Sugar Land-ICU |  | 8/1/16 | 8/1/17 |  |  | OPHTHALMOSCOPE/OTOSCOPES | Oto/Ophthalmoscope | OTOOPHTHALMOSCOPE-Welch Allyn-Green Series 777 | OTOOPHTHALMOSCOPE | Green Series 777 |  |  |  | Welch Allyn | Oto/Ophthalmoscope |  | OTOOPHTHALMOSCOPE-Welch Allyn-Green Series 777 |  |  |  |  | Not Covered Vendor Only - Biomedical | MHHS-Sugarland | [8 empty] | OTOOPHTHALMOSCOPE | Oto/Ophthalmoscope | Welch Allyn
NO | YES |  |  |  | 129-07079 | 129-07079 | Welch Allyn Inc | GREEN SERIES 777 |  | 129-07079 | SUGAR LAND - ICU | MHHS-Sugarland |  | Oto/Ophthalmoscope |  | 129-07079 | 129-07079 | Sugar Land | Memorial Hermann Sugar Land Hospital | SUGAR LAND - ICU | ICU | 8/1/16 |  |  |  | OPHTHALMOSCOPE/OTOSCOPES | Oto/Ophthalmoscope | OTOOPHTHALMOSCOPE-Welch Allyn-Green Series 777 | OTOOPHTHALMOSCOPE | Green Series 777 |  |  |  | Welch Allyn | Oto/Ophthalmoscope |  | OTOOPHTHALMOSCOPE-Welch Allyn-Green Series 777 |  | 8/21/20 |  |  | Not Covered Vendor Only - Biomedical | MHHS-Sugarland | [8 empty] | OTOOPHTHALMOSCOPE | Oto/Ophthalmoscope | Welch Allyn
NO | YES |  |  |  | 129-07080 | 129-07080 | Welch Allyn Inc | GREEN SERIES 777 |  | 129-07080 | Sugar Land-IMU | MHHS-Sugarland |  | Oto/Ophthalmoscope |  | 129-07080 | 129-07080 | Sugar Land | MHHS-Sugarland | Sugar Land-IMU | E320 | 8/1/16 |  |  |  | OPHTHALMOSCOPE/OTOSCOPES | Oto/Ophthalmoscope | OTOOPHTHALMOSCOPE-Welch Allyn-Green Series 777 | OTOOPHTHALMOSCOPE | Green Series 777 |  |  |  | Welch Allyn | Oto/Ophthalmoscope |  | OTOOPHTHALMOSCOPE-Welch Allyn-Green Series 777 |  |  |  |  | Covered PM Repair - Biomedical | MHHS-Sugarland | [8 empty] | OTOOPHTHALMOSCOPE | Oto/Ophthalmoscope | Welch Allyn
NO | YES |  |  |  | 129-07041 | 129-07041 | Welch Allyn Inc | GREEN SERIES 777 |  | 129-07041 | Sugar Land-IMU | MHHS-Sugarland |  | Oto/Ophthalmoscope |  | 129-07041 | 129-07041 | Sugar Land | MHHS-Sugarland | Sugar Land-IMU | Room 323 | 8/1/16 |  |  |  | OPHTHALMOSCOPE/OTOSCOPES | Oto/Ophthalmoscope | OTOOPHTHALMOSCOPE-Welch Allyn-Green Series 777 | OTOOPHTHALMOSCOPE | Green Series 777 |  |  |  | Welch Allyn | Oto/Ophthalmoscope |  | OTOOPHTHALMOSCOPE-Welch Allyn-Green Series 777 |  |  |  |  | Not Covered Vendor Only - Lab Ana/Anes | MHHS-Sugarland | [8 empty] | OTOOPHTHALMOSCOPE | Oto/Ophthalmoscope | Welch Allyn
NO | YES |  |  |  | 129-07042 | 129-07042 | Welch Allyn Inc | GREEN SERIES 777 |  | 129-07042 | Sugar Land-IMU | MHHS-Sugarland |  | Oto/Ophthalmoscope |  | 129-07042 | 129-07042 | Sugar Land | MHHS-Sugarland | Sugar Land-IMU | Room 324 | 8/1/16 |  |  |  | OPHTHALMOSCOPE/OTOSCOPES | Oto/Ophthalmoscope | OTOOPHTHALMOSCOPE-Welch Allyn-Green Series 777 | OTOOPHTHALMOSCOPE | Green Series 777 |  |  |  | Welch Allyn | Oto/Ophthalmoscope |  | OTOOPHTHALMOSCOPE-Welch Allyn-Green Series 777 |  | 2/1/17 |  |  | Not Covered Vendor Only - Lab Ana/Anes | MHHS-Sugarland | [8 empty] | OTOOPHTHALMOSCOPE | Oto/Ophthalmoscope | Welch Allyn
NO | YES |  |  |  | 129-07043 | 129-07043 | Welch Allyn Inc | GREEN SERIES 777 |  | 129-07043 | Sugar Land-IMU | MHHS-Sugarland |  | Oto/Ophthalmoscope |  | 129-07043 | 129-07043 | Sugar Land | MHHS-Sugarland | Sugar Land-IMU | Room 321 | 8/1/16 |  |  |  | OPHTHALMOSCOPE/OTOSCOPES | Oto/Ophthalmoscope | OTOOPHTHALMOSCOPE-Welch Allyn-Green Series 777 | OTOOPHTHALMOSCOPE | Green Series 777 |  |  |  | Welch Allyn | Oto/Ophthalmoscope |  | OTOOPHTHALMOSCOPE-Welch Allyn-Green Series 777 |  |  |  |  | Not Covered Vendor Only - Lab Ana/Anes | MHHS-Sugarland | [8 empty] | OTOOPHTHALMOSCOPE | Oto/Ophthalmoscope | Welch Allyn
NO | YES |  |  |  | 129-07044 | 129-07044 | Welch Allyn Inc | GREEN SERIES 777 |  | 129-07044 | Sugar Land-IMU | MHHS-Sugarland |  | Oto/Ophthalmoscope |  | 129-07044 | 129-07044 | Sugar Land | MHHS-Sugarland | Sugar Land-IMU | E326 | 8/1/16 |  |  |  | OPHTHALMOSCOPE/OTOSCOPES | Oto/Ophthalmoscope | OTOOPHTHALMOSCOPE-Welch Allyn-Green Series 777 | OTOOPHTHALMOSCOPE | Green Series 777 |  |  |  | Welch Allyn | Oto/Ophthalmoscope |  | OTOOPHTHALMOSCOPE-Welch Allyn-Green Series 777 |  | 10/2/15 |  |  | Covered PM Repair - Biomedical | MHHS-Sugarland | [8 empty] | OTOOPHTHALMOSCOPE | Oto/Ophthalmoscope | Welch Allyn
NO | YES |  |  |  | 129-07045 | 129-07045 | Welch Allyn Inc | GREEN SERIES 777 |  | 129-07045 | Sugar Land-IMU | MHHS-Sugarland |  | Oto/Ophthalmoscope |  | 129-07045 | 129-07045 | Sugar Land | MHHS-Sugarland | Sugar Land-IMU | E327 | 8/1/16 |  |  |  | OPHTHALMOSCOPE/OTOSCOPES | Oto/Ophthalmoscope | OTOOPHTHALMOSCOPE-Welch Allyn-Green Series 777 | OTOOPHTHALMOSCOPE | Green Series 777 |  |  |  | Welch Allyn | Oto/Ophthalmoscope |  | OTOOPHTHALMOSCOPE-Welch Allyn-Green Series 777 |  |  |  |  | Covered PM Repair - Biomedical | MHHS-Sugarland | [8 empty] | OTOOPHTHALMOSCOPE | Oto/Ophthalmoscope | Welch Allyn
NO | YES |  |  |  | 129-07046 | 129-07046 | Welch Allyn Inc | GREEN SERIES 777 |  | 129-07046 | Sugar Land-IMU | MHHS-Sugarland |  | Oto/Ophthalmoscope |  | 129-07046 | 129-07046 | Sugar Land | MHHS-Sugarland | Sugar Land-IMU | E328 | 8/1/16 |  |  |  | OPHTHALMOSCOPE/OTOSCOPES | Oto/Ophthalmoscope | OTOOPHTHALMOSCOPE-Welch Allyn-Green Series 777 | OTOOPHTHALMOSCOPE | Green Series 777 |  |  |  | Welch Allyn | Oto/Ophthalmoscope |  | OTOOPHTHALMOSCOPE-Welch Allyn-Green Series 777 |  | 1/18/13 |  |  | Covered PM Repair - Biomedical | MHHS-Sugarland | [8 empty] | OTOOPHTHALMOSCOPE | Oto/Ophthalmoscope | Welch Allyn
NO | YES |  |  |  | 129-07048 | 129-07048 | Welch Allyn Inc | GREEN SERIES 777 |  | 129-07048 | Sugar Land-IMU | MHHS-Sugarland |  | Oto/Ophthalmoscope |  | 129-07048 | 129-07048 | Sugar Land | MHHS-Sugarland | Sugar Land-IMU | E330 | 8/1/16 |  |  |  | OPHTHALMOSCOPE/OTOSCOPES | Oto/Ophthalmoscope | OTOOPHTHALMOSCOPE-Welch Allyn-Green Series 777 | OTOOPHTHALMOSCOPE | Green Series 777 |  |  |  | Welch Allyn | Oto/Ophthalmoscope |  | OTOOPHTHALMOSCOPE-Welch Allyn-Green Series 777 |  |  |  |  | Covered PM Repair - Biomedical | MHHS-Sugarland | [8 empty] | OTOOPHTHALMOSCOPE | Oto/Ophthalmoscope | Welch Allyn
NO | YES |  |  |  | 129-07049 | 129-07049 | Welch Allyn Inc | GREEN SERIES 777 |  | 129-07049 | Sugar Land-IMU | MHHS-Sugarland |  | Oto/Ophthalmoscope |  | 129-07049 | 129-07049 | Sugar Land | MHHS-Sugarland | Sugar Land-IMU | Room 301 | 8/1/16 |  |  |  | OPHTHALMOSCOPE/OTOSCOPES | Oto/Ophthalmoscope | OTOOPHTHALMOSCOPE-Welch Allyn-Green Series 777 | OTOOPHTHALMOSCOPE | Green Series 777 |  |  |  | Welch Allyn | Oto/Ophthalmoscope |  | OTOOPHTHALMOSCOPE-Welch Allyn-Green Series 777 |  | 9/4/13 |  |  | Not Covered Vendor Only - Biomedical | MHHS-Sugarland | [8 empty] | OTOOPHTHALMOSCOPE | Oto/Ophthalmoscope | Welch Allyn
NO | YES |  |  |  | 129-07050 | 129-07050 | Welch Allyn Inc | GREEN SERIES 777 |  | 129-07050 | Imu | MHHS-Sugarland |  | Oto/Ophthalmoscope |  | 129-07050 | 129-07050 | Sugar Land | Memorial Hermann Sugar Land Hospital | Imu | Room 302 | 8/1/16 |  |  |  | OPHTHALMOSCOPE/OTOSCOPES | Oto/Ophthalmoscope | OTOOPHTHALMOSCOPE-Welch Allyn-Green Series 777 | OTOOPHTHALMOSCOPE | Green Series 777 |  |  |  | Welch Allyn | Oto/Ophthalmoscope |  | OTOOPHTHALMOSCOPE-Welch Allyn-Green Series 777 |  | 12/19/13 |  |  | Covered PM Repair - Biomedical | MHHS-Sugarland | [8 empty] | OTOOPHTHALMOSCOPE | Oto/Ophthalmoscope | Welch Allyn
NO | YES |  |  |  | 129-07051 | 129-07051 | Welch Allyn Inc | GREEN SERIES 777 |  | 129-07051 | Sugar Land-IMU | MHHS-Sugarland |  | Oto/Ophthalmoscope |  | 129-07051 | 129-07051 | Sugar Land | MHHS-Sugarland | Sugar Land-IMU | Room 303 | 8/1/16 |  |  |  | OPHTHALMOSCOPE/OTOSCOPES | Oto/Ophthalmoscope | OTOOPHTHALMOSCOPE-Welch Allyn-Green Series 777 | OTOOPHTHALMOSCOPE | Green Series 777 |  |  |  | Welch Allyn | Oto/Ophthalmoscope |  | OTOOPHTHALMOSCOPE-Welch Allyn-Green Series 777 |  |  |  |  | Covered PM Repair - Biomedical | MHHS-Sugarland | [8 empty] | OTOOPHTHALMOSCOPE | Oto/Ophthalmoscope | Welch Allyn
NO | YES |  |  |  | 129-07052 | 129-07052 | Welch Allyn Inc | GREEN SERIES 777 |  | 129-07052 | Sugar Land-IMU | MHHS-Sugarland |  | Oto/Ophthalmoscope |  | 129-07052 | 129-07052 | Sugar Land | MHHS-Sugarland | Sugar Land-IMU | Room 304 | 8/1/16 |  |  |  | OPHTHALMOSCOPE/OTOSCOPES | Oto/Ophthalmoscope | OTOOPHTHALMOSCOPE-Welch Allyn-Green Series 777 | OTOOPHTHALMOSCOPE | Green Series 777 |  |  |  | Welch Allyn | Oto/Ophthalmoscope |  | OTOOPHTHALMOSCOPE-Welch Allyn-Green Series 777 |  |  |  |  | Covered PM Repair - Biomedical | MHHS-Sugarland | [8 empty] | OTOOPHTHALMOSCOPE | Oto/Ophthalmoscope | Welch Allyn
NO | YES |  |  |  | 129-07053 | 129-07053 | Welch Allyn Inc | GREEN SERIES 777 |  | 129-07053 | Sugar Land-IMU | MHHS-Sugarland |  | Oto/Ophthalmoscope |  | 129-07053 | 129-07053 | Sugar Land | MHHS-Sugarland | Sugar Land-IMU | E306 | 8/1/16 |  |  |  | OPHTHALMOSCOPE/OTOSCOPES | Oto/Ophthalmoscope | OTOOPHTHALMOSCOPE-Welch Allyn-Green Series 777 | OTOOPHTHALMOSCOPE | Green Series 777 |  |  |  | Welch Allyn | Oto/Ophthalmoscope |  | OTOOPHTHALMOSCOPE-Welch Allyn-Green Series 777 |  |  |  |  | Covered PM Repair - Biomedical | MHHS-Sugarland | [8 empty] | OTOOPHTHALMOSCOPE | Oto/Ophthalmoscope | Welch Allyn
NO | YES |  |  |  | 129-07054 | 129-07054 | Welch Allyn Inc | GREEN SERIES 777 |  | 129-07054 | Sugar Land-IMU | MHHS-Sugarland |  | Oto/Ophthalmoscope |  | 129-07054 | 129-07054 | Sugar Land | MHHS-Sugarland | Sugar Land-IMU | E307 | 8/1/16 |  |  |  | OPHTHALMOSCOPE/OTOSCOPES | Oto/Ophthalmoscope | OTOOPHTHALMOSCOPE-Welch Allyn-Green Series 777 | OTOOPHTHALMOSCOPE | Green Series 777 |  |  |  | Welch Allyn | Oto/Ophthalmoscope |  | OTOOPHTHALMOSCOPE-Welch Allyn-Green Series 777 |  |  |  |  | Covered PM Repair - Biomedical | MHHS-Sugarland | [8 empty] | OTOOPHTHALMOSCOPE | Oto/Ophthalmoscope | Welch Allyn
NO | YES |  |  |  | 129-07055 | 129-07055 | Welch Allyn Inc | GREEN SERIES 777 |  | 129-07055 | 3 East IMU | MHHS-Sugarland |  | Oto/Ophthalmoscope |  | 129-07055 | 129-07055 | Sugar Land | Memorial Hermann Sugar Land Hospital | 3 East IMU | E307 | 8/1/16 |  |  |  | OPHTHALMOSCOPE/OTOSCOPES | Oto/Ophthalmoscope | OTOOPHTHALMOSCOPE-Welch Allyn-Green Series 777 | OTOOPHTHALMOSCOPE | Green Series 777 |  |  |  | Welch Allyn | Oto/Ophthalmoscope |  | OTOOPHTHALMOSCOPE-Welch Allyn-Green Series 777 |  |  |  |  | Covered PM Repair - Biomedical | MHHS-Sugarland | [8 empty] | OTOOPHTHALMOSCOPE | Oto/Ophthalmoscope | Welch Allyn
NO | YES |  |  |  | 129-07056 | 129-07056 | Welch Allyn Inc | GREEN SERIES 777 |  | 129-07056 | Sugar Land-IMU | MHHS-Sugarland |  | Oto/Ophthalmoscope |  | 129-07056 | 129-07056 | Sugar Land | MHHS-Sugarland | Sugar Land-IMU | E308 | 8/1/16 |  |  |  | OPHTHALMOSCOPE/OTOSCOPES | Oto/Ophthalmoscope | OTOOPHTHALMOSCOPE-Welch Allyn-Green Series 777 | OTOOPHTHALMOSCOPE | Green Series 777 |  |  |  | Welch Allyn | Oto/Ophthalmoscope |  | OTOOPHTHALMOSCOPE-Welch Allyn-Green Series 777 |  |  |  |  | Covered PM Repair - Biomedical | MHHS-Sugarland | [8 empty] | OTOOPHTHALMOSCOPE | Oto/Ophthalmoscope | Welch Allyn
NO | YES |  |  |  | 129-07889 | 129-07889 | Welch Allyn Inc | GREEN SERIES 777 |  | Lot# 10119171 | East 5 | MHHS-Sugarland |  | Oto/Ophthalmoscope |  | 129-07889 | 129-07889 | Sugar Land | Memorial Hermann Sugar Land Hospital | East 5 | Nurses Station Storage |  |  |  |  | OPHTHALMOSCOPE/OTOSCOPES | Oto/Ophthalmoscope | OTOOPHTHALMOSCOPE-Welch Allyn-Green Series 777 | OTOOPHTHALMOSCOPE | Green Series 777 |  |  |  | Welch Allyn | Oto/Ophthalmoscope |  | OTOOPHTHALMOSCOPE-Welch Allyn-Green Series 777 |  |  |  |  | Covered PM Repair - Biomedical | MHHS-Sugarland | [8 empty] | OTOOPHTHALMOSCOPE | Oto/Ophthalmoscope | Welch Allyn
YES | YES |  |  |  | 129-07082 | 129-07082 | Welch Allyn Inc | GREEN SERIES 777 |  | 129-07082 | SUGAR LAND - IMU |  |  |  |  | 129-07082 | 129-07082 | Sugar Land | Memorial Hermann Sugar Land Hospital | SUGAR LAND - IMU | E322 | [5 empty] | Oto/Ophthalmoscope | OTOOPHTHALMOSCOPE-Welch Allyn-Green Series 777 | [23 empty] | OTOOPHTHALMOSCOPE | Oto/Ophthalmoscope | Welch Allyn
NO | NO |  |  |  | 151-01444 |  | Welch Allyn Inc | GREEN SERIES 777 |  | 151-01444 | CY - MEDSURG | MHHS-Cypress |  | Oto/Ophthalmoscope |  | 151-01444 |  | Northwest & Cypress |  | CY - MEDSURG | [5 empty] | OPHTHALMOSCOPE/OTOSCOPES |  | OTOOPHTHALMOSCOPE-Welch Allyn-Green Series 777 | OTOOPHTHALMOSCOPE | Green Series 777 |  |  |  | Welch Allyn | Oto/Ophthalmoscope |  | OTOOPHTHALMOSCOPE-Welch Allyn-Green Series 777 |  |  |  |  | Covered PM Repair Labor Only - Biomedica | MHHS-Cypress
NO | NO |  |  |  | 151-01446 |  | Welch Allyn Inc | GREEN SERIES 777 |  | 151-01446 | CY - MEDSURG | MHHS-Cypress |  | Oto/Ophthalmoscope |  | 151-01446 |  | Northwest & Cypress |  | CY - MEDSURG | [5 empty] | OPHTHALMOSCOPE/OTOSCOPES |  | OTOOPHTHALMOSCOPE-Welch Allyn-Green Series 777 | OTOOPHTHALMOSCOPE | Green Series 777 |  |  |  | Welch Allyn | Oto/Ophthalmoscope |  | OTOOPHTHALMOSCOPE-Welch Allyn-Green Series 777 |  |  |  |  | Covered PM Repair - Biomedical | MHHS-Cypress
NO | NO |  |  |  | 151-01447 |  | Welch Allyn Inc | GREEN SERIES 777 |  | 151-01447 | CY - MEDSURG | MHHS-Cypress |  | Oto/Ophthalmoscope |  | 151-01447 |  | Northwest & Cypress |  | CY - MEDSURG | [5 empty] | OPHTHALMOSCOPE/OTOSCOPES |  | OTOOPHTHALMOSCOPE-Welch Allyn-Green Series 777 | OTOOPHTHALMOSCOPE | Green Series 777 |  |  |  | Welch Allyn | Oto/Ophthalmoscope |  | OTOOPHTHALMOSCOPE-Welch Allyn-Green Series 777 |  |  |  |  | Covered PM Repair - Biomedical | MHHS-Cypress
NO | NO |  |  |  | 151-01448 |  | Welch Allyn Inc | GREEN SERIES 777 |  | 151-01448 | CY - MEDSURG | MHHS-Cypress |  | Oto/Ophthalmoscope |  | 151-01448 |  | Northwest & Cypress |  | CY - MEDSURG | [5 empty] | OPHTHALMOSCOPE/OTOSCOPES |  | OTOOPHTHALMOSCOPE-Welch Allyn-Green Series 777 | OTOOPHTHALMOSCOPE | Green Series 777 |  |  |  | Welch Allyn | Oto/Ophthalmoscope |  | OTOOPHTHALMOSCOPE-Welch Allyn-Green Series 777 |  |  |  |  | Not Covered Vendor Only - Biomedical | MHHS-Cypress
NO | NO |  |  |  | 151-01450 |  | Welch Allyn Inc | GREEN SERIES 777 |  | 151-01450 | CY - MEDSURG | MHHS-Cypress |  | Oto/Ophthalmoscope |  | 151-01450 |  | Northwest & Cypress |  | CY - MEDSURG | [5 empty] | OPHTHALMOSCOPE/OTOSCOPES |  | OTOOPHTHALMOSCOPE-Welch Allyn-Green Series 777 | OTOOPHTHALMOSCOPE | Green Series 777 |  |  |  | Welch Allyn | Oto/Ophthalmoscope |  | OTOOPHTHALMOSCOPE-Welch Allyn-Green Series 777 |  |  |  |  | Covered PM Repair - Biomedical | MHHS-Cypress
NO | NO |  |  |  | 151-01451 |  | Welch Allyn Inc | GREEN SERIES 777 |  | 151-01451 | CY - MEDSURG | MHHS-Cypress |  | Oto/Ophthalmoscope |  | 151-01451 |  | Northwest & Cypress |  | CY - MEDSURG | [5 empty] | OPHTHALMOSCOPE/OTOSCOPES |  | OTOOPHTHALMOSCOPE-Welch Allyn-Green Series 777 | OTOOPHTHALMOSCOPE | Green Series 777 |  |  |  | Welch Allyn | Oto/Ophthalmoscope |  | OTOOPHTHALMOSCOPE-Welch Allyn-Green Series 777 |  |  |  |  | Covered PM Repair - Biomedical | MHHS-Cypress
NO | NO |  |  |  | WACDU1 |  | Welch Allyn Inc | GREEN SERIES 777 |  | NSN | GH - CLINICAL DECISION UNIT (CDU) | MHHS-Greater Heights |  | Oto/Ophthalmoscope |  | WACDU1 |  | Central & Greater Heights |  | GH - CLINICAL DECISION UNIT (CDU) | [5 empty] | OPHTHALMOSCOPE/OTOSCOPES |  | OTOOPHTHALMOSCOPE-Welch Allyn-Green Series 777 | OTOOPHTHALMOSCOPE | Green Series 777 |  |  |  | Welch Allyn | Oto/Ophthalmoscope |  | OTOOPHTHALMOSCOPE-Welch Allyn-Green Series 777 |  |  |  |  | Not Covered Vendor Only - Lab Ana/Anes | MHHS-Greater Heights
NO | NO |  |  |  | WACDU10 |  | Welch Allyn Inc | GREEN SERIES 777 |  | NSN | GH - CLINICAL DECISION UNIT (CDU) | MHHS-Greater Heights |  | Oto/Ophthalmoscope |  | WACDU10 |  | Central & Greater Heights |  | GH - CLINICAL DECISION UNIT (CDU) | [5 empty] | OPHTHALMOSCOPE/OTOSCOPES |  | OTOOPHTHALMOSCOPE-Welch Allyn-Green Series 777 | OTOOPHTHALMOSCOPE | Green Series 777 |  |  |  | Welch Allyn | Oto/Ophthalmoscope |  | OTOOPHTHALMOSCOPE-Welch Allyn-Green Series 777 |  |  |  |  | Not Covered Vendor Only - Lab Ana/Anes | MHHS-Greater Heights
NO | NO |  |  |  | WACDU11 |  | Welch Allyn Inc | GREEN SERIES 777 |  | NSN | GH - CLINICAL DECISION UNIT (CDU) | MHHS-Greater Heights |  | Oto/Ophthalmoscope |  | WACDU11 |  | Central & Greater Heights |  | GH - CLINICAL DECISION UNIT (CDU) | [5 empty] | OPHTHALMOSCOPE/OTOSCOPES |  | OTOOPHTHALMOSCOPE-Welch Allyn-Green Series 777 | OTOOPHTHALMOSCOPE | Green Series 777 |  |  |  | Welch Allyn | Oto/Ophthalmoscope |  | OTOOPHTHALMOSCOPE-Welch Allyn-Green Series 777 |  |  |  |  | Covered PM Repair - Biomedical | MHHS-Greater Heights
NO | NO |  |  |  | WACDU12 |  | Welch Allyn Inc | GREEN SERIES 777 |  | NSN | GH - CLINICAL DECISION UNIT (CDU) | MHHS-Greater Heights |  | Oto/Ophthalmoscope |  | WACDU12 |  | Central & Greater Heights |  | GH - CLINICAL DECISION UNIT (CDU) | [5 empty] | OPHTHALMOSCOPE/OTOSCOPES |  | OTOOPHTHALMOSCOPE-Welch Allyn-Green Series 777 | OTOOPHTHALMOSCOPE | Green Series 777 |  |  |  | Welch Allyn | Oto/Ophthalmoscope |  | OTOOPHTHALMOSCOPE-Welch Allyn-Green Series 777 |  |  |  |  | Not Covered Vendor Only - Lab Ana/Anes | MHHS-Greater Heights
NO | NO |  |  |  | WACDU13 |  | Welch Allyn Inc | GREEN SERIES 777 |  | NSN | GH - CLINICAL DECISION UNIT (CDU) | MHHS-Greater Heights |  | Oto/Ophthalmoscope |  | WACDU13 |  | Central & Greater Heights |  | GH - CLINICAL DECISION UNIT (CDU) | [5 empty] | OPHTHALMOSCOPE/OTOSCOPES |  | OTOOPHTHALMOSCOPE-Welch Allyn-Green Series 777 | OTOOPHTHALMOSCOPE | Green Series 777 |  |  |  | Welch Allyn | Oto/Ophthalmoscope |  | OTOOPHTHALMOSCOPE-Welch Allyn-Green Series 777 |  |  |  |  | Not Covered Vendor Only - Biomedical | MHHS-Greater Heights
NO | NO |  |  |  | WACDU14 |  | Welch Allyn Inc | GREEN SERIES 777 |  | NSN | GH - CLINICAL DECISION UNIT (CDU) | MHHS-Greater Heights |  | Oto/Ophthalmoscope |  | WACDU14 |  | Central & Greater Heights |  | GH - CLINICAL DECISION UNIT (CDU) | [5 empty] | OPHTHALMOSCOPE/OTOSCOPES |  | OTOOPHTHALMOSCOPE-Welch Allyn-Green Series 777 | OTOOPHTHALMOSCOPE | Green Series 777 |  |  |  | Welch Allyn | Oto/Ophthalmoscope |  | OTOOPHTHALMOSCOPE-Welch Allyn-Green Series 777 |  |  |  |  | Not Covered Vendor Only - Lab Ana/Anes | MHHS-Greater Heights
NO | NO |  |  |  | WACDU15 |  | Welch Allyn Inc | GREEN SERIES 777 |  | NSN | GH - CLINICAL DECISION UNIT (CDU) | MHHS-Greater Heights |  | Oto/Ophthalmoscope |  | WACDU15 |  | Central & Greater Heights |  | GH - CLINICAL DECISION UNIT (CDU) | [5 empty] | OPHTHALMOSCOPE/OTOSCOPES |  | OTOOPHTHALMOSCOPE-Welch Allyn-Green Series 777 | OTOOPHTHALMOSCOPE | Green Series 777 |  |  |  | Welch Allyn | Oto/Ophthalmoscope |  | OTOOPHTHALMOSCOPE-Welch Allyn-Green Series 777 |  |  |  |  | Covered PM Repair - Biomedical | MHHS-Greater Heights
NO | NO |  |  |  | WACDU16 |  | Welch Allyn Inc | GREEN SERIES 777 |  | NSN | GH - CLINICAL DECISION UNIT (CDU) | MHHS-Greater Heights |  | Oto/Ophthalmoscope |  | WACDU16 |  | Central & Greater Heights |  | GH - CLINICAL DECISION UNIT (CDU) | [5 empty] | OPHTHALMOSCOPE/OTOSCOPES |  | OTOOPHTHALMOSCOPE-Welch Allyn-Green Series 777 | OTOOPHTHALMOSCOPE | Green Series 777 |  |  |  | Welch Allyn | Oto/Ophthalmoscope |  | OTOOPHTHALMOSCOPE-Welch Allyn-Green Series 777 |  |  |  |  | Not Covered Vendor Only - Biomedical | MHHS-Greater Heights
NO | NO |  |  |  | WACDU17 |  | Welch Allyn Inc | GREEN SERIES 777 |  | NSN | GH - CLINICAL DECISION UNIT (CDU) | MHHS-Greater Heights |  | Oto/Ophthalmoscope |  | WACDU17 |  | Central & Greater Heights |  | GH - CLINICAL DECISION UNIT (CDU) | [5 empty] | OPHTHALMOSCOPE/OTOSCOPES |  | OTOOPHTHALMOSCOPE-Welch Allyn-Green Series 777 | OTOOPHTHALMOSCOPE | Green Series 777 |  |  |  | Welch Allyn | Oto/Ophthalmoscope |  | OTOOPHTHALMOSCOPE-Welch Allyn-Green Series 777 |  |  |  |  | Not Covered Vendor Only - Lab Ana/Anes | MHHS-Greater Heights
NO | NO |  |  |  | WACDU18 |  | Welch Allyn Inc | GREEN SERIES 777 |  | NSN | GH - CLINICAL DECISION UNIT (CDU) | MHHS-Greater Heights |  | Oto/Ophthalmoscope |  | WACDU18 |  | Central & Greater Heights |  | GH - CLINICAL DECISION UNIT (CDU) | [5 empty] | OPHTHALMOSCOPE/OTOSCOPES |  | OTOOPHTHALMOSCOPE-Welch Allyn-Green Series 777 | OTOOPHTHALMOSCOPE | Green Series 777 |  |  |  | Welch Allyn | Oto/Ophthalmoscope |  | OTOOPHTHALMOSCOPE-Welch Allyn-Green Series 777 |  |  |  |  | Covered PM Repair - Biomedical | MHHS-Greater Heights
NO | NO |  |  |  | WACDU19 |  | Welch Allyn Inc | GREEN SERIES 777 |  | NSN | GH - CLINICAL DECISION UNIT (CDU) | MHHS-Greater Heights |  | Oto/Ophthalmoscope |  | WACDU19 |  | Central & Greater Heights |  | GH - CLINICAL DECISION UNIT (CDU) | [5 empty] | OPHTHALMOSCOPE/OTOSCOPES |  | OTOOPHTHALMOSCOPE-Welch Allyn-Green Series 777 | OTOOPHTHALMOSCOPE | Green Series 777 |  |  |  | Welch Allyn | Oto/Ophthalmoscope |  | OTOOPHTHALMOSCOPE-Welch Allyn-Green Series 777 |  |  |  |  | Covered PM Repair - Biomedical | MHHS-Greater Heights
NO | NO |  |  |  | WACDU2 |  | Welch Allyn Inc | GREEN SERIES 777 |  | NSN | GH - CLINICAL DECISION UNIT (CDU) | MHHS-Greater Heights |  | Oto/Ophthalmoscope |  | WACDU2 |  | Central & Greater Heights |  | GH - CLINICAL DECISION UNIT (CDU) | [5 empty] | OPHTHALMOSCOPE/OTOSCOPES |  | OTOOPHTHALMOSCOPE-Welch Allyn-Green Series 777 | OTOOPHTHALMOSCOPE | Green Series 777 |  |  |  | Welch Allyn | Oto/Ophthalmoscope |  | OTOOPHTHALMOSCOPE-Welch Allyn-Green Series 777 |  |  |  |  | Not Covered Vendor Only - Lab Ana/Anes | MHHS-Greater Heights
NO | NO |  |  |  | WACDU20 |  | Welch Allyn Inc | GREEN SERIES 777 |  | NSN | GH - CLINICAL DECISION UNIT (CDU) | MHHS-Greater Heights |  | Oto/Ophthalmoscope |  | WACDU20 |  | Central & Greater Heights |  | GH - CLINICAL DECISION UNIT (CDU) | [5 empty] | OPHTHALMOSCOPE/OTOSCOPES |  | OTOOPHTHALMOSCOPE-Welch Allyn-Green Series 777 | OTOOPHTHALMOSCOPE | Green Series 777 |  |  |  | Welch Allyn | Oto/Ophthalmoscope |  | OTOOPHTHALMOSCOPE-Welch Allyn-Green Series 777 |  |  |  |  | Not Covered Vendor Only - Lab Ana/Anes | MHHS-Greater Heights
NO | NO |  |  |  | WACDU21 |  | Welch Allyn Inc | GREEN SERIES 777 |  | NSN | GH - CLINICAL DECISION UNIT (CDU) | MHHS-Greater Heights |  | Oto/Ophthalmoscope |  | WACDU21 |  | Central & Greater Heights |  | GH - CLINICAL DECISION UNIT (CDU) | [5 empty] | OPHTHALMOSCOPE/OTOSCOPES |  | OTOOPHTHALMOSCOPE-Welch Allyn-Green Series 777 | OTOOPHTHALMOSCOPE | Green Series 777 |  |  |  | Welch Allyn | Oto/Ophthalmoscope |  | OTOOPHTHALMOSCOPE-Welch Allyn-Green Series 777 |  |  |  |  | Not Covered Vendor Only - Lab Ana/Anes | MHHS-Greater Heights
NO | NO |  |  |  | WACDU22 |  | Welch Allyn Inc | GREEN SERIES 777 |  | NSN | GH - CLINICAL DECISION UNIT (CDU) | MHHS-Greater Heights |  | Oto/Ophthalmoscope |  | WACDU22 |  | Central & Greater Heights |  | GH - CLINICAL DECISION UNIT (CDU) | [5 empty] | OPHTHALMOSCOPE/OTOSCOPES |  | OTOOPHTHALMOSCOPE-Welch Allyn-Green Series 777 | OTOOPHTHALMOSCOPE | Green Series 777 |  |  |  | Welch Allyn | Oto/Ophthalmoscope |  | OTOOPHTHALMOSCOPE-Welch Allyn-Green Series 777 |  |  |  |  | Covered PM Repair - Biomedical | MHHS-Greater Heights
NO | NO |  |  |  | WACDU23 |  | Welch Allyn Inc | GREEN SERIES 777 |  | NSN | GH - CLINICAL DECISION UNIT (CDU) | MHHS-Greater Heights |  | Oto/Ophthalmoscope |  | WACDU23 |  | Central & Greater Heights |  | GH - CLINICAL DECISION UNIT (CDU) | [5 empty] | OPHTHALMOSCOPE/OTOSCOPES |  | OTOOPHTHALMOSCOPE-Welch Allyn-Green Series 777 | OTOOPHTHALMOSCOPE | Green Series 777 |  |  |  | Welch Allyn | Oto/Ophthalmoscope |  | OTOOPHTHALMOSCOPE-Welch Allyn-Green Series 777 |  |  |  |  | Not Covered Vendor Only - Lab Ana/Anes | MHHS-Greater Heights
NO | NO |  |  |  | WACDU24 |  | Welch Allyn Inc | GREEN SERIES 777 |  | NSN | GH - CLINICAL DECISION UNIT (CDU) | MHHS-Greater Heights |  | Oto/Ophthalmoscope |  | WACDU24 |  | Central & Greater Heights |  | GH - CLINICAL DECISION UNIT (CDU) | [5 empty] | OPHTHALMOSCOPE/OTOSCOPES |  | OTOOPHTHALMOSCOPE-Welch Allyn-Green Series 777 | OTOOPHTHALMOSCOPE | Green Series 777 |  |  |  | Welch Allyn | Oto/Ophthalmoscope |  | OTOOPHTHALMOSCOPE-Welch Allyn-Green Series 777 |  |  |  |  | Not Covered Vendor Only - Lab Ana/Anes | MHHS-Greater Heights
NO | NO |  |  |  | WACDU3 |  | Welch Allyn Inc | GREEN SERIES 777 |  | NSN | GH - CLINICAL DECISION UNIT (CDU) | MHHS-Greater Heights |  | Oto/Ophthalmoscope |  | WACDU3 |  | Central & Greater Heights |  | GH - CLINICAL DECISION UNIT (CDU) | [5 empty] | OPHTHALMOSCOPE/OTOSCOPES |  | OTOOPHTHALMOSCOPE-Welch Allyn-Green Series 777 | OTOOPHTHALMOSCOPE | Green Series 777 |  |  |  | Welch Allyn | Oto/Ophthalmoscope |  | OTOOPHTHALMOSCOPE-Welch Allyn-Green Series 777 |  |  |  |  | Covered PM Repair - Biomedical | MHHS-Greater Heights
NO | NO |  |  |  | WACDU4 |  | Welch Allyn Inc | GREEN SERIES 777 |  | NSN | GH - CLINICAL DECISION UNIT (CDU) | MHHS-Greater Heights |  | Oto/Ophthalmoscope |  | WACDU4 |  | Central & Greater Heights |  | GH - CLINICAL DECISION UNIT (CDU) | [5 empty] | OPHTHALMOSCOPE/OTOSCOPES |  | OTOOPHTHALMOSCOPE-Welch Allyn-Green Series 777 | OTOOPHTHALMOSCOPE | Green Series 777 |  |  |  | Welch Allyn | Oto/Ophthalmoscope |  | OTOOPHTHALMOSCOPE-Welch Allyn-Green Series 777 |  |  |  |  | Covered PM Repair - Biomedical | MHHS-Greater Heights
NO | NO |  |  |  | WACDU5 |  | Welch Allyn Inc | GREEN SERIES 777 |  | NSN | GH - CLINICAL DECISION UNIT (CDU) | MHHS-Greater Heights |  | Oto/Ophthalmoscope |  | WACDU5 |  | Central & Greater Heights |  | GH - CLINICAL DECISION UNIT (CDU) | [5 empty] | OPHTHALMOSCOPE/OTOSCOPES |  | OTOOPHTHALMOSCOPE-Welch Allyn-Green Series 777 | OTOOPHTHALMOSCOPE | Green Series 777 |  |  |  | Welch Allyn | Oto/Ophthalmoscope |  | OTOOPHTHALMOSCOPE-Welch Allyn-Green Series 777 |  |  |  |  | Covered PM Repair - Biomedical | MHHS-Greater Heights
NO | NO |  |  |  | WACDU6 |  | Welch Allyn Inc | GREEN SERIES 777 |  | NSN | GH - CLINICAL DECISION UNIT (CDU) | MHHS-Greater Heights |  | Oto/Ophthalmoscope |  | WACDU6 |  | Central & Greater Heights |  | GH - CLINICAL DECISION UNIT (CDU) | [5 empty] | OPHTHALMOSCOPE/OTOSCOPES |  | OTOOPHTHALMOSCOPE-Welch Allyn-Green Series 777 | OTOOPHTHALMOSCOPE | Green Series 777 |  |  |  | Welch Allyn | Oto/Ophthalmoscope |  | OTOOPHTHALMOSCOPE-Welch Allyn-Green Series 777 |  |  |  |  | Covered PM Repair - Biomedical | MHHS-Greater Heights
NO | NO |  |  |  | WACDU7 |  | Welch Allyn Inc | GREEN SERIES 777 |  | NSN | GH - CLINICAL DECISION UNIT (CDU) | MHHS-Greater Heights |  | Oto/Ophthalmoscope |  | WACDU7 |  | Central & Greater Heights |  | GH - CLINICAL DECISION UNIT (CDU) | [5 empty] | OPHTHALMOSCOPE/OTOSCOPES |  | OTOOPHTHALMOSCOPE-Welch Allyn-Green Series 777 | OTOOPHTHALMOSCOPE | Green Series 777 |  |  |  | Welch Allyn | Oto/Ophthalmoscope |  | OTOOPHTHALMOSCOPE-Welch Allyn-Green Series 777 |  |  |  |  | Covered PM Repair - Biomedical | MHHS-Greater Heights
NO | NO |  |  |  | WACDU8 |  | Welch Allyn Inc | GREEN SERIES 777 |  | NSN | GH - CLINICAL DECISION UNIT (CDU) | MHHS-Greater Heights |  | Oto/Ophthalmoscope |  | WACDU8 |  | Central & Greater Heights |  | GH - CLINICAL DECISION UNIT (CDU) | [5 empty] | OPHTHALMOSCOPE/OTOSCOPES |  | OTOOPHTHALMOSCOPE-Welch Allyn-Green Series 777 | OTOOPHTHALMOSCOPE | Green Series 777 |  |  |  | Welch Allyn | Oto/Ophthalmoscope |  | OTOOPHTHALMOSCOPE-Welch Allyn-Green Series 777 |  |  |  |  | Covered PM Repair - Biomedical | MHHS-Greater Heights
NO | NO |  |  |  | WACDU9 |  | Welch Allyn Inc | GREEN SERIES 777 |  | NSN | GH - CLINICAL DECISION UNIT (CDU) | MHHS-Greater Heights |  | Oto/Ophthalmoscope |  | WACDU9 |  | Central & Greater Heights |  | GH - CLINICAL DECISION UNIT (CDU) | [5 empty] | OPHTHALMOSCOPE/OTOSCOPES |  | OTOOPHTHALMOSCOPE-Welch Allyn-Green Series 777 | OTOOPHTHALMOSCOPE | Green Series 777 |  |  |  | Welch Allyn | Oto/Ophthalmoscope |  | OTOOPHTHALMOSCOPE-Welch Allyn-Green Series 777 |  |  |  |  | Not Covered Vendor Only - Biomedical | MHHS-Greater Heights
NO | NO |  |  |  | 133-09313 |  | Welch Allyn Inc | GREEN SERIES 777 |  |  | KATY - CTU | MHHS-Katy |  | Oto/Ophthalmoscope |  | 133-09313 |  | Katy |  | KATY - CTU | [5 empty] | OPHTHALMOSCOPE/OTOSCOPES |  | OTOOPHTHALMOSCOPE-Welch Allyn-Green Series 777 | OTOOPHTHALMOSCOPE | Green Series 777 |  |  |  | Welch Allyn | Oto/Ophthalmoscope |  | OTOOPHTHALMOSCOPE-Welch Allyn-Green Series 777 |  |  |  |  | Covered PM Repair - Biomedical | MHHS-Katy
NO | NO |  |  |  | 133-09314 |  | Welch Allyn Inc | GREEN SERIES 777 |  |  | KATY - IMU | MHHS-Katy |  | Oto/Ophthalmoscope |  | 133-09314 |  | Katy |  | KATY - IMU | [5 empty] | OPHTHALMOSCOPE/OTOSCOPES |  | OTOOPHTHALMOSCOPE-Welch Allyn-Green Series 777 | OTOOPHTHALMOSCOPE | Green Series 777 |  |  |  | Welch Allyn | Oto/Ophthalmoscope |  | OTOOPHTHALMOSCOPE-Welch Allyn-Green Series 777 |  |  |  |  | Covered PM Repair - Biomedical | MHHS-Katy
NO | NO |  |  |  | 041-34083 |  | Welch Allyn Inc | GREEN SERIES 777 |  | 041-34083 | MEMORIAL CITY - ER | MHHS-Mem City |  | Oto/Ophthalmoscope |  | 041-34083 |  | West & Memorial City |  | MEMORIAL CITY - ER | [5 empty] | OPHTHALMOSCOPE/OTOSCOPES |  | OTOOPHTHALMOSCOPE-Welch Allyn-Green Series 777 | OTOOPHTHALMOSCOPE | Green Series 777 |  |  |  | Welch Allyn | Oto/Ophthalmoscope |  | OTOOPHTHALMOSCOPE-Welch Allyn-Green Series 777 |  |  |  |  | Covered PM Repair - Biomedical | MHHS-Mem City
NO | NO |  |  |  | 029-10135 |  | Welch Allyn Inc | GREEN SERIES 777 |  | no serial# | MH MG - (WDLS) - TWL PINECROFT (100/101) | MHHS-MG |  | Oto/Ophthalmoscope |  | 029-10135 |  | Woodlands |  | MH MG - (WDLS) - TWL PINECROFT (100/101) | [5 empty] | OPHTHALMOSCOPE/OTOSCOPES |  | OTOOPHTHALMOSCOPE-Welch Allyn-Green Series 777 | OTOOPHTHALMOSCOPE | Green Series 777 |  |  |  | Welch Allyn | Oto/Ophthalmoscope |  | OTOOPHTHALMOSCOPE-Welch Allyn-Green Series 777 |  |  |  |  | Covered PM Repair - Biomedical | MHHS-MG
NO | NO |  |  |  | 000-04096 |  | Welch Allyn Inc | GREEN SERIES 777 |  | LOT# 17310 | OPID - (SE) - VICTORY BREAST CARE (CCC) - 402 | MHHS-OPID |  | Oto/Ophthalmoscope |  | 000-04096 |  | Southeast & Bay Area |  | OPID - (SE) - VICTORY BREAST CARE (CCC) - 402 | [5 empty] | OPHTHALMOSCOPE/OTOSCOPES |  | OTOOPHTHALMOSCOPE-Welch Allyn-Green Series 777 | OTOOPHTHALMOSCOPE | Green Series 777 |  |  |  | Welch Allyn | Oto/Ophthalmoscope |  | OTOOPHTHALMOSCOPE-Welch Allyn-Green Series 777 |  |  |  |  | Covered PM Repair - Biomedical | MHHS-OPID
NO | NO |  |  |  | 000-04097 |  | Welch Allyn Inc | GREEN SERIES 777 |  | LOT# 17307 | OPID - (SE) - VICTORY BREAST CARE (CCC) - 402 | MHHS-OPID |  | Oto/Ophthalmoscope |  | 000-04097 |  | Southeast & Bay Area |  | OPID - (SE) - VICTORY BREAST CARE (CCC) - 402 | [5 empty] | OPHTHALMOSCOPE/OTOSCOPES |  | OTOOPHTHALMOSCOPE-Welch Allyn-Green Series 777 | OTOOPHTHALMOSCOPE | Green Series 777 |  |  |  | Welch Allyn | Oto/Ophthalmoscope |  | OTOOPHTHALMOSCOPE-Welch Allyn-Green Series 777 |  |  |  |  | Covered PM Repair - Biomedical | MHHS-OPID
NO | NO |  |  |  | 583-00945 |  | Welch Allyn Inc | GREEN SERIES 777 |  |  | KT CCC - (KY) - EMERGENCY ROOM | MHHS-South Katy CCC |  | Oto/Ophthalmoscope |  | 583-00945 |  | Katy |  | KT CCC - (KY) - EMERGENCY ROOM | [5 empty] | OPHTHALMOSCOPE/OTOSCOPES |  | OTOOPHTHALMOSCOPE-Welch Allyn-Green Series 777 | OTOOPHTHALMOSCOPE | Green Series 777 |  |  |  | Welch Allyn | Oto/Ophthalmoscope |  | OTOOPHTHALMOSCOPE-Welch Allyn-Green Series 777 |  |  |  |  | Covered PM Repair - Biomedical | MHHS-South Katy CCC
NO | NO |  |  |  | 129-07059 |  | Welch Allyn Inc | GREEN SERIES 777 |  | 129-07059 | SUGAR LAND - ICU | MHHS-Sugarland |  | Oto/Ophthalmoscope |  | 129-07059 |  | Sugar Land |  | SUGAR LAND - ICU | [5 empty] | OPHTHALMOSCOPE/OTOSCOPES |  | OTOOPHTHALMOSCOPE-Welch Allyn-Green Series 777 | OTOOPHTHALMOSCOPE | Green Series 777 |  |  |  | Welch Allyn | Oto/Ophthalmoscope |  | OTOOPHTHALMOSCOPE-Welch Allyn-Green Series 777 |  |  |  |  | Covered PM Repair - Biomedical | MHHS-Sugarland
NO | NO |  |  |  | 129-07062 |  | Welch Allyn Inc | GREEN SERIES 777 |  | 129-07062 | SUGAR LAND - ICU | MHHS-Sugarland |  | Oto/Ophthalmoscope |  | 129-07062 |  | Sugar Land |  | SUGAR LAND - ICU | [5 empty] | OPHTHALMOSCOPE/OTOSCOPES |  | OTOOPHTHALMOSCOPE-Welch Allyn-Green Series 777 | OTOOPHTHALMOSCOPE | Green Series 777 |  |  |  | Welch Allyn | Oto/Ophthalmoscope |  | OTOOPHTHALMOSCOPE-Welch Allyn-Green Series 777 |  |  |  |  | Covered PM Repair - Biomedical | MHHS-Sugarland
NO | NO |  |  |  | 129-07065 |  | Welch Allyn Inc | GREEN SERIES 777 |  | 129-07065 | SUGAR LAND - ICU | MHHS-Sugarland |  | Oto/Ophthalmoscope |  | 129-07065 |  | Sugar Land |  | SUGAR LAND - ICU | [5 empty] | OPHTHALMOSCOPE/OTOSCOPES |  | OTOOPHTHALMOSCOPE-Welch Allyn-Green Series 777 | OTOOPHTHALMOSCOPE | Green Series 777 |  |  |  | Welch Allyn | Oto/Ophthalmoscope |  | OTOOPHTHALMOSCOPE-Welch Allyn-Green Series 777 |  |  |  |  | Not Covered Vendor Only - Lab Ana/Anes | MHHS-Sugarland
NO | NO |  |  |  | 129-07068 |  | Welch Allyn Inc | GREEN SERIES 777 |  | 129-07068 | SUGAR LAND - ICU | MHHS-Sugarland |  | Oto/Ophthalmoscope |  | 129-07068 |  | Sugar Land |  | SUGAR LAND - ICU | [5 empty] | OPHTHALMOSCOPE/OTOSCOPES |  | OTOOPHTHALMOSCOPE-Welch Allyn-Green Series 777 | OTOOPHTHALMOSCOPE | Green Series 777 |  |  |  | Welch Allyn | Oto/Ophthalmoscope |  | OTOOPHTHALMOSCOPE-Welch Allyn-Green Series 777 |  |  |  |  | Not Covered Vendor Only - Lab Ana/Anes | MHHS-Sugarland
NO | NO |  |  |  | 129-07071 |  | Welch Allyn Inc | GREEN SERIES 777 |  | 129-07071 | SUGAR LAND - ICU | MHHS-Sugarland |  | Oto/Ophthalmoscope |  | 129-07071 |  | Sugar Land |  | SUGAR LAND - ICU | [5 empty] | OPHTHALMOSCOPE/OTOSCOPES |  | OTOOPHTHALMOSCOPE-Welch Allyn-Green Series 777 | OTOOPHTHALMOSCOPE | Green Series 777 |  |  |  | Welch Allyn | Oto/Ophthalmoscope |  | OTOOPHTHALMOSCOPE-Welch Allyn-Green Series 777 |  |  |  |  | Not Covered Vendor Only - Lab Ana/Anes | MHHS-Sugarland
NO | NO |  |  |  | 129-07072 |  | Welch Allyn Inc | GREEN SERIES 777 |  | 129-07072 | SUGAR LAND - ICU | MHHS-Sugarland |  | Oto/Ophthalmoscope |  | 129-07072 |  | Sugar Land |  | SUGAR LAND - ICU | [5 empty] | OPHTHALMOSCOPE/OTOSCOPES |  | OTOOPHTHALMOSCOPE-Welch Allyn-Green Series 777 | OTOOPHTHALMOSCOPE | Green Series 777 |  |  |  | Welch Allyn | Oto/Ophthalmoscope |  | OTOOPHTHALMOSCOPE-Welch Allyn-Green Series 777 |  |  |  |  | Not Covered Vendor Only - Lab Ana/Anes | MHHS-Sugarland
NO | NO |  |  |  | 129-07075 |  | Welch Allyn Inc | GREEN SERIES 777 |  | 129-07075 | SUGAR LAND - ICU | MHHS-Sugarland |  | Oto/Ophthalmoscope |  | 129-07075 |  | Sugar Land |  | SUGAR LAND - ICU | [5 empty] | OPHTHALMOSCOPE/OTOSCOPES |  | OTOOPHTHALMOSCOPE-Welch Allyn-Green Series 777 | OTOOPHTHALMOSCOPE | Green Series 777 |  |  |  | Welch Allyn | Oto/Ophthalmoscope |  | OTOOPHTHALMOSCOPE-Welch Allyn-Green Series 777 |  |  |  |  | Covered PM Repair - Biomedical | MHHS-Sugarland
NO | NO |  |  |  | 129-07078 |  | Welch Allyn Inc | GREEN SERIES 777 |  | 129-07078 | SUGAR LAND - ICU | MHHS-Sugarland |  | Oto/Ophthalmoscope |  | 129-07078 |  | Sugar Land |  | SUGAR LAND - ICU | [5 empty] | OPHTHALMOSCOPE/OTOSCOPES |  | OTOOPHTHALMOSCOPE-Welch Allyn-Green Series 777 | OTOOPHTHALMOSCOPE | Green Series 777 |  |  |  | Welch Allyn | Oto/Ophthalmoscope |  | OTOOPHTHALMOSCOPE-Welch Allyn-Green Series 777 |  |  |  |  | Covered PM Repair - Biomedical | MHHS-Sugarland
NO | NO |  |  |  | 129-07081 |  | Welch Allyn Inc | GREEN SERIES 777 |  | 129-07081 | SUGAR LAND - ICU | MHHS-Sugarland |  | Oto/Ophthalmoscope |  | 129-07081 |  | Sugar Land |  | SUGAR LAND - ICU | [5 empty] | OPHTHALMOSCOPE/OTOSCOPES |  | OTOOPHTHALMOSCOPE-Welch Allyn-Green Series 777 | OTOOPHTHALMOSCOPE | Green Series 777 |  |  |  | Welch Allyn | Oto/Ophthalmoscope |  | OTOOPHTHALMOSCOPE-Welch Allyn-Green Series 777 |  |  |  |  | Not Covered Vendor Only - Lab Ana/Anes | MHHS-Sugarland
NO | NO |  |  |  | 129-07047 |  | Welch Allyn Inc | GREEN SERIES 777 |  | 129-07047 | SUGAR LAND - IMU | MHHS-Sugarland |  | Oto/Ophthalmoscope |  | 129-07047 |  | Sugar Land |  | SUGAR LAND - IMU | [5 empty] | OPHTHALMOSCOPE/OTOSCOPES |  | OTOOPHTHALMOSCOPE-Welch Allyn-Green Series 777 | OTOOPHTHALMOSCOPE | Green Series 777 |  |  |  | Welch Allyn | Oto/Ophthalmoscope |  | OTOOPHTHALMOSCOPE-Welch Allyn-Green Series 777 |  |  |  |  | Covered PM Repair - Biomedical | MHHS-Sugarland
NO | YES | [5 empty] | Welch Allyn Inc | GS 300 |  | NSN | CBC - (GH) - HOGG MIDDLE SCHOOL CLINIC | MHHS-Neighborhood Clinics |  | Lamp, Exam |  |  |  | Central & Greater Heights |  | CBC - (GH) - HOGG MIDDLE SCHOOL CLINIC |  | 07/28/2017 |  |  |  | LIGHTS, EXAMINATION |  | LAMPEXAM-Welch Allyn-GS300 | LAMPEXAM | GS300 |  |  |  | Welch Allyn | Lamp, Exam |  |  | LAMPEXAM-Welch Allyn-GS300 | 07/06/2018 |  |  | Covered PM Repair - Biomedical | MHHS-Neighborhood Clinics
NO | YES | [5 empty] | Welch Allyn Inc | GS 300 |  | NSN | CBC - (GH) - HOGG MIDDLE SCHOOL CLINIC | MHHS-Neighborhood Clinics |  | Lamp, Exam |  |  |  | Central & Greater Heights |  | CBC - (GH) - HOGG MIDDLE SCHOOL CLINIC |  | 07/28/2017 |  |  |  | LIGHTS, EXAMINATION |  | LAMPEXAM-Welch Allyn-GS300 | LAMPEXAM | GS300 |  |  |  | Welch Allyn | Lamp, Exam |  |  | LAMPEXAM-Welch Allyn-GS300 | 01/01/2014 |  |  | Clinical Miscellaneous | MHHS-Neighborhood Clinics
NO | YES |  |  |  | 005-11171 | 005-11171 | Welch Allyn Inc | GS 300 |  | 005-11171 | CBC - (SE) - KRUSE CLINIC | MHHS-Neighborhood Clinics |  | Lamp, Exam |  | 005-11171 | 005-11171 | Southeast & Bay Area |  | CBC - (SE) - KRUSE CLINIC |  | 10/31/2018 |  |  |  | LIGHTS, EXAMINATION |  | LAMPEXAM-Welch Allyn-GS300 | LAMPEXAM | GS300 |  |  |  | Welch Allyn | Lamp, Exam |  |  | LAMPEXAM-Welch Allyn-GS300 | 05/01/2014 |  |  | Clinical Miscellaneous | MHHS-Neighborhood Clinics
NO | YES |  |  |  | 005-11172 | 005-11172 | Welch Allyn Inc | GS 300 |  | 005-11172 | CBC - (SE) - KRUSE CLINIC | MHHS-Neighborhood Clinics |  | Lamp, Exam |  | 005-11172 | 005-11172 | Southeast & Bay Area |  | CBC - (SE) - KRUSE CLINIC |  | 10/31/2018 |  |  |  | LIGHTS, EXAMINATION |  | LAMPEXAM-Welch Allyn-GS300 | LAMPEXAM | GS300 |  |  |  | Welch Allyn | Lamp, Exam |  |  | LAMPEXAM-Welch Allyn-GS300 | 07/06/2018 |  |  | Covered PM Repair - Biomedical | MHHS-Neighborhood Clinics
NO | YES |  |  |  | 005-11177 | 005-11177 | Welch Allyn Inc | GS 300 |  |  | CBC - (SE) - KRUSE CLINIC | MHHS-Neighborhood Clinics |  | Lamp, Exam |  | 005-11177 | 005-11177 | Southeast & Bay Area |  | CBC - (SE) - KRUSE CLINIC |  | 10/31/2018 |  |  |  | LIGHTS, EXAMINATION |  | LAMPEXAM-Welch Allyn-GS300 | LAMPEXAM | GS300 |  |  |  | Welch Allyn | Lamp, Exam |  |  | LAMPEXAM-Welch Allyn-GS300 |  |  |  | Covered PM Repair - Biomedical | MHHS-Neighborhood Clinics
NO | YES |  |  |  | 013-36446 | 013-36446 | Welch Allyn Inc | GS 300 |  | N/A | CBC - (SW) - ALIEF CLINIC | MHHS-Neighborhood Clinics |  | Lamp, Exam |  | 013-36446 | 013-36446 | Southwest |  | CBC - (SW) - ALIEF CLINIC |  | 09/29/2014 |  |  |  | LIGHTS, EXAMINATION |  | LAMPEXAM-Welch Allyn-GS300 | LAMPEXAM | GS300 |  |  |  | Welch Allyn | Lamp, Exam |  |  | LAMPEXAM-Welch Allyn-GS300 | 10/10/2016 |  |  | Covered PM Repair - Biomedical | MHHS-Neighborhood Clinics
NO | YES |  |  |  | 013-36449 | 013-36449 | Welch Allyn Inc | GS 300 |  | N/A | CBC - (SW) - ALIEF CLINIC | MHHS-Neighborhood Clinics |  | Lamp, Exam |  | 013-36449 | 013-36449 | Southwest |  | CBC - (SW) - ALIEF CLINIC |  | 09/29/2014 |  |  |  | LIGHTS, EXAMINATION |  | LAMPEXAM-Welch Allyn-GS300 | LAMPEXAM | GS300 |  |  |  | Welch Allyn | Lamp, Exam |  |  | LAMPEXAM-Welch Allyn-GS300 | 07/01/2020 |  |  | Not Covered Vendor Only - Biomedical | MHHS-Neighborhood Clinics
NO | YES |  |  |  | 013-36456 | 013-36456 | Welch Allyn Inc | GS 300 |  | N/A | CBC - (SW) - ALIEF CLINIC | MHHS-Neighborhood Clinics |  | Lamp, Exam |  | 013-36456 | 013-36456 | Southwest |  | CBC - (SW) - ALIEF CLINIC |  | 09/29/2014 |  |  |  | LIGHTS, EXAMINATION |  | LAMPEXAM-Welch Allyn-GS300 | LAMPEXAM | GS300 |  |  |  | Welch Allyn | Lamp, Exam |  |  | LAMPEXAM-Welch Allyn-GS300 | 07/01/2020 |  |  | Not Covered Vendor Only - Biomedical | MHHS-Neighborhood Clinics
NO | YES |  |  |  | 041-20086 | 041-20086 | Welch Allyn Inc | GS 300 |  | NSN | MEMORIAL CITY - TEXAS ONCOLOGY | MHHS-Mem City |  | Lamp, Exam |  | 041-20086 | 041-20086 | West | Memorial Hermann Medical Group Memorial City (#100) | MEMORIAL CITY - TEXAS ONCOLOGY | Suite 100 | 6/1/16 |  |  |  | LIGHTS, EXAMINATION |  | LAMPEXAM-Welch Allyn-GS300 | LAMPEXAM | GS300 |  |  |  | Welch Allyn | Lamp, Exam |  |  | LAMPEXAM-Welch Allyn-GS300 | 5/7/19 |  |  | Covered PM Repair - Biomedical | MHHS-Mem City
NO | YES | Asset Tag 041-20243 |  |  | 041-20243 | 041-20243 | Welch Allyn Inc | GS 300 |  | 041-20243 | MEMORIAL CITY - TEXAS ONCOLOGY | MHHS-Mem City |  | Lamp, Exam |  | 041-20243 | 041-20243 | West | Memorial Hermann Medical Group Memorial City (#100) | MEMORIAL CITY - TEXAS ONCOLOGY | Suite 100 | 5/1/16 |  |  |  | LIGHTS, EXAMINATION |  | LAMPEXAM-Welch Allyn-GS300 | LAMPEXAM | GS300 |  |  |  | Welch Allyn | Lamp, Exam |  |  | LAMPEXAM-Welch Allyn-GS300 |  |  |  | Covered PM Repair - Biomedical | MHHS-Mem City
NO | YES |  |  |  | 041-20248 | 041-20248 | Welch Allyn Inc | GS 300 |  | 041-20248 | MEMORIAL CITY - TEXAS ONCOLOGY | MHHS-Mem City |  | Lamp, Exam |  | 041-20248 | 041-20248 | West | Memorial Hermann Medical Group Memorial City (#100) | MEMORIAL CITY - TEXAS ONCOLOGY | Suite 100 | 5/1/16 |  |  |  | LIGHTS, EXAMINATION |  | LAMPEXAM-Welch Allyn-GS300 | LAMPEXAM | GS300 |  |  |  | Welch Allyn | Lamp, Exam |  |  | LAMPEXAM-Welch Allyn-GS300 | 1/1/00 |  |  | Covered PM Repair - Biomedical | MHHS-Mem City
NO | YES | Asset Tag 1142225 |  |  |  |  | Welch Allyn Inc | GS 300 |  | 041-20255 | (null) | MHHS-Mem City |  | Lamp, Exam |  |  |  | (null) | MHHS-Mem City | (null) | (null) |  |  |  | (null) | LIGHTS, EXAMINATION |  | LAMPEXAM-Welch Allyn-GS300 | LAMPEXAM | GS300 |  |  |  | Welch Allyn | Lamp, Exam |  |  | LAMPEXAM-Welch Allyn-GS300 | 3/19/19 |  |  | Covered PM Repair - Biomedical | MHHS-Mem City
NO | YES |  |  |  | 041-19879 | 041-19879 | Welch Allyn Inc | GS 300 |  | NSN | MH MG-(CY)-Fairfield [Mp1-Ste100] | MHHS-MG |  | Lamp, Exam |  | 041-19879 | 041-19879 | Northwest | MHHS-MG | MH MG-(CY)-Fairfield [Mp1-Ste100] | Exam Room 11 | 2/1/16 |  |  |  | LIGHTS, EXAMINATION | Lamp, Exam | LAMPEXAM-Welch Allyn-GS300 | LAMPEXAM | GS300 |  |  |  | Welch Allyn | Lamp, Exam |  |  | LAMPEXAM-Welch Allyn-GS300 |  |  |  | Covered PM Repair - Biomedical | MHHS-MG | [8 empty] | LAMPEXAM | Lamp, Exam | Welch Allyn
NO | YES |  |  |  | 041-19880 | 041-19880 | Welch Allyn Inc | GS 300 |  | NSN | MH MG-(CY)-Fairfield [Mp1-Ste100] | MHHS-MG |  | Lamp, Exam |  | 041-19880 | 041-19880 | Northwest | MHHS-MG | MH MG-(CY)-Fairfield [Mp1-Ste100] | C1 109 | 2/1/16 |  |  |  | LIGHTS, EXAMINATION | Lamp, Exam | LAMPEXAM-Welch Allyn-GS300 | LAMPEXAM | GS300 |  |  |  | Welch Allyn | Lamp, Exam |  |  | LAMPEXAM-Welch Allyn-GS300 |  |  |  | Not Covered Vendor Only - Biomedical | MHHS-MG | [8 empty] | LAMPEXAM | Lamp, Exam | Welch Allyn
NO | YES |  |  |  | 041-19881 | 041-19881 | Welch Allyn Inc | GS 300 |  | NSN | MH MG-(CY)-Fairfield [Mp1-Ste100] | MHHS-MG |  | Lamp, Exam |  | 041-19881 | 041-19881 | Northwest | MHHS-MG | MH MG-(CY)-Fairfield [Mp1-Ste100] | Exam Room 10 | 2/1/16 |  |  |  | LIGHTS, EXAMINATION | Lamp, Exam | LAMPEXAM-Welch Allyn-GS300 | LAMPEXAM | GS300 |  |  |  | Welch Allyn | Lamp, Exam |  |  | LAMPEXAM-Welch Allyn-GS300 | 5/6/19 |  |  | Covered PM Repair - Biomedical | MHHS-MG | [8 empty] | LAMPEXAM | Lamp, Exam | Welch Allyn
NO | YES |  |  |  | 041-19882 | 041-19882 | Welch Allyn Inc | GS 300 |  | NSN | MH MG-(CY)-Fairfield [Mp1-Ste100] | MHHS-MG |  | Lamp, Exam |  | 041-19882 | 041-19882 | Northwest | MHHS-MG | MH MG-(CY)-Fairfield [Mp1-Ste100] | C1 112 | 2/1/16 |  |  | Could not get pic of data plate. | LIGHTS, EXAMINATION | Lamp, Exam | LAMPEXAM-Welch Allyn-GS300 | LAMPEXAM | GS300 |  |  |  | Welch Allyn | Lamp, Exam |  |  | LAMPEXAM-Welch Allyn-GS300 | 7/1/20 |  |  | Not Covered Vendor Only - Biomedical | MHHS-MG | [8 empty] | LAMPEXAM | Lamp, Exam | Welch Allyn
NO | YES |  |  |  | 009-10615 | 009-10615 | Welch Allyn Inc | GS 300 |  | NSN | MH MG-(GH)-GH CCC | MHHS-MG |  | Lamp, Exam |  | 009-10615 | 009-10615 | Central | MHHS-MG | MH MG-(GH)-GH CCC | Storage | 10/1/17 |  |  |  | LIGHTS, EXAMINATION | Lamp, Exam | LAMPEXAM-Welch Allyn-GS300 | LAMPEXAM | GS300 |  |  |  | Welch Allyn | Lamp, Exam |  |  | LAMPEXAM-Welch Allyn-GS300 |  |  |  | Covered PM Repair - Biomedical | MHHS-MG | [8 empty] | LAMPEXAM | Lamp, Exam | Welch Allyn
NO | YES |  |  |  | 009-10616 | 009-10616 | Welch Allyn Inc | GS 300 |  | NSN | MH MG-(GH)-GH CCC-Timeshare | MHHS-MG |  | Lamp, Exam |  | 009-10616 | 009-10616 | Central | MHHS-MG | MH MG-(GH)-GH CCC-Timeshare | Room 1 | 10/1/17 | 10/1/20 |  |  | LIGHTS, EXAMINATION | Lamp, Exam | LAMPEXAM-Welch Allyn-GS300 | LAMPEXAM | GS300 |  |  |  | Welch Allyn | Lamp, Exam |  |  | LAMPEXAM-Welch Allyn-GS300 | 3/22/20 |  |  | Not Covered Vendor Only - Biomedical | MHHS-MG | [8 empty] | LAMPEXAM | Lamp, Exam | Welch Allyn
NO | YES |  |  |  | 583-00980 | 583-00980 | Welch Allyn Inc | GS 300 |  |  | MH MG-(KY)-Katy CCC | MHHS-MG |  | Lamp, Exam |  | 583-00980 | 583-00980 | Katy | MHHS-MG | MH MG-(KY)-Katy CCC | Exam 12 |  |  |  |  | LIGHTS, EXAMINATION | Lamp, Exam | LAMPEXAM-Welch Allyn-GS300 | LAMPEXAM | GS300 |  |  |  | Welch Allyn | Lamp, Exam |  |  | LAMPEXAM-Welch Allyn-GS300 |  |  |  | Covered PM Repair - Biomedical | MHHS-MG | [8 empty] | LAMPEXAM | Lamp, Exam | Welch Allyn
NO | YES |  |  |  | 583-00982 | 583-00982 | Welch Allyn Inc | GS 300 |  |  | MH MG-(KY)-Katy CCC | MHHS-MG |  | Lamp, Exam |  | 583-00982 | 583-00982 | Katy | MHHS-MG | MH MG-(KY)-Katy CCC | Exam 8 |  |  |  |  | LIGHTS, EXAMINATION | Lamp, Exam | LAMPEXAM-Welch Allyn-GS300 | LAMPEXAM | GS300 |  |  |  | Welch Allyn | Lamp, Exam |  |  | LAMPEXAM-Welch Allyn-GS300 |  |  |  | Covered PM Repair - Biomedical | MHHS-MG | [8 empty] | LAMPEXAM | Lamp, Exam | Welch Allyn
NO | YES |  |  |  | 000-05098 | 000-05098 | Welch Allyn Inc | GS 300 |  | 000-05098 | MH MG-(KY)-Katy Sports Medicine | MHHS-MG |  | Lamp, Exam |  | 000-05098 | 000-05098 | Katy | MHHS-MG | MH MG-(KY)-Katy Sports Medicine | Sports rehab | 10/1/19 |  |  |  | LIGHTS, EXAMINATION | Lamp, Exam | LAMPEXAM-Welch Allyn-GS300 | LAMPEXAM | GS300 |  |  |  | Welch Allyn | Lamp, Exam |  |  | LAMPEXAM-Welch Allyn-GS300 | 6/17/20 |  |  | Not Covered Vendor Only - Biomedical | MHHS-MG | [8 empty] | LAMPEXAM | Lamp, Exam | Welch Allyn
NO | YES |  |  |  | 142-07482 | 142-07482 | Welch Allyn Inc | GS 300 |  | NSN | MH MG-(NE)-Kingwood CCC-Timeshare | MHHS-MG |  | Lamp, Exam |  | 142-07482 | 142-07482 | Katy | MHHS-MG | MH MG-(NE)-Kingwood CCC-Timeshare | Exam 3 | 7/1/18 |  |  |  | LIGHTS, EXAMINATION | Lamp, Exam | LAMPEXAM-Welch Allyn-GS300 | LAMPEXAM | GS300 |  |  |  | Welch Allyn | Lamp, Exam |  |  | LAMPEXAM-Welch Allyn-GS300 | 7/3/20 |  |  | Not Covered Vendor Only - Biomedical | MHHS-MG | [8 empty] | LAMPEXAM | Lamp, Exam | Welch Allyn
NO | YES |  |  |  | 142-07483 | 142-07483 | Welch Allyn Inc | GS 300 |  | NSN | MH MG-(NE)-Kingwood CCC-Timeshare | MHHS-MG |  | Lamp, Exam |  | 142-07483 | 142-07483 | Katy | MHHS-MG | MH MG-(NE)-Kingwood CCC-Timeshare | Exam 1 | 7/1/18 |  |  |  | LIGHTS, EXAMINATION | Lamp, Exam | LAMPEXAM-Welch Allyn-GS300 | LAMPEXAM | GS300 |  |  |  | Welch Allyn | Lamp, Exam |  |  | LAMPEXAM-Welch Allyn-GS300 | 5/22/20 |  |  | Not Covered Vendor Only - Biomedical | MHHS-MG | [8 empty] | LAMPEXAM | Lamp, Exam | Welch Allyn
NO | YES |  |  |  | 142-07484 | 142-07484 | Welch Allyn Inc | GS 300 |  | NSN | MH MG-(NE)-Kingwood CCC-Timeshare | MHHS-MG |  | Lamp, Exam |  | 142-07484 | 142-07484 | Katy | MHHS-MG | MH MG-(NE)-Kingwood CCC-Timeshare | Ex 2 | 7/1/18 |  |  |  | LIGHTS, EXAMINATION | Lamp, Exam | LAMPEXAM-Welch Allyn-GS300 | LAMPEXAM | GS300 |  |  |  | Welch Allyn | Lamp, Exam |  |  | LAMPEXAM-Welch Allyn-GS300 | 5/22/20 |  |  | Not Covered Vendor Only - Biomedical | MHHS-MG | [8 empty] | LAMPEXAM | Lamp, Exam | Welch Allyn
NO | YES |  |  |  | 000-02646 | 000-02646 | Welch Allyn Inc | GS 300 |  | 000-02646 | MH MG-(NE)-Kingwood CCC-Timeshare | MHHS-MG |  | Lamp, Exam |  | 000-02646 | 000-02646 | Katy | MHHS-MG | MH MG-(NE)-Kingwood CCC-Timeshare | Hall | 11/1/18 |  |  |  | LIGHTS, EXAMINATION | Lamp, Exam | LAMPEXAM-Welch Allyn-GS300 | LAMPEXAM | GS300 |  |  |  | Welch Allyn | Lamp, Exam |  |  | LAMPEXAM-Welch Allyn-GS300 | 11/10/15 |  |  | Covered PM Repair - Radiology, Low End | MHHS-MG | [8 empty] | LAMPEXAM | Lamp, Exam | Welch Allyn
NO | YES |  |  |  | 009-10666 | 009-10666 | Welch Allyn Inc | GS 300 |  |  | MH MG-(NE)-Kingwood Ob/Gyn | MHHS-MG |  | Lamp, Exam |  | 009-10666 | 009-10666 | Katy | MHHS-MG | MH MG-(NE)-Kingwood Ob/Gyn |  | 2/1/19 | 2/1/20 |  |  | LIGHTS, EXAMINATION | Lamp, Exam | LAMPEXAM-Welch Allyn-GS300 | LAMPEXAM | GS300 |  |  |  | Welch Allyn | Lamp, Exam |  |  | LAMPEXAM-Welch Allyn-GS300 | 4/30/11 |  |  | Covered PM Repair - Biomedical | MHHS-MG | [8 empty] | LAMPEXAM | Lamp, Exam | Welch Allyn
NO | YES |  |  |  | 009-10667 | 009-10667 | Welch Allyn Inc | GS 300 |  |  | MH MG-(NE)-Kingwood Ob/Gyn | MHHS-MG |  | Lamp, Exam |  | 009-10667 | 009-10667 | Katy | MHHS-MG | MH MG-(NE)-Kingwood Ob/Gyn | Exam 1 | 2/1/19 |  |  |  | LIGHTS, EXAMINATION | Lamp, Exam | LAMPEXAM-Welch Allyn-GS300 | LAMPEXAM | GS300 |  |  |  | Welch Allyn | Lamp, Exam |  |  | LAMPEXAM-Welch Allyn-GS300 |  |  |  | Covered PM Repair - Biomedical | MHHS-MG | [8 empty] | LAMPEXAM | Lamp, Exam | Welch Allyn
NO | YES |  |  |  | 009-10668 | 009-10668 | Welch Allyn Inc | GS 300 |  | 009-10668 | MH MG-(NE)-Kingwood Ob/Gyn | MHHS-MG |  | Lamp, Exam |  | 009-10668 | 009-10668 | Katy | MHHS-MG | MH MG-(NE)-Kingwood Ob/Gyn | Exam 2 | 2/1/19 |  |  |  | LIGHTS, EXAMINATION | Lamp, Exam | LAMPEXAM-Welch Allyn-GS300 | LAMPEXAM | GS300 |  |  |  | Welch Allyn | Lamp, Exam |  |  | LAMPEXAM-Welch Allyn-GS300 |  |  |  | Covered PM Repair - Biomedical | MHHS-MG | [8 empty] | LAMPEXAM | Lamp, Exam | Welch Allyn
NO | YES |  |  |  | 009-10678 | 009-10678 | Welch Allyn Inc | GS 300 |  | NSN | MH MG-(NE)-Kingwood Ob/Gyn | MHHS-MG |  | Lamp, Exam |  | 009-10678 | 009-10678 | Katy | MHHS-MG | MH MG-(NE)-Kingwood Ob/Gyn |  | 2/1/19 | 2/1/20 |  |  | LIGHTS, EXAMINATION | Lamp, Exam | LAMPEXAM-Welch Allyn-GS300 | LAMPEXAM | GS300 |  |  |  | Welch Allyn | Lamp, Exam |  |  | LAMPEXAM-Welch Allyn-GS300 | 1/1/14 |  |  | Covered PM Repair - Biomedical | MHHS-MG | [8 empty] | LAMPEXAM | Lamp, Exam | Welch Allyn
NO | YES |  |  |  | 009-10679 | 009-10679 | Welch Allyn Inc | GS 300 |  | 009-10679 | MH MG-(NE)-Kingwood Ob/Gyn | MHHS-MG |  | Lamp, Exam |  | 009-10679 | 009-10679 | Katy | MHHS-MG | MH MG-(NE)-Kingwood Ob/Gyn | Procedure Room 143 | 2/1/19 |  |  |  | LIGHTS, EXAMINATION | Lamp, Exam | LAMPEXAM-Welch Allyn-GS300 | LAMPEXAM | GS300 |  |  |  | Welch Allyn | Lamp, Exam |  |  | LAMPEXAM-Welch Allyn-GS300 |  |  |  | Covered PM Repair - Biomedical | MHHS-MG | [8 empty] | LAMPEXAM | Lamp, Exam | Welch Allyn
NO | YES |  |  |  | 009-10722 | 009-10722 | Welch Allyn Inc | GS 300 |  | 009-10722 | MH MG-(NE)-Kingwood Ob/Gyn | MHHS-MG |  | Lamp, Exam |  | 009-10722 | 009-10722 | Katy | MHHS-MG | MH MG-(NE)-Kingwood Ob/Gyn | Exam 3 | 2/1/19 |  |  |  | LIGHTS, EXAMINATION | Lamp, Exam | LAMPEXAM-Welch Allyn-GS300 | LAMPEXAM | GS300 |  |  |  | Welch Allyn | Lamp, Exam |  |  | LAMPEXAM-Welch Allyn-GS300 | 7/3/20 |  |  | Not Covered Vendor Only - Biomedical | MHHS-MG | [8 empty] | LAMPEXAM | Lamp, Exam | Welch Allyn
NO | YES |  |  |  | 009-10723 | 009-10723 | Welch Allyn Inc | GS 300 |  | 009-10723 | MH MG-(NE)-Kingwood Ob/Gyn | MHHS-MG |  | Lamp, Exam |  | 009-10723 | 009-10723 | Katy | MHHS-MG | MH MG-(NE)-Kingwood Ob/Gyn | Exam 4 |  |  |  |  | LIGHTS, EXAMINATION | Lamp, Exam | LAMPEXAM-Welch Allyn-GS300 | LAMPEXAM | GS300 |  |  |  | Welch Allyn | Lamp, Exam |  |  | LAMPEXAM-Welch Allyn-GS300 | 7/2/20 |  |  | Not Covered Vendor Only - Biomedical | MHHS-MG | [8 empty] | LAMPEXAM | Lamp, Exam | Welch Allyn
NO | YES |  |  |  | 009-10724 | 009-10724 | Welch Allyn Inc | GS 300 |  |  | MH MG-(NE)-Kingwood Ob/Gyn | MHHS-MG |  | Lamp, Exam |  | 009-10724 | 009-10724 | Katy | MHHS-MG | MH MG-(NE)-Kingwood Ob/Gyn | Room 6 | 2/1/19 |  |  |  | LIGHTS, EXAMINATION | Lamp, Exam | LAMPEXAM-Welch Allyn-GS300 | LAMPEXAM | GS300 |  |  |  | Welch Allyn | Lamp, Exam |  |  | LAMPEXAM-Welch Allyn-GS300 | 5/22/20 |  |  | Not Covered Vendor Only - Biomedical | MHHS-MG | [8 empty] | LAMPEXAM | Lamp, Exam | Welch Allyn
NO | YES |  |  |  | 142-07168 | 142-07168 | Welch Allyn Inc | GS 300 |  | NSN | MH MG-(NE)-Kingwood Ob/Gyn | MHHS-MG |  | Lamp, Exam |  | 142-07168 | 142-07168 | Katy | MHHS-MG | MH MG-(NE)-Kingwood Ob/Gyn | Exam 12 | 2/1/19 |  |  | One time safety | LIGHTS, EXAMINATION | Lamp, Exam | LAMPEXAM-Welch Allyn-GS300 | LAMPEXAM | GS300 |  |  |  | Welch Allyn | Lamp, Exam |  |  | LAMPEXAM-Welch Allyn-GS300 | 5/22/20 |  |  | Not Covered Vendor Only - Biomedical | MHHS-MG | [8 empty] | LAMPEXAM | Lamp, Exam | Welch Allyn
NO | YES |  |  |  | 142-07170 | 142-07170 | Welch Allyn Inc | GS 300 |  | 142-07170 | MH MG-(NE)-Kingwood Ob/Gyn | MHHS-MG |  | Lamp, Exam |  | 142-07170 | 142-07170 | Katy | MHHS-MG | MH MG-(NE)-Kingwood Ob/Gyn | Exam 11 | 2/1/19 |  |  |  | LIGHTS, EXAMINATION | Lamp, Exam | LAMPEXAM-Welch Allyn-GS300 | LAMPEXAM | GS300 |  |  |  | Welch Allyn | Lamp, Exam |  |  | LAMPEXAM-Welch Allyn-GS300 |  |  |  | Covered PM Repair - Biomedical | MHHS-MG | [8 empty] | LAMPEXAM | Lamp, Exam | Welch Allyn
NO | YES |  |  |  | 142-07172 | 142-07172 | Welch Allyn Inc | GS 300 |  | NSN | MH MG-(NE)-Kingwood Ob/Gyn | MHHS-MG |  | Lamp, Exam |  | 142-07172 | 142-07172 | Katy | MHHS-MG | MH MG-(NE)-Kingwood Ob/Gyn | Exam 10 | 2/1/19 |  |  |  | LIGHTS, EXAMINATION | Lamp, Exam | LAMPEXAM-Welch Allyn-GS300 | LAMPEXAM | GS300 |  |  |  | Welch Allyn | Lamp, Exam |  |  | LAMPEXAM-Welch Allyn-GS300 |  |  |  | Covered PM Repair - Biomedical | MHHS-MG | [8 empty] | LAMPEXAM | Lamp, Exam | Welch Allyn
NO | YES |  |  |  | 151-02385 | 151-02385 | Welch Allyn Inc | GS 300 |  | NSN | MH MG-(NE)-Kingwood Ob/Gyn | MHHS-MG |  | Lamp, Exam |  | 151-02385 | 151-02385 | Katy | MHHS-MG | MH MG-(NE)-Kingwood Ob/Gyn |  | 2/1/19 |  |  |  | LIGHTS, EXAMINATION | Lamp, Exam | LAMPEXAM-Welch Allyn-GS300 | LAMPEXAM | GS300 |  |  |  | Welch Allyn | Lamp, Exam |  |  | LAMPEXAM-Welch Allyn-GS300 |  |  |  | Covered PM Repair - Biomedical | MHHS-MG | [8 empty] | LAMPEXAM | Lamp, Exam | Welch Allyn
NO | YES | Asset Tag 142-05331 |  |  | 142-05331 | 142-05331 | Welch Allyn Inc | GS 300 |  |  | MH MG-(NE)-Summer Creek CCC | MHHS-MG |  | Lamp, Exam |  | 142-05331 | 142-05331 | Katy | MHHS-MG | MH MG-(NE)-Summer Creek CCC |  | 3/27/19 |  |  |  | LIGHTS, EXAMINATION | Lamp, Exam | LAMPEXAM-Welch Allyn-GS300 | LAMPEXAM | GS300 |  |  |  | Welch Allyn | Lamp, Exam |  |  | LAMPEXAM-Welch Allyn-GS300 |  | Finished from Script 3/27/2020 12:11:52pm (Central) |  | Covered PM Repair - Biomedical | MHHS-MG | [8 empty] | LAMPEXAM | Lamp, Exam | Welch Allyn
NO | YES |  |  |  | 000-04072 | 000-04072 | Welch Allyn Inc | GS 300 |  | NSN | MH MG - (SE) - LC CCC - TIMESHARE | MHHS-MG |  | Lamp, Exam |  | 000-04072 | 000-04072 | Southeast | MHHS-MG | MH MG - (SE) - LC CCC - TIMESHARE | Familt Medicine |  |  |  |  | LIGHTS, EXAMINATION | Lamp, Exam | LAMPEXAM-Welch Allyn-GS300 | LAMPEXAM | GS300 |  |  |  | Welch Allyn | Lamp, Exam |  |  | LAMPEXAM-Welch Allyn-GS300 |  |  |  | Covered PM Repair - Biomedical | MHHS-MG | [8 empty] | LAMPEXAM | Lamp, Exam | Welch Allyn
NO | YES |  |  |  | 000-04091 | 000-04091 | Welch Allyn Inc | GS 300 |  | NSN | MH MG - (SL) - PHYSICIANS AT SUGAR CREEK | MHHS-MG |  | Lamp, Exam |  | 000-04091 | 000-04091 | Southeast | Memorial Hermann Medical Group Sugar Land Multi-Specialty (#350) | MH MG - (SL) - PHYSICIANS AT SUGAR CREEK | Exam 1 |  |  |  |  | LIGHTS, EXAMINATION | Lamp, Exam | LAMPEXAM-Welch Allyn-GS300 | LAMPEXAM | GS300 |  |  |  | Welch Allyn | Lamp, Exam |  |  | LAMPEXAM-Welch Allyn-GS300 | 1/1/19 |  |  | Covered PM Repair - Biomedical | MHHS-MG | [8 empty] | LAMPEXAM | Lamp, Exam | Welch Allyn
NO | YES |  |  |  | 000-04020 | 000-04020 | Welch Allyn Inc | GS 300 |  | NSN | MH MG - (SE) - LC CCC - TIMESHARE | MHHS-MG |  | Lamp, Exam |  | 000-04020 | 000-04020 | Southeast | MHHS-MG | MH MG - (SE) - LC CCC - TIMESHARE | Ste500 |  |  |  |  | LIGHTS, EXAMINATION | Lamp, Exam | LAMPEXAM-Welch Allyn-GS300 | LAMPEXAM | GS300 |  |  |  | Welch Allyn | Lamp, Exam |  |  | LAMPEXAM-Welch Allyn-GS300 |  |  |  | Covered PM Repair - Biomedical | MHHS-MG | [8 empty] | LAMPEXAM | Lamp, Exam | Welch Allyn
NO | YES |  |  |  | 000-04021 | 000-04021 | Welch Allyn Inc | GS 300 |  | NSN | MH MG - (SE) - LC CCC - TIMESHARE | MHHS-MG |  | Lamp, Exam |  | 000-04021 | 000-04021 | Southeast | MHHS-MG | MH MG - (SE) - LC CCC - TIMESHARE | Ste500 |  |  |  |  | LIGHTS, EXAMINATION | Lamp, Exam | LAMPEXAM-Welch Allyn-GS300 | LAMPEXAM | GS300 |  |  |  | Welch Allyn | Lamp, Exam |  |  | LAMPEXAM-Welch Allyn-GS300 | 1/1/10 |  |  | Covered PM Repair - Biomedical | MHHS-MG | [8 empty] | LAMPEXAM | Lamp, Exam | Welch Allyn
NO | YES |  |  |  | 000-04022 | 000-04022 | Welch Allyn Inc | GS 300 |  | NSN | MH MG - (SE) - LC CCC - TIMESHARE | MHHS-MG |  | Lamp, Exam |  | 000-04022 | 000-04022 | Southeast | MHHS-MG | MH MG - (SE) - LC CCC - TIMESHARE | Ste500 |  |  |  |  | LIGHTS, EXAMINATION | Lamp, Exam | LAMPEXAM-Welch Allyn-GS300 | LAMPEXAM | GS300 |  |  |  | Welch Allyn | Lamp, Exam |  |  | LAMPEXAM-Welch Allyn-GS300 | 1/1/10 |  |  | Covered PM Repair - Biomedical | MHHS-MG | [8 empty] | LAMPEXAM | Lamp, Exam | Welch Allyn
NO | YES |  |  |  | 129-07675 | 129-07675 | Welch Allyn Inc | GS 300 |  | NSN | MH MG-(SL)-Physicians At Sugar Creek | MHHS-MG |  | Lamp, Exam |  | 129-07675 | 129-07675 | Sugar Land | MHHS-MG | MH MG-(SL)-Physicians At Sugar Creek |  | 11/1/17 | 11/1/18 |  |  | LIGHTS, EXAMINATION | Lamp, Exam | LAMPEXAM-Welch Allyn-GS300 | LAMPEXAM | GS300 |  |  |  | Welch Allyn | Lamp, Exam |  |  | LAMPEXAM-Welch Allyn-GS300 | 1/1/10 |  |  | Covered PM Repair - Biomedical | MHHS-MG | [8 empty] | LAMPEXAM | Lamp, Exam | Welch Allyn
NO | YES |  |  |  | 129-05951 | 129-05951 | Welch Allyn Inc | GS 300 |  | NSN | MH MG - (SL) - SWEETWATER | MHHS-MG |  | Lamp, Exam |  | 129-05951 | 129-05951 | Sugar Land | Memorial Hermann Medical Group Sweetwater (#B) | MH MG - (SL) - SWEETWATER | Room 1 | 7/1/15 | 7/1/16 |  |  | LIGHTS, EXAMINATION | Lamp, Exam | LAMPEXAM-Welch Allyn-GS300 | LAMPEXAM | GS300 |  |  |  | Welch Allyn | Lamp, Exam |  |  | LAMPEXAM-Welch Allyn-GS300 | 10/1/10 |  |  | Covered PM Repair - Biomedical | MHHS-MG | [8 empty] | LAMPEXAM | Lamp, Exam | Welch Allyn
NO | YES |  |  |  | 000-03774 | 000-03774 | Welch Allyn Inc | GS 300 |  | 000-03774 | MH MG-(WDLS)-Ob/Gyn (Mp3) | MHHS-MG |  | Lamp, Exam |  | 000-03774 | 000-03774 | Woodlands | MHHS-MG | MH MG-(WDLS)-Ob/Gyn (Mp3) | Rm 15 | 10/1/18 |  |  |  | LIGHTS, EXAMINATION | Lamp, Exam | LAMPEXAM-Welch Allyn-GS300 | LAMPEXAM | GS300 |  |  |  | Welch Allyn | Lamp, Exam |  |  | LAMPEXAM-Welch Allyn-GS300 | 1/1/10 |  |  | Covered PM Repair - Biomedical | MHHS-MG | [8 empty] | LAMPEXAM | Lamp, Exam | Welch Allyn
NO | YES |  |  |  | 000-03775 | 000-03775 | Welch Allyn Inc | GS 300 |  | 000-03775 | MH MG-(WDLS)-Ob/Gyn (Mp3) | MHHS-MG |  | Lamp, Exam |  | 000-03775 | 000-03775 | Woodlands | MHHS-MG | MH MG-(WDLS)-Ob/Gyn (Mp3) | OB | 10/1/18 |  |  |  | LIGHTS, EXAMINATION | Lamp, Exam | LAMPEXAM-Welch Allyn-GS300 | LAMPEXAM | GS300 |  |  |  | Welch Allyn | Lamp, Exam |  |  | LAMPEXAM-Welch Allyn-GS300 | 4/18/19 |  |  | Covered PM Repair - Biomedical | MHHS-MG | [8 empty] | LAMPEXAM | Lamp, Exam | Welch Allyn
NO | YES |  |  |  | 000-03776 | 000-03776 | Welch Allyn Inc | GS 300 |  | 000-03776 | MH MG-(WDLS)-Ob/Gyn (Mp3) | MHHS-MG |  | Lamp, Exam |  | 000-03776 | 000-03776 | Woodlands | MHHS-MG | MH MG-(WDLS)-Ob/Gyn (Mp3) | OB | 10/1/18 |  |  |  | LIGHTS, EXAMINATION | Lamp, Exam | LAMPEXAM-Welch Allyn-GS300 | LAMPEXAM | GS300 |  |  |  | Welch Allyn | Lamp, Exam |  |  | LAMPEXAM-Welch Allyn-GS300 | 4/18/19 |  |  | Covered PM Repair - Biomedical | MHHS-MG | [8 empty] | LAMPEXAM | Lamp, Exam | Welch Allyn
NO | YES |  |  |  | 000-03777 | 000-03777 | Welch Allyn Inc | GS 300 |  | 000-03777 | MH MG-(WDLS)-Ob/Gyn (Mp3) | MHHS-MG |  | Lamp, Exam |  | 000-03777 | 000-03777 | Woodlands | MHHS-MG | MH MG-(WDLS)-Ob/Gyn (Mp3) | Exam Room 7 | 10/1/18 |  |  | ?AuOne time inspection?Au sticker | LIGHTS, EXAMINATION | Lamp, Exam | LAMPEXAM-Welch Allyn-GS300 | LAMPEXAM | GS300 |  |  |  | Welch Allyn | Lamp, Exam |  |  | LAMPEXAM-Welch Allyn-GS300 | 5/4/16 |  |  | Covered PM Repair - Biomedical | MHHS-MG | [8 empty] | LAMPEXAM | Lamp, Exam | Welch Allyn
NO | YES |  |  |  | 000-03778 | 000-03778 | Welch Allyn Inc | GS 300 |  | 000-03778 | MH MG-(WDLS)-Ob/Gyn (Mp3) | MHHS-MG |  | Lamp, Exam |  | 000-03778 | 000-03778 | Woodlands | MHHS-MG | MH MG-(WDLS)-Ob/Gyn (Mp3) | Exam room 3 |  |  |  | I?Aoll p.m. | LIGHTS, EXAMINATION | Lamp, Exam | LAMPEXAM-Welch Allyn-GS300 | LAMPEXAM | GS300 |  |  |  | Welch Allyn | Lamp, Exam |  |  | LAMPEXAM-Welch Allyn-GS300 | 12/26/18 |  |  | Covered PM Repair - Biomedical | MHHS-MG | [8 empty] | LAMPEXAM | Lamp, Exam | Welch Allyn
NO | YES |  |  |  | 000-03781 | 000-03781 | Welch Allyn Inc | GS 300 |  | 000-03781 | MH MG-(WDLS)-Ob/Gyn (Mp3) | MHHS-MG |  | Lamp, Exam |  | 000-03781 | 000-03781 | Woodlands | MHHS-MG | MH MG-(WDLS)-Ob/Gyn (Mp3) | Exam room 4 |  |  |  | No p.m. | LIGHTS, EXAMINATION | Lamp, Exam | LAMPEXAM-Welch Allyn-GS300 | LAMPEXAM | GS300 |  |  |  | Welch Allyn | Lamp, Exam |  |  | LAMPEXAM-Welch Allyn-GS300 | 4/30/11 |  |  | Covered PM Repair - Biomedical | MHHS-MG | [8 empty] | LAMPEXAM | Lamp, Exam | Welch Allyn
NO | YES |  |  |  | 000-03782 | 000-03782 | Welch Allyn Inc | GS 300 |  | 000-03782 | MH MG-(WDLS)-Ob/Gyn (Mp3) | MHHS-MG |  | Lamp, Exam |  | 000-03782 | 000-03782 | Woodlands | MHHS-MG | MH MG-(WDLS)-Ob/Gyn (Mp3) | Exam room 5 |  |  |  |  | LIGHTS, EXAMINATION | Lamp, Exam | LAMPEXAM-Welch Allyn-GS300 | LAMPEXAM | GS300 |  |  |  | Welch Allyn | Lamp, Exam |  |  | LAMPEXAM-Welch Allyn-GS300 |  |  |  | Covered PM Repair - Biomedical | MHHS-MG | [8 empty] | LAMPEXAM | Lamp, Exam | Welch Allyn
NO | YES |  |  |  | 000-03783 | 000-03783 | Welch Allyn Inc | GS 300 |  | 000-03783 | MH MG-(WDLS)-Ob/Gyn (Mp3) | MHHS-MG |  | Lamp, Exam |  | 000-03783 | 000-03783 | Woodlands | MHHS-MG | MH MG-(WDLS)-Ob/Gyn (Mp3) | OB | 10/1/18 |  |  |  | LIGHTS, EXAMINATION | Lamp, Exam | LAMPEXAM-Welch Allyn-GS300 | LAMPEXAM | GS300 |  |  |  | Welch Allyn | Lamp, Exam |  |  | LAMPEXAM-Welch Allyn-GS300 |  |  |  | Covered PM Repair - Biomedical | MHHS-MG | [8 empty] | LAMPEXAM | Lamp, Exam | Welch Allyn
NO | YES |  |  |  | 000-03784 | 000-03784 | Welch Allyn Inc | GS 300 |  |  | MH MG-(WDLS)-Ob/Gyn (Mp3) | MHHS-MG |  | Lamp, Exam |  | 000-03784 | 000-03784 | Woodlands | MHHS-MG | MH MG-(WDLS)-Ob/Gyn (Mp3) | OB | 10/1/18 |  |  |  | LIGHTS, EXAMINATION | Lamp, Exam | LAMPEXAM-Welch Allyn-GS300 | LAMPEXAM | GS300 |  |  |  | Welch Allyn | Lamp, Exam |  |  | LAMPEXAM-Welch Allyn-GS300 | 7/3/14 |  |  | Covered PM Repair - Biomedical | MHHS-MG | [8 empty] | LAMPEXAM | Lamp, Exam | Welch Allyn
NO | YES |  |  |  | 000-04094 | 000-04094 | Welch Allyn Inc | GS 300 |  | NSN | OPID - (SE) - LEAGUE CITY CCC - 409 | MHHS-OPID |  | Lamp, Exam |  | 000-04094 | 000-04094 | Southeast | MHHS-Others | OPID - (SE) - LEAGUE CITY CCC - 409 | 309 Ultasound Biopsy |  |  |  |  | LIGHTS, EXAMINATION | Lamp, Exam | LAMPEXAM-Welch Allyn-GS300 | LAMPEXAM | GS300 |  |  |  | Welch Allyn | Lamp, Exam |  |  | LAMPEXAM-Welch Allyn-GS300 | 3/30/16 |  |  | Covered PM Repair - Biomedical | MHHS-OPID | [8 empty] | LAMPEXAM | Lamp, Exam | Welch Allyn
NO | YES | Serial Number 3191479 |  |  | 005-10262 | 005-10262 | Welch Allyn Inc | GS 300 |  |  | SE-Cath Lab | MHHS-Southeast |  | Lamp, Exam |  | 005-10262 | 005-10262 | Southeast | MHHS-Southeast | SE-Cath Lab | Room 3 |  |  |  | No pm | LIGHTS, EXAMINATION |  | LAMPEXAM-Welch Allyn-GS300 | LAMPEXAM | GS300 |  |  |  | Welch Allyn | Lamp, Exam |  |  | LAMPEXAM-Welch Allyn-GS300 | 7/1/20 |  |  | Not Covered Vendor Only - Biomedical | MHHS-Southeast
NO | YES |  |  |  | 129-06421 | 129-06421 | Welch Allyn Inc | GS 300 |  | NSN | Sugar Land-Nursery | MHHS-Sugarland |  | Lamp, Exam |  | 129-06421 | 129-06421 | Sugar Land | MHHS-Sugarland | Sugar Land-Nursery | Nursery | 12/1/15 |  |  |  | LIGHTS, EXAMINATION | Lamp, Exam | LAMPEXAM-Welch Allyn-GS300 | LAMPEXAM | GS300 |  |  |  | Welch Allyn | Lamp, Exam |  |  | LAMPEXAM-Welch Allyn-GS300 |  |  |  | Covered PM Repair - Biomedical | MHHS-Sugarland | [8 empty] | LAMPEXAM | Lamp, Exam | Welch Allyn
NO | YES |  |  |  | 069-35906 | 069-35906 | Welch Allyn Inc | GS 300 |  | NSN | TMC-Plaza-Cancer Center (Ste 2900) | MHHS-TMC |  | Lamp, Exam |  | 069-35906 | 069-35906 | TMC | MHHS-TMC | TMC-Plaza-Cancer Center (Ste 2900) | CT Procedure |  |  |  |  | LIGHTS, EXAMINATION | Lamp, Exam | LAMPEXAM-Welch Allyn-GS300 | LAMPEXAM | GS300 |  |  |  | Welch Allyn | Lamp, Exam |  |  | LAMPEXAM-Welch Allyn-GS300 |  |  |  | Covered PM Repair - Biomedical | MHHS-TMC | [8 empty] | LAMPEXAM | Lamp, Exam | Welch Allyn
NO | YES |  |  |  | 069-36811 | 069-36811 | Welch Allyn Inc | GS 300 |  | NSN | TMC-Plaza-Cancer Center (Ste 2900) | MHHS-TMC |  | Lamp, Exam |  | 069-36811 | 069-36811 | TMC | MHHS-TMC | TMC-Plaza-Cancer Center (Ste 2900) | Procedure/Exam 16 | 2/1/13 |  |  |  | LIGHTS, EXAMINATION |  | LAMPEXAM-Welch Allyn-GS300 | LAMPEXAM | GS300 |  |  |  | Welch Allyn | Lamp, Exam |  |  | LAMPEXAM-Welch Allyn-GS300 |  |  |  | Covered PM Repair Labor Only - Biomedica | MHHS-TMC
NO | YES |  |  |  | 069-36814 | 069-36814 | Welch Allyn Inc | GS 300 |  | NSN | Cancer center | MHHS-TMC |  | Lamp, Exam |  | 069-36814 | 069-36814 | TMC | Memorial Hermann-Texas Medical Center | Cancer center | Exam 6 |  |  |  |  | LIGHTS, EXAMINATION |  | LAMPEXAM-Welch Allyn-GS300 | LAMPEXAM | GS300 |  |  |  | Welch Allyn | Lamp, Exam |  |  | LAMPEXAM-Welch Allyn-GS300 |  |  |  | Covered PM Repair - Biomedical | MHHS-TMC
NO | YES |  |  |  | 069-36817 | 069-36817 | Welch Allyn Inc | GS 300 |  | NSN | Cancer center | MHHS-TMC |  | Lamp, Exam |  | 069-36817 | 069-36817 | TMC | Memorial Hermann-Texas Medical Center | Cancer center | Exam 5 |  |  |  |  | LIGHTS, EXAMINATION |  | LAMPEXAM-Welch Allyn-GS300 | LAMPEXAM | GS300 |  |  |  | Welch Allyn | Lamp, Exam |  |  | LAMPEXAM-Welch Allyn-GS300 |  |  |  | Covered PM Repair - Biomedical | MHHS-TMC
NO | YES |  |  |  | 069-43496 | 069-43496 | Welch Allyn Inc | GS 300 |  | NSN | TMC-Plaza-Cancer Center (Ste 2900) | MHHS-TMC |  | Lamp, Exam |  | 069-43496 | 069-43496 | TMC | MHHS-TMC | TMC-Plaza-Cancer Center (Ste 2900) | Exam 14 | 3/1/17 |  |  | PM Not Required | LIGHTS, EXAMINATION |  | LAMPEXAM-Welch Allyn-GS300 | LAMPEXAM | GS300 |  |  |  | Welch Allyn | Lamp, Exam |  |  | LAMPEXAM-Welch Allyn-GS300 |  |  |  | Covered PM Repair - Biomedical | MHHS-TMC
NO | YES |  |  |  | 069-43497 | 069-43497 | Welch Allyn Inc | GS 300 |  | NSN | 5 Floor | MHHS-TMC |  | Lamp, Exam |  | 069-43497 | 069-43497 | TMC | Memorial Hermann- Texas Medical Center Plaza- cancer center | 5 Floor | Floor 29 hallway | 5/1/18 |  | 5/1/20 |  | LIGHTS, EXAMINATION |  | LAMPEXAM-Welch Allyn-GS300 | LAMPEXAM | GS300 |  |  |  | Welch Allyn | Lamp, Exam |  |  | LAMPEXAM-Welch Allyn-GS300 | 10/22/14 |  |  | Covered PM Repair - Biomedical | MHHS-TMC
NO | NO |  |  |  | 041-20186 |  | Welch Allyn Inc | GS 300 |  | N/A | MH MG - (MC) - UROLOGY MC (MP3) | MHHS-MG |  | Lamp, Exam |  | 041-20186 |  | West & Memorial City |  | MH MG - (MC) - UROLOGY MC (MP3) | [5 empty] | LIGHTS, EXAMINATION |  | LAMPEXAM-Welch Allyn-GS300 | LAMPEXAM | GS300 |  |  |  | Welch Allyn | Lamp, Exam |  |  | LAMPEXAM-Welch Allyn-GS300 |  |  |  | Covered PM Repair - Biomedical | MHHS-MG
NO | NO |  |  |  | 041-20204 |  | Welch Allyn Inc | GS 300 |  | N/A | MH MG - (MC) - UROLOGY MC (MP3) | MHHS-MG |  | Lamp, Exam |  | 041-20204 |  | West & Memorial City |  | MH MG - (MC) - UROLOGY MC (MP3) | [5 empty] | LIGHTS, EXAMINATION |  | LAMPEXAM-Welch Allyn-GS300 | LAMPEXAM | GS300 |  |  |  | Welch Allyn | Lamp, Exam |  |  | LAMPEXAM-Welch Allyn-GS300 |  |  |  | Not Covered Vendor Only - Biomedical | MHHS-MG
NO | NO |  |  |  | 041-20244 |  | Welch Allyn Inc | GS 300 |  | 041-20244 | MEMORIAL CITY - TEXAS ONCOLOGY | MHHS-Mem City |  | Lamp, Exam |  | 041-20244 |  | West & Memorial City |  | MEMORIAL CITY - TEXAS ONCOLOGY | [5 empty] | LIGHTS, EXAMINATION |  | LAMPEXAM-Welch Allyn-GS300 | LAMPEXAM | GS300 |  |  |  | Welch Allyn | Lamp, Exam |  |  | LAMPEXAM-Welch Allyn-GS300 |  |  |  | Covered PM Repair - Biomedical | MHHS-Mem City
NO | NO |  |  |  | 041-20286 |  | Welch Allyn Inc | GS 300 |  | 041-20286 | MEMORIAL CITY - TEXAS ONCOLOGY | MHHS-Mem City |  | Lamp, Exam |  | 041-20286 |  | West & Memorial City |  | MEMORIAL CITY - TEXAS ONCOLOGY | [5 empty] | LIGHTS, EXAMINATION |  | LAMPEXAM-Welch Allyn-GS300 | LAMPEXAM | GS300 |  |  |  | Welch Allyn | Lamp, Exam |  |  | LAMPEXAM-Welch Allyn-GS300 |  |  |  | Not Covered Vendor Only - Biomedical | MHHS-Mem City
NO | NO |  |  |  | 009-34734 |  | Welch Allyn Inc | GS 300 |  | N/A | MH MG - (GH) - GH TIMESHARE | MHHS-MG |  | Lamp, Exam |  | 009-34734 |  | Central & Greater Heights |  | MH MG - (GH) - GH TIMESHARE | [5 empty] | LIGHTS, EXAMINATION |  | LAMPEXAM-Welch Allyn-GS300 | LAMPEXAM | GS300 |  |  |  | Welch Allyn | Lamp, Exam |  |  | LAMPEXAM-Welch Allyn-GS300 |  |  |  | Covered PM Repair - Biomedical | MHHS-MG
NO | NO |  |  |  | 009-34735 |  | Welch Allyn Inc | GS 300 |  | N/A | MH MG - (GH) - GH TIMESHARE | MHHS-MG |  | Lamp, Exam |  | 009-34735 |  | Central & Greater Heights |  | MH MG - (GH) - GH TIMESHARE | [5 empty] | LIGHTS, EXAMINATION |  | LAMPEXAM-Welch Allyn-GS300 | LAMPEXAM | GS300 |  |  |  | Welch Allyn | Lamp, Exam |  |  | LAMPEXAM-Welch Allyn-GS300 |  |  |  | Not Covered Vendor Only - Biomedical | MHHS-MG
NO | NO |  |  |  | 009-34736 |  | Welch Allyn Inc | GS 300 |  | N/A | MH MG - (GH) - GH TIMESHARE | MHHS-MG |  | Lamp, Exam |  | 009-34736 |  | Central & Greater Heights |  | MH MG - (GH) - GH TIMESHARE | [5 empty] | LIGHTS, EXAMINATION |  | LAMPEXAM-Welch Allyn-GS300 | LAMPEXAM | GS300 |  |  |  | Welch Allyn | Lamp, Exam |  |  | LAMPEXAM-Welch Allyn-GS300 |  |  |  | Not Covered Vendor Only - Biomedical | MHHS-MG
NO | NO |  |  |  | 009-34737 |  | Welch Allyn Inc | GS 300 |  | N/A | MH MG - (GH) - GH TIMESHARE | MHHS-MG |  | Lamp, Exam |  | 009-34737 |  | Central & Greater Heights |  | MH MG - (GH) - GH TIMESHARE | [5 empty] | LIGHTS, EXAMINATION |  | LAMPEXAM-Welch Allyn-GS300 | LAMPEXAM | GS300 |  |  |  | Welch Allyn | Lamp, Exam |  |  | LAMPEXAM-Welch Allyn-GS300 |  |  |  | Covered PM Repair - Biomedical | MHHS-MG
NO | NO |  |  |  | 000-04073 |  | Welch Allyn Inc | GS 300 |  | NO LOT/SN | MH MG - (SE) - LC CCC | MHHS-MG |  | Lamp, Exam |  | 000-04073 |  | Southeast & Bay Area |  | MH MG - (SE) - LC CCC | [5 empty] | LIGHTS, EXAMINATION |  | LAMPEXAM-Welch Allyn-GS300 | LAMPEXAM | GS300 |  |  |  | Welch Allyn | Lamp, Exam |  |  | LAMPEXAM-Welch Allyn-GS300 |  |  |  | Covered PM Repair - Biomedical | MHHS-MG
NO | NO |  |  |  | 000-04092 |  | Welch Allyn Inc | GS 300 |  | NO LOT/SN | MH MG - (SE) - LC CCC - OCC MED | MHHS-MG |  | Lamp, Exam |  | 000-04092 |  | Southeast & Bay Area |  | MH MG - (SE) - LC CCC - OCC MED | [5 empty] | LIGHTS, EXAMINATION |  | LAMPEXAM-Welch Allyn-GS300 | LAMPEXAM | GS300 |  |  |  | Welch Allyn | Lamp, Exam |  |  | LAMPEXAM-Welch Allyn-GS300 |  |  |  | Covered PM Repair - Biomedical | MHHS-MG
NO | NO | [5 empty] | Welch Allyn Inc | GS 300 |  | 009-10681 | MH MG - (SL) - PHYSICIANS AT SUGAR CREEK | MHHS-MG |  | Lamp, Exam |  |  |  | Sugar Land |  | MH MG - (SL) - PHYSICIANS AT SUGAR CREEK | [5 empty] | LIGHTS, EXAMINATION |  | LAMPEXAM-Welch Allyn-GS300 | LAMPEXAM | GS300 |  |  |  | Welch Allyn | Lamp, Exam |  |  | LAMPEXAM-Welch Allyn-GS300 |  |  |  | Covered PM Repair - Biomedical | MHHS-MG
NO | NO |  |  |  | 000-03779 |  | Welch Allyn Inc | GS 300 |  | 000-03779 | MH MG - (WDLS) - OB/GYN (MP3) | MHHS-MG |  | Lamp, Exam |  | 000-03779 |  | Woodlands |  | MH MG - (WDLS) - OB/GYN (MP3) | [5 empty] | LIGHTS, EXAMINATION |  | LAMPEXAM-Welch Allyn-GS300 | LAMPEXAM | GS300 |  |  |  | Welch Allyn | Lamp, Exam |  |  | LAMPEXAM-Welch Allyn-GS300 |  |  |  | Covered PM Repair - Biomedical | MHHS-MG
NO | NO |  |  |  | 000-03780 |  | Welch Allyn Inc | GS 300 |  | 000-03780 | MH MG - (WDLS) - OB/GYN (MP3) | MHHS-MG |  | Lamp, Exam |  | 000-03780 |  | Woodlands |  | MH MG - (WDLS) - OB/GYN (MP3) | [5 empty] | LIGHTS, EXAMINATION |  | LAMPEXAM-Welch Allyn-GS300 | LAMPEXAM | GS300 |  |  |  | Welch Allyn | Lamp, Exam |  |  | LAMPEXAM-Welch Allyn-GS300 |  |  |  | Covered PM Repair - Biomedical | MHHS-MG
NO | NO |  |  |  | 029-11649 |  | Welch Allyn Inc | GS 300 |  | NO S/N | MH MG - (WDLS) - SPRING CCC | MHHS-MG |  | Lamp, Exam |  | 029-11649 |  | Woodlands |  | MH MG - (WDLS) - SPRING CCC | [5 empty] | LIGHTS, EXAMINATION |  | LAMPEXAM-Welch Allyn-GS300 | LAMPEXAM | GS300 |  |  |  | Welch Allyn | Lamp, Exam |  |  | LAMPEXAM-Welch Allyn-GS300 |  |  |  | Covered PM Repair - Biomedical | MHHS-MG
NO | NO |  |  |  | 029-11650 |  | Welch Allyn Inc | GS 300 |  | NO S/N | MH MG - (WDLS) - SPRING CCC | MHHS-MG |  | Lamp, Exam |  | 029-11650 |  | Woodlands |  | MH MG - (WDLS) - SPRING CCC | [5 empty] | LIGHTS, EXAMINATION |  | LAMPEXAM-Welch Allyn-GS300 | LAMPEXAM | GS300 |  |  |  | Welch Allyn | Lamp, Exam |  |  | LAMPEXAM-Welch Allyn-GS300 |  |  |  | Covered PM Repair - Biomedical | MHHS-MG
NO | NO |  |  |  | 129-06420 |  | Welch Allyn Inc | GS 300 |  | n/a | SUGAR LAND - NURSERY | MHHS-Sugarland |  | Lamp, Exam |  | 129-06420 |  | Sugar Land |  | SUGAR LAND - NURSERY | [5 empty] | LIGHTS, EXAMINATION |  | LAMPEXAM-Welch Allyn-GS300 | LAMPEXAM | GS300 |  |  |  | Welch Allyn | Lamp, Exam |  |  | LAMPEXAM-Welch Allyn-GS300 |  |  |  | Covered PM Repair - Biomedical | MHHS-Sugarland
NO | NO |  |  |  | 069-36808 |  | Welch Allyn Inc | GS 300 |  | NO S/N | TMC - PLAZA - CANCER CENTER (STE 2900) | MHHS-TMC |  | Lamp, Exam |  | 069-36808 |  | TMC |  | TMC - PLAZA - CANCER CENTER (STE 2900) | [5 empty] | LIGHTS, EXAMINATION |  | LAMPEXAM-Welch Allyn-GS300 | LAMPEXAM | GS300 |  |  |  | Welch Allyn | Lamp, Exam |  |  | LAMPEXAM-Welch Allyn-GS300 |  |  |  | Covered PM Repair Labor Only - Biomedica | MHHS-TMC
NO | YES |  |  |  | 017-01141 | 017-01141 | Welch Allyn Inc | GS 600 |  | NSN | MH MG-(PL)-Pearland Multi-Specialty (Mp 2) | MHHS-MG |  | Lamp, Exam |  | 017-01141 | 017-01141 | Pearland | MHHS-MG | MH MG-(PL)-Pearland Multi-Specialty (Mp 2) | Procedure (Sut390) | 5/1/17 |  |  |  | LIGHTS, EXAMINATION | Lamp, Exam | LAMPEXAM-Welch Allyn-GS-600 | LAMPEXAM | GS-600 |  |  |  | Welch Allyn | Lamp, Exam |  |  | LAMPEXAM-Welch Allyn-GS-600 | 9/26/16 |  |  | Covered PM Repair - Biomedical | MHHS-MG | [8 empty] | LAMPEXAM | Lamp, Exam | Welch Allyn
NO | YES |  |  |  | 143-01786 | 143-01786 | Welch Allyn Inc | GS 600 |  | 143-01786 | MH MG-(CY)-Cypress Multi Specialty | MHHS-MG |  | Lamp, Exam |  | 143-01786 | 143-01786 | Northwest | MHHS-MG | MH MG-(CY)-Cypress Multi Specialty | Exam Room 2 |  |  |  |  | LIGHTS, EXAMINATION | Lamp, Exam | LAMPEXAM-Welch Allyn-GS-600 | LAMPEXAM | GS-600 |  |  |  | Welch Allyn | Lamp, Exam |  |  | LAMPEXAM-Welch Allyn-GS-600 | 4/15/17 |  |  | Covered PM Repair - Biomedical | MHHS-MG | [8 empty] | LAMPEXAM | Lamp, Exam | Welch Allyn
NO | YES |  |  |  | 143-01788 | 143-01788 | Welch Allyn Inc | GS 600 |  | 143-01788 | MH MG-(CY)-Cypress Multi Specialty | MHHS-MG |  | Lamp, Exam |  | 143-01788 | 143-01788 | Northwest | MHHS-MG | MH MG-(CY)-Cypress Multi Specialty | Exam Room 3 |  |  |  |  | LIGHTS, EXAMINATION | Lamp, Exam | LAMPEXAM-Welch Allyn-GS-600 | LAMPEXAM | GS-600 |  |  |  | Welch Allyn | Lamp, Exam |  |  | LAMPEXAM-Welch Allyn-GS-600 | 7/1/20 |  |  | Not Covered Vendor Only - Biomedical | MHHS-MG | [8 empty] | LAMPEXAM | Lamp, Exam | Welch Allyn
NO | YES |  |  |  | 143-01789 | 143-01789 | Welch Allyn Inc | GS 600 |  | 143-01789 | MH MG-(CY)-Fairfield [Mp1-Ste100] | MHHS-MG |  | Lamp, Exam |  | 143-01789 | 143-01789 | Northwest | MHHS-MG | MH MG-(CY)-Fairfield [Mp1-Ste100] | [5 empty] | LIGHTS, EXAMINATION | Lamp, Exam | LAMPEXAM-Welch Allyn-GS-600 | LAMPEXAM | GS-600 |  |  |  | Welch Allyn | Lamp, Exam |  |  | LAMPEXAM-Welch Allyn-GS-600 | 11/1/18 |  |  | Covered PM Repair - Biomedical | MHHS-MG | [8 empty] | LAMPEXAM | Lamp, Exam | Welch Allyn
NO | YES |  |  |  | 143-01793 | 143-01793 | Welch Allyn Inc | GS 600 |  | 143-01793 | MH MG-(CY)-Fairfield [Mp1-Ste100] | MHHS-MG |  | Lamp, Exam |  | 143-01793 | 143-01793 | Northwest | MHHS-MG | MH MG-(CY)-Fairfield [Mp1-Ste100] | [5 empty] | LIGHTS, EXAMINATION | Lamp, Exam | LAMPEXAM-Welch Allyn-GS-600 | LAMPEXAM | GS-600 |  |  |  | Welch Allyn | Lamp, Exam |  |  | LAMPEXAM-Welch Allyn-GS-600 | 12/26/18 |  |  | Covered PM Repair - Biomedical | MHHS-MG | [8 empty] | LAMPEXAM | Lamp, Exam | Welch Allyn
NO | YES |  |  |  | 143-01799 | 143-01799 | Welch Allyn Inc | GS 600 |  | NSN | MH MG-(CY)-Cypress Multi Specialty | MHHS-MG |  | Lamp, Exam |  | 143-01799 | 143-01799 | Northwest | MHHS-MG | MH MG-(CY)-Cypress Multi Specialty | Multispecialty |  |  |  |  | LIGHTS, EXAMINATION | Lamp, Exam | LAMPEXAM-Welch Allyn-GS-600 | LAMPEXAM | GS-600 |  |  |  | Welch Allyn | Lamp, Exam |  |  | LAMPEXAM-Welch Allyn-GS-600 | 6/8/20 |  |  | Not Covered Vendor Only - Biomedical | MHHS-MG | [8 empty] | LAMPEXAM | Lamp, Exam | Welch Allyn
NO | YES |  |  |  | 009-10573 | 009-10573 | Welch Allyn Inc | GS 600 |  | NSN | MH MG-(GH)-GH CCC-Timeshare | MHHS-MG |  | Lamp, Exam |  | 009-10573 | 009-10573 | Central | MHHS-MG | MH MG-(GH)-GH CCC-Timeshare | Sports | 9/1/17 | 9/1/20 |  |  | LIGHTS, EXAMINATION | Lamp, Exam | LAMPEXAM-Welch Allyn-GS-600 | LAMPEXAM | GS-600 |  |  |  | Welch Allyn | Lamp, Exam |  |  | LAMPEXAM-Welch Allyn-GS-600 |  |  |  | Covered PM Repair - Biomedical | MHHS-MG | [8 empty] | LAMPEXAM | Lamp, Exam | Welch Allyn
NO | YES |  |  |  | 009-10574 | 009-10574 | Welch Allyn Inc | GS 600 |  | NSN | MH MG-(GH)-GH CCC | MHHS-MG |  | Lamp, Exam |  | 009-10574 | 009-10574 | Central | MHHS-MG | MH MG-(GH)-GH CCC |  | 9/1/17 |  |  |  | LIGHTS, EXAMINATION | Lamp, Exam | LAMPEXAM-Welch Allyn-GS-600 | LAMPEXAM | GS-600 |  |  |  | Welch Allyn | Lamp, Exam |  |  | LAMPEXAM-Welch Allyn-GS-600 | 6/17/20 |  |  | Not Covered Vendor Only - Biomedical | MHHS-MG | [8 empty] | LAMPEXAM | Lamp, Exam | Welch Allyn
NO | YES |  |  |  | 009-10580 | 009-10580 | Welch Allyn Inc | GS 600 |  | NSN | MH MG-(GH)-GH CCC-Timeshare | MHHS-MG |  | Lamp, Exam |  | 009-10580 | 009-10580 | Central | MHHS-MG | MH MG-(GH)-GH CCC-Timeshare |  | 9/1/17 |  |  |  | LIGHTS, EXAMINATION | Lamp, Exam | LAMPEXAM-Welch Allyn-GS-600 | LAMPEXAM | GS-600 |  |  |  | Welch Allyn | Lamp, Exam |  |  | LAMPEXAM-Welch Allyn-GS-600 | 9/19/19 |  |  | Covered PM Repair - Biomedical | MHHS-MG | [8 empty] | LAMPEXAM | Lamp, Exam | Welch Allyn
NO | YES |  |  |  | 009-10581 | 009-10581 | Welch Allyn Inc | GS 600 |  | NSN | MH MG-(GH)-GH CCC-Timeshare | MHHS-MG |  | Lamp, Exam |  | 009-10581 | 009-10581 | Central | MHHS-MG | MH MG-(GH)-GH CCC-Timeshare | Exam 9 | 9/1/17 |  |  |  | LIGHTS, EXAMINATION | Lamp, Exam | LAMPEXAM-Welch Allyn-GS-600 | LAMPEXAM | GS-600 |  |  |  | Welch Allyn | Lamp, Exam |  |  | LAMPEXAM-Welch Allyn-GS-600 | 3/9/20 |  |  | Covered PM Repair - Biomedical | MHHS-MG | [8 empty] | LAMPEXAM | Lamp, Exam | Welch Allyn
NO | YES |  |  |  | 005-33631 | 005-33631 | Welch Allyn Inc | GS 600 |  |  | SMR-(GH)-Greater Heights | MHHS-MG |  | Lamp, Exam |  | 005-33631 | 005-33631 | Central | MHHS-Others | SMR-(GH)-Greater Heights | Treatment room | 10/1/18 |  |  | One time safety | LIGHTS, EXAMINATION | Lamp, Exam | LAMPEXAM-Welch Allyn-GS-600 | LAMPEXAM | GS-600 |  |  |  | Welch Allyn | Lamp, Exam |  |  | LAMPEXAM-Welch Allyn-GS-600 | 3/1/16 |  |  | Covered PM Repair - Biomedical | MHHS-MG | [8 empty] | LAMPEXAM | Lamp, Exam | Welch Allyn
NO | YES |  |  |  | 009-10015 | 009-10015 | Welch Allyn Inc | GS 600 |  | NSN | MH MG-(GH)-Urgent Care-Washington Ave | MHHS-MG |  | Lamp, Exam |  | 009-10015 | 009-10015 | Central | MHHS-MG | MH MG-(GH)-Urgent Care-Washington Ave | Procedure room | 3/1/16 |  |  | One time safety | LIGHTS, EXAMINATION | Lamp, Exam | LAMPEXAM-Welch Allyn-GS-600 | LAMPEXAM | GS-600 |  |  |  | Welch Allyn | Lamp, Exam |  |  | LAMPEXAM-Welch Allyn-GS-600 | 7/3/20 |  |  | Not Covered Vendor Only - Biomedical | MHHS-MG | [8 empty] | LAMPEXAM | Lamp, Exam | Welch Allyn
NO | YES |  |  |  | 583-01279 | 583-01279 | Welch Allyn Inc | GS 600 |  | NSN | MH MG-(KY)-Urgent Care-Fulshear | MHHS-MG |  | Lamp, Exam |  | 583-01279 | 583-01279 | Katy | MHHS-MG | MH MG-(KY)-Urgent Care-Fulshear | Exam room 4 | 1/1/19 | 1/1/20 |  |  | LIGHTS, EXAMINATION | Lamp, Exam | LAMPEXAM-Welch Allyn-GS-600 | LAMPEXAM | GS-600 |  |  |  | Welch Allyn | Lamp, Exam |  |  | LAMPEXAM-Welch Allyn-GS-600 | 7/3/20 |  |  | Not Covered Vendor Only - Biomedical | MHHS-MG | [8 empty] | LAMPEXAM | Lamp, Exam | Welch Allyn
NO | YES |  |  |  | 000-03785 | 000-03785 | Welch Allyn Inc | GS 600 |  | 000-03785 | MH MG-(NE)-Kingwood CCC-Timeshare | MHHS-MG |  | Lamp, Exam |  | 000-03785 | 000-03785 | Katy | MHHS-MG | MH MG-(NE)-Kingwood CCC-Timeshare | Ex 2 |  |  |  |  | LIGHTS, EXAMINATION | Lamp, Exam | LAMPEXAM-Welch Allyn-GS-600 | LAMPEXAM | GS-600 |  |  |  | Welch Allyn | Lamp, Exam |  |  | LAMPEXAM-Welch Allyn-GS-600 | 5/22/20 |  |  | Not Covered Vendor Only - Biomedical | MHHS-MG | [8 empty] | LAMPEXAM | Lamp, Exam | Welch Allyn
NO | YES |  |  |  | 005-11662 | 005-11662 | Welch Allyn Inc | GS 600 |  | 005-11662 | MH MG - (SE) - URGENT CARE - CLEAR LAKE (WEBSTER) | MHHS-MG |  | Lamp, Exam |  | 005-11662 | 005-11662 | Southeast | Memorial Hermann Urgent Care Clear Lake (#3) | MH MG - (SE) - URGENT CARE - CLEAR LAKE (WEBSTER) | Procedure room |  |  |  |  | LIGHTS, EXAMINATION | Lamp, Exam | LAMPEXAM-Welch Allyn-GS-600 | LAMPEXAM | GS-600 |  |  |  | Welch Allyn | Lamp, Exam |  |  | LAMPEXAM-Welch Allyn-GS-600 | 11/1/18 |  |  | Not Covered Vendor Only - Biomedical | MHHS-MG | [8 empty] | LAMPEXAM | Lamp, Exam | Welch Allyn
NO | YES |  |  |  | 005-33016 | 005-33016 | Welch Allyn Inc | GS 600 |  | NSN | MH MG-(SL)-Sugar Land Multi-Specialty (Mp1) | MHHS-MG |  | Lamp, Exam |  | 005-33016 | 005-33016 | Sugar Land | MHHS-MG | MH MG-(SL)-Sugar Land Multi-Specialty (Mp1) | Exam 13 | 3/1/19 |  |  | No pm required | LIGHTS, EXAMINATION | Lamp, Exam | LAMPEXAM-Welch Allyn-GS-600 | LAMPEXAM | GS-600 |  |  |  | Welch Allyn | Lamp, Exam |  |  | LAMPEXAM-Welch Allyn-GS-600 | 5/3/16 |  |  | Covered PM Repair - Radiology, Low End | MHHS-MG | [8 empty] | LAMPEXAM | Lamp, Exam | Welch Allyn
NO | YES |  |  |  | 929-01591 | 929-01591 | Welch Allyn Inc | GS 600 |  | NSN | MH MG-(TMC)-Urgent Care-West University | MHHS-MG |  | Lamp, Exam |  | 929-01591 | 929-01591 | TMC | MHHS-MG | MH MG-(TMC)-Urgent Care-West University | Exam room 8 |  |  |  | No pm required | LIGHTS, EXAMINATION | Lamp, Exam | LAMPEXAM-Welch Allyn-GS-600 | LAMPEXAM | GS-600 |  |  |  | Welch Allyn | Lamp, Exam |  |  | LAMPEXAM-Welch Allyn-GS-600 | 12/17/24 |  |  | Not Covered Vendor Only - Biomedical | MHHS-MG | [8 empty] | LAMPEXAM | Lamp, Exam | Welch Allyn
NO | YES |  |  |  | 029-12139 | 029-12139 | Welch Allyn Inc | GS 600 |  | NSN | MH MG-(WDLS)-Ob/Gyn (Mp3) | MHHS-MG |  | Lamp, Exam |  | 029-12139 | 029-12139 | Woodlands | MHHS-MG | MH MG-(WDLS)-Ob/Gyn (Mp3) | OBGYN | 10/1/17 |  |  |  | LIGHTS, EXAMINATION | Lamp, Exam | LAMPEXAM-Welch Allyn-GS-600 | LAMPEXAM | GS-600 |  |  |  | Welch Allyn | Lamp, Exam |  |  | LAMPEXAM-Welch Allyn-GS-600 |  |  |  | Covered PM Repair - Biomedical | MHHS-MG | [8 empty] | LAMPEXAM | Lamp, Exam | Welch Allyn
NO | YES |  |  |  | 000-03667 | 000-03667 | Welch Allyn Inc | GS 600 |  | NSN | WOODLANDS - NICU | MHHS-MG |  | Lamp, Exam |  | 000-03667 | 000-03667 | Woodlands | Memorial Hermann urgent care 1100 B | WOODLANDS - NICU | Urgent Care 154 |  |  |  |  | LIGHTS, EXAMINATION | Lamp, Exam | LAMPEXAM-Welch Allyn-GS-600 | LAMPEXAM | GS-600 |  |  |  | Welch Allyn | Lamp, Exam |  |  | LAMPEXAM-Welch Allyn-GS-600 | 12/1/16 |  |  | Covered PM Repair - Biomedical | MHHS-MG | [8 empty] | LAMPEXAM | Lamp, Exam | Welch Allyn
NO | YES | [5 empty] | Welch Allyn Inc | GS 600 |  | NSN | MH MG-(WDLS)-Urgent Care-Spring | MHHS-MG |  | Lamp, Exam |  |  |  | Woodlands | MHHS-MG | MH MG-(WDLS)-Urgent Care-Spring | Urgent care 1 | 4/1/19 |  |  |  | LIGHTS, EXAMINATION | Lamp, Exam | LAMPEXAM-Welch Allyn-GS-600 | LAMPEXAM | GS-600 |  |  |  | Welch Allyn | Lamp, Exam |  |  | LAMPEXAM-Welch Allyn-GS-600 | 3/28/17 |  |  | Covered PM Repair - Biomedical | MHHS-MG | [8 empty] | LAMPEXAM | Lamp, Exam | Welch Allyn
NO | YES |  |  |  | 929-01081 | 929-01081 | Welch Allyn Inc | GS 600 |  | 929-01081 | OPID - (MC) - MEMORIAL CITY - 422 (MP4) | MHHS-OPID |  | Lamp, Exam |  | 929-01081 | 929-01081 | West & Memorial City | OPID - (MC) - MEMORIAL CITY - 422 (MP4) | OPID - (MC) - MEMORIAL CITY - 422 (MP4) | Fluoroscopy 2 |  |  |  | No PM Sticker | LIGHTS, EXAMINATION |  | LAMPEXAM-Welch Allyn-GS-600 | LAMPEXAM | GS-600 |  |  |  | Welch Allyn | Lamp, Exam |  |  | LAMPEXAM-Welch Allyn-GS-600 | 3/1/14 |  |  | Covered PM Repair - Biomedical | MHHS-OPID
NO | YES |  |  |  | 145-00368 | 145-00368 | Welch Allyn Inc | GS 600 |  | NSN | Pearland-4N-Med/Surg | MHHS-Pearland Hospital |  | Lamp, Exam |  | 145-00368 | 145-00368 | Pearland | MHHS-Pearland Hospital | Pearland-4N-Med/Surg | Equipment storage 146 | 4/1/16 | 2/1/20 |  |  | LIGHTS, EXAMINATION | Lamp, Exam | LAMPEXAM-Welch Allyn-GS-600 | LAMPEXAM | GS-600 |  |  |  | Welch Allyn | Lamp, Exam |  |  | LAMPEXAM-Welch Allyn-GS-600 | 3/1/14 |  |  | Covered PM Repair - Biomedical | MHHS-Pearland Hospital | [8 empty] | LAMPEXAM | Lamp, Exam | Welch Allyn
NO | YES |  |  |  | 145-00565 | 145-00565 | Welch Allyn Inc | GS 600 |  |  | Pearland-Respiratory Therapy | MHHS-Pearland Hospital |  | Lamp, Exam |  | 145-00565 | 145-00565 | Pearland | MHHS-Pearland Hospital | Pearland-Respiratory Therapy | ICU NORTH STORAGE | 4/1/16 |  |  |  | LIGHTS, EXAMINATION | Lamp, Exam | LAMPEXAM-Welch Allyn-GS-600 | LAMPEXAM | GS-600 |  |  |  | Welch Allyn | Lamp, Exam |  |  | LAMPEXAM-Welch Allyn-GS-600 |  |  |  | Covered PM Repair - Biomedical | MHHS-Pearland Hospital | [8 empty] | LAMPEXAM | Lamp, Exam | Welch Allyn
NO | YES |  |  |  | 013-37793 | 013-37793 | Welch Allyn Inc | GS 600 |  |  | SW-NICU | MHHS-Southwest |  | Lamp, Exam |  | 013-37793 | 013-37793 | Southwest | MHHS-Southwest | SW-NICU | NICU 2 | 9/1/16 |  |  |  | LIGHTS, EXAMINATION | Lamp, Exam | LAMPEXAM-Welch Allyn-GS-600 | LAMPEXAM | GS-600 |  |  |  | Welch Allyn | Lamp, Exam |  |  | LAMPEXAM-Welch Allyn-GS-600 |  |  |  | Covered PM Repair - Biomedical | MHHS-Southwest | [8 empty] | LAMPEXAM | Lamp, Exam | Welch Allyn
NO | YES | Serial Number 3191479 |  |  | 029-10843 | 029-10843 | Welch Allyn Inc | GS 600 |  |  | TIRR-Woodlands Inpatient | MHHS-TIRR |  | Lamp, Exam |  | 029-10843 | 029-10843 | Woodlands | MHHS-Others | TIRR-Woodlands Inpatient | Storage | 2/1/18 |  |  |  | LIGHTS, EXAMINATION | Lamp, Exam | LAMPEXAM-Welch Allyn-GS-600 | LAMPEXAM | GS-600 |  |  |  | Welch Allyn | Lamp, Exam |  |  | LAMPEXAM-Welch Allyn-GS-600 | 8/15/14 |  |  | Covered PM Repair - Biomedical | MHHS-TIRR | [8 empty] | LAMPEXAM | Lamp, Exam | Welch Allyn
NO | NO |  |  |  | 143-01811 |  | Welch Allyn Inc | GS 600 |  | 143-01811 | MH MG - (CY) - CYPRESS MULTI SPECIALTY | MHHS-MG |  | Lamp, Exam |  | 143-01811 |  | Northwest & Cypress |  | MH MG - (CY) - CYPRESS MULTI SPECIALTY | [5 empty] | LIGHTS, EXAMINATION |  | LAMPEXAM-Welch Allyn-GS-600 | LAMPEXAM | GS-600 |  |  |  | Welch Allyn | Lamp, Exam |  |  | LAMPEXAM-Welch Allyn-GS-600 |  |  |  | Covered PM Repair - Biomedical | MHHS-MG
NO | NO |  |  |  | 145-00376 |  | Welch Allyn Inc | GS 600 |  | NSN | PEARLAND - 4N - MED/SURG | MHHS-Pearland Hospital |  | Lamp, Exam |  | 145-00376 |  | Pearland |  | PEARLAND - 4N - MED/SURG | [5 empty] | LIGHTS, EXAMINATION |  | LAMPEXAM-Welch Allyn-GS-600 | LAMPEXAM | GS-600 |  |  |  | Welch Allyn | Lamp, Exam |  |  | LAMPEXAM-Welch Allyn-GS-600 |  |  |  | Covered PM Repair - Biomedical | MHHS-Pearland Hospital
NO | YES |  |  |  | 041-19891 | 041-19891 | Welch Allyn Inc | GS 777 |  | NSN | CY - ER | MHHS-Cypress |  | Oto/Ophthalmoscope |  | 041-19891 | 041-19891 | Northwest | MHHS-Cypress | CY - ER | Treatment 14 | 2/1/16 |  |  |  | OPHTHALMOSCOPE/OTOSCOPES | Oto/Ophthalmoscope | OTOOPHTHALMOSCOPE-Welch Allyn-Green Series 777 | OTOOPHTHALMOSCOPE | Green Series 777 |  |  |  | Welch Allyn | Oto/Ophthalmoscope |  | OTOOPHTHALMOSCOPE-Welch Allyn-Green Series 777 |  |  |  |  | Covered PM Repair - Biomedical | MHHS-Cypress | [8 empty] | OTOOPHTHALMOSCOPE | Oto/Ophthalmoscope | Welch Allyn
NO | YES |  |  |  | 041-19892 | 041-19892 | Welch Allyn Inc | GS 777 |  | NSN | CY-ER | MHHS-Cypress |  | Oto/Ophthalmoscope |  | 041-19892 | 041-19892 | Northwest | MHHS-Cypress | CY-ER | Treatment 8 | 2/1/16 |  |  |  | OPHTHALMOSCOPE/OTOSCOPES | Oto/Ophthalmoscope | OTOOPHTHALMOSCOPE-Welch Allyn-Green Series 777 | OTOOPHTHALMOSCOPE | Green Series 777 |  |  |  | Welch Allyn | Oto/Ophthalmoscope |  | OTOOPHTHALMOSCOPE-Welch Allyn-Green Series 777 |  |  |  |  | Covered PM Repair - Biomedical | MHHS-Cypress | [8 empty] | OTOOPHTHALMOSCOPE | Oto/Ophthalmoscope | Welch Allyn
NO | YES |  |  |  | 041-19893 | 041-19893 | Welch Allyn Inc | GS 777 |  | NSN | CY - ER | MHHS-Cypress |  | Oto/Ophthalmoscope |  | 041-19893 | 041-19893 | Northwest | MHHS-Cypress | CY - ER | Room 12 | 2/1/16 |  |  |  | OPHTHALMOSCOPE/OTOSCOPES | Oto/Ophthalmoscope | OTOOPHTHALMOSCOPE-Welch Allyn-Green Series 777 | OTOOPHTHALMOSCOPE | Green Series 777 |  |  |  | Welch Allyn | Oto/Ophthalmoscope |  | OTOOPHTHALMOSCOPE-Welch Allyn-Green Series 777 |  |  |  |  | Covered PM Repair - Biomedical | MHHS-Cypress | [8 empty] | OTOOPHTHALMOSCOPE | Oto/Ophthalmoscope | Welch Allyn
NO | YES |  |  |  | 041-19894 | 041-1989 | Welch Allyn Inc | GS 777 |  | NSN | CY-ER | MHHS-Cypress |  | Oto/Ophthalmoscope |  | 041-19894 | 041-1989 | Northwest | MHHS-Cypress | CY-ER | ER | 2/1/16 |  |  |  | OPHTHALMOSCOPE/OTOSCOPES | Oto/Ophthalmoscope | OTOOPHTHALMOSCOPE-Welch Allyn-Green Series 777 | OTOOPHTHALMOSCOPE | Green Series 777 |  |  |  | Welch Allyn | Oto/Ophthalmoscope |  | OTOOPHTHALMOSCOPE-Welch Allyn-Green Series 777 |  | 7/25/12 |  |  | Covered PM Repair - Biomedical | MHHS-Cypress | [8 empty] | OTOOPHTHALMOSCOPE | Oto/Ophthalmoscope | Welch Allyn
NO | YES |  |  |  | 041-19898 | 041-19898 | Welch Allyn Inc | GS 777 |  | NSN | CY-ER | MHHS-Cypress |  | Oto/Ophthalmoscope |  | 041-19898 | 041-19898 | Northwest | MHHS-Cypress | CY-ER | Rm 9 | 3/1/16 |  |  |  | OPHTHALMOSCOPE/OTOSCOPES | Oto/Ophthalmoscope | OTOOPHTHALMOSCOPE-Welch Allyn-Green Series 777 | OTOOPHTHALMOSCOPE | Green Series 777 |  |  |  | Welch Allyn | Oto/Ophthalmoscope |  | OTOOPHTHALMOSCOPE-Welch Allyn-Green Series 777 |  | 1/1/10 |  |  | Covered PM Repair - Biomedical | MHHS-Cypress | [8 empty] | OTOOPHTHALMOSCOPE | Oto/Ophthalmoscope | Welch Allyn
NO | YES |  |  |  | 041-19949 | 041-19949 | Welch Allyn Inc | GS 777 |  | NSN | CY-ER | MHHS-Cypress |  | Oto/Ophthalmoscope |  | 041-19949 | 041-19949 | Northwest | MHHS-Cypress | CY-ER | M1 405 Treatment | 2/1/16 |  |  |  | OPHTHALMOSCOPE/OTOSCOPES | Oto/Ophthalmoscope | OTOOPHTHALMOSCOPE-Welch Allyn-Green Series 777 | OTOOPHTHALMOSCOPE | Green Series 777 |  |  |  | Welch Allyn | Oto/Ophthalmoscope |  | OTOOPHTHALMOSCOPE-Welch Allyn-Green Series 777 |  | 11/1/18 |  |  | Covered PM Repair - Biomedical | MHHS-Cypress | [8 empty] | OTOOPHTHALMOSCOPE | Oto/Ophthalmoscope | Welch Allyn
NO | YES |  |  |  | 151-02431 | 151-02431 | Welch Allyn Inc | GS 777 |  | NSN | CY-ER | MHHS-Cypress |  | Oto/Ophthalmoscope |  | 151-02431 | 151-02431 | Northwest | MHHS-Cypress | CY-ER | Er room 4 | 2/1/16 |  |  | One time safety sticker | OPHTHALMOSCOPE/OTOSCOPES | Oto/Ophthalmoscope | OTOOPHTHALMOSCOPE-Welch Allyn-Green Series 777 | OTOOPHTHALMOSCOPE | Green Series 777 |  |  |  | Welch Allyn | Oto/Ophthalmoscope |  | OTOOPHTHALMOSCOPE-Welch Allyn-Green Series 777 |  | 10/1/28 |  |  | Not Covered Vendor Only - Biomedical | MHHS-Cypress | [8 empty] | OTOOPHTHALMOSCOPE | Oto/Ophthalmoscope | Welch Allyn
NO | YES |  |  |  | 151-02459 | 151-02459 | Welch Allyn Inc | GS 777 |  | NSN | CY-ER | MHHS-Cypress |  | Oto/Ophthalmoscope |  | 151-02459 | 151-02459 | Northwest | MHHS-Cypress | CY-ER | Trauma 2 | 2/1/16 |  |  |  | OPHTHALMOSCOPE/OTOSCOPES | Oto/Ophthalmoscope | OTOOPHTHALMOSCOPE-Welch Allyn-Green Series 777 | OTOOPHTHALMOSCOPE | Green Series 777 |  |  |  | Welch Allyn | Oto/Ophthalmoscope |  | OTOOPHTHALMOSCOPE-Welch Allyn-Green Series 777 |  | 3/19/20 |  |  | Not Covered Vendor Only - Biomedical | MHHS-Cypress | [8 empty] | OTOOPHTHALMOSCOPE | Oto/Ophthalmoscope | Welch Allyn
NO | YES |  |  |  | 151-02465 | 151-02465 | Welch Allyn Inc | GS 777 |  | NSN | CY-ER | MHHS-Cypress |  | Oto/Ophthalmoscope |  | 151-02465 | 151-02465 | Northwest | MHHS-Cypress | CY-ER | Trauma three | 8/1/17 |  |  |  | OPHTHALMOSCOPE/OTOSCOPES | Oto/Ophthalmoscope | OTOOPHTHALMOSCOPE-Welch Allyn-Green Series 777 | OTOOPHTHALMOSCOPE | Green Series 777 |  |  |  | Welch Allyn | Oto/Ophthalmoscope |  | OTOOPHTHALMOSCOPE-Welch Allyn-Green Series 777 |  | 3/19/20 |  |  | Not Covered Vendor Only - Biomedical | MHHS-Cypress | [8 empty] | OTOOPHTHALMOSCOPE | Oto/Ophthalmoscope | Welch Allyn
NO | YES |  |  |  | 151-01978 | 151-01978 | Welch Allyn Inc | GS 777 |  | NSN | CY - MEDSURG | MHHS-Cypress |  | Oto/Ophthalmoscope |  | 151-01978 | 151-01978 | Northwest | Cypress | CY - MEDSURG | Storage room 223 | 4/1/17 |  |  |  | OPHTHALMOSCOPE/OTOSCOPES | Oto/Ophthalmoscope | OTOOPHTHALMOSCOPE-Welch Allyn-Green Series 777 | OTOOPHTHALMOSCOPE | Green Series 777 |  |  |  | Welch Allyn | Oto/Ophthalmoscope |  | OTOOPHTHALMOSCOPE-Welch Allyn-Green Series 777 |  | 3/19/20 |  |  | Not Covered Vendor Only - Biomedical | MHHS-Cypress | [8 empty] | OTOOPHTHALMOSCOPE | Oto/Ophthalmoscope | Welch Allyn
NO | YES |  |  |  | 929-01308 | 929-01308 | Welch Allyn Inc | GS 777 |  | Lot 13025 | MH MG-(PL)-Pearland Timeshare (Mp1) | MHHS-MG |  | Oto/Ophthalmoscope |  | 929-01308 | 929-01308 | Pearland | MHHS-MG | MH MG-(PL)-Pearland Timeshare (Mp1) | Exam 11 | 2/1/19 |  |  | One time safety | OPHTHALMOSCOPE/OTOSCOPES | Oto/Ophthalmoscope | OTOOPHTHALMOSCOPE-Welch Allyn-Green Series 777 | OTOOPHTHALMOSCOPE | Green Series 777 |  |  |  | Welch Allyn | Oto/Ophthalmoscope |  | OTOOPHTHALMOSCOPE-Welch Allyn-Green Series 777 |  |  |  |  | Covered PM Repair - Biomedical | MHHS-MG | [8 empty] | OTOOPHTHALMOSCOPE | Oto/Ophthalmoscope | Welch Allyn
NO | YES |  |  |  | 009-10457 | 009-10457 | Welch Allyn Inc | GS 777 |  | Lot 13066 | GH-ER | MHHS-Greater Heights |  | Oto/Ophthalmoscope |  | 009-10457 | 009-10457 | Central | MHHS-Greater Heights | GH-ER | Rm 16 | 5/1/13 |  |  |  | OPHTHALMOSCOPE/OTOSCOPES | Oto/Ophthalmoscope | OTOOPHTHALMOSCOPE-Welch Allyn-Green Series 777 | OTOOPHTHALMOSCOPE | Green Series 777 |  |  |  | Welch Allyn | Oto/Ophthalmoscope |  | OTOOPHTHALMOSCOPE-Welch Allyn-Green Series 777 |  | 1/1/13 |  |  | Covered PM Repair - Biomedical | MHHS-Greater Heights | [8 empty] | OTOOPHTHALMOSCOPE | Oto/Ophthalmoscope | Welch Allyn
NO | YES |  |  |  | 009-10458 | 009-10458 | Welch Allyn Inc | GS 777 |  | Lot 13065 | GH-ER | MHHS-Greater Heights |  | Oto/Ophthalmoscope |  | 009-10458 | 009-10458 | Central | MHHS-Greater Heights | GH-ER | Rm 13 | 8/1/17 |  |  |  | OPHTHALMOSCOPE/OTOSCOPES | Oto/Ophthalmoscope | OTOOPHTHALMOSCOPE-Welch Allyn-Green Series 777 | OTOOPHTHALMOSCOPE | Green Series 777 |  |  |  | Welch Allyn | Oto/Ophthalmoscope |  | OTOOPHTHALMOSCOPE-Welch Allyn-Green Series 777 |  | 9/15/18 |  |  | Covered PM Repair - Biomedical | MHHS-Greater Heights | [8 empty] | OTOOPHTHALMOSCOPE | Oto/Ophthalmoscope | Welch Allyn
NO | YES |  |  |  | 133-08350 | 133-08350 | Welch Allyn Inc | GS 777 |  | NSN | Katy-NICU | MHHS-Katy |  | Oto/Ophthalmoscope |  | 133-08350 | 133-08350 | Katy | MHHS-Katy | Katy-NICU | Hallway | 3/1/16 |  |  |  | OPHTHALMOSCOPE/OTOSCOPES | Oto/Ophthalmoscope | OTOOPHTHALMOSCOPE-Welch Allyn-Green Series 777 | OTOOPHTHALMOSCOPE | Green Series 777 |  |  |  | Welch Allyn | Oto/Ophthalmoscope |  | OTOOPHTHALMOSCOPE-Welch Allyn-Green Series 777 |  | 9/9/19 |  |  | Not Covered Vendor Only - Biomedical | MHHS-Katy | [8 empty] | OTOOPHTHALMOSCOPE | Oto/Ophthalmoscope | Welch Allyn
NO | YES |  |  |  | 005-11856 | 005-11856 | Welch Allyn Inc | GS 777 |  | 005-11856 | CBC - (SE) - MATTHYS ELEMENTARY SCHOOL | MHHS-Neighborhood Clinics |  | Oto/Ophthalmoscope |  | 005-11856 | 005-11856 | Southeast & Bay Area |  | CBC - (SE) - MATTHYS ELEMENTARY SCHOOL |  | 07/17/2018 |  |  |  | OPHTHALMOSCOPE/OTOSCOPES |  | OTOOPHTHALMOSCOPE-Welch Allyn-Green Series 777 | OTOOPHTHALMOSCOPE | Green Series 777 |  |  |  | Welch Allyn | Oto/Ophthalmoscope |  | OTOOPHTHALMOSCOPE-Welch Allyn-Green Series 777 |  |  |  |  | Covered PM Repair - Biomedical | MHHS-Neighborhood Clinics
NO | YES |  |  |  |  | 041-33477 | Welch Allyn Inc | GS 777 |  | NSN | Memorial City-Postpartum | MHHS-Mem City |  | Oto/Ophthalmoscope |  |  | 041-33477 | West | MHHS-Mem City | Memorial City-Postpartum | Room 26 | 10/1/16 |  |  |  | OPHTHALMOSCOPE/OTOSCOPES |  | OTOOPHTHALMOSCOPE-Welch Allyn-Green Series 777 | OTOOPHTHALMOSCOPE | Green Series 777 |  |  |  | Welch Allyn | Oto/Ophthalmoscope |  | OTOOPHTHALMOSCOPE-Welch Allyn-Green Series 777 |  | 5/20/19 |  |  | Covered PM Repair - Biomedical | MHHS-Mem City
NO | YES |  |  |  |  | 041-33452 | Welch Allyn Inc | GS 777 |  | NSN | Memorial City-Postpartum | MHHS-Mem City |  | Oto/Ophthalmoscope |  |  | 041-33452 | West | MHHS-Mem City | Memorial City-Postpartum | Room 18 | 10/1/16 |  |  | No pm | OPHTHALMOSCOPE/OTOSCOPES |  | OTOOPHTHALMOSCOPE-Welch Allyn-Green Series 777 | OTOOPHTHALMOSCOPE | Green Series 777 |  |  |  | Welch Allyn | Oto/Ophthalmoscope |  | OTOOPHTHALMOSCOPE-Welch Allyn-Green Series 777 |  | 5/20/19 |  |  | Covered PM Repair - Biomedical | MHHS-Mem City
NO | YES |  |  |  |  | 041-33065 | Welch Allyn Inc | GS 777 |  | NSN | Memorial City-Postpartum-Nursery | MHHS-Mem City |  | Oto/Ophthalmoscope |  |  | 041-33065 | West | MHHS-Mem City | Memorial City-Postpartum-Nursery | 2M15 | 10/1/16 |  |  |  | OPHTHALMOSCOPE/OTOSCOPES |  | OTOOPHTHALMOSCOPE-Welch Allyn-Green Series 777 | OTOOPHTHALMOSCOPE | Green Series 777 |  |  |  | Welch Allyn | Oto/Ophthalmoscope |  | OTOOPHTHALMOSCOPE-Welch Allyn-Green Series 777 |  | 5/20/19 |  |  | Covered PM Repair - Biomedical | MHHS-Mem City
NO | YES |  |  |  |  | 041-33309 | Welch Allyn Inc | GS 777 |  | NSN | Memorial City-Postpartum | MHHS-Mem City |  | Oto/Ophthalmoscope |  |  | 041-33309 | West | MHHS-Mem City | Memorial City-Postpartum | Room 14 |  |  |  | No pm | OPHTHALMOSCOPE/OTOSCOPES |  | OTOOPHTHALMOSCOPE-Welch Allyn-Green Series 777 | OTOOPHTHALMOSCOPE | Green Series 777 |  |  |  | Welch Allyn | Oto/Ophthalmoscope |  | OTOOPHTHALMOSCOPE-Welch Allyn-Green Series 777 |  |  |  |  | Covered PM Repair - Biomedical | MHHS-Mem City
NO | YES |  |  |  | 041-34623 | 041-34623 | Welch Allyn Inc | GS 777 |  | NSN | Memorial City-Postpartum | MHHS-Mem City |  | Oto/Ophthalmoscope |  | 041-34623 | 041-34623 | (null) | MHHS-Mem City | Memorial City-Postpartum | (null) |  |  |  | (null) | OPHTHALMOSCOPE/OTOSCOPES |  | OTOOPHTHALMOSCOPE-Welch Allyn-Green Series 777 | OTOOPHTHALMOSCOPE | Green Series 777 |  |  |  | Welch Allyn | Oto/Ophthalmoscope |  | OTOOPHTHALMOSCOPE-Welch Allyn-Green Series 777 |  | 5/17/19 |  |  | Covered PM Repair - Biomedical | MHHS-Mem City
NO | YES | [5 empty] | Welch Allyn Inc | GS 777 |  | NSN | Memorial City-Postpartum-Nursery | MHHS-Mem City |  | Oto/Ophthalmoscope |  |  |  | West | MHHS-Mem City | Memorial City-Postpartum-Nursery | Room 2M 335 |  |  |  |  | OPHTHALMOSCOPE/OTOSCOPES |  | OTOOPHTHALMOSCOPE-Welch Allyn-Green Series 777 | OTOOPHTHALMOSCOPE | Green Series 777 |  |  |  | Welch Allyn | Oto/Ophthalmoscope |  | OTOOPHTHALMOSCOPE-Welch Allyn-Green Series 777 |  | 5/17/19 |  |  | Covered PM Repair - Biomedical | MHHS-Mem City
NO | YES |  |  |  | 041-33116 | 041-33116 | Welch Allyn Inc | GS 777 |  | NSN | Memorial City-Postpartum-Nursery | MHHS-Mem City |  | Oto/Ophthalmoscope |  | 041-33116 | 041-33116 | West | MHHS-Mem City | Memorial City-Postpartum-Nursery | Room 337 | 10/1/16 |  |  |  | OPHTHALMOSCOPE/OTOSCOPES |  | OTOOPHTHALMOSCOPE-Welch Allyn-Green Series 777 | OTOOPHTHALMOSCOPE | Green Series 777 |  |  |  | Welch Allyn | Oto/Ophthalmoscope |  | OTOOPHTHALMOSCOPE-Welch Allyn-Green Series 777 |  | 5/17/19 |  |  | Covered PM Repair - Biomedical | MHHS-Mem City
NO | YES |  |  |  |  | 041-33071 | Welch Allyn Inc | GS 777 |  | NSN | Memorial City-Postpartum-Nursery | MHHS-Mem City |  | Oto/Ophthalmoscope |  |  | 041-33071 | West | MHHS-Mem City | Memorial City-Postpartum-Nursery |  | 10/1/16 |  |  |  | OPHTHALMOSCOPE/OTOSCOPES |  | OTOOPHTHALMOSCOPE-Welch Allyn-Green Series 777 | OTOOPHTHALMOSCOPE | Green Series 777 |  |  |  | Welch Allyn | Oto/Ophthalmoscope |  | OTOOPHTHALMOSCOPE-Welch Allyn-Green Series 777 |  | 5/17/19 |  |  | Covered PM Repair - Biomedical | MHHS-Mem City
NO | YES |  |  |  |  | 041-33470 | Welch Allyn Inc | GS 777 |  | NSN | Memorial City-Postpartum | MHHS-Mem City |  | Oto/Ophthalmoscope |  |  | 041-33470 | West | MHHS-Mem City | Memorial City-Postpartum | Room 24 | 10/1/16 |  |  |  | OPHTHALMOSCOPE/OTOSCOPES |  | OTOOPHTHALMOSCOPE-Welch Allyn-Green Series 777 | OTOOPHTHALMOSCOPE | Green Series 777 |  |  |  | Welch Allyn | Oto/Ophthalmoscope |  | OTOOPHTHALMOSCOPE-Welch Allyn-Green Series 777 |  | 5/17/19 |  |  | Covered PM Repair - Biomedical | MHHS-Mem City
NO | YES |  |  |  |  | 041-33185 | Welch Allyn Inc | GS 777 |  | NSN | Memorial City-Postpartum-Nursery | MHHS-Mem City |  | Oto/Ophthalmoscope |  |  | 041-33185 | West | MHHS-Mem City | Memorial City-Postpartum-Nursery | 2M04 | 10/1/16 |  |  |  | OPHTHALMOSCOPE/OTOSCOPES |  | OTOOPHTHALMOSCOPE-Welch Allyn-Green Series 777 | OTOOPHTHALMOSCOPE | Green Series 777 |  |  |  | Welch Allyn | Oto/Ophthalmoscope |  | OTOOPHTHALMOSCOPE-Welch Allyn-Green Series 777 |  | 5/17/19 |  |  | Covered PM Repair - Biomedical | MHHS-Mem City
NO | YES |  |  |  |  | 041-33180 | Welch Allyn Inc | GS 777 |  | NSN | Memorial City-Postpartum-Nursery | MHHS-Mem City |  | Oto/Ophthalmoscope |  |  | 041-33180 | West | MHHS-Mem City | Memorial City-Postpartum-Nursery | 2M05 | 10/1/16 |  |  |  | OPHTHALMOSCOPE/OTOSCOPES |  | OTOOPHTHALMOSCOPE-Welch Allyn-Green Series 777 | OTOOPHTHALMOSCOPE | Green Series 777 |  |  |  | Welch Allyn | Oto/Ophthalmoscope |  | OTOOPHTHALMOSCOPE-Welch Allyn-Green Series 777 |  | 5/18/19 |  |  | Covered PM Repair - Biomedical | MHHS-Mem City
NO | YES |  |  |  |  | 041-33195 | Welch Allyn Inc | GS 777 |  | NSN | Memorial City-Postpartum-Nursery | MHHS-Mem City |  | Oto/Ophthalmoscope |  |  | 041-33195 | West | MHHS-Mem City | Memorial City-Postpartum-Nursery | 2M02 |  |  |  | (null) | OPHTHALMOSCOPE/OTOSCOPES |  | OTOOPHTHALMOSCOPE-Welch Allyn-Green Series 777 | OTOOPHTHALMOSCOPE | Green Series 777 |  |  |  | Welch Allyn | Oto/Ophthalmoscope | (null) | OTOOPHTHALMOSCOPE-Welch Allyn-Green Series 777 |  | 5/18/19 | (null) |  | Covered PM Repair - Biomedical | MHHS-Mem City
NO | YES |  |  |  |  | 099-06785 | Welch Allyn Inc | GS 777 |  | NSN | Memorial City-Postpartum-Nursery | MHHS-Mem City |  | Oto/Ophthalmoscope |  |  | 099-06785 | West | MHHS-Mem City | Memorial City-Postpartum-Nursery |  | 10/1/16 |  |  |  | OPHTHALMOSCOPE/OTOSCOPES |  | OTOOPHTHALMOSCOPE-Welch Allyn-Green Series 777 | OTOOPHTHALMOSCOPE | Green Series 777 |  |  |  | Welch Allyn | Oto/Ophthalmoscope |  | OTOOPHTHALMOSCOPE-Welch Allyn-Green Series 777 |  | 5/20/19 |  |  | Covered PM Repair - Biomedical | MHHS-Mem City
NO | YES |  |  |  |  | 041-33473 | Welch Allyn Inc | GS 777 |  | NSN | Memorial City-Postpartum | MHHS-Mem City |  | Oto/Ophthalmoscope |  |  | 041-33473 | West | MHHS-Mem City | Memorial City-Postpartum | Room 25 | 10/1/16 |  |  |  | OPHTHALMOSCOPE/OTOSCOPES |  | OTOOPHTHALMOSCOPE-Welch Allyn-Green Series 777 | OTOOPHTHALMOSCOPE | Green Series 777 |  |  |  | Welch Allyn | Oto/Ophthalmoscope |  | OTOOPHTHALMOSCOPE-Welch Allyn-Green Series 777 |  | 5/20/19 |  |  | Covered PM Repair - Biomedical | MHHS-Mem City
NO | YES |  |  |  |  | 041-33482 | Welch Allyn Inc | GS 777 |  | NSN | Memorial City-Postpartum | MHHS-Mem City |  | Oto/Ophthalmoscope |  |  | 041-33482 | West | MHHS-Mem City | Memorial City-Postpartum | Room 27 | 10/1/16 |  |  |  | OPHTHALMOSCOPE/OTOSCOPES |  | OTOOPHTHALMOSCOPE-Welch Allyn-Green Series 777 | OTOOPHTHALMOSCOPE | Green Series 777 |  |  |  | Welch Allyn | Oto/Ophthalmoscope |  | OTOOPHTHALMOSCOPE-Welch Allyn-Green Series 777 |  | 5/20/19 |  |  | Covered PM Repair - Biomedical | MHHS-Mem City
NO | YES |  |  |  |  | 041-33044 | Welch Allyn Inc | GS 777 |  | NSN | Memorial City-Postpartum-Nursery | MHHS-Mem City |  | Oto/Ophthalmoscope |  |  | 041-33044 | West | MHHS-Mem City | Memorial City-Postpartum-Nursery | Room 1 | 10/1/16 |  |  |  | OPHTHALMOSCOPE/OTOSCOPES |  | OTOOPHTHALMOSCOPE-Welch Allyn-Green Series 777 | OTOOPHTHALMOSCOPE | Green Series 777 |  |  |  | Welch Allyn | Oto/Ophthalmoscope |  | OTOOPHTHALMOSCOPE-Welch Allyn-Green Series 777 |  | 5/20/19 |  |  | Covered PM Repair - Biomedical | MHHS-Mem City
NO | YES |  |  |  |  | 041-33307 | Welch Allyn Inc | GS 777 |  | NSN | Memorial City-Postpartum-Nursery | MHHS-Mem City |  | Oto/Ophthalmoscope |  |  | 041-33307 | West | MHHS-Mem City | Memorial City-Postpartum-Nursery | Room 13 | 10/1/16 |  |  |  | OPHTHALMOSCOPE/OTOSCOPES |  | OTOOPHTHALMOSCOPE-Welch Allyn-Green Series 777 | OTOOPHTHALMOSCOPE | Green Series 777 |  |  |  | Welch Allyn | Oto/Ophthalmoscope |  | OTOOPHTHALMOSCOPE-Welch Allyn-Green Series 777 |  | 5/20/19 |  |  | Covered PM Repair - Biomedical | MHHS-Mem City
NO | YES |  |  |  |  | 041-33454 | Welch Allyn Inc | GS 777 |  | NSN | Memorial City-Postpartum | MHHS-Mem City |  | Oto/Ophthalmoscope |  |  | 041-33454 | West | MHHS-Mem City | Memorial City-Postpartum | Room 19 | 10/1/16 |  |  |  | OPHTHALMOSCOPE/OTOSCOPES |  | OTOOPHTHALMOSCOPE-Welch Allyn-Green Series 777 | OTOOPHTHALMOSCOPE | Green Series 777 |  |  |  | Welch Allyn | Oto/Ophthalmoscope |  | OTOOPHTHALMOSCOPE-Welch Allyn-Green Series 777 |  | 5/20/19 |  |  | Covered PM Repair - Biomedical | MHHS-Mem City
NO | YES | [5 empty] | Welch Allyn Inc | GS 777 |  | NSN | Memorial City-Postpartum | MHHS-Mem City |  | Oto/Ophthalmoscope |  |  |  | West | MHHS-Mem City | Memorial City-Postpartum | Room 23 | 10/1/16 |  |  |  | OPHTHALMOSCOPE/OTOSCOPES |  | OTOOPHTHALMOSCOPE-Welch Allyn-Green Series 777 | OTOOPHTHALMOSCOPE | Green Series 777 |  |  |  | Welch Allyn | Oto/Ophthalmoscope |  | OTOOPHTHALMOSCOPE-Welch Allyn-Green Series 777 |  | 5/20/19 |  |  | Covered PM Repair - Biomedical | MHHS-Mem City
NO | YES |  |  |  |  | 041-33296 | Welch Allyn Inc | GS 777 |  | NSN | Memorial City-Postpartum-Nursery | MHHS-Mem City |  | Oto/Ophthalmoscope |  |  | 041-33296 | West | MHHS-Mem City | Memorial City-Postpartum-Nursery | Room 6 | 10/1/16 |  |  |  | OPHTHALMOSCOPE/OTOSCOPES |  | OTOOPHTHALMOSCOPE-Welch Allyn-Green Series 777 | OTOOPHTHALMOSCOPE | Green Series 777 |  |  |  | Welch Allyn | Oto/Ophthalmoscope |  | OTOOPHTHALMOSCOPE-Welch Allyn-Green Series 777 |  | 5/20/19 |  |  | Covered PM Repair - Biomedical | MHHS-Mem City
NO | YES |  |  |  |  | 041-33299 | Welch Allyn Inc | GS 777 |  | NSN | Memorial City-Postpartum-Nursery | MHHS-Mem City |  | Oto/Ophthalmoscope |  |  | 041-33299 | West | MHHS-Mem City | Memorial City-Postpartum-Nursery | Room 7 | 10/1/16 |  |  |  | OPHTHALMOSCOPE/OTOSCOPES |  | OTOOPHTHALMOSCOPE-Welch Allyn-Green Series 777 | OTOOPHTHALMOSCOPE | Green Series 777 |  |  |  | Welch Allyn | Oto/Ophthalmoscope |  | OTOOPHTHALMOSCOPE-Welch Allyn-Green Series 777 |  | 5/20/19 |  |  | Covered PM Repair - Biomedical | MHHS-Mem City
NO | YES |  |  |  | 041-33853 | 041-33853 | Welch Allyn Inc | GS 777 |  | NSN | Memorial City-Postpartum-Nursery | MHHS-Mem City |  | Oto/Ophthalmoscope |  | 041-33853 | 041-33853 | West | MHHS-Mem City | Memorial City-Postpartum-Nursery | 2M10 | 10/1/16 |  |  |  | OPHTHALMOSCOPE/OTOSCOPES |  | OTOOPHTHALMOSCOPE-Welch Allyn-Green Series 777 | OTOOPHTHALMOSCOPE | Green Series 777 |  |  |  | Welch Allyn | Oto/Ophthalmoscope |  | OTOOPHTHALMOSCOPE-Welch Allyn-Green Series 777 |  | 5/1/19 |  |  | Covered PM Repair - Biomedical | MHHS-Mem City
NO | YES |  |  |  |  | 041-33459 | Welch Allyn Inc | GS 777 |  | NSN | Memorial City-Postpartum | MHHS-Mem City |  | Oto/Ophthalmoscope |  |  | 041-33459 | West | MHHS-Mem City | Memorial City-Postpartum | Room 20 |  |  |  | No pm | OPHTHALMOSCOPE/OTOSCOPES |  | OTOOPHTHALMOSCOPE-Welch Allyn-Green Series 777 | OTOOPHTHALMOSCOPE | Green Series 777 |  |  |  | Welch Allyn | Oto/Ophthalmoscope |  | OTOOPHTHALMOSCOPE-Welch Allyn-Green Series 777 |  |  |  |  | Covered PM Repair - Biomedical | MHHS-Mem City
NO | YES |  |  |  |  | 041-33463 | Welch Allyn Inc | GS 777 |  | NSN | Memorial City-Postpartum | MHHS-Mem City |  | Oto/Ophthalmoscope |  |  | 041-33463 | West | MHHS-Mem City | Memorial City-Postpartum | Hallway |  |  | 4/1/20 | No pm | OPHTHALMOSCOPE/OTOSCOPES |  | OTOOPHTHALMOSCOPE-Welch Allyn-Green Series 777 | OTOOPHTHALMOSCOPE | Green Series 777 |  |  |  | Welch Allyn | Oto/Ophthalmoscope |  | OTOOPHTHALMOSCOPE-Welch Allyn-Green Series 777 |  |  |  |  | Covered PM Repair - Biomedical | MHHS-Mem City
NO | YES |  |  |  |  | 041-33040 | Welch Allyn Inc | GS 777 |  | NSN | Memorial City-Postpartum-Nursery | MHHS-Mem City |  | Oto/Ophthalmoscope |  |  | 041-33040 | West | MHHS-Mem City | Memorial City-Postpartum-Nursery | Room 1 | 10/1/16 |  |  |  | OPHTHALMOSCOPE/OTOSCOPES |  | OTOOPHTHALMOSCOPE-Welch Allyn-Green Series 777 | OTOOPHTHALMOSCOPE | Green Series 777 |  |  |  | Welch Allyn | Oto/Ophthalmoscope |  | OTOOPHTHALMOSCOPE-Welch Allyn-Green Series 777 |  | 2/7/19 |  |  | Covered PM Repair - Biomedical | MHHS-Mem City
NO | YES |  |  |  |  | 099-06780 | Welch Allyn Inc | GS 777 |  | NSN | Memorial City-Postpartum-Nursery | MHHS-Mem City |  | Oto/Ophthalmoscope |  |  | 099-06780 | West | MHHS-Mem City | Memorial City-Postpartum-Nursery | 2M02 | 10/1/16 |  |  |  | OPHTHALMOSCOPE/OTOSCOPES |  | OTOOPHTHALMOSCOPE-Welch Allyn-Green Series 777 | OTOOPHTHALMOSCOPE | Green Series 777 |  |  |  | Welch Allyn | Oto/Ophthalmoscope |  | OTOOPHTHALMOSCOPE-Welch Allyn-Green Series 777 |  | 2/7/19 |  |  | Covered PM Repair - Biomedical | MHHS-Mem City
NO | YES |  |  |  | 041-33848 | 041-33848 | Welch Allyn Inc | GS 777 |  | NSN | Memorial City-Postpartum-Nursery | MHHS-Mem City |  | Oto/Ophthalmoscope |  | 041-33848 | 041-33848 | West | MHHS-Mem City | Memorial City-Postpartum-Nursery | Room 2M 334 | 10/1/16 |  |  |  | OPHTHALMOSCOPE/OTOSCOPES |  | OTOOPHTHALMOSCOPE-Welch Allyn-Green Series 777 | OTOOPHTHALMOSCOPE | Green Series 777 |  |  |  | Welch Allyn | Oto/Ophthalmoscope |  | OTOOPHTHALMOSCOPE-Welch Allyn-Green Series 777 |  | 7/6/18 |  |  | Covered PM Repair - Biomedical | MHHS-Mem City
NO | YES |  |  |  | 017-01204 | 017-01204 | Welch Allyn Inc | GS 777 |  | NSN | MH MG - (SE) - URGENT CARE - FRIENDSWOOD | MHHS-MG |  | Oto/Ophthalmoscope |  | 017-01204 | 017-01204 | Southeast | Memorial Hermann Urgent Care Friendswood (#112) | MH MG - (SE) - URGENT CARE - FRIENDSWOOD |  | 5/1/17 |  |  |  | OPHTHALMOSCOPE/OTOSCOPES | Oto/Ophthalmoscope | OTOOPHTHALMOSCOPE-Welch Allyn-Green Series 777 | OTOOPHTHALMOSCOPE | Green Series 777 |  |  |  | Welch Allyn | Oto/Ophthalmoscope |  | OTOOPHTHALMOSCOPE-Welch Allyn-Green Series 777 |  | 1/8/16 |  |  | Covered PM Repair - Biomedical | MHHS-MG | [8 empty] | OTOOPHTHALMOSCOPE | Oto/Ophthalmoscope | Welch Allyn
NO | YES |  |  |  | 017-01310 | 017-01310 | Welch Allyn Inc | GS 777 |  |  | MH MG-(SL)-Physicians At Sugar Creek | MHHS-MG |  | Oto/Ophthalmoscope |  | 017-01310 | 017-01310 | Sugar Land | MHHS-MG | MH MG-(SL)-Physicians At Sugar Creek | Grey Pod | 8/1/17 |  |  |  | OPHTHALMOSCOPE/OTOSCOPES | Oto/Ophthalmoscope | OTOOPHTHALMOSCOPE-Welch Allyn-Green Series 777 | OTOOPHTHALMOSCOPE | Green Series 777 |  |  |  | Welch Allyn | Oto/Ophthalmoscope |  | OTOOPHTHALMOSCOPE-Welch Allyn-Green Series 777 |  | 1/8/16 |  |  | Covered PM Repair - Biomedical | MHHS-MG | [8 empty] | OTOOPHTHALMOSCOPE | Oto/Ophthalmoscope | Welch Allyn
NO | YES |  |  |  | 017-01320 | 017-01320 | Welch Allyn Inc | GS 777 |  |  | MH MG-(SL)-Physicians At Sugar Creek | MHHS-MG |  | Oto/Ophthalmoscope |  | 017-01320 | 017-01320 | Sugar Land | MHHS-MG | MH MG-(SL)-Physicians At Sugar Creek | Grey Pod | 5/1/17 |  |  |  | OPHTHALMOSCOPE/OTOSCOPES | Oto/Ophthalmoscope | OTOOPHTHALMOSCOPE-Welch Allyn-Green Series 777 | OTOOPHTHALMOSCOPE | Green Series 777 |  |  |  | Welch Allyn | Oto/Ophthalmoscope |  | OTOOPHTHALMOSCOPE-Welch Allyn-Green Series 777 |  | 4/21/18 |  |  | Covered PM Repair - Biomedical | MHHS-MG | [8 empty] | OTOOPHTHALMOSCOPE | Oto/Ophthalmoscope | Welch Allyn
NO | YES |  |  |  | 017-01321 | 017-01321 | Welch Allyn Inc | GS 777 |  | NSN | MH MG-(SL)-Physicians At Sugar Creek | MHHS-MG |  | Oto/Ophthalmoscope |  | 017-01321 | 017-01321 | Sugar Land | MHHS-MG | MH MG-(SL)-Physicians At Sugar Creek | Room NE.8 | 5/1/17 |  |  |  | OPHTHALMOSCOPE/OTOSCOPES | Oto/Ophthalmoscope | OTOOPHTHALMOSCOPE-Welch Allyn-Green Series 777 | OTOOPHTHALMOSCOPE | Green Series 777 |  |  |  | Welch Allyn | Oto/Ophthalmoscope |  | OTOOPHTHALMOSCOPE-Welch Allyn-Green Series 777 |  | 5/14/16 |  |  | Covered PM Repair - Biomedical | MHHS-MG | [8 empty] | OTOOPHTHALMOSCOPE | Oto/Ophthalmoscope | Welch Allyn
NO | YES |  |  |  | 129-07576 | 129-07576 | Welch Allyn Inc | GS 777 |  |  | MH MG-(SL)-Physicians At Sugar Creek | MHHS-MG |  | Oto/Ophthalmoscope |  | 129-07576 | 129-07576 | Sugar Land | MHHS-MG | MH MG-(SL)-Physicians At Sugar Creek | Green Pod | 8/1/17 |  |  |  | OPHTHALMOSCOPE/OTOSCOPES | Oto/Ophthalmoscope | OTOOPHTHALMOSCOPE-Welch Allyn-Green Series 777 | OTOOPHTHALMOSCOPE | Green Series 777 |  |  |  | Welch Allyn | Oto/Ophthalmoscope |  | OTOOPHTHALMOSCOPE-Welch Allyn-Green Series 777 |  | 4/21/18 |  |  | Covered PM Repair - Biomedical | MHHS-MG | [8 empty] | OTOOPHTHALMOSCOPE | Oto/Ophthalmoscope | Welch Allyn
NO | YES |  |  |  | 129-07577 | 129-07577 | Welch Allyn Inc | GS 777 |  |  | MH MG-(SL)-Physicians At Sugar Creek | MHHS-MG |  | Oto/Ophthalmoscope |  | 129-07577 | 129-07577 | Sugar Land | MHHS-MG | MH MG-(SL)-Physicians At Sugar Creek | Green Pod | 11/1/18 |  |  |  | OPHTHALMOSCOPE/OTOSCOPES | Oto/Ophthalmoscope | OTOOPHTHALMOSCOPE-Welch Allyn-Green Series 777 | OTOOPHTHALMOSCOPE | Green Series 777 |  |  |  | Welch Allyn | Oto/Ophthalmoscope |  | OTOOPHTHALMOSCOPE-Welch Allyn-Green Series 777 |  | 2/5/20 |  |  | Not Covered Vendor Only - Biomedical | MHHS-MG | [8 empty] | OTOOPHTHALMOSCOPE | Oto/Ophthalmoscope | Welch Allyn
NO | YES |  |  |  | 129-07578 | 129-07578 | Welch Allyn Inc | GS 777 |  | NSN | MH MG-(SL)-Physicians At Sugar Creek | MHHS-MG |  | Oto/Ophthalmoscope |  | 129-07578 | 129-07578 | Sugar Land | MHHS-MG | MH MG-(SL)-Physicians At Sugar Creek |  | 8/1/17 |  |  |  | OPHTHALMOSCOPE/OTOSCOPES | Oto/Ophthalmoscope | OTOOPHTHALMOSCOPE-Welch Allyn-Green Series 777 | OTOOPHTHALMOSCOPE | Green Series 777 |  |  |  | Welch Allyn | Oto/Ophthalmoscope |  | OTOOPHTHALMOSCOPE-Welch Allyn-Green Series 777 |  |  |  |  | Covered PM Repair - Biomedical | MHHS-MG | [8 empty] | OTOOPHTHALMOSCOPE | Oto/Ophthalmoscope | Welch Allyn
NO | YES |  |  |  | 129-07579 | 129-07579 | Welch Allyn Inc | GS 777 |  |  | MH MG-(SL)-Physicians At Sugar Creek | MHHS-MG |  | Oto/Ophthalmoscope |  | 129-07579 | 129-07579 | Sugar Land | MHHS-MG | MH MG-(SL)-Physicians At Sugar Creek | Room NE.1 | 8/1/17 |  |  |  | OPHTHALMOSCOPE/OTOSCOPES | Oto/Ophthalmoscope | OTOOPHTHALMOSCOPE-Welch Allyn-Green Series 777 | OTOOPHTHALMOSCOPE | Green Series 777 |  |  |  | Welch Allyn | Oto/Ophthalmoscope |  | OTOOPHTHALMOSCOPE-Welch Allyn-Green Series 777 |  | 1/1/05 |  |  | Covered PM Repair - Biomedical | MHHS-MG | [8 empty] | OTOOPHTHALMOSCOPE | Oto/Ophthalmoscope | Welch Allyn
NO | YES |  |  |  | 129-07580 | 129-07580 | Welch Allyn Inc | GS 777 |  | NSN | MH MG-(SL)-Physicians At Sugar Creek | MHHS-MG |  | Oto/Ophthalmoscope |  | 129-07580 | 129-07580 | Sugar Land | MHHS-MG | MH MG-(SL)-Physicians At Sugar Creek | Exam 3 | 8/1/17 |  |  |  | OPHTHALMOSCOPE/OTOSCOPES | Oto/Ophthalmoscope | OTOOPHTHALMOSCOPE-Welch Allyn-Green Series 777 | OTOOPHTHALMOSCOPE | Green Series 777 |  |  |  | Welch Allyn | Oto/Ophthalmoscope |  | OTOOPHTHALMOSCOPE-Welch Allyn-Green Series 777 |  | 4/27/18 |  |  | Covered PM Repair - Biomedical | MHHS-MG | [8 empty] | OTOOPHTHALMOSCOPE | Oto/Ophthalmoscope | Welch Allyn
NO | YES |  |  |  | 129-07581 | 129-07581 | Welch Allyn Inc | GS 777 |  | NSN | MH MG-(SL)-Physicians At Sugar Creek | MHHS-MG |  | Oto/Ophthalmoscope |  | 129-07581 | 129-07581 | Sugar Land | MHHS-MG | MH MG-(SL)-Physicians At Sugar Creek | Silver Exam 2 | 8/1/17 |  |  |  | OPHTHALMOSCOPE/OTOSCOPES | Oto/Ophthalmoscope | OTOOPHTHALMOSCOPE-Welch Allyn-Green Series 777 | OTOOPHTHALMOSCOPE | Green Series 777 |  |  |  | Welch Allyn | Oto/Ophthalmoscope |  | OTOOPHTHALMOSCOPE-Welch Allyn-Green Series 777 |  | 4/27/18 |  |  | Covered PM Repair - Biomedical | MHHS-MG | [8 empty] | OTOOPHTHALMOSCOPE | Oto/Ophthalmoscope | Welch Allyn
NO | YES |  |  |  | 129-07582 | 129-07582 | Welch Allyn Inc | GS 777 |  |  | MH MG-(SL)-Physicians At Sugar Creek | MHHS-MG |  | Oto/Ophthalmoscope |  | 129-07582 | 129-07582 | Sugar Land | MHHS-MG | MH MG-(SL)-Physicians At Sugar Creek | Silver Pod | 8/1/17 |  |  |  | OPHTHALMOSCOPE/OTOSCOPES | Oto/Ophthalmoscope | OTOOPHTHALMOSCOPE-Welch Allyn-Green Series 777 | OTOOPHTHALMOSCOPE | Green Series 777 |  |  |  | Welch Allyn | Oto/Ophthalmoscope |  | OTOOPHTHALMOSCOPE-Welch Allyn-Green Series 777 |  | 6/26/18 |  |  | Covered PM Repair - Biomedical | MHHS-MG | [8 empty] | OTOOPHTHALMOSCOPE | Oto/Ophthalmoscope | Welch Allyn
NO | YES |  |  |  | 129-07583 | 129-07583 | Welch Allyn Inc | GS 777 |  |  | MH MG-(SL)-Physicians At Sugar Creek | MHHS-MG |  | Oto/Ophthalmoscope |  | 129-07583 | 129-07583 | Sugar Land | MHHS-MG | MH MG-(SL)-Physicians At Sugar Creek | Gold Pod | 8/1/17 |  |  |  | OPHTHALMOSCOPE/OTOSCOPES | Oto/Ophthalmoscope | OTOOPHTHALMOSCOPE-Welch Allyn-Green Series 777 | OTOOPHTHALMOSCOPE | Green Series 777 |  |  |  | Welch Allyn | Oto/Ophthalmoscope |  | OTOOPHTHALMOSCOPE-Welch Allyn-Green Series 777 |  |  |  |  | Covered PM Repair - Biomedical | MHHS-MG | [8 empty] | OTOOPHTHALMOSCOPE | Oto/Ophthalmoscope | Welch Allyn
NO | YES |  |  |  | 129-07584 | 129-07584 | Welch Allyn Inc | GS 777 |  | NSN | MH MG-(SL)-Physicians At Sugar Creek | MHHS-MG |  | Oto/Ophthalmoscope |  | 129-07584 | 129-07584 | Sugar Land | MHHS-MG | MH MG-(SL)-Physicians At Sugar Creek |  | 8/1/17 | 8/1/18 |  |  | OPHTHALMOSCOPE/OTOSCOPES | Oto/Ophthalmoscope | OTOOPHTHALMOSCOPE-Welch Allyn-Green Series 777 | OTOOPHTHALMOSCOPE | Green Series 777 |  |  |  | Welch Allyn | Oto/Ophthalmoscope |  | OTOOPHTHALMOSCOPE-Welch Allyn-Green Series 777 |  |  |  |  | Covered PM Repair - Biomedical | MHHS-MG | [8 empty] | OTOOPHTHALMOSCOPE | Oto/Ophthalmoscope | Welch Allyn
NO | YES |  |  |  | 129-07585 | 129-07585 | Welch Allyn Inc | GS 777 |  |  | MH MG-(SL)-Physicians At Sugar Creek | MHHS-MG |  | Oto/Ophthalmoscope |  | 129-07585 | 129-07585 | Sugar Land | MHHS-MG | MH MG-(SL)-Physicians At Sugar Creek | Procedure room 3 | 8/1/17 |  |  | One time safety | OPHTHALMOSCOPE/OTOSCOPES | Oto/Ophthalmoscope | OTOOPHTHALMOSCOPE-Welch Allyn-Green Series 777 | OTOOPHTHALMOSCOPE | Green Series 777 |  |  |  | Welch Allyn | Oto/Ophthalmoscope |  | OTOOPHTHALMOSCOPE-Welch Allyn-Green Series 777 |  |  |  |  | Covered PM Repair - Biomedical | MHHS-MG | [8 empty] | OTOOPHTHALMOSCOPE | Oto/Ophthalmoscope | Welch Allyn
NO | YES |  |  |  | 129-07592 | 129-07592 | Welch Allyn Inc | GS 777 |  |  | MH MG-(SL)-Physicians At Sugar Creek | MHHS-MG |  | Oto/Ophthalmoscope |  | 129-07592 | 129-07592 | Sugar Land | MHHS-MG | MH MG-(SL)-Physicians At Sugar Creek | Room N 2 | 8/1/17 |  |  |  | OPHTHALMOSCOPE/OTOSCOPES | Oto/Ophthalmoscope | OTOOPHTHALMOSCOPE-Welch Allyn-Green Series 777 | OTOOPHTHALMOSCOPE | Green Series 777 |  |  |  | Welch Allyn | Oto/Ophthalmoscope |  | OTOOPHTHALMOSCOPE-Welch Allyn-Green Series 777 |  |  |  |  | Covered PM Repair - Biomedical | MHHS-MG | [8 empty] | OTOOPHTHALMOSCOPE | Oto/Ophthalmoscope | Welch Allyn
NO | YES |  |  |  | 129-07593 | 129-07593 | Welch Allyn Inc | GS 777 |  | NSN | MH MG-(SL)-Physicians At Sugar Creek | MHHS-MG |  | Oto/Ophthalmoscope |  | 129-07593 | 129-07593 | Sugar Land | MHHS-MG | MH MG-(SL)-Physicians At Sugar Creek | Gold Exam 4 | 8/1/17 |  |  |  | OPHTHALMOSCOPE/OTOSCOPES | Oto/Ophthalmoscope | OTOOPHTHALMOSCOPE-Welch Allyn-Green Series 777 | OTOOPHTHALMOSCOPE | Green Series 777 |  |  |  | Welch Allyn | Oto/Ophthalmoscope |  | OTOOPHTHALMOSCOPE-Welch Allyn-Green Series 777 |  |  |  |  | Covered PM Repair - Biomedical | MHHS-MG | [8 empty] | OTOOPHTHALMOSCOPE | Oto/Ophthalmoscope | Welch Allyn
NO | YES |  |  |  | 129-07594 | 129-07594 | Welch Allyn Inc | GS 777 |  |  | MH MG-(SL)-Physicians At Sugar Creek | MHHS-MG |  | Oto/Ophthalmoscope |  | 129-07594 | 129-07594 | Sugar Land | MHHS-MG | MH MG-(SL)-Physicians At Sugar Creek | Room NE.6 | 8/1/17 |  |  |  | OPHTHALMOSCOPE/OTOSCOPES | Oto/Ophthalmoscope | OTOOPHTHALMOSCOPE-Welch Allyn-Green Series 777 | OTOOPHTHALMOSCOPE | Green Series 777 |  |  |  | Welch Allyn | Oto/Ophthalmoscope |  | OTOOPHTHALMOSCOPE-Welch Allyn-Green Series 777 |  | 11/1/17 |  |  | Covered PM Repair - Biomedical | MHHS-MG | [8 empty] | OTOOPHTHALMOSCOPE | Oto/Ophthalmoscope | Welch Allyn
NO | YES |  |  |  | 129-07595 | 129-07595 | Welch Allyn Inc | GS 777 |  | NSN | MH MG-(SL)-Physicians At Sugar Creek | MHHS-MG |  | Oto/Ophthalmoscope |  | 129-07595 | 129-07595 | Sugar Land | MHHS-MG | MH MG-(SL)-Physicians At Sugar Creek | Purple Exam 5 | 8/1/17 |  |  |  | OPHTHALMOSCOPE/OTOSCOPES | Oto/Ophthalmoscope | OTOOPHTHALMOSCOPE-Welch Allyn-Green Series 777 | OTOOPHTHALMOSCOPE | Green Series 777 |  |  |  | Welch Allyn | Oto/Ophthalmoscope |  | OTOOPHTHALMOSCOPE-Welch Allyn-Green Series 777 |  | 11/1/17 |  |  | Covered PM Repair - Biomedical | MHHS-MG | [8 empty] | OTOOPHTHALMOSCOPE | Oto/Ophthalmoscope | Welch Allyn
NO | YES |  |  |  | 129-07596 | 129-07596 | Welch Allyn Inc | GS 777 |  | NSN | MH MG-(SL)-Physicians At Sugar Creek | MHHS-MG |  | Oto/Ophthalmoscope |  | 129-07596 | 129-07596 | Sugar Land | MHHS-MG | MH MG-(SL)-Physicians At Sugar Creek | Purple Exam 3 | 8/1/17 |  |  |  | OPHTHALMOSCOPE/OTOSCOPES | Oto/Ophthalmoscope | OTOOPHTHALMOSCOPE-Welch Allyn-Green Series 777 | OTOOPHTHALMOSCOPE | Green Series 777 |  |  |  | Welch Allyn | Oto/Ophthalmoscope |  | OTOOPHTHALMOSCOPE-Welch Allyn-Green Series 777 |  | 11/1/17 |  |  | Covered PM Repair - Biomedical | MHHS-MG | [8 empty] | OTOOPHTHALMOSCOPE | Oto/Ophthalmoscope | Welch Allyn
NO | YES |  |  |  | 129-07597 | 129-07597 | Welch Allyn Inc | GS 777 |  | NSN | MH MG-(SL)-Physicians At Sugar Creek | MHHS-MG |  | Oto/Ophthalmoscope |  | 129-07597 | 129-07597 | Sugar Land | MHHS-MG | MH MG-(SL)-Physicians At Sugar Creek | Purple Exam 4 | 8/1/17 |  |  |  | OPHTHALMOSCOPE/OTOSCOPES | Oto/Ophthalmoscope | OTOOPHTHALMOSCOPE-Welch Allyn-Green Series 777 | OTOOPHTHALMOSCOPE | Green Series 777 |  |  |  | Welch Allyn | Oto/Ophthalmoscope |  | OTOOPHTHALMOSCOPE-Welch Allyn-Green Series 777 |  | 11/1/17 |  |  | Covered PM Repair - Biomedical | MHHS-MG | [8 empty] | OTOOPHTHALMOSCOPE | Oto/Ophthalmoscope | Welch Allyn
NO | YES |  |  |  | 129-07598 | 129-07598 | Welch Allyn Inc | GS 777 |  |  | MH MG-(SL)-Physicians At Sugar Creek | MHHS-MG |  | Oto/Ophthalmoscope |  | 129-07598 | 129-07598 | Sugar Land | MHHS-MG | MH MG-(SL)-Physicians At Sugar Creek | Grey Pod | 8/1/17 |  |  |  | OPHTHALMOSCOPE/OTOSCOPES | Oto/Ophthalmoscope | OTOOPHTHALMOSCOPE-Welch Allyn-Green Series 777 | OTOOPHTHALMOSCOPE | Green Series 777 |  |  |  | Welch Allyn | Oto/Ophthalmoscope |  | OTOOPHTHALMOSCOPE-Welch Allyn-Green Series 777 |  | 12/6/13 |  |  | Covered PM Repair - Biomedical | MHHS-MG | [8 empty] | OTOOPHTHALMOSCOPE | Oto/Ophthalmoscope | Welch Allyn
NO | YES |  |  |  | 129-07599 | 129-07599 | Welch Allyn Inc | GS 777 |  |  | MH MG-(SL)-Physicians At Sugar Creek | MHHS-MG |  | Oto/Ophthalmoscope |  | 129-07599 | 129-07599 | Sugar Land | MHHS-MG | MH MG-(SL)-Physicians At Sugar Creek | Grey Pod | 8/1/17 |  |  |  | OPHTHALMOSCOPE/OTOSCOPES | Oto/Ophthalmoscope | OTOOPHTHALMOSCOPE-Welch Allyn-Green Series 777 | OTOOPHTHALMOSCOPE | Green Series 777 |  |  |  | Welch Allyn | Oto/Ophthalmoscope |  | OTOOPHTHALMOSCOPE-Welch Allyn-Green Series 777 |  | 3/20/16 |  |  | Covered PM Repair - Biomedical | MHHS-MG | [8 empty] | OTOOPHTHALMOSCOPE | Oto/Ophthalmoscope | Welch Allyn
NO | YES |  |  |  | 129-07600 | 129-07600 | Welch Allyn Inc | GS 777 |  |  | MH MG-(SL)-Physicians At Sugar Creek | MHHS-MG |  | Oto/Ophthalmoscope |  | 129-07600 | 129-07600 | Sugar Land | MHHS-MG | MH MG-(SL)-Physicians At Sugar Creek | Green Pod | 8/1/17 |  |  |  | OPHTHALMOSCOPE/OTOSCOPES | Oto/Ophthalmoscope | OTOOPHTHALMOSCOPE-Welch Allyn-Green Series 777 | OTOOPHTHALMOSCOPE | Green Series 777 |  |  |  | Welch Allyn | Oto/Ophthalmoscope |  | OTOOPHTHALMOSCOPE-Welch Allyn-Green Series 777 |  | 7/6/17 |  |  | Covered PM Repair - Biomedical | MHHS-MG | [8 empty] | OTOOPHTHALMOSCOPE | Oto/Ophthalmoscope | Welch Allyn
NO | YES |  |  |  | 129-07601 | 129-07601 | Welch Allyn Inc | GS 777 |  | NSN | MH MG-(SL)-Physicians At Sugar Creek | MHHS-MG |  | Oto/Ophthalmoscope |  | 129-07601 | 129-07601 | Sugar Land | MHHS-MG | MH MG-(SL)-Physicians At Sugar Creek | Green Procedure 1 | 8/1/17 |  |  |  | OPHTHALMOSCOPE/OTOSCOPES | Oto/Ophthalmoscope | OTOOPHTHALMOSCOPE-Welch Allyn-Green Series 777 | OTOOPHTHALMOSCOPE | Green Series 777 |  |  |  | Welch Allyn | Oto/Ophthalmoscope |  | OTOOPHTHALMOSCOPE-Welch Allyn-Green Series 777 |  | 7/6/17 |  |  | Covered PM Repair - Biomedical | MHHS-MG | [8 empty] | OTOOPHTHALMOSCOPE | Oto/Ophthalmoscope | Welch Allyn
NO | YES |  |  |  | 129-07602 | 129-07602 | Welch Allyn Inc | GS 777 |  |  | MH MG-(SL)-Physicians At Sugar Creek | MHHS-MG |  | Oto/Ophthalmoscope |  | 129-07602 | 129-07602 | Sugar Land | MHHS-MG | MH MG-(SL)-Physicians At Sugar Creek | Green Pod | 8/1/17 |  |  |  | OPHTHALMOSCOPE/OTOSCOPES | Oto/Ophthalmoscope | OTOOPHTHALMOSCOPE-Welch Allyn-Green Series 777 | OTOOPHTHALMOSCOPE | Green Series 777 |  |  |  | Welch Allyn | Oto/Ophthalmoscope |  | OTOOPHTHALMOSCOPE-Welch Allyn-Green Series 777 |  | 7/6/17 |  |  | Covered PM Repair - Biomedical | MHHS-MG | [8 empty] | OTOOPHTHALMOSCOPE | Oto/Ophthalmoscope | Welch Allyn
NO | YES |  |  |  | 129-07603 | 129-07603 | Welch Allyn Inc | GS 777 |  | NSN | MH MG-(SL)-Physicians At Sugar Creek | MHHS-MG |  | Oto/Ophthalmoscope |  | 129-07603 | 129-07603 | Sugar Land | MHHS-MG | MH MG-(SL)-Physicians At Sugar Creek | Green room 5 | 8/1/17 |  |  |  | OPHTHALMOSCOPE/OTOSCOPES | Oto/Ophthalmoscope | OTOOPHTHALMOSCOPE-Welch Allyn-Green Series 777 | OTOOPHTHALMOSCOPE | Green Series 777 |  |  |  | Welch Allyn | Oto/Ophthalmoscope |  | OTOOPHTHALMOSCOPE-Welch Allyn-Green Series 777 |  | 7/6/17 |  |  | Covered PM Repair - Biomedical | MHHS-MG | [8 empty] | OTOOPHTHALMOSCOPE | Oto/Ophthalmoscope | Welch Allyn
NO | YES |  |  |  | 129-07604 | 129-07604 | Welch Allyn Inc | GS 777 |  | NSN | MH MG-(SL)-Physicians At Sugar Creek | MHHS-MG |  | Oto/Ophthalmoscope |  | 129-07604 | 129-07604 | Sugar Land | MHHS-MG | MH MG-(SL)-Physicians At Sugar Creek | Green room 4 | 8/1/17 |  |  |  | OPHTHALMOSCOPE/OTOSCOPES | Oto/Ophthalmoscope | OTOOPHTHALMOSCOPE-Welch Allyn-Green Series 777 | OTOOPHTHALMOSCOPE | Green Series 777 |  |  |  | Welch Allyn | Oto/Ophthalmoscope |  | OTOOPHTHALMOSCOPE-Welch Allyn-Green Series 777 |  | 12/19/20 |  |  | Not Covered Vendor Only - Biomedical | MHHS-MG | [8 empty] | OTOOPHTHALMOSCOPE | Oto/Ophthalmoscope | Welch Allyn
NO | YES |  |  |  | 129-07643 | 129-07643 | Welch Allyn Inc | GS 777 |  |  | MH MG-(SL)-Physicians At Sugar Creek | MHHS-MG |  | Oto/Ophthalmoscope |  | 129-07643 | 129-07643 | Sugar Land | MHHS-MG | MH MG-(SL)-Physicians At Sugar Creek | NW.2 | 8/1/17 |  |  |  | OPHTHALMOSCOPE/OTOSCOPES | Oto/Ophthalmoscope | OTOOPHTHALMOSCOPE-Welch Allyn-Green Series 777 | OTOOPHTHALMOSCOPE | Green Series 777 |  |  |  | Welch Allyn | Oto/Ophthalmoscope |  | OTOOPHTHALMOSCOPE-Welch Allyn-Green Series 777 |  | 12/19/20 |  |  | Not Covered Vendor Only - Biomedical | MHHS-MG | [8 empty] | OTOOPHTHALMOSCOPE | Oto/Ophthalmoscope | Welch Allyn
NO | YES |  |  |  | 129-07644 | 129-07644 | Welch Allyn Inc | GS 777 |  | NSN | MH MG-(SL)-Physicians At Sugar Creek | MHHS-MG |  | Oto/Ophthalmoscope |  | 129-07644 | 129-07644 | Sugar Land | MHHS-MG | MH MG-(SL)-Physicians At Sugar Creek | Exam NW.3 | 8/1/17 |  |  |  | OPHTHALMOSCOPE/OTOSCOPES | Oto/Ophthalmoscope | OTOOPHTHALMOSCOPE-Welch Allyn-Green Series 777 | OTOOPHTHALMOSCOPE | Green Series 777 |  |  |  | Welch Allyn | Oto/Ophthalmoscope |  | OTOOPHTHALMOSCOPE-Welch Allyn-Green Series 777 |  | 11/1/17 |  |  | Not Covered Vendor Only - Biomedical | MHHS-MG | [8 empty] | OTOOPHTHALMOSCOPE | Oto/Ophthalmoscope | Welch Allyn
NO | YES |  |  |  | 129-07645 | 129-07645 | Welch Allyn Inc | GS 777 |  |  | MH MG-(SL)-Physicians At Sugar Creek | MHHS-MG |  | Oto/Ophthalmoscope |  | 129-07645 | 129-07645 | Sugar Land | MHHS-MG | MH MG-(SL)-Physicians At Sugar Creek | NW.3 | 8/1/17 |  |  |  | OPHTHALMOSCOPE/OTOSCOPES | Oto/Ophthalmoscope | OTOOPHTHALMOSCOPE-Welch Allyn-Green Series 777 | OTOOPHTHALMOSCOPE | Green Series 777 |  |  |  | Welch Allyn | Oto/Ophthalmoscope |  | OTOOPHTHALMOSCOPE-Welch Allyn-Green Series 777 |  | 11/1/17 |  |  | Not Covered Vendor Only - Biomedical | MHHS-MG | [8 empty] | OTOOPHTHALMOSCOPE | Oto/Ophthalmoscope | Welch Allyn
NO | YES |  |  |  | 129-07646 | 129-07646 | Welch Allyn Inc | GS 777 |  |  | MH MG-(SL)-Physicians At Sugar Creek | MHHS-MG |  | Oto/Ophthalmoscope |  | 129-07646 | 129-07646 | Sugar Land | MHHS-MG | MH MG-(SL)-Physicians At Sugar Creek | NW.3 | 8/1/17 |  |  |  | OPHTHALMOSCOPE/OTOSCOPES | Oto/Ophthalmoscope | OTOOPHTHALMOSCOPE-Welch Allyn-Green Series 777 | OTOOPHTHALMOSCOPE | Green Series 777 |  |  |  | Welch Allyn | Oto/Ophthalmoscope |  | OTOOPHTHALMOSCOPE-Welch Allyn-Green Series 777 |  | 11/1/17 |  |  | Not Covered Vendor Only - Biomedical | MHHS-MG | [8 empty] | OTOOPHTHALMOSCOPE | Oto/Ophthalmoscope | Welch Allyn
NO | YES |  |  |  | 129-07647 | 129-07647 | Welch Allyn Inc | GS 777 |  | NSN | MH MG-(SL)-Physicians At Sugar Creek | MHHS-MG |  | Oto/Ophthalmoscope |  | 129-07647 | 129-07647 | Sugar Land | MHHS-MG | MH MG-(SL)-Physicians At Sugar Creek | Exam NW.3 | 8/1/17 |  |  |  | OPHTHALMOSCOPE/OTOSCOPES | Oto/Ophthalmoscope | OTOOPHTHALMOSCOPE-Welch Allyn-Green Series 777 | OTOOPHTHALMOSCOPE | Green Series 777 |  |  |  | Welch Allyn | Oto/Ophthalmoscope |  | OTOOPHTHALMOSCOPE-Welch Allyn-Green Series 777 |  | 11/1/17 |  |  | Not Covered Vendor Only - Biomedical | MHHS-MG | [8 empty] | OTOOPHTHALMOSCOPE | Oto/Ophthalmoscope | Welch Allyn
NO | YES |  |  |  | 129-07648 | 129-07648 | Welch Allyn Inc | GS 777 |  |  | MH MG-(SL)-Physicians At Sugar Creek | MHHS-MG |  | Oto/Ophthalmoscope |  | 129-07648 | 129-07648 | Sugar Land | MHHS-MG | MH MG-(SL)-Physicians At Sugar Creek | NW.5 | 8/1/17 |  |  |  | OPHTHALMOSCOPE/OTOSCOPES | Oto/Ophthalmoscope | OTOOPHTHALMOSCOPE-Welch Allyn-Green Series 777 | OTOOPHTHALMOSCOPE | Green Series 777 |  |  |  | Welch Allyn | Oto/Ophthalmoscope |  | OTOOPHTHALMOSCOPE-Welch Allyn-Green Series 777 |  | 12/6/18 |  |  | Covered PM Repair - Biomedical | MHHS-MG | [8 empty] | OTOOPHTHALMOSCOPE | Oto/Ophthalmoscope | Welch Allyn
NO | YES |  |  |  | 129-07649 | 129-07649 | Welch Allyn Inc | GS 777 |  | NSN | MH MG-(SL)-Physicians At Sugar Creek | MHHS-MG |  | Oto/Ophthalmoscope |  | 129-07649 | 129-07649 | Sugar Land | MHHS-MG | MH MG-(SL)-Physicians At Sugar Creek |  | 8/1/17 | 8/1/18 |  |  | OPHTHALMOSCOPE/OTOSCOPES | Oto/Ophthalmoscope | OTOOPHTHALMOSCOPE-Welch Allyn-Green Series 777 | OTOOPHTHALMOSCOPE | Green Series 777 |  |  |  | Welch Allyn | Oto/Ophthalmoscope |  | OTOOPHTHALMOSCOPE-Welch Allyn-Green Series 777 |  | 10/26/12 |  |  | Covered PM Repair - Biomedical | MHHS-MG | [8 empty] | OTOOPHTHALMOSCOPE | Oto/Ophthalmoscope | Welch Allyn
NO | YES |  |  |  | 129-07650 | 129-07650 | Welch Allyn Inc | GS 777 |  | NSN | MH MG-(SL)-Physicians At Sugar Creek | MHHS-MG |  | Oto/Ophthalmoscope |  | 129-07650 | 129-07650 | Sugar Land | MHHS-MG | MH MG-(SL)-Physicians At Sugar Creek | Gold Exam 3 | 8/1/17 |  |  |  | OPHTHALMOSCOPE/OTOSCOPES | Oto/Ophthalmoscope | OTOOPHTHALMOSCOPE-Welch Allyn-Green Series 777 | OTOOPHTHALMOSCOPE | Green Series 777 |  |  |  | Welch Allyn | Oto/Ophthalmoscope |  | OTOOPHTHALMOSCOPE-Welch Allyn-Green Series 777 |  |  |  |  | Covered PM Repair - Biomedical | MHHS-MG | [8 empty] | OTOOPHTHALMOSCOPE | Oto/Ophthalmoscope | Welch Allyn
NO | YES |  |  |  | 129-07651 | 129-07651 | Welch Allyn Inc | GS 777 |  | NSN | MH MG-(SL)-Physicians At Sugar Creek | MHHS-MG |  | Oto/Ophthalmoscope |  | 129-07651 | 129-07651 | Sugar Land | MHHS-MG | MH MG-(SL)-Physicians At Sugar Creek |  | 8/1/17 | 8/1/18 |  |  | OPHTHALMOSCOPE/OTOSCOPES | Oto/Ophthalmoscope | OTOOPHTHALMOSCOPE-Welch Allyn-Green Series 777 | OTOOPHTHALMOSCOPE | Green Series 777 |  |  |  | Welch Allyn | Oto/Ophthalmoscope |  | OTOOPHTHALMOSCOPE-Welch Allyn-Green Series 777 |  | 12/20/12 |  |  | Covered PM Repair - Biomedical | MHHS-MG | [8 empty] | OTOOPHTHALMOSCOPE | Oto/Ophthalmoscope | Welch Allyn
NO | YES |  |  |  | 129-07652 | 129-07652 | Welch Allyn Inc | GS 777 |  |  | MH MG-(SL)-Physicians At Sugar Creek | MHHS-MG |  | Oto/Ophthalmoscope |  | 129-07652 | 129-07652 | Sugar Land | MHHS-MG | MH MG-(SL)-Physicians At Sugar Creek | SW.3 | 8/1/17 |  |  |  | OPHTHALMOSCOPE/OTOSCOPES | Oto/Ophthalmoscope | OTOOPHTHALMOSCOPE-Welch Allyn-Green Series 777 | OTOOPHTHALMOSCOPE | Green Series 777 |  |  |  | Welch Allyn | Oto/Ophthalmoscope |  | OTOOPHTHALMOSCOPE-Welch Allyn-Green Series 777 |  |  |  |  | Covered PM Repair - Biomedical | MHHS-MG | [8 empty] | OTOOPHTHALMOSCOPE | Oto/Ophthalmoscope | Welch Allyn
NO | YES |  |  |  | 129-07653 | 129-07653 | Welch Allyn Inc | GS 777 |  | NSN | MH MG-(SL)-Physicians At Sugar Creek | MHHS-MG |  | Oto/Ophthalmoscope |  | 129-07653 | 129-07653 | Sugar Land | MHHS-MG | MH MG-(SL)-Physicians At Sugar Creek | Exam 2 | 8/1/17 |  |  |  | OPHTHALMOSCOPE/OTOSCOPES | Oto/Ophthalmoscope | OTOOPHTHALMOSCOPE-Welch Allyn-Green Series 777 | OTOOPHTHALMOSCOPE | Green Series 777 |  |  |  | Welch Allyn | Oto/Ophthalmoscope |  | OTOOPHTHALMOSCOPE-Welch Allyn-Green Series 777 |  |  |  |  | Covered PM Repair - Biomedical | MHHS-MG | [8 empty] | OTOOPHTHALMOSCOPE | Oto/Ophthalmoscope | Welch Allyn
NO | YES |  |  |  | 129-07654 | 129-07654 | Welch Allyn Inc | GS 777 |  | NSN | MH MG-(SL)-Physicians At Sugar Creek | MHHS-MG |  | Oto/Ophthalmoscope |  | 129-07654 | 129-07654 | Sugar Land | MHHS-MG | MH MG-(SL)-Physicians At Sugar Creek | Exam 6 | 8/1/17 |  |  | One time safety | OPHTHALMOSCOPE/OTOSCOPES | Oto/Ophthalmoscope | OTOOPHTHALMOSCOPE-Welch Allyn-Green Series 777 | OTOOPHTHALMOSCOPE | Green Series 777 |  |  |  | Welch Allyn | Oto/Ophthalmoscope |  | OTOOPHTHALMOSCOPE-Welch Allyn-Green Series 777 |  |  |  |  | Clinical Miscellaneous | MHHS-MG | [8 empty] | OTOOPHTHALMOSCOPE | Oto/Ophthalmoscope | Welch Allyn
NO | YES |  |  |  | 129-07655 | 129-07655 | Welch Allyn Inc | GS 777 |  |  | MH MG-(SL)-Physicians At Sugar Creek | MHHS-MG |  | Oto/Ophthalmoscope |  | 129-07655 | 129-07655 | Sugar Land | MHHS-MG | MH MG-(SL)-Physicians At Sugar Creek | SW.10 | 8/1/17 |  |  |  | OPHTHALMOSCOPE/OTOSCOPES | Oto/Ophthalmoscope | OTOOPHTHALMOSCOPE-Welch Allyn-Green Series 777 | OTOOPHTHALMOSCOPE | Green Series 777 |  |  |  | Welch Allyn | Oto/Ophthalmoscope |  | OTOOPHTHALMOSCOPE-Welch Allyn-Green Series 777 |  |  |  |  | Covered PM Repair - Biomedical | MHHS-MG | [8 empty] | OTOOPHTHALMOSCOPE | Oto/Ophthalmoscope | Welch Allyn
NO | YES |  |  |  | 129-07656 | 129-07656 | Welch Allyn Inc | GS 777 |  | NSN | MH MG-(SL)-Physicians At Sugar Creek | MHHS-MG |  | Oto/Ophthalmoscope |  | 129-07656 | 129-07656 | Sugar Land | MHHS-MG | MH MG-(SL)-Physicians At Sugar Creek | Exam 6 | 8/1/17 |  |  | One time safety | OPHTHALMOSCOPE/OTOSCOPES | Oto/Ophthalmoscope | OTOOPHTHALMOSCOPE-Welch Allyn-Green Series 777 | OTOOPHTHALMOSCOPE | Green Series 777 |  |  |  | Welch Allyn | Oto/Ophthalmoscope |  | OTOOPHTHALMOSCOPE-Welch Allyn-Green Series 777 |  |  |  |  | Covered PM Repair - Biomedical | MHHS-MG | [8 empty] | OTOOPHTHALMOSCOPE | Oto/Ophthalmoscope | Welch Allyn
NO | YES |  |  |  | 129-07657 | 129-07657 | Welch Allyn Inc | GS 777 |  | NSN | MH MG-(SL)-Physicians At Sugar Creek | MHHS-MG |  | Oto/Ophthalmoscope |  | 129-07657 | 129-07657 | Sugar Land | MHHS-MG | MH MG-(SL)-Physicians At Sugar Creek | Exam 4 | 8/1/17 |  |  |  | OPHTHALMOSCOPE/OTOSCOPES | Oto/Ophthalmoscope | OTOOPHTHALMOSCOPE-Welch Allyn-Green Series 777 | OTOOPHTHALMOSCOPE | Green Series 777 |  |  |  | Welch Allyn | Oto/Ophthalmoscope |  | OTOOPHTHALMOSCOPE-Welch Allyn-Green Series 777 |  |  |  |  | Covered PM Repair - Biomedical | MHHS-MG | [8 empty] | OTOOPHTHALMOSCOPE | Oto/Ophthalmoscope | Welch Allyn
NO | YES |  |  |  | 129-07658 | 129-07658 | Welch Allyn Inc | GS 777 |  | NSN | MH MG-(SL)-Physicians At Sugar Creek | MHHS-MG |  | Oto/Ophthalmoscope |  | 129-07658 | 129-07658 | Sugar Land | MHHS-MG | MH MG-(SL)-Physicians At Sugar Creek | Exam 7 | 8/1/17 |  |  |  | OPHTHALMOSCOPE/OTOSCOPES | Oto/Ophthalmoscope | OTOOPHTHALMOSCOPE-Welch Allyn-Green Series 777 | OTOOPHTHALMOSCOPE | Green Series 777 |  |  |  | Welch Allyn | Oto/Ophthalmoscope |  | OTOOPHTHALMOSCOPE-Welch Allyn-Green Series 777 |  | 8/1/18 |  |  | Covered PM Repair - Biomedical | MHHS-MG | [8 empty] | OTOOPHTHALMOSCOPE | Oto/Ophthalmoscope | Welch Allyn
NO | YES |  |  |  | 129-07659 | 129-07659 | Welch Allyn Inc | GS 777 |  | NSN | MH MG-(SL)-Physicians At Sugar Creek | MHHS-MG |  | Oto/Ophthalmoscope |  | 129-07659 | 129-07659 | Sugar Land | MHHS-MG | MH MG-(SL)-Physicians At Sugar Creek | Exam 4 | 8/1/17 |  |  |  | OPHTHALMOSCOPE/OTOSCOPES | Oto/Ophthalmoscope | OTOOPHTHALMOSCOPE-Welch Allyn-Green Series 777 | OTOOPHTHALMOSCOPE | Green Series 777 |  |  |  | Welch Allyn | Oto/Ophthalmoscope |  | OTOOPHTHALMOSCOPE-Welch Allyn-Green Series 777 |  |  |  |  | Covered PM Repair - Biomedical | MHHS-MG | [8 empty] | OTOOPHTHALMOSCOPE | Oto/Ophthalmoscope | Welch Allyn
NO | YES |  |  |  | 129-07660 | 129-07660 | Welch Allyn Inc | GS 777 |  | NSN | MH MG-(SL)-Physicians At Sugar Creek | MHHS-MG |  | Oto/Ophthalmoscope |  | 129-07660 | 129-07660 | Sugar Land | MHHS-MG | MH MG-(SL)-Physicians At Sugar Creek | Orange Exam 11 | 8/1/17 |  |  |  | OPHTHALMOSCOPE/OTOSCOPES | Oto/Ophthalmoscope | OTOOPHTHALMOSCOPE-Welch Allyn-Green Series 777 | OTOOPHTHALMOSCOPE | Green Series 777 |  |  |  | Welch Allyn | Oto/Ophthalmoscope |  | OTOOPHTHALMOSCOPE-Welch Allyn-Green Series 777 |  |  |  |  | Covered PM Repair - Lab Analyzers/Anesth | MHHS-MG | [8 empty] | OTOOPHTHALMOSCOPE | Oto/Ophthalmoscope | Welch Allyn
NO | YES |  |  |  | 129-07664 | 129-07664 | Welch Allyn Inc | GS 777 |  | NSN | MH MG-(SL)-Physicians At Sugar Creek | MHHS-MG |  | Oto/Ophthalmoscope |  | 129-07664 | 129-07664 | Sugar Land | MHHS-MG | MH MG-(SL)-Physicians At Sugar Creek | Gold Pod | 11/1/17 |  |  |  | OPHTHALMOSCOPE/OTOSCOPES | Oto/Ophthalmoscope | OTOOPHTHALMOSCOPE-Welch Allyn-Green Series 777 | OTOOPHTHALMOSCOPE | Green Series 777 |  |  |  | Welch Allyn | Oto/Ophthalmoscope |  | OTOOPHTHALMOSCOPE-Welch Allyn-Green Series 777 |  |  |  |  | Not Covered Vendor Only - Lab Ana/Anes | MHHS-MG | [8 empty] | OTOOPHTHALMOSCOPE | Oto/Ophthalmoscope | Welch Allyn
NO | YES |  |  |  | 129-07667 | 129-07667 | Welch Allyn Inc | GS 777 |  | NSN | MH MG-(SL)-Physicians At Sugar Creek | MHHS-MG |  | Oto/Ophthalmoscope |  | 129-07667 | 129-07667 | Sugar Land | MHHS-MG | MH MG-(SL)-Physicians At Sugar Creek |  | 11/1/17 | 11/1/18 |  |  | OPHTHALMOSCOPE/OTOSCOPES | Oto/Ophthalmoscope | OTOOPHTHALMOSCOPE-Welch Allyn-Green Series 777 | OTOOPHTHALMOSCOPE | Green Series 777 |  |  |  | Welch Allyn | Oto/Ophthalmoscope |  | OTOOPHTHALMOSCOPE-Welch Allyn-Green Series 777 |  | 11/19/15 |  |  | Covered PM Repair - Radiology, Low End | MHHS-MG | [8 empty] | OTOOPHTHALMOSCOPE | Oto/Ophthalmoscope | Welch Allyn
NO | YES |  |  |  | 129-07668 | 129-07668 | Welch Allyn Inc | GS 777 |  | NSN | MH MG-(SL)-Physicians At Sugar Creek | MHHS-MG |  | Oto/Ophthalmoscope |  | 129-07668 | 129-07668 | Sugar Land | MHHS-MG | MH MG-(SL)-Physicians At Sugar Creek | Occupational Health | 11/1/18 |  |  |  | OPHTHALMOSCOPE/OTOSCOPES | Oto/Ophthalmoscope | OTOOPHTHALMOSCOPE-Welch Allyn-Green Series 777 | OTOOPHTHALMOSCOPE | Green Series 777 |  |  |  | Welch Allyn | Oto/Ophthalmoscope |  | OTOOPHTHALMOSCOPE-Welch Allyn-Green Series 777 |  | 6/10/15 |  |  | Covered PM Repair - Biomedical | MHHS-MG | [8 empty] | OTOOPHTHALMOSCOPE | Oto/Ophthalmoscope | Welch Allyn
NO | YES |  |  |  | 129-07669 | 129-07669 | Welch Allyn Inc | GS 777 |  | NSN | MH MG-(SL)-Physicians At Sugar Creek | MHHS-MG |  | Oto/Ophthalmoscope |  | 129-07669 | 129-07669 | Sugar Land | MHHS-MG | MH MG-(SL)-Physicians At Sugar Creek |  | 11/1/18 |  |  |  | OPHTHALMOSCOPE/OTOSCOPES | Oto/Ophthalmoscope | OTOOPHTHALMOSCOPE-Welch Allyn-Green Series 777 | OTOOPHTHALMOSCOPE | Green Series 777 |  |  |  | Welch Allyn | Oto/Ophthalmoscope |  | OTOOPHTHALMOSCOPE-Welch Allyn-Green Series 777 |  | 11/1/17 |  |  | Covered PM Repair - Biomedical | MHHS-MG | [8 empty] | OTOOPHTHALMOSCOPE | Oto/Ophthalmoscope | Welch Allyn
NO | YES |  |  |  | 129-07674 | 129-07674 | Welch Allyn Inc | GS 777 |  | NSN | MH MG-(SL)-Physicians At Sugar Creek | MHHS-MG |  | Oto/Ophthalmoscope |  | 129-07674 | 129-07674 | Sugar Land | MHHS-MG | MH MG-(SL)-Physicians At Sugar Creek | Exam 5 |  |  |  |  | OPHTHALMOSCOPE/OTOSCOPES | Oto/Ophthalmoscope | OTOOPHTHALMOSCOPE-Welch Allyn-Green Series 777 | OTOOPHTHALMOSCOPE | Green Series 777 |  |  |  | Welch Allyn | Oto/Ophthalmoscope |  | OTOOPHTHALMOSCOPE-Welch Allyn-Green Series 777 |  |  |  |  | Covered PM Repair - Biomedical | MHHS-MG | [8 empty] | OTOOPHTHALMOSCOPE | Oto/Ophthalmoscope | Welch Allyn
NO | YES |  |  |  | 129-07676 | 129-07676 | Welch Allyn Inc | GS 777 |  | NSN | MH MG-(SL)-Physicians At Sugar Creek | MHHS-MG |  | Oto/Ophthalmoscope |  | 129-07676 | 129-07676 | Sugar Land | MHHS-MG | MH MG-(SL)-Physicians At Sugar Creek | Orange Exam 10 | 11/1/18 |  |  |  | OPHTHALMOSCOPE/OTOSCOPES | Oto/Ophthalmoscope | OTOOPHTHALMOSCOPE-Welch Allyn-Green Series 777 | OTOOPHTHALMOSCOPE | Green Series 777 |  |  |  | Welch Allyn | Oto/Ophthalmoscope |  | OTOOPHTHALMOSCOPE-Welch Allyn-Green Series 777 |  | 4/16/20 |  |  | Not Covered Vendor Only - Biomedical | MHHS-MG | [8 empty] | OTOOPHTHALMOSCOPE | Oto/Ophthalmoscope | Welch Allyn
NO | YES |  |  |  | 129-07677 | 129-07677 | Welch Allyn Inc | GS 777 |  |  | MH MG-(SL)-Physicians At Sugar Creek | MHHS-MG |  | Oto/Ophthalmoscope |  | 129-07677 | 129-07677 | Sugar Land | MHHS-MG | MH MG-(SL)-Physicians At Sugar Creek | NW.9 | 11/1/18 |  |  |  | OPHTHALMOSCOPE/OTOSCOPES | Oto/Ophthalmoscope | OTOOPHTHALMOSCOPE-Welch Allyn-Green Series 777 | OTOOPHTHALMOSCOPE | Green Series 777 |  |  |  | Welch Allyn | Oto/Ophthalmoscope |  | OTOOPHTHALMOSCOPE-Welch Allyn-Green Series 777 |  | 7/31/12 |  |  | Covered PM Repair - Biomedical | MHHS-MG | [8 empty] | OTOOPHTHALMOSCOPE | Oto/Ophthalmoscope | Welch Allyn
NO | YES |  |  |  | 583-01352 | 583-01352 | Welch Allyn Inc | GS 777 |  | NSN | MH MG-(SL)-Physicians At Sugar Creek | MHHS-MG |  | Oto/Ophthalmoscope |  | 583-01352 | 583-01352 | Sugar Land | MHHS-MG | MH MG-(SL)-Physicians At Sugar Creek | Procedure room 3 | 8/1/17 |  |  | One time safety | OPHTHALMOSCOPE/OTOSCOPES | Oto/Ophthalmoscope | OTOOPHTHALMOSCOPE-Welch Allyn-Green Series 777 | OTOOPHTHALMOSCOPE | Green Series 777 |  |  |  | Welch Allyn | Oto/Ophthalmoscope |  | OTOOPHTHALMOSCOPE-Welch Allyn-Green Series 777 |  | 7/31/12 |  |  | Covered PM Repair - Biomedical | MHHS-MG | [8 empty] | OTOOPHTHALMOSCOPE | Oto/Ophthalmoscope | Welch Allyn
NO | YES |  |  |  | 069-40298 | 069-40298 | Welch Allyn Inc | GS 777 |  | LOT# 15170 | MH MG - (TMC) - INT MED/ENDOCRINOLOGY (STE 2015) | MHHS-MG |  | Oto/Ophthalmoscope |  | 069-40298 | 069-40298 | TMC | Memorial Hermann Medical Group Texas Medical Center Internal Medicine | MH MG - (TMC) - INT MED/ENDOCRINOLOGY (STE 2015) | Room 3 |  |  |  |  | OPHTHALMOSCOPE/OTOSCOPES | Oto/Ophthalmoscope | OTOOPHTHALMOSCOPE-Welch Allyn-Green Series 777 | OTOOPHTHALMOSCOPE | Green Series 777 |  |  |  | Welch Allyn | Oto/Ophthalmoscope |  | OTOOPHTHALMOSCOPE-Welch Allyn-Green Series 777 |  | 12/4/20 |  |  | Not Covered Vendor Only - Rad, Low End | MHHS-MG | [8 empty] | OTOOPHTHALMOSCOPE | Oto/Ophthalmoscope | Welch Allyn
NO | YES |  |  |  | 142-07897 | 142-07897 | Welch Allyn Inc | GS 777 |  |  | NE- 3 WEST TOWER CARDIO | MHHS-Northeast |  | Oto/Ophthalmoscope |  | 142-07897 | 142-07897 | Katy | Memorial Hermann North East Hospital | NE- 3 WEST TOWER CARDIO | MED SURG CARDIAC |  |  |  |  | OPHTHALMOSCOPE/OTOSCOPES |  | OTOOPHTHALMOSCOPE-Welch Allyn-Green Series 777 | OTOOPHTHALMOSCOPE | Green Series 777 |  |  |  | Welch Allyn | Oto/Ophthalmoscope |  | OTOOPHTHALMOSCOPE-Welch Allyn-Green Series 777 |  |  |  |  | Not Covered Vendor Only - Biomedical | MHHS-Northeast
NO | YES |  |  |  | 142-07940 | 142-07940 | Welch Allyn Inc | GS 777 |  |  | NE - 4 WEST TOWER | MHHS-Northeast |  | Oto/Ophthalmoscope |  | 142-07940 | 142-07940 | Katy | Memorial Hermann Northeast Hospital | NE - 4 WEST TOWER | Neuroscience Clean Storage |  |  |  | 1 time pm sticker | OPHTHALMOSCOPE/OTOSCOPES |  | OTOOPHTHALMOSCOPE-Welch Allyn-Green Series 777 | OTOOPHTHALMOSCOPE | Green Series 777 |  |  |  | Welch Allyn | Oto/Ophthalmoscope |  | OTOOPHTHALMOSCOPE-Welch Allyn-Green Series 777 |  |  |  |  | Not Covered Vendor Only - Biomedical | MHHS-Northeast
NO | YES |  |  |  | 142-07954 | 142-07954 | Welch Allyn Inc | GS 777 |  |  | NE - 4 WEST TOWER | MHHS-Northeast |  | Oto/Ophthalmoscope |  | 142-07954 | 142-07954 | Katy | Memorial Hermann | NE - 4 WEST TOWER | Med surg |  |  |  | No pm | OPHTHALMOSCOPE/OTOSCOPES |  | OTOOPHTHALMOSCOPE-Welch Allyn-Green Series 777 | OTOOPHTHALMOSCOPE | Green Series 777 |  |  |  | Welch Allyn | Oto/Ophthalmoscope |  | OTOOPHTHALMOSCOPE-Welch Allyn-Green Series 777 |  |  |  |  | Not Covered Vendor Only - Biomedical | MHHS-Northeast
NO | YES |  |  |  | 000-04917 | 000-04917 | Welch Allyn Inc | GS 777 |  | 000-04917 | SC CCC-(NE)-Emergency Room | MHHS-Summer Creek CCC |  | Oto/Ophthalmoscope |  | 000-04917 | 000-04917 | Katy | MHHS-Others | SC CCC-(NE)-Emergency Room | Exam 9 | 9/1/19 |  |  |  | OPHTHALMOSCOPE/OTOSCOPES | Oto/Ophthalmoscope | OTOOPHTHALMOSCOPE-Welch Allyn-Green Series 777 | OTOOPHTHALMOSCOPE | Green Series 777 |  |  |  | Welch Allyn | Oto/Ophthalmoscope |  | OTOOPHTHALMOSCOPE-Welch Allyn-Green Series 777 |  |  |  |  | Covered PM Repair - Radiology, Low End | MHHS-Summer Creek CCC | [8 empty] | OTOOPHTHALMOSCOPE | Oto/Ophthalmoscope | Welch Allyn
NO | YES |  |  |  | 000-04921 | 000-04921 | Welch Allyn Inc | GS 777 |  | 000-04921 | SC CCC-(NE)-Emergency Room | MHHS-Summer Creek CCC |  | Oto/Ophthalmoscope |  | 000-04921 | 000-04921 | Katy | MHHS-Others | SC CCC-(NE)-Emergency Room |  | 9/1/19 | 9/1/20 |  |  | OPHTHALMOSCOPE/OTOSCOPES | Oto/Ophthalmoscope | OTOOPHTHALMOSCOPE-Welch Allyn-Green Series 777 | OTOOPHTHALMOSCOPE | Green Series 777 |  |  |  | Welch Allyn | Oto/Ophthalmoscope |  | OTOOPHTHALMOSCOPE-Welch Allyn-Green Series 777 |  |  |  |  | Covered PM Repair - Biomedical | MHHS-Summer Creek CCC | [8 empty] | OTOOPHTHALMOSCOPE | Oto/Ophthalmoscope | Welch Allyn
NO | YES |  |  |  | 000-04923 | 000-04923 | Welch Allyn Inc | GS 777 |  | 000-04923 | SC CCC-(NE)-Emergency Room | MHHS-Summer Creek CCC |  | Oto/Ophthalmoscope |  | 000-04923 | 000-04923 | Katy | MHHS-Others | SC CCC-(NE)-Emergency Room |  | 9/1/19 | 9/1/20 |  |  | OPHTHALMOSCOPE/OTOSCOPES | Oto/Ophthalmoscope | OTOOPHTHALMOSCOPE-Welch Allyn-Green Series 777 | OTOOPHTHALMOSCOPE | Green Series 777 |  |  |  | Welch Allyn | Oto/Ophthalmoscope |  | OTOOPHTHALMOSCOPE-Welch Allyn-Green Series 777 |  |  |  |  | Covered PM Repair - Biomedical | MHHS-Summer Creek CCC | [8 empty] | OTOOPHTHALMOSCOPE | Oto/Ophthalmoscope | Welch Allyn
NO | YES | Serial Number 16140 |  |  | 005-10452 | 005-10452 | Welch Allyn Inc | GS 777 |  |  | SE-Emergency Center | MHHS-Southeast |  | Oto/Ophthalmoscope |  | 005-10452 | 005-10452 | Southeast | MHHS-Southeast | SE-Emergency Center | SE - EMERGENCY CENTER |  |  |  |  | OPHTHALMOSCOPE/OTOSCOPES |  | OTOOPHTHALMOSCOPE-Welch Allyn-Green Series 777 | OTOOPHTHALMOSCOPE | Green Series 777 |  |  |  | Welch Allyn | Oto/Ophthalmoscope |  | OTOOPHTHALMOSCOPE-Welch Allyn-Green Series 777 |  | 7/6/18 |  |  | Covered PM Repair - Biomedical | MHHS-Southeast
NO | YES |  |  |  | 069-47027 | 069-47027 | Welch Allyn Inc | GS 777 |  | 069-47027 | TMC-Sarofim 1-Adult ER | MHHS-TMC |  | Oto/Ophthalmoscope |  | 069-47027 | 069-47027 | TMC | MHHS-TMC | TMC-Sarofim 1-Adult ER | [5 empty] | OPHTHALMOSCOPE/OTOSCOPES | Oto/Ophthalmoscope | OTOOPHTHALMOSCOPE-Welch Allyn-Green Series 777 | OTOOPHTHALMOSCOPE | Green Series 777 |  |  |  | Welch Allyn | Oto/Ophthalmoscope |  | OTOOPHTHALMOSCOPE-Welch Allyn-Green Series 777 |  | 1/1/00 |  |  | Covered PM Repair - Biomedical | MHHS-TMC | [8 empty] | OTOOPHTHALMOSCOPE | Oto/Ophthalmoscope | Welch Allyn
NO | YES |  |  |  | 069-47028 | 069-47028 | Welch Allyn Inc | GS 777 |  | 069-47028 | TMC-Sarofim 1-Adult ER | MHHS-TMC |  | Oto/Ophthalmoscope |  | 069-47028 | 069-47028 | TMC | MHHS-TMC | TMC-Sarofim 1-Adult ER | Trauma 12 |  |  |  |  | OPHTHALMOSCOPE/OTOSCOPES | Oto/Ophthalmoscope | OTOOPHTHALMOSCOPE-Welch Allyn-Green Series 777 | OTOOPHTHALMOSCOPE | Green Series 777 |  |  |  | Welch Allyn | Oto/Ophthalmoscope |  | OTOOPHTHALMOSCOPE-Welch Allyn-Green Series 777 |  | 3/1/14 |  |  | Covered PM Repair - Biomedical | MHHS-TMC | [8 empty] | OTOOPHTHALMOSCOPE | Oto/Ophthalmoscope | Welch Allyn
NO | YES |  |  |  | 069-47029 | 069-47029 | Welch Allyn Inc | GS 777 |  | 069-47029 | TMC-Hermann-Adult ER (1Hp) |  |  | Oto/Ophthalmoscope |  | 069-47029 | 069-47029 | TMC | MHHS-TMC | TMC-Hermann-Adult ER (1Hp) | Trauma 06 |  |  |  | No PM Sticker | OPHTHALMOSCOPE/OTOSCOPES | Oto/Ophthalmoscope | OTOOPHTHALMOSCOPE-Welch Allyn-Green Series 777 | OTOOPHTHALMOSCOPE | Green Series 777 |  |  |  | Welch Allyn | Oto/Ophthalmoscope |  | OTOOPHTHALMOSCOPE-Welch Allyn-Green Series 777 |  | 1/24/07 |  |  | Covered PM Repair - Biomedical | [9 empty] | OTOOPHTHALMOSCOPE | Oto/Ophthalmoscope | Welch Allyn
NO | YES |  |  |  | 069-47030 | 069-47030 | Welch Allyn Inc | GS 777 |  | 069-47030 | TMC-Sarofim 1-Adult ER | MHHS-TMC |  | Oto/Ophthalmoscope |  | 069-47030 | 069-47030 | TMC | MHHS-TMC | TMC-Sarofim 1-Adult ER | TMC - SAROFIM 1 - ADULT T16 |  |  |  |  | OPHTHALMOSCOPE/OTOSCOPES | Oto/Ophthalmoscope | OTOOPHTHALMOSCOPE-Welch Allyn-Green Series 777 | OTOOPHTHALMOSCOPE | Green Series 777 |  |  |  | Welch Allyn | Oto/Ophthalmoscope |  | OTOOPHTHALMOSCOPE-Welch Allyn-Green Series 777 |  | 1/1/10 |  |  | Covered PM Repair - Biomedical | MHHS-TMC | [8 empty] | OTOOPHTHALMOSCOPE | Oto/Ophthalmoscope | Welch Allyn
NO | YES |  |  |  | 069-47032 | 069-47032 | Welch Allyn Inc | GS 777 |  | 069-47032 | TMC-Sarofim 1-Adult ER | MHHS-TMC |  | Oto/Ophthalmoscope |  | 069-47032 | 069-47032 | TMC | MHHS-TMC | TMC-Sarofim 1-Adult ER | TMC - SAROFIM 1 - ADULT T16 |  |  |  |  | OPHTHALMOSCOPE/OTOSCOPES | Oto/Ophthalmoscope | OTOOPHTHALMOSCOPE-Welch Allyn-Green Series 777 | OTOOPHTHALMOSCOPE | Green Series 777 |  |  |  | Welch Allyn | Oto/Ophthalmoscope |  | OTOOPHTHALMOSCOPE-Welch Allyn-Green Series 777 |  |  |  |  | Covered PM Repair - Biomedical | MHHS-TMC | [8 empty] | OTOOPHTHALMOSCOPE | Oto/Ophthalmoscope | Welch Allyn
NO | YES |  |  |  | 069-47035 | 069-47035 | Welch Allyn Inc | GS 777 |  | 069-47035 | TMC-Sarofim 1-Adult ER | MHHS-TMC |  | Oto/Ophthalmoscope |  | 069-47035 | 069-47035 | TMC | MHHS-TMC | TMC-Sarofim 1-Adult ER | 9A |  |  |  |  | OPHTHALMOSCOPE/OTOSCOPES | Oto/Ophthalmoscope | OTOOPHTHALMOSCOPE-Welch Allyn-Green Series 777 | OTOOPHTHALMOSCOPE | Green Series 777 |  |  |  | Welch Allyn | Oto/Ophthalmoscope |  | OTOOPHTHALMOSCOPE-Welch Allyn-Green Series 777 |  | 5/20/19 |  |  | Covered PM Repair - Biomedical | MHHS-TMC | [8 empty] | OTOOPHTHALMOSCOPE | Oto/Ophthalmoscope | Welch Allyn
NO | YES |  |  |  | 069-47036 | 069-47036 | Welch Allyn Inc | GS 777 |  | 069-47036 | TWC | MHHS-TMC |  | Oto/Ophthalmoscope |  | 069-47036 | 069-47036 | TMC | Memorial Hermann-Texas Medical Center | TWC | Trauma RM 10 |  |  |  | No PM required | OPHTHALMOSCOPE/OTOSCOPES | Oto/Ophthalmoscope | OTOOPHTHALMOSCOPE-Welch Allyn-Green Series 777 | OTOOPHTHALMOSCOPE | Green Series 777 |  |  |  | Welch Allyn | Oto/Ophthalmoscope |  | OTOOPHTHALMOSCOPE-Welch Allyn-Green Series 777 |  | 5/20/19 |  |  | Covered PM Repair - Biomedical | MHHS-TMC | [8 empty] | OTOOPHTHALMOSCOPE | Oto/Ophthalmoscope | Welch Allyn
NO | YES |  |  |  | 069-47037 | 069-47037 | Welch Allyn Inc | GS 777 |  | 069-47037 | ER | MHHS-TMC |  | Oto/Ophthalmoscope |  | 069-47037 | 069-47037 | TMC | Memorial Hermann-Texas Medical Center | ER | Trama 13 |  |  |  |  | OPHTHALMOSCOPE/OTOSCOPES | Oto/Ophthalmoscope | OTOOPHTHALMOSCOPE-Welch Allyn-Green Series 777 | OTOOPHTHALMOSCOPE | Green Series 777 |  |  |  | Welch Allyn | Oto/Ophthalmoscope |  | OTOOPHTHALMOSCOPE-Welch Allyn-Green Series 777 |  | 7/1/14 |  |  | Covered PM Repair - Biomedical | MHHS-TMC | [8 empty] | OTOOPHTHALMOSCOPE | Oto/Ophthalmoscope | Welch Allyn
NO | YES |  |  |  | 069-47056 | 069-47056 | Welch Allyn Inc | GS 777 |  | 069-47056 | TMC - HVI - ER | MHHS-TMC |  | Oto/Ophthalmoscope |  | 069-47056 | 069-47056 | TMC | Memorial Hermann- Texas Medical Center | TMC - HVI - ER | Trauma 06 |  |  |  | No PM Sticker | OPHTHALMOSCOPE/OTOSCOPES | Oto/Ophthalmoscope | OTOOPHTHALMOSCOPE-Welch Allyn-Green Series 777 | OTOOPHTHALMOSCOPE | Green Series 777 |  |  |  | Welch Allyn | Oto/Ophthalmoscope |  | OTOOPHTHALMOSCOPE-Welch Allyn-Green Series 777 |  |  |  |  | Covered PM Repair - Biomedical | MHHS-TMC | [8 empty] | OTOOPHTHALMOSCOPE | Oto/Ophthalmoscope | Welch Allyn
NO | YES |  |  |  | 069-47364 | 069-47364 | Welch Allyn Inc | GS 777 |  | 069-47364 | TMC-Hermann-Adult ER (1Hp) | MHHS-TMC |  | Oto/Ophthalmoscope |  | 069-47364 | 069-47364 | TMC | MHHS-TMC | TMC-Hermann-Adult ER (1Hp) | TMC - HERMANN - ADULT ER |  |  |  |  | OPHTHALMOSCOPE/OTOSCOPES | Oto/Ophthalmoscope | OTOOPHTHALMOSCOPE-Welch Allyn-Green Series 777 | OTOOPHTHALMOSCOPE | Green Series 777 |  |  |  | Welch Allyn | Oto/Ophthalmoscope |  | OTOOPHTHALMOSCOPE-Welch Allyn-Green Series 777 |  |  |  |  | Covered PM Repair - Biomedical | MHHS-TMC | [8 empty] | OTOOPHTHALMOSCOPE | Oto/Ophthalmoscope | Welch Allyn
NO | YES |  |  |  | 069-47368 | 069-47368 | Welch Allyn Inc | GS 777 |  | 069-47368 | TMC-Sarofim 1-Adult ER | MHHS-TMC |  | Oto/Ophthalmoscope |  | 069-47368 | 069-47368 | TMC | MHHS-TMC | TMC-Sarofim 1-Adult ER | Er 04 |  |  |  | No PM Sticker | OPHTHALMOSCOPE/OTOSCOPES | Oto/Ophthalmoscope | OTOOPHTHALMOSCOPE-Welch Allyn-Green Series 777 | OTOOPHTHALMOSCOPE | Green Series 777 |  |  |  | Welch Allyn | Oto/Ophthalmoscope |  | OTOOPHTHALMOSCOPE-Welch Allyn-Green Series 777 |  | 1/28/20 |  |  | Not Covered Vendor Only - Biomedical | MHHS-TMC | [8 empty] | OTOOPHTHALMOSCOPE | Oto/Ophthalmoscope | Welch Allyn
NO | YES |  |  |  | 069-47371 | 069-47371 | Welch Allyn Inc | GS 777 |  | 069-47371 | ER | MHHS-TMC |  | Oto/Ophthalmoscope |  | 069-47371 | 069-47371 | TMC | Memorial Hermann-Texas Medical Center | ER | Trama 8 |  |  |  |  | OPHTHALMOSCOPE/OTOSCOPES | Oto/Ophthalmoscope | OTOOPHTHALMOSCOPE-Welch Allyn-Green Series 777 | OTOOPHTHALMOSCOPE | Green Series 777 |  |  |  | Welch Allyn | Oto/Ophthalmoscope |  | OTOOPHTHALMOSCOPE-Welch Allyn-Green Series 777 |  | 1/28/20 |  |  | Not Covered Vendor Only - Biomedical | MHHS-TMC | [8 empty] | OTOOPHTHALMOSCOPE | Oto/Ophthalmoscope | Welch Allyn
NO | YES |  |  |  | 069-47372 | 069-47372 | Welch Allyn Inc | GS 777 |  | 069-47372 | TMC-Sarofim 1-Adult ER | MHHS-TMC |  | Oto/Ophthalmoscope |  | 069-47372 | 069-47372 | TMC | MHHS-TMC | TMC-Sarofim 1-Adult ER | 9A |  |  |  |  | OPHTHALMOSCOPE/OTOSCOPES | Oto/Ophthalmoscope | OTOOPHTHALMOSCOPE-Welch Allyn-Green Series 777 | OTOOPHTHALMOSCOPE | Green Series 777 |  |  |  | Welch Allyn | Oto/Ophthalmoscope |  | OTOOPHTHALMOSCOPE-Welch Allyn-Green Series 777 |  | 1/28/20 |  |  | Not Covered Vendor Only - Biomedical | MHHS-TMC | [8 empty] | OTOOPHTHALMOSCOPE | Oto/Ophthalmoscope | Welch Allyn
NO | YES |  |  |  | 069-47374 | 069-47374 | Welch Allyn Inc | GS 777 |  | 069-47374 | ER | MHHS-TMC |  | Oto/Ophthalmoscope |  | 069-47374 | 069-47374 | TMC | Memorial Hermann-Texas Medical Center | ER | Trama 11 |  |  |  |  | OPHTHALMOSCOPE/OTOSCOPES | Oto/Ophthalmoscope | OTOOPHTHALMOSCOPE-Welch Allyn-Green Series 777 | OTOOPHTHALMOSCOPE | Green Series 777 |  |  |  | Welch Allyn | Oto/Ophthalmoscope |  | OTOOPHTHALMOSCOPE-Welch Allyn-Green Series 777 |  |  |  |  | Covered PM Repair - Biomedical | MHHS-TMC | [8 empty] | OTOOPHTHALMOSCOPE | Oto/Ophthalmoscope | Welch Allyn
NO | YES |  |  |  | 069-47377 | 069-47377 | Welch Allyn Inc | GS 777 |  | 069-47377 | TMC-Sarofim 1-Adult ER | MHHS-TMC |  | Oto/Ophthalmoscope |  | 069-47377 | 069-47377 | TMC | MHHS-TMC | TMC-Sarofim 1-Adult ER | Er 4 |  |  |  |  | OPHTHALMOSCOPE/OTOSCOPES | Oto/Ophthalmoscope | OTOOPHTHALMOSCOPE-Welch Allyn-Green Series 777 | OTOOPHTHALMOSCOPE | Green Series 777 |  |  |  | Welch Allyn | Oto/Ophthalmoscope |  | OTOOPHTHALMOSCOPE-Welch Allyn-Green Series 777 |  | 1/28/20 |  |  | Not Covered Vendor Only - Biomedical | MHHS-TMC | [8 empty] | OTOOPHTHALMOSCOPE | Oto/Ophthalmoscope | Welch Allyn
NO | YES |  |  |  | 069-47379 | 069-47379 | Welch Allyn Inc | GS 777 |  | 069-47379 | TMC-Sarofim 1-Adult ER | MHHS-TMC |  | Oto/Ophthalmoscope |  | 069-47379 | 069-47379 | TMC | MHHS-TMC | TMC-Sarofim 1-Adult ER | [5 empty] | OPHTHALMOSCOPE/OTOSCOPES | Oto/Ophthalmoscope | OTOOPHTHALMOSCOPE-Welch Allyn-Green Series 777 | OTOOPHTHALMOSCOPE | Green Series 777 |  |  |  | Welch Allyn | Oto/Ophthalmoscope |  | OTOOPHTHALMOSCOPE-Welch Allyn-Green Series 777 |  | 1/28/20 |  |  | Not Covered Vendor Only - Biomedical | MHHS-TMC | [8 empty] | OTOOPHTHALMOSCOPE | Oto/Ophthalmoscope | Welch Allyn
NO | YES |  |  |  | 069-47453 | 069-47453 | Welch Allyn Inc | GS 777 |  | 069-47453 | TMC-Sarofim 1-Adult ER | MHHS-TMC |  | Oto/Ophthalmoscope |  | 069-47453 | 069-47453 | TMC | MHHS-TMC | TMC-Sarofim 1-Adult ER | Er 7 |  |  |  |  | OPHTHALMOSCOPE/OTOSCOPES | Oto/Ophthalmoscope | OTOOPHTHALMOSCOPE-Welch Allyn-Green Series 777 | OTOOPHTHALMOSCOPE | Green Series 777 |  |  |  | Welch Allyn | Oto/Ophthalmoscope |  | OTOOPHTHALMOSCOPE-Welch Allyn-Green Series 777 |  | 7/24/14 |  |  | Covered PM Repair - Biomedical | MHHS-TMC | [8 empty] | OTOOPHTHALMOSCOPE | Oto/Ophthalmoscope | Welch Allyn
NO | YES |  |  |  | 069-47460 | 069-47460 | Welch Allyn Inc | GS 777 |  | 069-47460 | TMC-Sarofim 1-Adult ER | MHHS-TMC |  | Oto/Ophthalmoscope |  | 069-47460 | 069-47460 | TMC | MHHS-TMC | TMC-Sarofim 1-Adult ER | Trauma 7 |  |  |  |  | OPHTHALMOSCOPE/OTOSCOPES | Oto/Ophthalmoscope | OTOOPHTHALMOSCOPE-Welch Allyn-Green Series 777 | OTOOPHTHALMOSCOPE | Green Series 777 |  |  |  | Welch Allyn | Oto/Ophthalmoscope |  | OTOOPHTHALMOSCOPE-Welch Allyn-Green Series 777 |  | 7/24/14 |  |  | Covered PM Repair - Biomedical | MHHS-TMC | [8 empty] | OTOOPHTHALMOSCOPE | Oto/Ophthalmoscope | Welch Allyn
NO | YES |  |  |  | 069-47501 | 069-47501 | Welch Allyn Inc | GS 777 |  | 069-47501 | TMC-Sarofim 1-Adult ER | MHHS-TMC |  | Oto/Ophthalmoscope |  | 069-47501 | 069-47501 | TMC | MHHS-TMC | TMC-Sarofim 1-Adult ER | Er 6 |  |  |  |  | OPHTHALMOSCOPE/OTOSCOPES | Oto/Ophthalmoscope | OTOOPHTHALMOSCOPE-Welch Allyn-Green Series 777 | OTOOPHTHALMOSCOPE | Green Series 777 |  |  |  | Welch Allyn | Oto/Ophthalmoscope |  | OTOOPHTHALMOSCOPE-Welch Allyn-Green Series 777 |  | 6/4/20 |  |  | Not Covered Vendor Only - Biomedical | MHHS-TMC | [8 empty] | OTOOPHTHALMOSCOPE | Oto/Ophthalmoscope | Welch Allyn
NO | YES |  |  |  | 069-47522 | 069-47522 | Welch Allyn Inc | GS 777 |  | 069-47522 | TWC | MHHS-TMC |  | Oto/Ophthalmoscope |  | 069-47522 | 069-47522 | TMC | Memorial Hermann-Texas Medical Center | TWC | Trauma Rm 10 |  |  |  | No PM required | OPHTHALMOSCOPE/OTOSCOPES | Oto/Ophthalmoscope | OTOOPHTHALMOSCOPE-Welch Allyn-Green Series 777 | OTOOPHTHALMOSCOPE | Green Series 777 |  |  |  | Welch Allyn | Oto/Ophthalmoscope |  | OTOOPHTHALMOSCOPE-Welch Allyn-Green Series 777 |  | 6/4/20 |  |  | Not Covered Vendor Only - Biomedical | MHHS-TMC | [8 empty] | OTOOPHTHALMOSCOPE | Oto/Ophthalmoscope | Welch Allyn
NO | YES |  |  |  | 069-47528 | 069-47528 | Welch Allyn Inc | GS 777 |  | 069-47528 | TMC-Sarofim 1-Adult ER | MHHS-TMC |  | Oto/Ophthalmoscope |  | 069-47528 | 069-47528 | TMC | MHHS-TMC | TMC-Sarofim 1-Adult ER | Er05 | 3/1/20 |  |  | No PM Sticker | OPHTHALMOSCOPE/OTOSCOPES | Oto/Ophthalmoscope | OTOOPHTHALMOSCOPE-Welch Allyn-Green Series 777 | OTOOPHTHALMOSCOPE | Green Series 777 |  |  |  | Welch Allyn | Oto/Ophthalmoscope |  | OTOOPHTHALMOSCOPE-Welch Allyn-Green Series 777 |  | 6/14/14 |  |  | Covered PM Repair - Respiratory/Steriliz | MHHS-TMC | [8 empty] | OTOOPHTHALMOSCOPE | Oto/Ophthalmoscope | Welch Allyn
NO | YES |  |  |  | 069-47529 | 069-47529 | Welch Allyn Inc | GS 777 |  | 069-47529 | TMC-Sarofim 1-Adult ER | MHHS-TMC |  | Oto/Ophthalmoscope |  | 069-47529 | 069-47529 | TMC | MHHS-TMC | TMC-Sarofim 1-Adult ER | [5 empty] | OPHTHALMOSCOPE/OTOSCOPES | Oto/Ophthalmoscope | OTOOPHTHALMOSCOPE-Welch Allyn-Green Series 777 | OTOOPHTHALMOSCOPE | Green Series 777 |  |  |  | Welch Allyn | Oto/Ophthalmoscope |  | OTOOPHTHALMOSCOPE-Welch Allyn-Green Series 777 |  |  |  |  | Covered PM Repair - Biomedical | MHHS-TMC | [8 empty] | OTOOPHTHALMOSCOPE | Oto/Ophthalmoscope | Welch Allyn
NO | YES |  |  |  | 069-47532 | 069-47532 | Welch Allyn Inc | GS 777 |  | 069-47532 | TMC-Sarofim 1-Adult ER | MHHS-TMC |  | Oto/Ophthalmoscope |  | 069-47532 | 069-47532 | TMC | MHHS-TMC | TMC-Sarofim 1-Adult ER | Trauma 12 |  |  |  |  | OPHTHALMOSCOPE/OTOSCOPES | Oto/Ophthalmoscope | OTOOPHTHALMOSCOPE-Welch Allyn-Green Series 777 | OTOOPHTHALMOSCOPE | Green Series 777 |  |  |  | Welch Allyn | Oto/Ophthalmoscope |  | OTOOPHTHALMOSCOPE-Welch Allyn-Green Series 777 |  | 6/25/20 |  |  | Not Covered Vendor Only - Biomedical | MHHS-TMC | [8 empty] | OTOOPHTHALMOSCOPE | Oto/Ophthalmoscope | Welch Allyn
NO | YES |  |  |  | 069-47662 | 069-47662 | Welch Allyn Inc | GS 777 |  | 069-47662 | TMC-Sarofim 1-Adult ER | MHHS-TMC |  | Oto/Ophthalmoscope |  | 069-47662 | 069-47662 | TMC | MHHS-TMC | TMC-Sarofim 1-Adult ER | [5 empty] | OPHTHALMOSCOPE/OTOSCOPES | Oto/Ophthalmoscope | OTOOPHTHALMOSCOPE-Welch Allyn-Green Series 777 | OTOOPHTHALMOSCOPE | Green Series 777 |  |  |  | Welch Allyn | Oto/Ophthalmoscope |  | OTOOPHTHALMOSCOPE-Welch Allyn-Green Series 777 |  | 1/28/20 |  |  | Not Covered Vendor Only - Biomedical | MHHS-TMC | [8 empty] | OTOOPHTHALMOSCOPE | Oto/Ophthalmoscope | Welch Allyn
NO | YES |  |  |  | 069-47663 | 069-47663 | Welch Allyn Inc | GS 777 |  | 069-47663 | ER | MHHS-TMC |  | Oto/Ophthalmoscope |  | 069-47663 | 069-47663 | TMC | Memorial Hermann-Texas Medical Center | ER | Trama 13 |  |  |  |  | OPHTHALMOSCOPE/OTOSCOPES | Oto/Ophthalmoscope | OTOOPHTHALMOSCOPE-Welch Allyn-Green Series 777 | OTOOPHTHALMOSCOPE | Green Series 777 |  |  |  | Welch Allyn | Oto/Ophthalmoscope |  | OTOOPHTHALMOSCOPE-Welch Allyn-Green Series 777 |  | 12/10/19 |  |  | Covered PM Repair - Biomedical | MHHS-TMC | [8 empty] | OTOOPHTHALMOSCOPE | Oto/Ophthalmoscope | Welch Allyn
NO | YES |  |  |  | 069-47033 | 069-47033 | Welch Allyn Inc | GS 777 |  | 069-47033 | TMC-Sarofim 1-Pedi ER | MHHS-TMC |  | Oto/Ophthalmoscope |  | 069-47033 | 069-47033 | TMC | MHHS-TMC | TMC-Sarofim 1-Pedi ER | [5 empty] | OPHTHALMOSCOPE/OTOSCOPES | Oto/Ophthalmoscope | OTOOPHTHALMOSCOPE-Welch Allyn-Green Series 777 | OTOOPHTHALMOSCOPE | Green Series 777 |  |  |  | Welch Allyn | Oto/Ophthalmoscope |  | OTOOPHTHALMOSCOPE-Welch Allyn-Green Series 777 |  | 1/15/19 | Finished from Script 3/27/2020 12:11:52pm (Central) |  | Covered PM Repair - Biomedical | MHHS-TMC | [8 empty] | OTOOPHTHALMOSCOPE | Oto/Ophthalmoscope | Welch Allyn
NO | YES |  |  |  | 069-47365 | 069-47365 | Welch Allyn Inc | GS 777 |  | 069-47365 | TMC-Hermann-Pedi ER (1Hp) | MHHS-TMC |  | Oto/Ophthalmoscope |  | 069-47365 | 069-47365 | TMC | MHHS-TMC | TMC-Hermann-Pedi ER (1Hp) | TMC - HERMANN - PEDI ER (1HP) |  |  |  |  | OPHTHALMOSCOPE/OTOSCOPES | Oto/Ophthalmoscope | OTOOPHTHALMOSCOPE-Welch Allyn-Green Series 777 | OTOOPHTHALMOSCOPE | Green Series 777 |  |  |  | Welch Allyn | Oto/Ophthalmoscope |  | OTOOPHTHALMOSCOPE-Welch Allyn-Green Series 777 |  | 1/15/19 |  |  | Covered PM Repair - Biomedical | MHHS-TMC | [8 empty] | OTOOPHTHALMOSCOPE | Oto/Ophthalmoscope | Welch Allyn
NO | YES |  |  |  | 069-47366 | 069-47366 | Welch Allyn Inc | GS 777 |  | 069-47366 | TMC-Sarofim 1-Pedi ER | MHHS-TMC |  | Oto/Ophthalmoscope |  | 069-47366 | 069-47366 | TMC | MHHS-TMC | TMC-Sarofim 1-Pedi ER | Pedi 30 |  |  |  |  | OPHTHALMOSCOPE/OTOSCOPES | Oto/Ophthalmoscope | OTOOPHTHALMOSCOPE-Welch Allyn-Green Series 777 | OTOOPHTHALMOSCOPE | Green Series 777 |  |  |  | Welch Allyn | Oto/Ophthalmoscope |  | OTOOPHTHALMOSCOPE-Welch Allyn-Green Series 777 |  | 1/15/19 |  |  | Covered PM Repair - Biomedical | MHHS-TMC | [8 empty] | OTOOPHTHALMOSCOPE | Oto/Ophthalmoscope | Welch Allyn
NO | YES |  |  |  | 069-47369 | 069-47369 | Welch Allyn Inc | GS 777 |  | 069-47369 | TMC-Hermann-Pedi ER (1Hp) | MHHS-TMC |  | Oto/Ophthalmoscope |  | 069-47369 | 069-47369 | TMC | MHHS-TMC | TMC-Hermann-Pedi ER (1Hp) | Pedi 24 - Opthomology Room |  |  |  | No PM Required Sticker | OPHTHALMOSCOPE/OTOSCOPES | Oto/Ophthalmoscope | OTOOPHTHALMOSCOPE-Welch Allyn-Green Series 777 | OTOOPHTHALMOSCOPE | Green Series 777 |  |  |  | Welch Allyn | Oto/Ophthalmoscope |  | OTOOPHTHALMOSCOPE-Welch Allyn-Green Series 777 |  |  |  |  | Covered PM Repair - Biomedical | MHHS-TMC | [8 empty] | OTOOPHTHALMOSCOPE | Oto/Ophthalmoscope | Welch Allyn
NO | YES |  |  |  | 069-47498 | 069-47498 | Welch Allyn Inc | GS 777 |  | 069-47498 | TMC - HERMANN - RTA | MHHS-TMC |  | Oto/Ophthalmoscope |  | 069-47498 | 069-47498 | TMC | Memorial Hermann-Texas Medical Center | TMC - HERMANN - RTA | Pedi pacu 7 | 11/1/19 |  |  | PM Not Required | OPHTHALMOSCOPE/OTOSCOPES | Oto/Ophthalmoscope | OTOOPHTHALMOSCOPE-Welch Allyn-Green Series 777 | OTOOPHTHALMOSCOPE | Green Series 777 |  |  |  | Welch Allyn | Oto/Ophthalmoscope |  | OTOOPHTHALMOSCOPE-Welch Allyn-Green Series 777 |  | 5/20/19 |  |  | Covered PM Repair - Biomedical | MHHS-TMC | [8 empty] | OTOOPHTHALMOSCOPE | Oto/Ophthalmoscope | Welch Allyn
NO | YES |  |  |  | 069-47506 | 069-47506 | Welch Allyn Inc | GS 777 |  | 069-47506 | TMC-Sarofim 1-Pedi ER | MHHS-TMC |  | Oto/Ophthalmoscope |  | 069-47506 | 069-47506 | TMC | MHHS-TMC | TMC-Sarofim 1-Pedi ER | Pedi 17 |  |  |  |  | OPHTHALMOSCOPE/OTOSCOPES | Oto/Ophthalmoscope | OTOOPHTHALMOSCOPE-Welch Allyn-Green Series 777 | OTOOPHTHALMOSCOPE | Green Series 777 |  |  |  | Welch Allyn | Oto/Ophthalmoscope |  | OTOOPHTHALMOSCOPE-Welch Allyn-Green Series 777 |  |  |  |  | Covered PM Repair - Biomedical | MHHS-TMC | [8 empty] | OTOOPHTHALMOSCOPE | Oto/Ophthalmoscope | Welch Allyn
NO | YES |  |  |  | 069-47507 | 069-47507 | Welch Allyn Inc | GS 777 |  | 069-47507 | TMC-Hermann-Pedi ER (1Hp) | MHHS-TMC |  | Oto/Ophthalmoscope |  | 069-47507 | 069-47507 | TMC | MHHS-TMC | TMC-Hermann-Pedi ER (1Hp) | Nursing |  |  |  |  | OPHTHALMOSCOPE/OTOSCOPES | Oto/Ophthalmoscope | OTOOPHTHALMOSCOPE-Welch Allyn-Green Series 777 | OTOOPHTHALMOSCOPE | Green Series 777 |  |  |  | Welch Allyn | Oto/Ophthalmoscope |  | OTOOPHTHALMOSCOPE-Welch Allyn-Green Series 777 |  |  |  |  | Covered PM Repair - Biomedical | MHHS-TMC | [8 empty] | OTOOPHTHALMOSCOPE | Oto/Ophthalmoscope | Welch Allyn
NO | YES |  |  |  | 069-47508 | 069-47508 | Welch Allyn Inc | GS 777 |  | 069-47508 | TMC-Sarofim 1-Pedi ER | MHHS-TMC |  | Oto/Ophthalmoscope |  | 069-47508 | 069-47508 | TMC | MHHS-TMC | TMC-Sarofim 1-Pedi ER | Pedi 21 |  |  |  |  | OPHTHALMOSCOPE/OTOSCOPES | Oto/Ophthalmoscope | OTOOPHTHALMOSCOPE-Welch Allyn-Green Series 777 | OTOOPHTHALMOSCOPE | Green Series 777 |  |  |  | Welch Allyn | Oto/Ophthalmoscope |  | OTOOPHTHALMOSCOPE-Welch Allyn-Green Series 777 |  |  |  |  | Covered PM Repair - Biomedical | MHHS-TMC | [8 empty] | OTOOPHTHALMOSCOPE | Oto/Ophthalmoscope | Welch Allyn
NO | YES |  |  |  | 069-47523 | 069-47523 | Welch Allyn Inc | GS 777 |  | 069-47523 | TMC-Hermann-Pedi ER (1Hp) | MHHS-TMC |  | Oto/Ophthalmoscope |  | 069-47523 | 069-47523 | TMC | MHHS-TMC | TMC-Hermann-Pedi ER (1Hp) | TMC - HERMANN - PEDI ER (1HP) |  |  |  |  | OPHTHALMOSCOPE/OTOSCOPES | Oto/Ophthalmoscope | OTOOPHTHALMOSCOPE-Welch Allyn-Green Series 777 | OTOOPHTHALMOSCOPE | Green Series 777 |  |  |  | Welch Allyn | Oto/Ophthalmoscope |  | OTOOPHTHALMOSCOPE-Welch Allyn-Green Series 777 |  |  |  |  | Covered PM Repair - Biomedical | MHHS-TMC | [8 empty] | OTOOPHTHALMOSCOPE | Oto/Ophthalmoscope | Welch Allyn
NO | YES |  |  |  | 069-47530 | 069-47530 | Welch Allyn Inc | GS 777 |  | 069-47530 | TMC-Hermann-Pedi ER (1Hp) | MHHS-TMC |  | Oto/Ophthalmoscope |  | 069-47530 | 069-47530 | TMC | MHHS-TMC | TMC-Hermann-Pedi ER (1Hp) | Pedi 27 |  |  |  |  | OPHTHALMOSCOPE/OTOSCOPES | Oto/Ophthalmoscope | OTOOPHTHALMOSCOPE-Welch Allyn-Green Series 777 | OTOOPHTHALMOSCOPE | Green Series 777 |  |  |  | Welch Allyn | Oto/Ophthalmoscope |  | OTOOPHTHALMOSCOPE-Welch Allyn-Green Series 777 |  |  |  |  | Covered PM Repair - Biomedical | MHHS-TMC | [8 empty] | OTOOPHTHALMOSCOPE | Oto/Ophthalmoscope | Welch Allyn
NO | YES |  |  |  | 069-47502 | 069-47502 | Welch Allyn Inc | GS 777 |  | 069-47502 | TMC-Jones-Tx Trauma (6J) | MHHS-TMC |  | Oto/Ophthalmoscope |  | 069-47502 | 069-47502 | TMC | MHHS-TMC | TMC-Jones-Tx Trauma (6J) | S7 216 |  |  | 4/1/20 | No pm | OPHTHALMOSCOPE/OTOSCOPES |  | OTOOPHTHALMOSCOPE-Welch Allyn-Green Series 777 | OTOOPHTHALMOSCOPE | Green Series 777 |  |  |  | Welch Allyn | Oto/Ophthalmoscope |  | OTOOPHTHALMOSCOPE-Welch Allyn-Green Series 777 |  | 5/20/19 |  |  | Covered PM Repair - Biomedical | MHHS-TMC
NO | YES |  |  |  | 069-47517 | 069-47517 | Welch Allyn Inc | GS 777 |  | 069-47517 | TMC-Jones-Tx Trauma (6J) | MHHS-TMC |  | Oto/Ophthalmoscope |  | 069-47517 | 069-47517 | TMC | MHHS-TMC | TMC-Jones-Tx Trauma (6J) | S7 216 |  |  | 4/1/20 | No pm | OPHTHALMOSCOPE/OTOSCOPES |  | OTOOPHTHALMOSCOPE-Welch Allyn-Green Series 777 | OTOOPHTHALMOSCOPE | Green Series 777 |  |  |  | Welch Allyn | Oto/Ophthalmoscope |  | OTOOPHTHALMOSCOPE-Welch Allyn-Green Series 777 |  | 5/20/19 |  |  | Covered PM Repair - Biomedical | MHHS-TMC
NO | YES |  |  |  | 029-10268 | 029-10268 | Welch Allyn Inc | GS 777 |  | 029-10268 | Woodlands-ER | MHHS-Woodlands |  | Oto/Ophthalmoscope |  | 029-10268 | 029-10268 | Woodlands | MHHS-Woodlands | Woodlands-ER | Room 1 | 8/1/18 |  |  |  | OPHTHALMOSCOPE/OTOSCOPES | Oto/Ophthalmoscope | OTOOPHTHALMOSCOPE-Welch Allyn-Green Series 777 | OTOOPHTHALMOSCOPE | Green Series 777 |  |  |  | Welch Allyn | Oto/Ophthalmoscope |  | OTOOPHTHALMOSCOPE-Welch Allyn-Green Series 777 |  | 9/9/19 |  |  | Not Covered Vendor Only - Biomedical | MHHS-Woodlands | [8 empty] | OTOOPHTHALMOSCOPE | Oto/Ophthalmoscope | Welch Allyn
NO | YES |  |  |  | 029-12210 | 029-12210 | Welch Allyn Inc | GS 777 |  | 029-12210 | Woodlands-ER | MHHS-Woodlands |  | Oto/Ophthalmoscope |  | 029-12210 | 029-12210 | Woodlands | MHHS-Woodlands | Woodlands-ER | Room 10 | 8/1/18 |  |  |  | OPHTHALMOSCOPE/OTOSCOPES | Oto/Ophthalmoscope | OTOOPHTHALMOSCOPE-Welch Allyn-Green Series 777 | OTOOPHTHALMOSCOPE | Green Series 777 |  |  |  | Welch Allyn | Oto/Ophthalmoscope |  | OTOOPHTHALMOSCOPE-Welch Allyn-Green Series 777 |  | 8/9/21 |  |  | Not Covered Vendor Only - Biomedical | MHHS-Woodlands | [8 empty] | OTOOPHTHALMOSCOPE | Oto/Ophthalmoscope | Welch Allyn
NO | YES |  |  |  | 029-12211 | 029-12211 | Welch Allyn Inc | GS 777 |  | 029-12211 | Woodlands-ER | MHHS-Woodlands |  | Oto/Ophthalmoscope |  | 029-12211 | 029-12211 | Woodlands | MHHS-Woodlands | Woodlands-ER | Storage equipment | 8/1/18 |  |  |  | OPHTHALMOSCOPE/OTOSCOPES | Oto/Ophthalmoscope | OTOOPHTHALMOSCOPE-Welch Allyn-Green Series 777 | OTOOPHTHALMOSCOPE | Green Series 777 |  |  |  | Welch Allyn | Oto/Ophthalmoscope |  | OTOOPHTHALMOSCOPE-Welch Allyn-Green Series 777 |  |  |  |  | Covered PM Repair - Biomedical | MHHS-Woodlands | [8 empty] | OTOOPHTHALMOSCOPE | Oto/Ophthalmoscope | Welch Allyn
NO | YES |  |  |  | 029-12325 | 029-12325 | Welch Allyn Inc | GS 777 |  | 029-12325 | Woodlands-ER | MHHS-Woodlands |  | Oto/Ophthalmoscope |  | 029-12325 | 029-12325 | Woodlands | MHHS-Woodlands | Woodlands-ER | Trauma 3 | 8/1/18 |  |  | ?Auone time inspection?Au sticker | OPHTHALMOSCOPE/OTOSCOPES | Oto/Ophthalmoscope | OTOOPHTHALMOSCOPE-Welch Allyn-Green Series 777 | OTOOPHTHALMOSCOPE | Green Series 777 |  |  |  | Welch Allyn | Oto/Ophthalmoscope |  | OTOOPHTHALMOSCOPE-Welch Allyn-Green Series 777 |  |  |  |  | Covered PM Repair - Biomedical | MHHS-Woodlands | [8 empty] | OTOOPHTHALMOSCOPE | Oto/Ophthalmoscope | Welch Allyn
YES | YES | Serial Number Cnf |  |  | 151-03782 | 151-03782 | Welch Allyn Inc | GS 777 |  | Cnf | CY - ER |  |  |  |  | 151-03782 | 151-03782 | Northwest | Memorial Hermann Cypress Hospital | CY - ER | Trauma 1 | [5 empty] | Oto/Ophthalmoscope | OTOOPHTHALMOSCOPE-Welch Allyn-Green Series 777 | [23 empty] | OTOOPHTHALMOSCOPE | Oto/Ophthalmoscope | Welch Allyn
YES | YES | Serial Number Cnf |  |  | 151-03735 | 151-03735 | Welch Allyn Inc | GS 777 |  | Cnf | CY - ER |  |  |  |  | 151-03735 | 151-03735 | Northwest | Cypress | CY - ER | Treatment 11 | [5 empty] | Oto/Ophthalmoscope | OTOOPHTHALMOSCOPE-Welch Allyn-Green Series 777 | [23 empty] | OTOOPHTHALMOSCOPE | Oto/Ophthalmoscope | Welch Allyn
YES | YES | Serial Number 23810 |  |  | 099-01890 | 099-01890 | Welch Allyn Inc | GS 777 |  |  | SC CCC - (NE) - EMERGENCY ROOM |  |  |  |  | 099-01890 | 099-01890 | NorthEast |  | SC CCC - (NE) - EMERGENCY ROOM |  |  |  |  | No pm |  | Oto/Ophthalmoscope | OTOOPHTHALMOSCOPE-Welch Allyn-Green Series 777 | [23 empty] | OTOOPHTHALMOSCOPE | Oto/Ophthalmoscope | Welch Allyn
NO | YES |  |  |  | 000-04399 | 000-04399 | Welch Allyn Inc | GS 777 |  |  | SC CCC-(NE)-Emergency Room |  |  |  |  | 000-04399 | 000-04399 | NorthEast | MHHS-Others | SC CCC-(NE)-Emergency Room |  |  |  |  | No pm |  | Oto/Ophthalmoscope | OTOOPHTHALMOSCOPE-Welch Allyn-Green Series 777 | [23 empty] | OTOOPHTHALMOSCOPE | Oto/Ophthalmoscope | Welch Allyn
YES | YES | Serial Number Cnf |  |  |  | 099-01938 | Welch Allyn Inc | GS 777 |  | Cnf | MH MG - (NE) - SUMMER CREEK CCC | [5 empty] | 099-01938 | NorthEast |  | MH MG - (NE) - SUMMER CREEK CCC |  |  |  |  | No pm |  | Oto/Ophthalmoscope | OTOOPHTHALMOSCOPE-Welch Allyn-Green Series 777 | [23 empty] | OTOOPHTHALMOSCOPE | Oto/Ophthalmoscope | Welch Allyn
YES | YES |  |  |  | 142-09849 | 142-09849 | Welch Allyn Inc | GS 777 |  |  | WOODLANDS - ER |  |  |  |  | 142-09849 | 142-09849 | woodlands | Woodlands | WOODLANDS - ER | Storage equipment | [5 empty] | Oto/Ophthalmoscope | OTOOPHTHALMOSCOPE-Welch Allyn-Green Series 777 | [23 empty] | OTOOPHTHALMOSCOPE | Oto/Ophthalmoscope | Welch Allyn
YES | YES |  |  |  | 142-09848 | 142-09848 | Welch Allyn Inc | GS 777 |  |  | WOODLANDS - ER |  |  |  |  | 142-09848 | 142-09848 | woodlands | Woodlands | WOODLANDS - ER | Storage equipment | [5 empty] | Oto/Ophthalmoscope | OTOOPHTHALMOSCOPE-Welch Allyn-Green Series 777 | [23 empty] | OTOOPHTHALMOSCOPE | Oto/Ophthalmoscope | Welch Allyn
YES | YES |  |  |  | 142-09841 | 142-09841 | Welch Allyn Inc | GS 777 |  |  | WOODLANDS - ER |  |  |  |  | 142-09841 | 142-09841 | woodlands | Woodlands | WOODLANDS - ER | Storage equipment | [5 empty] | Oto/Ophthalmoscope | OTOOPHTHALMOSCOPE-Welch Allyn-Green Series 777 | [23 empty] | OTOOPHTHALMOSCOPE | Oto/Ophthalmoscope | Welch Allyn
YES | YES |  |  |  | 099-02347 | 099-02347 | Welch Allyn Inc | GS 777 |  |  | WOODLANDS - ER |  |  |  |  | 099-02347 | 099-02347 | woodlands |  | WOODLANDS - ER | Storage equipment | [5 empty] | Oto/Ophthalmoscope | OTOOPHTHALMOSCOPE-Welch Allyn-Green Series 777 | [23 empty] | OTOOPHTHALMOSCOPE | Oto/Ophthalmoscope | Welch Allyn
YES | YES |  |  |  | 099-02348 | 099-02348 | Welch Allyn Inc | GS 777 |  |  | WOODLANDS - ER |  |  |  |  | 099-02348 | 099-02348 | woodlands |  | WOODLANDS - ER | Storage equipment | [5 empty] | Oto/Ophthalmoscope | OTOOPHTHALMOSCOPE-Welch Allyn-Green Series 777 | [23 empty] | OTOOPHTHALMOSCOPE | Oto/Ophthalmoscope | Welch Allyn
YES | YES |  |  |  | 099-01457 | 099-01457 | Welch Allyn Inc | GS 777 |  |  | WOODLANDS - ER |  |  |  |  | 099-01457 | 099-01457 | woodlands |  | WOODLANDS - ER | Room 4 | [5 empty] | Oto/Ophthalmoscope | OTOOPHTHALMOSCOPE-Welch Allyn-Green Series 777 | [23 empty] | OTOOPHTHALMOSCOPE | Oto/Ophthalmoscope | Welch Allyn
YES | YES |  |  |  | 099-08123 | 099-08123 | Welch Allyn Inc | GS 777 |  |  | ER |  |  |  |  | 099-08123 | 099-08123 | Central | Memorial Hermann Greater Heights Hospital | ER | Rm 13 | [6 empty] | OTOOPHTHALMOSCOPE-Welch Allyn-Green Series 777
YES | YES |  |  |  | 099-08125 | 099-08125 | Welch Allyn Inc | GS 777 |  |  | ER |  |  |  |  | 099-08125 | 099-08125 | Central | Memorial Hermann Greater Heights Hospital | ER | Rm 11 | [6 empty] | OTOOPHTHALMOSCOPE-Welch Allyn-Green Series 777
YES | YES |  |  |  | 099-08126 | 099-08126 | Welch Allyn Inc | GS 777 |  |  | ER |  |  |  |  | 099-08126 | 099-08126 | Central | Memorial Hermann Greater Heights Hospital | ER | Rm 16 | [6 empty] | OTOOPHTHALMOSCOPE-Welch Allyn-Green Series 777
YES | YES |  |  |  | 099-08129 | 099-08129 | Welch Allyn Inc | GS 777 |  |  | ER |  |  |  |  | 099-08129 | 099-08129 | Central | Memorial Hermann Greater Heights Hospital | ER | Rm 7 | [6 empty] | OTOOPHTHALMOSCOPE-Welch Allyn-Green Series 777
YES | YES |  |  |  | 099-08131 | 099-08131 | Welch Allyn Inc | GS 777 |  |  | ER |  |  |  |  | 099-08131 | 099-08131 | Central | Memorial Hermann Greater Heights Hospital | ER | Triage Rm A | [6 empty] | OTOOPHTHALMOSCOPE-Welch Allyn-Green Series 777
YES | YES |  |  |  | 099-08133 | 099-08133 | Welch Allyn Inc | GS 777 |  |  | ER |  |  |  |  | 099-08133 | 099-08133 | Central | Memorial Hermann Greater Heights Hospital | ER | Triage Rm C | [6 empty] | OTOOPHTHALMOSCOPE-Welch Allyn-Green Series 777
YES | YES |  |  |  | 099-08135 | 099-08135 | Welch Allyn Inc | GS 777 |  |  | ER |  |  |  |  | 099-08135 | 099-08135 | Central | Memorial Hermann Greater Heights Hospital | ER | Storage box | [6 empty] | OTOOPHTHALMOSCOPE-Welch Allyn-Green Series 777
YES | YES |  |  |  | 099-08136 | 099-08136 | Welch Allyn Inc | GS 777 |  |  | ER |  |  |  |  | 099-08136 | 099-08136 | Central | Memorial Hermann Greater Heights Hospital | ER | Clean storage room | [6 empty] | OTOOPHTHALMOSCOPE-Welch Allyn-Green Series 777
YES | YES |  |  |  | 099-08137 | 099-08137 | Welch Allyn Inc | GS 777 |  |  | ER |  |  |  |  | 099-08137 | 099-08137 | Central | Memorial Hermann Greater Heights Hospital | ER | Clean storage room | [6 empty] | OTOOPHTHALMOSCOPE-Welch Allyn-Green Series 777
YES | YES | Serial Number Cnf |  |  | 099-14499 | 099-14499 | Welch Allyn Inc | GS 777 |  | Cnf | MH MG - (TMC) - INT MED/ENDOCRINOLOGY (STE 2015) |  |  |  |  | 099-14499 | 099-14499 | TMC | Memorial Hermann-Texas Medical Center | MH MG - (TMC) - INT MED/ENDOCRINOLOGY (STE 2015) | Room 13 | [6 empty] | OTOOPHTHALMOSCOPE-Welch Allyn-Green Series 777
YES | YES |  |  |  | 069-44145 | 069-44145 | Welch Allyn Inc | GS 777 |  | 069-44145 | TMC - SAROFIM 1 - ADULT ER |  |  |  |  | 069-44145 | 069-44145 | TMC | Memorial Hermann-Texas Medical Center | TMC - SAROFIM 1 - ADULT ER | Trauma 12 | [6 empty] | OTOOPHTHALMOSCOPE-Welch Allyn-Green Series 777
NO | NO |  |  |  | 041-19897 |  | Welch Allyn Inc | GS 777 |  | N/A | CY - ER | MHHS-Cypress |  | Oto/Ophthalmoscope |  | 041-19897 |  | Northwest & Cypress |  | CY - ER | [5 empty] | OPHTHALMOSCOPE/OTOSCOPES |  | OTOOPHTHALMOSCOPE-Welch Allyn-Green Series 777 | OTOOPHTHALMOSCOPE | Green Series 777 |  |  |  | Welch Allyn | Oto/Ophthalmoscope |  | OTOOPHTHALMOSCOPE-Welch Allyn-Green Series 777 |  |  |  |  | Covered PM Repair - Biomedical | MHHS-Cypress
NO | NO |  |  |  | 151-01979 |  | Welch Allyn Inc | GS 777 |  | N/A | CY - ICU | MHHS-Cypress |  | Oto/Ophthalmoscope |  | 151-01979 |  | Northwest & Cypress |  | CY - ICU | [5 empty] | OPHTHALMOSCOPE/OTOSCOPES |  | OTOOPHTHALMOSCOPE-Welch Allyn-Green Series 777 | OTOOPHTHALMOSCOPE | Green Series 777 |  |  |  | Welch Allyn | Oto/Ophthalmoscope |  | OTOOPHTHALMOSCOPE-Welch Allyn-Green Series 777 |  |  |  |  | Covered PM Repair - Biomedical | MHHS-Cypress
NO | NO |  |  |  | 005-09335 |  | Welch Allyn Inc | GS 777 |  | GS 767 | CLOSED - (SE) - SOUTHEAST MEDICAL ASSOCIATES | MHHS-MG |  | Oto/Ophthalmoscope |  | 005-09335 |  | Southeast & Bay Area |  | CLOSED - (SE) - SOUTHEAST MEDICAL ASSOCIATES | [5 empty] | OPHTHALMOSCOPE/OTOSCOPES |  | OTOOPHTHALMOSCOPE-Welch Allyn-Green Series 777 | OTOOPHTHALMOSCOPE | Green Series 777 |  |  |  | Welch Allyn | Oto/Ophthalmoscope |  | OTOOPHTHALMOSCOPE-Welch Allyn-Green Series 777 |  |  |  |  | Covered PM Repair - Biomedical | MHHS-MG
NO | NO |  |  |  | 005-11676 |  | Welch Allyn Inc | GS 777 |  | 005-11676 | CLOSED - (SE) - SOUTHEAST MEDICAL ASSOCIATES | MHHS-MG |  | Oto/Ophthalmoscope |  | 005-11676 |  | Southeast & Bay Area |  | CLOSED - (SE) - SOUTHEAST MEDICAL ASSOCIATES | [5 empty] | OPHTHALMOSCOPE/OTOSCOPES |  | OTOOPHTHALMOSCOPE-Welch Allyn-Green Series 777 | OTOOPHTHALMOSCOPE | Green Series 777 |  |  |  | Welch Allyn | Oto/Ophthalmoscope |  | OTOOPHTHALMOSCOPE-Welch Allyn-Green Series 777 |  |  |  |  | Covered PM Repair - Biomedical | MHHS-MG
NO | NO |  |  |  | 005-11677 |  | Welch Allyn Inc | GS 777 |  | 005-11677 | CLOSED - (SE) - SOUTHEAST MEDICAL ASSOCIATES | MHHS-MG |  | Oto/Ophthalmoscope |  | 005-11677 |  | Southeast & Bay Area |  | CLOSED - (SE) - SOUTHEAST MEDICAL ASSOCIATES | [5 empty] | OPHTHALMOSCOPE/OTOSCOPES |  | OTOOPHTHALMOSCOPE-Welch Allyn-Green Series 777 | OTOOPHTHALMOSCOPE | Green Series 777 |  |  |  | Welch Allyn | Oto/Ophthalmoscope |  | OTOOPHTHALMOSCOPE-Welch Allyn-Green Series 777 |  |  |  |  | Covered PM Repair - Biomedical | MHHS-MG
NO | NO |  |  |  | 005-11681 |  | Welch Allyn Inc | GS 777 |  | 005-11681 | CLOSED - (SE) - SOUTHEAST MEDICAL ASSOCIATES | MHHS-MG |  | Oto/Ophthalmoscope |  | 005-11681 |  | Southeast & Bay Area |  | CLOSED - (SE) - SOUTHEAST MEDICAL ASSOCIATES | [5 empty] | OPHTHALMOSCOPE/OTOSCOPES |  | OTOOPHTHALMOSCOPE-Welch Allyn-Green Series 777 | OTOOPHTHALMOSCOPE | Green Series 777 |  |  |  | Welch Allyn | Oto/Ophthalmoscope |  | OTOOPHTHALMOSCOPE-Welch Allyn-Green Series 777 |  |  |  |  | Covered PM Repair - Biomedical | MHHS-MG
NO | NO |  |  |  | 041-19541 |  | Welch Allyn Inc | GS 777 |  | N/A | MEMORIAL CITY - MHT - JHC OR | MHHS-Mem City |  | Oto/Ophthalmoscope |  | 041-19541 |  | West & Memorial City |  | MEMORIAL CITY - MHT - JHC OR | [5 empty] | OPHTHALMOSCOPE/OTOSCOPES |  | OTOOPHTHALMOSCOPE-Welch Allyn-Green Series 777 | OTOOPHTHALMOSCOPE | Green Series 777 |  |  |  | Welch Allyn | Oto/Ophthalmoscope |  | OTOOPHTHALMOSCOPE-Welch Allyn-Green Series 777 |  |  |  |  | Covered PM Repair - Biomedical | MHHS-Mem City
NO | NO | [5 empty] | Welch Allyn Inc | GS 777 |  | N/A | MEMORIAL CITY - POSTPARTUM | MHHS-Mem City |  | Oto/Ophthalmoscope |  |  |  | West & Memorial City |  | MEMORIAL CITY - POSTPARTUM | [5 empty] | OPHTHALMOSCOPE/OTOSCOPES |  | OTOOPHTHALMOSCOPE-Welch Allyn-Green Series 777 | OTOOPHTHALMOSCOPE | Green Series 777 |  |  |  | Welch Allyn | Oto/Ophthalmoscope |  | OTOOPHTHALMOSCOPE-Welch Allyn-Green Series 777 |  |  |  |  | Covered PM Repair - Biomedical | MHHS-Mem City
NO | NO | [5 empty] | Welch Allyn Inc | GS 777 |  | N/A | MEMORIAL CITY - POSTPARTUM | MHHS-Mem City |  | Oto/Ophthalmoscope |  |  |  | West & Memorial City |  | MEMORIAL CITY - POSTPARTUM | [5 empty] | OPHTHALMOSCOPE/OTOSCOPES |  | OTOOPHTHALMOSCOPE-Welch Allyn-Green Series 777 | OTOOPHTHALMOSCOPE | Green Series 777 |  |  |  | Welch Allyn | Oto/Ophthalmoscope |  | OTOOPHTHALMOSCOPE-Welch Allyn-Green Series 777 |  |  |  |  | Covered PM Repair - Biomedical | MHHS-Mem City
NO | NO | [5 empty] | Welch Allyn Inc | GS 777 |  | N/A | MEMORIAL CITY - POSTPARTUM - NURSERY | MHHS-Mem City |  | Oto/Ophthalmoscope |  |  |  | West & Memorial City |  | MEMORIAL CITY - POSTPARTUM - NURSERY | [5 empty] | OPHTHALMOSCOPE/OTOSCOPES |  | OTOOPHTHALMOSCOPE-Welch Allyn-Green Series 777 | OTOOPHTHALMOSCOPE | Green Series 777 |  |  |  | Welch Allyn | Oto/Ophthalmoscope |  | OTOOPHTHALMOSCOPE-Welch Allyn-Green Series 777 |  |  |  |  | Covered PM Repair - Biomedical | MHHS-Mem City
NO | NO | [5 empty] | Welch Allyn Inc | GS 777 |  | n/a | MEMORIAL CITY - POSTPARTUM - NURSERY | MHHS-Mem City |  | Oto/Ophthalmoscope |  |  |  | West & Memorial City |  | MEMORIAL CITY - POSTPARTUM - NURSERY | [5 empty] | OPHTHALMOSCOPE/OTOSCOPES |  | OTOOPHTHALMOSCOPE-Welch Allyn-Green Series 777 | OTOOPHTHALMOSCOPE | Green Series 777 |  |  |  | Welch Allyn | Oto/Ophthalmoscope |  | OTOOPHTHALMOSCOPE-Welch Allyn-Green Series 777 |  |  |  |  | Covered PM Repair - Biomedical | MHHS-Mem City
NO | NO | [5 empty] | Welch Allyn Inc | GS 777 |  | N/A | MEMORIAL CITY - POSTPARTUM - NURSERY | MHHS-Mem City |  | Oto/Ophthalmoscope |  |  |  | West & Memorial City |  | MEMORIAL CITY - POSTPARTUM - NURSERY | [5 empty] | OPHTHALMOSCOPE/OTOSCOPES |  | OTOOPHTHALMOSCOPE-Welch Allyn-Green Series 777 | OTOOPHTHALMOSCOPE | Green Series 777 |  |  |  | Welch Allyn | Oto/Ophthalmoscope |  | OTOOPHTHALMOSCOPE-Welch Allyn-Green Series 777 |  |  |  |  | Covered PM Repair - Biomedical | MHHS-Mem City
NO | NO | [5 empty] | Welch Allyn Inc | GS 777 |  | N/A | MEMORIAL CITY - POSTPARTUM - NURSERY | MHHS-Mem City |  | Oto/Ophthalmoscope |  |  |  | West & Memorial City |  | MEMORIAL CITY - POSTPARTUM - NURSERY | [5 empty] | OPHTHALMOSCOPE/OTOSCOPES |  | OTOOPHTHALMOSCOPE-Welch Allyn-Green Series 777 | OTOOPHTHALMOSCOPE | Green Series 777 |  |  |  | Welch Allyn | Oto/Ophthalmoscope |  | OTOOPHTHALMOSCOPE-Welch Allyn-Green Series 777 |  |  |  |  | Covered PM Repair - Biomedical | MHHS-Mem City
NO | NO | [5 empty] | Welch Allyn Inc | GS 777 |  | N/A | MEMORIAL CITY - POSTPARTUM - NURSERY | MHHS-Mem City |  | Oto/Ophthalmoscope |  |  |  | West & Memorial City |  | MEMORIAL CITY - POSTPARTUM - NURSERY | [5 empty] | OPHTHALMOSCOPE/OTOSCOPES |  | OTOOPHTHALMOSCOPE-Welch Allyn-Green Series 777 | OTOOPHTHALMOSCOPE | Green Series 777 |  |  |  | Welch Allyn | Oto/Ophthalmoscope |  | OTOOPHTHALMOSCOPE-Welch Allyn-Green Series 777 |  |  |  |  | Covered PM Repair - Biomedical | MHHS-Mem City
NO | NO | [5 empty] | Welch Allyn Inc | GS 777 |  | N/A | MEMORIAL CITY - POSTPARTUM - NURSERY | MHHS-Mem City |  | Oto/Ophthalmoscope |  |  |  | West & Memorial City |  | MEMORIAL CITY - POSTPARTUM - NURSERY | [5 empty] | OPHTHALMOSCOPE/OTOSCOPES |  | OTOOPHTHALMOSCOPE-Welch Allyn-Green Series 777 | OTOOPHTHALMOSCOPE | Green Series 777 |  |  |  | Welch Allyn | Oto/Ophthalmoscope |  | OTOOPHTHALMOSCOPE-Welch Allyn-Green Series 777 |  |  |  |  | Covered PM Repair - Biomedical | MHHS-Mem City
NO | NO | [5 empty] | Welch Allyn Inc | GS 777 |  | N/A | MEMORIAL CITY - POSTPARTUM - NURSERY | MHHS-Mem City |  | Oto/Ophthalmoscope |  |  |  | West & Memorial City |  | MEMORIAL CITY - POSTPARTUM - NURSERY | [5 empty] | OPHTHALMOSCOPE/OTOSCOPES |  | OTOOPHTHALMOSCOPE-Welch Allyn-Green Series 777 | OTOOPHTHALMOSCOPE | Green Series 777 |  |  |  | Welch Allyn | Oto/Ophthalmoscope |  | OTOOPHTHALMOSCOPE-Welch Allyn-Green Series 777 |  |  |  |  | Covered PM Repair - Biomedical | MHHS-Mem City
NO | NO | [5 empty] | Welch Allyn Inc | GS 777 |  | N/A | MEMORIAL CITY - POSTPARTUM - NURSERY | MHHS-Mem City |  | Oto/Ophthalmoscope |  |  |  | West & Memorial City |  | MEMORIAL CITY - POSTPARTUM - NURSERY | [5 empty] | OPHTHALMOSCOPE/OTOSCOPES |  | OTOOPHTHALMOSCOPE-Welch Allyn-Green Series 777 | OTOOPHTHALMOSCOPE | Green Series 777 |  |  |  | Welch Allyn | Oto/Ophthalmoscope |  | OTOOPHTHALMOSCOPE-Welch Allyn-Green Series 777 |  |  |  |  | Covered PM Repair - Biomedical | MHHS-Mem City
NO | NO |  |  |  | 142-07860 |  | Welch Allyn Inc | GS 777 |  |  | NE - 2 WEST TOWER | MHHS-Northeast |  | Oto/Ophthalmoscope |  | 142-07860 |  | Katy |  | NE - 2 WEST TOWER | [5 empty] | OPHTHALMOSCOPE/OTOSCOPES |  | OTOOPHTHALMOSCOPE-Welch Allyn-Green Series 777 | OTOOPHTHALMOSCOPE | Green Series 777 |  |  |  | Welch Allyn | Oto/Ophthalmoscope |  | OTOOPHTHALMOSCOPE-Welch Allyn-Green Series 777 |  |  |  |  | Covered PM Repair - Biomedical | MHHS-Northeast
NO | NO |  |  |  | 142-07870 |  | Welch Allyn Inc | GS 777 |  |  | NE - 2 WEST TOWER | MHHS-Northeast |  | Oto/Ophthalmoscope |  | 142-07870 |  | Katy |  | NE - 2 WEST TOWER | [5 empty] | OPHTHALMOSCOPE/OTOSCOPES |  | OTOOPHTHALMOSCOPE-Welch Allyn-Green Series 777 | OTOOPHTHALMOSCOPE | Green Series 777 |  |  |  | Welch Allyn | Oto/Ophthalmoscope |  | OTOOPHTHALMOSCOPE-Welch Allyn-Green Series 777 |  |  |  |  | Covered PM Repair - Biomedical | MHHS-Northeast
NO | NO | [5 empty] | Welch Allyn Inc | GS 777 |  | LOT# 13364 | PARC - GESSNER INPATIENT REHAB | MHHS-PARC |  | Oto/Ophthalmoscope |  |  |  | Central & Greater Heights |  | PARC - GESSNER INPATIENT REHAB | [5 empty] | OPHTHALMOSCOPE/OTOSCOPES |  | OTOOPHTHALMOSCOPE-Welch Allyn-Green Series 777 | OTOOPHTHALMOSCOPE | Green Series 777 |  |  |  | Welch Allyn | Oto/Ophthalmoscope |  | OTOOPHTHALMOSCOPE-Welch Allyn-Green Series 777 |  |  |  |  | Covered PM Repair - Biomedical | MHHS-PARC
NO | NO | [5 empty] | Welch Allyn Inc | GS 777 |  | LOT# 13364 | PARC - GESSNER INPATIENT REHAB | MHHS-PARC |  | Oto/Ophthalmoscope |  |  |  | Central & Greater Heights |  | PARC - GESSNER INPATIENT REHAB | [5 empty] | OPHTHALMOSCOPE/OTOSCOPES |  | OTOOPHTHALMOSCOPE-Welch Allyn-Green Series 777 | OTOOPHTHALMOSCOPE | Green Series 777 |  |  |  | Welch Allyn | Oto/Ophthalmoscope |  | OTOOPHTHALMOSCOPE-Welch Allyn-Green Series 777 |  |  |  |  | Covered PM Repair - Radiology, Low End | MHHS-PARC
NO | NO |  |  |  | 005-33476 |  | Welch Allyn Inc | GS 777 |  |  | SE - EMERGENCY CENTER | MHHS-Southeast |  | Oto/Ophthalmoscope |  | 005-33476 |  | Southeast & Bay Area |  | SE - EMERGENCY CENTER | [5 empty] | OPHTHALMOSCOPE/OTOSCOPES |  | OTOOPHTHALMOSCOPE-Welch Allyn-Green Series 777 | OTOOPHTHALMOSCOPE | Green Series 777 |  |  |  | Welch Allyn | Oto/Ophthalmoscope |  | OTOOPHTHALMOSCOPE-Welch Allyn-Green Series 777 |  |  |  |  | Clinical Miscellaneous | MHHS-Southeast
NO | NO |  |  |  | LOT#14245 |  | Welch Allyn Inc | GS 777 |  | LOT#14245 | TMC - PACU - ADULT (2HP) | MHHS-TMC |  | Oto/Ophthalmoscope |  | LOT#14245 |  | TMC |  | TMC - PACU - ADULT (2HP) | [5 empty] | OPHTHALMOSCOPE/OTOSCOPES |  | OTOOPHTHALMOSCOPE-Welch Allyn-Green Series 777 | OTOOPHTHALMOSCOPE | Green Series 777 |  |  |  | Welch Allyn | Oto/Ophthalmoscope |  | OTOOPHTHALMOSCOPE-Welch Allyn-Green Series 777 |  |  |  |  | Covered PM Repair - Biomedical | MHHS-TMC
NO | NO |  |  |  | 069-47031 |  | Welch Allyn Inc | GS 777 |  | 069-47031 | TMC - SAROFIM 1 - ADULT ER | MHHS-TMC |  | Oto/Ophthalmoscope |  | 069-47031 |  | TMC |  | TMC - SAROFIM 1 - ADULT ER | [5 empty] | OPHTHALMOSCOPE/OTOSCOPES |  | OTOOPHTHALMOSCOPE-Welch Allyn-Green Series 777 | OTOOPHTHALMOSCOPE | Green Series 777 |  |  |  | Welch Allyn | Oto/Ophthalmoscope |  | OTOOPHTHALMOSCOPE-Welch Allyn-Green Series 777 |  |  |  |  | Covered PM Repair - Biomedical | MHHS-TMC
NO | NO |  |  |  | 069-47034 |  | Welch Allyn Inc | GS 777 |  | 069-47034 | TMC - SAROFIM 1 - ADULT ER | MHHS-TMC |  | Oto/Ophthalmoscope |  | 069-47034 |  | TMC |  | TMC - SAROFIM 1 - ADULT ER | [5 empty] | OPHTHALMOSCOPE/OTOSCOPES |  | OTOOPHTHALMOSCOPE-Welch Allyn-Green Series 777 | OTOOPHTHALMOSCOPE | Green Series 777 |  |  |  | Welch Allyn | Oto/Ophthalmoscope |  | OTOOPHTHALMOSCOPE-Welch Allyn-Green Series 777 |  |  |  |  | Covered PM Repair - Biomedical | MHHS-TMC
NO | NO |  |  |  | 069-47055 |  | Welch Allyn Inc | GS 777 |  | 069-47055 | TMC - SAROFIM 1 - ADULT ER | MHHS-TMC |  | Oto/Ophthalmoscope |  | 069-47055 |  | TMC |  | TMC - SAROFIM 1 - ADULT ER | [5 empty] | OPHTHALMOSCOPE/OTOSCOPES |  | OTOOPHTHALMOSCOPE-Welch Allyn-Green Series 777 | OTOOPHTHALMOSCOPE | Green Series 777 |  |  |  | Welch Allyn | Oto/Ophthalmoscope |  | OTOOPHTHALMOSCOPE-Welch Allyn-Green Series 777 |  |  |  |  | Covered PM Repair - Biomedical | MHHS-TMC
NO | NO |  |  |  | 069-47363 |  | Welch Allyn Inc | GS 777 |  | 069-47363 | TMC - SAROFIM 1 - ADULT ER | MHHS-TMC |  | Oto/Ophthalmoscope |  | 069-47363 |  | TMC |  | TMC - SAROFIM 1 - ADULT ER | [5 empty] | OPHTHALMOSCOPE/OTOSCOPES |  | OTOOPHTHALMOSCOPE-Welch Allyn-Green Series 777 | OTOOPHTHALMOSCOPE | Green Series 777 |  |  |  | Welch Allyn | Oto/Ophthalmoscope |  | OTOOPHTHALMOSCOPE-Welch Allyn-Green Series 777 |  |  |  |  | Covered PM Repair - Biomedical | MHHS-TMC
NO | NO |  |  |  | 069-47524 |  | Welch Allyn Inc | GS 777 |  | 069-47524 | TMC - SAROFIM 1 - ADULT ER | MHHS-TMC |  | Oto/Ophthalmoscope |  | 069-47524 |  | TMC |  | TMC - SAROFIM 1 - ADULT ER | [5 empty] | OPHTHALMOSCOPE/OTOSCOPES |  | OTOOPHTHALMOSCOPE-Welch Allyn-Green Series 777 | OTOOPHTHALMOSCOPE | Green Series 777 |  |  |  | Welch Allyn | Oto/Ophthalmoscope |  | OTOOPHTHALMOSCOPE-Welch Allyn-Green Series 777 |  |  |  |  | Covered PM Repair - Biomedical | MHHS-TMC
NO | NO |  |  |  | 069-47525 |  | Welch Allyn Inc | GS 777 |  | 069-47525 | TMC - SAROFIM 1 - ADULT ER | MHHS-TMC |  | Oto/Ophthalmoscope |  | 069-47525 |  | TMC |  | TMC - SAROFIM 1 - ADULT ER | [5 empty] | OPHTHALMOSCOPE/OTOSCOPES |  | OTOOPHTHALMOSCOPE-Welch Allyn-Green Series 777 | OTOOPHTHALMOSCOPE | Green Series 777 |  |  |  | Welch Allyn | Oto/Ophthalmoscope |  | OTOOPHTHALMOSCOPE-Welch Allyn-Green Series 777 |  |  |  |  | Covered PM Repair - Biomedical | MHHS-TMC
NO | NO |  |  |  | 069-47526 |  | Welch Allyn Inc | GS 777 |  | 069-47526 | TMC - SAROFIM 1 - ADULT ER | MHHS-TMC |  | Oto/Ophthalmoscope |  | 069-47526 |  | TMC |  | TMC - SAROFIM 1 - ADULT ER | [5 empty] | OPHTHALMOSCOPE/OTOSCOPES |  | OTOOPHTHALMOSCOPE-Welch Allyn-Green Series 777 | OTOOPHTHALMOSCOPE | Green Series 777 |  |  |  | Welch Allyn | Oto/Ophthalmoscope |  | OTOOPHTHALMOSCOPE-Welch Allyn-Green Series 777 |  |  |  |  | Covered PM Repair - Respiratory/Steriliz | MHHS-TMC
NO | NO |  |  |  | 069-47531 |  | Welch Allyn Inc | GS 777 |  | 069-47531 | TMC - SAROFIM 1 - ADULT ER | MHHS-TMC |  | Oto/Ophthalmoscope |  | 069-47531 |  | TMC |  | TMC - SAROFIM 1 - ADULT ER | [5 empty] | OPHTHALMOSCOPE/OTOSCOPES |  | OTOOPHTHALMOSCOPE-Welch Allyn-Green Series 777 | OTOOPHTHALMOSCOPE | Green Series 777 |  |  |  | Welch Allyn | Oto/Ophthalmoscope |  | OTOOPHTHALMOSCOPE-Welch Allyn-Green Series 777 |  |  |  |  | Not Covered Vendor Only - Biomedical | MHHS-TMC
NO | NO |  |  |  | 069-47660 |  | Welch Allyn Inc | GS 777 |  | 069-47660 | TMC - SAROFIM 1 - ADULT ER | MHHS-TMC |  | Oto/Ophthalmoscope |  | 069-47660 |  | TMC |  | TMC - SAROFIM 1 - ADULT ER | [5 empty] | OPHTHALMOSCOPE/OTOSCOPES |  | OTOOPHTHALMOSCOPE-Welch Allyn-Green Series 777 | OTOOPHTHALMOSCOPE | Green Series 777 |  |  |  | Welch Allyn | Oto/Ophthalmoscope |  | OTOOPHTHALMOSCOPE-Welch Allyn-Green Series 777 |  |  |  |  | Not Covered Vendor Only - Biomedical | MHHS-TMC
NO | NO |  |  |  | 069-47367 |  | Welch Allyn Inc | GS 777 |  | 069-47367 | TMC - SAROFIM 1 - PEDI ER | MHHS-TMC |  | Oto/Ophthalmoscope |  | 069-47367 |  | TMC |  | TMC - SAROFIM 1 - PEDI ER | [5 empty] | OPHTHALMOSCOPE/OTOSCOPES |  | OTOOPHTHALMOSCOPE-Welch Allyn-Green Series 777 | OTOOPHTHALMOSCOPE | Green Series 777 |  |  |  | Welch Allyn | Oto/Ophthalmoscope |  | OTOOPHTHALMOSCOPE-Welch Allyn-Green Series 777 |  |  |  |  | Covered PM Repair - Biomedical | MHHS-TMC
NO | NO |  |  |  | 069-47500 |  | Welch Allyn Inc | GS 777 |  | 069-47500 | TMC - SAROFIM 1 - PEDI ER | MHHS-TMC |  | Oto/Ophthalmoscope |  | 069-47500 |  | TMC |  | TMC - SAROFIM 1 - PEDI ER | [5 empty] | OPHTHALMOSCOPE/OTOSCOPES |  | OTOOPHTHALMOSCOPE-Welch Allyn-Green Series 777 | OTOOPHTHALMOSCOPE | Green Series 777 |  |  |  | Welch Allyn | Oto/Ophthalmoscope |  | OTOOPHTHALMOSCOPE-Welch Allyn-Green Series 777 |  |  |  |  | Covered PM Repair - Biomedical | MHHS-TMC
NO | NO |  |  |  | 069-47500 |  | Welch Allyn Inc | GS 777 |  | 069-47500 | TMC - SAROFIM 1 - PEDI ER | MHHS-TMC |  | Oto/Ophthalmoscope |  | 069-47500 |  | TMC |  | TMC - SAROFIM 1 - PEDI ER | [5 empty] | OPHTHALMOSCOPE/OTOSCOPES |  | OTOOPHTHALMOSCOPE-Welch Allyn-Green Series 777 | OTOOPHTHALMOSCOPE | Green Series 777 |  |  |  | Welch Allyn | Oto/Ophthalmoscope |  | OTOOPHTHALMOSCOPE-Welch Allyn-Green Series 777 |  |  |  |  | Covered PM Repair - Biomedical | MHHS-TMC
NO | NO |  |  |  | 069-47520 |  | Welch Allyn Inc | GS 777 |  | 069-47520 | TMC - SAROFIM 1 - PEDI ER | MHHS-TMC |  | Oto/Ophthalmoscope |  | 069-47520 |  | TMC |  | TMC - SAROFIM 1 - PEDI ER | [5 empty] | OPHTHALMOSCOPE/OTOSCOPES |  | OTOOPHTHALMOSCOPE-Welch Allyn-Green Series 777 | OTOOPHTHALMOSCOPE | Green Series 777 |  |  |  | Welch Allyn | Oto/Ophthalmoscope |  | OTOOPHTHALMOSCOPE-Welch Allyn-Green Series 777 |  |  |  |  | Covered PM Repair - Biomedical | MHHS-TMC
NO | NO |  |  |  | 069-47521 |  | Welch Allyn Inc | GS 777 |  | 069-47521 | TMC - SAROFIM 1 - PEDI ER | MHHS-TMC |  | Oto/Ophthalmoscope |  | 069-47521 |  | TMC |  | TMC - SAROFIM 1 - PEDI ER | [5 empty] | OPHTHALMOSCOPE/OTOSCOPES |  | OTOOPHTHALMOSCOPE-Welch Allyn-Green Series 777 | OTOOPHTHALMOSCOPE | Green Series 777 |  |  |  | Welch Allyn | Oto/Ophthalmoscope |  | OTOOPHTHALMOSCOPE-Welch Allyn-Green Series 777 |  |  |  |  | Covered PM Repair - Biomedical | MHHS-TMC
NO | NO |  |  |  | 069-47527 |  | Welch Allyn Inc | GS 777 |  | 069-47527 | TMC - SAROFIM 1 - PEDI ER | MHHS-TMC |  | Oto/Ophthalmoscope |  | 069-47527 |  | TMC |  | TMC - SAROFIM 1 - PEDI ER | [5 empty] | OPHTHALMOSCOPE/OTOSCOPES |  | OTOOPHTHALMOSCOPE-Welch Allyn-Green Series 777 | OTOOPHTHALMOSCOPE | Green Series 777 |  |  |  | Welch Allyn | Oto/Ophthalmoscope |  | OTOOPHTHALMOSCOPE-Welch Allyn-Green Series 777 |  |  |  |  | Covered PM Repair - Biomedical | MHHS-TMC
NO | NO |  |  |  | 069-47518 |  | Welch Allyn Inc | GS 777 |  | 069-47518 | TMC - SAROFIM 5 - BURN UNIT | MHHS-TMC |  | Oto/Ophthalmoscope |  | 069-47518 |  | TMC |  | TMC - SAROFIM 5 - BURN UNIT | [5 empty] | OPHTHALMOSCOPE/OTOSCOPES |  | OTOOPHTHALMOSCOPE-Welch Allyn-Green Series 777 | OTOOPHTHALMOSCOPE | Green Series 777 |  |  |  | Welch Allyn | Oto/Ophthalmoscope |  | OTOOPHTHALMOSCOPE-Welch Allyn-Green Series 777 |  |  |  |  | Covered PM Repair - Biomedical | MHHS-TMC
NO | NO |  |  |  | 069-47519 |  | Welch Allyn Inc | GS 777 |  | 069-47519 | TMC - SAROFIM 5 - BURN UNIT | MHHS-TMC |  | Oto/Ophthalmoscope |  | 069-47519 |  | TMC |  | TMC - SAROFIM 5 - BURN UNIT | [5 empty] | OPHTHALMOSCOPE/OTOSCOPES |  | OTOOPHTHALMOSCOPE-Welch Allyn-Green Series 777 | OTOOPHTHALMOSCOPE | Green Series 777 |  |  |  | Welch Allyn | Oto/Ophthalmoscope |  | OTOOPHTHALMOSCOPE-Welch Allyn-Green Series 777 |  |  |  |  | Covered PM Repair - Biomedical | MHHS-TMC
NO | NO |  |  |  | 069-47494 |  | Welch Allyn Inc | GS 777 |  | 069-47494 | TMC - SAROFIM 5 - SILVER | MHHS-TMC |  | Oto/Ophthalmoscope |  | 069-47494 |  | TMC |  | TMC - SAROFIM 5 - SILVER | [5 empty] | OPHTHALMOSCOPE/OTOSCOPES |  | OTOOPHTHALMOSCOPE-Welch Allyn-Green Series 777 | OTOOPHTHALMOSCOPE | Green Series 777 |  |  |  | Welch Allyn | Oto/Ophthalmoscope |  | OTOOPHTHALMOSCOPE-Welch Allyn-Green Series 777 |  |  |  |  | Covered PM Repair - Biomedical | MHHS-TMC
NO | NO |  |  |  | 069-47515 |  | Welch Allyn Inc | GS 777 |  | 069-47515 | TMC - SAROFIM 5 - SILVER | MHHS-TMC |  | Oto/Ophthalmoscope |  | 069-47515 |  | TMC |  | TMC - SAROFIM 5 - SILVER | [5 empty] | OPHTHALMOSCOPE/OTOSCOPES |  | OTOOPHTHALMOSCOPE-Welch Allyn-Green Series 777 | OTOOPHTHALMOSCOPE | Green Series 777 |  |  |  | Welch Allyn | Oto/Ophthalmoscope |  | OTOOPHTHALMOSCOPE-Welch Allyn-Green Series 777 |  |  |  |  | Covered PM Repair - Biomedical | MHHS-TMC
NO | NO |  |  |  | 069-47497 |  | Welch Allyn Inc | GS 777 |  | 069-47497 | TMC - SAROFIM 6 - SIMU | MHHS-TMC |  | Oto/Ophthalmoscope |  | 069-47497 |  | TMC |  | TMC - SAROFIM 6 - SIMU | [5 empty] | OPHTHALMOSCOPE/OTOSCOPES |  | OTOOPHTHALMOSCOPE-Welch Allyn-Green Series 777 | OTOOPHTHALMOSCOPE | Green Series 777 |  |  |  | Welch Allyn | Oto/Ophthalmoscope |  | OTOOPHTHALMOSCOPE-Welch Allyn-Green Series 777 |  |  |  |  | Covered PM Repair - Biomedical | MHHS-TMC
NO | NO |  |  |  | 069-47514 |  | Welch Allyn Inc | GS 777 |  | 069-47514 | TMC - SAROFIM 6 - SIMU | MHHS-TMC |  | Oto/Ophthalmoscope |  | 069-47514 |  | TMC |  | TMC - SAROFIM 6 - SIMU | [5 empty] | OPHTHALMOSCOPE/OTOSCOPES |  | OTOOPHTHALMOSCOPE-Welch Allyn-Green Series 777 | OTOOPHTHALMOSCOPE | Green Series 777 |  |  |  | Welch Allyn | Oto/Ophthalmoscope |  | OTOOPHTHALMOSCOPE-Welch Allyn-Green Series 777 |  |  |  |  | Covered PM Repair - Biomedical | MHHS-TMC
NO | YES |  |  |  | 133-08420 | 133-08420 | Welch Allyn Inc | GS 900 |  |  | Katy-PACU | MHHS-Katy |  | Lamp, Exam |  | 133-08420 | 133-08420 | Katy | MHHS-Katy | Katy-PACU | OR Hallway |  |  |  |  | LIGHTS, EXAMINATION | Lamp, Exam | LAMPEXAM-Welch Allyn-GS-900 | LAMPEXAM | GS-900 |  |  |  | Welch Allyn | Lamp, Exam |  |  | LAMPEXAM-Welch Allyn-GS-900 |  |  |  | Covered PM Repair - Biomedical | MHHS-Katy | [8 empty] | LAMPEXAM | Lamp, Exam | Welch Allyn
NO | YES |  |  |  | 133-09901 | 133-09901 | Welch Allyn Inc | GS 900 |  | NSN | Katy-Cath Lab | MHHS-Katy |  | Lamp, Exam |  | 133-09901 | 133-09901 | Katy | MHHS-Katy | Katy-Cath Lab | Cath Lab |  |  |  |  | LIGHTS, EXAMINATION | Lamp, Exam | LAMPEXAM-Welch Allyn-GS-900 | LAMPEXAM | GS-900 |  |  |  | Welch Allyn | Lamp, Exam |  |  | LAMPEXAM-Welch Allyn-GS-900 |  |  |  | Covered PM Repair - Biomedical | MHHS-Katy | [8 empty] | LAMPEXAM | Lamp, Exam | Welch Allyn
NO | YES |  |  |  | 151-02325 | 151-02325 | Welch Allyn Inc | GS EXAM LIGHT IV |  | NSN | CY-Labor & Delivery | MHHS-Cypress |  |  |  | 151-02325 | 151-02325 | Northwest | MHHS-Cypress | CY-Labor & Delivery | DICTATION/EQUIPMENT S5 163 |  |  |  |  | LIGHTS, EXAMINATION | Lamp, Exam | LAMPEXAM-Welch Allyn-GS |  |  |  |  | LAMPEXAM-Welch Allyn-GS | Welch Allyn | [7 empty] | Covered PM Repair - Biomedical | MHHS-Cypress | [8 empty] | LAMPEXAM | Lamp, Exam | Welch Allyn
NO | YES |  |  |  | 151-02326 | 151-02326 | Welch Allyn Inc | GS EXAM LIGHT IV |  | NSN | CY-Labor & Delivery | MHHS-Cypress |  |  |  | 151-02326 | 151-02326 | Northwest | MHHS-Cypress | CY-Labor & Delivery |  | 7/1/17 |  |  |  | LIGHTS, EXAMINATION | Lamp, Exam | LAMPEXAM-Welch Allyn-GS |  |  |  |  | LAMPEXAM-Welch Allyn-GS | Welch Allyn |  |  |  |  | 8/1/19 |  |  | Covered PM Repair - Biomedical | MHHS-Cypress | [8 empty] | LAMPEXAM | Lamp, Exam | Welch Allyn
NO | YES |  |  |  | 000-03557 | 000-03557 | Welch Allyn Inc | GS EXAM LIGHT IV |  | 000-03557 | MH MG-(KY)-OB/GYN | MHHS-MG |  |  |  | 000-03557 | 000-03557 | Katy | MHHS-MG | MH MG-(KY)-OB/GYN | EXAM 1 |  |  |  |  | LIGHTS, EXAMINATION | Lamp, Exam | LAMPEXAM-Welch Allyn-GS |  |  |  |  | LAMPEXAM-Welch Allyn-GS | Welch Allyn | [7 empty] | Covered PM Repair - Biomedical | MHHS-MG | [8 empty] | LAMPEXAM | Lamp, Exam | Welch Allyn
NO | YES |  |  |  | 000-03560 | 000-03560 | Welch Allyn Inc | GS EXAM LIGHT IV |  | 000-03560 | MH MG-(KY)-OB/GYN | MHHS-MG |  |  |  | 000-03560 | 000-03560 | Katy | MHHS-MG | MH MG-(KY)-OB/GYN | Ex 2 |  |  |  |  | LIGHTS, EXAMINATION | Lamp, Exam | LAMPEXAM-Welch Allyn-GS |  |  |  |  | LAMPEXAM-Welch Allyn-GS | Welch Allyn | [7 empty] | Covered PM Repair - Biomedical | MHHS-MG | [8 empty] | LAMPEXAM | Lamp, Exam | Welch Allyn
NO | YES |  |  |  | 000-03569 | 000-03569 | Welch Allyn Inc | GS EXAM LIGHT IV |  | 000-03569 | MH MG-(KY)-OB/GYN | MHHS-MG |  |  |  | 000-03569 | 000-03569 | Katy | MHHS-MG | MH MG-(KY)-OB/GYN | Exam 1 |  |  |  |  | LIGHTS, EXAMINATION | Lamp, Exam | LAMPEXAM-Welch Allyn-GS |  |  |  |  | LAMPEXAM-Welch Allyn-GS | Welch Allyn | [7 empty] | Covered PM Repair - Biomedical | MHHS-MG | [8 empty] | LAMPEXAM | Lamp, Exam | Welch Allyn
NO | YES |  |  |  | 000-03572 | 000-03572 | Welch Allyn Inc | GS EXAM LIGHT IV |  | 000-03572 | MH MG-(KY)-OB/GYN | MHHS-MG |  |  |  | 000-03572 | 000-03572 | Katy | MHHS-MG | MH MG-(KY)-OB/GYN | OGBYN |  |  |  | No pm | LIGHTS, EXAMINATION | Lamp, Exam | LAMPEXAM-Welch Allyn-GS |  |  |  |  | LAMPEXAM-Welch Allyn-GS | Welch Allyn | [7 empty] | Covered PM Repair - Biomedical | MHHS-MG | [8 empty] | LAMPEXAM | Lamp, Exam | Welch Allyn
NO | YES |  |  |  | 142-07929 | 142-07929 | Welch Allyn Inc | GS EXAM LIGHT IV |  |  | NE- 3 WEST TOWER CARDIO | MHHS-Northeast |  |  |  | 142-07929 | 142-07929 | Katy | Memorial Hermann North East Hospital | NE- 3 WEST TOWER CARDIO | MED SURG CARDIAC |  |  |  |  | LIGHTS, EXAMINATION |  | LAMPEXAM-Welch Allyn-GS |  |  |  |  | LAMPEXAM-Welch Allyn-GS | Welch Allyn | [7 empty] | Covered PM Repair - Biomedical | MHHS-Northeast
NO | YES | Serial Number Cnf |  |  | 142-07971 | 142-07971 | Welch Allyn Inc | GS EXAM LIGHT IV |  | Cnf | NE - 4 WEST TOWER | MHHS-Northeast |  |  |  | 142-07971 | 142-07971 | Katy | Memorial Hermann | NE - 4 WEST TOWER | Med surg |  |  |  |  | LIGHTS, EXAMINATION |  | LAMPEXAM-Welch Allyn-GS |  |  |  |  | LAMPEXAM-Welch Allyn-GS | Welch Allyn | [7 empty] | Covered PM Repair - Biomedical | MHHS-Northeast
NO | YES |  |  |  | 145-00865 | 145-00865 | Welch Allyn Inc | GS EXAM LIGHT IV |  | NSN | Pearland-Radiology | MHHS-Pearland Hospital |  |  |  | 145-00865 | 145-00865 | Pearland | MHHS-Pearland Hospital | Pearland-Radiology | 315.1 APP room behind the nurses station in X-Ray | 12/1/17 |  |  |  | LIGHTS, EXAMINATION | Lamp, Exam | LAMPEXAM-Welch Allyn-GS |  |  |  |  | LAMPEXAM-Welch Allyn-GS | Welch Allyn | [7 empty] | Covered PM Repair - Biomedical | MHHS-Pearland Hospital | [8 empty] | LAMPEXAM | Lamp, Exam | Welch Allyn
NO | YES |  |  |  | 005-10609 | 005-10609 | Welch Allyn Inc | GS EXAM LIGHT IV |  | NSN | SE-Labor & Delivery | MHHS-Southeast |  |  |  | 005-10609 | 005-10609 | Southeast | MHHS-Southeast | SE-Labor & Delivery | LABOR DELIVERY ROOM 4 |  |  |  |  | LIGHTS, EXAMINATION |  | LAMPEXAM-Welch Allyn-GS |  |  |  |  | LAMPEXAM-Welch Allyn-GS | Welch Allyn | [7 empty] | Covered PM Repair - Biomedical | MHHS-Southeast
NO | YES |  |  |  | 005-10611 | 005-10611 | Welch Allyn Inc | GS EXAM LIGHT IV |  | NSN | SE-Neonatal ICU | MHHS-Southeast |  |  |  | 005-10611 | 005-10611 | Southeast | MHHS-Southeast | SE-Neonatal ICU | 4th floor storage |  |  |  |  | LIGHTS, EXAMINATION |  | LAMPEXAM-Welch Allyn-GS |  |  |  |  | LAMPEXAM-Welch Allyn-GS | Welch Allyn |  |  |  |  | 7/1/11 |  |  | Covered PM Repair - Biomedical | MHHS-Southeast
NO | YES |  |  |  | 005-11110 | 005-11110 | Welch Allyn Inc | GS EXAM LIGHT IV |  | NSN | SE-Esophageal Disease Center | MHHS-Southeast |  |  |  | 005-11110 | 005-11110 | Southeast | MHHS-Southeast | SE-Esophageal Disease Center | SE - ESOPHAGEAL DISEASE CENTER |  |  |  |  | LIGHTS, EXAMINATION |  | LAMPEXAM-Welch Allyn-GS |  |  |  |  | LAMPEXAM-Welch Allyn-GS | Welch Allyn | [7 empty] | Covered PM Repair - Biomedical | MHHS-Southeast
NO | NO |  |  |  | 142-07878 |  | Welch Allyn Inc | GS EXAM LIGHT IV |  |  | NE - 2 WEST TOWER | MHHS-Northeast |  |  |  | 142-07878 |  | Katy |  | NE - 2 WEST TOWER | [5 empty] | LIGHTS, EXAMINATION |  | LAMPEXAM-Welch Allyn-GS |  |  |  |  | LAMPEXAM-Welch Allyn-GS | Welch Allyn | [7 empty] | Covered PM Repair - Biomedical | MHHS-Northeast
NO | NO |  |  |  | 145-00851 |  | Welch Allyn Inc | GS EXAM LIGHT IV |  | NSN | PEARLAND - EMERGENCY CENTER | MHHS-Pearland Hospital |  |  |  | 145-00851 |  | Pearland |  | PEARLAND - EMERGENCY CENTER | [5 empty] | LIGHTS, EXAMINATION |  | LAMPEXAM-Welch Allyn-GS |  |  |  |  | LAMPEXAM-Welch Allyn-GS | Welch Allyn | [7 empty] | Covered PM Repair - Biomedical | MHHS-Pearland Hospital
NO | NO |  |  |  | 005-11140 |  | Welch Allyn Inc | GS EXAM LIGHT IV |  | LOT# 160427 | SE - ESOPHAGEAL DISEASE CENTER | MHHS-Southeast |  |  |  | 005-11140 |  | Southeast & Bay Area |  | SE - ESOPHAGEAL DISEASE CENTER | [5 empty] | LIGHTS, EXAMINATION |  | LAMPEXAM-Welch Allyn-GS |  |  |  |  | LAMPEXAM-Welch Allyn-GS | Welch Allyn | [7 empty] | Covered PM Repair - Biomedical | MHHS-Southeast
NO | NO |  |  |  | 005-11111 |  | Welch Allyn Inc | GS EXAM LIGHT IV |  | NSN | SE - NONINVASIVE CARDIOLOGY | MHHS-Southeast |  |  |  | 005-11111 |  | Southeast & Bay Area |  | SE - NONINVASIVE CARDIOLOGY | [5 empty] | LIGHTS, EXAMINATION |  | LAMPEXAM-Welch Allyn-GS |  |  |  |  | LAMPEXAM-Welch Allyn-GS | Welch Allyn | [7 empty] | Covered PM Repair - Biomedical | MHHS-Southeast
NO | NO |  |  |  | 069-36797 |  | Welch Allyn Inc | GS EXAM LIGHT IV |  | NO S/N | TMC - PLAZA - CANCER CENTER (STE 2900) | MHHS-TMC |  |  |  | 069-36797 |  | TMC |  | TMC - PLAZA - CANCER CENTER (STE 2900) | [5 empty] | LIGHTS, EXAMINATION |  | LAMPEXAM-Welch Allyn-GS |  |  |  |  | LAMPEXAM-Welch Allyn-GS | Welch Allyn | [7 empty] | Covered PM Repair - Biomedical | MHHS-TMC
NO | NO |  |  |  | 069-43498 |  | Welch Allyn Inc | GS EXAM LIGHT IV |  | NO S/N | TMC - PLAZA - CANCER CENTER (STE 2900) | MHHS-TMC |  |  |  | 069-43498 |  | TMC |  | TMC - PLAZA - CANCER CENTER (STE 2900) | [5 empty] | LIGHTS, EXAMINATION |  | LAMPEXAM-Welch Allyn-GS |  |  |  |  | LAMPEXAM-Welch Allyn-GS | Welch Allyn | [7 empty] | Covered PM Repair - Biomedical | MHHS-TMC
NO | NO | [5 empty] | Welch Allyn Inc | GS EXAM LIGHT IV |  | N/A | TMC - PLAZA - CANCER CENTER (STE 2900) | MHHS-TMC | [5 empty] | TMC |  | TMC - PLAZA - CANCER CENTER (STE 2900) | [5 empty] | LIGHTS, EXAMINATION |  | LAMPEXAM-Welch Allyn-GS |  |  |  |  | LAMPEXAM-Welch Allyn-GS | Welch Allyn | [7 empty] | Covered PM Repair - Biomedical | MHHS-TMC
NO | NO |  |  |  | 005-11673 |  | Welch Allyn Inc | KLEENSPEC 79900 |  | 005-11673 | CLOSED - (SE) - SOUTHEAST MEDICAL ASSOCIATES | MHHS-MG |  |  |  | 005-11673 |  | Southeast & Bay Area |  | CLOSED - (SE) - SOUTHEAST MEDICAL ASSOCIATES | [5 empty] | LIGHTS, EXAMINATION |  | LAMPEXAM-Welch Allyn-790 Series KleenSpec |  |  |  |  | LAMPEXAM-Welch Allyn-790 Series KleenSpec | Welch Allyn | [7 empty] | Covered PM Repair - Biomedical | MHHS-MG
NO | NO |  |  |  | 005-11674 |  | Welch Allyn Inc | KLEENSPEC 79900 |  | 005-11674 | CLOSED - (SE) - SOUTHEAST MEDICAL ASSOCIATES | MHHS-MG |  |  |  | 005-11674 |  | Southeast & Bay Area |  | CLOSED - (SE) - SOUTHEAST MEDICAL ASSOCIATES | [5 empty] | LIGHTS, EXAMINATION |  | LAMPEXAM-Welch Allyn-790 Series KleenSpec |  |  |  |  | LAMPEXAM-Welch Allyn-790 Series KleenSpec | Welch Allyn | [7 empty] | Covered PM Repair - Biomedical | MHHS-MG
NO | YES |  |  |  | 000-04362 | 000-04362 | Welch Allyn Inc | KLEENSPEC 79910 |  | LOT# 20160218 | MH MG-(CY)-Fairfield [Mp1-Ste100] | MHHS-MG |  |  |  | 000-04362 | 000-04362 | Northwest | MHHS-MG | MH MG-(CY)-Fairfield [Mp1-Ste100] | C1 124 |  |  |  |  | LIGHTS, EXAMINATION | Lamp, Exam | LAMPEXAM-Welch Allyn-790 Series KleenSpec |  |  |  |  | LAMPEXAM-Welch Allyn-790 Series KleenSpec | Welch Allyn |  |  |  |  | 5/27/16 |  |  | Covered PM Repair - Respiratory/Steriliz | MHHS-MG | [8 empty] | LAMPEXAM | Lamp, Exam | Welch Allyn
NO | YES |  |  |  | 129-04764 | 129-04764 | Welch Allyn Inc | KLEENSPEC 79910 |  | N/A | CBC - (STX) - TERRY HIGH SCHOOL | MHHS-Neighborhood Clinics |  |  |  | 129-04764 | 129-04764 | South |  | CBC - (STX) - TERRY HIGH SCHOOL |  | 03/27/2015 |  |  |  | LIGHTS, EXAMINATION |  | LAMPEXAM-Welch Allyn-790 Series KleenSpec |  |  |  |  | LAMPEXAM-Welch Allyn-790 Series KleenSpec | Welch Allyn |  |  |  |  | 09/01/2020 |  |  | Not Covered Vendor Only - Biomedical | MHHS-Neighborhood Clinics
NO | YES |  |  |  | 129-04765 | 129-04765 | Welch Allyn Inc | KLEENSPEC 79910 |  | N/A | CBC - (STX) - TERRY HIGH SCHOOL | MHHS-Neighborhood Clinics |  |  |  | 129-04765 | 129-04765 | South |  | CBC - (STX) - TERRY HIGH SCHOOL |  | 03/27/2015 |  |  |  | LIGHTS, EXAMINATION |  | LAMPEXAM-Welch Allyn-790 Series KleenSpec |  |  |  |  | LAMPEXAM-Welch Allyn-790 Series KleenSpec | Welch Allyn |  |  |  |  | 09/01/2020 |  |  | Not Covered Vendor Only - Biomedical | MHHS-Neighborhood Clinics
NO | YES |  |  |  | 929-01249 | 929-01249 | Welch Allyn Inc | KLEENSPEC 79910 |  | LOT# 20120803 | MH MG-(WDLS)-Twl Pinecroft (100/101) | MHHS-MG |  |  |  | 929-01249 | 929-01249 | Woodlands | MHHS-MG | MH MG-(WDLS)-Twl Pinecroft (100/101) | Family practice |  |  |  |  | LIGHTS, EXAMINATION | Lamp, Exam | LAMPEXAM-Welch Allyn-790 Series KleenSpec |  |  |  |  | LAMPEXAM-Welch Allyn-790 Series KleenSpec | Welch Allyn | [7 empty] | Covered PM Repair - Biomedical | MHHS-MG | [8 empty] | LAMPEXAM | Lamp, Exam | Welch Allyn
NO | YES |  |  |  | 929-01266 | 929-01266 | Welch Allyn Inc | KLEENSPEC 79910 |  | LOT# 20120524 | MH MG-(WDLS)-Twl Pinecroft (100/101) | MHHS-MG |  |  |  | 929-01266 | 929-01266 | Woodlands | MHHS-MG | MH MG-(WDLS)-Twl Pinecroft (100/101) | Family practice |  |  |  |  | LIGHTS, EXAMINATION | Lamp, Exam | LAMPEXAM-Welch Allyn-790 Series KleenSpec |  |  |  |  | LAMPEXAM-Welch Allyn-790 Series KleenSpec | Welch Allyn |  |  |  |  | 5/30/17 |  |  | Covered PM Repair - Biomedical | MHHS-MG | [8 empty] | LAMPEXAM | Lamp, Exam | Welch Allyn
NO | YES |  |  |  | 929-01314 | 929-01314 | Welch Allyn Inc | KLEENSPEC 79910 |  | LOT# 20120705 | MH MG-(WDLS)-Twl Pinecroft (100/101) | MHHS-MG |  |  |  | 929-01314 | 929-01314 | Woodlands | MHHS-MG | MH MG-(WDLS)-Twl Pinecroft (100/101) | Family practice suite 100 |  |  |  |  | LIGHTS, EXAMINATION | Lamp, Exam | LAMPEXAM-Welch Allyn-790 Series KleenSpec |  |  |  |  | LAMPEXAM-Welch Allyn-790 Series KleenSpec | Welch Allyn |  |  |  |  | 5/30/17 |  |  | Covered PM Repair - Biomedical | MHHS-MG | [8 empty] | LAMPEXAM | Lamp, Exam | Welch Allyn
NO | YES |  |  |  | 929-01321 | 929-01321 | Welch Allyn Inc | KLEENSPEC 79910 |  |  | MH MG-(WDLS)-Twl Pinecroft (100/101) | MHHS-MG |  |  |  | 929-01321 | 929-01321 | Woodlands | MHHS-MG | MH MG-(WDLS)-Twl Pinecroft (100/101) | Family practice suite 100 |  |  |  |  | LIGHTS, EXAMINATION | Lamp, Exam | LAMPEXAM-Welch Allyn-790 Series KleenSpec |  |  |  |  | LAMPEXAM-Welch Allyn-790 Series KleenSpec | Welch Allyn |  |  |  |  | 10/1/20 |  |  | Not Covered Vendor Only - Biomedical | MHHS-MG | [8 empty] | LAMPEXAM | Lamp, Exam | Welch Allyn
NO | YES |  |  |  | 929-01327 | 929-01327 | Welch Allyn Inc | KLEENSPEC 79910 |  | LOT# 20111116 | MH MG-(WDLS)-Twl Pinecroft (100/101) | MHHS-MG |  |  |  | 929-01327 | 929-01327 | Woodlands | MHHS-MG | MH MG-(WDLS)-Twl Pinecroft (100/101) | Family practice suite 100 |  |  |  |  | LIGHTS, EXAMINATION | Lamp, Exam | LAMPEXAM-Welch Allyn-790 Series KleenSpec |  |  |  |  | LAMPEXAM-Welch Allyn-790 Series KleenSpec | Welch Allyn |  |  |  |  | 2/1/20 |  |  | Not Covered Vendor Only - Biomedical | MHHS-MG | [8 empty] | LAMPEXAM | Lamp, Exam | Welch Allyn
NO | YES | [5 empty] | Welch Allyn Inc | KLEENSPEC 79910 |  | LOT# 20160824 | MH MG-(WDLS)-Urgent Care-Spring | MHHS-MG | [5 empty] | Woodlands | MHHS-MG | MH MG-(WDLS)-Urgent Care-Spring | Urgent care 1 | 4/1/19 |  |  |  | LIGHTS, EXAMINATION | Lamp, Exam | LAMPEXAM-Welch Allyn-790 Series KleenSpec |  |  |  |  | LAMPEXAM-Welch Allyn-790 Series KleenSpec | Welch Allyn |  |  |  |  | 9/1/20 |  |  | Not Covered Vendor Only - Biomedical | MHHS-MG | [8 empty] | LAMPEXAM | Lamp, Exam | Welch Allyn
NO | NO | [5 empty] | Welch Allyn Inc | KLEENSPEC 79910 |  | LOT# 20120124 | MH MG - (WDLS) - IMPERIAL OAKS | MHHS-MG | [5 empty] | Woodlands |  | MH MG - (WDLS) - IMPERIAL OAKS | [5 empty] | LIGHTS, EXAMINATION |  | LAMPEXAM-Welch Allyn-790 Series KleenSpec |  |  |  |  | LAMPEXAM-Welch Allyn-790 Series KleenSpec | Welch Allyn | [7 empty] | Covered PM Repair - Respiratory/Steriliz | MHHS-MG
NO | NO | [5 empty] | Welch Allyn Inc | KLEENSPEC 79910 |  | LOT# 20120918 | MH MG - (WDLS) - IMPERIAL OAKS | MHHS-MG | [5 empty] | Woodlands |  | MH MG - (WDLS) - IMPERIAL OAKS | [5 empty] | LIGHTS, EXAMINATION |  | LAMPEXAM-Welch Allyn-790 Series KleenSpec |  |  |  |  | LAMPEXAM-Welch Allyn-790 Series KleenSpec | Welch Allyn | [7 empty] | Covered PM Repair - Respiratory/Steriliz | MHHS-MG
NO | NO | [5 empty] | Welch Allyn Inc | KLEENSPEC 79910 |  | LOT# 20080611 | MH MG - (WDLS) - SPRING CCC | MHHS-MG | [5 empty] | Woodlands |  | MH MG - (WDLS) - SPRING CCC | [5 empty] | LIGHTS, EXAMINATION |  | LAMPEXAM-Welch Allyn-790 Series KleenSpec |  |  |  |  | LAMPEXAM-Welch Allyn-790 Series KleenSpec | Welch Allyn | [7 empty] | Covered PM Repair - Biomedical | MHHS-MG
NO | NO |  |  |  | 029-07938 |  | Welch Allyn Inc | KLEENSPEC 79910 |  | LOT# 20100407 | MH MG - (WDLS) - TWL PINECROFT (100/101) | MHHS-MG |  |  |  | 029-07938 |  | Woodlands |  | MH MG - (WDLS) - TWL PINECROFT (100/101) | [5 empty] | LIGHTS, EXAMINATION |  | LAMPEXAM-Welch Allyn-790 Series KleenSpec |  |  |  |  | LAMPEXAM-Welch Allyn-790 Series KleenSpec | Welch Allyn | [7 empty] | Covered PM Repair - Biomedical | MHHS-MG
NO | NO |  |  |  | 929-01250 |  | Welch Allyn Inc | KLEENSPEC 79910 |  | LOT# 20100310 | MH MG - (WDLS) - TWL PINECROFT (100/101) | MHHS-MG |  |  |  | 929-01250 |  | Woodlands |  | MH MG - (WDLS) - TWL PINECROFT (100/101) | [5 empty] | LIGHTS, EXAMINATION |  | LAMPEXAM-Welch Allyn-790 Series KleenSpec |  |  |  |  | LAMPEXAM-Welch Allyn-790 Series KleenSpec | Welch Allyn | [7 empty] | Covered PM Repair - Biomedical | MHHS-MG
NO | NO |  |  |  | 929-01268 |  | Welch Allyn Inc | KLEENSPEC 79910 |  | LOT# 20100218 | MH MG - (WDLS) - TWL PINECROFT (100/101) | MHHS-MG |  |  |  | 929-01268 |  | Woodlands |  | MH MG - (WDLS) - TWL PINECROFT (100/101) | [5 empty] | LIGHTS, EXAMINATION |  | LAMPEXAM-Welch Allyn-790 Series KleenSpec |  |  |  |  | LAMPEXAM-Welch Allyn-790 Series KleenSpec | Welch Allyn | [7 empty] | Covered PM Repair - Biomedical | MHHS-MG
NO | NO |  |  |  | 000-03675 |  | Welch Allyn Inc | KLEENSPEC 800 SERIES |  | LOT# (01)00732094236064 | MH MG - (WDLS) - URGENT CARE - BENDERS LANDING | MHHS-MG |  |  |  | 000-03675 |  | Woodlands |  | MH MG - (WDLS) - URGENT CARE - BENDERS LANDING | [5 empty] | LIGHTS, EXAMINATION |  | LAMPEXAM-Welch Allyn-80000 KleenSpec |  |  |  |  | LAMPEXAM-Welch Allyn-80000 KleenSpec | Welch Allyn | [7 empty] | Not Covered Vendor Only - Biomedical | MHHS-MG
NO | YES |  |  |  | 017-01128 | 017-01128 | Welch Allyn Inc | LS100 |  | 017-01128 | MH MG-(PL)-Central Pearland | MHHS-MG |  | Lamp, Exam |  | 017-01128 | 017-01128 | Pearland | MHHS-MG | MH MG-(PL)-Central Pearland | Rm4 | 2/1/19 |  |  |  | LIGHTS, EXAMINATION | Lamp, Exam | LAMPEXAM-Welch Allyn-LS100 | LAMPEXAM | LS100 |  |  |  | Welch Allyn | Lamp, Exam |  | LAMPEXAM-Welch Allyn-LS100 |  | 8/15/18 |  |  | Covered PM Repair - Biomedical | MHHS-MG | [8 empty] | LAMPEXAM | Lamp, Exam | Welch Allyn
NO | YES |  |  |  | 005-05829 | 005-05829 | Welch Allyn Inc | LS135 |  | NSN | MH MG-(PL)-Pearland Clinic | MHHS-MG |  | Lamp, Exam |  | 005-05829 | 005-05829 | Pearland | MHHS-MG | MH MG-(PL)-Pearland Clinic | Exam 17 | 5/1/17 |  |  |  | LIGHTS, EXAMINATION |  | LAMPEXAM-Welch Allyn-LS135 | LAMPEXAM | LS135 |  |  |  | Welch Allyn | Lamp, Exam |  | LAMPEXAM-Welch Allyn-LS135 |  | 8/1/16 |  |  | Covered PM Repair - Biomedical | MHHS-MG
NO | YES |  |  |  | 005-05839 | 005-05839 | Welch Allyn Inc | LS135 |  | NSN | Pearland-Projects | MHHS-MG |  | Lamp, Exam |  | 005-05839 | 005-05839 | Pearland | MHHS-Pearland Hospital | Pearland-Projects | Exam 10 | 5/1/17 |  |  |  | LIGHTS, EXAMINATION |  | LAMPEXAM-Welch Allyn-LS135 | LAMPEXAM | LS135 |  |  |  | Welch Allyn | Lamp, Exam |  | LAMPEXAM-Welch Allyn-LS135 |  | 8/1/16 |  |  | Covered PM Repair - Biomedical | MHHS-MG
NO | YES |  |  |  | 005-05845 | 005-05845 | Welch Allyn Inc | LS135 |  | NSN | MH MG-(PL)-Pearland Clinic | MHHS-MG |  | Lamp, Exam |  | 005-05845 | 005-05845 | Pearland | MHHS-MG | MH MG-(PL)-Pearland Clinic |  | 5/1/17 |  |  | No pm required | LIGHTS, EXAMINATION |  | LAMPEXAM-Welch Allyn-LS135 | LAMPEXAM | LS135 |  |  |  | Welch Allyn | Lamp, Exam |  | LAMPEXAM-Welch Allyn-LS135 |  | 3/1/18 |  |  | Covered PM Repair - Biomedical | MHHS-MG
NO | YES |  |  |  | 005-05849 | 005-05849 | Welch Allyn Inc | LS135 |  | NSN | Pearland-Projects | MHHS-MG |  | Lamp, Exam |  | 005-05849 | 005-05849 | Pearland | MHHS-Pearland Hospital | Pearland-Projects | Exam 18 | 5/1/17 |  |  |  | LIGHTS, EXAMINATION |  | LAMPEXAM-Welch Allyn-LS135 | LAMPEXAM | LS135 |  |  |  | Welch Allyn | Lamp, Exam |  | LAMPEXAM-Welch Allyn-LS135 |  | 3/1/18 |  |  | Covered PM Repair - Biomedical | MHHS-MG
NO | YES |  |  |  | 005-05851 | 005-05851 | Welch Allyn Inc | LS135 |  | NSN | MH MG-(PL)-Pearland Clinic | MHHS-MG |  | Lamp, Exam |  | 005-05851 | 005-05851 | Pearland | MHHS-MG | MH MG-(PL)-Pearland Clinic | Suite 100 exam room 6 | 5/1/17 |  |  |  | LIGHTS, EXAMINATION |  | LAMPEXAM-Welch Allyn-LS135 | LAMPEXAM | LS135 |  |  |  | Welch Allyn | Lamp, Exam |  | LAMPEXAM-Welch Allyn-LS135 |  | 3/1/18 |  |  | Covered PM Repair - Biomedical | MHHS-MG
NO | YES |  |  |  | 005-05856 | 005-05856 | Welch Allyn Inc | LS135 |  | NSN | MH MG-(PL)-Pearland Clinic | MHHS-MG |  | Lamp, Exam |  | 005-05856 | 005-05856 | Pearland | MHHS-MG | MH MG-(PL)-Pearland Clinic | Suite 100 exam room 5 | 5/1/17 |  |  |  | LIGHTS, EXAMINATION |  | LAMPEXAM-Welch Allyn-LS135 | LAMPEXAM | LS135 |  |  |  | Welch Allyn | Lamp, Exam |  | LAMPEXAM-Welch Allyn-LS135 |  | 3/1/18 |  |  | Covered PM Repair - Biomedical | MHHS-MG
NO | YES |  |  |  | 005-05858 | 005-05858 | Welch Allyn Inc | LS135 |  | NSN | Pearland-Projects | MHHS-MG |  | Lamp, Exam |  | 005-05858 | 005-05858 | Pearland | MHHS-Pearland Hospital | Pearland-Projects | Exam 1 | 8/1/17 |  |  |  | LIGHTS, EXAMINATION |  | LAMPEXAM-Welch Allyn-LS135 | LAMPEXAM | LS135 |  |  |  | Welch Allyn | Lamp, Exam |  | LAMPEXAM-Welch Allyn-LS135 |  | 3/1/18 |  |  | Covered PM Repair - Biomedical | MHHS-MG
NO | YES |  |  |  | 005-05896 | 005-05896 | Welch Allyn Inc | LS135 |  | NSN | Pearland-Projects | MHHS-MG |  | Lamp, Exam |  | 005-05896 | 005-05896 | Pearland | MHHS-Pearland Hospital | Pearland-Projects | Exam 4 | 5/1/17 |  |  |  | LIGHTS, EXAMINATION |  | LAMPEXAM-Welch Allyn-LS135 | LAMPEXAM | LS135 |  |  |  | Welch Allyn | Lamp, Exam |  | LAMPEXAM-Welch Allyn-LS135 |  | 3/1/18 |  |  | Covered PM Repair - Biomedical | MHHS-MG
NO | YES |  |  |  |  | 099-06892 | Welch Allyn Inc | LS135 |  | LOT# 0607 | MH MG - (MC) - MEMORIAL CITY (MP3) | MHHS-MG |  | Lamp, Exam |  |  | 099-06892 | West | MHHS-MG | MH MG - (MC) - MEMORIAL CITY (MP3) | Room 139 |  |  |  | No pm | LIGHTS, EXAMINATION |  | LAMPEXAM-Welch Allyn-LS135 | LAMPEXAM | LS135 |  |  |  | Welch Allyn | Lamp, Exam |  | LAMPEXAM-Welch Allyn-LS135 |  |  |  |  | Covered PM Repair - Biomedical | MHHS-MG
NO | YES |  |  |  | 929-01188 | 929-01188 | Welch Allyn Inc | LS135 |  | Lot 0607 | MH MG - (MC) - MEMORIAL CITY (MP3) | MHHS-MG |  | Lamp, Exam |  | 929-01188 | 929-01188 | West | MHHS-MG | MH MG - (MC) - MEMORIAL CITY (MP3) |  | 5/1/17 |  |  |  | LIGHTS, EXAMINATION |  | LAMPEXAM-Welch Allyn-LS135 | LAMPEXAM | LS135 |  |  |  | Welch Allyn | Lamp, Exam |  | LAMPEXAM-Welch Allyn-LS135 |  |  |  |  | Covered PM Repair - Biomedical | MHHS-MG
NO | YES |  |  |  | 129-03436 | 129-03436 | Welch Allyn Inc | LS135 |  | NSN | MH MG-(SL)-Sugar Land Multi-Specialty (Mp1) | MHHS-MG |  | Lamp, Exam |  | 129-03436 | 129-03436 | Sugar Land | MHHS-MG | MH MG-(SL)-Sugar Land Multi-Specialty (Mp1) | Procesure room | 6/1/09 |  |  | One time safety | LIGHTS, EXAMINATION |  | LAMPEXAM-Welch Allyn-LS135 | LAMPEXAM | LS135 |  |  |  | Welch Allyn | Lamp, Exam |  | LAMPEXAM-Welch Allyn-LS135 |  | 3/1/18 |  |  | Covered PM Repair - Biomedical | MHHS-MG
NO | YES |  |  |  | 129-03438 | 129-03438 | Welch Allyn Inc | LS135 |  | NSN | MH MG-(SL)-Sugar Land Multi-Specialty (Mp1) | MHHS-MG |  | Lamp, Exam |  | 129-03438 | 129-03438 | Sugar Land | MHHS-MG | MH MG-(SL)-Sugar Land Multi-Specialty (Mp1) | Exam 18 | 6/1/09 |  |  | No pm required | LIGHTS, EXAMINATION |  | LAMPEXAM-Welch Allyn-LS135 | LAMPEXAM | LS135 |  |  |  | Welch Allyn | Lamp, Exam |  | LAMPEXAM-Welch Allyn-LS135 |  | 3/1/18 |  |  | Covered PM Repair - Biomedical | MHHS-MG
NO | YES |  |  |  | 129-03434 | 129-03434 | Welch Allyn Inc | LS135 |  | NSN | MH MG - (SL) - SWEETWATER | MHHS-MG |  | Lamp, Exam |  | 129-03434 | 129-03434 | Sugar Land | Memorial Hermann Medical Group Sweetwater (#B) | MH MG - (SL) - SWEETWATER | Room 7 | 6/1/09 |  |  |  | LIGHTS, EXAMINATION |  | LAMPEXAM-Welch Allyn-LS135 | LAMPEXAM | LS135 |  |  |  | Welch Allyn | Lamp, Exam |  | LAMPEXAM-Welch Allyn-LS135 |  | 3/10/18 |  |  | Covered PM Repair - Biomedical | MHHS-MG
NO | YES | [5 empty] | Welch Allyn Inc | LS135 |  | LOT# 06091 | SMR-(TMC)-Ironman [MHMP-16Flr] | MHHS-SMR |  | Lamp, Exam |  |  |  | TMC | MHHS-Others | SMR-(TMC)-Ironman [MHMP-16Flr] | Ironman |  |  |  |  | LIGHTS, EXAMINATION |  | LAMPEXAM-Welch Allyn-LS135 | LAMPEXAM | LS135 |  |  |  | Welch Allyn | Lamp, Exam |  | LAMPEXAM-Welch Allyn-LS135 |  | 3/10/18 |  |  | Covered PM Repair - Biomedical | MHHS-SMR
YES | YES |  |  |  | 099-06908 | 099-06908 | Welch Allyn Inc | LS135 |  |  | MH MG - (MC) - MEMORIAL CITY (MP3) |  |  |  |  | 099-06908 | 099-06908 | West | Memorial Hermann Cancer Center - Memorial City (#100) | MH MG - (MC) - MEMORIAL CITY (MP3) | Nurse station |  |  |  | No pm |  |  | LAMPEXAM-Welch Allyn-LS135
NO | NO |  |  |  | 133-10041 |  | Welch Allyn Inc | LS135 |  | 133-10041 | MH MG - (MC) - URGENT CARE - TOWN & COUNTRY | MHHS-MG |  | Lamp, Exam |  | 133-10041 |  | West & Memorial City |  | MH MG - (MC) - URGENT CARE - TOWN & COUNTRY | [5 empty] | LIGHTS, EXAMINATION |  | LAMPEXAM-Welch Allyn-LS135 | LAMPEXAM | LS135 |  |  |  | Welch Allyn | Lamp, Exam |  | LAMPEXAM-Welch Allyn-LS135 |  |  |  |  | Covered PM Repair - Biomedical | MHHS-MG
NO | NO |  |  |  | 929-01171 |  | Welch Allyn Inc | LS135 |  | Lot # 0607 | MH MG - (MC) - MC CONCIERGE MEDICINE (MP3) | MHHS-MG |  | Lamp, Exam |  | 929-01171 |  | West & Memorial City |  | MH MG - (MC) - MC CONCIERGE MEDICINE (MP3) | [5 empty] | LIGHTS, EXAMINATION |  | LAMPEXAM-Welch Allyn-LS135 | LAMPEXAM | LS135 |  |  |  | Welch Allyn | Lamp, Exam |  | LAMPEXAM-Welch Allyn-LS135 |  |  |  |  | Not Covered Vendor Only - Biomedical | MHHS-MG
NO | NO |  |  |  | 000-02654 |  | Welch Allyn Inc | LS135 |  | 000-02654 | MH MG - (SE) - UROLOGY ASSOCIATES - SOUTHEAST | MHHS-MG |  | Lamp, Exam |  | 000-02654 |  | Southeast & Bay Area |  | MH MG - (SE) - UROLOGY ASSOCIATES - SOUTHEAST | [5 empty] | LIGHTS, EXAMINATION |  | LAMPEXAM-Welch Allyn-LS135 | LAMPEXAM | LS135 |  |  |  | Welch Allyn | Lamp, Exam |  | LAMPEXAM-Welch Allyn-LS135 |  |  |  |  | Covered PM Repair - Biomedical | MHHS-MG
NO | YES |  |  |  | 013-38286 | 013-38286 | Welch Allyn Inc | LS150 |  | 013-38286 | MH MG-(SW)-SW Medical Plaza 4 (Mp4) | MHHS-MG |  | Lamp, Exam |  | 013-38286 | 013-38286 | Southwest | MHHS-MG | MH MG-(SW)-SW Medical Plaza 4 (Mp4) | [5 empty] | LIGHTS, EXAMINATION | Lamp, Exam | LAMPEXAM-Welch Allyn-LS-150 | LAMPEXAM | LS-150 |  |  |  | Welch Allyn | Lamp, Exam |  |  | LAMPEXAM-Welch Allyn-LS-150 | 3/1/18 |  |  | Covered PM Repair - Biomedical | MHHS-MG | [8 empty] | LAMPEXAM | Lamp, Exam | Welch Allyn
NO | YES |  |  |  | 929-01163 | 929-01163 | Welch Allyn Inc | LS200 |  | 929-01163 | MH MG-(STX)-South Texas-Wharton | MHHS-MG |  | Lamp, Exam |  | 929-01163 | 929-01163 | South | MHHS-MG | MH MG-(STX)-South Texas-Wharton | Exam 3 | 5/1/17 |  |  |  | LIGHTS, EXAMINATION | Lamp, Exam | LAMPEXAM-Welch Allyn-LS-200 | LAMPEXAM | LS-200 |  |  |  | Welch Allyn | Lamp, Exam |  |  | LAMPEXAM-Welch Allyn-LS-200 | 3/1/18 |  |  | Covered PM Repair - Biomedical | MHHS-MG | [8 empty] | LAMPEXAM | Lamp, Exam | Welch Allyn
YES | YES | Serial Number Cnf |  |  | 129-05063 | 129-05063 | Welch Allyn Inc | LS200 |  | Cnf | MH MG - (STX) - SOUTH TEXAS - WHARTON |  |  |  |  | 129-05063 | 129-05063 | South | Specialties Clinic | MH MG - (STX) - SOUTH TEXAS - WHARTON | Exam 7
NO | NO |  |  |  | 005-7826 |  | Welch Allyn Inc | LS200 |  | REF # 44200 | MH MG - (SE) - SOUTHEAST GENERAL SURGERY (MP2) | MHHS-MG |  | Lamp, Exam |  | 005-7826 |  | Southeast & Bay Area |  | MH MG - (SE) - SOUTHEAST GENERAL SURGERY (MP2) | [5 empty] | LIGHTS, EXAMINATION |  | LAMPEXAM-Welch Allyn-LS-200 | LAMPEXAM | LS-200 |  |  |  | Welch Allyn | Lamp, Exam |  |  | LAMPEXAM-Welch Allyn-LS-200 |  |  |  | Covered PM Repair - Biomedical | MHHS-MG
NO | NO |  |  |  | 017-00527 |  | Welch Allyn Inc | LS200 |  |  | MH MG - (SL) - PHYSICIANS AT SUGAR CREEK | MHHS-MG |  | Lamp, Exam |  | 017-00527 |  | Sugar Land |  | MH MG - (SL) - PHYSICIANS AT SUGAR CREEK | [5 empty] | LIGHTS, EXAMINATION |  | LAMPEXAM-Welch Allyn-LS-200 | LAMPEXAM | LS-200 |  |  |  | Welch Allyn | Lamp, Exam |  |  | LAMPEXAM-Welch Allyn-LS-200 |  |  |  | Covered PM Repair - Biomedical | MHHS-MG
NO | NO | [5 empty] | Welch Allyn Inc | LS200 |  | None | MH MG - (STX) - SOUTH TEXAS - WHARTON | MHHS-MG |  | Lamp, Exam |  |  |  | South |  | MH MG - (STX) - SOUTH TEXAS - WHARTON | [5 empty] | LIGHTS, EXAMINATION |  | LAMPEXAM-Welch Allyn-LS-200 | LAMPEXAM | LS-200 |  |  |  | Welch Allyn | Lamp, Exam |  |  | LAMPEXAM-Welch Allyn-LS-200 |  |  |  | Covered PM Repair - Biomedical | MHHS-MG
NO | YES |  |  |  | 583-00710 | 583-00710 | Welch Allyn Inc | LXI |  |  | Katy Rehab-Inpatient Rehab Gym | MHHS-Katy Rehab |  |  |  | 583-00710 | 583-00710 | Katy | MHHS-Others | Katy Rehab-Inpatient Rehab Gym | Katy - Inpatient Rehab | 3/1/19 | 3/1/20 |  |  | MONITORS, PHYSIOLOGIC, VITAL SIGNS |  | .needs class | [5 empty] | Welch Allyn |  |  |  |  | 3/15/17 |  |  | Covered PM Repair - Biomedical | MHHS-Katy Rehab
NO | YES |  |  |  | 583-01394 | 583-01394 | Welch Allyn Inc | LXI |  | (21)20170701958 | Katy Rehab-Outpatient Rehab 3rd Floor | MHHS-Katy Rehab |  |  |  | 583-01394 | 583-01394 | Katy | MHHS-Others | Katy Rehab-Outpatient Rehab 3rd Floor | Wound care | 3/1/19 | 3/1/20 |  |  | MONITORS, PHYSIOLOGIC, VITAL SIGNS |  | .needs class | [5 empty] | Welch Allyn |  |  |  |  | 3/15/17 |  |  | Covered PM Repair - Biomedical | MHHS-Katy Rehab
NO | YES |  |  |  | 029-10232 | 029-10232 | Welch Allyn Inc | MACROVIEW 23810 |  | NSN | Woodlands-ER | MHHS-Woodlands |  |  |  | 029-10232 | 029-10232 | Woodlands | MHHS-Woodlands | Woodlands-ER | ER2 | 2/1/16 |  |  |  | OPHTHALMOSCOPE/OTOSCOPES |  | .needs class | [5 empty] | Welch Allyn |  |  |  |  | 1/21/20 |  |  | Not Covered Vendor Only - Biomedical | MHHS-Woodlands
NO | NO |  |  |  | 029-10228 |  | Welch Allyn Inc | MACROVIEW 23810 |  | NSN | WOODLANDS - ER | MHHS-Woodlands |  |  |  | 029-10228 |  | Woodlands |  | WOODLANDS - ER | [5 empty] | OPHTHALMOSCOPE/OTOSCOPES |  | .needs class | [5 empty] | Welch Allyn | [7 empty] | Covered PM Repair - Biomedical | MHHS-Woodlands
NO | NO |  |  |  | 029-10230 |  | Welch Allyn Inc | MACROVIEW 23810 |  | NSN | WOODLANDS - ER | MHHS-Woodlands |  |  |  | 029-10230 |  | Woodlands |  | WOODLANDS - ER | [5 empty] | OPHTHALMOSCOPE/OTOSCOPES |  | .needs class | [5 empty] | Welch Allyn | [7 empty] | Not Covered Vendor Only - Biomedical | MHHS-Woodlands
NO | YES |  |  |  | 929-01391 | 929-01391 | Welch Allyn Inc | MANOMETER |  | 929-01391 | MH MG-(CY)-Fairfield [Mp1-Ste100] | MHHS-MG |  | Sphygmomanometer, Mercury |  | 929-01391 | 929-01391 | Northwest | MHHS-MG | MH MG-(CY)-Fairfield [Mp1-Ste100] | [5 empty] | SPHYGMOMANOMETERS | Sphygmomanometer, Mercury | SPHYGMOMANOMETERMERCURY-W A Baum Co-Manometer | SPHYGMOMANOMETERMERCURY | Manometer |  |  |  | W A Baum Co | Sphygmomanometer, Mercury |  |  | SPHYGMOMANOMETERMERCURY-W A Baum Co-Manometer | 9/1/17 |  |  | Covered PM Repair - Biomedical | MHHS-MG | [8 empty] | SPHYGMOMANOMETERMERCURY | Sphygmomanometer, Mercury | W A Baum Co
NO | YES |  |  |  | 929-01392 | 929-01392 | Welch Allyn Inc | MANOMETER |  | 929-01392 | MH MG-(CY)-Fairfield [Mp1-Ste100] | MHHS-MG |  | Sphygmomanometer, Mercury |  | 929-01392 | 929-01392 | Northwest | MHHS-MG | MH MG-(CY)-Fairfield [Mp1-Ste100] | [5 empty] | SPHYGMOMANOMETERS | Sphygmomanometer, Mercury | SPHYGMOMANOMETERMERCURY-W A Baum Co-Manometer | SPHYGMOMANOMETERMERCURY | Manometer |  |  |  | W A Baum Co | Sphygmomanometer, Mercury |  |  | SPHYGMOMANOMETERMERCURY-W A Baum Co-Manometer | 9/1/17 |  |  | Covered PM Repair - Biomedical | MHHS-MG | [8 empty] | SPHYGMOMANOMETERMERCURY | Sphygmomanometer, Mercury | W A Baum Co
NO | YES |  |  |  | 929-01393 | 929-01393 | Welch Allyn Inc | MANOMETER |  | 929-01393 | MH MG-(CY)-Cypress Multi Specialty | MHHS-MG |  | Sphygmomanometer, Mercury |  | 929-01393 | 929-01393 | Northwest | MHHS-MG | MH MG-(CY)-Cypress Multi Specialty | Storage |  |  |  |  | SPHYGMOMANOMETERS | Sphygmomanometer, Mercury | SPHYGMOMANOMETERMERCURY-W A Baum Co-Manometer | SPHYGMOMANOMETERMERCURY | Manometer |  |  |  | W A Baum Co | Sphygmomanometer, Mercury |  |  | SPHYGMOMANOMETERMERCURY-W A Baum Co-Manometer | 9/25/18 |  |  | Covered PM Repair - Lab Analyzers/Anesth | MHHS-MG | [8 empty] | SPHYGMOMANOMETERMERCURY | Sphygmomanometer, Mercury | W A Baum Co
NO | YES |  |  |  | 013-35560 | 013-3556 | Welch Allyn Inc | MICROTYMP 2 |  |  | MH MG-(STX)-South Texas-Needville | MHHS-MG |  | Audiometer, Screener |  | 013-35560 | 013-3556 | South | MHHS-MG | MH MG-(STX)-South Texas-Needville | Procedure |  |  |  |  | ANALYZERS, PHYSIOLOGIC, MIDDLE EAR, IMPEDANCE TYMP | Audiometer, Screener | AUDIOMETERSCREENER-Welch Allyn-MicroTymp 2 | AUDIOMETERSCREENER | MicroTymp 2 |  |  |  | Welch Allyn | Audiometer, Screener |  | AUDIOMETERSCREENER-Welch Allyn-MicroTymp 2 |  |  |  | A-A | Covered PM Repair - Biomedical | MHHS-MG | [8 empty] | AUDIOMETERSCREENER | Audiometer, Screener | Welch Allyn
NO | NO |  |  |  | 129-06224 |  | Welch Allyn Inc | MICROTYMP 3 |  |  | MH MG - (SL) - PHYSICIANS AT SUGAR CREEK | MHHS-MG |  | Audiometer, Screener |  | 129-06224 |  | Sugar Land |  | MH MG - (SL) - PHYSICIANS AT SUGAR CREEK | [5 empty] | ANALYZERS, PHYSIOLOGIC, MIDDLE EAR, IMPEDANCE TYMP |  | AUDIOMETERSCREENER-Welch Allyn-MicroTymp 3 | AUDIOMETERSCREENER | MicroTymp 3 |  |  |  | Welch Allyn | Audiometer, Screener |  | AUDIOMETERSCREENER-Welch Allyn-MicroTymp 3 |  |  |  |  | Covered PM Repair - Biomedical | MHHS-MG
NO | YES |  |  |  | 929-01529 | 929-01529 | Welch Allyn Inc | MICROTYMP 4 |  | GS0082451 | MH MG-(SL)-Physicians At Sugar Creek | MHHS-MG |  |  |  | 929-01529 | 929-01529 | Sugar Land | MHHS-MG | MH MG-(SL)-Physicians At Sugar Creek | Gold Pod |  |  |  |  | ANALYZERS, PHYSIOLOGIC, MIDDLE EAR, IMPEDANCE TYMP |  | .needs class | [5 empty] | Welch Allyn |  |  |  |  | 6/1/16 |  |  | Covered PM Repair - Biomedical | MHHS-MG
NO | YES |  |  |  | 129-05585 | 129-05585 | Welch Allyn Inc | N/A |  |  | SUGAR LAND - ER | MHHS-Sugarland |  |  |  | 129-05585 | 129-05585 | Sugar Land | Memorial Hermann Sugar Land Hospital | SUGAR LAND - ER | Exam |  |  |  |  | LIGHTS, EXAMINATION |  | .needs class | [5 empty] | Welch Allyn |  |  |  |  | 4/1/17 |  |  | Covered PM Repair - Biomedical | MHHS-Sugarland
NO | YES |  |  |  | 041-14009 | 041-14009 | Welch Allyn Inc | N344 |  | N/A | Memorial City / Pediatrics | MHHS-Mem City |  | Oto/Ophthalmoscope |  | 041-14009 | 041-14009 | West | Memorial Hermann - Memorial City | Memorial City / Pediatrics | MH4 400.1 Treatment Room |  |  |  | Broken Otoscope w/illeum halogen. Replacement ordered 2/24. | BATTERIES |  | OTOOPHTHALMOSCOPE-Welch Allyn-N344 | OTOOPHTHALMOSCOPE | N344 |  |  |  | Welch Allyn | Oto/Ophthalmoscope |  | OTOOPHTHALMOSCOPE-Welch Allyn-N344 |  |  |  |  | Covered PM Repair - Biomedical | MHHS-Mem City
NO | YES | [5 empty] | Welch Allyn Inc | N344 |  | N/A | Memorial City / Pediatrics | MHHS-Mem City |  | Oto/Ophthalmoscope |  |  |  | West | Memorial Hermann - Memorial City | Memorial City / Pediatrics | MH4 400.1 Treatment Room |  |  |  |  | BATTERIES |  | OTOOPHTHALMOSCOPE-Welch Allyn-N344 | OTOOPHTHALMOSCOPE | N344 |  |  |  | Welch Allyn | Oto/Ophthalmoscope |  | OTOOPHTHALMOSCOPE-Welch Allyn-N344 |  |  |  |  | Covered PM Repair - Biomedical | MHHS-Mem City
NO | NO |  |  |  | 041-14012 |  | Welch Allyn Inc | N344 |  | N/A | MEMORIAL CITY - MHT - NICU | MHHS-Mem City |  | Oto/Ophthalmoscope |  | 041-14012 |  | West & Memorial City |  | MEMORIAL CITY - MHT - NICU | [5 empty] | BATTERIES |  | OTOOPHTHALMOSCOPE-Welch Allyn-N344 | OTOOPHTHALMOSCOPE | N344 |  |  |  | Welch Allyn | Oto/Ophthalmoscope |  | OTOOPHTHALMOSCOPE-Welch Allyn-N344 |  |  |  |  | Covered PM Repair - Biomedical | MHHS-Mem City
NO | NO |  |  |  | 041-14013 |  | Welch Allyn Inc | N344 |  | N/A | MEMORIAL CITY - MHT - NICU | MHHS-Mem City |  | Oto/Ophthalmoscope |  | 041-14013 |  | West & Memorial City |  | MEMORIAL CITY - MHT - NICU | [5 empty] | BATTERIES |  | OTOOPHTHALMOSCOPE-Welch Allyn-N344 | OTOOPHTHALMOSCOPE | N344 |  |  |  | Welch Allyn | Oto/Ophthalmoscope |  | OTOOPHTHALMOSCOPE-Welch Allyn-N344 |  |  |  |  | Covered PM Repair - Biomedical | MHHS-Mem City
NO | NO |  |  |  | 041-08404 |  | Welch Allyn Inc | N344 |  |  | MEMORIAL CITY - MHT - ONCOLOGY | MHHS-Mem City |  | Oto/Ophthalmoscope |  | 041-08404 |  | West & Memorial City |  | MEMORIAL CITY - MHT - ONCOLOGY | [5 empty] | BATTERIES |  | OTOOPHTHALMOSCOPE-Welch Allyn-N344 | OTOOPHTHALMOSCOPE | N344 |  |  |  | Welch Allyn | Oto/Ophthalmoscope |  | OTOOPHTHALMOSCOPE-Welch Allyn-N344 |  |  |  |  | Covered PM Repair - Biomedical | MHHS-Mem City
NO | YES | [5 empty] | Welch Allyn Inc | OPHTHALMOSCOPE |  |  | TMC-Children's-NICU (7Hp) | MHHS-TMC | [5 empty] | TMC | MHHS-TMC | TMC-Children's-NICU (7Hp) |  | 3/1/08 |  |  |  | OPHTHALMOSCOPE/OTOSCOPES |  | .needs class | [5 empty] | Welch Allyn |  |  |  |  | 4/26/17 | Verified 3/30/2020 4:07pm (Central) |  | Covered PM Repair - Biomedical | MHHS-TMC
NO | NO | [5 empty] | Welch Allyn Inc | OPHTHALMOSCOPE |  |  | TMC - OR - PEDI OR (2R) | MHHS-TMC | [5 empty] | TMC |  | TMC - OR - PEDI OR (2R) | [5 empty] | OPHTHALMOSCOPE/OTOSCOPES |  | .needs class | [5 empty] | Welch Allyn | [7 empty] | Covered PM Repair - Biomedical | MHHS-TMC
NO | YES |  |  |  | 005-04852 | 005-04852 | Welch Allyn Inc | PROPAQ |  |  | SE - RADIOLOGY | MHHS-Southeast |  |  |  | 005-04852 | 005-04852 | Southeast & Bay Area | Memorial Hermann- SE Radiology, Patient holding | SE - RADIOLOGY | 2w 269 | 12/1/18 |  | 12/1/20 |  | MONITORS, PHYSIOLOGIC, VITAL SIGNS |  | .needs class | [5 empty] | Welch Allyn | [7 empty] | Rounds - Fixed | MHHS-Southeast
NO | YES |  |  |  | 069-07882 | 069-07882 | Welch Allyn Inc | PROPAQ 202EL |  | DA00293 | TMC-HVI-Cardiology (3Hvi) | MHHS-TMC |  | Monitor, Vital Signs |  | 069-07882 | 069-07882 | TMC | MHHS-TMC | TMC-HVI-Cardiology (3Hvi) |  | 8/29/19 |  |  |  | MONITORS, PHYSIOLOGIC, VITAL SIGNS | Monitor, Vital Signs | MONITORVITALSIGNS-Welch Allyn-Propaq 202EL | MONITORVITALSIGNS | Propaq 202EL |  |  |  | Welch Allyn | Monitor, Vital Signs |  | MONITORVITALSIGNS-Welch Allyn-Propaq 202EL |  |  | Finished from Script 3/27/2020 12:11:52pm (Central) | MVS-A | Covered PM Repair - Biomedical | MHHS-TMC | [8 empty] | MONITORVITALSIGNS | Monitor, Vital Signs | Welch Allyn
NO | NO | [5 empty] | Welch Allyn Inc | PROPAQ 202EL |  | DA017523 | GH - OR ENDOSCOPY | MHHS-Greater Heights |  | Monitor, Vital Signs |  |  |  | Central & Greater Heights |  | GH - OR ENDOSCOPY | [5 empty] | MONITORS, PHYSIOLOGIC, VITAL SIGNS |  | MONITORVITALSIGNS-Welch Allyn-Propaq 202EL | MONITORVITALSIGNS | Propaq 202EL |  |  |  | Welch Allyn | Monitor, Vital Signs |  | MONITORVITALSIGNS-Welch Allyn-Propaq 202EL |  |  |  |  | Covered PM Repair - Biomedical | MHHS-Greater Heights
NO | NO |  |  |  | 041-00327 |  | Welch Allyn Inc | PROPAQ 202EL |  | DA003340 | MEMORIAL CITY - OUTPATIENT SURGERY | MHHS-Mem City |  | Monitor, Vital Signs |  | 041-00327 |  | West & Memorial City |  | MEMORIAL CITY - OUTPATIENT SURGERY | [5 empty] | MONITORS, PHYSIOLOGIC, VITAL SIGNS |  | MONITORVITALSIGNS-Welch Allyn-Propaq 202EL | MONITORVITALSIGNS | Propaq 202EL |  |  |  | Welch Allyn | Monitor, Vital Signs |  | MONITORVITALSIGNS-Welch Allyn-Propaq 202EL |  |  |  |  | Covered PM Repair - Biomedical | MHHS-Mem City
NO | NO |  |  |  | 069-16565 |  | Welch Allyn Inc | PROPAQ 202EL |  | DA026049 | TMC - RADIOLOGY - JONES PAVILION | MHHS-TMC |  | Monitor, Vital Signs |  | 069-16565 |  | TMC |  | TMC - RADIOLOGY - JONES PAVILION | [5 empty] | MONITORS, PHYSIOLOGIC, VITAL SIGNS |  | MONITORVITALSIGNS-Welch Allyn-Propaq 202EL | MONITORVITALSIGNS | Propaq 202EL |  |  |  | Welch Allyn | Monitor, Vital Signs |  | MONITORVITALSIGNS-Welch Allyn-Propaq 202EL |  |  |  |  | Covered PM Repair - Biomedical | MHHS-TMC
NO | YES |  |  |  | 077-09330 | 077-09330 | Welch Allyn Inc | PROPAQ 204EL |  | DA012181 | TMC-Children's-Pedi Transport (7Hp) | MHHS-TMC |  |  |  | 077-09330 | 077-09330 | TMC | MHHS-TMC | TMC-Children's-Pedi Transport (7Hp) |  | 7/5/19 |  |  |  | MONITORS, PHYSIOLOGIC, VITAL SIGNS |  | MONITORCARDIACFIXED-Welch Allyn-204 EL |  |  |  |  | MONITORCARDIACFIXED-Welch Allyn-204 EL | Welch Allyn | [5 empty] | Verified 3/30/2020 4:07pm (Central) |  | Covered PM Repair - Biomedical | MHHS-TMC
NO | YES |  |  |  | 069-33665 | 069-33665 | Welch Allyn Inc | PROPAQ 204EL |  | DA212403 | TMC-Sarofim 3-PACU | MHHS-TMC |  |  |  | 069-33665 | 069-33665 | TMC | MHHS-TMC | TMC-Sarofim 3-PACU | Storage room | 7/1/19 |  | 7/1/20 |  | MONITORS, PHYSIOLOGIC, VITAL SIGNS |  | MONITORCARDIACFIXED-Welch Allyn-204 EL |  |  |  |  | MONITORCARDIACFIXED-Welch Allyn-204 EL | Welch Allyn | [7 empty] | Covered PM Repair - Biomedical | MHHS-TMC
NO | YES |  |  |  | 069-43074 | 069-43074 | Welch Allyn Inc | PROPAQ 204EL |  | Da101176 | TMC-Sarofim 3-PACU |  |  |  |  | 069-43074 | 069-43074 | TMC | MHHS-TMC | TMC-Sarofim 3-PACU | Storage room |  |  |  | No pm sticker
NO | NO |  |  |  | 077-01852 |  | Welch Allyn Inc | PROPAQ 204EL |  |  | TMC - CHILDRENS - PEDI TRANSPORT (7HP) | MHHS-TMC |  |  |  | 077-01852 |  | TMC |  | TMC - CHILDRENS - PEDI TRANSPORT (7HP) | [5 empty] | MONITORS, PHYSIOLOGIC, VITAL SIGNS |  | MONITORCARDIACFIXED-Welch Allyn-204 EL |  |  |  |  | MONITORCARDIACFIXED-Welch Allyn-204 EL | Welch Allyn | [7 empty] | Covered PM Repair - Biomedical | MHHS-TMC
NO | NO |  |  |  | 077-03957 |  | Welch Allyn Inc | PROPAQ 204EL |  | DA024720 | TMC - CHILDRENS - PEDI TRANSPORT (7HP) | MHHS-TMC |  |  |  | 077-03957 |  | TMC |  | TMC - CHILDRENS - PEDI TRANSPORT (7HP) | [5 empty] | MONITORS, PHYSIOLOGIC, VITAL SIGNS |  | MONITORCARDIACFIXED-Welch Allyn-204 EL |  |  |  |  | MONITORCARDIACFIXED-Welch Allyn-204 EL | Welch Allyn | [7 empty] | Covered PM Repair - Biomedical | MHHS-TMC
NO | NO |  |  |  | 077-04742 |  | Welch Allyn Inc | PROPAQ 204EL |  | DA024774 | TMC - CHILDRENS - PEDI TRANSPORT (7HP) | MHHS-TMC |  |  |  | 077-04742 |  | TMC |  | TMC - CHILDRENS - PEDI TRANSPORT (7HP) | [5 empty] | MONITORS, PHYSIOLOGIC, VITAL SIGNS |  | MONITORCARDIACFIXED-Welch Allyn-204 EL |  |  |  |  | MONITORCARDIACFIXED-Welch Allyn-204 EL | Welch Allyn | [7 empty] | Covered PM Repair - Biomedical | MHHS-TMC
NO | NO |  |  |  | 077-09246 |  | Welch Allyn Inc | PROPAQ 204EL |  | DA007635 | TMC - CHILDRENS - PEDI TRANSPORT (7HP) | MHHS-TMC |  |  |  | 077-09246 |  | TMC |  | TMC - CHILDRENS - PEDI TRANSPORT (7HP) | [5 empty] | MONITORS, PHYSIOLOGIC, VITAL SIGNS |  | MONITORCARDIACFIXED-Welch Allyn-204 EL |  |  |  |  | MONITORCARDIACFIXED-Welch Allyn-204 EL | Welch Allyn | [7 empty] | Covered PM Repair - Biomedical | MHHS-TMC
NO | YES |  |  |  | 069-33661 | 069-33661 | Welch Allyn Inc | PROPAQ 206EL |  | DA212386 | TMC-OR-CVOR (7Hvi) | MHHS-TMC |  |  |  | 069-33661 | 069-33661 | TMC | MHHS-TMC | TMC-OR-CVOR (7Hvi) | CVOR (7HVI) | 9/1/19 |  | 9/1/20 |  | MONITORS, PHYSIOLOGIC, VITAL SIGNS | Monitor, Cardiac, Fixed | MONITORCARDIACFIXED-Welch Allyn-206 EL |  |  |  |  | MONITORCARDIACFIXED-Welch Allyn-206 EL | Welch Allyn |  |  |  |  | 4/11/17 |  | MCH-A | Covered PM Repair - Biomedical | MHHS-TMC | [8 empty] | MONITORCARDIACFIXED | Monitor, Cardiac, Fixed | Welch Allyn
NO | YES |  |  |  | 069-44264 | 069-44264 | Welch Allyn Inc | PROPAQ 206EL |  | DA109455 |  | MHHS-TMC |  |  |  | 069-44264 | 069-44264 | TMC | Memorial Hermann Heart |  | Cath Lab 6 |  |  |  |  | MONITORS, PHYSIOLOGIC, VITAL SIGNS | Monitor, Cardiac, Fixed | MONITORCARDIACFIXED-Welch Allyn-206 EL |  |  |  |  | MONITORCARDIACFIXED-Welch Allyn-206 EL | Welch Allyn |  |  |  |  | 12/19/19 |  | MCH-A | Covered PM Repair - Biomedical | MHHS-TMC | [8 empty] | MONITORCARDIACFIXED | Monitor, Cardiac, Fixed | Welch Allyn
NO | YES |  |  |  | 069-44265 | 069-44265 | Welch Allyn Inc | PROPAQ 206EL |  | DA212382 | TMC-OR-Anesthesia (Old) | MHHS-TMC |  |  |  | 069-44265 | 069-44265 | TMC | MHHS-TMC | TMC-OR-Anesthesia (Old) |  | 11/12/19 |  |  |  | MONITORS, PHYSIOLOGIC, VITAL SIGNS | Monitor, Cardiac, Fixed | MONITORCARDIACFIXED-Welch Allyn-206 EL |  |  |  |  | MONITORCARDIACFIXED-Welch Allyn-206 EL | Welch Allyn |  |  |  |  | 12/19/19 | Finished from Script 3/27/2020 12:11:52pm (Central) | MCH-A | Covered PM Repair - Biomedical | MHHS-TMC | [8 empty] | MONITORCARDIACFIXED | Monitor, Cardiac, Fixed | Welch Allyn
NO | NO |  |  |  | 077-04759 |  | Welch Allyn Inc | PROPAQ 206EL |  | DA100319 | TMC - CHILDRENS - PEDI TRANSPORT (7HP) | MHHS-TMC |  |  |  | 077-04759 |  | TMC |  | TMC - CHILDRENS - PEDI TRANSPORT (7HP) | [5 empty] | MONITORS, PHYSIOLOGIC, VITAL SIGNS |  | MONITORCARDIACFIXED-Welch Allyn-206 EL |  |  |  |  | MONITORCARDIACFIXED-Welch Allyn-206 EL | Welch Allyn | [7 empty] | Covered PM Repair - Biomedical | MHHS-TMC
NO | NO |  |  |  | 077-05733 |  | Welch Allyn Inc | PROPAQ 206EL |  | DA212400 | TMC - CHILDRENS - PEDI TRANSPORT (7HP) | MHHS-TMC |  |  |  | 077-05733 |  | TMC |  | TMC - CHILDRENS - PEDI TRANSPORT (7HP) | [5 empty] | MONITORS, PHYSIOLOGIC, VITAL SIGNS |  | MONITORCARDIACFIXED-Welch Allyn-206 EL |  |  |  |  | MONITORCARDIACFIXED-Welch Allyn-206 EL | Welch Allyn | [7 empty] | Covered PM Repair - Biomedical | MHHS-TMC
NO | NO |  |  |  | 074-04033 |  | Welch Allyn Inc | PROPAQ 206EL |  | A12191006 | TMC - HVI - CVICU (8HVI) | MHHS-TMC |  |  |  | 074-04033 |  | TMC |  | TMC - HVI - CVICU (8HVI) | [5 empty] | MONITORS, PHYSIOLOGIC, VITAL SIGNS |  | MONITORCARDIACFIXED-Welch Allyn-206 EL |  |  |  |  | MONITORCARDIACFIXED-Welch Allyn-206 EL | Welch Allyn | [7 empty] | Covered PM Repair - Biomedical | MHHS-TMC
NO | NO |  |  |  | 069-33642 |  | Welch Allyn Inc | PROPAQ 206EL |  | DA212380 | TMC - OR - ANESTHESIA (OLD) | MHHS-TMC |  |  |  | 069-33642 |  | TMC |  | TMC - OR - ANESTHESIA (OLD) | [5 empty] | MONITORS, PHYSIOLOGIC, VITAL SIGNS |  | MONITORCARDIACFIXED-Welch Allyn-206 EL |  |  |  |  | MONITORCARDIACFIXED-Welch Allyn-206 EL | Welch Allyn | [7 empty] | Covered PM Repair - Biomedical | MHHS-TMC
NO | NO |  |  |  | 069-36497 |  | Welch Allyn Inc | PROPAQ 206EL |  | DA212381 | TMC - OR - ANESTHESIA (OLD) | MHHS-TMC |  |  |  | 069-36497 |  | TMC |  | TMC - OR - ANESTHESIA (OLD) | [5 empty] | MONITORS, PHYSIOLOGIC, VITAL SIGNS |  | MONITORCARDIACFIXED-Welch Allyn-206 EL |  |  |  |  | MONITORCARDIACFIXED-Welch Allyn-206 EL | Welch Allyn | [7 empty] | Covered PM Repair - Biomedical | MHHS-TMC
NO | NO |  |  |  | 069-39965 |  | Welch Allyn Inc | PROPAQ 206EL |  | DA109451 | TMC - OR - ANESTHESIA (OLD) | MHHS-TMC |  |  |  | 069-39965 |  | TMC |  | TMC - OR - ANESTHESIA (OLD) | [5 empty] | MONITORS, PHYSIOLOGIC, VITAL SIGNS |  | MONITORCARDIACFIXED-Welch Allyn-206 EL |  |  |  |  | MONITORCARDIACFIXED-Welch Allyn-206 EL | Welch Allyn | [7 empty] | Covered PM Repair - Biomedical | MHHS-TMC
NO | NO |  |  |  | 074-04656 |  | Welch Allyn Inc | PROPAQ 206EL |  | DA109450 | TMC - OR - ANESTHESIA (OLD) | MHHS-TMC |  |  |  | 074-04656 |  | TMC |  | TMC - OR - ANESTHESIA (OLD) | [5 empty] | MONITORS, PHYSIOLOGIC, VITAL SIGNS |  | MONITORCARDIACFIXED-Welch Allyn-206 EL |  |  |  |  | MONITORCARDIACFIXED-Welch Allyn-206 EL | Welch Allyn | [7 empty] | Covered PM Repair - Biomedical | MHHS-TMC
NO | NO |  |  |  | 074-04767 |  | Welch Allyn Inc | PROPAQ 206EL |  | DA025732 | TMC - OR - ANESTHESIA (OLD) | MHHS-TMC |  |  |  | 074-04767 |  | TMC |  | TMC - OR - ANESTHESIA (OLD) | [5 empty] | MONITORS, PHYSIOLOGIC, VITAL SIGNS |  | MONITORCARDIACFIXED-Welch Allyn-206 EL |  |  |  |  | MONITORCARDIACFIXED-Welch Allyn-206 EL | Welch Allyn | [7 empty] | Covered PM Repair - Biomedical | MHHS-TMC
NO | NO |  |  |  | 074-05204 |  | Welch Allyn Inc | PROPAQ 206EL |  | DA109453 | TMC - OR - ANESTHESIA (OLD) | MHHS-TMC |  |  |  | 074-05204 |  | TMC |  | TMC - OR - ANESTHESIA (OLD) | [5 empty] | MONITORS, PHYSIOLOGIC, VITAL SIGNS |  | MONITORCARDIACFIXED-Welch Allyn-206 EL |  |  |  |  | MONITORCARDIACFIXED-Welch Allyn-206 EL | Welch Allyn | [7 empty] | Covered PM Repair - Biomedical | MHHS-TMC
NO | YES | [5 empty] | Welch Allyn Inc | PROPAQ 242 |  | GA010169 | GH-Preop | MHHS-Greater Heights | [5 empty] | Central & Greater Heights | MHHS-Greater Heights | GH-Preop | PACU room 18 | 1/1/19 |  | 1/1/21 |  | MONITORS, PHYSIOLOGIC, VITAL SIGNS | Monitor, Cardiac, Fixed | MONITORCARDIACFIXED-Welch Allyn-Propaq CS 242 |  |  |  |  | MONITORCARDIACFIXED-Welch Allyn-Propaq CS 242 | Welch Allyn |  |  |  |  | 3/26/16 |  | MCH-A | Covered PM Repair - Biomedical | MHHS-Greater Heights | [8 empty] | MONITORCARDIACFIXED | Monitor, Cardiac, Fixed | Welch Allyn
NO | YES | [5 empty] | Welch Allyn Inc | PROPAQ 242 |  | GA010170 | GH-Preop | MHHS-Greater Heights | [5 empty] | Central & Greater Heights | MHHS-Greater Heights | GH-Preop | PACU room 18 | 1/1/19 |  | 1/1/21 |  | MONITORS, PHYSIOLOGIC, VITAL SIGNS | Monitor, Cardiac, Fixed | MONITORCARDIACFIXED-Welch Allyn-Propaq CS 242 |  |  |  |  | MONITORCARDIACFIXED-Welch Allyn-Propaq CS 242 | Welch Allyn |  |  |  |  | 3/26/16 |  | MCH-A | Covered PM Repair - Biomedical | MHHS-Greater Heights | [8 empty] | MONITORCARDIACFIXED | Monitor, Cardiac, Fixed | Welch Allyn
NO | YES | [5 empty] | Welch Allyn Inc | PROPAQ 242 |  | GA010166 | GH-Preop | MHHS-Greater Heights | [5 empty] | Central & Greater Heights | MHHS-Greater Heights | GH-Preop | PACU room 18 | 1/1/19 |  | 1/1/21 |  | MONITORS, PHYSIOLOGIC, VITAL SIGNS | Monitor, Cardiac, Fixed | MONITORCARDIACFIXED-Welch Allyn-Propaq CS 242 |  |  |  |  | MONITORCARDIACFIXED-Welch Allyn-Propaq CS 242 | Welch Allyn | [6 empty] | MCH-A | Covered PM Repair - Biomedical | MHHS-Greater Heights | [8 empty] | MONITORCARDIACFIXED | Monitor, Cardiac, Fixed | Welch Allyn
NO | YES |  |  |  | 005-04463 | 005-04463 | Welch Allyn Inc | PROPAQ 242 |  | GA009927 | SE-Esophageal Disease Center | MHHS-Southeast |  |  |  | 005-04463 | 005-04463 | Southeast | MHHS-Southeast | SE-Esophageal Disease Center | Endosopy | 5/1/19 |  | 5/1/20 |  | MONITORS, PHYSIOLOGIC, VITAL SIGNS |  | MONITORCARDIACFIXED-Welch Allyn-Propaq CS 242 |  |  |  |  | MONITORCARDIACFIXED-Welch Allyn-Propaq CS 242 | Welch Allyn |  |  |  |  | 3/26/16 |  |  | Covered PM Repair - Biomedical | MHHS-Southeast
NO | YES |  |  |  | 005-04631 | 005-04631 | Welch Allyn Inc | PROPAQ 242 |  | GA009937 | SE-Esophageal Disease Center | MHHS-Southeast |  |  |  | 005-04631 | 005-04631 | Southeast & Bay Area | MHHS-Southeast | SE-Esophageal Disease Center | Endo 1 | 5/1/19 |  | 5/1/20 |  | MONITORS, PHYSIOLOGIC, VITAL SIGNS |  | MONITORCARDIACFIXED-Welch Allyn-Propaq CS 242 |  |  |  |  | MONITORCARDIACFIXED-Welch Allyn-Propaq CS 242 | Welch Allyn |  |  |  |  | 3/25/16 |  |  | Covered PM Repair - Biomedical | MHHS-Southeast
NO | YES |  |  |  | 005-04633 | 005-04633 | Welch Allyn Inc | PROPAQ 242 |  | GA009939 | SE-Esophageal Disease Center | MHHS-Southeast |  |  |  | 005-04633 | 005-04633 | Southeast | MHHS-Southeast | SE-Esophageal Disease Center | W2 304 isolation rm | 5/1/19 |  |  |  | MONITORS, PHYSIOLOGIC, VITAL SIGNS |  | MONITORCARDIACFIXED-Welch Allyn-Propaq CS 242 |  |  |  |  | MONITORCARDIACFIXED-Welch Allyn-Propaq CS 242 | Welch Allyn |  |  |  |  | 3/26/16 |  |  | Covered PM Repair - Biomedical | MHHS-Southeast
NO | YES |  |  |  | 005-04635 | 005-04635 | Welch Allyn Inc | PROPAQ 242 |  | GA009940 | SE-Esophageal Disease Center | MHHS-Southeast |  |  |  | 005-04635 | 005-04635 | Southeast | MHHS-Southeast | SE-Esophageal Disease Center | Room 14 | 5/1/19 |  |  |  | MONITORS, PHYSIOLOGIC, VITAL SIGNS |  | MONITORCARDIACFIXED-Welch Allyn-Propaq CS 242 |  |  |  |  | MONITORCARDIACFIXED-Welch Allyn-Propaq CS 242 | Welch Allyn |  |  |  |  | 3/26/16 |  |  | Covered PM Repair - Biomedical | MHHS-Southeast
NO | YES |  |  |  | 005-04636 | 005-04636 | Welch Allyn Inc | PROPAQ 242 |  | GA009936 | SE-Esophageal Disease Center | MHHS-Southeast |  |  |  | 005-04636 | 005-04636 | Southeast | MHHS-Southeast | SE-Esophageal Disease Center | Room 2 | 5/1/19 |  | 5/1/20 |  | MONITORS, PHYSIOLOGIC, VITAL SIGNS |  | MONITORCARDIACFIXED-Welch Allyn-Propaq CS 242 |  |  |  |  | MONITORCARDIACFIXED-Welch Allyn-Propaq CS 242 | Welch Allyn |  |  |  |  | 3/26/16 |  |  | Covered PM Repair - Biomedical | MHHS-Southeast
NO | YES |  |  |  | 005-04637 | 005-04637 | Welch Allyn Inc | PROPAQ 242 |  | GA009929 | SE-Esophageal Disease Center |  |  |  |  | 005-04637 | 005-04637 | Southeast | MHHS-Southeast | SE-Esophageal Disease Center | Clean supplu | 12/1/19 |  | 12/1/20
NO | NO |  |  |  | 005-02487 |  | Welch Allyn Inc | PROPAQ 242 |  | GA004525 | SE - ESOPHAGEAL DISEASE CENTER | MHHS-Southeast |  |  |  | 005-02487 |  | Southeast & Bay Area |  | SE - ESOPHAGEAL DISEASE CENTER | [5 empty] | MONITORS, PHYSIOLOGIC, VITAL SIGNS |  | MONITORCARDIACFIXED-Welch Allyn-Propaq CS 242 |  |  |  |  | MONITORCARDIACFIXED-Welch Allyn-Propaq CS 242 | Welch Allyn | [7 empty] | Covered PM Repair - Biomedical | MHHS-Southeast
NO | YES |  |  |  | 074-04006 | 074-04006 | Welch Allyn Inc | PROPAQ 246 |  | GA116266 | TMC-HVI-Heart Failure ICU (5Hvi) | MHHS-TMC |  |  |  | 074-04006 | 074-04006 | TMC | MHHS-TMC | TMC-HVI-Heart Failure ICU (5Hvi) |  | 12/26/18 |  |  |  | MONITORS, PHYSIOLOGIC, VITAL SIGNS |  | MONITORCARDIACFIXED-Welch Allyn-Propaq CS 246 |  |  |  |  | MONITORCARDIACFIXED-Welch Allyn-Propaq CS 246 | Welch Allyn | [5 empty] | Verified 3/30/2020 4:07pm (Central) |  | Covered PM Repair - Biomedical | MHHS-TMC
NO | YES |  |  |  | 069-36439 | 069-36439 | Welch Allyn Inc | PROPAQ 246 |  | GA116553 | TMC-OR-Pedi OR (2R) | MHHS-TMC |  |  |  | 069-36439 | 069-36439 | TMC | MHHS-TMC | TMC-OR-Pedi OR (2R) | PEDI OR (2R) | 10/1/19 |  |  |  | MONITORS, PHYSIOLOGIC, VITAL SIGNS |  | MONITORCARDIACFIXED-Welch Allyn-Propaq CS 246 |  |  |  |  | MONITORCARDIACFIXED-Welch Allyn-Propaq CS 246 | Welch Allyn | [7 empty] | Covered PM Repair - Biomedical | MHHS-TMC
NO | YES |  |  |  | 069-40409 | 069-40409 | Welch Allyn Inc | PROPAQ 246 |  | GA116715 | TMC-OR-CVOR (7Hvi) | MHHS-TMC |  |  |  | 069-40409 | 069-40409 | TMC | MHHS-TMC | TMC-OR-CVOR (7Hvi) | CVOR (7HVI) |  |  |  |  | MONITORS, PHYSIOLOGIC, VITAL SIGNS | Monitor, Cardiac, Fixed | MONITORCARDIACFIXED-Welch Allyn-Propaq CS 246 |  |  |  |  | MONITORCARDIACFIXED-Welch Allyn-Propaq CS 246 | Welch Allyn | [6 empty] | MCH-A | Covered PM Repair - Biomedical | MHHS-TMC | [8 empty] | MONITORCARDIACFIXED | Monitor, Cardiac, Fixed | Welch Allyn
NO | YES |  |  |  | 005-04458 | 005-04458 | Welch Allyn Inc | PROPAQ CS |  | GA009932 | SE-Esophageal Disease Center | MHHS-Southeast |  | Monitor, Cardiac, Fixed |  | 005-04458 | 005-04458 | Southeast | MHHS-Southeast | SE-Esophageal Disease Center | Nurse station | 12/1/19 |  |  |  | MONITORS, PHYSIOLOGIC, VITAL SIGNS |  | MONITORCARDIACFIXED-Welch Allyn-Propaq CS | MONITORCARDIACFIXED | Propaq CS |  |  |  | Welch Allyn | Monitor, Cardiac, Fixed |  | MONITORCARDIACFIXED-Welch Allyn-Propaq CS |  | 3/26/16 |  |  | Covered PM Repair - Biomedical | MHHS-Southeast
NO | NO |  |  |  | 069-36498 |  | Welch Allyn Inc | PROPAQ CS |  | GA117834 | TMC - PACU - ROBERTSON (2R) | MHHS-TMC |  | Monitor, Cardiac, Fixed |  | 069-36498 |  | TMC |  | TMC - PACU - ROBERTSON (2R) | [5 empty] | MONITORS, PHYSIOLOGIC, VITAL SIGNS |  | MONITORCARDIACFIXED-Welch Allyn-Propaq CS | MONITORCARDIACFIXED | Propaq CS |  |  |  | Welch Allyn | Monitor, Cardiac, Fixed |  | MONITORCARDIACFIXED-Welch Allyn-Propaq CS |  |  |  |  | Covered PM Repair - Biomedical | MHHS-TMC
NO | NO |  |  |  | 069-40974 |  | Welch Allyn Inc | PROPAQ CS |  | GA117835 | TMC - PACU - ROBERTSON (2R) | MHHS-TMC |  | Monitor, Cardiac, Fixed |  | 069-40974 |  | TMC |  | TMC - PACU - ROBERTSON (2R) | [5 empty] | MONITORS, PHYSIOLOGIC, VITAL SIGNS |  | MONITORCARDIACFIXED-Welch Allyn-Propaq CS | MONITORCARDIACFIXED | Propaq CS |  |  |  | Welch Allyn | Monitor, Cardiac, Fixed |  | MONITORCARDIACFIXED-Welch Allyn-Propaq CS |  |  |  |  | Covered PM Repair - Biomedical | MHHS-TMC
NO | NO |  |  |  | 069-40976 |  | Welch Allyn Inc | PROPAQ CS |  | GA117832 | TMC - PACU - ROBERTSON (2R) | MHHS-TMC |  | Monitor, Cardiac, Fixed |  | 069-40976 |  | TMC |  | TMC - PACU - ROBERTSON (2R) | [5 empty] | MONITORS, PHYSIOLOGIC, VITAL SIGNS |  | MONITORCARDIACFIXED-Welch Allyn-Propaq CS | MONITORCARDIACFIXED | Propaq CS |  |  |  | Welch Allyn | Monitor, Cardiac, Fixed |  | MONITORCARDIACFIXED-Welch Allyn-Propaq CS |  |  |  |  | Covered PM Repair - Biomedical | MHHS-TMC
NO | NO |  |  |  | 069-40978 |  | Welch Allyn Inc | PROPAQ CS |  | GA117831 | TMC - PACU - ROBERTSON (2R) | MHHS-TMC |  | Monitor, Cardiac, Fixed |  | 069-40978 |  | TMC |  | TMC - PACU - ROBERTSON (2R) | [5 empty] | MONITORS, PHYSIOLOGIC, VITAL SIGNS |  | MONITORCARDIACFIXED-Welch Allyn-Propaq CS | MONITORCARDIACFIXED | Propaq CS |  |  |  | Welch Allyn | Monitor, Cardiac, Fixed |  | MONITORCARDIACFIXED-Welch Allyn-Propaq CS |  |  |  |  | Covered PM Repair - Biomedical | MHHS-TMC
NO | YES |  |  |  |  | 041-00323 | Welch Allyn Inc | PROPAQ ENCORE |  | DA003325 | Memorial city | MHHS-Mem City |  | Monitor, Cardiac, Fixed |  |  | 041-00323 | West | Memorial Hermann Medical Group Memorial City (#100) | Memorial city | 10 floor storage |  |  |  |  | MONITORS, PHYSIOLOGIC, VITAL SIGNS |  | MONITORCARDIACFIXED-Welch Allyn-Propaq Encore | MONITORCARDIACFIXED | Propaq Encore |  |  |  | Welch Allyn | Monitor, Cardiac, Fixed |  | MONITORCARDIACFIXED-Welch Allyn-Propaq Encore |  |  |  |  | Covered PM Repair - Biomedical | MHHS-Mem City
NO | YES |  |  |  |  | 013-07212 | Welch Allyn Inc | PROPAQ ENCORE |  | DA019615 | SW-NICU | MHHS-Southwest |  | Monitor, Cardiac, Fixed |  |  | 013-07212 | Southwest | MHHS-Southwest | SW-NICU | Blood Gas Lab | 1/1/19 |  |  |  | MONITORS, PHYSIOLOGIC, VITAL SIGNS | Monitor, Cardiac, Fixed | MONITORCARDIACFIXED-Welch Allyn-Propaq Encore | MONITORCARDIACFIXED | Propaq Encore |  |  |  | Welch Allyn | Monitor, Cardiac, Fixed |  | MONITORCARDIACFIXED-Welch Allyn-Propaq Encore |  | 3/26/16 |  | MCH-A | Covered PM Repair - Biomedical | MHHS-Southwest | [8 empty] | MONITORCARDIACFIXED | Monitor, Cardiac, Fixed | Welch Allyn
NO | YES |  |  |  | 069-33645 | 069-33645 | Welch Allyn Inc | PROPAQ ENCORE |  | A10182015 | TMC-OR-CVOR (7Hvi) | MHHS-TMC |  | Monitor, Cardiac, Fixed |  | 069-33645 | 069-33645 | TMC | MHHS-TMC | TMC-OR-CVOR (7Hvi) | OR 04 | 9/1/19 |  | 9/1/20 |  | MONITORS, PHYSIOLOGIC, VITAL SIGNS | Monitor, Cardiac, Fixed | MONITORCARDIACFIXED-Welch Allyn-Propaq Encore | MONITORCARDIACFIXED | Propaq Encore |  |  |  | Welch Allyn | Monitor, Cardiac, Fixed |  | MONITORCARDIACFIXED-Welch Allyn-Propaq Encore |  | 3/25/16 |  | MCH-A | Covered PM Repair - Biomedical | MHHS-TMC | [8 empty] | MONITORCARDIACFIXED | Monitor, Cardiac, Fixed | Welch Allyn
NO | YES |  |  |  | 069-33648 | 069- 33648 | Welch Allyn Inc | PROPAQ ENCORE |  | DA212384 | TMC-Sarofim 3-PACU | MHHS-TMC |  | Monitor, Cardiac, Fixed |  | 069-33648 | 069- 33648 | TMC | MHHS-TMC | TMC-Sarofim 3-PACU | TMC - SAROFIM 3 - PACU | 8/1/19 |  | 8/1/20 |  | MONITORS, PHYSIOLOGIC, VITAL SIGNS |  | MONITORCARDIACFIXED-Welch Allyn-Propaq Encore | MONITORCARDIACFIXED | Propaq Encore |  |  |  | Welch Allyn | Monitor, Cardiac, Fixed |  | MONITORCARDIACFIXED-Welch Allyn-Propaq Encore |  | 3/26/16 |  |  | Covered PM Repair - Biomedical | MHHS-TMC
NO | YES |  |  |  | 009-07573 | 009-07573 | Welch Allyn Inc | PROPAQ LT |  | KA011066 | GH-PACU | MHHS-Greater Heights |  | Monitor, Cardiac, Fixed |  | 009-07573 | 009-07573 | Central & Greater Heights | MHHS-Greater Heights | GH-PACU | Room 18 | 1/1/19 |  | 1/1/21 |  | MONITORS, PHYSIOLOGIC, VITAL SIGNS | Monitor, Cardiac, Fixed | MONITORCARDIACFIXED-Welch Allyn-Propaq LT | MONITORCARDIACFIXED | Propaq LT |  |  |  | Welch Allyn | Monitor, Cardiac, Fixed |  | MONITORCARDIACFIXED-Welch Allyn-Propaq LT |  | 3/25/16 |  | MCH-A | Covered PM Repair - Biomedical | MHHS-Greater Heights | [8 empty] | MONITORCARDIACFIXED | Monitor, Cardiac, Fixed | Welch Allyn
NO | YES |  |  |  | 009-07574 | 009-07574 | Welch Allyn Inc | PROPAQ LT |  | KA011064 | GH-PACU | MHHS-Greater Heights |  | Monitor, Cardiac, Fixed |  | 009-07574 | 009-07574 | Central & Greater Heights | MHHS-Greater Heights | GH-PACU | Room 18 | 1/1/19 |  | 1/1/21 |  | MONITORS, PHYSIOLOGIC, VITAL SIGNS | Monitor, Cardiac, Fixed | MONITORCARDIACFIXED-Welch Allyn-Propaq LT | MONITORCARDIACFIXED | Propaq LT |  |  |  | Welch Allyn | Monitor, Cardiac, Fixed |  | MONITORCARDIACFIXED-Welch Allyn-Propaq LT |  | 3/25/16 |  | MCH-A | Covered PM Repair - Biomedical | MHHS-Greater Heights | [8 empty] | MONITORCARDIACFIXED | Monitor, Cardiac, Fixed | Welch Allyn
NO | YES |  |  |  | 041-33722 | 041-33722 | Welch Allyn Inc | PROPAQ LT |  | KA062773 | (null) | MHHS-Mem City |  | Monitor, Cardiac, Fixed |  | 041-33722 | 041-33722 | (null) | (null) | (null) | (null) | (null) | (null) | (null) | (null) | MONITORS, PHYSIOLOGIC, VITAL SIGNS |  | MONITORCARDIACFIXED-Welch Allyn-Propaq LT | MONITORCARDIACFIXED | Propaq LT |  |  |  | Welch Allyn | Monitor, Cardiac, Fixed |  | MONITORCARDIACFIXED-Welch Allyn-Propaq LT |  |  |  |  | Covered PM Repair - Biomedical | MHHS-Mem City
NO | YES |  |  |  | 077-10043 | 077-10043 | Welch Allyn Inc | PROPAQ LT |  | KAD83024 | TMC-Children's-Pedi Transport (7Hp) | MHHS-TMC |  | Monitor, Cardiac, Fixed |  | 077-10043 | 077-10043 | TMC | MHHS-TMC | TMC-Children's-Pedi Transport (7Hp) |  | 12/1/19 |  | 7/1/20 |  | MONITORS, PHYSIOLOGIC, VITAL SIGNS |  | MONITORCARDIACFIXED-Welch Allyn-Propaq LT | MONITORCARDIACFIXED | Propaq LT |  |  |  | Welch Allyn | Monitor, Cardiac, Fixed |  | MONITORCARDIACFIXED-Welch Allyn-Propaq LT |  | 12/19/19 |  |  | Covered PM Repair - Biomedical | MHHS-TMC
NO | YES |  |  |  | 069-46142 | 069-46142 | Welch Allyn Inc | PROPAQ LT |  | KA069120 | TMC-Hermann-COU (1R) | MHHS-TMC |  | Monitor, Cardiac, Fixed |  | 069-46142 | 069-46142 | TMC | MHHS-TMC | TMC-Hermann-COU (1R) | Nurse Station | 1/1/20 |  | 1/1/21 |  | MONITORS, PHYSIOLOGIC, VITAL SIGNS |  | MONITORCARDIACFIXED-Welch Allyn-Propaq LT | MONITORCARDIACFIXED | Propaq LT |  |  |  | Welch Allyn | Monitor, Cardiac, Fixed |  | MONITORCARDIACFIXED-Welch Allyn-Propaq LT |  | 5/15/15 |  |  | Covered PM Repair - Biomedical | MHHS-TMC
NO | YES |  |  |  | 069-33127 | 069-33127 | Welch Allyn Inc | PROPAQ LT |  | KA011723 | TMC-OR-Anesthesia (Old) | MHHS-TMC |  | Monitor, Cardiac, Fixed |  | 069-33127 | 069-33127 | TMC | MHHS-TMC | TMC-OR-Anesthesia (Old) | Nurses Station | 8/1/19 |  | 8/1/20 |  | MONITORS, PHYSIOLOGIC, VITAL SIGNS |  | MONITORCARDIACFIXED-Welch Allyn-Propaq LT | MONITORCARDIACFIXED | Propaq LT |  |  |  | Welch Allyn | Monitor, Cardiac, Fixed |  | MONITORCARDIACFIXED-Welch Allyn-Propaq LT |  | 3/26/16 |  |  | Covered PM Repair - Biomedical | MHHS-TMC
NO | NO |  |  |  | 009-33623 |  | Welch Allyn Inc | PROPAQ LT |  | KA011067 | GH - RADIOLOGY | MHHS-Greater Heights |  | Monitor, Cardiac, Fixed |  | 009-33623 |  | Central & Greater Heights |  | GH - RADIOLOGY | [5 empty] | MONITORS, PHYSIOLOGIC, VITAL SIGNS |  | MONITORCARDIACFIXED-Welch Allyn-Propaq LT | MONITORCARDIACFIXED | Propaq LT |  |  |  | Welch Allyn | Monitor, Cardiac, Fixed |  | MONITORCARDIACFIXED-Welch Allyn-Propaq LT |  |  |  |  | Covered PM Repair - Biomedical | MHHS-Greater Heights
NO | NO |  |  |  | 077-07346 |  | Welch Allyn Inc | PROPAQ LT |  | KA063022 | TMC - CATH LAB - PEDI (GHP) | MHHS-TMC |  | Monitor, Cardiac, Fixed |  | 077-07346 |  | TMC |  | TMC - CATH LAB - PEDI (GHP) | [5 empty] | MONITORS, PHYSIOLOGIC, VITAL SIGNS |  | MONITORCARDIACFIXED-Welch Allyn-Propaq LT | MONITORCARDIACFIXED | Propaq LT |  |  |  | Welch Allyn | Monitor, Cardiac, Fixed |  | MONITORCARDIACFIXED-Welch Allyn-Propaq LT |  |  |  |  | Covered PM Repair - Biomedical | MHHS-TMC
NO | NO |  |  |  | 077-07347 |  | Welch Allyn Inc | PROPAQ LT |  | KA063035 | TMC - CATH LAB - PEDI (GHP) | MHHS-TMC |  | Monitor, Cardiac, Fixed |  | 077-07347 |  | TMC |  | TMC - CATH LAB - PEDI (GHP) | [5 empty] | MONITORS, PHYSIOLOGIC, VITAL SIGNS |  | MONITORCARDIACFIXED-Welch Allyn-Propaq LT | MONITORCARDIACFIXED | Propaq LT |  |  |  | Welch Allyn | Monitor, Cardiac, Fixed |  | MONITORCARDIACFIXED-Welch Allyn-Propaq LT |  |  |  |  | Covered PM Repair - Biomedical | MHHS-TMC
NO | NO |  |  |  | 077-07887 |  | Welch Allyn Inc | PROPAQ LT |  | KA062624 | TMC - CHILDRENS - PEDI TRANSPORT (7HP) | MHHS-TMC |  | Monitor, Cardiac, Fixed |  | 077-07887 |  | TMC |  | TMC - CHILDRENS - PEDI TRANSPORT (7HP) | [5 empty] | MONITORS, PHYSIOLOGIC, VITAL SIGNS |  | MONITORCARDIACFIXED-Welch Allyn-Propaq LT | MONITORCARDIACFIXED | Propaq LT |  |  |  | Welch Allyn | Monitor, Cardiac, Fixed |  | MONITORCARDIACFIXED-Welch Allyn-Propaq LT |  |  |  |  | Covered PM Repair - Biomedical | MHHS-TMC
NO | NO |  |  |  | 077-07888 |  | Welch Allyn Inc | PROPAQ LT |  | KAD062628 | TMC - CHILDRENS - PEDI TRANSPORT (7HP) | MHHS-TMC |  | Monitor, Cardiac, Fixed |  | 077-07888 |  | TMC |  | TMC - CHILDRENS - PEDI TRANSPORT (7HP) | [5 empty] | MONITORS, PHYSIOLOGIC, VITAL SIGNS |  | MONITORCARDIACFIXED-Welch Allyn-Propaq LT | MONITORCARDIACFIXED | Propaq LT |  |  |  | Welch Allyn | Monitor, Cardiac, Fixed |  | MONITORCARDIACFIXED-Welch Allyn-Propaq LT |  |  |  |  | Covered PM Repair - Biomedical | MHHS-TMC
NO | NO |  |  |  | 077-07889 |  | Welch Allyn Inc | PROPAQ LT |  | KA062625 | TMC - CHILDRENS - PEDI TRANSPORT (7HP) | MHHS-TMC |  | Monitor, Cardiac, Fixed |  | 077-07889 |  | TMC |  | TMC - CHILDRENS - PEDI TRANSPORT (7HP) | [5 empty] | MONITORS, PHYSIOLOGIC, VITAL SIGNS |  | MONITORCARDIACFIXED-Welch Allyn-Propaq LT | MONITORCARDIACFIXED | Propaq LT |  |  |  | Welch Allyn | Monitor, Cardiac, Fixed |  | MONITORCARDIACFIXED-Welch Allyn-Propaq LT |  |  |  |  | Covered PM Repair - Biomedical | MHHS-TMC
NO | YES |  |  |  | 009-05955 | 009-05955 | Welch Allyn Inc | PROPAQ LT LCDI |  | KV005183 | GH-PACU | MHHS-Greater Heights |  |  |  | 009-05955 | 009-05955 | Central & Greater Heights | MHHS-Greater Heights | GH-PACU | Room 18 | 1/1/19 |  | 1/1/21 |  | MONITORS, VIDEO |  | .needs class | [5 empty] | Welch Allyn |  |  |  |  | 3/25/16 |  |  | Covered PM Repair - Biomedical | MHHS-Greater Heights
NO | YES | [5 empty] | Welch Allyn Inc | PROPAQ LT LCDI |  | kv002210 | GH-PACU | MHHS-Greater Heights | [5 empty] | Central & Greater Heights | MHHS-Greater Heights | GH-PACU | Room 18 | 1/1/19 |  | 1/1/21 |  | MONITORS, VIDEO |  | .needs class | [5 empty] | Welch Allyn |  |  |  |  | 3/26/16 |  |  | Covered PM Repair - Biomedical | MHHS-Greater Heights
NO | NO | [5 empty] | Welch Allyn Inc | PROPAQ LT LCDI |  |  | GH - PREOP | MHHS-Greater Heights | [5 empty] | Central & Greater Heights |  | GH - PREOP | [5 empty] | MONITORS, VIDEO |  | .needs class | [5 empty] | Welch Allyn | [7 empty] | Covered PM Repair - Biomedical | MHHS-Greater Heights
NO | NO | [5 empty] | Welch Allyn Inc | QUIK SIGNS |  |  | SW - MED/SURG FLOORS | MHHS-Southwest |  | Monitor, Cardiac, Fixed |  |  |  | Southwest |  | SW - MED/SURG FLOORS | [5 empty] | MONITORS, PHYSIOLOGIC, VITAL SIGNS |  | MONITORCARDIACFIXED-Protocol Sys-Quiksigns | MONITORCARDIACFIXED | Quiksigns |  |  |  | Protocol Sys | Monitor, Cardiac, Fixed |  |  | MONITORCARDIACFIXED-Protocol Sys-Quiksigns |  |  |  | Not Covered Vendor Only - Biomedical | MHHS-Southwest
NO | NO |  |  |  | 000-02796 |  | Welch Allyn Inc | SE-PRO-600 |  |  | MH MG - (STX) - SOUTH TEXAS - WHARTON | MHHS-MG |  | Recorder, Holter |  | 000-02796 |  | South |  | MH MG - (STX) - SOUTH TEXAS - WHARTON | [5 empty] | ELECTROCARDIOGRAPHS |  | RECORDERHOLTER-Welch Allyn-SE-PRO-600 | RECORDERHOLTER | SE-PRO-600 |  |  |  | Welch Allyn | Recorder, Holter |  | RECORDERHOLTER-Welch Allyn-SE-PRO-600 |  |  |  |  | Covered PM Repair - Biomedical | MHHS-MG
NO | NO | [5 empty] | Welch Allyn Inc | SOLARC 49501 |  |  | MEMORIAL CITY - ER | MHHS-Mem City | [5 empty] | West & Memorial City |  | MEMORIAL CITY - ER | [5 empty] | LIGHT SOURCES, FIBEROPTIC |  | .needs class | [5 empty] | Welch Allyn | [7 empty] | Covered PM Repair - Biomedical | MHHS-Mem City
NO | NO | [5 empty] | Welch Allyn Inc | SPIROPERFECT |  | M946800101229 | MH MG - (MC) - MEMORIAL CITY (MP3) | MHHS-MG |  | Spirometer |  |  |  | West & Memorial City |  | MH MG - (MC) - MEMORIAL CITY (MP3) | [5 empty] | SPIROMETERS |  | SPIROMETER-Welch Allyn-SpiroPerfect | SPIROMETER | SpiroPerfect |  |  |  | Welch Allyn | Spirometer |  | SPIROMETER-Welch Allyn-SpiroPerfect |  |  |  |  | Not Covered Vendor Only - Biomedical | MHHS-MG
NO | NO |  |  |  | 142-07428 |  | Welch Allyn Inc | SPOT VITAL SIGNS |  | (21)201806290 | NE - CENTRAL SUPPLY | MHHS-Northeast |  |  |  | 142-07428 |  | Katy |  | NE - CENTRAL SUPPLY | [5 empty] | MONITORS, BEDSIDE, BLOOD PRESSURE |  | .needs class | [5 empty] | Welch Allyn | [7 empty] | Not Covered Vendor Only - Rad, Low End | MHHS-Northeast
NO | NO |  |  |  | 142-07429 |  | Welch Allyn Inc | SPOT VITAL SIGNS |  | (21)201806283 | NE - CENTRAL SUPPLY | MHHS-Northeast |  |  |  | 142-07429 |  | Katy |  | NE - CENTRAL SUPPLY | [5 empty] | MONITORS, BEDSIDE, BLOOD PRESSURE |  | .needs class | [5 empty] | Welch Allyn | [7 empty] | Not Covered Vendor Only - Rad, Low End | MHHS-Northeast
NO | YES |  |  |  | 129-06442 | 129-06442 | Welch Allyn Inc | SPOT VITAL SIGNS 420 SERIES |  |  | CAHF - (SL) - SUGAR LAND (MP2) | MHHS - Heart Failure Clinics |  |  |  | 129-06442 | 129-06442 | Sugar Land | MHHS-Others | CAHF - (SL) - SUGAR LAND (MP2) | Hall | 10/1/19 |  |  |  | MONITORS, PHYSIOLOGIC, VITAL SIGNS | Monitor, Vital Signs | MONITORVITALSIGNS-Welch Allyn-Spot 420 |  |  |  |  | MONITORVITALSIGNS-Welch Allyn-Spot 420 | Welch Allyn | [6 empty] | MVS-A | Covered PM Repair - Radiology, Low End | MHHS - Heart Failure Clinics | [8 empty] | MONITORVITALSIGNS | Monitor, Vital Signs | Welch Allyn
NO | YES |  |  |  | 005-09323 | 005-09323 | Welch Allyn Inc | SPOT VITAL SIGNS 420 SERIES |  |  | MH MG - (SW) - BELLAIRE CENTER | MHHS-MG |  |  |  | 005-09323 | 005-09323 | Southeast | Katy | MH MG - (SW) - BELLAIRE CENTER | Bel Air | 2/1/19 | 2/1/20 |  |  | MONITORS, PHYSIOLOGIC, VITAL SIGNS | Monitor, Vital Signs | MONITORVITALSIGNS-Welch Allyn-Spot 420 |  |  |  |  | MONITORVITALSIGNS-Welch Allyn-Spot 420 | Welch Allyn | [6 empty] | MVS-A | Covered PM Repair - Biomedical | MHHS-MG | [8 empty] | MONITORVITALSIGNS | Monitor, Vital Signs | Welch Allyn
NO | YES |  |  |  | 029-10798 |  | Welch Allyn Inc | SPOT VITAL SIGNS 420 SERIES |  |  | MH MG - (WDLS) - CONROE ISD | MHHS-MG |  |  |  | 029-10798 |  | Woodlands |  | MH MG - (WDLS) - CONROE ISD |  | 08/19/2019 |  |  |  | MONITORS, PHYSIOLOGIC, VITAL SIGNS |  | MONITORVITALSIGNS-Welch Allyn-Spot 420 |  |  |  |  | MONITORVITALSIGNS-Welch Allyn-Spot 420 | Welch Allyn | [7 empty] | Covered PM Repair - Radiology, Low End | MHHS-MG
NO | YES |  |  |  |  | 142-00894 | Welch Allyn Inc | SPOT VITAL SIGNS 420 SERIES |  |  | OPID-(NE)-Northeast-437 (Mp1) | MHHS-OPID |  |  |  |  | 142-00894 | Katy | MHHS-Others | OPID-(NE)-Northeast-437 (Mp1) |  | 9/1/19 |  |  |  | MONITORS, PHYSIOLOGIC, VITAL SIGNS | Monitor, Vital Signs | MONITORVITALSIGNS-Welch Allyn-Spot 420 |  |  |  |  | MONITORVITALSIGNS-Welch Allyn-Spot 420 | Welch Allyn | [6 empty] | MVS-A | Covered PM Repair - Radiology, Low End | MHHS-OPID | [8 empty] | MONITORVITALSIGNS | Monitor, Vital Signs | Welch Allyn
NO | YES |  |  |  | 069-38046 | 069-38046 | Welch Allyn Inc | SPOT VITAL SIGNS 420 SERIES |  |  | OPID - (TMC) - MH IMAGING CENTER - 417 | MHHS-OPID |  |  |  | 069-38046 | 069-38046 | TMC | Memorial Medical Center | OPID - (TMC) - MH IMAGING CENTER - 417 | [5 empty] | MONITORS, PHYSIOLOGIC, VITAL SIGNS |  | MONITORVITALSIGNS-Welch Allyn-Spot 420 |  |  |  |  | MONITORVITALSIGNS-Welch Allyn-Spot 420 | Welch Allyn | [7 empty] | Covered PM Repair - Respiratory/Steriliz | MHHS-OPID
NO | YES |  |  |  |  | 041-17610 | Welch Allyn Inc | SPOT VITAL SIGNS 420 SERIES |  |  | PARC - GESSNER INPATIENT REHAB | MHHS-PARC |  |  |  |  | 041-17610 | Central |  | PARC - GESSNER INPATIENT REHAB | [5 empty] | MONITORS, PHYSIOLOGIC, VITAL SIGNS |  | MONITORVITALSIGNS-Welch Allyn-Spot 420 |  |  |  |  | MONITORVITALSIGNS-Welch Allyn-Spot 420 | Welch Allyn | [7 empty] | Not Covered Vendor Only - Rad, Low End | MHHS-PARC
NO | YES |  |  |  | 041-17613 | 041-17613 | Welch Allyn Inc | SPOT VITAL SIGNS 420 SERIES |  |  | Parc-Intensive Outpatient Program (Iop) | MHHS-PARC |  |  |  | 041-17613 | 041-17613 | Central & Greater Heights | MHHS-Others | Parc-Intensive Outpatient Program (Iop) |  | 4/19/19 |  |  |  | MONITORS, PHYSIOLOGIC, VITAL SIGNS | Monitor, Vital Signs | MONITORVITALSIGNS-Welch Allyn-Spot 420 |  |  |  |  | MONITORVITALSIGNS-Welch Allyn-Spot 420 | Welch Allyn |  |  |  |  | 1/1/18 | Finished from Script 3/27/2020 12:11:52pm (Central) | MVS-A | Covered PM Repair - Radiology, Low End | MHHS-PARC | [8 empty] | MONITORVITALSIGNS | Monitor, Vital Signs | Welch Allyn
NO | YES |  |  |  |  | 241-02794 | Welch Allyn Inc | SPOT VITAL SIGNS 420 SERIES |  |  | Biomed Shop | MHHS-TIRR |  |  |  |  | 241-02794 | TMC | TIRR Memorial Hermann | Biomed Shop | Biomed Shop | 6/1/19 |  | 6/1/20 |  | MONITORS, PHYSIOLOGIC, VITAL SIGNS | Monitor, Vital Signs | MONITORVITALSIGNS-Welch Allyn-Spot 420 |  |  |  |  | MONITORVITALSIGNS-Welch Allyn-Spot 420 | Welch Allyn | [6 empty] | MVS-A | Covered PM Repair - Biomedical | MHHS-TIRR | [8 empty] | MONITORVITALSIGNS | Monitor, Vital Signs | Welch Allyn
NO | YES |  |  |  | 069-33210 | 069-33210 | Welch Allyn Inc | SPOT VITAL SIGNS 420 SERIES |  |  | TMC-Hermann-COU (1R) | MHHS-TMC |  |  |  | 069-33210 | 069-33210 | TMC | MHHS-TMC | TMC-Hermann-COU (1R) | clinical observation unit | 1/1/20 |  | 1/1/21 |  | MONITORS, PHYSIOLOGIC, VITAL SIGNS |  | MONITORVITALSIGNS-Welch Allyn-Spot 420 |  |  |  |  | MONITORVITALSIGNS-Welch Allyn-Spot 420 | Welch Allyn | [7 empty] | Covered PM Repair - Biomedical | MHHS-TMC
NO | YES |  |  |  | 069-28282 | 069-28282 | Welch Allyn Inc | SPOT VITAL SIGNS 420 SERIES |  |  | J5 | MHHS-TMC |  |  |  | 069-28282 | 069-28282 | TMC | Memorial Hermann-Texas Medical Center | J5 | J531 | 3/1/19 |  | 3/1/20 |  | MONITORS, PHYSIOLOGIC, VITAL SIGNS | Monitor, Vital Signs | MONITORVITALSIGNS-Welch Allyn-Spot 420 |  |  |  |  | MONITORVITALSIGNS-Welch Allyn-Spot 420 | Welch Allyn | [6 empty] | MVS-A | Covered PM Repair - Biomedical | MHHS-TMC | [8 empty] | MONITORVITALSIGNS | Monitor, Vital Signs | Welch Allyn
NO | YES |  |  |  | 069-29220 | 069-29220 | Welch Allyn Inc | SPOT VITAL SIGNS 420 SERIES |  |  | J5 | MHHS-TMC |  |  |  | 069-29220 | 069-29220 | TMC | Memorial Hermann-Texas Medical Center | J5 | J531 | 5/1/19 |  | 5/1/20 |  | MONITORS, PHYSIOLOGIC, VITAL SIGNS | Monitor, Vital Signs | MONITORVITALSIGNS-Welch Allyn-Spot 420 |  |  |  |  | MONITORVITALSIGNS-Welch Allyn-Spot 420 | Welch Allyn | [6 empty] | MVS-A | Covered PM Repair - Biomedical | MHHS-TMC | [8 empty] | MONITORVITALSIGNS | Monitor, Vital Signs | Welch Allyn
NO | YES |  |  |  | 069-29699 | 069-29699 | Welch Allyn Inc | SPOT VITAL SIGNS 420 SERIES |  |  | TMC-Rehab-Ot/Pt Clinic (4J) | MHHS-TMC |  |  |  | 069-29699 | 069-29699 | TMC | MHHS-TMC | TMC-Rehab-Ot/Pt Clinic (4J) | TMC - REHAB - OT/PT CLINIC (4J) | 12/1/19 |  | 12/1/20 |  | MONITORS, PHYSIOLOGIC, VITAL SIGNS | Monitor, Vital Signs | MONITORVITALSIGNS-Welch Allyn-Spot 420 |  |  |  |  | MONITORVITALSIGNS-Welch Allyn-Spot 420 | Welch Allyn | [6 empty] | MVS-A | Covered PM Repair - Radiology, Low End | MHHS-TMC | [8 empty] | MONITORVITALSIGNS | Monitor, Vital Signs | Welch Allyn
NO | NO |  |  |  | 069-38747 |  | Welch Allyn Inc | SPOT VITAL SIGNS 420 SERIES |  |  | CAHF - (TMC) - TMC MEDICAL PLAZA [MHMP-STE2500] | MHHS - Heart Failure Clinics |  |  |  | 069-38747 |  | TMC |  | CAHF - (TMC) - TMC MEDICAL PLAZA [MHMP-STE2500] | [5 empty] | MONITORS, PHYSIOLOGIC, VITAL SIGNS |  | MONITORVITALSIGNS-Welch Allyn-Spot 420 |  |  |  |  | MONITORVITALSIGNS-Welch Allyn-Spot 420 | Welch Allyn | [7 empty] | Covered PM Repair - Radiology, High End | MHHS - Heart Failure Clinics
NO | NO |  |  |  | 069-38752 |  | Welch Allyn Inc | SPOT VITAL SIGNS 420 SERIES |  |  | CAHF - (TMC) - TMC MEDICAL PLAZA [MHMP-STE2500] | MHHS - Heart Failure Clinics |  |  |  | 069-38752 |  | TMC |  | CAHF - (TMC) - TMC MEDICAL PLAZA [MHMP-STE2500] | [5 empty] | MONITORS, PHYSIOLOGIC, VITAL SIGNS |  | MONITORVITALSIGNS-Welch Allyn-Spot 420 |  |  |  |  | MONITORVITALSIGNS-Welch Allyn-Spot 420 | Welch Allyn | [7 empty] | Covered PM Repair - Biomedical | MHHS - Heart Failure Clinics
NO | NO |  |  |  | 142-06032 |  | Welch Allyn Inc | SPOT VITAL SIGNS 420 SERIES |  | nsn available | MH MG - (NE) - MENTAL HEALTH CRISIS CLINIC - NORTHEAST | MHHS-MG |  |  |  | 142-06032 |  | Katy |  | MH MG - (NE) - MENTAL HEALTH CRISIS CLINIC - NORTHEAST | [5 empty] | MONITORS, PHYSIOLOGIC, VITAL SIGNS |  | MONITORVITALSIGNS-Welch Allyn-Spot 420 |  |  |  |  | MONITORVITALSIGNS-Welch Allyn-Spot 420 | Welch Allyn | [7 empty] | Covered PM Repair - Radiology, Low End | MHHS-MG
NO | NO |  |  |  | 029-08451 |  | Welch Allyn Inc | SPOT VITAL SIGNS 420 SERIES |  |  | MH MG - (WDLS) - EMPLOYEE HEALTH THE WOODLANDS | MHHS-MG |  |  |  | 029-08451 |  | Woodlands |  | MH MG - (WDLS) - EMPLOYEE HEALTH THE WOODLANDS | [5 empty] | MONITORS, PHYSIOLOGIC, VITAL SIGNS |  | MONITORVITALSIGNS-Welch Allyn-Spot 420 |  |  |  |  | MONITORVITALSIGNS-Welch Allyn-Spot 420 | Welch Allyn | [7 empty] | Not Covered Vendor Only - Biomedical | MHHS-MG
NO | NO | [5 empty] | Welch Allyn Inc | SPOT VITAL SIGNS 420 SERIES |  |  | MH MG - (WDLS) - EMPLOYEE HEALTH THE WOODLANDS | MHHS-MG | [5 empty] | Woodlands |  | MH MG - (WDLS) - EMPLOYEE HEALTH THE WOODLANDS | [5 empty] | MONITORS, PHYSIOLOGIC, VITAL SIGNS |  | MONITORVITALSIGNS-Welch Allyn-Spot 420 |  |  |  |  | MONITORVITALSIGNS-Welch Allyn-Spot 420 | Welch Allyn | [7 empty] | Covered PM Repair - Biomedical | MHHS-MG
NO | NO | [5 empty] | Welch Allyn Inc | SPOT VITAL SIGNS 420 SERIES |  |  | OPID - (MHOSH) - BELLAIRE - 441 | MHHS-OPID | [5 empty] | Central & Greater Heights |  | OPID - (MHOSH) - BELLAIRE - 441 | [5 empty] | MONITORS, PHYSIOLOGIC, VITAL SIGNS |  | MONITORVITALSIGNS-Welch Allyn-Spot 420 |  |  |  |  | MONITORVITALSIGNS-Welch Allyn-Spot 420 | Welch Allyn | [7 empty] | Covered PM Repair - Radiology, Low End | MHHS-OPID
NO | NO |  |  |  | 029-06496 |  | Welch Allyn Inc | SPOT VITAL SIGNS 420 SERIES |  |  | PARC - GESSNER INPATIENT REHAB | MHHS-PARC |  |  |  | 029-06496 |  | Central & Greater Heights |  | PARC - GESSNER INPATIENT REHAB | [5 empty] | MONITORS, PHYSIOLOGIC, VITAL SIGNS |  | MONITORVITALSIGNS-Welch Allyn-Spot 420 |  |  |  |  | MONITORVITALSIGNS-Welch Allyn-Spot 420 | Welch Allyn | [7 empty] | Covered PM Repair - Biomedical | MHHS-PARC
NO | NO |  |  |  | 921-00952 |  | Welch Allyn Inc | SPOT VITAL SIGNS 420 SERIES |  |  | PARC - GESSNER INPATIENT REHAB | MHHS-PARC |  |  |  | 921-00952 |  | Central & Greater Heights |  | PARC - GESSNER INPATIENT REHAB | [5 empty] | MONITORS, PHYSIOLOGIC, VITAL SIGNS |  | MONITORVITALSIGNS-Welch Allyn-Spot 420 |  |  |  |  | MONITORVITALSIGNS-Welch Allyn-Spot 420 | Welch Allyn | [7 empty] | Covered PM Repair - Biomedical | MHHS-PARC
NO | NO |  |  |  | 069-24288 |  | Welch Allyn Inc | SPOT VITAL SIGNS 420 SERIES |  |  | SMR - (TMC) - IRONMAN [MHMP-16FLR] | MHHS-SMR |  |  |  | 069-24288 |  | TMC |  | SMR - (TMC) - IRONMAN [MHMP-16FLR] | [5 empty] | MONITORS, PHYSIOLOGIC, VITAL SIGNS |  | MONITORVITALSIGNS-Welch Allyn-Spot 420 |  |  |  |  | MONITORVITALSIGNS-Welch Allyn-Spot 420 | Welch Allyn | [7 empty] | Covered PM Repair - Radiology, Low End | MHHS-SMR
NO | NO | [5 empty] | Welch Allyn Inc | SPOT VITAL SIGNS 420 SERIES |  |  | TMC - CHILDRENS - RCW (8HP) | MHHS-TMC | [5 empty] | TMC |  | TMC - CHILDRENS - RCW (8HP) | [5 empty] | MONITORS, PHYSIOLOGIC, VITAL SIGNS |  | MONITORVITALSIGNS-Welch Allyn-Spot 420 |  |  |  |  | MONITORVITALSIGNS-Welch Allyn-Spot 420 | Welch Allyn | [7 empty] | Covered PM Repair - Radiology, High End | MHHS-TMC
NO | NO |  |  |  | 077-08129 |  | Welch Allyn Inc | SPOT VITAL SIGNS 420 SERIES |  |  | TMC - PLAZA - ERTAN DDC (STE 1400) | MHHS-TMC |  |  |  | 077-08129 |  | TMC |  | TMC - PLAZA - ERTAN DDC (STE 1400) | [5 empty] | MONITORS, PHYSIOLOGIC, VITAL SIGNS |  | MONITORVITALSIGNS-Welch Allyn-Spot 420 |  |  |  |  | MONITORVITALSIGNS-Welch Allyn-Spot 420 | Welch Allyn | [7 empty] | Covered PM Repair - Radiology, Low End | MHHS-TMC
NO | NO |  |  |  | 029-07505 |  | Welch Allyn Inc | SPOT VITAL SIGNS 420 SERIES |  |  | WOODLANDS - CORPORATE OCCUPATIONAL HEALTH AND SAFETY | MHHS-Woodlands |  |  |  | 029-07505 |  | Woodlands |  | WOODLANDS - CORPORATE OCCUPATIONAL HEALTH AND SAFETY | [5 empty] | MONITORS, PHYSIOLOGIC, VITAL SIGNS |  | MONITORVITALSIGNS-Welch Allyn-Spot 420 |  |  |  |  | MONITORVITALSIGNS-Welch Allyn-Spot 420 | Welch Allyn | [7 empty] | Covered PM Repair - Biomedical | MHHS-Woodlands
NO | YES |  |  |  | 013-18116 | 013-18116 | Welch Allyn Inc | SPOT VITAL SIGNS LXI |  |  | MH MG-(SW)-SW Medical Plaza 4 (Mp4) | MHHS-MG |  | Monitor, Vital Signs |  | 013-18116 | 013-18116 | Southwest | MHHS-MG | MH MG-(SW)-SW Medical Plaza 4 (Mp4) | Hallway | 8/1/19 |  | 8/1/20 |  | MONITORS, PHYSIOLOGIC, VITAL SIGNS | Monitor, Vital Signs | MONITORVITALSIGNS-Welch Allyn-Spot Vital SignsLXi | MONITORVITALSIGNS | Spot Vital Signs LXi |  |  |  | Welch Allyn | Monitor, Vital Signs |  | MONITORVITALSIGNS-Welch Allyn-Spot Vital SignsLXi |  |  |  | MVS-A | Covered PM Repair - Biomedical | MHHS-MG | [8 empty] | MONITORVITALSIGNS | Monitor, Vital Signs | Welch Allyn
NO | YES |  |  |  | 013-18345 | 013-18345 | Welch Allyn Inc | SPOT VITAL SIGNS LXI |  |  | MH MG-(SW)-SW Medical Plaza 4 (Mp4) | MHHS-MG |  | Monitor, Vital Signs |  | 013-18345 | 013-18345 | Southwest | MHHS-MG | MH MG-(SW)-SW Medical Plaza 4 (Mp4) | Hallway | 8/1/19 |  | 8/1/20 |  | MONITORS, PHYSIOLOGIC, VITAL SIGNS | Monitor, Vital Signs | MONITORVITALSIGNS-Welch Allyn-Spot Vital SignsLXi | MONITORVITALSIGNS | Spot Vital Signs LXi |  |  |  | Welch Allyn | Monitor, Vital Signs |  | MONITORVITALSIGNS-Welch Allyn-Spot Vital SignsLXi |  |  |  | MVS-A | Covered PM Repair - Biomedical | MHHS-MG | [8 empty] | MONITORVITALSIGNS | Monitor, Vital Signs | Welch Allyn
NO | YES |  |  |  | 013-36641 | 013-36641 | Welch Allyn Inc | SPOT VITAL SIGNS LXI |  |  | MH MG-(SW)-SW Medical Plaza 4 (Mp4) | MHHS-MG |  | Monitor, Vital Signs |  | 013-36641 | 013-36641 | Southwest | MHHS-MG | MH MG-(SW)-SW Medical Plaza 4 (Mp4) | Hallway | 8/1/19 |  | 8/1/20 |  | MONITORS, PHYSIOLOGIC, VITAL SIGNS | Monitor, Vital Signs | MONITORVITALSIGNS-Welch Allyn-Spot Vital SignsLXi | MONITORVITALSIGNS | Spot Vital Signs LXi |  |  |  | Welch Allyn | Monitor, Vital Signs |  | MONITORVITALSIGNS-Welch Allyn-Spot Vital SignsLXi |  |  |  | MVS-A | Covered PM Repair - Biomedical | MHHS-MG | [8 empty] | MONITORVITALSIGNS | Monitor, Vital Signs | Welch Allyn
NO | YES | [5 empty] | Welch Allyn Inc | SPOT VITAL SIGNS LXI |  |  | MH MG-(SW)-SW Medical Plaza 4 (Mp4) | MHHS-MG |  | Monitor, Vital Signs |  |  |  | Southwest | MHHS-MG | MH MG-(SW)-SW Medical Plaza 4 (Mp4) | 3rd floor | 8/1/19 |  | 8/1/20 |  | MONITORS, PHYSIOLOGIC, VITAL SIGNS | Monitor, Vital Signs | MONITORVITALSIGNS-Welch Allyn-Spot Vital SignsLXi | MONITORVITALSIGNS | Spot Vital Signs LXi |  |  |  | Welch Allyn | Monitor, Vital Signs |  | MONITORVITALSIGNS-Welch Allyn-Spot Vital SignsLXi |  |  |  | MVS-A | Covered PM Repair - Biomedical | MHHS-MG | [8 empty] | MONITORVITALSIGNS | Monitor, Vital Signs | Welch Allyn
NO | YES | [5 empty] | Welch Allyn Inc | SPOT VITAL SIGNS LXI |  |  | MH MG-(SW)-SW Medical Plaza 4 (Mp4) | MHHS-MG |  | Monitor, Vital Signs |  |  |  | Southwest | MHHS-MG | MH MG-(SW)-SW Medical Plaza 4 (Mp4) | Storage | 8/1/19 |  |  |  | MONITORS, PHYSIOLOGIC, VITAL SIGNS | Monitor, Vital Signs | MONITORVITALSIGNS-Welch Allyn-Spot Vital SignsLXi | MONITORVITALSIGNS | Spot Vital Signs LXi |  |  |  | Welch Allyn | Monitor, Vital Signs |  | MONITORVITALSIGNS-Welch Allyn-Spot Vital SignsLXi |  |  |  | MVS-A | Covered PM Repair - Biomedical | MHHS-MG | [8 empty] | MONITORVITALSIGNS | Monitor, Vital Signs | Welch Allyn
NO | YES | [5 empty] | Welch Allyn Inc | SPOT VITAL SIGNS LXI |  |  | MH MG-(SW)-SW Medical Plaza 4 (Mp4) | MHHS-MG |  | Monitor, Vital Signs |  |  |  | Southwest | MHHS-MG | MH MG-(SW)-SW Medical Plaza 4 (Mp4) | Exam room 12 | 8/1/19 |  | 8/1/20 |  | MONITORS, PHYSIOLOGIC, VITAL SIGNS | Monitor, Vital Signs | MONITORVITALSIGNS-Welch Allyn-Spot Vital SignsLXi | MONITORVITALSIGNS | Spot Vital Signs LXi |  |  |  | Welch Allyn | Monitor, Vital Signs |  | MONITORVITALSIGNS-Welch Allyn-Spot Vital SignsLXi |  |  |  | MVS-A | Covered PM Repair - Biomedical | MHHS-MG | [8 empty] | MONITORVITALSIGNS | Monitor, Vital Signs | Welch Allyn
NO | YES |  |  |  | 069-33224 | 069-33224 | Welch Allyn Inc | SPOT VITAL SIGNS LXI |  |  | MH MG-(TMC)-Fannin Pediatrics (Ste 2110) | MHHS-MG |  | Monitor, Vital Signs |  | 069-33224 | 069-33224 | TMC | MHHS-MG | MH MG-(TMC)-Fannin Pediatrics (Ste 2110) | Storage | 10/1/19 |  | 10/1/20 |  | MONITORS, PHYSIOLOGIC, VITAL SIGNS | Monitor, Vital Signs | MONITORVITALSIGNS-Welch Allyn-Spot Vital SignsLXi | MONITORVITALSIGNS | Spot Vital Signs LXi |  |  |  | Welch Allyn | Monitor, Vital Signs |  | MONITORVITALSIGNS-Welch Allyn-Spot Vital SignsLXi |  |  |  | MVS-A | Covered PM Repair - Biomedical | MHHS-MG | [8 empty] | MONITORVITALSIGNS | Monitor, Vital Signs | Welch Allyn
NO | YES |  |  |  | 069-35989 | 069-35989 | Welch Allyn Inc | SPOT VITAL SIGNS LXI |  |  | MH MG - (TMC) - INT MED/ENDOCRINOLOGY (STE 2015) | MHHS-MG |  | Monitor, Vital Signs |  | 069-35989 | 069-35989 | TMC | Memorial Hermann-Texas Medical Center | MH MG - (TMC) - INT MED/ENDOCRINOLOGY (STE 2015) | Hallway | 5/1/19 |  | 5/1/20 |  | MONITORS, PHYSIOLOGIC, VITAL SIGNS | Monitor, Vital Signs | MONITORVITALSIGNS-Welch Allyn-Spot Vital SignsLXi | MONITORVITALSIGNS | Spot Vital Signs LXi |  |  |  | Welch Allyn | Monitor, Vital Signs |  | MONITORVITALSIGNS-Welch Allyn-Spot Vital SignsLXi |  |  |  | MVS-A | Covered PM Repair - Biomedical | MHHS-MG | [8 empty] | MONITORVITALSIGNS | Monitor, Vital Signs | Welch Allyn
NO | YES |  |  |  |  | 041-17609 | Welch Allyn Inc | SPOT VITAL SIGNS LXI |  |  | SUGAR LAND - BIOMEDICAL SERVICES | MHHS-Sugarland |  | Monitor, Vital Signs |  |  | 041-17609 | Sugar Land | 1300 B | SUGAR LAND - BIOMEDICAL SERVICES | 1300 B | 3/1/19 |  | 3/1/20 |  | MONITORS, PHYSIOLOGIC, VITAL SIGNS | Monitor, Vital Signs | MONITORVITALSIGNS-Welch Allyn-Spot Vital SignsLXi | MONITORVITALSIGNS | Spot Vital Signs LXi |  |  |  | Welch Allyn | Monitor, Vital Signs |  | MONITORVITALSIGNS-Welch Allyn-Spot Vital SignsLXi |  | 7/1/14 |  | MVS-A | Covered PM Repair - Biomedical | MHHS-Sugarland | [8 empty] | MONITORVITALSIGNS | Monitor, Vital Signs | Welch Allyn
NO | YES |  |  |  | 241-03309 | 241-03309 | Welch Allyn Inc | SPOT VITAL SIGNS LXI |  | (21) 20161214513 | TIRR-Outpatient Clinic | MHHS-TIRR |  | Monitor, Vital Signs |  | 241-03309 | 241-03309 | TM | MHHS-Others | TIRR-Outpatient Clinic | TIRR - OUTPATIENT CLINIC | 9/1/19 |  | 9/1/20 |  | MONITORS, PHYSIOLOGIC, VITAL SIGNS | Monitor, Vital Signs | MONITORVITALSIGNS-Welch Allyn-Spot Vital SignsLXi | MONITORVITALSIGNS | Spot Vital Signs LXi |  |  |  | Welch Allyn | Monitor, Vital Signs |  | MONITORVITALSIGNS-Welch Allyn-Spot Vital SignsLXi |  | 3/8/20 |  | MVS-A | Not Covered Vendor Only - Biomedical | MHHS-TIRR | [8 empty] | MONITORVITALSIGNS | Monitor, Vital Signs | Welch Allyn
NO | YES |  |  |  | 241-03310 | 241-03310 | Welch Allyn Inc | SPOT VITAL SIGNS LXI |  | (21) 20170100198 | TIRR-Outpatient Clinic | MHHS-TIRR |  | Monitor, Vital Signs |  | 241-03310 | 241-03310 | TM | MHHS-Others | TIRR-Outpatient Clinic | TIRR - OUTPATIENT CLINIC | 6/1/19 |  | 6/1/20 |  | MONITORS, PHYSIOLOGIC, VITAL SIGNS | Monitor, Vital Signs | MONITORVITALSIGNS-Welch Allyn-Spot Vital SignsLXi | MONITORVITALSIGNS | Spot Vital Signs LXi |  |  |  | Welch Allyn | Monitor, Vital Signs |  | MONITORVITALSIGNS-Welch Allyn-Spot Vital SignsLXi |  | 3/8/20 |  | MVS-A | Not Covered Vendor Only - Biomedical | MHHS-TIRR | [8 empty] | MONITORVITALSIGNS | Monitor, Vital Signs | Welch Allyn
NO | YES |  |  |  | 241-02528 | 241-02528 | Welch Allyn Inc | SPOT VITAL SIGNS LXI |  |  | TIRR-Therapy Gym | MHHS-TIRR |  | Monitor, Vital Signs |  | 241-02528 | 241-02528 | TMC | MHHS-Others | TIRR-Therapy Gym | Rehab | 11/1/19 |  |  |  | MONITORS, PHYSIOLOGIC, VITAL SIGNS | Monitor, Vital Signs | MONITORVITALSIGNS-Welch Allyn-Spot Vital SignsLXi | MONITORVITALSIGNS | Spot Vital Signs LXi |  |  |  | Welch Allyn | Monitor, Vital Signs |  | MONITORVITALSIGNS-Welch Allyn-Spot Vital SignsLXi |  |  |  | MVS-A | Covered PM Repair - Biomedical | MHHS-TIRR | [8 empty] | MONITORVITALSIGNS | Monitor, Vital Signs | Welch Allyn
NO | YES |  |  |  | 069-39989 | 069-39989 | Welch Allyn Inc | SPOT VITAL SIGNS LXI |  |  | TMC-Jones-Silver Trauma/Tcu (8J) | MHHS-TMC |  | Monitor, Vital Signs |  | 069-39989 | 069-39989 | TMC | MHHS-TMC | TMC-Jones-Silver Trauma/Tcu (8J) | TMC - JONES -SILVER TRAUMA CARE 4 | 12/1/19 |  | 12/1/20 |  | MONITORS, PHYSIOLOGIC, VITAL SIGNS | Monitor, Vital Signs | MONITORVITALSIGNS-Welch Allyn-Spot Vital SignsLXi | MONITORVITALSIGNS | Spot Vital Signs LXi |  |  |  | Welch Allyn | Monitor, Vital Signs |  | MONITORVITALSIGNS-Welch Allyn-Spot Vital SignsLXi |  |  |  | MVS-A | Covered PM Repair - Biomedical | MHHS-TMC | [8 empty] | MONITORVITALSIGNS | Monitor, Vital Signs | Welch Allyn
NO | NO |  |  |  | 009-09871 |  | Welch Allyn Inc | SPOT VITAL SIGNS LXI |  |  | GH - WOUND CARE | MHHS-Greater Heights |  | Monitor, Vital Signs |  | 009-09871 |  | Central & Greater Heights |  | GH - WOUND CARE | [5 empty] | MONITORS, PHYSIOLOGIC, VITAL SIGNS |  | MONITORVITALSIGNS-Welch Allyn-Spot Vital SignsLXi | MONITORVITALSIGNS | Spot Vital Signs LXi |  |  |  | Welch Allyn | Monitor, Vital Signs |  | MONITORVITALSIGNS-Welch Allyn-Spot Vital SignsLXi |  |  |  |  | Covered PM Repair - Radiology, High End | MHHS-Greater Heights
NO | NO |  |  |  | 009-09872 |  | Welch Allyn Inc | SPOT VITAL SIGNS LXI |  |  | GH - WOUND CARE | MHHS-Greater Heights |  | Monitor, Vital Signs |  | 009-09872 |  | Central & Greater Heights |  | GH - WOUND CARE | [5 empty] | MONITORS, PHYSIOLOGIC, VITAL SIGNS |  | MONITORVITALSIGNS-Welch Allyn-Spot Vital SignsLXi | MONITORVITALSIGNS | Spot Vital Signs LXi |  |  |  | Welch Allyn | Monitor, Vital Signs |  | MONITORVITALSIGNS-Welch Allyn-Spot Vital SignsLXi |  |  |  |  | Covered PM Repair - Radiology, Low End | MHHS-Greater Heights
NO | NO |  |  |  | 009-10763 |  | Welch Allyn Inc | SPOT VITAL SIGNS LXI |  | (21)201709474 | GH - WOUND CARE | MHHS-Greater Heights |  | Monitor, Vital Signs |  | 009-10763 |  | Central & Greater Heights |  | GH - WOUND CARE | [5 empty] | MONITORS, PHYSIOLOGIC, VITAL SIGNS |  | MONITORVITALSIGNS-Welch Allyn-Spot Vital SignsLXi | MONITORVITALSIGNS | Spot Vital Signs LXi |  |  |  | Welch Allyn | Monitor, Vital Signs |  | MONITORVITALSIGNS-Welch Allyn-Spot Vital SignsLXi |  |  |  |  | Not Covered Vendor Only - Biomedical | MHHS-Greater Heights
NO | NO |  |  |  | 009-10764 |  | Welch Allyn Inc | SPOT VITAL SIGNS LXI |  | (21)201709472 | GH - WOUND CARE | MHHS-Greater Heights |  | Monitor, Vital Signs |  | 009-10764 |  | Central & Greater Heights |  | GH - WOUND CARE | [5 empty] | MONITORS, PHYSIOLOGIC, VITAL SIGNS |  | MONITORVITALSIGNS-Welch Allyn-Spot Vital SignsLXi | MONITORVITALSIGNS | Spot Vital Signs LXi |  |  |  | Welch Allyn | Monitor, Vital Signs |  | MONITORVITALSIGNS-Welch Allyn-Spot Vital SignsLXi |  |  |  |  | Not Covered Vendor Only - Biomedical | MHHS-Greater Heights
NO | NO |  |  |  | 041-17611 |  | Welch Allyn Inc | SPOT VITAL SIGNS LXI |  |  | KATY - BIOMEDICAL SERVICES | MHHS-Katy |  | Monitor, Vital Signs |  | 041-17611 |  | Katy |  | KATY - BIOMEDICAL SERVICES | [5 empty] | MONITORS, PHYSIOLOGIC, VITAL SIGNS |  | MONITORVITALSIGNS-Welch Allyn-Spot Vital SignsLXi | MONITORVITALSIGNS | Spot Vital Signs LXi |  |  |  | Welch Allyn | Monitor, Vital Signs |  | MONITORVITALSIGNS-Welch Allyn-Spot Vital SignsLXi |  |  |  |  | Covered PM Repair - Biomedical | MHHS-Katy
NO | NO | [5 empty] | Welch Allyn Inc | SPOT VITAL SIGNS LXI |  |  | MH MG - (SE) - SOUTHEAST GENERAL SURGERY (MP2) | MHHS-MG |  | Monitor, Vital Signs |  |  |  | Southeast & Bay Area |  | MH MG - (SE) - SOUTHEAST GENERAL SURGERY (MP2) | [5 empty] | MONITORS, PHYSIOLOGIC, VITAL SIGNS |  | MONITORVITALSIGNS-Welch Allyn-Spot Vital SignsLXi | MONITORVITALSIGNS | Spot Vital Signs LXi |  |  |  | Welch Allyn | Monitor, Vital Signs |  | MONITORVITALSIGNS-Welch Allyn-Spot Vital SignsLXi |  |  |  |  | Covered PM Repair - Biomedical | MHHS-MG
NO | NO |  |  |  | 041-17612 |  | Welch Allyn Inc | SPOT VITAL SIGNS LXI |  |  | PARC - GESSNER INPATIENT REHAB | MHHS-PARC |  | Monitor, Vital Signs |  | 041-17612 |  | Central & Greater Heights |  | PARC - GESSNER INPATIENT REHAB | [5 empty] | MONITORS, PHYSIOLOGIC, VITAL SIGNS |  | MONITORVITALSIGNS-Welch Allyn-Spot Vital SignsLXi | MONITORVITALSIGNS | Spot Vital Signs LXi |  |  |  | Welch Allyn | Monitor, Vital Signs |  | MONITORVITALSIGNS-Welch Allyn-Spot Vital SignsLXi |  |  |  |  | Covered PM Repair - Radiology, Low End | MHHS-PARC
NO | NO |  |  |  | 241-02527 |  | Welch Allyn Inc | SPOT VITAL SIGNS LXI |  |  | TIRR - THERAPY GYM | MHHS-TIRR |  | Monitor, Vital Signs |  | 241-02527 |  | TMC |  | TIRR - THERAPY GYM | [5 empty] | MONITORS, PHYSIOLOGIC, VITAL SIGNS |  | MONITORVITALSIGNS-Welch Allyn-Spot Vital SignsLXi | MONITORVITALSIGNS | Spot Vital Signs LXi |  |  |  | Welch Allyn | Monitor, Vital Signs |  | MONITORVITALSIGNS-Welch Allyn-Spot Vital SignsLXi |  |  |  |  | Covered PM Repair - Biomedical | MHHS-TIRR
NO | NO |  |  |  | 029-07504 |  | Welch Allyn Inc | SPOT VITAL SIGNS LXI |  |  | WOODLANDS - CORPORATE OCCUPATIONAL HEALTH AND SAFETY | MHHS-Woodlands |  | Monitor, Vital Signs |  | 029-07504 |  | Woodlands |  | WOODLANDS - CORPORATE OCCUPATIONAL HEALTH AND SAFETY | [5 empty] | MONITORS, PHYSIOLOGIC, VITAL SIGNS |  | MONITORVITALSIGNS-Welch Allyn-Spot Vital SignsLXi | MONITORVITALSIGNS | Spot Vital Signs LXi |  |  |  | Welch Allyn | Monitor, Vital Signs |  | MONITORVITALSIGNS-Welch Allyn-Spot Vital SignsLXi |  |  |  |  | Covered PM Repair - Biomedical | MHHS-Woodlands
NO | YES |  |  |  | 151-01300 | 151-01300 | Welch Allyn Inc | SURE TEMP 4 |  |  | Medsurg | MHHS-Cypress |  |  |  | 151-01300 | 151-01300 | Northwest | Cypress | Medsurg | Room S404 | 3/1/17 |  |  |  | OPHTHALMOSCOPE/OTOSCOPES |  | .needs class | [5 empty] | Welch Allyn | [7 empty] | Covered PM Repair - Biomedical | MHHS-Cypress
NO | YES |  |  |  | 151-01303 | 151-01303 | Welch Allyn Inc | SURE TEMP 4 |  |  | CY-ICU | MHHS-Cypress |  |  |  | 151-01303 | 151-01303 | Northwest | MHHS-Cypress | CY-ICU | ICU 15 |  |  |  |  | OPHTHALMOSCOPE/OTOSCOPES |  | .needs class | [5 empty] | Welch Allyn | [7 empty] | Covered PM Repair - Biomedical | MHHS-Cypress
NO | YES |  |  |  | 151-01304 | 151-01304 | Welch Allyn Inc | SURE TEMP 4 |  |  | CY-Medsurg | MHHS-Cypress |  |  |  | 151-01304 | 151-01304 | Northwest | MHHS-Cypress | CY-Medsurg | Medication room | 3/1/17 | 3/1/20 |  |  | OPHTHALMOSCOPE/OTOSCOPES |  | .needs class | [5 empty] | Welch Allyn | [7 empty] | Covered PM Repair - Biomedical | MHHS-Cypress
NO | YES |  |  |  | 151-01306 | 151-01306 | Welch Allyn Inc | SURE TEMP 4 |  |  | CY-ICU | MHHS-Cypress |  |  |  | 151-01306 | 151-01306 | Northwest | MHHS-Cypress | CY-ICU | Icu 15 | 3/1/17 |  |  |  | OPHTHALMOSCOPE/OTOSCOPES |  | .needs class | [5 empty] | Welch Allyn | [7 empty] | Covered PM Repair - Biomedical | MHHS-Cypress
NO | NO |  |  |  | 151-01302 |  | Welch Allyn Inc | SURE TEMP 4 |  |  | CY - MEDSURG | MHHS-Cypress |  |  |  | 151-01302 |  | Northwest & Cypress |  | CY - MEDSURG | [5 empty] | OPHTHALMOSCOPE/OTOSCOPES |  | .needs class | [5 empty] | Welch Allyn | [7 empty] | Covered PM Repair - Biomedical | MHHS-Cypress
NO | NO |  |  |  | (21) 17059184 |  | Welch Allyn Inc | SURETEMP |  | (21) 17059184 | GH - ER | MHHS-Greater Heights |  | Thermometer, Electronic |  | (21) 17059184 |  | Central & Greater Heights |  | GH - ER | [5 empty] | THERMOMETERS, ELECTRONIC, PATIENT |  | THERMOMETERELECT-Welch Allyn-SureTemp | THERMOMETERELECT | SureTemp |  |  |  | Welch Allyn | Thermometer, Electronic |  | THERMOMETERELECT-Welch Allyn-SureTemp |  |  |  |  | Covered PM Repair - Biomedical | MHHS-Greater Heights
NO | NO | [5 empty] | Welch Allyn Inc | SURETEMP |  |  | GH - ER | MHHS-Greater Heights |  | Thermometer, Electronic |  |  |  | Central & Greater Heights |  | GH - ER | [5 empty] | THERMOMETERS, ELECTRONIC, PATIENT |  | THERMOMETERELECT-Welch Allyn-SureTemp | THERMOMETERELECT | SureTemp |  |  |  | Welch Allyn | Thermometer, Electronic |  | THERMOMETERELECT-Welch Allyn-SureTemp |  |  |  |  | Not Covered Vendor Only - Biomedical | MHHS-Greater Heights
NO | NO | [5 empty] | Welch Allyn Inc | SURETEMP |  |  | GH - ICU | MHHS-Greater Heights |  | Thermometer, Electronic |  |  |  | Central & Greater Heights |  | GH - ICU | [5 empty] | THERMOMETERS, ELECTRONIC, PATIENT |  | THERMOMETERELECT-Welch Allyn-SureTemp | THERMOMETERELECT | SureTemp |  |  |  | Welch Allyn | Thermometer, Electronic |  | THERMOMETERELECT-Welch Allyn-SureTemp |  |  |  |  | Not Covered Vendor Only - Biomedical | MHHS-Greater Heights
NO | NO | [5 empty] | Welch Allyn Inc | SURETEMP |  |  | GH - ICU | MHHS-Greater Heights |  | Thermometer, Electronic |  |  |  | Central & Greater Heights |  | GH - ICU | [5 empty] | THERMOMETERS, ELECTRONIC, PATIENT |  | THERMOMETERELECT-Welch Allyn-SureTemp | THERMOMETERELECT | SureTemp |  |  |  | Welch Allyn | Thermometer, Electronic |  | THERMOMETERELECT-Welch Allyn-SureTemp |  |  |  |  | Not Covered Vendor Only - Biomedical | MHHS-Greater Heights
NO | NO |  |  |  | (21) 17373995 |  | Welch Allyn Inc | SURETEMP |  | (21) 17373995 | GH - IMU | MHHS-Greater Heights |  | Thermometer, Electronic |  | (21) 17373995 |  | Central & Greater Heights |  | GH - IMU | [5 empty] | THERMOMETERS, ELECTRONIC, PATIENT |  | THERMOMETERELECT-Welch Allyn-SureTemp | THERMOMETERELECT | SureTemp |  |  |  | Welch Allyn | Thermometer, Electronic |  | THERMOMETERELECT-Welch Allyn-SureTemp |  |  |  |  | Not Covered Vendor Only - Biomedical | MHHS-Greater Heights
NO | NO |  |  |  | 009-08157 |  | Welch Allyn Inc | SURETEMP |  |  | GH - IMU | MHHS-Greater Heights |  | Thermometer, Electronic |  | 009-08157 |  | Central & Greater Heights |  | GH - IMU | [5 empty] | THERMOMETERS, ELECTRONIC, PATIENT |  | THERMOMETERELECT-Welch Allyn-SureTemp | THERMOMETERELECT | SureTemp |  |  |  | Welch Allyn | Thermometer, Electronic |  | THERMOMETERELECT-Welch Allyn-SureTemp |  |  |  |  | Covered PM Repair - Biomedical | MHHS-Greater Heights
NO | NO |  |  |  | (21) 17237931 |  | Welch Allyn Inc | SURETEMP |  | (21) 17237931 | GH - LABOR & DELIVERY | MHHS-Greater Heights |  | Thermometer, Electronic |  | (21) 17237931 |  | Central & Greater Heights |  | GH - LABOR & DELIVERY | [5 empty] | THERMOMETERS, ELECTRONIC, PATIENT |  | THERMOMETERELECT-Welch Allyn-SureTemp | THERMOMETERELECT | SureTemp |  |  |  | Welch Allyn | Thermometer, Electronic |  | THERMOMETERELECT-Welch Allyn-SureTemp |  |  |  |  | Covered PM Repair - Biomedical | MHHS-Greater Heights
NO | NO | [5 empty] | Welch Allyn Inc | SURETEMP |  |  | GH - LABOR & DELIVERY | MHHS-Greater Heights |  | Thermometer, Electronic |  |  |  | Central & Greater Heights |  | GH - LABOR & DELIVERY | [5 empty] | THERMOMETERS, ELECTRONIC, PATIENT |  | THERMOMETERELECT-Welch Allyn-SureTemp | THERMOMETERELECT | SureTemp |  |  |  | Welch Allyn | Thermometer, Electronic |  | THERMOMETERELECT-Welch Allyn-SureTemp |  |  |  |  | Covered PM Repair - Biomedical | MHHS-Greater Heights
NO | NO | [5 empty] | Welch Allyn Inc | SURETEMP |  |  | GH - LABOR & DELIVERY - OR | MHHS-Greater Heights |  | Thermometer, Electronic |  |  |  | Central & Greater Heights |  | GH - LABOR & DELIVERY - OR | [5 empty] | THERMOMETERS, ELECTRONIC, PATIENT |  | THERMOMETERELECT-Welch Allyn-SureTemp | THERMOMETERELECT | SureTemp |  |  |  | Welch Allyn | Thermometer, Electronic |  | THERMOMETERELECT-Welch Allyn-SureTemp |  |  |  |  | Covered PM Repair - Biomedical | MHHS-Greater Heights
NO | NO | [5 empty] | Welch Allyn Inc | SURETEMP |  |  | GH - LABOR & DELIVERY - OR | MHHS-Greater Heights |  | Thermometer, Electronic |  |  |  | Central & Greater Heights |  | GH - LABOR & DELIVERY - OR | [5 empty] | THERMOMETERS, ELECTRONIC, PATIENT |  | THERMOMETERELECT-Welch Allyn-SureTemp | THERMOMETERELECT | SureTemp |  |  |  | Welch Allyn | Thermometer, Electronic |  | THERMOMETERELECT-Welch Allyn-SureTemp |  |  |  |  | Covered PM Repair - Biomedical | MHHS-Greater Heights
NO | NO |  |  |  | (21) 17237920 |  | Welch Allyn Inc | SURETEMP |  | (21) 17237920 | GH - MOTHER & BABY | MHHS-Greater Heights |  | Thermometer, Electronic |  | (21) 17237920 |  | Central & Greater Heights |  | GH - MOTHER & BABY | [5 empty] | THERMOMETERS, ELECTRONIC, PATIENT |  | THERMOMETERELECT-Welch Allyn-SureTemp | THERMOMETERELECT | SureTemp |  |  |  | Welch Allyn | Thermometer, Electronic |  | THERMOMETERELECT-Welch Allyn-SureTemp |  |  |  |  | Covered PM Repair - Biomedical | MHHS-Greater Heights
NO | NO |  |  |  | (21) 17208173 |  | Welch Allyn Inc | SURETEMP |  | (21) 17208173 | GH - NICU | MHHS-Greater Heights |  | Thermometer, Electronic |  | (21) 17208173 |  | Central & Greater Heights |  | GH - NICU | [5 empty] | THERMOMETERS, ELECTRONIC, PATIENT |  | THERMOMETERELECT-Welch Allyn-SureTemp | THERMOMETERELECT | SureTemp |  |  |  | Welch Allyn | Thermometer, Electronic |  | THERMOMETERELECT-Welch Allyn-SureTemp |  |  |  |  | Covered PM Repair - Biomedical | MHHS-Greater Heights
NO | NO | [5 empty] | Welch Allyn Inc | SURETEMP |  |  | GH - NICU | MHHS-Greater Heights |  | Thermometer, Electronic |  |  |  | Central & Greater Heights |  | GH - NICU | [5 empty] | THERMOMETERS, ELECTRONIC, PATIENT |  | THERMOMETERELECT-Welch Allyn-SureTemp | THERMOMETERELECT | SureTemp |  |  |  | Welch Allyn | Thermometer, Electronic |  | THERMOMETERELECT-Welch Allyn-SureTemp |  |  |  |  | Not Covered Vendor Only - Biomedical | MHHS-Greater Heights
NO | NO |  |  |  | 129-07386 |  | Welch Allyn Inc | SURETEMP |  |  | SUGAR LAND - PEDI IMU | MHHS-Sugarland |  | Thermometer, Electronic |  | 129-07386 |  | Sugar Land |  | SUGAR LAND - PEDI IMU | [5 empty] | THERMOMETERS, ELECTRONIC, PATIENT |  | THERMOMETERELECT-Welch Allyn-SureTemp | THERMOMETERELECT | SureTemp |  |  |  | Welch Allyn | Thermometer, Electronic |  | THERMOMETERELECT-Welch Allyn-SureTemp |  |  |  |  | Covered PM Repair - Biomedical | MHHS-Sugarland
NO | NO |  |  |  | 029-03821 |  | Welch Allyn Inc | SURETEMP |  |  | WOODLANDS - PCU4 | MHHS-Woodlands |  | Thermometer, Electronic |  | 029-03821 |  | Woodlands |  | WOODLANDS - PCU4 | [5 empty] | THERMOMETERS, ELECTRONIC, PATIENT |  | THERMOMETERELECT-Welch Allyn-SureTemp | THERMOMETERELECT | SureTemp |  |  |  | Welch Allyn | Thermometer, Electronic |  | THERMOMETERELECT-Welch Allyn-SureTemp |  |  |  |  | Covered PM Repair - Biomedical | MHHS-Woodlands
NO | YES |  |  |  | 151-01301 | 151-01301 | Welch Allyn Inc | SURETEMP 4 |  |  | CY-ICU | MHHS-Cypress |  |  |  | 151-01301 | 151-01301 | Northwest | MHHS-Cypress | CY-ICU | Icu nursing |  |  |  |  | THERMOMETERS, ELECTRONIC, LABORATORY |  | .needs class | [5 empty] | Welch Allyn |  |  |  |  | 1/23/18 |  |  | Covered PM Repair - Biomedical | MHHS-Cypress
NO | YES |  |  |  | 151-02284 | 151-02284 | Welch Allyn Inc | SURETEMP 679 |  |  | CY - OBED | MHHS-Cypress |  | Thermometer, Electronic |  | 151-02284 | 151-02284 | Northwest | Cypress | CY - OBED | S5:104 | 6/1/18 |  |  |  | THERMOMETERS, ELECTRONIC, LABORATORY | Thermometer, Electronic | THERMOMETERELECT-Welch Allyn-SureTemp 679 | THERMOMETERELECT | SureTemp 679 |  |  |  | Welch Allyn | Thermometer, Electronic |  | THERMOMETERELECT-Welch Allyn-SureTemp 679 |  | 1/23/18 |  |  | Covered PM Repair - Biomedical | MHHS-Cypress | [8 empty] | THERMOMETERELECT | Thermometer, Electronic | Welch Allyn
NO | NO |  |  |  | 151-01298 |  | Welch Allyn Inc | SURETEMP 679 |  |  | CY - POST PARTUM | MHHS-Cypress |  | Thermometer, Electronic |  | 151-01298 |  | Northwest & Cypress |  | CY - POST PARTUM | [5 empty] | THERMOMETERS, ELECTRONIC, LABORATORY |  | THERMOMETERELECT-Welch Allyn-SureTemp 679 | THERMOMETERELECT | SureTemp 679 |  |  |  | Welch Allyn | Thermometer, Electronic |  | THERMOMETERELECT-Welch Allyn-SureTemp 679 |  |  |  |  | Covered PM Repair - Biomedical | MHHS-Cypress
NO | NO |  |  |  | 009-03028 |  | Welch Allyn Inc | SURETEMP 679 |  |  | GH - GENERAL SURGERY 3 SOUTH | MHHS-Greater Heights |  | Thermometer, Electronic |  | 009-03028 |  | Central & Greater Heights |  | GH - GENERAL SURGERY 3 SOUTH | [5 empty] | THERMOMETERS, ELECTRONIC, LABORATORY |  | THERMOMETERELECT-Welch Allyn-SureTemp 679 | THERMOMETERELECT | SureTemp 679 |  |  |  | Welch Allyn | Thermometer, Electronic |  | THERMOMETERELECT-Welch Allyn-SureTemp 679 |  |  |  |  | Not Covered Vendor Only - Biomedical | MHHS-Greater Heights
NO | NO |  |  |  | 009-03051 |  | Welch Allyn Inc | SURETEMP 679 |  |  | GH - GENERAL SURGERY 3 SOUTH | MHHS-Greater Heights |  | Thermometer, Electronic |  | 009-03051 |  | Central & Greater Heights |  | GH - GENERAL SURGERY 3 SOUTH | [5 empty] | THERMOMETERS, ELECTRONIC, LABORATORY |  | THERMOMETERELECT-Welch Allyn-SureTemp 679 | THERMOMETERELECT | SureTemp 679 |  |  |  | Welch Allyn | Thermometer, Electronic |  | THERMOMETERELECT-Welch Allyn-SureTemp 679 |  |  |  |  | Covered PM Repair - Biomedical | MHHS-Greater Heights
NO | NO |  |  |  | 129-07313 |  | Welch Allyn Inc | SURETEMP 679 |  |  | MH MG - (STX) - SOUTH TEXAS - WHARTON | MHHS-MG |  | Thermometer, Electronic |  | 129-07313 |  | South |  | MH MG - (STX) - SOUTH TEXAS - WHARTON | [5 empty] | THERMOMETERS, ELECTRONIC, LABORATORY |  | THERMOMETERELECT-Welch Allyn-SureTemp 679 | THERMOMETERELECT | SureTemp 679 |  |  |  | Welch Allyn | Thermometer, Electronic |  | THERMOMETERELECT-Welch Allyn-SureTemp 679 |  |  |  |  | Covered PM Repair - Biomedical | MHHS-MG
NO | NO |  |  |  | 129-07315 |  | Welch Allyn Inc | SURETEMP 679 |  |  | MH MG - (STX) - SOUTH TEXAS - WHARTON | MHHS-MG |  | Thermometer, Electronic |  | 129-07315 |  | South |  | MH MG - (STX) - SOUTH TEXAS - WHARTON | [5 empty] | THERMOMETERS, ELECTRONIC, LABORATORY |  | THERMOMETERELECT-Welch Allyn-SureTemp 679 | THERMOMETERELECT | SureTemp 679 |  |  |  | Welch Allyn | Thermometer, Electronic |  | THERMOMETERELECT-Welch Allyn-SureTemp 679 |  |  |  |  | Covered PM Repair - Biomedical | MHHS-MG
NO | NO |  |  |  | 929-01262 |  | Welch Allyn Inc | SURETEMP 76751 |  | 06180028A | MH MG - (WDLS) - TWL PINECROFT (100/101) | MHHS-MG |  |  |  | 929-01262 |  | Woodlands |  | MH MG - (WDLS) - TWL PINECROFT (100/101) | [5 empty] | THERMOMETERS, ELECTRONIC, PATIENT |  | .needs class | [5 empty] | Welch Allyn | [7 empty] | Covered PM Repair - Biomedical | MHHS-MG
NO | YES |  |  |  | 151-02619 | 151-02619 | Welch Allyn Inc | SURETEMP PLUS |  | (21) 16494840 | CY - NICU | MHHS-Cypress |  | Thermometer, Electronic |  | 151-02619 | 151-02619 | Northwest | Cypress | CY - NICU | NICU 2 |  |  |  |  | THERMOMETERS, ELECTRONIC, LABORATORY | Thermometer, Electronic | THERMOMETERELECT-Welch Allyn-SureTemp Plus | THERMOMETERELECT | SureTemp Plus |  |  |  | Welch Allyn | Thermometer, Electronic |  | THERMOMETERELECT-Welch Allyn-SureTemp Plus |  |  |  |  | Covered PM Repair - Biomedical | MHHS-Cypress | [8 empty] | THERMOMETERELECT | Thermometer, Electronic | Welch Allyn
NO | YES |  |  |  | 041-34036 | 041-34036 | Welch Allyn Inc | SURETEMP PLUS |  |  | Memorial City-Postpartum | MHHS-Mem City |  | Thermometer, Electronic |  | 041-34036 | 041-34036 | West | MHHS-Mem City | Memorial City-Postpartum | Room 20 |  |  |  | No pm | THERMOMETERS, ELECTRONIC, LABORATORY |  | THERMOMETERELECT-Welch Allyn-SureTemp Plus | THERMOMETERELECT | SureTemp Plus |  |  |  | Welch Allyn | Thermometer, Electronic |  | THERMOMETERELECT-Welch Allyn-SureTemp Plus |  | 1/1/12 |  |  | Covered PM Repair - Biomedical | MHHS-Mem City
NO | YES |  |  |  | 041-34037 | 041-34037 | Welch Allyn Inc | SURETEMP PLUS |  |  | Memorial City-Postpartum-Nursery | MHHS-Mem City |  | Thermometer, Electronic |  | 041-34037 | 041-34037 | West | MHHS-Mem City | Memorial City-Postpartum-Nursery | Room 7 |  |  |  | No pm | THERMOMETERS, ELECTRONIC, LABORATORY |  | THERMOMETERELECT-Welch Allyn-SureTemp Plus | THERMOMETERELECT | SureTemp Plus |  |  |  | Welch Allyn | Thermometer, Electronic |  | THERMOMETERELECT-Welch Allyn-SureTemp Plus |  |  |  |  | Covered PM Repair - Biomedical | MHHS-Mem City
NO | YES |  |  |  | 041-34944 | 041-34944 | Welch Allyn Inc | SURETEMP PLUS |  |  | Memorial City-Postpartum | MHHS-Mem City |  | Thermometer, Electronic |  | 041-34944 | 041-34944 | West | MHHS-Mem City | Memorial City-Postpartum | Room 23 |  |  |  | No pm | THERMOMETERS, ELECTRONIC, LABORATORY |  | THERMOMETERELECT-Welch Allyn-SureTemp Plus | THERMOMETERELECT | SureTemp Plus |  |  |  | Welch Allyn | Thermometer, Electronic |  | THERMOMETERELECT-Welch Allyn-SureTemp Plus |  |  |  |  | Covered PM Repair - Biomedical | MHHS-Mem City
NO | YES |  |  |  | 041-33472 | 041-33472 | Welch Allyn Inc | SURETEMP PLUS |  |  | Memorial City-Postpartum | MHHS-Mem City |  | Thermometer, Electronic |  | 041-33472 | 041-33472 | (null) | MHHS-Mem City | Memorial City-Postpartum | (null) |  |  |  | (null) | THERMOMETERS, ELECTRONIC, LABORATORY |  | THERMOMETERELECT-Welch Allyn-SureTemp Plus | THERMOMETERELECT | SureTemp Plus |  |  |  | Welch Allyn | Thermometer, Electronic |  | THERMOMETERELECT-Welch Allyn-SureTemp Plus |  |  |  |  | Covered PM Repair - Biomedical | MHHS-Mem City
NO | YES |  |  |  | 142-07312 | 142-07312 | Welch Allyn Inc | SURETEMP PLUS |  | (21)17437982 | NE-Labor & Delivery | MHHS-Northeast |  | Thermometer, Electronic |  | 142-07312 | 142-07312 | Katy | MHHS-Northeast | NE-Labor & Delivery |  | 5/1/19 | 5/1/20 |  |  | THERMOMETERS, ELECTRONIC, LABORATORY | Thermometer, Electronic | THERMOMETERELECT-Welch Allyn-SureTemp Plus | THERMOMETERELECT | SureTemp Plus |  |  |  | Welch Allyn | Thermometer, Electronic |  | THERMOMETERELECT-Welch Allyn-SureTemp Plus |  | 12/20/13 |  |  | Covered PM Repair - Biomedical | MHHS-Northeast | [8 empty] | THERMOMETERELECT | Thermometer, Electronic | Welch Allyn
NO | YES | Serial Number 14151392 |  |  |  |  | Welch Allyn Inc | SURETEMP PLUS |  |  | NE-Labor & Delivery | MHHS-Northeast |  | Thermometer, Electronic |  |  |  | Katy | MHHS-Northeast | NE-Labor & Delivery |  | 5/1/19 |  |  |  | THERMOMETERS, ELECTRONIC, LABORATORY | Thermometer, Electronic | THERMOMETERELECT-Welch Allyn-SureTemp Plus | THERMOMETERELECT | SureTemp Plus |  |  |  | Welch Allyn | Thermometer, Electronic |  | THERMOMETERELECT-Welch Allyn-SureTemp Plus |  | 12/19/14 |  |  | Covered PM Repair - Biomedical | MHHS-Northeast | [8 empty] | THERMOMETERELECT | Thermometer, Electronic | Welch Allyn
NO | YES |  |  |  | 013-37959 | 013-37959 | Welch Allyn Inc | SURETEMP PLUS |  | (21)16495100 | SW-ER | MHHS-Southwest |  | Thermometer, Electronic |  | 013-37959 | 013-37959 | Southwest | MHHS-Southwest | SW-ER | ER Pod A 12 |  |  |  | No PM Sticker | THERMOMETERS, ELECTRONIC, LABORATORY | Thermometer, Electronic | THERMOMETERELECT-Welch Allyn-SureTemp Plus | THERMOMETERELECT | SureTemp Plus |  |  |  | Welch Allyn | Thermometer, Electronic |  | THERMOMETERELECT-Welch Allyn-SureTemp Plus |  | 3/16/18 |  |  | Covered PM Repair - Biomedical | MHHS-Southwest | [8 empty] | THERMOMETERELECT | Thermometer, Electronic | Welch Allyn
NO | YES |  |  |  | 013-38469 | 013-38469 | Welch Allyn Inc | SURETEMP PLUS |  |  | SW-Nursery | MHHS-Southwest |  | Thermometer, Electronic |  | 013-38469 | 013-38469 | Southwest | MHHS-Southwest | SW-Nursery | Nursery | 1/1/18 |  |  |  | THERMOMETERS, ELECTRONIC, LABORATORY | Thermometer, Electronic | THERMOMETERELECT-Welch Allyn-SureTemp Plus | THERMOMETERELECT | SureTemp Plus |  |  |  | Welch Allyn | Thermometer, Electronic |  | THERMOMETERELECT-Welch Allyn-SureTemp Plus |  | 12/20/13 |  |  | Covered PM Repair - Biomedical | MHHS-Southwest | [8 empty] | THERMOMETERELECT | Thermometer, Electronic | Welch Allyn
NO | YES |  |  |  | 069-47040 | 069-47040 | Welch Allyn Inc | SURETEMP PLUS |  |  | TMC-Sarofim 1-Central Supply | MHHS-TMC |  | Thermometer, Electronic |  | 069-47040 | 069-47040 | TMC | MHHS-TMC | TMC-Sarofim 1-Central Supply | ER Pedi 30 |  |  |  |  | THERMOMETERS, ELECTRONIC, LABORATORY | Thermometer, Electronic | THERMOMETERELECT-Welch Allyn-SureTemp Plus | THERMOMETERELECT | SureTemp Plus |  |  |  | Welch Allyn | Thermometer, Electronic |  | THERMOMETERELECT-Welch Allyn-SureTemp Plus |  | 10/30/19 |  |  | Covered PM Repair - Biomedical | MHHS-TMC | [8 empty] | THERMOMETERELECT | Thermometer, Electronic | Welch Allyn
NO | YES |  |  |  | 069-47041 | 069-47041 | Welch Allyn Inc | SURETEMP PLUS |  |  | TMC-Sarofim 1-Central Supply | MHHS-TMC |  | Thermometer, Electronic |  | 069-47041 | 069-47041 | TMC | MHHS-TMC | TMC-Sarofim 1-Central Supply | Er05 | 3/1/20 |  |  | No PM Sticker | THERMOMETERS, ELECTRONIC, LABORATORY | Thermometer, Electronic | THERMOMETERELECT-Welch Allyn-SureTemp Plus | THERMOMETERELECT | SureTemp Plus |  |  |  | Welch Allyn | Thermometer, Electronic |  | THERMOMETERELECT-Welch Allyn-SureTemp Plus |  | 10/30/19 |  |  | Covered PM Repair - Biomedical | MHHS-TMC | [8 empty] | THERMOMETERELECT | Thermometer, Electronic | Welch Allyn
NO | YES |  |  |  | 069-47042 | 069-47042 | Welch Allyn Inc | SURETEMP PLUS |  |  | TMC-Hermann-Pedi ER (1Hp) | MHHS-TMC |  | Thermometer, Electronic |  | 069-47042 | 069-47042 | TMC | MHHS-TMC | TMC-Hermann-Pedi ER (1Hp) | TMC - HERMANN - PEDI ER (1HP) |  |  |  |  | THERMOMETERS, ELECTRONIC, LABORATORY | Thermometer, Electronic | THERMOMETERELECT-Welch Allyn-SureTemp Plus | THERMOMETERELECT | SureTemp Plus |  |  |  | Welch Allyn | Thermometer, Electronic |  | THERMOMETERELECT-Welch Allyn-SureTemp Plus |  | 10/30/19 |  |  | Covered PM Repair - Biomedical | MHHS-TMC | [8 empty] | THERMOMETERELECT | Thermometer, Electronic | Welch Allyn
NO | YES |  |  |  | 069-47043 | 069-47043 | Welch Allyn Inc | SURETEMP PLUS |  |  | TMC-Sarofim 1-Adult ER | MHHS-TMC |  | Thermometer, Electronic |  | 069-47043 | 069-47043 | TMC | MHHS-TMC | TMC-Sarofim 1-Adult ER | Er 7 |  |  |  | PM Not Required | THERMOMETERS, ELECTRONIC, LABORATORY | Thermometer, Electronic | THERMOMETERELECT-Welch Allyn-SureTemp Plus | THERMOMETERELECT | SureTemp Plus |  |  |  | Welch Allyn | Thermometer, Electronic |  | THERMOMETERELECT-Welch Allyn-SureTemp Plus |  | 10/30/19 |  |  | Covered PM Repair - Biomedical | MHHS-TMC | [8 empty] | THERMOMETERELECT | Thermometer, Electronic | Welch Allyn
NO | YES |  |  |  | 069-47044 | 069-47044 | Welch Allyn Inc | SURETEMP PLUS |  |  | TMC-Hermann-Pedi ER (1Hp) | MHHS-TMC |  | Thermometer, Electronic |  | 069-47044 | 069-47044 | TMC | MHHS-TMC | TMC-Hermann-Pedi ER (1Hp) | TMC - HERMANN - PEDI ER (1HP) |  |  |  |  | THERMOMETERS, ELECTRONIC, LABORATORY | Thermometer, Electronic | THERMOMETERELECT-Welch Allyn-SureTemp Plus | THERMOMETERELECT | SureTemp Plus |  |  |  | Welch Allyn | Thermometer, Electronic |  | THERMOMETERELECT-Welch Allyn-SureTemp Plus |  | 10/30/19 |  |  | Covered PM Repair - Biomedical | MHHS-TMC | [8 empty] | THERMOMETERELECT | Thermometer, Electronic | Welch Allyn
NO | YES |  |  |  | 069-47046 | 069-47046 | Welch Allyn Inc | SURETEMP PLUS |  |  | TMC-Sarofim 1-Central Supply | MHHS-TMC |  | Thermometer, Electronic |  | 069-47046 | 069-47046 | TMC | MHHS-TMC | TMC-Sarofim 1-Central Supply | Er trauma | 3/1/20 |  |  | No PM Sticker | THERMOMETERS, ELECTRONIC, LABORATORY | Thermometer, Electronic | THERMOMETERELECT-Welch Allyn-SureTemp Plus | THERMOMETERELECT | SureTemp Plus |  |  |  | Welch Allyn | Thermometer, Electronic |  | THERMOMETERELECT-Welch Allyn-SureTemp Plus |  | 11/1/19 |  |  | Covered PM Repair - Biomedical | MHHS-TMC | [8 empty] | THERMOMETERELECT | Thermometer, Electronic | Welch Allyn
NO | YES |  |  |  | 069-47047 | 069-47047 | Welch Allyn Inc | SURETEMP PLUS |  |  | TMC-Hermann-Pedi ER (1Hp) | MHHS-TMC |  | Thermometer, Electronic |  | 069-47047 | 069-47047 | TMC | MHHS-TMC | TMC-Hermann-Pedi ER (1Hp) | Pedi 27 |  |  |  | No PM Required | THERMOMETERS, ELECTRONIC, LABORATORY | Thermometer, Electronic | THERMOMETERELECT-Welch Allyn-SureTemp Plus | THERMOMETERELECT | SureTemp Plus |  |  |  | Welch Allyn | Thermometer, Electronic |  | THERMOMETERELECT-Welch Allyn-SureTemp Plus |  | 10/30/19 |  |  | Covered PM Repair - Biomedical | MHHS-TMC | [8 empty] | THERMOMETERELECT | Thermometer, Electronic | Welch Allyn
NO | YES |  |  |  | 069-47051 | 069-47051 | Welch Allyn Inc | SURETEMP PLUS |  |  | ER | MHHS-TMC |  | Thermometer, Electronic |  | 069-47051 | 069-47051 | TMC | Memorial Hermann-Texas Medical Center | ER | Trama 13 |  |  |  |  | THERMOMETERS, ELECTRONIC, LABORATORY | Thermometer, Electronic | THERMOMETERELECT-Welch Allyn-SureTemp Plus | THERMOMETERELECT | SureTemp Plus |  |  |  | Welch Allyn | Thermometer, Electronic |  | THERMOMETERELECT-Welch Allyn-SureTemp Plus |  | 11/1/19 |  |  | Covered PM Repair - Biomedical | MHHS-TMC | [8 empty] | THERMOMETERELECT | Thermometer, Electronic | Welch Allyn
NO | YES |  |  |  | 069-47052 | 069-47052 | Welch Allyn Inc | SURETEMP PLUS |  |  | TWC | MHHS-TMC |  | Thermometer, Electronic |  | 069-47052 | 069-47052 | TMC | Memorial Hermann-Texas Medical Center | TWC | Trauma Rm 10 |  |  |  |  | THERMOMETERS, ELECTRONIC, LABORATORY | Thermometer, Electronic | THERMOMETERELECT-Welch Allyn-SureTemp Plus | THERMOMETERELECT | SureTemp Plus |  |  |  | Welch Allyn | Thermometer, Electronic |  | THERMOMETERELECT-Welch Allyn-SureTemp Plus |  | 1/27/19 |  |  | Covered PM Repair - Biomedical | MHHS-TMC | [8 empty] | THERMOMETERELECT | Thermometer, Electronic | Welch Allyn
NO | YES |  |  |  | 069-47053 | 069-47053 | Welch Allyn Inc | SURETEMP PLUS |  |  | TMC-Hermann-Pedi ER (1Hp) | MHHS-TMC |  | Thermometer, Electronic |  | 069-47053 | 069-47053 | TMC | MHHS-TMC | TMC-Hermann-Pedi ER (1Hp) | Pedi 28 |  |  |  | No PM Required | THERMOMETERS, ELECTRONIC, LABORATORY | Thermometer, Electronic | THERMOMETERELECT-Welch Allyn-SureTemp Plus | THERMOMETERELECT | SureTemp Plus |  |  |  | Welch Allyn | Thermometer, Electronic |  | THERMOMETERELECT-Welch Allyn-SureTemp Plus |  | 10/30/19 |  |  | Covered PM Repair - Biomedical | MHHS-TMC | [8 empty] | THERMOMETERELECT | Thermometer, Electronic | Welch Allyn
NO | YES |  |  |  | 069-47401 | 069-47401 | Welch Allyn Inc | SURETEMP PLUS |  |  | TMC-Sarofim 1-Central Supply | MHHS-TMC |  | Thermometer, Electronic |  | 069-47401 | 069-47401 | TMC | MHHS-TMC | TMC-Sarofim 1-Central Supply | Er Trauma | 3/1/20 |  |  | No PM Sticker | THERMOMETERS, ELECTRONIC, LABORATORY | Thermometer, Electronic | THERMOMETERELECT-Welch Allyn-SureTemp Plus | THERMOMETERELECT | SureTemp Plus |  |  |  | Welch Allyn | Thermometer, Electronic |  | THERMOMETERELECT-Welch Allyn-SureTemp Plus |  | 10/30/19 |  |  | Covered PM Repair - Biomedical | MHHS-TMC | [8 empty] | THERMOMETERELECT | Thermometer, Electronic | Welch Allyn
NO | YES |  |  |  | 069-47403 | 069-47403 | Welch Allyn Inc | SURETEMP PLUS |  |  | TMC-Sarofim 1-Adult ER | MHHS-TMC |  | Thermometer, Electronic |  | 069-47403 | 069-47403 | TMC | MHHS-TMC | TMC-Sarofim 1-Adult ER | [5 empty] | THERMOMETERS, ELECTRONIC, LABORATORY | Thermometer, Electronic | THERMOMETERELECT-Welch Allyn-SureTemp Plus | THERMOMETERELECT | SureTemp Plus |  |  |  | Welch Allyn | Thermometer, Electronic |  | THERMOMETERELECT-Welch Allyn-SureTemp Plus |  | 10/30/19 |  |  | Covered PM Repair - Biomedical | MHHS-TMC | [8 empty] | THERMOMETERELECT | Thermometer, Electronic | Welch Allyn
NO | YES |  |  |  | 069-47406 | 069-47406 | Welch Allyn Inc | SURETEMP PLUS |  |  | ER | MHHS-TMC |  | Thermometer, Electronic |  | 069-47406 | 069-47406 | TMC | Memorial Hermann-Texas Medical Center | ER | Trama 8 |  |  |  |  | THERMOMETERS, ELECTRONIC, LABORATORY | Thermometer, Electronic | THERMOMETERELECT-Welch Allyn-SureTemp Plus | THERMOMETERELECT | SureTemp Plus |  |  |  | Welch Allyn | Thermometer, Electronic |  | THERMOMETERELECT-Welch Allyn-SureTemp Plus |  | 2/11/20 |  |  | Not Covered Vendor Only - Biomedical | MHHS-TMC | [8 empty] | THERMOMETERELECT | Thermometer, Electronic | Welch Allyn
NO | YES |  |  |  | 069-47408 | 069-47408 | Welch Allyn Inc | SURETEMP PLUS |  |  | TMC-Sarofim 1-Adult ER | MHHS-TMC |  | Thermometer, Electronic |  | 069-47408 | 069-47408 | TMC | MHHS-TMC | TMC-Sarofim 1-Adult ER | 9A |  |  |  |  | THERMOMETERS, ELECTRONIC, LABORATORY | Thermometer, Electronic | THERMOMETERELECT-Welch Allyn-SureTemp Plus | THERMOMETERELECT | SureTemp Plus |  |  |  | Welch Allyn | Thermometer, Electronic |  | THERMOMETERELECT-Welch Allyn-SureTemp Plus |  | 1/23/18 |  |  | Covered PM Repair - Biomedical | MHHS-TMC | [8 empty] | THERMOMETERELECT | Thermometer, Electronic | Welch Allyn
NO | YES |  |  |  | 069-47409 | 069-47409 | Welch Allyn Inc | SURETEMP PLUS |  |  | TMC-Sarofim 1-Central Supply | MHHS-TMC |  | Thermometer, Electronic |  | 069-47409 | 069-47409 | TMC | MHHS-TMC | TMC-Sarofim 1-Central Supply | [5 empty] | THERMOMETERS, ELECTRONIC, LABORATORY | Thermometer, Electronic | THERMOMETERELECT-Welch Allyn-SureTemp Plus | THERMOMETERELECT | SureTemp Plus |  |  |  | Welch Allyn | Thermometer, Electronic |  | THERMOMETERELECT-Welch Allyn-SureTemp Plus |  | 1/23/18 | Finished from Script 3/27/2020 12:11:52pm (Central) |  | Covered PM Repair - Biomedical | MHHS-TMC | [8 empty] | THERMOMETERELECT | Thermometer, Electronic | Welch Allyn
NO | YES |  |  |  | 069-47410 | 069-47410 | Welch Allyn Inc | SURETEMP PLUS |  |  | TMC-Sarofim 1-Adult ER | MHHS-TMC |  | Thermometer, Electronic |  | 069-47410 | 069-47410 | TMC | MHHS-TMC | TMC-Sarofim 1-Adult ER | Trauma 12 |  |  |  |  | THERMOMETERS, ELECTRONIC, LABORATORY | Thermometer, Electronic | THERMOMETERELECT-Welch Allyn-SureTemp Plus | THERMOMETERELECT | SureTemp Plus |  |  |  | Welch Allyn | Thermometer, Electronic |  | THERMOMETERELECT-Welch Allyn-SureTemp Plus |  | 1/23/18 |  |  | Covered PM Repair - Biomedical | MHHS-TMC | [8 empty] | THERMOMETERELECT | Thermometer, Electronic | Welch Allyn
NO | YES |  |  |  | 069-47412 | 069-47412 | Welch Allyn Inc | SURETEMP PLUS |  |  | TWC | MHHS-TMC |  | Thermometer, Electronic |  | 069-47412 | 069-47412 | TMC | Memorial Hermann-Texas Medical Center | TWC | Trauma RM 18 |  |  |  |  | THERMOMETERS, ELECTRONIC, LABORATORY | Thermometer, Electronic | THERMOMETERELECT-Welch Allyn-SureTemp Plus | THERMOMETERELECT | SureTemp Plus |  |  |  | Welch Allyn | Thermometer, Electronic |  | THERMOMETERELECT-Welch Allyn-SureTemp Plus |  | 1/23/18 |  |  | Covered PM Repair - Biomedical | MHHS-TMC | [8 empty] | THERMOMETERELECT | Thermometer, Electronic | Welch Allyn
NO | YES |  |  |  | 069-47413 | 069-47413 | Welch Allyn Inc | SURETEMP PLUS |  |  | TMC-Sarofim 1-Central Supply | MHHS-TMC |  | Thermometer, Electronic |  | 069-47413 | 069-47413 | TMC | MHHS-TMC | TMC-Sarofim 1-Central Supply | Er | 3/1/20 |  |  | No PM Sticker | THERMOMETERS, ELECTRONIC, LABORATORY | Thermometer, Electronic | THERMOMETERELECT-Welch Allyn-SureTemp Plus | THERMOMETERELECT | SureTemp Plus |  |  |  | Welch Allyn | Thermometer, Electronic |  | THERMOMETERELECT-Welch Allyn-SureTemp Plus |  | 5/3/20 |  |  | Not Covered Vendor Only - Biomedical | MHHS-TMC | [8 empty] | THERMOMETERELECT | Thermometer, Electronic | Welch Allyn
NO | YES |  |  |  | 069-47414 | 069-47414 | Welch Allyn Inc | SURETEMP PLUS |  |  | TMC-Hermann-Pedi ER (1Hp) | MHHS-TMC |  | Thermometer, Electronic |  | 069-47414 | 069-47414 | TMC | MHHS-TMC | TMC-Hermann-Pedi ER (1Hp) | Pedi 23 |  |  |  | No PM Required Sticker | THERMOMETERS, ELECTRONIC, LABORATORY | Thermometer, Electronic | THERMOMETERELECT-Welch Allyn-SureTemp Plus | THERMOMETERELECT | SureTemp Plus |  |  |  | Welch Allyn | Thermometer, Electronic |  | THERMOMETERELECT-Welch Allyn-SureTemp Plus |  |  |  |  | Covered PM Repair - Biomedical | MHHS-TMC | [8 empty] | THERMOMETERELECT | Thermometer, Electronic | Welch Allyn
NO | YES |  |  |  | 069-47416 | 069-47416 | Welch Allyn Inc | SURETEMP PLUS |  |  | TWC | MHHS-TMC |  | Thermometer, Electronic |  | 069-47416 | 069-47416 | TMC | Memorial Hermann-Texas Medical Center | TWC | Trauma RM 13 |  |  |  |  | THERMOMETERS, ELECTRONIC, LABORATORY | Thermometer, Electronic | THERMOMETERELECT-Welch Allyn-SureTemp Plus | THERMOMETERELECT | SureTemp Plus |  |  |  | Welch Allyn | Thermometer, Electronic |  | THERMOMETERELECT-Welch Allyn-SureTemp Plus |  |  |  |  | Covered PM Repair - Biomedical | MHHS-TMC | [8 empty] | THERMOMETERELECT | Thermometer, Electronic | Welch Allyn
NO | YES |  |  |  | 069-47418 | 069-47418 | Welch Allyn Inc | SURETEMP PLUS |  |  | TMC-Sarofim 1-Adult ER | MHHS-TMC |  | Thermometer, Electronic |  | 069-47418 | 069-47418 | TMC | MHHS-TMC | TMC-Sarofim 1-Adult ER | TMC - SAROFIM 1 - ADULT T16 |  |  |  |  | THERMOMETERS, ELECTRONIC, LABORATORY | Thermometer, Electronic | THERMOMETERELECT-Welch Allyn-SureTemp Plus | THERMOMETERELECT | SureTemp Plus |  |  |  | Welch Allyn | Thermometer, Electronic |  | THERMOMETERELECT-Welch Allyn-SureTemp Plus |  |  |  |  | Covered PM Repair - Biomedical | MHHS-TMC | [8 empty] | THERMOMETERELECT | Thermometer, Electronic | Welch Allyn
NO | YES |  |  |  | 069-47419 | 069-47419 | Welch Allyn Inc | SURETEMP PLUS |  |  | TMC-Sarofim 1-Adult ER | MHHS-TMC |  | Thermometer, Electronic |  | 069-47419 | 069-47419 | TMC | MHHS-TMC | TMC-Sarofim 1-Adult ER | 9A |  |  |  |  | THERMOMETERS, ELECTRONIC, LABORATORY | Thermometer, Electronic | THERMOMETERELECT-Welch Allyn-SureTemp Plus | THERMOMETERELECT | SureTemp Plus |  |  |  | Welch Allyn | Thermometer, Electronic |  | THERMOMETERELECT-Welch Allyn-SureTemp Plus |  | 1/23/18 |  |  | Covered PM Repair - Biomedical | MHHS-TMC | [8 empty] | THERMOMETERELECT | Thermometer, Electronic | Welch Allyn
NO | YES |  |  |  | 069-47421 | 069-47421 | Welch Allyn Inc | SURETEMP PLUS |  |  | TMC-Sarofim 1-Central Supply | MHHS-TMC |  | Thermometer, Electronic |  | 069-47421 | 069-47421 | TMC | MHHS-TMC | TMC-Sarofim 1-Central Supply | [5 empty] | THERMOMETERS, ELECTRONIC, LABORATORY | Thermometer, Electronic | THERMOMETERELECT-Welch Allyn-SureTemp Plus | THERMOMETERELECT | SureTemp Plus |  |  |  | Welch Allyn | Thermometer, Electronic |  | THERMOMETERELECT-Welch Allyn-SureTemp Plus |  | 1/23/18 | Finished from Script 3/27/2020 12:11:52pm (Central) |  | Covered PM Repair - Biomedical | MHHS-TMC | [8 empty] | THERMOMETERELECT | Thermometer, Electronic | Welch Allyn
NO | YES |  |  |  | 069-47424 | 069-47424 | Welch Allyn Inc | SURETEMP PLUS |  |  | TMC-Sarofim 1-Adult ER | MHHS-TMC |  | Thermometer, Electronic |  | 069-47424 | 069-47424 | TMC | MHHS-TMC | TMC-Sarofim 1-Adult ER | Er 6 |  |  |  |  | THERMOMETERS, ELECTRONIC, LABORATORY | Thermometer, Electronic | THERMOMETERELECT-Welch Allyn-SureTemp Plus | THERMOMETERELECT | SureTemp Plus |  |  |  | Welch Allyn | Thermometer, Electronic |  | THERMOMETERELECT-Welch Allyn-SureTemp Plus |  | 2/11/20 |  |  | Not Covered Vendor Only - Biomedical | MHHS-TMC | [8 empty] | THERMOMETERELECT | Thermometer, Electronic | Welch Allyn
NO | YES |  |  |  | 069-47425 | 069-47425 | Welch Allyn Inc | SURETEMP PLUS |  |  | TMC-Hermann-Adult ER (1Hp) | MHHS-TMC |  | Thermometer, Electronic |  | 069-47425 | 069-47425 | TMC | MHHS-TMC | TMC-Hermann-Adult ER (1Hp) | Er 18 | 3/1/20 |  |  | No PM Sticker | THERMOMETERS, ELECTRONIC, LABORATORY | Thermometer, Electronic | THERMOMETERELECT-Welch Allyn-SureTemp Plus | THERMOMETERELECT | SureTemp Plus |  |  |  | Welch Allyn | Thermometer, Electronic |  | THERMOMETERELECT-Welch Allyn-SureTemp Plus |  | 1/23/18 |  |  | Covered PM Repair - Biomedical | MHHS-TMC | [8 empty] | THERMOMETERELECT | Thermometer, Electronic | Welch Allyn
NO | YES |  |  |  | 069-47429 | 069-47429 | Welch Allyn Inc | SURETEMP PLUS |  |  | TMC-Sarofim 1-Adult ER | MHHS-TMC |  | Thermometer, Electronic |  | 069-47429 | 069-47429 | TMC | MHHS-TMC | TMC-Sarofim 1-Adult ER | TMC - SAROFIM 1 - ADULT T16 |  |  |  |  | THERMOMETERS, ELECTRONIC, LABORATORY | Thermometer, Electronic | THERMOMETERELECT-Welch Allyn-SureTemp Plus | THERMOMETERELECT | SureTemp Plus |  |  |  | Welch Allyn | Thermometer, Electronic |  | THERMOMETERELECT-Welch Allyn-SureTemp Plus |  |  |  |  | Covered PM Repair - Biomedical | MHHS-TMC | [8 empty] | THERMOMETERELECT | Thermometer, Electronic | Welch Allyn
NO | YES |  |  |  | 069-47430 | 069-47430 | Welch Allyn Inc | SURETEMP PLUS |  |  | TMC-Sarofim 1-Adult ER | MHHS-TMC |  | Thermometer, Electronic |  | 069-47430 | 069-47430 | TMC | MHHS-TMC | TMC-Sarofim 1-Adult ER | [5 empty] | THERMOMETERS, ELECTRONIC, LABORATORY | Thermometer, Electronic | THERMOMETERELECT-Welch Allyn-SureTemp Plus | THERMOMETERELECT | SureTemp Plus |  |  |  | Welch Allyn | Thermometer, Electronic |  | THERMOMETERELECT-Welch Allyn-SureTemp Plus |  |  |  |  | Covered PM Repair - Biomedical | MHHS-TMC | [8 empty] | THERMOMETERELECT | Thermometer, Electronic | Welch Allyn
NO | YES |  |  |  | 069-47431 | 069-47431 | Welch Allyn Inc | SURETEMP PLUS |  |  | TMC - HVI - ER | MHHS-TMC |  | Thermometer, Electronic |  | 069-47431 | 069-47431 | TMC | Memorial Hermann- Texas Medical Center | TMC - HVI - ER | Suite 20 |  |  |  | No PM Sticker | THERMOMETERS, ELECTRONIC, LABORATORY | Thermometer, Electronic | THERMOMETERELECT-Welch Allyn-SureTemp Plus | THERMOMETERELECT | SureTemp Plus |  |  |  | Welch Allyn | Thermometer, Electronic |  | THERMOMETERELECT-Welch Allyn-SureTemp Plus |  | 1/23/18 |  |  | Covered PM Repair - Biomedical | MHHS-TMC | [8 empty] | THERMOMETERELECT | Thermometer, Electronic | Welch Allyn
NO | YES |  |  |  | 069-47432 | 069-47432 | Welch Allyn Inc | SURETEMP PLUS |  |  | TWC | MHHS-TMC |  | Thermometer, Electronic |  | 069-47432 | 069-47432 | TMC | Memorial Hermann-Texas Medical Center | TWC | Trauma Rm 10 |  |  |  |  | THERMOMETERS, ELECTRONIC, LABORATORY | Thermometer, Electronic | THERMOMETERELECT-Welch Allyn-SureTemp Plus | THERMOMETERELECT | SureTemp Plus |  |  |  | Welch Allyn | Thermometer, Electronic |  | THERMOMETERELECT-Welch Allyn-SureTemp Plus |  | 1/23/18 |  |  | Covered PM Repair - Biomedical | MHHS-TMC | [8 empty] | THERMOMETERELECT | Thermometer, Electronic | Welch Allyn
NO | YES |  |  |  | 069-47436 | 069-47436 | Welch Allyn Inc | SURETEMP PLUS |  |  | TMC-Sarofim 1-Adult ER | MHHS-TMC |  | Thermometer, Electronic |  | 069-47436 | 069-47436 | TMC | MHHS-TMC | TMC-Sarofim 1-Adult ER | Trauma 12 |  |  |  |  | THERMOMETERS, ELECTRONIC, LABORATORY | Thermometer, Electronic | THERMOMETERELECT-Welch Allyn-SureTemp Plus | THERMOMETERELECT | SureTemp Plus |  |  |  | Welch Allyn | Thermometer, Electronic |  | THERMOMETERELECT-Welch Allyn-SureTemp Plus |  | 1/1/12 |  |  | Covered PM Repair - Biomedical | MHHS-TMC | [8 empty] | THERMOMETERELECT | Thermometer, Electronic | Welch Allyn
NO | YES |  |  |  | 069-47437 | 069-47437 | Welch Allyn Inc | SURETEMP PLUS |  |  | TMC-Sarofim 1-Adult ER | MHHS-TMC |  | Thermometer, Electronic |  | 069-47437 | 069-47437 | TMC | MHHS-TMC | TMC-Sarofim 1-Adult ER | [5 empty] | THERMOMETERS, ELECTRONIC, LABORATORY | Thermometer, Electronic | THERMOMETERELECT-Welch Allyn-SureTemp Plus | THERMOMETERELECT | SureTemp Plus |  |  |  | Welch Allyn | Thermometer, Electronic |  | THERMOMETERELECT-Welch Allyn-SureTemp Plus |  |  |  |  | Covered PM Repair - Biomedical | MHHS-TMC | [8 empty] | THERMOMETERELECT | Thermometer, Electronic | Welch Allyn
NO | YES |  |  |  | 069-47438 | 069-47438 | Welch Allyn Inc | SURETEMP PLUS |  |  | TMC-Hermann-Adult ER (1Hp) | MHHS-TMC |  | Thermometer, Electronic |  | 069-47438 | 069-47438 | TMC | MHHS-TMC | TMC-Hermann-Adult ER (1Hp) | Hallway |  |  |  | PM Not Required | THERMOMETERS, ELECTRONIC, LABORATORY | Thermometer, Electronic | THERMOMETERELECT-Welch Allyn-SureTemp Plus | THERMOMETERELECT | SureTemp Plus |  |  |  | Welch Allyn | Thermometer, Electronic |  | THERMOMETERELECT-Welch Allyn-SureTemp Plus |  | 5/20/14 |  |  | Covered PM Repair - Biomedical | MHHS-TMC | [8 empty] | THERMOMETERELECT | Thermometer, Electronic | Welch Allyn
NO | YES |  |  |  | 069-47439 | 069-47439 | Welch Allyn Inc | SURETEMP PLUS |  |  | TMC-Hermann-Pedi ER (1Hp) | MHHS-TMC |  | Thermometer, Electronic |  | 069-47439 | 069-47439 | TMC | MHHS-TMC | TMC-Hermann-Pedi ER (1Hp) | Nursing |  |  |  |  | THERMOMETERS, ELECTRONIC, LABORATORY | Thermometer, Electronic | THERMOMETERELECT-Welch Allyn-SureTemp Plus | THERMOMETERELECT | SureTemp Plus |  |  |  | Welch Allyn | Thermometer, Electronic |  | THERMOMETERELECT-Welch Allyn-SureTemp Plus |  |  |  |  | Covered PM Repair - Biomedical | MHHS-TMC | [8 empty] | THERMOMETERELECT | Thermometer, Electronic | Welch Allyn
NO | YES |  |  |  | 069-47440 | 069-47440 | Welch Allyn Inc | SURETEMP PLUS |  |  | TMC-Sarofim 1-Adult ER | MHHS-TMC |  | Thermometer, Electronic |  | 069-47440 | 069-47440 | TMC | MHHS-TMC | TMC-Sarofim 1-Adult ER | Er 4 |  |  |  |  | THERMOMETERS, ELECTRONIC, LABORATORY | Thermometer, Electronic | THERMOMETERELECT-Welch Allyn-SureTemp Plus | THERMOMETERELECT | SureTemp Plus |  |  |  | Welch Allyn | Thermometer, Electronic |  | THERMOMETERELECT-Welch Allyn-SureTemp Plus |  |  |  |  | Covered PM Repair - Biomedical | MHHS-TMC | [8 empty] | THERMOMETERELECT | Thermometer, Electronic | Welch Allyn
NO | YES |  |  |  | 069-47441 | 069-47441 | Welch Allyn Inc | SURETEMP PLUS |  |  | TMC-Sarofim 1-Adult ER | MHHS-TMC |  | Thermometer, Electronic |  | 069-47441 | 069-47441 | TMC | MHHS-TMC | TMC-Sarofim 1-Adult ER | Er 7 |  |  |  |  | THERMOMETERS, ELECTRONIC, LABORATORY | Thermometer, Electronic | THERMOMETERELECT-Welch Allyn-SureTemp Plus | THERMOMETERELECT | SureTemp Plus |  |  |  | Welch Allyn | Thermometer, Electronic |  | THERMOMETERELECT-Welch Allyn-SureTemp Plus |  | 7/31/12 |  |  | Covered PM Repair - Biomedical | MHHS-TMC | [8 empty] | THERMOMETERELECT | Thermometer, Electronic | Welch Allyn
NO | YES |  |  |  | 069-47442 | 069-47442 | Welch Allyn Inc | SURETEMP PLUS |  |  | TMC-Sarofim 1-Adult ER | MHHS-TMC |  | Thermometer, Electronic |  | 069-47442 | 069-47442 | TMC | MHHS-TMC | TMC-Sarofim 1-Adult ER | [5 empty] | THERMOMETERS, ELECTRONIC, LABORATORY | Thermometer, Electronic | THERMOMETERELECT-Welch Allyn-SureTemp Plus | THERMOMETERELECT | SureTemp Plus |  |  |  | Welch Allyn | Thermometer, Electronic |  | THERMOMETERELECT-Welch Allyn-SureTemp Plus |  |  |  |  | Covered PM Repair - Biomedical | MHHS-TMC | [8 empty] | THERMOMETERELECT | Thermometer, Electronic | Welch Allyn
NO | YES |  |  |  | 069-47444 | 069-47444 | Welch Allyn Inc | SURETEMP PLUS |  |  | TMC-Sarofim 1-Adult ER | MHHS-TMC |  | Thermometer, Electronic |  | 069-47444 | 069-47444 | TMC | MHHS-TMC | TMC-Sarofim 1-Adult ER | Er 4 |  |  |  |  | THERMOMETERS, ELECTRONIC, LABORATORY | Thermometer, Electronic | THERMOMETERELECT-Welch Allyn-SureTemp Plus | THERMOMETERELECT | SureTemp Plus |  |  |  | Welch Allyn | Thermometer, Electronic |  | THERMOMETERELECT-Welch Allyn-SureTemp Plus |  | 12/16/14 |  |  | Covered PM Repair - Biomedical | MHHS-TMC | [8 empty] | THERMOMETERELECT | Thermometer, Electronic | Welch Allyn
NO | YES |  |  |  | 069-47445 | 069-47445 | Welch Allyn Inc | SURETEMP PLUS |  |  | TMC-Sarofim 1-Central Supply | MHHS-TMC |  | Thermometer, Electronic |  | 069-47445 | 069-47445 | TMC | MHHS-TMC | TMC-Sarofim 1-Central Supply | Pedi 21 |  |  |  |  | THERMOMETERS, ELECTRONIC, LABORATORY | Thermometer, Electronic | THERMOMETERELECT-Welch Allyn-SureTemp Plus | THERMOMETERELECT | SureTemp Plus |  |  |  | Welch Allyn | Thermometer, Electronic |  | THERMOMETERELECT-Welch Allyn-SureTemp Plus |  |  |  |  | Covered PM Repair - Biomedical | MHHS-TMC | [8 empty] | THERMOMETERELECT | Thermometer, Electronic | Welch Allyn
NO | YES |  |  |  | 029-11205 | 029-11205 | Welch Allyn Inc | SURETEMP PLUS |  | 21-16483819 | Woodlands-NICU | MHHS-Woodlands |  | Thermometer, Electronic |  | 029-11205 | 029-11205 | Woodlands | MHHS-Woodlands | Woodlands-NICU |  | 1/1/17 |  |  |  | THERMOMETERS, ELECTRONIC, LABORATORY | Thermometer, Electronic | THERMOMETERELECT-Welch Allyn-SureTemp Plus | THERMOMETERELECT | SureTemp Plus |  |  |  | Welch Allyn | Thermometer, Electronic |  | THERMOMETERELECT-Welch Allyn-SureTemp Plus |  | 7/3/19 |  |  | Covered PM Repair - Biomedical | MHHS-Woodlands | [8 empty] | THERMOMETERELECT | Thermometer, Electronic | Welch Allyn
NO | YES |  |  |  | 029-11206 | 029-11206 | Welch Allyn Inc | SURETEMP PLUS |  | 21-16482094 | Woodlands-NICU | MHHS-Woodlands |  | Thermometer, Electronic |  | 029-11206 | 029-11206 | Woodlands | MHHS-Woodlands | Woodlands-NICU | NICU | 1/1/17 |  |  |  | THERMOMETERS, ELECTRONIC, LABORATORY | Thermometer, Electronic | THERMOMETERELECT-Welch Allyn-SureTemp Plus | THERMOMETERELECT | SureTemp Plus |  |  |  | Welch Allyn | Thermometer, Electronic |  | THERMOMETERELECT-Welch Allyn-SureTemp Plus |  |  |  |  | Covered PM Repair - Biomedical | MHHS-Woodlands | [8 empty] | THERMOMETERELECT | Thermometer, Electronic | Welch Allyn
NO | YES |  |  |  | 029-11418 | 029-11418 | Welch Allyn Inc | SURETEMP PLUS |  | 21-16383842 | Woodlands-NICU (New) | MHHS-Woodlands |  | Thermometer, Electronic |  | 029-11418 | 029-11418 | Woodlands | MHHS-Woodlands | Woodlands-NICU (New) | Nursery Level 2 |  |  |  |  | THERMOMETERS, ELECTRONIC, LABORATORY | Thermometer, Electronic | THERMOMETERELECT-Welch Allyn-SureTemp Plus | THERMOMETERELECT | SureTemp Plus |  |  |  | Welch Allyn | Thermometer, Electronic |  | THERMOMETERELECT-Welch Allyn-SureTemp Plus |  |  |  |  | Covered PM Repair - Biomedical | MHHS-Woodlands | [8 empty] | THERMOMETERELECT | Thermometer, Electronic | Welch Allyn
NO | YES |  |  |  | 029-11419 | 029-11419 | Welch Allyn Inc | SURETEMP PLUS |  | 21-16507855 | Woodlands-NICU | MHHS-Woodlands |  | Thermometer, Electronic |  | 029-11419 | 029-11419 | Woodlands | MHHS-Woodlands | Woodlands-NICU |  | 1/1/17 |  |  |  | THERMOMETERS, ELECTRONIC, LABORATORY | Thermometer, Electronic | THERMOMETERELECT-Welch Allyn-SureTemp Plus | THERMOMETERELECT | SureTemp Plus |  |  |  | Welch Allyn | Thermometer, Electronic |  | THERMOMETERELECT-Welch Allyn-SureTemp Plus |  |  |  |  | Covered PM Repair - Biomedical | MHHS-Woodlands | [8 empty] | THERMOMETERELECT | Thermometer, Electronic | Welch Allyn
NO | YES |  |  |  | 029-11420 | 029-11420 | Welch Allyn Inc | SURETEMP PLUS |  | 21-16507893 | Woodlands-NICU | MHHS-Woodlands |  | Thermometer, Electronic |  | 029-11420 | 029-11420 | Woodlands | MHHS-Woodlands | Woodlands-NICU |  | 1/1/17 |  |  |  | THERMOMETERS, ELECTRONIC, LABORATORY | Thermometer, Electronic | THERMOMETERELECT-Welch Allyn-SureTemp Plus | THERMOMETERELECT | SureTemp Plus |  |  |  | Welch Allyn | Thermometer, Electronic |  | THERMOMETERELECT-Welch Allyn-SureTemp Plus |  |  |  |  | Covered PM Repair - Biomedical | MHHS-Woodlands | [8 empty] | THERMOMETERELECT | Thermometer, Electronic | Welch Allyn
NO | YES |  |  |  | 029-11425 | 029-11425 | Welch Allyn Inc | SURETEMP PLUS |  |  | Woodlands-NICU | MHHS-Woodlands |  | Thermometer, Electronic |  | 029-11425 | 029-11425 | Woodlands | MHHS-Woodlands | Woodlands-NICU |  | 1/1/17 |  |  |  | THERMOMETERS, ELECTRONIC, LABORATORY | Thermometer, Electronic | THERMOMETERELECT-Welch Allyn-SureTemp Plus | THERMOMETERELECT | SureTemp Plus |  |  |  | Welch Allyn | Thermometer, Electronic |  | THERMOMETERELECT-Welch Allyn-SureTemp Plus |  | 2/15/14 |  |  | Covered PM Repair - Biomedical | MHHS-Woodlands | [8 empty] | THERMOMETERELECT | Thermometer, Electronic | Welch Allyn
NO | YES |  |  |  | 029-12182 | 029-12182 | Welch Allyn Inc | SURETEMP PLUS |  | 21-18133571 | Woodlands-Terramont ER (Clinic) | MHHS-Woodlands |  | Thermometer, Electronic |  | 029-12182 | 029-12182 | Woodlands | MHHS-Woodlands | Woodlands-Terramont ER (Clinic) | Triage 1 | 4/1/18 |  |  | No pm sticker | THERMOMETERS, ELECTRONIC, LABORATORY | Thermometer, Electronic | THERMOMETERELECT-Welch Allyn-SureTemp Plus | THERMOMETERELECT | SureTemp Plus |  |  |  | Welch Allyn | Thermometer, Electronic |  | THERMOMETERELECT-Welch Allyn-SureTemp Plus |  |  |  |  | Covered PM Repair - Biomedical | MHHS-Woodlands | [8 empty] | THERMOMETERELECT | Thermometer, Electronic | Welch Allyn
NO | YES |  |  |  | 029-12183 | 029-12183 | Welch Allyn Inc | SURETEMP PLUS |  | 21-18133297 | Woodlands-Terramont ER (Clinic) | MHHS-Woodlands |  | Thermometer, Electronic |  | 029-12183 | 029-12183 | Woodlands | MHHS-Woodlands | Woodlands-Terramont ER (Clinic) | Nurses Station | 4/1/18 |  |  | No PM sticker visible | THERMOMETERS, ELECTRONIC, LABORATORY | Thermometer, Electronic | THERMOMETERELECT-Welch Allyn-SureTemp Plus | THERMOMETERELECT | SureTemp Plus |  |  |  | Welch Allyn | Thermometer, Electronic |  | THERMOMETERELECT-Welch Allyn-SureTemp Plus |  |  |  |  | Covered PM Repair - Biomedical | MHHS-Woodlands | [8 empty] | THERMOMETERELECT | Thermometer, Electronic | Welch Allyn
YES | YES |  |  |  | 142-04389 | 142-04389 | Welch Allyn Inc | SURETEMP PLUS |  |  | NE - RESPIRATORY |  |  |  |  | 142-04389 | 142-04389 | NorthEast |  | NE - RESPIRATORY |  |  |  |  | No pm |  | Thermometer, Electronic | THERMOMETERELECT-Welch Allyn-SureTemp Plus | [23 empty] | THERMOMETERELECT | Thermometer, Electronic | Welch Allyn
YES | YES | Serial Number Cnf |  |  | 099-01003 | 099-01003 | Welch Allyn Inc | SURETEMP PLUS |  | Cnf | NE - LABOR |  |  |  |  | 099-01003 | 099-01003 | NorthEast |  | NE - LABOR |  |  |  |  | No pm |  | Thermometer, Electronic | THERMOMETERELECT-Welch Allyn-SureTemp Plus | [23 empty] | THERMOMETERELECT | Thermometer, Electronic | Welch Allyn
YES | YES | Serial Number Cnf |  |  | 099-01000 | 099-01000 | Welch Allyn Inc | SURETEMP PLUS |  | Cnf | NE - NICU |  |  |  |  | 099-01000 | 099-01000 | NorthEast |  | NE - NICU |  |  |  |  | No pm |  | Thermometer, Electronic | THERMOMETERELECT-Welch Allyn-SureTemp Plus | [23 empty] | THERMOMETERELECT | Thermometer, Electronic | Welch Allyn
YES | YES |  |  |  | 099-00995 | 099-00995 | Welch Allyn Inc | SURETEMP PLUS |  |  | NE - NICU |  |  |  |  | 099-00995 | 099-00995 | NorthEast |  | NE - NICU |  |  |  |  | No pm |  | Thermometer, Electronic | THERMOMETERELECT-Welch Allyn-SureTemp Plus | [23 empty] | THERMOMETERELECT | Thermometer, Electronic | Welch Allyn
YES | YES | Serial Number Cnf |  |  | 099-00993 | 099-00993 | Welch Allyn Inc | SURETEMP PLUS |  | Cnf | NE - NICU |  |  |  |  | 099-00993 | 099-00993 | NorthEast |  | NE - NICU |  |  |  |  | No pm |  | Thermometer, Electronic | THERMOMETERELECT-Welch Allyn-SureTemp Plus | [23 empty] | THERMOMETERELECT | Thermometer, Electronic | Welch Allyn
YES | YES | Serial Number Cnf |  |  | 099-00989 | 099-00989 | Welch Allyn Inc | SURETEMP PLUS |  | Cnf | NE - NICU |  |  |  |  | 099-00989 | 099-00989 | NorthEast |  | NE - NICU |  |  |  |  | No pm |  | Thermometer, Electronic | THERMOMETERELECT-Welch Allyn-SureTemp Plus | [23 empty] | THERMOMETERELECT | Thermometer, Electronic | Welch Allyn
YES | YES | Serial Number Cnf |  |  | 099-00915 | 099-00915 | Welch Allyn Inc | SURETEMP PLUS |  | Cnf | NE - NICU |  |  |  |  | 099-00915 | 099-00915 | NorthEast |  | NE - NICU |  |  |  |  | No pm |  | Thermometer, Electronic | THERMOMETERELECT-Welch Allyn-SureTemp Plus | [23 empty] | THERMOMETERELECT | Thermometer, Electronic | Welch Allyn
YES | YES | Serial Number Cnf |  |  | 099-00918 | 099-00918 | Welch Allyn Inc | SURETEMP PLUS |  | Cnf | NE - NICU |  |  |  |  | 099-00918 | 099-00918 | NorthEast |  | NE - NICU |  |  |  |  | No pm |  | Thermometer, Electronic | THERMOMETERELECT-Welch Allyn-SureTemp Plus | [23 empty] | THERMOMETERELECT | Thermometer, Electronic | Welch Allyn
YES | YES |  |  |  | 029-05894 | 029-05894 | Welch Allyn Inc | SURETEMP PLUS |  |  | WOODLANDS - TERRAMONT ER (CLINIC) |  |  |  |  | 029-05894 | 029-05894 | Woodlands | Memorial Hermann 24-Hour Emergency Care | WOODLANDS - TERRAMONT ER (CLINIC) | Nurses Station | 3/1/18 |  | 3/1/19 | New add |  | Thermometer, Electronic | THERMOMETERELECT-Welch Allyn-SureTemp Plus | [23 empty] | THERMOMETERELECT | Thermometer, Electronic | Welch Allyn
NO | YES |  |  |  | 005-33071 | 005-33071 | Welch Allyn Inc | SURETEMP PLUS |  |  | Woodlands-ER |  |  |  |  | 005-33071 | 005-33071 | Woodlands | MHHS-Woodlands | Woodlands-ER | Room 25 |  |  |  | New add - ?Auone time inspection?Au sticker |  | Thermometer, Electronic | THERMOMETERELECT-Welch Allyn-SureTemp Plus | [23 empty] | THERMOMETERELECT | Thermometer, Electronic | Welch Allyn
YES | YES |  |  |  | 005-33124 | 005-33124 | Welch Allyn Inc | SURETEMP PLUS |  |  | WOODLANDS - ER |  |  |  |  | 005-33124 | 005-33124 | Woodlands | Memorial Hermann The Woodlands Medical Center | WOODLANDS - ER | Room 11 |  |  |  | Patient in room |  | Thermometer, Electronic | THERMOMETERELECT-Welch Allyn-SureTemp Plus | [23 empty] | THERMOMETERELECT | Thermometer, Electronic | Welch Allyn
YES | YES |  |  |  | 005-33125 | 005-33125 | Welch Allyn Inc | SURETEMP PLUS |  |  | WOODLANDS - ER |  |  |  |  | 005-33125 | 005-33125 | Woodlands | Memorial Hermann The Woodlands Medical Center | WOODLANDS - ER | Nurses Station |  |  |  | New add |  | Thermometer, Electronic | THERMOMETERELECT-Welch Allyn-SureTemp Plus | [23 empty] | THERMOMETERELECT | Thermometer, Electronic | Welch Allyn
NO | YES |  |  |  | 099-01459 | 099-01459 | Welch Allyn Inc | SURETEMP PLUS |  |  | Woodlands-ER |  |  |  |  | 099-01459 | 099-01459 | Woodlands | MHHS-Woodlands | Woodlands-ER | Room 4 | [5 empty] | Thermometer, Electronic | THERMOMETERELECT-Welch Allyn-SureTemp Plus | [23 empty] | THERMOMETERELECT | Thermometer, Electronic | Welch Allyn
YES | YES |  |  |  | 029-06507 | 029-06507 | Welch Allyn Inc | SURETEMP PLUS |  |  | NICU 2 |  |  |  |  | 029-06507 | 029-06507 | Woodlands | Memorial Hermann Hospital Woodlands | NICU 2 | Nursery Level 2 | [5 empty] | Thermometer, Electronic | THERMOMETERELECT-Welch Allyn-SureTemp Plus | [23 empty] | THERMOMETERELECT | Thermometer, Electronic | Welch Allyn
NO | YES |  |  |  | 029-13641 | 029-13641 | Welch Allyn Inc | SURETEMP PLUS |  |  | Woodlands-ER |  |  |  |  | 029-13641 | 029-13641 | Woodlands | MHHS-Woodlands | Woodlands-ER | Room 6
NO | YES |  |  |  | 029-13643 | 029-13643 | Welch Allyn Inc | SURETEMP PLUS |  |  | Woodlands-ER |  |  |  |  | 029-13643 | 029-13643 | Woodlands | MHHS-Woodlands | Woodlands-ER | Room 9
YES | YES |  |  |  | 013-19990 | 013-19990 | Welch Allyn Inc | SURETEMP PLUS |  |  | ICU |  |  |  |  | 013-19990 | 013-19990 | Southwest | Memorial Hermann Southwest Hospital | ICU | ICU41 | [6 empty] | THERMOMETERELECT-Welch Allyn-SureTemp Plus
YES | YES |  |  |  | 099-08801 | 099-08801 | Welch Allyn Inc | SURETEMP PLUS |  | Nsn | SW - ER |  |  |  |  | 099-08801 | 099-08801 | Southwest | Memorial Hermann Southwest Hospital Emergency Center | SW - ER | Pod B 36 |  |  |  | Locked to wall. New Add No PM Sticker |  |  | THERMOMETERELECT-Welch Allyn-SureTemp Plus
NO | YES |  |  |  | 099-12526 | 099-12526 | Welch Allyn Inc | SURETEMP PLUS |  |  | TMC-Sarofim 1-Adult ER |  |  |  |  | 099-12526 | 099-12526 | TMC | MHHS-TMC | TMC-Sarofim 1-Adult ER | Er 7
YES | YES | Serial Number Cnf |  |  | 041-33311 | 041-33311 | Welch Allyn Inc | SURETEMP PLUS |  | Cnf | MEMORIAL CITY - POSTPARTUM |  |  |  |  | 041-33311 | 041-33311 | West | Women?s Memorial Hermann Memorial City Hospital | MEMORIAL CITY - POSTPARTUM | Room 13 |  |  |  | No pm |  |  | THERMOMETERELECT-Welch Allyn-SureTemp Plus
YES | YES | Serial Number Cnf |  |  | 041-33447 | 041-33447 | Welch Allyn Inc | SURETEMP PLUS |  | Cnf | MEMORIAL CITY - POSTPARTUM |  |  |  |  | 041-33447 | 041-33447 | West | Women?s Memorial Hermann Memorial City Hospital | MEMORIAL CITY - POSTPARTUM | Room 14 |  |  |  | No pm |  |  | THERMOMETERELECT-Welch Allyn-SureTemp Plus
YES | YES | Serial Number Cnf |  |  | 041-33450 | 041-33450 | Welch Allyn Inc | SURETEMP PLUS |  | Cnf | MEMORIAL CITY - POSTPARTUM |  |  |  |  | 041-33450 | 041-33450 | West | Women?s Memorial Hermann Memorial City Hospital | MEMORIAL CITY - POSTPARTUM | Room 18 |  |  |  | No pm |  |  | THERMOMETERELECT-Welch Allyn-SureTemp Plus
YES | YES |  |  |  | 041-33457 | 041-33457 | Welch Allyn Inc | SURETEMP PLUS |  |  | MEMORIAL CITY - POSTPARTUM |  |  |  |  | 041-33457 | 041-33457 | West | Women?s Memorial Hermann Memorial City Hospital | MEMORIAL CITY - POSTPARTUM | Room 19 |  |  |  | No pm |  |  | THERMOMETERELECT-Welch Allyn-SureTemp Plus
YES | YES | Serial Number Cnf |  |  | 041-33465 | 041-33465 | Welch Allyn Inc | SURETEMP PLUS |  | Cnf | MEMORIAL CITY - POSTPARTUM |  |  |  |  | 041-33465 | 041-33465 | West | Women?s Memorial Hermann Memorial City Hospital | MEMORIAL CITY - POSTPARTUM | Room 22 |  |  |  | No pm |  |  | THERMOMETERELECT-Welch Allyn-SureTemp Plus
YES | YES | Serial Number Cnf |  |  | 041-33475 | 041-33475 | Welch Allyn Inc | SURETEMP PLUS |  | Cnf | MEMORIAL CITY - POSTPARTUM |  |  |  |  | 041-33475 | 041-33475 | West | Women?s Memorial Hermann Memorial City Hospital | MEMORIAL CITY - POSTPARTUM | Room 25 |  |  |  | No pm |  |  | THERMOMETERELECT-Welch Allyn-SureTemp Plus
YES | YES | Serial Number Cnf |  |  | 041-33480 | 041-33480 | Welch Allyn Inc | SURETEMP PLUS |  | Cnf | MEMORIAL CITY - POSTPARTUM |  |  |  |  | 041-33480 | 041-33480 | West | Women?s Memorial Hermann Memorial City Hospital | MEMORIAL CITY - POSTPARTUM | Room 26 |  |  |  | No pm |  |  | THERMOMETERELECT-Welch Allyn-SureTemp Plus
NO | NO |  |  |  | 151-01305 |  | Welch Allyn Inc | SURETEMP PLUS |  |  | CY - MEDSURG | MHHS-Cypress |  | Thermometer, Electronic |  | 151-01305 |  | Northwest & Cypress |  | CY - MEDSURG | [5 empty] | THERMOMETERS, ELECTRONIC, LABORATORY |  | THERMOMETERELECT-Welch Allyn-SureTemp Plus | THERMOMETERELECT | SureTemp Plus |  |  |  | Welch Allyn | Thermometer, Electronic |  | THERMOMETERELECT-Welch Allyn-SureTemp Plus |  |  |  |  | Covered PM Repair - Biomedical | MHHS-Cypress
NO | NO | [5 empty] | Welch Allyn Inc | SURETEMP PLUS |  |  | MEMORIAL CITY - POSTPARTUM | MHHS-Mem City |  | Thermometer, Electronic |  |  |  | West & Memorial City |  | MEMORIAL CITY - POSTPARTUM | [5 empty] | THERMOMETERS, ELECTRONIC, LABORATORY |  | THERMOMETERELECT-Welch Allyn-SureTemp Plus | THERMOMETERELECT | SureTemp Plus |  |  |  | Welch Allyn | Thermometer, Electronic |  | THERMOMETERELECT-Welch Allyn-SureTemp Plus |  |  |  |  | Covered PM Repair - Biomedical | MHHS-Mem City
NO | NO | [5 empty] | Welch Allyn Inc | SURETEMP PLUS |  |  | MEMORIAL CITY - POSTPARTUM | MHHS-Mem City |  | Thermometer, Electronic |  |  |  | West & Memorial City |  | MEMORIAL CITY - POSTPARTUM | [5 empty] | THERMOMETERS, ELECTRONIC, LABORATORY |  | THERMOMETERELECT-Welch Allyn-SureTemp Plus | THERMOMETERELECT | SureTemp Plus |  |  |  | Welch Allyn | Thermometer, Electronic |  | THERMOMETERELECT-Welch Allyn-SureTemp Plus |  |  |  |  | Covered PM Repair - Biomedical | MHHS-Mem City
NO | NO | [5 empty] | Welch Allyn Inc | SURETEMP PLUS |  |  | MEMORIAL CITY - POSTPARTUM | MHHS-Mem City |  | Thermometer, Electronic |  |  |  | West & Memorial City |  | MEMORIAL CITY - POSTPARTUM | [5 empty] | THERMOMETERS, ELECTRONIC, LABORATORY |  | THERMOMETERELECT-Welch Allyn-SureTemp Plus | THERMOMETERELECT | SureTemp Plus |  |  |  | Welch Allyn | Thermometer, Electronic |  | THERMOMETERELECT-Welch Allyn-SureTemp Plus |  |  |  |  | Covered PM Repair - Biomedical | MHHS-Mem City
NO | NO | [5 empty] | Welch Allyn Inc | SURETEMP PLUS |  |  | MEMORIAL CITY - POSTPARTUM | MHHS-Mem City |  | Thermometer, Electronic |  |  |  | West & Memorial City |  | MEMORIAL CITY - POSTPARTUM | [5 empty] | THERMOMETERS, ELECTRONIC, LABORATORY |  | THERMOMETERELECT-Welch Allyn-SureTemp Plus | THERMOMETERELECT | SureTemp Plus |  |  |  | Welch Allyn | Thermometer, Electronic |  | THERMOMETERELECT-Welch Allyn-SureTemp Plus |  |  |  |  | Covered PM Repair - Biomedical | MHHS-Mem City
NO | NO | [5 empty] | Welch Allyn Inc | SURETEMP PLUS |  |  | MEMORIAL CITY - POSTPARTUM | MHHS-Mem City |  | Thermometer, Electronic |  |  |  | West & Memorial City |  | MEMORIAL CITY - POSTPARTUM | [5 empty] | THERMOMETERS, ELECTRONIC, LABORATORY |  | THERMOMETERELECT-Welch Allyn-SureTemp Plus | THERMOMETERELECT | SureTemp Plus |  |  |  | Welch Allyn | Thermometer, Electronic |  | THERMOMETERELECT-Welch Allyn-SureTemp Plus |  |  |  |  | Covered PM Repair - Biomedical | MHHS-Mem City
NO | NO | [5 empty] | Welch Allyn Inc | SURETEMP PLUS |  |  | MEMORIAL CITY - POSTPARTUM | MHHS-Mem City |  | Thermometer, Electronic |  |  |  | West & Memorial City |  | MEMORIAL CITY - POSTPARTUM | [5 empty] | THERMOMETERS, ELECTRONIC, LABORATORY |  | THERMOMETERELECT-Welch Allyn-SureTemp Plus | THERMOMETERELECT | SureTemp Plus |  |  |  | Welch Allyn | Thermometer, Electronic |  | THERMOMETERELECT-Welch Allyn-SureTemp Plus |  |  |  |  | Covered PM Repair - Biomedical | MHHS-Mem City
NO | NO | [5 empty] | Welch Allyn Inc | SURETEMP PLUS |  |  | MEMORIAL CITY - POSTPARTUM | MHHS-Mem City |  | Thermometer, Electronic |  |  |  | West & Memorial City |  | MEMORIAL CITY - POSTPARTUM | [5 empty] | THERMOMETERS, ELECTRONIC, LABORATORY |  | THERMOMETERELECT-Welch Allyn-SureTemp Plus | THERMOMETERELECT | SureTemp Plus |  |  |  | Welch Allyn | Thermometer, Electronic |  | THERMOMETERELECT-Welch Allyn-SureTemp Plus |  |  |  |  | Covered PM Repair - Biomedical | MHHS-Mem City
NO | NO | [5 empty] | Welch Allyn Inc | SURETEMP PLUS |  |  | MEMORIAL CITY - POSTPARTUM | MHHS-Mem City |  | Thermometer, Electronic |  |  |  | West & Memorial City |  | MEMORIAL CITY - POSTPARTUM | [5 empty] | THERMOMETERS, ELECTRONIC, LABORATORY |  | THERMOMETERELECT-Welch Allyn-SureTemp Plus | THERMOMETERELECT | SureTemp Plus |  |  |  | Welch Allyn | Thermometer, Electronic |  | THERMOMETERELECT-Welch Allyn-SureTemp Plus |  |  |  |  | Covered PM Repair - Biomedical | MHHS-Mem City
NO | NO | [5 empty] | Welch Allyn Inc | SURETEMP PLUS |  |  | MEMORIAL CITY - POSTPARTUM | MHHS-Mem City |  | Thermometer, Electronic |  |  |  | West & Memorial City |  | MEMORIAL CITY - POSTPARTUM | [5 empty] | THERMOMETERS, ELECTRONIC, LABORATORY |  | THERMOMETERELECT-Welch Allyn-SureTemp Plus | THERMOMETERELECT | SureTemp Plus |  |  |  | Welch Allyn | Thermometer, Electronic |  | THERMOMETERELECT-Welch Allyn-SureTemp Plus |  |  |  |  | Covered PM Repair - Biomedical | MHHS-Mem City
NO | NO |  |  |  | 142-07313 |  | Welch Allyn Inc | SURETEMP PLUS |  | (21)17437992 | NE - LABOR & DELIVERY | MHHS-Northeast |  | Thermometer, Electronic |  | 142-07313 |  | Katy |  | NE - LABOR & DELIVERY | [5 empty] | THERMOMETERS, ELECTRONIC, LABORATORY |  | THERMOMETERELECT-Welch Allyn-SureTemp Plus | THERMOMETERELECT | SureTemp Plus |  |  |  | Welch Allyn | Thermometer, Electronic |  | THERMOMETERELECT-Welch Allyn-SureTemp Plus |  |  |  |  | Covered PM Repair - Biomedical | MHHS-Northeast
NO | NO |  |  |  | 013-37955 |  | Welch Allyn Inc | SURETEMP PLUS |  |  | SW - ER | MHHS-Southwest |  | Thermometer, Electronic |  | 013-37955 |  | Southwest |  | SW - ER | [5 empty] | THERMOMETERS, ELECTRONIC, LABORATORY |  | THERMOMETERELECT-Welch Allyn-SureTemp Plus | THERMOMETERELECT | SureTemp Plus |  |  |  | Welch Allyn | Thermometer, Electronic |  | THERMOMETERELECT-Welch Allyn-SureTemp Plus |  |  |  |  | Covered PM Repair - Biomedical | MHHS-Southwest
NO | NO |  |  |  | 013-37957 |  | Welch Allyn Inc | SURETEMP PLUS |  | (21)16495122 | SW - ER | MHHS-Southwest |  | Thermometer, Electronic |  | 013-37957 |  | Southwest |  | SW - ER | [5 empty] | THERMOMETERS, ELECTRONIC, LABORATORY |  | THERMOMETERELECT-Welch Allyn-SureTemp Plus | THERMOMETERELECT | SureTemp Plus |  |  |  | Welch Allyn | Thermometer, Electronic |  | THERMOMETERELECT-Welch Allyn-SureTemp Plus |  |  |  |  | Covered PM Repair - Biomedical | MHHS-Southwest
NO | NO |  |  |  | 013-37958 |  | Welch Allyn Inc | SURETEMP PLUS |  | (21)16495092 | SW - ER | MHHS-Southwest |  | Thermometer, Electronic |  | 013-37958 |  | Southwest |  | SW - ER | [5 empty] | THERMOMETERS, ELECTRONIC, LABORATORY |  | THERMOMETERELECT-Welch Allyn-SureTemp Plus | THERMOMETERELECT | SureTemp Plus |  |  |  | Welch Allyn | Thermometer, Electronic |  | THERMOMETERELECT-Welch Allyn-SureTemp Plus |  |  |  |  | Covered PM Repair - Biomedical | MHHS-Southwest
NO | NO |  |  |  | 013-37960 |  | Welch Allyn Inc | SURETEMP PLUS |  | (21)16494928 | SW - ER | MHHS-Southwest |  | Thermometer, Electronic |  | 013-37960 |  | Southwest |  | SW - ER | [5 empty] | THERMOMETERS, ELECTRONIC, LABORATORY |  | THERMOMETERELECT-Welch Allyn-SureTemp Plus | THERMOMETERELECT | SureTemp Plus |  |  |  | Welch Allyn | Thermometer, Electronic |  | THERMOMETERELECT-Welch Allyn-SureTemp Plus |  |  |  |  | Covered PM Repair - Biomedical | MHHS-Southwest
NO | NO |  |  |  | 013-38459 |  | Welch Allyn Inc | SURETEMP PLUS |  |  | SW - NURSERY | MHHS-Southwest |  | Thermometer, Electronic |  | 013-38459 |  | Southwest |  | SW - NURSERY | [5 empty] | THERMOMETERS, ELECTRONIC, LABORATORY |  | THERMOMETERELECT-Welch Allyn-SureTemp Plus | THERMOMETERELECT | SureTemp Plus |  |  |  | Welch Allyn | Thermometer, Electronic |  | THERMOMETERELECT-Welch Allyn-SureTemp Plus |  |  |  |  | Covered PM Repair - Biomedical | MHHS-Southwest
NO | NO |  |  |  | 013-38464 |  | Welch Allyn Inc | SURETEMP PLUS |  |  | SW - NURSERY | MHHS-Southwest |  | Thermometer, Electronic |  | 013-38464 |  | Southwest |  | SW - NURSERY | [5 empty] | THERMOMETERS, ELECTRONIC, LABORATORY |  | THERMOMETERELECT-Welch Allyn-SureTemp Plus | THERMOMETERELECT | SureTemp Plus |  |  |  | Welch Allyn | Thermometer, Electronic |  | THERMOMETERELECT-Welch Allyn-SureTemp Plus |  |  |  |  | Covered PM Repair - Biomedical | MHHS-Southwest
NO | NO |  |  |  | 013-38466 |  | Welch Allyn Inc | SURETEMP PLUS |  |  | SW - NURSERY | MHHS-Southwest |  | Thermometer, Electronic |  | 013-38466 |  | Southwest |  | SW - NURSERY | [5 empty] | THERMOMETERS, ELECTRONIC, LABORATORY |  | THERMOMETERELECT-Welch Allyn-SureTemp Plus | THERMOMETERELECT | SureTemp Plus |  |  |  | Welch Allyn | Thermometer, Electronic |  | THERMOMETERELECT-Welch Allyn-SureTemp Plus |  |  |  |  | Covered PM Repair - Biomedical | MHHS-Southwest
NO | NO |  |  |  | 013-38467 |  | Welch Allyn Inc | SURETEMP PLUS |  |  | SW - NURSERY | MHHS-Southwest |  | Thermometer, Electronic |  | 013-38467 |  | Southwest |  | SW - NURSERY | [5 empty] | THERMOMETERS, ELECTRONIC, LABORATORY |  | THERMOMETERELECT-Welch Allyn-SureTemp Plus | THERMOMETERELECT | SureTemp Plus |  |  |  | Welch Allyn | Thermometer, Electronic |  | THERMOMETERELECT-Welch Allyn-SureTemp Plus |  |  |  |  | Covered PM Repair - Biomedical | MHHS-Southwest
NO | NO |  |  |  | 013-38468 |  | Welch Allyn Inc | SURETEMP PLUS |  |  | SW - NURSERY | MHHS-Southwest |  | Thermometer, Electronic |  | 013-38468 |  | Southwest |  | SW - NURSERY | [5 empty] | THERMOMETERS, ELECTRONIC, LABORATORY |  | THERMOMETERELECT-Welch Allyn-SureTemp Plus | THERMOMETERELECT | SureTemp Plus |  |  |  | Welch Allyn | Thermometer, Electronic |  | THERMOMETERELECT-Welch Allyn-SureTemp Plus |  |  |  |  | Covered PM Repair - Biomedical | MHHS-Southwest
NO | NO |  |  |  | 129-31191 |  | Welch Allyn Inc | SURETEMP PLUS |  | (21)18403669 | SUGAR LAND - FAMILY MEDICINE | MHHS-Sugarland |  | Thermometer, Electronic |  | 129-31191 |  | Sugar Land |  | SUGAR LAND - FAMILY MEDICINE | [5 empty] | THERMOMETERS, ELECTRONIC, LABORATORY |  | THERMOMETERELECT-Welch Allyn-SureTemp Plus | THERMOMETERELECT | SureTemp Plus |  |  |  | Welch Allyn | Thermometer, Electronic |  | THERMOMETERELECT-Welch Allyn-SureTemp Plus |  |  |  |  | Covered PM Repair - Biomedical | MHHS-Sugarland
NO | NO |  |  |  | 129-31192 |  | Welch Allyn Inc | SURETEMP PLUS |  | (21)18403673 | SUGAR LAND - FAMILY MEDICINE | MHHS-Sugarland |  | Thermometer, Electronic |  | 129-31192 |  | Sugar Land |  | SUGAR LAND - FAMILY MEDICINE | [5 empty] | THERMOMETERS, ELECTRONIC, LABORATORY |  | THERMOMETERELECT-Welch Allyn-SureTemp Plus | THERMOMETERELECT | SureTemp Plus |  |  |  | Welch Allyn | Thermometer, Electronic |  | THERMOMETERELECT-Welch Allyn-SureTemp Plus |  |  |  |  | Covered PM Repair - Biomedical | MHHS-Sugarland
NO | NO |  |  |  | 129-31193 |  | Welch Allyn Inc | SURETEMP PLUS |  | (21)18403670 | SUGAR LAND - FAMILY MEDICINE | MHHS-Sugarland |  | Thermometer, Electronic |  | 129-31193 |  | Sugar Land |  | SUGAR LAND - FAMILY MEDICINE | [5 empty] | THERMOMETERS, ELECTRONIC, LABORATORY |  | THERMOMETERELECT-Welch Allyn-SureTemp Plus | THERMOMETERELECT | SureTemp Plus |  |  |  | Welch Allyn | Thermometer, Electronic |  | THERMOMETERELECT-Welch Allyn-SureTemp Plus |  |  |  |  | Covered PM Repair - Biomedical | MHHS-Sugarland
NO | NO |  |  |  | 129-31194 |  | Welch Allyn Inc | SURETEMP PLUS |  | (21)18403672 | SUGAR LAND - FAMILY MEDICINE | MHHS-Sugarland |  | Thermometer, Electronic |  | 129-31194 |  | Sugar Land |  | SUGAR LAND - FAMILY MEDICINE | [5 empty] | THERMOMETERS, ELECTRONIC, LABORATORY |  | THERMOMETERELECT-Welch Allyn-SureTemp Plus | THERMOMETERELECT | SureTemp Plus |  |  |  | Welch Allyn | Thermometer, Electronic |  | THERMOMETERELECT-Welch Allyn-SureTemp Plus |  |  |  |  | Covered PM Repair - Biomedical | MHHS-Sugarland
NO | NO |  |  |  | 129-31195 |  | Welch Allyn Inc | SURETEMP PLUS |  | (21)18403678 | SUGAR LAND - FAMILY MEDICINE | MHHS-Sugarland |  | Thermometer, Electronic |  | 129-31195 |  | Sugar Land |  | SUGAR LAND - FAMILY MEDICINE | [5 empty] | THERMOMETERS, ELECTRONIC, LABORATORY |  | THERMOMETERELECT-Welch Allyn-SureTemp Plus | THERMOMETERELECT | SureTemp Plus |  |  |  | Welch Allyn | Thermometer, Electronic |  | THERMOMETERELECT-Welch Allyn-SureTemp Plus |  |  |  |  | Covered PM Repair - Biomedical | MHHS-Sugarland
NO | NO |  |  |  | 129-31196 |  | Welch Allyn Inc | SURETEMP PLUS |  | (21)18403657 | SUGAR LAND - FAMILY MEDICINE | MHHS-Sugarland |  | Thermometer, Electronic |  | 129-31196 |  | Sugar Land |  | SUGAR LAND - FAMILY MEDICINE | [5 empty] | THERMOMETERS, ELECTRONIC, LABORATORY |  | THERMOMETERELECT-Welch Allyn-SureTemp Plus | THERMOMETERELECT | SureTemp Plus |  |  |  | Welch Allyn | Thermometer, Electronic |  | THERMOMETERELECT-Welch Allyn-SureTemp Plus |  |  |  |  | Covered PM Repair - Biomedical | MHHS-Sugarland
NO | NO |  |  |  | 129-31197 |  | Welch Allyn Inc | SURETEMP PLUS |  | (21)18403671 | SUGAR LAND - FAMILY MEDICINE | MHHS-Sugarland |  | Thermometer, Electronic |  | 129-31197 |  | Sugar Land |  | SUGAR LAND - FAMILY MEDICINE | [5 empty] | THERMOMETERS, ELECTRONIC, LABORATORY |  | THERMOMETERELECT-Welch Allyn-SureTemp Plus | THERMOMETERELECT | SureTemp Plus |  |  |  | Welch Allyn | Thermometer, Electronic |  | THERMOMETERELECT-Welch Allyn-SureTemp Plus |  |  |  |  | Covered PM Repair - Biomedical | MHHS-Sugarland
NO | NO |  |  |  | 129-31198 |  | Welch Allyn Inc | SURETEMP PLUS |  | (21)18403662 | SUGAR LAND - FAMILY MEDICINE | MHHS-Sugarland |  | Thermometer, Electronic |  | 129-31198 |  | Sugar Land |  | SUGAR LAND - FAMILY MEDICINE | [5 empty] | THERMOMETERS, ELECTRONIC, LABORATORY |  | THERMOMETERELECT-Welch Allyn-SureTemp Plus | THERMOMETERELECT | SureTemp Plus |  |  |  | Welch Allyn | Thermometer, Electronic |  | THERMOMETERELECT-Welch Allyn-SureTemp Plus |  |  |  |  | Covered PM Repair - Biomedical | MHHS-Sugarland
NO | NO |  |  |  | 129-31199 |  | Welch Allyn Inc | SURETEMP PLUS |  | (21)18403675 | SUGAR LAND - FAMILY MEDICINE | MHHS-Sugarland |  | Thermometer, Electronic |  | 129-31199 |  | Sugar Land |  | SUGAR LAND - FAMILY MEDICINE | [5 empty] | THERMOMETERS, ELECTRONIC, LABORATORY |  | THERMOMETERELECT-Welch Allyn-SureTemp Plus | THERMOMETERELECT | SureTemp Plus |  |  |  | Welch Allyn | Thermometer, Electronic |  | THERMOMETERELECT-Welch Allyn-SureTemp Plus |  |  |  |  | Covered PM Repair - Biomedical | MHHS-Sugarland
NO | NO |  |  |  | 129-31200 |  | Welch Allyn Inc | SURETEMP PLUS |  | (21)18403676 | SUGAR LAND - FAMILY MEDICINE | MHHS-Sugarland |  | Thermometer, Electronic |  | 129-31200 |  | Sugar Land |  | SUGAR LAND - FAMILY MEDICINE | [5 empty] | THERMOMETERS, ELECTRONIC, LABORATORY |  | THERMOMETERELECT-Welch Allyn-SureTemp Plus | THERMOMETERELECT | SureTemp Plus |  |  |  | Welch Allyn | Thermometer, Electronic |  | THERMOMETERELECT-Welch Allyn-SureTemp Plus |  |  |  |  | Covered PM Repair - Biomedical | MHHS-Sugarland
NO | NO |  |  |  | 069-47038 |  | Welch Allyn Inc | SURETEMP PLUS |  |  | TMC - SAROFIM 1 - CENTRAL SUPPLY | MHHS-TMC |  | Thermometer, Electronic |  | 069-47038 |  | TMC |  | TMC - SAROFIM 1 - CENTRAL SUPPLY | [5 empty] | THERMOMETERS, ELECTRONIC, LABORATORY |  | THERMOMETERELECT-Welch Allyn-SureTemp Plus | THERMOMETERELECT | SureTemp Plus |  |  |  | Welch Allyn | Thermometer, Electronic |  | THERMOMETERELECT-Welch Allyn-SureTemp Plus |  |  |  |  | Covered PM Repair - Biomedical | MHHS-TMC
NO | NO |  |  |  | 069-47039 |  | Welch Allyn Inc | SURETEMP PLUS |  |  | TMC - SAROFIM 1 - CENTRAL SUPPLY | MHHS-TMC |  | Thermometer, Electronic |  | 069-47039 |  | TMC |  | TMC - SAROFIM 1 - CENTRAL SUPPLY | [5 empty] | THERMOMETERS, ELECTRONIC, LABORATORY |  | THERMOMETERELECT-Welch Allyn-SureTemp Plus | THERMOMETERELECT | SureTemp Plus |  |  |  | Welch Allyn | Thermometer, Electronic |  | THERMOMETERELECT-Welch Allyn-SureTemp Plus |  |  |  |  | Covered PM Repair - Biomedical | MHHS-TMC
NO | NO |  |  |  | 069-47045 |  | Welch Allyn Inc | SURETEMP PLUS |  |  | TMC - SAROFIM 1 - CENTRAL SUPPLY | MHHS-TMC |  | Thermometer, Electronic |  | 069-47045 |  | TMC |  | TMC - SAROFIM 1 - CENTRAL SUPPLY | [5 empty] | THERMOMETERS, ELECTRONIC, LABORATORY |  | THERMOMETERELECT-Welch Allyn-SureTemp Plus | THERMOMETERELECT | SureTemp Plus |  |  |  | Welch Allyn | Thermometer, Electronic |  | THERMOMETERELECT-Welch Allyn-SureTemp Plus |  |  |  |  | Covered PM Repair - Biomedical | MHHS-TMC
NO | NO |  |  |  | 069-47048 |  | Welch Allyn Inc | SURETEMP PLUS |  |  | TMC - SAROFIM 1 - CENTRAL SUPPLY | MHHS-TMC |  | Thermometer, Electronic |  | 069-47048 |  | TMC |  | TMC - SAROFIM 1 - CENTRAL SUPPLY | [5 empty] | THERMOMETERS, ELECTRONIC, LABORATORY |  | THERMOMETERELECT-Welch Allyn-SureTemp Plus | THERMOMETERELECT | SureTemp Plus |  |  |  | Welch Allyn | Thermometer, Electronic |  | THERMOMETERELECT-Welch Allyn-SureTemp Plus |  |  |  |  | Covered PM Repair - Biomedical | MHHS-TMC
NO | NO |  |  |  | 069-47049 |  | Welch Allyn Inc | SURETEMP PLUS |  |  | TMC - SAROFIM 1 - CENTRAL SUPPLY | MHHS-TMC |  | Thermometer, Electronic |  | 069-47049 |  | TMC |  | TMC - SAROFIM 1 - CENTRAL SUPPLY | [5 empty] | THERMOMETERS, ELECTRONIC, LABORATORY |  | THERMOMETERELECT-Welch Allyn-SureTemp Plus | THERMOMETERELECT | SureTemp Plus |  |  |  | Welch Allyn | Thermometer, Electronic |  | THERMOMETERELECT-Welch Allyn-SureTemp Plus |  |  |  |  | Covered PM Repair - Biomedical | MHHS-TMC
NO | NO |  |  |  | 069-47050 |  | Welch Allyn Inc | SURETEMP PLUS |  |  | TMC - SAROFIM 1 - CENTRAL SUPPLY | MHHS-TMC |  | Thermometer, Electronic |  | 069-47050 |  | TMC |  | TMC - SAROFIM 1 - CENTRAL SUPPLY | [5 empty] | THERMOMETERS, ELECTRONIC, LABORATORY |  | THERMOMETERELECT-Welch Allyn-SureTemp Plus | THERMOMETERELECT | SureTemp Plus |  |  |  | Welch Allyn | Thermometer, Electronic |  | THERMOMETERELECT-Welch Allyn-SureTemp Plus |  |  |  |  | Covered PM Repair - Biomedical | MHHS-TMC
NO | NO |  |  |  | 069-47054 |  | Welch Allyn Inc | SURETEMP PLUS |  |  | TMC - SAROFIM 1 - CENTRAL SUPPLY | MHHS-TMC |  | Thermometer, Electronic |  | 069-47054 |  | TMC |  | TMC - SAROFIM 1 - CENTRAL SUPPLY | [5 empty] | THERMOMETERS, ELECTRONIC, LABORATORY |  | THERMOMETERELECT-Welch Allyn-SureTemp Plus | THERMOMETERELECT | SureTemp Plus |  |  |  | Welch Allyn | Thermometer, Electronic |  | THERMOMETERELECT-Welch Allyn-SureTemp Plus |  |  |  |  | Covered PM Repair - Biomedical | MHHS-TMC
NO | NO |  |  |  | 069-47399 |  | Welch Allyn Inc | SURETEMP PLUS |  |  | TMC - SAROFIM 1 - CENTRAL SUPPLY | MHHS-TMC |  | Thermometer, Electronic |  | 069-47399 |  | TMC |  | TMC - SAROFIM 1 - CENTRAL SUPPLY | [5 empty] | THERMOMETERS, ELECTRONIC, LABORATORY |  | THERMOMETERELECT-Welch Allyn-SureTemp Plus | THERMOMETERELECT | SureTemp Plus |  |  |  | Welch Allyn | Thermometer, Electronic |  | THERMOMETERELECT-Welch Allyn-SureTemp Plus |  |  |  |  | Covered PM Repair - Biomedical | MHHS-TMC
NO | NO |  |  |  | 069-47400 |  | Welch Allyn Inc | SURETEMP PLUS |  |  | TMC - SAROFIM 1 - CENTRAL SUPPLY | MHHS-TMC |  | Thermometer, Electronic |  | 069-47400 |  | TMC |  | TMC - SAROFIM 1 - CENTRAL SUPPLY | [5 empty] | THERMOMETERS, ELECTRONIC, LABORATORY |  | THERMOMETERELECT-Welch Allyn-SureTemp Plus | THERMOMETERELECT | SureTemp Plus |  |  |  | Welch Allyn | Thermometer, Electronic |  | THERMOMETERELECT-Welch Allyn-SureTemp Plus |  |  |  |  | Covered PM Repair - Biomedical | MHHS-TMC
NO | NO |  |  |  | 069-47402 |  | Welch Allyn Inc | SURETEMP PLUS |  |  | TMC - SAROFIM 1 - CENTRAL SUPPLY | MHHS-TMC |  | Thermometer, Electronic |  | 069-47402 |  | TMC |  | TMC - SAROFIM 1 - CENTRAL SUPPLY | [5 empty] | THERMOMETERS, ELECTRONIC, LABORATORY |  | THERMOMETERELECT-Welch Allyn-SureTemp Plus | THERMOMETERELECT | SureTemp Plus |  |  |  | Welch Allyn | Thermometer, Electronic |  | THERMOMETERELECT-Welch Allyn-SureTemp Plus |  |  |  |  | Covered PM Repair - Biomedical | MHHS-TMC
NO | NO |  |  |  | 069-47404 |  | Welch Allyn Inc | SURETEMP PLUS |  |  | TMC - SAROFIM 1 - CENTRAL SUPPLY | MHHS-TMC |  | Thermometer, Electronic |  | 069-47404 |  | TMC |  | TMC - SAROFIM 1 - CENTRAL SUPPLY | [5 empty] | THERMOMETERS, ELECTRONIC, LABORATORY |  | THERMOMETERELECT-Welch Allyn-SureTemp Plus | THERMOMETERELECT | SureTemp Plus |  |  |  | Welch Allyn | Thermometer, Electronic |  | THERMOMETERELECT-Welch Allyn-SureTemp Plus |  |  |  |  | Covered PM Repair - Biomedical | MHHS-TMC
NO | NO |  |  |  | 069-47405 |  | Welch Allyn Inc | SURETEMP PLUS |  |  | TMC - SAROFIM 1 - CENTRAL SUPPLY | MHHS-TMC |  | Thermometer, Electronic |  | 069-47405 |  | TMC |  | TMC - SAROFIM 1 - CENTRAL SUPPLY | [5 empty] | THERMOMETERS, ELECTRONIC, LABORATORY |  | THERMOMETERELECT-Welch Allyn-SureTemp Plus | THERMOMETERELECT | SureTemp Plus |  |  |  | Welch Allyn | Thermometer, Electronic |  | THERMOMETERELECT-Welch Allyn-SureTemp Plus |  |  |  |  | Covered PM Repair - Biomedical | MHHS-TMC
NO | NO |  |  |  | 069-47407 |  | Welch Allyn Inc | SURETEMP PLUS |  |  | TMC - SAROFIM 1 - CENTRAL SUPPLY | MHHS-TMC |  | Thermometer, Electronic |  | 069-47407 |  | TMC |  | TMC - SAROFIM 1 - CENTRAL SUPPLY | [5 empty] | THERMOMETERS, ELECTRONIC, LABORATORY |  | THERMOMETERELECT-Welch Allyn-SureTemp Plus | THERMOMETERELECT | SureTemp Plus |  |  |  | Welch Allyn | Thermometer, Electronic |  | THERMOMETERELECT-Welch Allyn-SureTemp Plus |  |  |  |  | Covered PM Repair - Biomedical | MHHS-TMC
NO | NO |  |  |  | 069-47411 |  | Welch Allyn Inc | SURETEMP PLUS |  |  | TMC - SAROFIM 1 - CENTRAL SUPPLY | MHHS-TMC |  | Thermometer, Electronic |  | 069-47411 |  | TMC |  | TMC - SAROFIM 1 - CENTRAL SUPPLY | [5 empty] | THERMOMETERS, ELECTRONIC, LABORATORY |  | THERMOMETERELECT-Welch Allyn-SureTemp Plus | THERMOMETERELECT | SureTemp Plus |  |  |  | Welch Allyn | Thermometer, Electronic |  | THERMOMETERELECT-Welch Allyn-SureTemp Plus |  |  |  |  | Covered PM Repair - Biomedical | MHHS-TMC
NO | NO |  |  |  | 069-47415 |  | Welch Allyn Inc | SURETEMP PLUS |  |  | TMC - SAROFIM 1 - CENTRAL SUPPLY | MHHS-TMC |  | Thermometer, Electronic |  | 069-47415 |  | TMC |  | TMC - SAROFIM 1 - CENTRAL SUPPLY | [5 empty] | THERMOMETERS, ELECTRONIC, LABORATORY |  | THERMOMETERELECT-Welch Allyn-SureTemp Plus | THERMOMETERELECT | SureTemp Plus |  |  |  | Welch Allyn | Thermometer, Electronic |  | THERMOMETERELECT-Welch Allyn-SureTemp Plus |  |  |  |  | Covered PM Repair - Biomedical | MHHS-TMC
NO | NO |  |  |  | 069-47417 |  | Welch Allyn Inc | SURETEMP PLUS |  |  | TMC - SAROFIM 1 - CENTRAL SUPPLY | MHHS-TMC |  | Thermometer, Electronic |  | 069-47417 |  | TMC |  | TMC - SAROFIM 1 - CENTRAL SUPPLY | [5 empty] | THERMOMETERS, ELECTRONIC, LABORATORY |  | THERMOMETERELECT-Welch Allyn-SureTemp Plus | THERMOMETERELECT | SureTemp Plus |  |  |  | Welch Allyn | Thermometer, Electronic |  | THERMOMETERELECT-Welch Allyn-SureTemp Plus |  |  |  |  | Covered PM Repair - Biomedical | MHHS-TMC
NO | NO |  |  |  | 069-47420 |  | Welch Allyn Inc | SURETEMP PLUS |  |  | TMC - SAROFIM 1 - CENTRAL SUPPLY | MHHS-TMC |  | Thermometer, Electronic |  | 069-47420 |  | TMC |  | TMC - SAROFIM 1 - CENTRAL SUPPLY | [5 empty] | THERMOMETERS, ELECTRONIC, LABORATORY |  | THERMOMETERELECT-Welch Allyn-SureTemp Plus | THERMOMETERELECT | SureTemp Plus |  |  |  | Welch Allyn | Thermometer, Electronic |  | THERMOMETERELECT-Welch Allyn-SureTemp Plus |  |  |  |  | Covered PM Repair - Biomedical | MHHS-TMC
NO | NO |  |  |  | 069-47422 |  | Welch Allyn Inc | SURETEMP PLUS |  |  | TMC - SAROFIM 1 - CENTRAL SUPPLY | MHHS-TMC |  | Thermometer, Electronic |  | 069-47422 |  | TMC |  | TMC - SAROFIM 1 - CENTRAL SUPPLY | [5 empty] | THERMOMETERS, ELECTRONIC, LABORATORY |  | THERMOMETERELECT-Welch Allyn-SureTemp Plus | THERMOMETERELECT | SureTemp Plus |  |  |  | Welch Allyn | Thermometer, Electronic |  | THERMOMETERELECT-Welch Allyn-SureTemp Plus |  |  |  |  | Covered PM Repair - Biomedical | MHHS-TMC
NO | NO |  |  |  | 069-47423 |  | Welch Allyn Inc | SURETEMP PLUS |  |  | TMC - SAROFIM 1 - CENTRAL SUPPLY | MHHS-TMC |  | Thermometer, Electronic |  | 069-47423 |  | TMC |  | TMC - SAROFIM 1 - CENTRAL SUPPLY | [5 empty] | THERMOMETERS, ELECTRONIC, LABORATORY |  | THERMOMETERELECT-Welch Allyn-SureTemp Plus | THERMOMETERELECT | SureTemp Plus |  |  |  | Welch Allyn | Thermometer, Electronic |  | THERMOMETERELECT-Welch Allyn-SureTemp Plus |  |  |  |  | Covered PM Repair - Biomedical | MHHS-TMC
NO | NO |  |  |  | 069-47426 |  | Welch Allyn Inc | SURETEMP PLUS |  |  | TMC - SAROFIM 1 - CENTRAL SUPPLY | MHHS-TMC |  | Thermometer, Electronic |  | 069-47426 |  | TMC |  | TMC - SAROFIM 1 - CENTRAL SUPPLY | [5 empty] | THERMOMETERS, ELECTRONIC, LABORATORY |  | THERMOMETERELECT-Welch Allyn-SureTemp Plus | THERMOMETERELECT | SureTemp Plus |  |  |  | Welch Allyn | Thermometer, Electronic |  | THERMOMETERELECT-Welch Allyn-SureTemp Plus |  |  |  |  | Covered PM Repair - Biomedical | MHHS-TMC
NO | NO |  |  |  | 069-47427 |  | Welch Allyn Inc | SURETEMP PLUS |  |  | TMC - SAROFIM 1 - CENTRAL SUPPLY | MHHS-TMC |  | Thermometer, Electronic |  | 069-47427 |  | TMC |  | TMC - SAROFIM 1 - CENTRAL SUPPLY | [5 empty] | THERMOMETERS, ELECTRONIC, LABORATORY |  | THERMOMETERELECT-Welch Allyn-SureTemp Plus | THERMOMETERELECT | SureTemp Plus |  |  |  | Welch Allyn | Thermometer, Electronic |  | THERMOMETERELECT-Welch Allyn-SureTemp Plus |  |  |  |  | Covered PM Repair - Biomedical | MHHS-TMC
NO | NO |  |  |  | 069-47428 |  | Welch Allyn Inc | SURETEMP PLUS |  |  | TMC - SAROFIM 1 - CENTRAL SUPPLY | MHHS-TMC |  | Thermometer, Electronic |  | 069-47428 |  | TMC |  | TMC - SAROFIM 1 - CENTRAL SUPPLY | [5 empty] | THERMOMETERS, ELECTRONIC, LABORATORY |  | THERMOMETERELECT-Welch Allyn-SureTemp Plus | THERMOMETERELECT | SureTemp Plus |  |  |  | Welch Allyn | Thermometer, Electronic |  | THERMOMETERELECT-Welch Allyn-SureTemp Plus |  |  |  |  | Covered PM Repair - Biomedical | MHHS-TMC
NO | NO |  |  |  | 069-47433 |  | Welch Allyn Inc | SURETEMP PLUS |  |  | TMC - SAROFIM 1 - CENTRAL SUPPLY | MHHS-TMC |  | Thermometer, Electronic |  | 069-47433 |  | TMC |  | TMC - SAROFIM 1 - CENTRAL SUPPLY | [5 empty] | THERMOMETERS, ELECTRONIC, LABORATORY |  | THERMOMETERELECT-Welch Allyn-SureTemp Plus | THERMOMETERELECT | SureTemp Plus |  |  |  | Welch Allyn | Thermometer, Electronic |  | THERMOMETERELECT-Welch Allyn-SureTemp Plus |  |  |  |  | Covered PM Repair - Biomedical | MHHS-TMC
NO | NO |  |  |  | 069-47434 |  | Welch Allyn Inc | SURETEMP PLUS |  |  | TMC - SAROFIM 1 - CENTRAL SUPPLY | MHHS-TMC |  | Thermometer, Electronic |  | 069-47434 |  | TMC |  | TMC - SAROFIM 1 - CENTRAL SUPPLY | [5 empty] | THERMOMETERS, ELECTRONIC, LABORATORY |  | THERMOMETERELECT-Welch Allyn-SureTemp Plus | THERMOMETERELECT | SureTemp Plus |  |  |  | Welch Allyn | Thermometer, Electronic |  | THERMOMETERELECT-Welch Allyn-SureTemp Plus |  |  |  |  | Covered PM Repair - Biomedical | MHHS-TMC
NO | NO |  |  |  | 069-47435 |  | Welch Allyn Inc | SURETEMP PLUS |  |  | TMC - SAROFIM 1 - CENTRAL SUPPLY | MHHS-TMC |  | Thermometer, Electronic |  | 069-47435 |  | TMC |  | TMC - SAROFIM 1 - CENTRAL SUPPLY | [5 empty] | THERMOMETERS, ELECTRONIC, LABORATORY |  | THERMOMETERELECT-Welch Allyn-SureTemp Plus | THERMOMETERELECT | SureTemp Plus |  |  |  | Welch Allyn | Thermometer, Electronic |  | THERMOMETERELECT-Welch Allyn-SureTemp Plus |  |  |  |  | Covered PM Repair - Biomedical | MHHS-TMC
NO | NO |  |  |  | 069-47443 |  | Welch Allyn Inc | SURETEMP PLUS |  |  | TMC - SAROFIM 1 - CENTRAL SUPPLY | MHHS-TMC |  | Thermometer, Electronic |  | 069-47443 |  | TMC |  | TMC - SAROFIM 1 - CENTRAL SUPPLY | [5 empty] | THERMOMETERS, ELECTRONIC, LABORATORY |  | THERMOMETERELECT-Welch Allyn-SureTemp Plus | THERMOMETERELECT | SureTemp Plus |  |  |  | Welch Allyn | Thermometer, Electronic |  | THERMOMETERELECT-Welch Allyn-SureTemp Plus |  |  |  |  | Covered PM Repair - Biomedical | MHHS-TMC
NO | NO |  |  |  | 029-11421 |  | Welch Allyn Inc | SURETEMP PLUS |  | 21-16481423 | WOODLANDS - BIRTH CENTER | MHHS-Woodlands |  | Thermometer, Electronic |  | 029-11421 |  | Woodlands |  | WOODLANDS - BIRTH CENTER | [5 empty] | THERMOMETERS, ELECTRONIC, LABORATORY |  | THERMOMETERELECT-Welch Allyn-SureTemp Plus | THERMOMETERELECT | SureTemp Plus |  |  |  | Welch Allyn | Thermometer, Electronic |  | THERMOMETERELECT-Welch Allyn-SureTemp Plus |  |  |  |  | Covered PM Repair - Biomedical | MHHS-Woodlands
NO | NO | [5 empty] | Welch Allyn Inc | SURETEMP PLUS |  |  | WOODLANDS - ER | MHHS-Woodlands |  | Thermometer, Electronic |  |  |  | Woodlands |  | WOODLANDS - ER | [5 empty] | THERMOMETERS, ELECTRONIC, LABORATORY |  | THERMOMETERELECT-Welch Allyn-SureTemp Plus | THERMOMETERELECT | SureTemp Plus |  |  |  | Welch Allyn | Thermometer, Electronic |  | THERMOMETERELECT-Welch Allyn-SureTemp Plus |  |  |  |  | Covered PM Repair - Biomedical | MHHS-Woodlands
NO | NO | [5 empty] | Welch Allyn Inc | SURETEMP PLUS |  |  | WOODLANDS - ER | MHHS-Woodlands |  | Thermometer, Electronic |  |  |  | Woodlands |  | WOODLANDS - ER | [5 empty] | THERMOMETERS, ELECTRONIC, LABORATORY |  | THERMOMETERELECT-Welch Allyn-SureTemp Plus | THERMOMETERELECT | SureTemp Plus |  |  |  | Welch Allyn | Thermometer, Electronic |  | THERMOMETERELECT-Welch Allyn-SureTemp Plus |  |  |  |  | Covered PM Repair - Biomedical | MHHS-Woodlands
NO | NO | [5 empty] | Welch Allyn Inc | SURETEMP PLUS |  |  | WOODLANDS - ER | MHHS-Woodlands |  | Thermometer, Electronic |  |  |  | Woodlands |  | WOODLANDS - ER | [5 empty] | THERMOMETERS, ELECTRONIC, LABORATORY |  | THERMOMETERELECT-Welch Allyn-SureTemp Plus | THERMOMETERELECT | SureTemp Plus |  |  |  | Welch Allyn | Thermometer, Electronic |  | THERMOMETERELECT-Welch Allyn-SureTemp Plus |  |  |  |  | Covered PM Repair - Biomedical | MHHS-Woodlands
NO | NO | [5 empty] | Welch Allyn Inc | SURETEMP PLUS |  |  | WOODLANDS - ER | MHHS-Woodlands |  | Thermometer, Electronic |  |  |  | Woodlands |  | WOODLANDS - ER | [5 empty] | THERMOMETERS, ELECTRONIC, LABORATORY |  | THERMOMETERELECT-Welch Allyn-SureTemp Plus | THERMOMETERELECT | SureTemp Plus |  |  |  | Welch Allyn | Thermometer, Electronic |  | THERMOMETERELECT-Welch Allyn-SureTemp Plus |  |  |  |  | Covered PM Repair - Biomedical | MHHS-Woodlands
NO | NO | [5 empty] | Welch Allyn Inc | SURETEMP PLUS |  |  | WOODLANDS - ER | MHHS-Woodlands |  | Thermometer, Electronic |  |  |  | Woodlands |  | WOODLANDS - ER | [5 empty] | THERMOMETERS, ELECTRONIC, LABORATORY |  | THERMOMETERELECT-Welch Allyn-SureTemp Plus | THERMOMETERELECT | SureTemp Plus |  |  |  | Welch Allyn | Thermometer, Electronic |  | THERMOMETERELECT-Welch Allyn-SureTemp Plus |  |  |  |  | Covered PM Repair - Biomedical | MHHS-Woodlands
NO | NO |  |  |  | 029-11207 |  | Welch Allyn Inc | SURETEMP PLUS |  | 21-16483841 | WOODLANDS - NICU | MHHS-Woodlands |  | Thermometer, Electronic |  | 029-11207 |  | Woodlands |  | WOODLANDS - NICU | [5 empty] | THERMOMETERS, ELECTRONIC, LABORATORY |  | THERMOMETERELECT-Welch Allyn-SureTemp Plus | THERMOMETERELECT | SureTemp Plus |  |  |  | Welch Allyn | Thermometer, Electronic |  | THERMOMETERELECT-Welch Allyn-SureTemp Plus |  |  |  |  | Covered PM Repair - Biomedical | MHHS-Woodlands
NO | NO |  |  |  | 029-11208 |  | Welch Allyn Inc | SURETEMP PLUS |  | 21-16496019 | WOODLANDS - NICU | MHHS-Woodlands |  | Thermometer, Electronic |  | 029-11208 |  | Woodlands |  | WOODLANDS - NICU | [5 empty] | THERMOMETERS, ELECTRONIC, LABORATORY |  | THERMOMETERELECT-Welch Allyn-SureTemp Plus | THERMOMETERELECT | SureTemp Plus |  |  |  | Welch Allyn | Thermometer, Electronic |  | THERMOMETERELECT-Welch Allyn-SureTemp Plus |  |  |  |  | Covered PM Repair - Biomedical | MHHS-Woodlands
NO | NO |  |  |  | 029-11426 |  | Welch Allyn Inc | SURETEMP PLUS |  |  | WOODLANDS - NICU | MHHS-Woodlands |  | Thermometer, Electronic |  | 029-11426 |  | Woodlands |  | WOODLANDS - NICU | [5 empty] | THERMOMETERS, ELECTRONIC, LABORATORY |  | THERMOMETERELECT-Welch Allyn-SureTemp Plus | THERMOMETERELECT | SureTemp Plus |  |  |  | Welch Allyn | Thermometer, Electronic |  | THERMOMETERELECT-Welch Allyn-SureTemp Plus |  |  |  |  | Not Covered Vendor Only - Biomedical | MHHS-Woodlands
NO | NO |  |  |  | 029-12180 |  | Welch Allyn Inc | SURETEMP PLUS |  | 21-18133561 | WOODLANDS - TERRAMONT ER (CLINIC) | MHHS-Woodlands |  | Thermometer, Electronic |  | 029-12180 |  | Woodlands |  | WOODLANDS - TERRAMONT ER (CLINIC) | [5 empty] | THERMOMETERS, ELECTRONIC, LABORATORY |  | THERMOMETERELECT-Welch Allyn-SureTemp Plus | THERMOMETERELECT | SureTemp Plus |  |  |  | Welch Allyn | Thermometer, Electronic |  | THERMOMETERELECT-Welch Allyn-SureTemp Plus |  |  |  |  | Covered PM Repair - Biomedical | MHHS-Woodlands
NO | NO |  |  |  | 029-12181 |  | Welch Allyn Inc | SURETEMP PLUS |  | 21-18133288 | WOODLANDS - TERRAMONT ER (CLINIC) | MHHS-Woodlands |  | Thermometer, Electronic |  | 029-12181 |  | Woodlands |  | WOODLANDS - TERRAMONT ER (CLINIC) | [5 empty] | THERMOMETERS, ELECTRONIC, LABORATORY |  | THERMOMETERELECT-Welch Allyn-SureTemp Plus | THERMOMETERELECT | SureTemp Plus |  |  |  | Welch Allyn | Thermometer, Electronic |  | THERMOMETERELECT-Welch Allyn-SureTemp Plus |  |  |  |  | Covered PM Repair - Biomedical | MHHS-Woodlands
NO | NO |  |  |  | 029-12184 |  | Welch Allyn Inc | SURETEMP PLUS |  | 21-18133289 | WOODLANDS - TERRAMONT ER (CLINIC) | MHHS-Woodlands |  | Thermometer, Electronic |  | 029-12184 |  | Woodlands |  | WOODLANDS - TERRAMONT ER (CLINIC) | [5 empty] | THERMOMETERS, ELECTRONIC, LABORATORY |  | THERMOMETERELECT-Welch Allyn-SureTemp Plus | THERMOMETERELECT | SureTemp Plus |  |  |  | Welch Allyn | Thermometer, Electronic |  | THERMOMETERELECT-Welch Allyn-SureTemp Plus |  |  |  |  | Covered PM Repair - Biomedical | MHHS-Woodlands
NO | YES |  |  |  | 151-03370 | 151-03370 | Welch Allyn Inc | SURETEMP PLUS 690 |  | (21) 18398791 | CY-3 South | MHHS-Cypress |  | Thermometer, Electronic |  | 151-03370 | 151-03370 | Northwest | MHHS-Cypress | CY-3 South | Equipment storage |  |  |  | No pm required | THERMOMETERS, ELECTRONIC, PATIENT | Thermometer, Electronic | THERMOMETERELECT-Welch Allyn-SureTemp Plus 690 | THERMOMETERELECT | SureTemp Plus 690 |  |  |  | Welch Allyn | Thermometer, Electronic |  | THERMOMETERELECT-Welch Allyn-SureTemp Plus 690 |  |  |  |  | Covered PM Repair - Biomedical | MHHS-Cypress | [8 empty] | THERMOMETERELECT | Thermometer, Electronic | Welch Allyn
NO | YES |  |  |  | 151-03371 | 151-03371 | Welch Allyn Inc | SURETEMP PLUS 690 |  |  | CY-ICU | MHHS-Cypress |  | Thermometer, Electronic |  | 151-03371 | 151-03371 | Northwest | MHHS-Cypress | CY-ICU | Icu nursing |  |  |  |  | THERMOMETERS, ELECTRONIC, PATIENT | Thermometer, Electronic | THERMOMETERELECT-Welch Allyn-SureTemp Plus 690 | THERMOMETERELECT | SureTemp Plus 690 |  |  |  | Welch Allyn | Thermometer, Electronic |  | THERMOMETERELECT-Welch Allyn-SureTemp Plus 690 |  |  |  |  | Covered PM Repair - Biomedical | MHHS-Cypress | [8 empty] | THERMOMETERELECT | Thermometer, Electronic | Welch Allyn
NO | YES |  |  |  | 151-03372 | 151-03372 | Welch Allyn Inc | SURETEMP PLUS 690 |  |  | CY-3 South | MHHS-Cypress |  | Thermometer, Electronic |  | 151-03372 | 151-03372 | Northwest | MHHS-Cypress | CY-3 South | Equipment storage |  |  |  | No pm required | THERMOMETERS, ELECTRONIC, PATIENT | Thermometer, Electronic | THERMOMETERELECT-Welch Allyn-SureTemp Plus 690 | THERMOMETERELECT | SureTemp Plus 690 |  |  |  | Welch Allyn | Thermometer, Electronic |  | THERMOMETERELECT-Welch Allyn-SureTemp Plus 690 |  | 9/18/16 |  |  | Covered PM Repair - Biomedical | MHHS-Cypress | [8 empty] | THERMOMETERELECT | Thermometer, Electronic | Welch Allyn
NO | YES |  |  |  | 151-02899 | 151-02899 | Welch Allyn Inc | SURETEMP PLUS 690 |  | (21) 19066995 | CY-NICU | MHHS-Cypress |  | Thermometer, Electronic |  | 151-02899 | 151-02899 | Northwest | MHHS-Cypress | CY-NICU | NICU 1 | 3/1/19 |  |  |  | THERMOMETERS, ELECTRONIC, PATIENT | Thermometer, Electronic | THERMOMETERELECT-Welch Allyn-SureTemp Plus 690 | THERMOMETERELECT | SureTemp Plus 690 |  |  |  | Welch Allyn | Thermometer, Electronic |  | THERMOMETERELECT-Welch Allyn-SureTemp Plus 690 |  |  |  |  | Covered PM Repair - Biomedical | MHHS-Cypress | [8 empty] | THERMOMETERELECT | Thermometer, Electronic | Welch Allyn
NO | YES |  |  |  | 151-02900 | 151-02900 | Welch Allyn Inc | SURETEMP PLUS 690 |  | (21) 19067048 | CY - NICU | MHHS-Cypress |  | Thermometer, Electronic |  | 151-02900 | 151-02900 | Northwest | HM cypress hospital | CY - NICU | NICU 4 | 3/1/19 |  |  |  | THERMOMETERS, ELECTRONIC, PATIENT | Thermometer, Electronic | THERMOMETERELECT-Welch Allyn-SureTemp Plus 690 | THERMOMETERELECT | SureTemp Plus 690 |  |  |  | Welch Allyn | Thermometer, Electronic |  | THERMOMETERELECT-Welch Allyn-SureTemp Plus 690 |  |  |  |  | Covered PM Repair - Biomedical | MHHS-Cypress | [8 empty] | THERMOMETERELECT | Thermometer, Electronic | Welch Allyn
NO | YES |  |  |  | 151-02901 | 151-02901 | Welch Allyn Inc | SURETEMP PLUS 690 |  | (21) 19067000 | CY - NICU | MHHS-Cypress |  | Thermometer, Electronic |  | 151-02901 | 151-02901 | Northwest | Cypress | CY - NICU | NICU 2 |  |  |  |  | THERMOMETERS, ELECTRONIC, PATIENT | Thermometer, Electronic | THERMOMETERELECT-Welch Allyn-SureTemp Plus 690 | THERMOMETERELECT | SureTemp Plus 690 |  |  |  | Welch Allyn | Thermometer, Electronic |  | THERMOMETERELECT-Welch Allyn-SureTemp Plus 690 |  |  |  |  | Covered PM Repair - Biomedical | MHHS-Cypress | [8 empty] | THERMOMETERELECT | Thermometer, Electronic | Welch Allyn
NO | YES |  |  |  | 929-01278 | 929-01278 | Welch Allyn Inc | SURETEMP PLUS 690 |  |  | MH MG-(PL)-Pearland Timeshare (Mp1) | MHHS-MG |  | Thermometer, Electronic |  | 929-01278 | 929-01278 | Pearland | MHHS-MG | MH MG-(PL)-Pearland Timeshare (Mp1) | Exam room 3 | 2/1/19 |  |  |  | THERMOMETERS, ELECTRONIC, PATIENT | Thermometer, Electronic | THERMOMETERELECT-Welch Allyn-SureTemp Plus 690 | THERMOMETERELECT | SureTemp Plus 690 |  |  |  | Welch Allyn | Thermometer, Electronic |  | THERMOMETERELECT-Welch Allyn-SureTemp Plus 690 |  |  |  |  | Covered PM Repair - Biomedical | MHHS-MG | [8 empty] | THERMOMETERELECT | Thermometer, Electronic | Welch Allyn
NO | YES |  |  |  | 929-01287 | 929-01287 | Welch Allyn Inc | SURETEMP PLUS 690 |  |  | MH MG-(PL)-Pearland Timeshare (Mp1) | MHHS-MG |  | Thermometer, Electronic |  | 929-01287 | 929-01287 | Pearland | MHHS-MG | MH MG-(PL)-Pearland Timeshare (Mp1) | Medical plaza 1 211 exam room 6 | 2/1/19 |  |  |  | THERMOMETERS, ELECTRONIC, PATIENT | Thermometer, Electronic | THERMOMETERELECT-Welch Allyn-SureTemp Plus 690 | THERMOMETERELECT | SureTemp Plus 690 |  |  |  | Welch Allyn | Thermometer, Electronic |  | THERMOMETERELECT-Welch Allyn-SureTemp Plus 690 |  |  |  |  | Covered PM Repair - Biomedical | MHHS-MG | [8 empty] | THERMOMETERELECT | Thermometer, Electronic | Welch Allyn
NO | YES |  |  |  | 929-01291 | 929-01291 | Welch Allyn Inc | SURETEMP PLUS 690 |  |  | MH MG-(PL)-Pearland Multi-Specialty (Mp 2) | MHHS-MG |  | Thermometer, Electronic |  | 929-01291 | 929-01291 | Pearland | MHHS-MG | MH MG-(PL)-Pearland Multi-Specialty (Mp 2) | Exam 7 | 2/1/19 |  |  |  | THERMOMETERS, ELECTRONIC, PATIENT | Thermometer, Electronic | THERMOMETERELECT-Welch Allyn-SureTemp Plus 690 | THERMOMETERELECT | SureTemp Plus 690 |  |  |  | Welch Allyn | Thermometer, Electronic |  | THERMOMETERELECT-Welch Allyn-SureTemp Plus 690 |  |  |  |  | Covered PM Repair - Biomedical | MHHS-MG | [8 empty] | THERMOMETERELECT | Thermometer, Electronic | Welch Allyn
NO | YES |  |  |  | 929-01295 | 929-01295 | Welch Allyn Inc | SURETEMP PLUS 690 |  |  | MH MG-(PL)-Pearland Timeshare (Mp1) | MHHS-MG |  | Thermometer, Electronic |  | 929-01295 | 929-01295 | Pearland | MHHS-MG | MH MG-(PL)-Pearland Timeshare (Mp1) | Exam 8 | 2/1/19 |  |  | No pm required | THERMOMETERS, ELECTRONIC, PATIENT | Thermometer, Electronic | THERMOMETERELECT-Welch Allyn-SureTemp Plus 690 | THERMOMETERELECT | SureTemp Plus 690 |  |  |  | Welch Allyn | Thermometer, Electronic |  | THERMOMETERELECT-Welch Allyn-SureTemp Plus 690 |  |  |  |  | Covered PM Repair - Biomedical | MHHS-MG | [8 empty] | THERMOMETERELECT | Thermometer, Electronic | Welch Allyn
NO | YES |  |  |  | 929-01299 | 929-01299 | Welch Allyn Inc | SURETEMP PLUS 690 |  |  | MH MG-(PL)-Pearland Timeshare (Mp1) | MHHS-MG |  | Thermometer, Electronic |  | 929-01299 | 929-01299 | Pearland | MHHS-MG | MH MG-(PL)-Pearland Timeshare (Mp1) | Exam 9 | 2/1/19 |  |  | No pm required sticker | THERMOMETERS, ELECTRONIC, PATIENT | Thermometer, Electronic | THERMOMETERELECT-Welch Allyn-SureTemp Plus 690 | THERMOMETERELECT | SureTemp Plus 690 |  |  |  | Welch Allyn | Thermometer, Electronic |  | THERMOMETERELECT-Welch Allyn-SureTemp Plus 690 |  |  |  |  | Covered PM Repair - Biomedical | MHHS-MG | [8 empty] | THERMOMETERELECT | Thermometer, Electronic | Welch Allyn
NO | YES |  |  |  | 929-01303 | 929-01303 | Welch Allyn Inc | SURETEMP PLUS 690 |  |  | MH MG-(PL)-Pearland Multi-Specialty (Mp 2) | MHHS-MG |  | Thermometer, Electronic |  | 929-01303 | 929-01303 | Pearland | MHHS-MG | MH MG-(PL)-Pearland Multi-Specialty (Mp 2) | Exam 10 | 2/1/19 |  |  |  | THERMOMETERS, ELECTRONIC, PATIENT | Thermometer, Electronic | THERMOMETERELECT-Welch Allyn-SureTemp Plus 690 | THERMOMETERELECT | SureTemp Plus 690 |  |  |  | Welch Allyn | Thermometer, Electronic |  | THERMOMETERELECT-Welch Allyn-SureTemp Plus 690 |  |  |  |  | Covered PM Repair - Biomedical | MHHS-MG | [8 empty] | THERMOMETERELECT | Thermometer, Electronic | Welch Allyn
NO | YES |  |  |  | 929-01307 | 929-01307 | Welch Allyn Inc | SURETEMP PLUS 690 |  |  | MH MG-(PL)-Pearland Timeshare (Mp1) | MHHS-MG |  | Thermometer, Electronic |  | 929-01307 | 929-01307 | Pearland | MHHS-MG | MH MG-(PL)-Pearland Timeshare (Mp1) | Exam 11 | 2/1/19 |  |  | One time safety | THERMOMETERS, ELECTRONIC, PATIENT | Thermometer, Electronic | THERMOMETERELECT-Welch Allyn-SureTemp Plus 690 | THERMOMETERELECT | SureTemp Plus 690 |  |  |  | Welch Allyn | Thermometer, Electronic |  | THERMOMETERELECT-Welch Allyn-SureTemp Plus 690 |  |  |  |  | Covered PM Repair - Biomedical | MHHS-MG | [8 empty] | THERMOMETERELECT | Thermometer, Electronic | Welch Allyn
NO | YES |  |  |  | 929-01182 | 929-01182 | Welch Allyn Inc | SURETEMP PLUS 690 |  |  | MH MG - (MC) - MEMORIAL CITY (MP3) | MHHS-MG |  | Thermometer, Electronic |  | 929-01182 | 929-01182 | West | MHHS-MG | MH MG - (MC) - MEMORIAL CITY (MP3) | Room 139 |  |  |  | No pm | THERMOMETERS, ELECTRONIC, PATIENT |  | THERMOMETERELECT-Welch Allyn-SureTemp Plus 690 | THERMOMETERELECT | SureTemp Plus 690 |  |  |  | Welch Allyn | Thermometer, Electronic |  | THERMOMETERELECT-Welch Allyn-SureTemp Plus 690 |  | 11/28/18 |  |  | Covered PM Repair - Biomedical | MHHS-MG
NO | YES |  |  |  | 000-04319 | 000-04319 | Welch Allyn Inc | SURETEMP PLUS 690 |  |  | CBC - (SE) - MATTHYS ELEMENTARY SCHOOL | MHHS-Neighborhood Clinics |  | Thermometer, Electronic |  | 000-04319 | 000-04319 | Southeast & Bay Area |  | CBC - (SE) - MATTHYS ELEMENTARY SCHOOL |  | 12/05/2018 |  |  |  | THERMOMETERS, ELECTRONIC, PATIENT |  | THERMOMETERELECT-Welch Allyn-SureTemp Plus 690 | THERMOMETERELECT | SureTemp Plus 690 |  |  |  | Welch Allyn | Thermometer, Electronic |  | THERMOMETERELECT-Welch Allyn-SureTemp Plus 690 |  |  |  |  | Covered PM Repair - Biomedical | MHHS-Neighborhood Clinics
NO | YES |  |  |  | 041-32247 | 041-32247 | Welch Allyn Inc | SURETEMP PLUS 690 |  |  | Memorial City -MHT - Med/Surg | MHHS-Mem City |  | Thermometer, Electronic |  | 041-32247 | 041-32247 | West | Memorial Hermann Memorial City Medical Center | Memorial City -MHT - Med/Surg | MH 6 Nurses Station |  |  |  |  | THERMOMETERS, ELECTRONIC, PATIENT |  | THERMOMETERELECT-Welch Allyn-SureTemp Plus 690 | THERMOMETERELECT | SureTemp Plus 690 |  |  |  | Welch Allyn | Thermometer, Electronic |  | THERMOMETERELECT-Welch Allyn-SureTemp Plus 690 |  |  |  |  | Covered PM Repair - Biomedical | MHHS-Mem City
NO | YES |  |  |  | 000-03561 | 000-03561 | Welch Allyn Inc | SURETEMP PLUS 690 |  |  | MH MG - (KY) - OB/GYN | MHHS-MG |  | Thermometer, Electronic |  | 000-03561 | 000-03561 | Katy | Memorial Hermann Medical Group Katy OBGYN (#510) | MH MG - (KY) - OB/GYN | Exam 1 |  |  |  |  | THERMOMETERS, ELECTRONIC, PATIENT |  | THERMOMETERELECT-Welch Allyn-SureTemp Plus 690 | THERMOMETERELECT | SureTemp Plus 690 |  |  |  | Welch Allyn | Thermometer, Electronic |  | THERMOMETERELECT-Welch Allyn-SureTemp Plus 690 |  |  |  |  | Covered PM Repair - Biomedical | MHHS-MG
NO | YES |  |  |  | 000-03564 | 000-03564 | Welch Allyn Inc | SURETEMP PLUS 690 |  |  | MH MG-(KY)-OB/GYN | MHHS-MG |  | Thermometer, Electronic |  | 000-03564 | 000-03564 | Katy | MHHS-MG | MH MG-(KY)-OB/GYN | EXAM 1 |  |  |  |  | THERMOMETERS, ELECTRONIC, PATIENT | Thermometer, Electronic | THERMOMETERELECT-Welch Allyn-SureTemp Plus 690 | THERMOMETERELECT | SureTemp Plus 690 |  |  |  | Welch Allyn | Thermometer, Electronic |  | THERMOMETERELECT-Welch Allyn-SureTemp Plus 690 |  | 7/1/20 |  |  | Not Covered Vendor Only - Biomedical | MHHS-MG | [8 empty] | THERMOMETERELECT | Thermometer, Electronic | Welch Allyn
NO | YES | Serial Number 12481944 |  |  | 000-03571 | 000-03571 | Welch Allyn Inc | SURETEMP PLUS 690 |  |  | MH MG - (KY) - OB/GYN | MHHS-MG |  | Thermometer, Electronic |  | 000-03571 | 000-03571 | Katy | Memorial Hermann Medical Group Katy OBGYN (#510) | MH MG - (KY) - OB/GYN | Exam 1 |  |  |  |  | THERMOMETERS, ELECTRONIC, PATIENT |  | THERMOMETERELECT-Welch Allyn-SureTemp Plus 690 | THERMOMETERELECT | SureTemp Plus 690 |  |  |  | Welch Allyn | Thermometer, Electronic |  | THERMOMETERELECT-Welch Allyn-SureTemp Plus 690 |  |  |  |  | Covered PM Repair - Biomedical | MHHS-MG
NO | YES | [5 empty] | Welch Allyn Inc | SURETEMP PLUS 690 |  |  | CBC - (NE) - NIMITZ [DUNN ELEMENTARY] | MHHS-Neighborhood Clinics |  | Thermometer, Electronic |  |  |  | Katy |  | CBC - (NE) - NIMITZ [DUNN ELEMENTARY] |  | 07/16/2018 |  |  |  | THERMOMETERS, ELECTRONIC, PATIENT |  | THERMOMETERELECT-Welch Allyn-SureTemp Plus 690 | THERMOMETERELECT | SureTemp Plus 690 |  |  |  | Welch Allyn | Thermometer, Electronic |  | THERMOMETERELECT-Welch Allyn-SureTemp Plus 690 |  |  |  |  | Covered PM Repair - Biomedical | MHHS-Neighborhood Clinics
NO | YES | [5 empty] | Welch Allyn Inc | SURETEMP PLUS 690 |  |  | CBC - (NE) - NIMITZ [DUNN ELEMENTARY] | MHHS-Neighborhood Clinics |  | Thermometer, Electronic |  |  |  | Katy |  | CBC - (NE) - NIMITZ [DUNN ELEMENTARY] |  | 07/16/2018 |  |  |  | THERMOMETERS, ELECTRONIC, PATIENT |  | THERMOMETERELECT-Welch Allyn-SureTemp Plus 690 | THERMOMETERELECT | SureTemp Plus 690 |  |  |  | Welch Allyn | Thermometer, Electronic |  | THERMOMETERELECT-Welch Allyn-SureTemp Plus 690 |  | 03/01/2013 |  |  | Covered PM Repair - Biomedical | MHHS-Neighborhood Clinics
NO | YES |  |  |  | 129-01881 | 129-01881 | Welch Allyn Inc | SURETEMP PLUS 690 |  |  | CBC - (STX) - LAMAR HIGH SCHOOL | MHHS-Neighborhood Clinics |  | Thermometer, Electronic |  | 129-01881 | 129-01881 | South |  | CBC - (STX) - LAMAR HIGH SCHOOL |  | 03/14/2019 |  |  |  | THERMOMETERS, ELECTRONIC, PATIENT |  | THERMOMETERELECT-Welch Allyn-SureTemp Plus 690 | THERMOMETERELECT | SureTemp Plus 690 |  |  |  | Welch Allyn | Thermometer, Electronic |  | THERMOMETERELECT-Welch Allyn-SureTemp Plus 690 |  |  |  |  | Covered PM Repair - Biomedical | MHHS-Neighborhood Clinics
NO | YES |  |  |  | 129-01884 | 129-01884 | Welch Allyn Inc | SURETEMP PLUS 690 |  |  | CBC - (STX) - LAMAR HIGH SCHOOL | MHHS-Neighborhood Clinics |  | Thermometer, Electronic |  | 129-01884 | 129-01884 | South |  | CBC - (STX) - LAMAR HIGH SCHOOL |  | 03/14/2019 |  |  |  | THERMOMETERS, ELECTRONIC, PATIENT |  | THERMOMETERELECT-Welch Allyn-SureTemp Plus 690 | THERMOMETERELECT | SureTemp Plus 690 |  |  |  | Welch Allyn | Thermometer, Electronic |  | THERMOMETERELECT-Welch Allyn-SureTemp Plus 690 |  |  |  |  | Covered PM Repair - Biomedical | MHHS-Neighborhood Clinics
NO | YES | [5 empty] | Welch Allyn Inc | SURETEMP PLUS 690 |  |  | CBC - (STX) - LAMAR HIGH SCHOOL | MHHS-Neighborhood Clinics |  | Thermometer, Electronic |  |  |  | South |  | CBC - (STX) - LAMAR HIGH SCHOOL |  | 10/25/2017 |  |  |  | THERMOMETERS, ELECTRONIC, PATIENT |  | THERMOMETERELECT-Welch Allyn-SureTemp Plus 690 | THERMOMETERELECT | SureTemp Plus 690 |  |  |  | Welch Allyn | Thermometer, Electronic |  | THERMOMETERELECT-Welch Allyn-SureTemp Plus 690 |  | 09/01/2013 |  |  | Covered PM Repair - Biomedical | MHHS-Neighborhood Clinics
NO | YES |  |  |  | 129-04688 | 129-04688 | Welch Allyn Inc | SURETEMP PLUS 690 |  |  | CBC - (STX) - TERRY HIGH SCHOOL | MHHS-Neighborhood Clinics |  | Thermometer, Electronic |  | 129-04688 | 129-04688 | South |  | CBC - (STX) - TERRY HIGH SCHOOL |  | 03/14/2019 |  |  |  | THERMOMETERS, ELECTRONIC, PATIENT |  | THERMOMETERELECT-Welch Allyn-SureTemp Plus 690 | THERMOMETERELECT | SureTemp Plus 690 |  |  |  | Welch Allyn | Thermometer, Electronic |  | THERMOMETERELECT-Welch Allyn-SureTemp Plus 690 |  |  |  |  | Covered PM Repair - Biomedical | MHHS-Neighborhood Clinics
NO | YES |  |  |  | 129-04696 | 129-04696 | Welch Allyn Inc | SURETEMP PLUS 690 |  |  | CBC - (STX) - TERRY HIGH SCHOOL | MHHS-Neighborhood Clinics |  | Thermometer, Electronic |  | 129-04696 | 129-04696 | South |  | CBC - (STX) - TERRY HIGH SCHOOL |  | 03/14/2019 |  |  |  | THERMOMETERS, ELECTRONIC, PATIENT |  | THERMOMETERELECT-Welch Allyn-SureTemp Plus 690 | THERMOMETERELECT | SureTemp Plus 690 |  |  |  | Welch Allyn | Thermometer, Electronic |  | THERMOMETERELECT-Welch Allyn-SureTemp Plus 690 |  |  |  |  | Covered PM Repair - Biomedical | MHHS-Neighborhood Clinics
NO | YES |  |  |  | 017-01309 | 017-01309 | Welch Allyn Inc | SURETEMP PLUS 690 |  |  | MH MG-(SL)-Physicians At Sugar Creek | MHHS-MG |  | Thermometer, Electronic |  | 017-01309 | 017-01309 | Sugar Land | MHHS-MG | MH MG-(SL)-Physicians At Sugar Creek | Silver lab | 11/1/17 |  |  |  | THERMOMETERS, ELECTRONIC, PATIENT | Thermometer, Electronic | THERMOMETERELECT-Welch Allyn-SureTemp Plus 690 | THERMOMETERELECT | SureTemp Plus 690 |  |  |  | Welch Allyn | Thermometer, Electronic |  | THERMOMETERELECT-Welch Allyn-SureTemp Plus 690 |  |  |  |  | Covered PM Repair - Biomedical | MHHS-MG | [8 empty] | THERMOMETERELECT | Thermometer, Electronic | Welch Allyn
NO | YES |  |  |  | 017-01311 | 017-01311 | Welch Allyn Inc | SURETEMP PLUS 690 |  |  | MH MG-(SL)-Physicians At Sugar Creek | MHHS-MG |  | Thermometer, Electronic |  | 017-01311 | 017-01311 | Sugar Land | MHHS-MG | MH MG-(SL)-Physicians At Sugar Creek | Green Pod | 11/1/17 |  |  |  | THERMOMETERS, ELECTRONIC, PATIENT | Thermometer, Electronic | THERMOMETERELECT-Welch Allyn-SureTemp Plus 690 | THERMOMETERELECT | SureTemp Plus 690 |  |  |  | Welch Allyn | Thermometer, Electronic |  | THERMOMETERELECT-Welch Allyn-SureTemp Plus 690 |  | 4/14/17 |  |  | Covered PM Repair - Biomedical | MHHS-MG | [8 empty] | THERMOMETERELECT | Thermometer, Electronic | Welch Allyn
NO | YES |  |  |  | 017-01312 | 017-01312 | Welch Allyn Inc | SURETEMP PLUS 690 |  |  | MH MG-(SL)-Physicians At Sugar Creek | MHHS-MG |  | Thermometer, Electronic |  | 017-01312 | 017-01312 | Sugar Land | MHHS-MG | MH MG-(SL)-Physicians At Sugar Creek | Gold Pod | 11/1/17 |  |  |  | THERMOMETERS, ELECTRONIC, PATIENT | Thermometer, Electronic | THERMOMETERELECT-Welch Allyn-SureTemp Plus 690 | THERMOMETERELECT | SureTemp Plus 690 |  |  |  | Welch Allyn | Thermometer, Electronic |  | THERMOMETERELECT-Welch Allyn-SureTemp Plus 690 |  |  |  |  | Covered PM Repair - Biomedical | MHHS-MG | [8 empty] | THERMOMETERELECT | Thermometer, Electronic | Welch Allyn
NO | YES |  |  |  | 017-01314 | 017-01314 | Welch Allyn Inc | SURETEMP PLUS 690 |  |  | MH MG-(SL)-Physicians At Sugar Creek | MHHS-MG |  | Thermometer, Electronic |  | 017-01314 | 017-01314 | Sugar Land | MHHS-MG | MH MG-(SL)-Physicians At Sugar Creek | Triage | 11/1/17 |  |  |  | THERMOMETERS, ELECTRONIC, PATIENT | Thermometer, Electronic | THERMOMETERELECT-Welch Allyn-SureTemp Plus 690 | THERMOMETERELECT | SureTemp Plus 690 |  |  |  | Welch Allyn | Thermometer, Electronic |  | THERMOMETERELECT-Welch Allyn-SureTemp Plus 690 |  |  |  |  | Covered PM Repair - Biomedical | MHHS-MG | [8 empty] | THERMOMETERELECT | Thermometer, Electronic | Welch Allyn
NO | YES |  |  |  | 017-01316 | 017-01316 | Welch Allyn Inc | SURETEMP PLUS 690 |  |  | MH MG-(SL)-Physicians At Sugar Creek | MHHS-MG |  | Thermometer, Electronic |  | 017-01316 | 017-01316 | Sugar Land | MHHS-MG | MH MG-(SL)-Physicians At Sugar Creek |  | 11/1/17 | 11/1/18 |  |  | THERMOMETERS, ELECTRONIC, PATIENT | Thermometer, Electronic | THERMOMETERELECT-Welch Allyn-SureTemp Plus 690 | THERMOMETERELECT | SureTemp Plus 690 |  |  |  | Welch Allyn | Thermometer, Electronic |  | THERMOMETERELECT-Welch Allyn-SureTemp Plus 690 |  |  |  |  | Covered PM Repair - Biomedical | MHHS-MG | [8 empty] | THERMOMETERELECT | Thermometer, Electronic | Welch Allyn
NO | YES |  |  |  | 017-01319 | 017-01319 | Welch Allyn Inc | SURETEMP PLUS 690 |  |  | MH MG-(SL)-Physicians At Sugar Creek | MHHS-MG |  | Thermometer, Electronic |  | 017-01319 | 017-01319 | Sugar Land | MHHS-MG | MH MG-(SL)-Physicians At Sugar Creek | Green room 4 | 11/1/17 |  |  |  | THERMOMETERS, ELECTRONIC, PATIENT | Thermometer, Electronic | THERMOMETERELECT-Welch Allyn-SureTemp Plus 690 | THERMOMETERELECT | SureTemp Plus 690 |  |  |  | Welch Allyn | Thermometer, Electronic |  | THERMOMETERELECT-Welch Allyn-SureTemp Plus 690 |  | 3/28/20 |  |  | Not Covered Vendor Only - Biomedical | MHHS-MG | [8 empty] | THERMOMETERELECT | Thermometer, Electronic | Welch Allyn
NO | YES |  |  |  | 129-06622 | 129-06622 | Welch Allyn Inc | SURETEMP PLUS 690 |  |  | MH MG-(SL)-Physicians At Sugar Creek | MHHS-MG |  | Thermometer, Electronic |  | 129-06622 | 129-06622 | Sugar Land | MHHS-MG | MH MG-(SL)-Physicians At Sugar Creek |  | 11/1/17 | 11/1/18 |  |  | THERMOMETERS, ELECTRONIC, PATIENT | Thermometer, Electronic | THERMOMETERELECT-Welch Allyn-SureTemp Plus 690 | THERMOMETERELECT | SureTemp Plus 690 |  |  |  | Welch Allyn | Thermometer, Electronic |  | THERMOMETERELECT-Welch Allyn-SureTemp Plus 690 |  |  |  |  | Covered PM Repair - Biomedical | MHHS-MG | [8 empty] | THERMOMETERELECT | Thermometer, Electronic | Welch Allyn
NO | YES |  |  |  | 129-06623 | 129-06623 | Welch Allyn Inc | SURETEMP PLUS 690 |  |  | MH MG-(SL)-Physicians At Sugar Creek | MHHS-MG |  | Thermometer, Electronic |  | 129-06623 | 129-06623 | Sugar Land | MHHS-MG | MH MG-(SL)-Physicians At Sugar Creek | Orange Nurses Station | 11/1/17 |  |  |  | THERMOMETERS, ELECTRONIC, PATIENT | Thermometer, Electronic | THERMOMETERELECT-Welch Allyn-SureTemp Plus 690 | THERMOMETERELECT | SureTemp Plus 690 |  |  |  | Welch Allyn | Thermometer, Electronic |  | THERMOMETERELECT-Welch Allyn-SureTemp Plus 690 |  |  |  |  | Covered PM Repair - Biomedical | MHHS-MG | [8 empty] | THERMOMETERELECT | Thermometer, Electronic | Welch Allyn
NO | YES |  |  |  | 129-07235 | 129-07235 | Welch Allyn Inc | SURETEMP PLUS 690 |  |  | MH MG-(STX)-South Texas-Wharton | MHHS-MG |  | Thermometer, Electronic |  | 129-07235 | 129-07235 | South | MHHS-MG | MH MG-(STX)-South Texas-Wharton | Exam 13 | 10/1/16 | 10/1/17 |  |  | THERMOMETERS, ELECTRONIC, PATIENT | Thermometer, Electronic | THERMOMETERELECT-Welch Allyn-SureTemp Plus 690 | THERMOMETERELECT | SureTemp Plus 690 |  |  |  | Welch Allyn | Thermometer, Electronic |  | THERMOMETERELECT-Welch Allyn-SureTemp Plus 690 |  |  |  |  | Covered PM Repair - Biomedical | MHHS-MG | [8 empty] | THERMOMETERELECT | Thermometer, Electronic | Welch Allyn
NO | YES |  |  |  | 129-07286 | 129-07286 | Welch Allyn Inc | SURETEMP PLUS 690 |  |  | MH MG-(STX)-South Texas-Wharton | MHHS-MG |  | Thermometer, Electronic |  | 129-07286 | 129-07286 | South | MHHS-MG | MH MG-(STX)-South Texas-Wharton | Hallway | 10/1/17 | 10/1/20 |  |  | THERMOMETERS, ELECTRONIC, PATIENT | Thermometer, Electronic | THERMOMETERELECT-Welch Allyn-SureTemp Plus 690 | THERMOMETERELECT | SureTemp Plus 690 |  |  |  | Welch Allyn | Thermometer, Electronic |  | THERMOMETERELECT-Welch Allyn-SureTemp Plus 690 |  |  |  |  | Covered PM Repair - Biomedical | MHHS-MG | [8 empty] | THERMOMETERELECT | Thermometer, Electronic | Welch Allyn
NO | YES |  |  |  | 129-07291 | 129-07291 | Welch Allyn Inc | SURETEMP PLUS 690 |  |  | MH MG-(STX)-South Texas-Wharton | MHHS-MG |  | Thermometer, Electronic |  | 129-07291 | 129-07291 | South | MHHS-MG | MH MG-(STX)-South Texas-Wharton | Exam 3 | 10/1/17 |  |  |  | THERMOMETERS, ELECTRONIC, PATIENT | Thermometer, Electronic | THERMOMETERELECT-Welch Allyn-SureTemp Plus 690 | THERMOMETERELECT | SureTemp Plus 690 |  |  |  | Welch Allyn | Thermometer, Electronic |  | THERMOMETERELECT-Welch Allyn-SureTemp Plus 690 |  |  |  |  | Covered PM Repair - Biomedical | MHHS-MG | [8 empty] | THERMOMETERELECT | Thermometer, Electronic | Welch Allyn
NO | YES |  |  |  | 129-07295 | 129-07295 | Welch Allyn Inc | SURETEMP PLUS 690 |  |  | MH MG-(STX)-South Texas-Wharton | MHHS-MG |  | Thermometer, Electronic |  | 129-07295 | 129-07295 | South | MHHS-MG | MH MG-(STX)-South Texas-Wharton | Exam 2 | 10/1/16 | 10/1/17 |  |  | THERMOMETERS, ELECTRONIC, PATIENT | Thermometer, Electronic | THERMOMETERELECT-Welch Allyn-SureTemp Plus 690 | THERMOMETERELECT | SureTemp Plus 690 |  |  |  | Welch Allyn | Thermometer, Electronic |  | THERMOMETERELECT-Welch Allyn-SureTemp Plus 690 |  |  |  |  | Covered PM Repair - Biomedical | MHHS-MG | [8 empty] | THERMOMETERELECT | Thermometer, Electronic | Welch Allyn
NO | YES |  |  |  | 129-07296 | 129-07296 | Welch Allyn Inc | SURETEMP PLUS 690 |  |  | MH MG-(STX)-South Texas-Wharton | MHHS-MG |  | Thermometer, Electronic |  | 129-07296 | 129-07296 | South | MHHS-MG | MH MG-(STX)-South Texas-Wharton | Exam 22 | 10/1/17 |  |  |  | THERMOMETERS, ELECTRONIC, PATIENT | Thermometer, Electronic | THERMOMETERELECT-Welch Allyn-SureTemp Plus 690 | THERMOMETERELECT | SureTemp Plus 690 |  |  |  | Welch Allyn | Thermometer, Electronic |  | THERMOMETERELECT-Welch Allyn-SureTemp Plus 690 |  |  |  |  | Covered PM Repair - Biomedical | MHHS-MG | [8 empty] | THERMOMETERELECT | Thermometer, Electronic | Welch Allyn
NO | YES |  |  |  | 129-07297 | 129-07297 | Welch Allyn Inc | SURETEMP PLUS 690 |  |  | MH MG-(STX)-South Texas-Wharton | MHHS-MG |  | Thermometer, Electronic |  | 129-07297 | 129-07297 | South | MHHS-MG | MH MG-(STX)-South Texas-Wharton | Exam room 20 primary care | 10/1/17 | 10/1/20 |  |  | THERMOMETERS, ELECTRONIC, PATIENT | Thermometer, Electronic | THERMOMETERELECT-Welch Allyn-SureTemp Plus 690 | THERMOMETERELECT | SureTemp Plus 690 |  |  |  | Welch Allyn | Thermometer, Electronic |  | THERMOMETERELECT-Welch Allyn-SureTemp Plus 690 |  |  |  |  | Covered PM Repair - Biomedical | MHHS-MG | [8 empty] | THERMOMETERELECT | Thermometer, Electronic | Welch Allyn
NO | YES |  |  |  | 129-07299 | 129-07299 | Welch Allyn Inc | SURETEMP PLUS 690 |  |  | MH MG-(STX)-South Texas-Wharton | MHHS-MG |  | Thermometer, Electronic |  | 129-07299 | 129-07299 | South | MHHS-MG | MH MG-(STX)-South Texas-Wharton | Primary Care Exam 18 | 10/1/17 |  |  |  | THERMOMETERS, ELECTRONIC, PATIENT | Thermometer, Electronic | THERMOMETERELECT-Welch Allyn-SureTemp Plus 690 | THERMOMETERELECT | SureTemp Plus 690 |  |  |  | Welch Allyn | Thermometer, Electronic |  | THERMOMETERELECT-Welch Allyn-SureTemp Plus 690 |  |  |  |  | Covered PM Repair - Biomedical | MHHS-MG | [8 empty] | THERMOMETERELECT | Thermometer, Electronic | Welch Allyn
NO | YES |  |  |  | 129-07300 | 129-07300 | Welch Allyn Inc | SURETEMP PLUS 690 |  |  | MH MG-(STX)-South Texas-Wharton | MHHS-MG |  | Thermometer, Electronic |  | 129-07300 | 129-07300 | South | MHHS-MG | MH MG-(STX)-South Texas-Wharton | Exam 13 | 10/1/17 |  |  |  | THERMOMETERS, ELECTRONIC, PATIENT | Thermometer, Electronic | THERMOMETERELECT-Welch Allyn-SureTemp Plus 690 | THERMOMETERELECT | SureTemp Plus 690 |  |  |  | Welch Allyn | Thermometer, Electronic |  | THERMOMETERELECT-Welch Allyn-SureTemp Plus 690 |  | 4/16/14 |  |  | Covered PM Repair - Biomedical | MHHS-MG | [8 empty] | THERMOMETERELECT | Thermometer, Electronic | Welch Allyn
NO | YES |  |  |  | 129-07319 | 129-07319 | Welch Allyn Inc | SURETEMP PLUS 690 |  |  | MH MG-(STX)-South Texas-Wharton | MHHS-MG |  | Thermometer, Electronic |  | 129-07319 | 129-07319 | South | MHHS-MG | MH MG-(STX)-South Texas-Wharton | Exam 19 | 10/1/17 |  |  |  | THERMOMETERS, ELECTRONIC, PATIENT | Thermometer, Electronic | THERMOMETERELECT-Welch Allyn-SureTemp Plus 690 | THERMOMETERELECT | SureTemp Plus 690 |  |  |  | Welch Allyn | Thermometer, Electronic |  | THERMOMETERELECT-Welch Allyn-SureTemp Plus 690 |  |  |  |  | Covered PM Repair - Biomedical | MHHS-MG | [8 empty] | THERMOMETERELECT | Thermometer, Electronic | Welch Allyn
NO | YES |  |  |  | 129-07321 | 129-07321 | Welch Allyn Inc | SURETEMP PLUS 690 |  |  | MH MG-(STX)-South Texas-Wharton | MHHS-MG |  | Thermometer, Electronic |  | 129-07321 | 129-07321 | South | MHHS-MG | MH MG-(STX)-South Texas-Wharton | Exam 5 | 10/1/16 | 10/1/17 |  |  | THERMOMETERS, ELECTRONIC, PATIENT | Thermometer, Electronic | THERMOMETERELECT-Welch Allyn-SureTemp Plus 690 | THERMOMETERELECT | SureTemp Plus 690 |  |  |  | Welch Allyn | Thermometer, Electronic |  | THERMOMETERELECT-Welch Allyn-SureTemp Plus 690 |  |  |  |  | Covered PM Repair - Biomedical | MHHS-MG | [8 empty] | THERMOMETERELECT | Thermometer, Electronic | Welch Allyn
NO | YES |  |  |  | 129-07322 | 129-07322 | Welch Allyn Inc | SURETEMP PLUS 690 |  |  | MH MG-(STX)-South Texas-Wharton | MHHS-MG |  | Thermometer, Electronic |  | 129-07322 | 129-07322 | South | MHHS-MG | MH MG-(STX)-South Texas-Wharton | Exam 4 | 10/1/17 |  |  |  | THERMOMETERS, ELECTRONIC, PATIENT | Thermometer, Electronic | THERMOMETERELECT-Welch Allyn-SureTemp Plus 690 | THERMOMETERELECT | SureTemp Plus 690 |  |  |  | Welch Allyn | Thermometer, Electronic |  | THERMOMETERELECT-Welch Allyn-SureTemp Plus 690 |  | 1/1/17 |  |  | Covered PM Repair - Biomedical | MHHS-MG | [8 empty] | THERMOMETERELECT | Thermometer, Electronic | Welch Allyn
NO | YES |  |  |  | 029-10799 |  | Welch Allyn Inc | SURETEMP PLUS 690 |  |  | MH MG - (WDLS) - CONROE ISD | MHHS-MG |  | Thermometer, Electronic |  | 029-10799 |  | Woodlands |  | MH MG - (WDLS) - CONROE ISD |  | 07/19/2017 |  |  |  | THERMOMETERS, ELECTRONIC, PATIENT |  | THERMOMETERELECT-Welch Allyn-SureTemp Plus 690 | THERMOMETERELECT | SureTemp Plus 690 |  |  |  | Welch Allyn | Thermometer, Electronic |  | THERMOMETERELECT-Welch Allyn-SureTemp Plus 690 |  | 01/01/2017 |  |  | Covered PM Repair - Biomedical | MHHS-MG
NO | YES |  |  |  | 029-10800 |  | Welch Allyn Inc | SURETEMP PLUS 690 |  |  | MH MG - (WDLS) - CONROE ISD | MHHS-MG |  | Thermometer, Electronic |  | 029-10800 |  | Woodlands |  | MH MG - (WDLS) - CONROE ISD |  | 07/20/2017 |  |  |  | THERMOMETERS, ELECTRONIC, PATIENT |  | THERMOMETERELECT-Welch Allyn-SureTemp Plus 690 | THERMOMETERELECT | SureTemp Plus 690 |  |  |  | Welch Allyn | Thermometer, Electronic |  | THERMOMETERELECT-Welch Allyn-SureTemp Plus 690 |  | 04/11/2020 |  |  | Not Covered Vendor Only - Biomedical | MHHS-MG
NO | YES |  |  |  | 029-10801 |  | Welch Allyn Inc | SURETEMP PLUS 690 |  |  | MH MG - (WDLS) - CONROE ISD | MHHS-MG |  | Thermometer, Electronic |  | 029-10801 |  | Woodlands |  | MH MG - (WDLS) - CONROE ISD |  | 07/19/2017 |  |  |  | THERMOMETERS, ELECTRONIC, PATIENT |  | THERMOMETERELECT-Welch Allyn-SureTemp Plus 690 | THERMOMETERELECT | SureTemp Plus 690 |  |  |  | Welch Allyn | Thermometer, Electronic |  | THERMOMETERELECT-Welch Allyn-SureTemp Plus 690 |  | 02/11/2020 |  |  | Not Covered Vendor Only - Biomedical | MHHS-MG
NO | YES |  |  |  | 029-07883 | 029-07883 | Welch Allyn Inc | SURETEMP PLUS 690 |  |  | MH MG-(WDLS)-Twl Endocrinology (Ste 302) | MHHS-MG |  | Thermometer, Electronic |  | 029-07883 | 029-07883 | Woodlands | MHHS-MG | MH MG-(WDLS)-Twl Endocrinology (Ste 302) | Endo suite 302 |  |  |  |  | THERMOMETERS, ELECTRONIC, PATIENT | Thermometer, Electronic | THERMOMETERELECT-Welch Allyn-SureTemp Plus 690 | THERMOMETERELECT | SureTemp Plus 690 |  |  |  | Welch Allyn | Thermometer, Electronic |  | THERMOMETERELECT-Welch Allyn-SureTemp Plus 690 |  | 2/1/19 |  |  | Covered PM Repair - Biomedical | MHHS-MG | [8 empty] | THERMOMETERELECT | Thermometer, Electronic | Welch Allyn
NO | YES |  |  |  | 029-07884 | 029-07884 | Welch Allyn Inc | SURETEMP PLUS 690 |  |  | MH MG-(WDLS)-Twl Endocrinology (Ste 302) | MHHS-MG |  | Thermometer, Electronic |  | 029-07884 | 029-07884 | Woodlands | MHHS-MG | MH MG-(WDLS)-Twl Endocrinology (Ste 302) | Suite 302 - Exam Room 13 |  |  |  |  | THERMOMETERS, ELECTRONIC, PATIENT | Thermometer, Electronic | THERMOMETERELECT-Welch Allyn-SureTemp Plus 690 | THERMOMETERELECT | SureTemp Plus 690 |  |  |  | Welch Allyn | Thermometer, Electronic |  | THERMOMETERELECT-Welch Allyn-SureTemp Plus 690 |  | 2/1/19 |  |  | Covered PM Repair - Biomedical | MHHS-MG | [8 empty] | THERMOMETERELECT | Thermometer, Electronic | Welch Allyn
NO | YES |  |  |  | 029-07941 | 029-07941 | Welch Allyn Inc | SURETEMP PLUS 690 |  |  | MH MG-(WDLS)-Twl Endocrinology (Ste 302) | MHHS-MG |  | Thermometer, Electronic |  | 029-07941 | 029-07941 | Woodlands | MHHS-MG | MH MG-(WDLS)-Twl Endocrinology (Ste 302) | Endocrinology |  |  |  |  | THERMOMETERS, ELECTRONIC, PATIENT | Thermometer, Electronic | THERMOMETERELECT-Welch Allyn-SureTemp Plus 690 | THERMOMETERELECT | SureTemp Plus 690 |  |  |  | Welch Allyn | Thermometer, Electronic |  | THERMOMETERELECT-Welch Allyn-SureTemp Plus 690 |  | 2/1/19 |  |  | Covered PM Repair - Biomedical | MHHS-MG | [8 empty] | THERMOMETERELECT | Thermometer, Electronic | Welch Allyn
NO | YES |  |  |  | 013-18113 | 013-18113 | Welch Allyn Inc | SURETEMP PLUS 690 |  |  | MH MG-(WDLS)-Twl Pinecroft (100/101) | MHHS-MG |  | Thermometer, Electronic |  | 013-18113 | 013-18113 | Woodlands | MHHS-MG | MH MG-(WDLS)-Twl Pinecroft (100/101) | Family practice |  |  |  |  | THERMOMETERS, ELECTRONIC, PATIENT | Thermometer, Electronic | THERMOMETERELECT-Welch Allyn-SureTemp Plus 690 | THERMOMETERELECT | SureTemp Plus 690 |  |  |  | Welch Allyn | Thermometer, Electronic |  | THERMOMETERELECT-Welch Allyn-SureTemp Plus 690 |  | 2/1/19 |  |  | Covered PM Repair - Biomedical | MHHS-MG | [8 empty] | THERMOMETERELECT | Thermometer, Electronic | Welch Allyn
NO | YES |  |  |  | 029-07879 | 029-07879 | Welch Allyn Inc | SURETEMP PLUS 690 |  |  | MH MG-(WDLS)-Twl Pinecroft (100/101) | MHHS-MG |  | Thermometer, Electronic |  | 029-07879 | 029-07879 | Woodlands | MHHS-MG | MH MG-(WDLS)-Twl Pinecroft (100/101) | Family practice suite 100 |  |  |  |  | THERMOMETERS, ELECTRONIC, PATIENT | Thermometer, Electronic | THERMOMETERELECT-Welch Allyn-SureTemp Plus 690 | THERMOMETERELECT | SureTemp Plus 690 |  |  |  | Welch Allyn | Thermometer, Electronic |  | THERMOMETERELECT-Welch Allyn-SureTemp Plus 690 |  | 2/1/19 |  |  | Covered PM Repair - Biomedical | MHHS-MG | [8 empty] | THERMOMETERELECT | Thermometer, Electronic | Welch Allyn
NO | YES |  |  |  | 029-07880 | 029-07880 | Welch Allyn Inc | SURETEMP PLUS 690 |  |  | MH MG-(WDLS)-Twl Pinecroft (100/101) | MHHS-MG |  | Thermometer, Electronic |  | 029-07880 | 029-07880 | Woodlands | MHHS-MG | MH MG-(WDLS)-Twl Pinecroft (100/101) | Exam Room 4 |  |  |  | No pm sticker | THERMOMETERS, ELECTRONIC, PATIENT | Thermometer, Electronic | THERMOMETERELECT-Welch Allyn-SureTemp Plus 690 | THERMOMETERELECT | SureTemp Plus 690 |  |  |  | Welch Allyn | Thermometer, Electronic |  | THERMOMETERELECT-Welch Allyn-SureTemp Plus 690 |  | 2/1/19 |  |  | Covered PM Repair - Biomedical | MHHS-MG | [8 empty] | THERMOMETERELECT | Thermometer, Electronic | Welch Allyn
NO | YES |  |  |  | 029-07916 | 029-07916 | Welch Allyn Inc | SURETEMP PLUS 690 |  |  | MH MG-(WDLS)-Twl Pinecroft (100/101) | MHHS-MG |  | Thermometer, Electronic |  | 029-07916 | 029-07916 | Woodlands | MHHS-MG | MH MG-(WDLS)-Twl Pinecroft (100/101) | Exam Room 9 |  |  |  | No pm sticker | THERMOMETERS, ELECTRONIC, PATIENT | Thermometer, Electronic | THERMOMETERELECT-Welch Allyn-SureTemp Plus 690 | THERMOMETERELECT | SureTemp Plus 690 |  |  |  | Welch Allyn | Thermometer, Electronic |  | THERMOMETERELECT-Welch Allyn-SureTemp Plus 690 |  | 2/1/19 |  |  | Covered PM Repair - Biomedical | MHHS-MG | [8 empty] | THERMOMETERELECT | Thermometer, Electronic | Welch Allyn
NO | YES |  |  |  | 029-07917 | 029-07917 | Welch Allyn Inc | SURETEMP PLUS 690 |  |  | MH MG-(WDLS)-Twl Pinecroft (100/101) | MHHS-MG |  | Thermometer, Electronic |  | 029-07917 | 029-07917 | Woodlands | MHHS-MG | MH MG-(WDLS)-Twl Pinecroft (100/101) | Family practice suite 100 |  |  |  |  | THERMOMETERS, ELECTRONIC, PATIENT | Thermometer, Electronic | THERMOMETERELECT-Welch Allyn-SureTemp Plus 690 | THERMOMETERELECT | SureTemp Plus 690 |  |  |  | Welch Allyn | Thermometer, Electronic |  | THERMOMETERELECT-Welch Allyn-SureTemp Plus 690 |  | 2/1/19 |  |  | Covered PM Repair - Biomedical | MHHS-MG | [8 empty] | THERMOMETERELECT | Thermometer, Electronic | Welch Allyn
NO | YES |  |  |  | 929-01248 | 929-01248 | Welch Allyn Inc | SURETEMP PLUS 690 |  |  | MH MG-(WDLS)-Twl Pinecroft (100/101) | MHHS-MG |  | Thermometer, Electronic |  | 929-01248 | 929-01248 | Woodlands | MHHS-MG | MH MG-(WDLS)-Twl Pinecroft (100/101) | Exam 6 |  |  |  | No pm sticker | THERMOMETERS, ELECTRONIC, PATIENT | Thermometer, Electronic | THERMOMETERELECT-Welch Allyn-SureTemp Plus 690 | THERMOMETERELECT | SureTemp Plus 690 |  |  |  | Welch Allyn | Thermometer, Electronic |  | THERMOMETERELECT-Welch Allyn-SureTemp Plus 690 |  | 2/1/19 |  |  | Covered PM Repair - Biomedical | MHHS-MG | [8 empty] | THERMOMETERELECT | Thermometer, Electronic | Welch Allyn
NO | YES |  |  |  | 929-01257 | 929-01257 | Welch Allyn Inc | SURETEMP PLUS 690 |  |  | MH MG-(WDLS)-Twl Pinecroft (100/101) | MHHS-MG |  | Thermometer, Electronic |  | 929-01257 | 929-01257 | Woodlands | MHHS-MG | MH MG-(WDLS)-Twl Pinecroft (100/101) | Family practice |  |  |  |  | THERMOMETERS, ELECTRONIC, PATIENT | Thermometer, Electronic | THERMOMETERELECT-Welch Allyn-SureTemp Plus 690 | THERMOMETERELECT | SureTemp Plus 690 |  |  |  | Welch Allyn | Thermometer, Electronic |  | THERMOMETERELECT-Welch Allyn-SureTemp Plus 690 |  | 6/13/19 |  |  | Covered PM Repair - Biomedical | MHHS-MG | [8 empty] | THERMOMETERELECT | Thermometer, Electronic | Welch Allyn
NO | YES |  |  |  | 929-01316 | 929-01316 | Welch Allyn Inc | SURETEMP PLUS 690 |  |  | MH MG-(WDLS)-Twl Pinecroft (100/101) | MHHS-MG |  | Thermometer, Electronic |  | 929-01316 | 929-01316 | Woodlands | MHHS-MG | MH MG-(WDLS)-Twl Pinecroft (100/101) | Exam room 5 |  |  |  |  | THERMOMETERS, ELECTRONIC, PATIENT | Thermometer, Electronic | THERMOMETERELECT-Welch Allyn-SureTemp Plus 690 | THERMOMETERELECT | SureTemp Plus 690 |  |  |  | Welch Allyn | Thermometer, Electronic |  | THERMOMETERELECT-Welch Allyn-SureTemp Plus 690 |  | 6/13/19 |  |  | Covered PM Repair - Biomedical | MHHS-MG | [8 empty] | THERMOMETERELECT | Thermometer, Electronic | Welch Allyn
NO | YES |  |  |  | 929-01318 | 929-01318 | Welch Allyn Inc | SURETEMP PLUS 690 |  |  | MH MG-(WDLS)-Twl Pinecroft (100/101) | MHHS-MG |  | Thermometer, Electronic |  | 929-01318 | 929-01318 | Woodlands | MHHS-MG | MH MG-(WDLS)-Twl Pinecroft (100/101) | Exam room 6 |  |  |  |  | THERMOMETERS, ELECTRONIC, PATIENT | Thermometer, Electronic | THERMOMETERELECT-Welch Allyn-SureTemp Plus 690 | THERMOMETERELECT | SureTemp Plus 690 |  |  |  | Welch Allyn | Thermometer, Electronic |  | THERMOMETERELECT-Welch Allyn-SureTemp Plus 690 |  | 2/1/19 |  |  | Covered PM Repair - Biomedical | MHHS-MG | [8 empty] | THERMOMETERELECT | Thermometer, Electronic | Welch Allyn
NO | YES |  |  |  | 929-01322 | 929-01322 | Welch Allyn Inc | SURETEMP PLUS 690 |  |  | MH MG-(WDLS)-Twl Pinecroft (100/101) | MHHS-MG |  | Thermometer, Electronic |  | 929-01322 | 929-01322 | Woodlands | MHHS-MG | MH MG-(WDLS)-Twl Pinecroft (100/101) | Family practice |  |  |  |  | THERMOMETERS, ELECTRONIC, PATIENT | Thermometer, Electronic | THERMOMETERELECT-Welch Allyn-SureTemp Plus 690 | THERMOMETERELECT | SureTemp Plus 690 |  |  |  | Welch Allyn | Thermometer, Electronic |  | THERMOMETERELECT-Welch Allyn-SureTemp Plus 690 |  |  |  |  | Covered PM Repair - Biomedical | MHHS-MG | [8 empty] | THERMOMETERELECT | Thermometer, Electronic | Welch Allyn
NO | YES |  |  |  | 929-01323 | 929-01323 | Welch Allyn Inc | SURETEMP PLUS 690 |  |  | MH MG-(WDLS)-Twl Pinecroft (100/101) | MHHS-MG |  | Thermometer, Electronic |  | 929-01323 | 929-01323 | Woodlands | MHHS-MG | MH MG-(WDLS)-Twl Pinecroft (100/101) | Family practice suite 100 |  |  |  |  | THERMOMETERS, ELECTRONIC, PATIENT | Thermometer, Electronic | THERMOMETERELECT-Welch Allyn-SureTemp Plus 690 | THERMOMETERELECT | SureTemp Plus 690 |  |  |  | Welch Allyn | Thermometer, Electronic |  | THERMOMETERELECT-Welch Allyn-SureTemp Plus 690 |  |  |  |  | Covered PM Repair - Biomedical | MHHS-MG | [8 empty] | THERMOMETERELECT | Thermometer, Electronic | Welch Allyn
NO | YES |  |  |  | 142-08193 | 142-08193 | Welch Allyn Inc | SURETEMP PLUS 690 |  | (21)19051600 | NE-OR Holding | MHHS-Northeast |  | Thermometer, Electronic |  | 142-08193 | 142-08193 | Katy | MHHS-Northeast | NE-OR Holding | Pacu memorial | 2/1/19 |  |  |  | THERMOMETERS, ELECTRONIC, PATIENT | Thermometer, Electronic | THERMOMETERELECT-Welch Allyn-SureTemp Plus 690 | THERMOMETERELECT | SureTemp Plus 690 |  |  |  | Welch Allyn | Thermometer, Electronic |  | THERMOMETERELECT-Welch Allyn-SureTemp Plus 690 |  |  |  |  | Covered PM Repair - Biomedical | MHHS-Northeast | [8 empty] | THERMOMETERELECT | Thermometer, Electronic | Welch Allyn
NO | YES |  |  |  | 142-08194 | 142-08194 | Welch Allyn Inc | SURETEMP PLUS 690 |  | (21)19051604 | NE-OR Holding | MHHS-Northeast |  | Thermometer, Electronic |  | 142-08194 | 142-08194 | Katy | MHHS-Northeast | NE-OR Holding | OR HOLDING 4 | 2/1/19 | 2/1/20 |  |  | THERMOMETERS, ELECTRONIC, PATIENT | Thermometer, Electronic | THERMOMETERELECT-Welch Allyn-SureTemp Plus 690 | THERMOMETERELECT | SureTemp Plus 690 |  |  |  | Welch Allyn | Thermometer, Electronic |  | THERMOMETERELECT-Welch Allyn-SureTemp Plus 690 |  |  |  |  | Covered PM Repair - Biomedical | MHHS-Northeast | [8 empty] | THERMOMETERELECT | Thermometer, Electronic | Welch Allyn
NO | YES |  |  |  | 142-08195 | 142-08195 | Welch Allyn Inc | SURETEMP PLUS 690 |  | (21)19051613 | NE-OR Holding | MHHS-Northeast |  | Thermometer, Electronic |  | 142-08195 | 142-08195 | Katy | MHHS-Northeast | NE-OR Holding | Nurses station | 2/1/19 |  |  |  | THERMOMETERS, ELECTRONIC, PATIENT | Thermometer, Electronic | THERMOMETERELECT-Welch Allyn-SureTemp Plus 690 | THERMOMETERELECT | SureTemp Plus 690 |  |  |  | Welch Allyn | Thermometer, Electronic |  | THERMOMETERELECT-Welch Allyn-SureTemp Plus 690 |  |  |  |  | Covered PM Repair - Biomedical | MHHS-Northeast | [8 empty] | THERMOMETERELECT | Thermometer, Electronic | Welch Allyn
NO | YES |  |  |  | 142-07432 | 142-07432 | Welch Allyn Inc | SURETEMP PLUS 690 |  | (21)18384396 | NE-ER | MHHS-Northeast |  | Thermometer, Electronic |  | 142-07432 | 142-07432 | Katy | MHHS-Northeast | NE-ER | By er 3 | 8/1/19 | 8/1/20 |  |  | THERMOMETERS, ELECTRONIC, PATIENT | Thermometer, Electronic | THERMOMETERELECT-Welch Allyn-SureTemp Plus 690 | THERMOMETERELECT | SureTemp Plus 690 |  |  |  | Welch Allyn | Thermometer, Electronic |  | THERMOMETERELECT-Welch Allyn-SureTemp Plus 690 |  |  |  |  | Covered PM Repair - Biomedical | MHHS-Northeast | [8 empty] | THERMOMETERELECT | Thermometer, Electronic | Welch Allyn
NO | YES |  |  |  | 142-08167 | 142-08167 | Welch Allyn Inc | SURETEMP PLUS 690 |  | (21)18486001 | NE-ER | MHHS-Northeast |  | Thermometer, Electronic |  | 142-08167 | 142-08167 | Katy | MHHS-Northeast | NE-ER | Nurses Station | 2/1/19 |  |  |  | THERMOMETERS, ELECTRONIC, PATIENT | Thermometer, Electronic | THERMOMETERELECT-Welch Allyn-SureTemp Plus 690 | THERMOMETERELECT | SureTemp Plus 690 |  |  |  | Welch Allyn | Thermometer, Electronic |  | THERMOMETERELECT-Welch Allyn-SureTemp Plus 690 |  |  |  |  | Covered PM Repair - Biomedical | MHHS-Northeast | [8 empty] | THERMOMETERELECT | Thermometer, Electronic | Welch Allyn
NO | YES |  |  |  | 142-08168 | 142-08168 | Welch Allyn Inc | SURETEMP PLUS 690 |  | (21)18491514 | ER | MHHS-Northeast |  | Thermometer, Electronic |  | 142-08168 | 142-08168 | Katy | Memorial Hermann Northeast Hospital | ER | Hallway |  |  |  |  | THERMOMETERS, ELECTRONIC, PATIENT |  | THERMOMETERELECT-Welch Allyn-SureTemp Plus 690 | THERMOMETERELECT | SureTemp Plus 690 |  |  |  | Welch Allyn | Thermometer, Electronic |  | THERMOMETERELECT-Welch Allyn-SureTemp Plus 690 |  |  | ER |  | Covered PM Repair - Biomedical | MHHS-Northeast
NO | YES |  |  |  | 142-07350 | 142-07350 | Welch Allyn Inc | SURETEMP PLUS 690 |  | (21)18091954 | NE-Labor & Delivery | MHHS-Northeast |  | Thermometer, Electronic |  | 142-07350 | 142-07350 | Katy | MHHS-Northeast | NE-Labor & Delivery | Room 2017 | 3/1/18 |  |  |  | THERMOMETERS, ELECTRONIC, PATIENT | Thermometer, Electronic | THERMOMETERELECT-Welch Allyn-SureTemp Plus 690 | THERMOMETERELECT | SureTemp Plus 690 |  |  |  | Welch Allyn | Thermometer, Electronic |  | THERMOMETERELECT-Welch Allyn-SureTemp Plus 690 |  |  |  |  | Covered PM Repair - Biomedical | MHHS-Northeast | [8 empty] | THERMOMETERELECT | Thermometer, Electronic | Welch Allyn
NO | YES |  |  |  | 145-01080 | 145-01080 | Welch Allyn Inc | SURETEMP PLUS 690 |  | 15050157-016 | Pearland-ICU/IMCU | MHHS-Pearland Hospital |  | Thermometer, Electronic |  | 145-01080 | 145-01080 | Pearland | MHHS-Pearland Hospital | Pearland-ICU/IMCU | Icu 3 |  |  |  |  | THERMOMETERS, ELECTRONIC, PATIENT | Thermometer, Electronic | THERMOMETERELECT-Welch Allyn-SureTemp Plus 690 | THERMOMETERELECT | SureTemp Plus 690 |  |  |  | Welch Allyn | Thermometer, Electronic |  | THERMOMETERELECT-Welch Allyn-SureTemp Plus 690 |  |  |  |  | Covered PM Repair - Biomedical | MHHS-Pearland Hospital | [8 empty] | THERMOMETERELECT | Thermometer, Electronic | Welch Allyn
NO | YES |  |  |  | 145-01081 | 145-01081 | Welch Allyn Inc | SURETEMP PLUS 690 |  | 15050157-008 | Pearland-4N-Med/Surg | MHHS-Pearland Hospital |  | Thermometer, Electronic |  | 145-01081 | 145-01081 | Pearland | MHHS-Pearland Hospital | Pearland-4N-Med/Surg | Icu 10 |  |  |  |  | THERMOMETERS, ELECTRONIC, PATIENT | Thermometer, Electronic | THERMOMETERELECT-Welch Allyn-SureTemp Plus 690 | THERMOMETERELECT | SureTemp Plus 690 |  |  |  | Welch Allyn | Thermometer, Electronic |  | THERMOMETERELECT-Welch Allyn-SureTemp Plus 690 |  | 4/8/14 |  |  | Covered PM Repair - Biomedical | MHHS-Pearland Hospital | [8 empty] | THERMOMETERELECT | Thermometer, Electronic | Welch Allyn
NO | YES |  |  |  | 142-07354 | 142-07354 | Welch Allyn Inc | SURETEMP PLUS 690 |  |  | SC CCC-(NE)-Emergency Room | MHHS-Summer Creek CCC |  | Thermometer, Electronic |  | 142-07354 | 142-07354 | Katy | MHHS-Others | SC CCC-(NE)-Emergency Room | Nurses Station | 7/1/18 |  |  |  | THERMOMETERS, ELECTRONIC, PATIENT | Thermometer, Electronic | THERMOMETERELECT-Welch Allyn-SureTemp Plus 690 | THERMOMETERELECT | SureTemp Plus 690 |  |  |  | Welch Allyn | Thermometer, Electronic |  | THERMOMETERELECT-Welch Allyn-SureTemp Plus 690 |  |  |  |  | Covered PM Repair - Biomedical | MHHS-Summer Creek CCC | [8 empty] | THERMOMETERELECT | Thermometer, Electronic | Welch Allyn
NO | YES |  |  |  | 013-38119 | 013-38119 | Welch Allyn Inc | SURETEMP PLUS 690 |  | (21)17021596 | SW-ER | MHHS-Southwest |  | Thermometer, Electronic |  | 013-38119 | 013-38119 | Southwest | MHHS-Southwest | SW-ER | ER Pod A 12 |  |  |  | No PM Sticker | THERMOMETERS, ELECTRONIC, PATIENT | Thermometer, Electronic | THERMOMETERELECT-Welch Allyn-SureTemp Plus 690 | THERMOMETERELECT | SureTemp Plus 690 |  |  |  | Welch Allyn | Thermometer, Electronic |  | THERMOMETERELECT-Welch Allyn-SureTemp Plus 690 |  |  |  |  | Covered PM Repair - Biomedical | MHHS-Southwest | [8 empty] | THERMOMETERELECT | Thermometer, Electronic | Welch Allyn
NO | YES |  |  |  | 129-04105 | 129-04105 | Welch Allyn Inc | SURETEMP PLUS 690 |  |  | SUGAR LAND - ER | MHHS-Sugarland |  | Thermometer, Electronic |  | 129-04105 | 129-04105 | Sugar Land | Memorial Hermann Sugar Land Hospital | SUGAR LAND - ER | ER | 1/1/16 |  |  |  | THERMOMETERS, ELECTRONIC, PATIENT | Thermometer, Electronic | THERMOMETERELECT-Welch Allyn-SureTemp Plus 690 | THERMOMETERELECT | SureTemp Plus 690 |  |  |  | Welch Allyn | Thermometer, Electronic |  | THERMOMETERELECT-Welch Allyn-SureTemp Plus 690 |  |  |  |  | Covered PM Repair - Biomedical | MHHS-Sugarland | [8 empty] | THERMOMETERELECT | Thermometer, Electronic | Welch Allyn
NO | YES | Serial Number 16213272 |  |  |  | 129-31616 | Welch Allyn Inc | SURETEMP PLUS 690 |  |  | SUGAR LAND - ICU | MHHS-Sugarland |  | Thermometer, Electronic |  |  | 129-31616 | Sugar Land | Memorial Hermann Sugar Land Hospital | SUGAR LAND - ICU | Nurses Station | 8/1/17 |  |  |  | THERMOMETERS, ELECTRONIC, PATIENT | Thermometer, Electronic | THERMOMETERELECT-Welch Allyn-SureTemp Plus 690 | THERMOMETERELECT | SureTemp Plus 690 |  |  |  | Welch Allyn | Thermometer, Electronic |  | THERMOMETERELECT-Welch Allyn-SureTemp Plus 690 |  |  |  |  | Covered PM Repair - Biomedical | MHHS-Sugarland | [8 empty] | THERMOMETERELECT | Thermometer, Electronic | Welch Allyn
NO | YES |  |  |  |  | 129-31581 | Welch Allyn Inc | SURETEMP PLUS 690 |  |  | Sugar Land-IMU | MHHS-Sugarland |  | Thermometer, Electronic |  |  | 129-31581 | Sugar Land | MHHS-Sugarland | Sugar Land-IMU | E322 | 8/1/17 |  |  |  | THERMOMETERS, ELECTRONIC, PATIENT | Thermometer, Electronic | THERMOMETERELECT-Welch Allyn-SureTemp Plus 690 | THERMOMETERELECT | SureTemp Plus 690 |  |  |  | Welch Allyn | Thermometer, Electronic |  | THERMOMETERELECT-Welch Allyn-SureTemp Plus 690 |  |  |  |  | Covered PM Repair - Biomedical | MHHS-Sugarland | [8 empty] | THERMOMETERELECT | Thermometer, Electronic | Welch Allyn
NO | YES |  |  |  |  | 129-31620 | Welch Allyn Inc | SURETEMP PLUS 690 |  |  | Sugar Land-IMU | MHHS-Sugarland |  | Thermometer, Electronic |  |  | 129-31620 | Sugar Land | MHHS-Sugarland | Sugar Land-IMU | E308 | 8/1/17 |  |  |  | THERMOMETERS, ELECTRONIC, PATIENT | Thermometer, Electronic | THERMOMETERELECT-Welch Allyn-SureTemp Plus 690 | THERMOMETERELECT | SureTemp Plus 690 |  |  |  | Welch Allyn | Thermometer, Electronic |  | THERMOMETERELECT-Welch Allyn-SureTemp Plus 690 |  | 11/1/13 |  |  | Covered PM Repair - Biomedical | MHHS-Sugarland | [8 empty] | THERMOMETERELECT | Thermometer, Electronic | Welch Allyn
NO | YES |  |  |  | 129-06137 | 129-06137 | Welch Allyn Inc | SURETEMP PLUS 690 |  |  | Sugar Land-Nursery | MHHS-Sugarland |  | Thermometer, Electronic |  | 129-06137 | 129-06137 | Sugar Land | MHHS-Sugarland | Sugar Land-Nursery | Nursery | 7/1/15 |  |  |  | THERMOMETERS, ELECTRONIC, PATIENT | Thermometer, Electronic | THERMOMETERELECT-Welch Allyn-SureTemp Plus 690 | THERMOMETERELECT | SureTemp Plus 690 |  |  |  | Welch Allyn | Thermometer, Electronic |  | THERMOMETERELECT-Welch Allyn-SureTemp Plus 690 |  |  |  |  | Covered PM Repair - Biomedical | MHHS-Sugarland | [8 empty] | THERMOMETERELECT | Thermometer, Electronic | Welch Allyn
NO | YES |  |  |  | 241-03113 | 241-03113 | Welch Allyn Inc | SURETEMP PLUS 690 |  | (21)17414180 | TIRR-Patient Care Unit 2-C-2414368 | MHHS-TIRR |  | Thermometer, Electronic |  | 241-03113 | 241-03113 | TMC | MHHS-Others | TIRR-Patient Care Unit 2-C-2414368 | Nurses Station | 3/1/18 |  |  | One Time Inspection Sticker | THERMOMETERS, ELECTRONIC, PATIENT | Thermometer, Electronic | THERMOMETERELECT-Welch Allyn-SureTemp Plus 690 | THERMOMETERELECT | SureTemp Plus 690 |  |  |  | Welch Allyn | Thermometer, Electronic |  | THERMOMETERELECT-Welch Allyn-SureTemp Plus 690 |  |  |  |  | Covered PM Repair - Biomedical | MHHS-TIRR | [8 empty] | THERMOMETERELECT | Thermometer, Electronic | Welch Allyn
NO | YES |  |  |  | 241-03114 | 241-03114 | Welch Allyn Inc | SURETEMP PLUS 690 |  | (21)18087489 | TIRR - 2C | MHHS-TIRR |  | Thermometer, Electronic |  | 241-03114 | 241-03114 | TMC | TIRR Memorial Hermann | TIRR - 2C | Nurses Station | 3/1/18 |  |  | One Time Inspection Sticker | THERMOMETERS, ELECTRONIC, PATIENT | Thermometer, Electronic | THERMOMETERELECT-Welch Allyn-SureTemp Plus 690 | THERMOMETERELECT | SureTemp Plus 690 |  |  |  | Welch Allyn | Thermometer, Electronic |  | THERMOMETERELECT-Welch Allyn-SureTemp Plus 690 |  |  |  |  | Covered PM Repair - Biomedical | MHHS-TIRR | [8 empty] | THERMOMETERELECT | Thermometer, Electronic | Welch Allyn
NO | YES |  |  |  | 241-03111 | 241-03111 | Welch Allyn Inc | SURETEMP PLUS 690 |  | (21)18087505 | TIRR-Patient Care Unit 4-2414374 | MHHS-TIRR |  | Thermometer, Electronic |  | 241-03111 | 241-03111 | TMC | MHHS-Others | TIRR-Patient Care Unit 4-2414374 | TIRR - PCU 4 | 3/1/18 |  |  |  | THERMOMETERS, ELECTRONIC, PATIENT | Thermometer, Electronic | THERMOMETERELECT-Welch Allyn-SureTemp Plus 690 | THERMOMETERELECT | SureTemp Plus 690 |  |  |  | Welch Allyn | Thermometer, Electronic |  | THERMOMETERELECT-Welch Allyn-SureTemp Plus 690 |  |  |  |  | Covered PM Repair - Biomedical | MHHS-TIRR | [8 empty] | THERMOMETERELECT | Thermometer, Electronic | Welch Allyn
NO | YES |  |  |  | 241-03112 | 241-03112 | Welch Allyn Inc | SURETEMP PLUS 690 |  | (21)18087493 | TIRR-Patient Care Unit 4-2414374 | MHHS-TIRR |  | Thermometer, Electronic |  | 241-03112 | 241-03112 | TMC | MHHS-Others | TIRR-Patient Care Unit 4-2414374 | TIRR - PCU 4 | 3/1/18 |  |  |  | THERMOMETERS, ELECTRONIC, PATIENT | Thermometer, Electronic | THERMOMETERELECT-Welch Allyn-SureTemp Plus 690 | THERMOMETERELECT | SureTemp Plus 690 |  |  |  | Welch Allyn | Thermometer, Electronic |  | THERMOMETERELECT-Welch Allyn-SureTemp Plus 690 |  |  |  |  | Covered PM Repair - Biomedical | MHHS-TIRR | [8 empty] | THERMOMETERELECT | Thermometer, Electronic | Welch Allyn
NO | YES |  |  |  | 241-03115 | 241-03115 | Welch Allyn Inc | SURETEMP PLUS 690 |  | (21)18049927 | TIRR-PCU 5 | MHHS-TIRR |  | Thermometer, Electronic |  | 241-03115 | 241-03115 | TMC | MHHS-Others | TIRR-PCU 5 | Nurses Station | 3/1/18 |  |  | One Time Inspection Sticker | THERMOMETERS, ELECTRONIC, PATIENT | Thermometer, Electronic | THERMOMETERELECT-Welch Allyn-SureTemp Plus 690 | THERMOMETERELECT | SureTemp Plus 690 |  |  |  | Welch Allyn | Thermometer, Electronic |  | THERMOMETERELECT-Welch Allyn-SureTemp Plus 690 |  | 3/1/13 |  |  | Covered PM Repair - Biomedical | MHHS-TIRR | [8 empty] | THERMOMETERELECT | Thermometer, Electronic | Welch Allyn
NO | YES |  |  |  | 241-03116 | 241-03116 | Welch Allyn Inc | SURETEMP PLUS 690 |  | (21)18087504 | TIRR-PCU 5 | MHHS-TIRR |  | Thermometer, Electronic |  | 241-03116 | 241-03116 | TMC | MHHS-Others | TIRR-PCU 5 | Nurses Station | 3/1/18 |  |  | One Time Inspection Sticker | THERMOMETERS, ELECTRONIC, PATIENT | Thermometer, Electronic | THERMOMETERELECT-Welch Allyn-SureTemp Plus 690 | THERMOMETERELECT | SureTemp Plus 690 |  |  |  | Welch Allyn | Thermometer, Electronic |  | THERMOMETERELECT-Welch Allyn-SureTemp Plus 690 |  |  |  |  | Covered PM Repair - Biomedical | MHHS-TIRR | [8 empty] | THERMOMETERELECT | Thermometer, Electronic | Welch Allyn
YES | YES | [5 empty] | Welch Allyn Inc | SURETEMP PLUS 690 |  |  | MH MG - (STX) - SOUTH TEXAS - WHARTon | [6 empty] | South | OB/GYN | MH MG - (STX) - SOUTH TEXAS - WHARTon | Exam 2 | [5 empty] | Thermometer, Electronic | THERMOMETERELECT-Welch Allyn-SureTemp Plus 690 | [23 empty] | THERMOMETERELECT | Thermometer, Electronic | Welch Allyn
YES | YES | [5 empty] | Welch Allyn Inc | SURETEMP PLUS 690 |  |  | MH MG - (STX) - SOUTH TEXAS - WHARTON | [6 empty] | South | Specialties Clinic | MH MG - (STX) - SOUTH TEXAS - WHARTON | Exam 2 | [5 empty] | Thermometer, Electronic | THERMOMETERELECT-Welch Allyn-SureTemp Plus 690 | [23 empty] | THERMOMETERELECT | Thermometer, Electronic | Welch Allyn
YES | YES | [5 empty] | Welch Allyn Inc | SURETEMP PLUS 690 |  |  | MH MG - (STX) - SOUTH TEXAS - WHARTON | [6 empty] | South | Specialties Clinic | MH MG - (STX) - SOUTH TEXAS - WHARTON | Nurses station | [5 empty] | Thermometer, Electronic | THERMOMETERELECT-Welch Allyn-SureTemp Plus 690 | [23 empty] | THERMOMETERELECT | Thermometer, Electronic | Welch Allyn
YES | YES | [5 empty] | Welch Allyn Inc | SURETEMP PLUS 690 |  |  | MH MG - (STX) - SOUTH TEXAS - WHARTON | [6 empty] | South | Specialties Clinic | MH MG - (STX) - SOUTH TEXAS - WHARTON | Nurses station | [5 empty] | Thermometer, Electronic | THERMOMETERELECT-Welch Allyn-SureTemp Plus 690 | [23 empty] | THERMOMETERELECT | Thermometer, Electronic | Welch Allyn
YES | YES | [5 empty] | Welch Allyn Inc | SURETEMP PLUS 690 |  |  | MH MG - (STX) - SOUTH TEXAS - WHARTON | [6 empty] | Sourh | Specialties Clinic | MH MG - (STX) - SOUTH TEXAS - WHARTON | Nurses station | [5 empty] | Thermometer, Electronic | THERMOMETERELECT-Welch Allyn-SureTemp Plus 690 | [23 empty] | THERMOMETERELECT | Thermometer, Electronic | Welch Allyn
YES | YES | [5 empty] | Welch Allyn Inc | SURETEMP PLUS 690 |  |  | Cardio Pulmonary Clinic | [6 empty] | South | HM Med Grp Wharton | Cardio Pulmonary Clinic | Exam 1 | [5 empty] | Thermometer, Electronic | THERMOMETERELECT-Welch Allyn-SureTemp Plus 690 | [23 empty] | THERMOMETERELECT | Thermometer, Electronic | Welch Allyn
YES | YES |  |  |  | 151-04409 | 151-04409 | Welch Allyn Inc | SURETEMP PLUS 690 |  |  | MHMG Pearland Muli Specialty Clinic |  |  |  |  | 151-04409 | 151-04409 | Pearland | Memorial Hermann Medical Group Central Pearland | MHMG Pearland Muli Specialty Clinic | Exam 12 | [5 empty] | Thermometer, Electronic | THERMOMETERELECT-Welch Allyn-SureTemp Plus 690 | [23 empty] | THERMOMETERELECT | Thermometer, Electronic | Welch Allyn
YES | YES |  |  |  | 099-03868 | 099-03868 | Welch Allyn Inc | SURETEMP PLUS 690 |  |  | ER |  |  |  |  | 099-03868 | 099-03868 | Katy | Memorial Hermann Northeast Hospital | ER | Nurses station | 10/1/17 | 10/1/18 |  |  |  | Thermometer, Electronic | THERMOMETERELECT-Welch Allyn-SureTemp Plus 690 | [23 empty] | THERMOMETERELECT | Thermometer, Electronic | Welch Allyn
YES | YES |  |  |  | 099-03872 | 099-03872 | Welch Allyn Inc | SURETEMP PLUS 690 |  |  | NE - ER |  |  |  |  | 099-03872 | 099-03872 | Katy | Memorial Hermann Northeast Hospital | NE - ER | Nurses station | [5 empty] | Thermometer, Electronic | THERMOMETERELECT-Welch Allyn-SureTemp Plus 690 | [23 empty] | THERMOMETERELECT | Thermometer, Electronic | Welch Allyn
YES | YES | Serial Number 4476715 |  |  | 142-09413 | 142-09413 | Welch Allyn Inc | SURETEMP PLUS 690 |  |  | MH MG - (SL) - PHYSICIANS AT SUGAR CREEK |  |  |  |  | 142-09413 | 142-09413 | Sugar Land | Sugar Land | MH MG - (SL) - PHYSICIANS AT SUGAR CREEK |  |  |  |  | No pm |  | Thermometer, Electronic | THERMOMETERELECT-Welch Allyn-SureTemp Plus 690 | [23 empty] | THERMOMETERELECT | Thermometer, Electronic | Welch Allyn
YES | YES |  |  |  | 129-06636 | 129-06636 | Welch Allyn Inc | SURETEMP PLUS 690 |  |  | MH MG - (SL) - PHYSICIANS AT SUGAR CREEK |  |  |  |  | 129-06636 | 129-06636 | Sugar Land |  | MH MG - (SL) - PHYSICIANS AT SUGAR CREEK |  |  |  |  | No pm |  | Thermometer, Electronic | THERMOMETERELECT-Welch Allyn-SureTemp Plus 690 | [23 empty] | THERMOMETERELECT | Thermometer, Electronic | Welch Allyn
YES | YES | [5 empty] | Welch Allyn Inc | SURETEMP PLUS 690 |  |  | SUGAR LAND - EDUCATION | [6 empty] | Sugar Land |  | SUGAR LAND - EDUCATION |  |  |  |  | No pm |  | Thermometer, Electronic | THERMOMETERELECT-Welch Allyn-SureTemp Plus 690 | [23 empty] | THERMOMETERELECT | Thermometer, Electronic | Welch Allyn
YES | YES |  |  |  | 074-06009 | 074-06009 | Welch Allyn Inc | SURETEMP PLUS 690 |  |  | MH MG - (WDLS) - TWL ENDOCRINOLOGY (STE 302) |  |  |  |  | 074-06009 | 074-06009 | Woodlands |  | MH MG - (WDLS) - TWL ENDOCRINOLOGY (STE 302) | Suite 302 | [5 empty] | Thermometer, Electronic | THERMOMETERELECT-Welch Allyn-SureTemp Plus 690 | [23 empty] | THERMOMETERELECT | Thermometer, Electronic | Welch Allyn
YES | YES |  |  |  | 005-33242 | 005-33242 | Welch Allyn Inc | SURETEMP PLUS 690 |  | (21) 18416816 | MH MG - (WDLS) - TWL PINECROFT (100/101) |  |  |  |  | 005-33242 | 005-33242 | Woodlands | Memorial Hermann Medical Group The Woodlands (#100 and #101) | MH MG - (WDLS) - TWL PINECROFT (100/101) | Exam 3 |  |  |  | No pm sticker |  | Thermometer, Electronic | THERMOMETERELECT-Welch Allyn-SureTemp Plus 690 | [23 empty] | THERMOMETERELECT | Thermometer, Electronic | Welch Allyn
YES | YES |  |  |  | 074-06010 | 074-06010 | Welch Allyn Inc | SURETEMP PLUS 690 |  |  | MH MG - (WDLS) - TWL PINECROFT (100/101) |  |  |  |  | 074-06010 | 074-06010 | Woodlands |  | MH MG - (WDLS) - TWL PINECROFT (100/101) | Family practice | [5 empty] | Thermometer, Electronic | THERMOMETERELECT-Welch Allyn-SureTemp Plus 690 | [23 empty] | THERMOMETERELECT | Thermometer, Electronic | Welch Allyn
NO | YES |  |  |  | 074-06028 | 074-06028 | Welch Allyn Inc | SURETEMP PLUS 690 |  |  | Breast and bone |  |  |  |  | 074-06028 | 074-06028 |  |  | Breast and bone | [6 empty] | Thermometer, Electronic | THERMOMETERELECT-Welch Allyn-SureTemp Plus 690 | [23 empty] | THERMOMETERELECT | Thermometer, Electronic | Welch Allyn
NO | YES |  |  |  | 142-09456 | 142-09456 | Welch Allyn Inc | SURETEMP PLUS 690 |  |  | Woodlands-ER |  |  |  |  | 142-09456 | 142-09456 | Woodlands | MHHS-Woodlands | Woodlands-ER | Room 29 |  |  |  | No p.m. |  | Thermometer, Electronic | THERMOMETERELECT-Welch Allyn-SureTemp Plus 690 | [23 empty] | THERMOMETERELECT | Thermometer, Electronic | Welch Allyn
YES | YES |  |  |  | 099-02808 | 099-02808 | Welch Allyn Inc | SURETEMP PLUS 690 |  |  | Pediatric ER |  |  |  |  | 099-02808 | 099-02808 | Woodlands | Memorial Hermann Hospital Woodlands | Pediatric ER | Room 2 | [5 empty] | Thermometer, Electronic | THERMOMETERELECT-Welch Allyn-SureTemp Plus 690 | [23 empty] | THERMOMETERELECT | Thermometer, Electronic | Welch Allyn
YES | YES |  |  |  | 099-08806 | 099-08806 | Welch Allyn Inc | SURETEMP PLUS 690 |  |  | SW - ER |  |  |  |  | 099-08806 | 099-08806 | Southwest | Memorial Hermann Southwest Hospital Emergency Center | SW - ER | ER Pod A 12 |  |  |  | No PM Sticker |  |  | THERMOMETERELECT-Welch Allyn-SureTemp Plus 690
YES | YES |  |  |  | 099-06896 | 099-06896 | Welch Allyn Inc | SURETEMP PLUS 690 |  |  | MH MG - (MC) - MEMORIAL CITY (MP3) |  |  |  |  | 099-06896 | 099-06896 | West | Memorial Hermann Cancer Center - Memorial City (#100) | MH MG - (MC) - MEMORIAL CITY (MP3) | Room144 |  |  |  | No pm |  |  | THERMOMETERELECT-Welch Allyn-SureTemp Plus 690
YES | YES |  |  |  | 099-06899 | 099-06899 | Welch Allyn Inc | SURETEMP PLUS 690 |  |  | MH MG - (MC) - MEMORIAL CITY (MP3) |  |  |  |  | 099-06899 | 099-06899 | West | Memorial Hermann Cancer Center - Memorial City (#100) | MH MG - (MC) - MEMORIAL CITY (MP3) | Room145 | 4/1/20 |  |  | No pm |  |  | THERMOMETERELECT-Welch Allyn-SureTemp Plus 690
YES | YES |  |  |  | 041-13478 | 041-13478 | Welch Allyn Inc | SURETEMP PLUS 690 |  |  | Memorial City-Postpartum-Nursery |  |  |  |  | 041-13478 | 041-13478 | West | MHHS-Mem City | Memorial City-Postpartum-Nursery | Medication room
YES | YES | Serial Number Cnf |  |  | 041-33856 | 041-33856 | Welch Allyn Inc | SURETEMP PLUS 690 |  | CNF | MEMORIAL CITY - POSTPARTUM - NURSERY |  |  |  |  | 041-33856 | 041-33856 | West | Womens Memorial Hermann | MEMORIAL CITY - POSTPARTUM - NURSERY | 2M10 | [6 empty] | THERMOMETERELECT-Welch Allyn-SureTemp Plus 690
YES | YES | Serial Number Cnf |  |  | 041-33857 | 041-33857 | Welch Allyn Inc | SURETEMP PLUS 690 |  | CNF | MEMORIAL CITY - POSTPARTUM - NURSERY |  |  |  |  | 041-33857 | 041-33857 | West | Womens Memorial Hermann | MEMORIAL CITY - POSTPARTUM - NURSERY | 2M12 | [6 empty] | THERMOMETERELECT-Welch Allyn-SureTemp Plus 690
YES | YES |  |  |  | 041-13454 | 041-13454 | Welch Allyn Inc | SURETEMP PLUS 690 |  |  | MEMORIAL CITY - PEDIATRICS |  |  |  |  | 041-13454 | 041-13454 | West | Memorial Hermann Memorial City Medical Center | MEMORIAL CITY - PEDIATRICS | MH4 4M09 |  |  |  |  | THERMOMETERS, ELECTRONIC, PATIENT
YES | YES | [5 empty] | Welch Allyn Inc | SURETEMP PLUS 690 |  |  | Memorial Hermann-Memorial City - Pediatrics | [6 empty] | West | Memorial Hermann Memorial City Medical Center | Memorial Hermann-Memorial City - Pediatrics | MH4 4M11 |  |  |  |  | THERMOMETERS, ELECTRONIC, PATIENT
YES | YES | [5 empty] | Welch Allyn Inc | SURETEMP PLUS 690 |  |  | Emergency Center | [6 empty] | West | Memorial Hermann Memorial City Medical Center Emergency Center | Emergency Center | ER Room 2 |  |  |  |  | THERMOMETERS, ELECTRONIC, PATIENT
NO | NO |  |  |  | 151-03369 |  | Welch Allyn Inc | SURETEMP PLUS 690 |  | (21) 18384369 | CY - 3 SOUTH | MHHS-Cypress |  | Thermometer, Electronic |  | 151-03369 |  | Northwest & Cypress |  | CY - 3 SOUTH | [5 empty] | THERMOMETERS, ELECTRONIC, PATIENT |  | THERMOMETERELECT-Welch Allyn-SureTemp Plus 690 | THERMOMETERELECT | SureTemp Plus 690 |  |  |  | Welch Allyn | Thermometer, Electronic |  | THERMOMETERELECT-Welch Allyn-SureTemp Plus 690 |  |  |  |  | Not Covered Vendor Only - Biomedical | MHHS-Cypress
NO | NO |  |  |  | 151-02466 |  | Welch Allyn Inc | SURETEMP PLUS 690 |  |  | CY - ER | MHHS-Cypress |  | Thermometer, Electronic |  | 151-02466 |  | Northwest & Cypress |  | CY - ER | [5 empty] | THERMOMETERS, ELECTRONIC, PATIENT |  | THERMOMETERELECT-Welch Allyn-SureTemp Plus 690 | THERMOMETERELECT | SureTemp Plus 690 |  |  |  | Welch Allyn | Thermometer, Electronic |  | THERMOMETERELECT-Welch Allyn-SureTemp Plus 690 |  |  |  |  | Covered PM Repair - Biomedical | MHHS-Cypress
NO | NO | [5 empty] | Welch Allyn Inc | SURETEMP PLUS 690 |  |  | GH - WOUND CARE | MHHS-Greater Heights |  | Thermometer, Electronic |  |  |  | Central & Greater Heights |  | GH - WOUND CARE | [5 empty] | THERMOMETERS, ELECTRONIC, PATIENT |  | THERMOMETERELECT-Welch Allyn-SureTemp Plus 690 | THERMOMETERELECT | SureTemp Plus 690 |  |  |  | Welch Allyn | Thermometer, Electronic |  | THERMOMETERELECT-Welch Allyn-SureTemp Plus 690 |  |  |  |  | Covered PM Repair - Biomedical | MHHS-Greater Heights
NO | NO | [5 empty] | Welch Allyn Inc | SURETEMP PLUS 690 |  |  | GH - WOUND CARE | MHHS-Greater Heights |  | Thermometer, Electronic |  |  |  | Central & Greater Heights |  | GH - WOUND CARE | [5 empty] | THERMOMETERS, ELECTRONIC, PATIENT |  | THERMOMETERELECT-Welch Allyn-SureTemp Plus 690 | THERMOMETERELECT | SureTemp Plus 690 |  |  |  | Welch Allyn | Thermometer, Electronic |  | THERMOMETERELECT-Welch Allyn-SureTemp Plus 690 |  |  |  |  | Covered PM Repair - Biomedical | MHHS-Greater Heights
NO | NO | [5 empty] | Welch Allyn Inc | SURETEMP PLUS 690 |  |  | GH - WOUND CARE | MHHS-Greater Heights |  | Thermometer, Electronic |  |  |  | Central & Greater Heights |  | GH - WOUND CARE | [5 empty] | THERMOMETERS, ELECTRONIC, PATIENT |  | THERMOMETERELECT-Welch Allyn-SureTemp Plus 690 | THERMOMETERELECT | SureTemp Plus 690 |  |  |  | Welch Allyn | Thermometer, Electronic |  | THERMOMETERELECT-Welch Allyn-SureTemp Plus 690 |  |  |  |  | Covered PM Repair - Biomedical | MHHS-Greater Heights
NO | NO | [5 empty] | Welch Allyn Inc | SURETEMP PLUS 690 |  |  | GH - WOUND CARE | MHHS-Greater Heights |  | Thermometer, Electronic |  |  |  | Central & Greater Heights |  | GH - WOUND CARE | [5 empty] | THERMOMETERS, ELECTRONIC, PATIENT |  | THERMOMETERELECT-Welch Allyn-SureTemp Plus 690 | THERMOMETERELECT | SureTemp Plus 690 |  |  |  | Welch Allyn | Thermometer, Electronic |  | THERMOMETERELECT-Welch Allyn-SureTemp Plus 690 |  |  |  |  | Covered PM Repair - Biomedical | MHHS-Greater Heights
NO | NO | [5 empty] | Welch Allyn Inc | SURETEMP PLUS 690 |  |  | KATY - ICU | MHHS-Katy |  | Thermometer, Electronic |  |  |  | Katy |  | KATY - ICU | [5 empty] | THERMOMETERS, ELECTRONIC, PATIENT |  | THERMOMETERELECT-Welch Allyn-SureTemp Plus 690 | THERMOMETERELECT | SureTemp Plus 690 |  |  |  | Welch Allyn | Thermometer, Electronic |  | THERMOMETERELECT-Welch Allyn-SureTemp Plus 690 |  |  |  |  | Covered PM Repair - Biomedical | MHHS-Katy
NO | NO | [5 empty] | Welch Allyn Inc | SURETEMP PLUS 690 |  |  | KATY - POSTPARTUM - 2W | MHHS-Katy |  | Thermometer, Electronic |  |  |  | Katy |  | KATY - POSTPARTUM - 2W | [5 empty] | THERMOMETERS, ELECTRONIC, PATIENT |  | THERMOMETERELECT-Welch Allyn-SureTemp Plus 690 | THERMOMETERELECT | SureTemp Plus 690 |  |  |  | Welch Allyn | Thermometer, Electronic |  | THERMOMETERELECT-Welch Allyn-SureTemp Plus 690 |  |  |  |  | Covered PM Repair - Biomedical | MHHS-Katy
NO | NO | [5 empty] | Welch Allyn Inc | SURETEMP PLUS 690 |  |  | KATY - POSTPARTUM - 2W | MHHS-Katy |  | Thermometer, Electronic |  |  |  | Katy |  | KATY - POSTPARTUM - 2W | [5 empty] | THERMOMETERS, ELECTRONIC, PATIENT |  | THERMOMETERELECT-Welch Allyn-SureTemp Plus 690 | THERMOMETERELECT | SureTemp Plus 690 |  |  |  | Welch Allyn | Thermometer, Electronic |  | THERMOMETERELECT-Welch Allyn-SureTemp Plus 690 |  |  |  |  | Covered PM Repair - Biomedical | MHHS-Katy
NO | NO |  |  |  | 017-01269 |  | Welch Allyn Inc | SURETEMP PLUS 690 |  |  | MH MG - (MC) - MEMORIAL CITY (MP3) | MHHS-MG |  | Thermometer, Electronic |  | 017-01269 |  | West & Memorial City |  | MH MG - (MC) - MEMORIAL CITY (MP3) | [5 empty] | THERMOMETERS, ELECTRONIC, PATIENT |  | THERMOMETERELECT-Welch Allyn-SureTemp Plus 690 | THERMOMETERELECT | SureTemp Plus 690 |  |  |  | Welch Allyn | Thermometer, Electronic |  | THERMOMETERELECT-Welch Allyn-SureTemp Plus 690 |  |  |  |  | Covered PM Repair - Biomedical | MHHS-MG
NO | NO |  |  |  | 929-01191 |  | Welch Allyn Inc | SURETEMP PLUS 690 |  |  | MH MG - (MC) - MENTAL HEALTH CRISIS CENTER - SPRING BRANCH | MHHS-MG |  | Thermometer, Electronic |  | 929-01191 |  | West & Memorial City |  | MH MG - (MC) - MENTAL HEALTH CRISIS CENTER - SPRING BRANCH | [5 empty] | THERMOMETERS, ELECTRONIC, PATIENT |  | THERMOMETERELECT-Welch Allyn-SureTemp Plus 690 | THERMOMETERELECT | SureTemp Plus 690 |  |  |  | Welch Allyn | Thermometer, Electronic |  | THERMOMETERELECT-Welch Allyn-SureTemp Plus 690 |  |  |  |  | Covered PM Repair - Biomedical | MHHS-MG
NO | NO | [5 empty] | Welch Allyn Inc | SURETEMP PLUS 690 |  |  | MEMORIAL CITY - ER | MHHS-Mem City |  | Thermometer, Electronic |  |  |  | West & Memorial City |  | MEMORIAL CITY - ER | [5 empty] | THERMOMETERS, ELECTRONIC, PATIENT |  | THERMOMETERELECT-Welch Allyn-SureTemp Plus 690 | THERMOMETERELECT | SureTemp Plus 690 |  |  |  | Welch Allyn | Thermometer, Electronic |  | THERMOMETERELECT-Welch Allyn-SureTemp Plus 690 |  |  |  |  | Covered PM Repair - Biomedical | MHHS-Mem City
NO | NO | [5 empty] | Welch Allyn Inc | SURETEMP PLUS 690 |  |  | MEMORIAL CITY - ER | MHHS-Mem City |  | Thermometer, Electronic |  |  |  | West & Memorial City |  | MEMORIAL CITY - ER | [5 empty] | THERMOMETERS, ELECTRONIC, PATIENT |  | THERMOMETERELECT-Welch Allyn-SureTemp Plus 690 | THERMOMETERELECT | SureTemp Plus 690 |  |  |  | Welch Allyn | Thermometer, Electronic |  | THERMOMETERELECT-Welch Allyn-SureTemp Plus 690 |  |  |  |  | Covered PM Repair - Biomedical | MHHS-Mem City
NO | NO |  |  |  | 041-32242 |  | Welch Allyn Inc | SURETEMP PLUS 690 |  |  | MEMORIAL CITY - MED/SURG | MHHS-Mem City |  | Thermometer, Electronic |  | 041-32242 |  | West & Memorial City |  | MEMORIAL CITY - MED/SURG | [5 empty] | THERMOMETERS, ELECTRONIC, PATIENT |  | THERMOMETERELECT-Welch Allyn-SureTemp Plus 690 | THERMOMETERELECT | SureTemp Plus 690 |  |  |  | Welch Allyn | Thermometer, Electronic |  | THERMOMETERELECT-Welch Allyn-SureTemp Plus 690 |  |  |  |  | Covered PM Repair - Biomedical | MHHS-Mem City
NO | NO |  |  |  | 041-32244 |  | Welch Allyn Inc | SURETEMP PLUS 690 |  |  | MEMORIAL CITY - MED/SURG | MHHS-Mem City |  | Thermometer, Electronic |  | 041-32244 |  | West & Memorial City |  | MEMORIAL CITY - MED/SURG | [5 empty] | THERMOMETERS, ELECTRONIC, PATIENT |  | THERMOMETERELECT-Welch Allyn-SureTemp Plus 690 | THERMOMETERELECT | SureTemp Plus 690 |  |  |  | Welch Allyn | Thermometer, Electronic |  | THERMOMETERELECT-Welch Allyn-SureTemp Plus 690 |  |  |  |  | Covered PM Repair - Biomedical | MHHS-Mem City
NO | NO |  |  |  | 041-32243 |  | Welch Allyn Inc | SURETEMP PLUS 690 |  |  | MEMORIAL CITY - MHT - MED/SURG | MHHS-Mem City |  | Thermometer, Electronic |  | 041-32243 |  | West & Memorial City |  | MEMORIAL CITY - MHT - MED/SURG | [5 empty] | THERMOMETERS, ELECTRONIC, PATIENT |  | THERMOMETERELECT-Welch Allyn-SureTemp Plus 690 | THERMOMETERELECT | SureTemp Plus 690 |  |  |  | Welch Allyn | Thermometer, Electronic |  | THERMOMETERELECT-Welch Allyn-SureTemp Plus 690 |  |  |  |  | Covered PM Repair - Biomedical | MHHS-Mem City
NO | NO |  |  |  | 041-32245 |  | Welch Allyn Inc | SURETEMP PLUS 690 |  |  | MEMORIAL CITY - MHT - ONCOLOGY | MHHS-Mem City |  | Thermometer, Electronic |  | 041-32245 |  | West & Memorial City |  | MEMORIAL CITY - MHT - ONCOLOGY | [5 empty] | THERMOMETERS, ELECTRONIC, PATIENT |  | THERMOMETERELECT-Welch Allyn-SureTemp Plus 690 | THERMOMETERELECT | SureTemp Plus 690 |  |  |  | Welch Allyn | Thermometer, Electronic |  | THERMOMETERELECT-Welch Allyn-SureTemp Plus 690 |  |  |  |  | Covered PM Repair - Biomedical | MHHS-Mem City
NO | NO |  |  |  | 041-32246 |  | Welch Allyn Inc | SURETEMP PLUS 690 |  |  | MEMORIAL CITY - MHT - ONCOLOGY | MHHS-Mem City |  | Thermometer, Electronic |  | 041-32246 |  | West & Memorial City |  | MEMORIAL CITY - MHT - ONCOLOGY | [5 empty] | THERMOMETERS, ELECTRONIC, PATIENT |  | THERMOMETERELECT-Welch Allyn-SureTemp Plus 690 | THERMOMETERELECT | SureTemp Plus 690 |  |  |  | Welch Allyn | Thermometer, Electronic |  | THERMOMETERELECT-Welch Allyn-SureTemp Plus 690 |  |  |  |  | Covered PM Repair - Biomedical | MHHS-Mem City
NO | NO |  |  |  | 041-32671 |  | Welch Allyn Inc | SURETEMP PLUS 690 |  | 21 18335914 | MEMORIAL CITY - POSTPARTUM | MHHS-Mem City |  | Thermometer, Electronic |  | 041-32671 |  | West & Memorial City |  | MEMORIAL CITY - POSTPARTUM | [5 empty] | THERMOMETERS, ELECTRONIC, PATIENT |  | THERMOMETERELECT-Welch Allyn-SureTemp Plus 690 | THERMOMETERELECT | SureTemp Plus 690 |  |  |  | Welch Allyn | Thermometer, Electronic |  | THERMOMETERELECT-Welch Allyn-SureTemp Plus 690 |  |  |  |  | Covered PM Repair - Biomedical | MHHS-Mem City
NO | NO |  |  |  | 041-32672 |  | Welch Allyn Inc | SURETEMP PLUS 690 |  | 21 18334328 | MEMORIAL CITY - POSTPARTUM | MHHS-Mem City |  | Thermometer, Electronic |  | 041-32672 |  | West & Memorial City |  | MEMORIAL CITY - POSTPARTUM | [5 empty] | THERMOMETERS, ELECTRONIC, PATIENT |  | THERMOMETERELECT-Welch Allyn-SureTemp Plus 690 | THERMOMETERELECT | SureTemp Plus 690 |  |  |  | Welch Allyn | Thermometer, Electronic |  | THERMOMETERELECT-Welch Allyn-SureTemp Plus 690 |  |  |  |  | Covered PM Repair - Biomedical | MHHS-Mem City
NO | NO |  |  |  | 041-32673 |  | Welch Allyn Inc | SURETEMP PLUS 690 |  | 21 18334330 | MEMORIAL CITY - POSTPARTUM | MHHS-Mem City |  | Thermometer, Electronic |  | 041-32673 |  | West & Memorial City |  | MEMORIAL CITY - POSTPARTUM | [5 empty] | THERMOMETERS, ELECTRONIC, PATIENT |  | THERMOMETERELECT-Welch Allyn-SureTemp Plus 690 | THERMOMETERELECT | SureTemp Plus 690 |  |  |  | Welch Allyn | Thermometer, Electronic |  | THERMOMETERELECT-Welch Allyn-SureTemp Plus 690 |  |  |  |  | Covered PM Repair - Biomedical | MHHS-Mem City
NO | NO |  |  |  | 041-32674 |  | Welch Allyn Inc | SURETEMP PLUS 690 |  | 21 18335905 | MEMORIAL CITY - POSTPARTUM | MHHS-Mem City |  | Thermometer, Electronic |  | 041-32674 |  | West & Memorial City |  | MEMORIAL CITY - POSTPARTUM | [5 empty] | THERMOMETERS, ELECTRONIC, PATIENT |  | THERMOMETERELECT-Welch Allyn-SureTemp Plus 690 | THERMOMETERELECT | SureTemp Plus 690 |  |  |  | Welch Allyn | Thermometer, Electronic |  | THERMOMETERELECT-Welch Allyn-SureTemp Plus 690 |  |  |  |  | Covered PM Repair - Biomedical | MHHS-Mem City
NO | NO | [5 empty] | Welch Allyn Inc | SURETEMP PLUS 690 |  |  | MH MG - (GH) - GH TIMESHARE | MHHS-MG |  | Thermometer, Electronic |  |  |  | Central & Greater Heights |  | MH MG - (GH) - GH TIMESHARE | [5 empty] | THERMOMETERS, ELECTRONIC, PATIENT |  | THERMOMETERELECT-Welch Allyn-SureTemp Plus 690 | THERMOMETERELECT | SureTemp Plus 690 |  |  |  | Welch Allyn | Thermometer, Electronic |  | THERMOMETERELECT-Welch Allyn-SureTemp Plus 690 |  |  |  |  | Covered PM Repair - Biomedical | MHHS-MG
NO | NO |  |  |  | 017-01308 |  | Welch Allyn Inc | SURETEMP PLUS 690 |  |  | MH MG - (SL) - PHYSICIANS AT SUGAR CREEK | MHHS-MG |  | Thermometer, Electronic |  | 017-01308 |  | Sugar Land |  | MH MG - (SL) - PHYSICIANS AT SUGAR CREEK | [5 empty] | THERMOMETERS, ELECTRONIC, PATIENT |  | THERMOMETERELECT-Welch Allyn-SureTemp Plus 690 | THERMOMETERELECT | SureTemp Plus 690 |  |  |  | Welch Allyn | Thermometer, Electronic |  | THERMOMETERELECT-Welch Allyn-SureTemp Plus 690 |  |  |  |  | Not Covered Vendor Only - Biomedical | MHHS-MG
NO | NO | [5 empty] | Welch Allyn Inc | SURETEMP PLUS 690 |  |  | MH MG - (SL) - SUGAR LAND MULTI-SPECIALTY (MP1) | MHHS-MG |  | Thermometer, Electronic |  |  |  | Sugar Land |  | MH MG - (SL) - SUGAR LAND MULTI-SPECIALTY (MP1) | [5 empty] | THERMOMETERS, ELECTRONIC, PATIENT |  | THERMOMETERELECT-Welch Allyn-SureTemp Plus 690 | THERMOMETERELECT | SureTemp Plus 690 |  |  |  | Welch Allyn | Thermometer, Electronic |  | THERMOMETERELECT-Welch Allyn-SureTemp Plus 690 |  |  |  |  | Covered PM Repair - Biomedical | MHHS-MG
NO | NO | [5 empty] | Welch Allyn Inc | SURETEMP PLUS 690 |  |  | MH MG - (SL) - SUGAR LAND MULTI-SPECIALTY (MP1) | MHHS-MG |  | Thermometer, Electronic |  |  |  | Sugar Land |  | MH MG - (SL) - SUGAR LAND MULTI-SPECIALTY (MP1) | [5 empty] | THERMOMETERS, ELECTRONIC, PATIENT |  | THERMOMETERELECT-Welch Allyn-SureTemp Plus 690 | THERMOMETERELECT | SureTemp Plus 690 |  |  |  | Welch Allyn | Thermometer, Electronic |  | THERMOMETERELECT-Welch Allyn-SureTemp Plus 690 |  |  |  |  | Covered PM Repair - Biomedical | MHHS-MG
NO | NO | [5 empty] | Welch Allyn Inc | SURETEMP PLUS 690 |  |  | MH MG - (SL) - SUGAR LAND MULTI-SPECIALTY (MP1) | MHHS-MG |  | Thermometer, Electronic |  |  |  | Sugar Land |  | MH MG - (SL) - SUGAR LAND MULTI-SPECIALTY (MP1) | [5 empty] | THERMOMETERS, ELECTRONIC, PATIENT |  | THERMOMETERELECT-Welch Allyn-SureTemp Plus 690 | THERMOMETERELECT | SureTemp Plus 690 |  |  |  | Welch Allyn | Thermometer, Electronic |  | THERMOMETERELECT-Welch Allyn-SureTemp Plus 690 |  |  |  |  | Covered PM Repair - Biomedical | MHHS-MG
NO | NO | [5 empty] | Welch Allyn Inc | SURETEMP PLUS 690 |  |  | MH MG - (SL) - SUGAR LAND MULTI-SPECIALTY (MP1) | MHHS-MG |  | Thermometer, Electronic |  |  |  | Sugar Land |  | MH MG - (SL) - SUGAR LAND MULTI-SPECIALTY (MP1) | [5 empty] | THERMOMETERS, ELECTRONIC, PATIENT |  | THERMOMETERELECT-Welch Allyn-SureTemp Plus 690 | THERMOMETERELECT | SureTemp Plus 690 |  |  |  | Welch Allyn | Thermometer, Electronic |  | THERMOMETERELECT-Welch Allyn-SureTemp Plus 690 |  |  |  |  | Covered PM Repair - Biomedical | MHHS-MG
NO | NO | [5 empty] | Welch Allyn Inc | SURETEMP PLUS 690 |  |  | MH MG - (SL) - SUGAR LAND MULTI-SPECIALTY (MP1) | MHHS-MG |  | Thermometer, Electronic |  |  |  | Sugar Land |  | MH MG - (SL) - SUGAR LAND MULTI-SPECIALTY (MP1) | [5 empty] | THERMOMETERS, ELECTRONIC, PATIENT |  | THERMOMETERELECT-Welch Allyn-SureTemp Plus 690 | THERMOMETERELECT | SureTemp Plus 690 |  |  |  | Welch Allyn | Thermometer, Electronic |  | THERMOMETERELECT-Welch Allyn-SureTemp Plus 690 |  |  |  |  | Covered PM Repair - Biomedical | MHHS-MG
NO | NO |  |  |  | 000-02885 |  | Welch Allyn Inc | SURETEMP PLUS 690 |  |  | MH MG - (STX) - SOUTH TEXAS - WHARTON | MHHS-MG |  | Thermometer, Electronic |  | 000-02885 |  | South |  | MH MG - (STX) - SOUTH TEXAS - WHARTON | [5 empty] | THERMOMETERS, ELECTRONIC, PATIENT |  | THERMOMETERELECT-Welch Allyn-SureTemp Plus 690 | THERMOMETERELECT | SureTemp Plus 690 |  |  |  | Welch Allyn | Thermometer, Electronic |  | THERMOMETERELECT-Welch Allyn-SureTemp Plus 690 |  |  |  |  | Covered PM Repair - Biomedical | MHHS-MG
NO | NO |  |  |  | 000-02886 |  | Welch Allyn Inc | SURETEMP PLUS 690 |  |  | MH MG - (STX) - SOUTH TEXAS - WHARTON | MHHS-MG |  | Thermometer, Electronic |  | 000-02886 |  | South |  | MH MG - (STX) - SOUTH TEXAS - WHARTON | [5 empty] | THERMOMETERS, ELECTRONIC, PATIENT |  | THERMOMETERELECT-Welch Allyn-SureTemp Plus 690 | THERMOMETERELECT | SureTemp Plus 690 |  |  |  | Welch Allyn | Thermometer, Electronic |  | THERMOMETERELECT-Welch Allyn-SureTemp Plus 690 |  |  |  |  | Covered PM Repair - Biomedical | MHHS-MG
NO | NO |  |  |  | 129-07234 |  | Welch Allyn Inc | SURETEMP PLUS 690 |  |  | MH MG - (STX) - SOUTH TEXAS - WHARTON | MHHS-MG |  | Thermometer, Electronic |  | 129-07234 |  | South |  | MH MG - (STX) - SOUTH TEXAS - WHARTON | [5 empty] | THERMOMETERS, ELECTRONIC, PATIENT |  | THERMOMETERELECT-Welch Allyn-SureTemp Plus 690 | THERMOMETERELECT | SureTemp Plus 690 |  |  |  | Welch Allyn | Thermometer, Electronic |  | THERMOMETERELECT-Welch Allyn-SureTemp Plus 690 |  |  |  |  | Covered PM Repair - Biomedical | MHHS-MG
NO | NO |  |  |  | 129-07287 |  | Welch Allyn Inc | SURETEMP PLUS 690 |  |  | MH MG - (STX) - SOUTH TEXAS - WHARTON | MHHS-MG |  | Thermometer, Electronic |  | 129-07287 |  | South |  | MH MG - (STX) - SOUTH TEXAS - WHARTON | [5 empty] | THERMOMETERS, ELECTRONIC, PATIENT |  | THERMOMETERELECT-Welch Allyn-SureTemp Plus 690 | THERMOMETERELECT | SureTemp Plus 690 |  |  |  | Welch Allyn | Thermometer, Electronic |  | THERMOMETERELECT-Welch Allyn-SureTemp Plus 690 |  |  |  |  | Covered PM Repair - Biomedical | MHHS-MG
NO | NO |  |  |  | 129-07288 |  | Welch Allyn Inc | SURETEMP PLUS 690 |  |  | MH MG - (STX) - SOUTH TEXAS - WHARTON | MHHS-MG |  | Thermometer, Electronic |  | 129-07288 |  | South |  | MH MG - (STX) - SOUTH TEXAS - WHARTON | [5 empty] | THERMOMETERS, ELECTRONIC, PATIENT |  | THERMOMETERELECT-Welch Allyn-SureTemp Plus 690 | THERMOMETERELECT | SureTemp Plus 690 |  |  |  | Welch Allyn | Thermometer, Electronic |  | THERMOMETERELECT-Welch Allyn-SureTemp Plus 690 |  |  |  |  | Not Covered Vendor Only - Biomedical | MHHS-MG
NO | NO |  |  |  | 129-07292 |  | Welch Allyn Inc | SURETEMP PLUS 690 |  |  | MH MG - (STX) - SOUTH TEXAS - WHARTON | MHHS-MG |  | Thermometer, Electronic |  | 129-07292 |  | South |  | MH MG - (STX) - SOUTH TEXAS - WHARTON | [5 empty] | THERMOMETERS, ELECTRONIC, PATIENT |  | THERMOMETERELECT-Welch Allyn-SureTemp Plus 690 | THERMOMETERELECT | SureTemp Plus 690 |  |  |  | Welch Allyn | Thermometer, Electronic |  | THERMOMETERELECT-Welch Allyn-SureTemp Plus 690 |  |  |  |  | Covered PM Repair - Biomedical | MHHS-MG
NO | NO |  |  |  | 129-07293 |  | Welch Allyn Inc | SURETEMP PLUS 690 |  |  | MH MG - (STX) - SOUTH TEXAS - WHARTON | MHHS-MG |  | Thermometer, Electronic |  | 129-07293 |  | South |  | MH MG - (STX) - SOUTH TEXAS - WHARTON | [5 empty] | THERMOMETERS, ELECTRONIC, PATIENT |  | THERMOMETERELECT-Welch Allyn-SureTemp Plus 690 | THERMOMETERELECT | SureTemp Plus 690 |  |  |  | Welch Allyn | Thermometer, Electronic |  | THERMOMETERELECT-Welch Allyn-SureTemp Plus 690 |  |  |  |  | Covered PM Repair - Biomedical | MHHS-MG
NO | NO |  |  |  | 129-07294 |  | Welch Allyn Inc | SURETEMP PLUS 690 |  |  | MH MG - (STX) - SOUTH TEXAS - WHARTON | MHHS-MG |  | Thermometer, Electronic |  | 129-07294 |  | South |  | MH MG - (STX) - SOUTH TEXAS - WHARTON | [5 empty] | THERMOMETERS, ELECTRONIC, PATIENT |  | THERMOMETERELECT-Welch Allyn-SureTemp Plus 690 | THERMOMETERELECT | SureTemp Plus 690 |  |  |  | Welch Allyn | Thermometer, Electronic |  | THERMOMETERELECT-Welch Allyn-SureTemp Plus 690 |  |  |  |  | Not Covered Vendor Only - Biomedical | MHHS-MG
NO | NO |  |  |  | 129-07314 |  | Welch Allyn Inc | SURETEMP PLUS 690 |  |  | MH MG - (STX) - SOUTH TEXAS - WHARTON | MHHS-MG |  | Thermometer, Electronic |  | 129-07314 |  | South |  | MH MG - (STX) - SOUTH TEXAS - WHARTON | [5 empty] | THERMOMETERS, ELECTRONIC, PATIENT |  | THERMOMETERELECT-Welch Allyn-SureTemp Plus 690 | THERMOMETERELECT | SureTemp Plus 690 |  |  |  | Welch Allyn | Thermometer, Electronic |  | THERMOMETERELECT-Welch Allyn-SureTemp Plus 690 |  |  |  |  | Covered PM Repair - Biomedical | MHHS-MG
NO | NO |  |  |  | 129-07316 |  | Welch Allyn Inc | SURETEMP PLUS 690 |  |  | MH MG - (STX) - SOUTH TEXAS - WHARTON | MHHS-MG |  | Thermometer, Electronic |  | 129-07316 |  | South |  | MH MG - (STX) - SOUTH TEXAS - WHARTON | [5 empty] | THERMOMETERS, ELECTRONIC, PATIENT |  | THERMOMETERELECT-Welch Allyn-SureTemp Plus 690 | THERMOMETERELECT | SureTemp Plus 690 |  |  |  | Welch Allyn | Thermometer, Electronic |  | THERMOMETERELECT-Welch Allyn-SureTemp Plus 690 |  |  |  |  | Covered PM Repair - Biomedical | MHHS-MG
NO | NO |  |  |  | 129-07317 |  | Welch Allyn Inc | SURETEMP PLUS 690 |  |  | MH MG - (STX) - SOUTH TEXAS - WHARTON | MHHS-MG |  | Thermometer, Electronic |  | 129-07317 |  | South |  | MH MG - (STX) - SOUTH TEXAS - WHARTON | [5 empty] | THERMOMETERS, ELECTRONIC, PATIENT |  | THERMOMETERELECT-Welch Allyn-SureTemp Plus 690 | THERMOMETERELECT | SureTemp Plus 690 |  |  |  | Welch Allyn | Thermometer, Electronic |  | THERMOMETERELECT-Welch Allyn-SureTemp Plus 690 |  |  |  |  | Not Covered Vendor Only - Biomedical | MHHS-MG
NO | NO |  |  |  | 129-07318 |  | Welch Allyn Inc | SURETEMP PLUS 690 |  |  | MH MG - (STX) - SOUTH TEXAS - WHARTON | MHHS-MG |  | Thermometer, Electronic |  | 129-07318 |  | South |  | MH MG - (STX) - SOUTH TEXAS - WHARTON | [5 empty] | THERMOMETERS, ELECTRONIC, PATIENT |  | THERMOMETERELECT-Welch Allyn-SureTemp Plus 690 | THERMOMETERELECT | SureTemp Plus 690 |  |  |  | Welch Allyn | Thermometer, Electronic |  | THERMOMETERELECT-Welch Allyn-SureTemp Plus 690 |  |  |  |  | Covered PM Repair - Biomedical | MHHS-MG
NO | NO |  |  |  | 129-07320 |  | Welch Allyn Inc | SURETEMP PLUS 690 |  |  | MH MG - (STX) - SOUTH TEXAS - WHARTON | MHHS-MG |  | Thermometer, Electronic |  | 129-07320 |  | South |  | MH MG - (STX) - SOUTH TEXAS - WHARTON | [5 empty] | THERMOMETERS, ELECTRONIC, PATIENT |  | THERMOMETERELECT-Welch Allyn-SureTemp Plus 690 | THERMOMETERELECT | SureTemp Plus 690 |  |  |  | Welch Allyn | Thermometer, Electronic |  | THERMOMETERELECT-Welch Allyn-SureTemp Plus 690 |  |  |  |  | Covered PM Repair - Biomedical | MHHS-MG
NO | NO |  |  |  | 069-33297 |  | Welch Allyn Inc | SURETEMP PLUS 690 |  |  | MH MG - (TMC) - INT MED/ENDOCRINOLOGY (STE 2015) | MHHS-MG |  | Thermometer, Electronic |  | 069-33297 |  | TMC |  | MH MG - (TMC) - INT MED/ENDOCRINOLOGY (STE 2015) | [5 empty] | THERMOMETERS, ELECTRONIC, PATIENT |  | THERMOMETERELECT-Welch Allyn-SureTemp Plus 690 | THERMOMETERELECT | SureTemp Plus 690 |  |  |  | Welch Allyn | Thermometer, Electronic |  | THERMOMETERELECT-Welch Allyn-SureTemp Plus 690 |  |  |  |  | Covered PM Repair - Biomedical | MHHS-MG
NO | NO |  |  |  | 069-40280 |  | Welch Allyn Inc | SURETEMP PLUS 690 |  |  | MH MG - (TMC) - INT MED/ENDOCRINOLOGY (STE 2015) | MHHS-MG |  | Thermometer, Electronic |  | 069-40280 |  | TMC |  | MH MG - (TMC) - INT MED/ENDOCRINOLOGY (STE 2015) | [5 empty] | THERMOMETERS, ELECTRONIC, PATIENT |  | THERMOMETERELECT-Welch Allyn-SureTemp Plus 690 | THERMOMETERELECT | SureTemp Plus 690 |  |  |  | Welch Allyn | Thermometer, Electronic |  | THERMOMETERELECT-Welch Allyn-SureTemp Plus 690 |  |  |  |  | Covered PM Repair - Biomedical | MHHS-MG
NO | NO |  |  |  | 069-33286 |  | Welch Allyn Inc | SURETEMP PLUS 690 |  |  | MH MG - (TMC) - PEDIATRICS (STE 2445) | MHHS-MG |  | Thermometer, Electronic |  | 069-33286 |  | TMC |  | MH MG - (TMC) - PEDIATRICS (STE 2445) | [5 empty] | THERMOMETERS, ELECTRONIC, PATIENT |  | THERMOMETERELECT-Welch Allyn-SureTemp Plus 690 | THERMOMETERELECT | SureTemp Plus 690 |  |  |  | Welch Allyn | Thermometer, Electronic |  | THERMOMETERELECT-Welch Allyn-SureTemp Plus 690 |  |  |  |  | Covered PM Repair - Biomedical | MHHS-MG
NO | NO | [5 empty] | Welch Allyn Inc | SURETEMP PLUS 690 |  |  | MH MG - (TMC) - PEDIATRICS (STE 2445) | MHHS-MG |  | Thermometer, Electronic |  |  |  | TMC |  | MH MG - (TMC) - PEDIATRICS (STE 2445) | [5 empty] | THERMOMETERS, ELECTRONIC, PATIENT |  | THERMOMETERELECT-Welch Allyn-SureTemp Plus 690 | THERMOMETERELECT | SureTemp Plus 690 |  |  |  | Welch Allyn | Thermometer, Electronic |  | THERMOMETERELECT-Welch Allyn-SureTemp Plus 690 |  |  |  |  | Covered PM Repair - Biomedical | MHHS-MG
NO | NO |  |  |  | 029-07881 |  | Welch Allyn Inc | SURETEMP PLUS 690 |  |  | MH MG - (WDLS) - TWL PINECROFT (100/101) | MHHS-MG |  | Thermometer, Electronic |  | 029-07881 |  | Woodlands |  | MH MG - (WDLS) - TWL PINECROFT (100/101) | [5 empty] | THERMOMETERS, ELECTRONIC, PATIENT |  | THERMOMETERELECT-Welch Allyn-SureTemp Plus 690 | THERMOMETERELECT | SureTemp Plus 690 |  |  |  | Welch Allyn | Thermometer, Electronic |  | THERMOMETERELECT-Welch Allyn-SureTemp Plus 690 |  |  |  |  | Covered PM Repair - Biomedical | MHHS-MG
NO | NO |  |  |  | 929-01251 |  | Welch Allyn Inc | SURETEMP PLUS 690 |  |  | MH MG - (WDLS) - TWL PINECROFT (100/101) | MHHS-MG |  | Thermometer, Electronic |  | 929-01251 |  | Woodlands |  | MH MG - (WDLS) - TWL PINECROFT (100/101) | [5 empty] | THERMOMETERS, ELECTRONIC, PATIENT |  | THERMOMETERELECT-Welch Allyn-SureTemp Plus 690 | THERMOMETERELECT | SureTemp Plus 690 |  |  |  | Welch Allyn | Thermometer, Electronic |  | THERMOMETERELECT-Welch Allyn-SureTemp Plus 690 |  |  |  |  | Covered PM Repair - Biomedical | MHHS-MG
NO | NO |  |  |  | 929-01261 |  | Welch Allyn Inc | SURETEMP PLUS 690 |  |  | MH MG - (WDLS) - TWL PINECROFT (100/101) | MHHS-MG |  | Thermometer, Electronic |  | 929-01261 |  | Woodlands |  | MH MG - (WDLS) - TWL PINECROFT (100/101) | [5 empty] | THERMOMETERS, ELECTRONIC, PATIENT |  | THERMOMETERELECT-Welch Allyn-SureTemp Plus 690 | THERMOMETERELECT | SureTemp Plus 690 |  |  |  | Welch Allyn | Thermometer, Electronic |  | THERMOMETERELECT-Welch Allyn-SureTemp Plus 690 |  |  |  |  | Covered PM Repair - Biomedical | MHHS-MG
NO | NO |  |  |  | 929-01265 |  | Welch Allyn Inc | SURETEMP PLUS 690 |  |  | MH MG - (WDLS) - TWL PINECROFT (100/101) | MHHS-MG |  | Thermometer, Electronic |  | 929-01265 |  | Woodlands |  | MH MG - (WDLS) - TWL PINECROFT (100/101) | [5 empty] | THERMOMETERS, ELECTRONIC, PATIENT |  | THERMOMETERELECT-Welch Allyn-SureTemp Plus 690 | THERMOMETERELECT | SureTemp Plus 690 |  |  |  | Welch Allyn | Thermometer, Electronic |  | THERMOMETERELECT-Welch Allyn-SureTemp Plus 690 |  |  |  |  | Covered PM Repair - Biomedical | MHHS-MG
NO | NO |  |  |  | 929-01317 |  | Welch Allyn Inc | SURETEMP PLUS 690 |  |  | MH MG - (WDLS) - TWL PINECROFT (100/101) | MHHS-MG |  | Thermometer, Electronic |  | 929-01317 |  | Woodlands |  | MH MG - (WDLS) - TWL PINECROFT (100/101) | [5 empty] | THERMOMETERS, ELECTRONIC, PATIENT |  | THERMOMETERELECT-Welch Allyn-SureTemp Plus 690 | THERMOMETERELECT | SureTemp Plus 690 |  |  |  | Welch Allyn | Thermometer, Electronic |  | THERMOMETERELECT-Welch Allyn-SureTemp Plus 690 |  |  |  |  | Covered PM Repair - Biomedical | MHHS-MG
NO | NO |  |  |  | 142-07431 |  | Welch Allyn Inc | SURETEMP PLUS 690 |  | (21)18384365 | NE - ER | MHHS-Northeast |  | Thermometer, Electronic |  | 142-07431 |  | Katy |  | NE - ER | [5 empty] | THERMOMETERS, ELECTRONIC, PATIENT |  | THERMOMETERELECT-Welch Allyn-SureTemp Plus 690 | THERMOMETERELECT | SureTemp Plus 690 |  |  |  | Welch Allyn | Thermometer, Electronic |  | THERMOMETERELECT-Welch Allyn-SureTemp Plus 690 |  |  |  |  | Covered PM Repair - Biomedical | MHHS-Northeast
NO | NO |  |  |  | 142-08166 |  | Welch Allyn Inc | SURETEMP PLUS 690 |  | (21)18490661 | NE - ER | MHHS-Northeast |  | Thermometer, Electronic |  | 142-08166 |  | Katy |  | NE - ER | [5 empty] | THERMOMETERS, ELECTRONIC, PATIENT |  | THERMOMETERELECT-Welch Allyn-SureTemp Plus 690 | THERMOMETERELECT | SureTemp Plus 690 |  |  |  | Welch Allyn | Thermometer, Electronic |  | THERMOMETERELECT-Welch Allyn-SureTemp Plus 690 |  |  |  |  | Covered PM Repair - Biomedical | MHHS-Northeast
NO | NO |  |  |  | 142-08169 |  | Welch Allyn Inc | SURETEMP PLUS 690 |  | (21)18490616 | NE - ER | MHHS-Northeast |  | Thermometer, Electronic |  | 142-08169 |  | Katy |  | NE - ER | [5 empty] | THERMOMETERS, ELECTRONIC, PATIENT |  | THERMOMETERELECT-Welch Allyn-SureTemp Plus 690 | THERMOMETERELECT | SureTemp Plus 690 |  |  |  | Welch Allyn | Thermometer, Electronic |  | THERMOMETERELECT-Welch Allyn-SureTemp Plus 690 |  |  |  |  | Covered PM Repair - Biomedical | MHHS-Northeast
NO | NO | [5 empty] | Welch Allyn Inc | SURETEMP PLUS 690 |  |  | OPID - (SE) - VICTORY BREAST CARE (CCC) - 402 | MHHS-OPID |  | Thermometer, Electronic |  |  |  | Southeast & Bay Area |  | OPID - (SE) - VICTORY BREAST CARE (CCC) - 402 | [5 empty] | THERMOMETERS, ELECTRONIC, PATIENT |  | THERMOMETERELECT-Welch Allyn-SureTemp Plus 690 | THERMOMETERELECT | SureTemp Plus 690 |  |  |  | Welch Allyn | Thermometer, Electronic |  | THERMOMETERELECT-Welch Allyn-SureTemp Plus 690 |  |  |  |  | Covered PM Repair - Biomedical | MHHS-OPID
NO | NO | [5 empty] | Welch Allyn Inc | SURETEMP PLUS 690 |  |  | OPID - (SE) - VICTORY BREAST CARE (CCC) - 402 | MHHS-OPID |  | Thermometer, Electronic |  |  |  | Southeast & Bay Area |  | OPID - (SE) - VICTORY BREAST CARE (CCC) - 402 | [5 empty] | THERMOMETERS, ELECTRONIC, PATIENT |  | THERMOMETERELECT-Welch Allyn-SureTemp Plus 690 | THERMOMETERELECT | SureTemp Plus 690 |  |  |  | Welch Allyn | Thermometer, Electronic |  | THERMOMETERELECT-Welch Allyn-SureTemp Plus 690 |  |  |  |  | Covered PM Repair - Biomedical | MHHS-OPID
NO | NO | [5 empty] | Welch Allyn Inc | SURETEMP PLUS 690 |  |  | OPID - (SE) - VICTORY BREAST CARE (CCC) - 402 | MHHS-OPID |  | Thermometer, Electronic |  |  |  | Southeast & Bay Area |  | OPID - (SE) - VICTORY BREAST CARE (CCC) - 402 | [5 empty] | THERMOMETERS, ELECTRONIC, PATIENT |  | THERMOMETERELECT-Welch Allyn-SureTemp Plus 690 | THERMOMETERELECT | SureTemp Plus 690 |  |  |  | Welch Allyn | Thermometer, Electronic |  | THERMOMETERELECT-Welch Allyn-SureTemp Plus 690 |  |  |  |  | Covered PM Repair - Biomedical | MHHS-OPID
NO | NO | [5 empty] | Welch Allyn Inc | SURETEMP PLUS 690 |  |  | OPID - (TMC) - MH IMAGING CENTER - 417 | MHHS-OPID |  | Thermometer, Electronic |  |  |  | TMC |  | OPID - (TMC) - MH IMAGING CENTER - 417 | [5 empty] | THERMOMETERS, ELECTRONIC, PATIENT |  | THERMOMETERELECT-Welch Allyn-SureTemp Plus 690 | THERMOMETERELECT | SureTemp Plus 690 |  |  |  | Welch Allyn | Thermometer, Electronic |  | THERMOMETERELECT-Welch Allyn-SureTemp Plus 690 |  |  |  |  | Covered PM Repair - Biomedical | MHHS-OPID
NO | NO | [5 empty] | Welch Allyn Inc | SURETEMP PLUS 690 |  |  | PEARLAND - EMERGENCY CENTER | MHHS-Pearland Hospital |  | Thermometer, Electronic |  |  |  | Pearland |  | PEARLAND - EMERGENCY CENTER | [5 empty] | THERMOMETERS, ELECTRONIC, PATIENT |  | THERMOMETERELECT-Welch Allyn-SureTemp Plus 690 | THERMOMETERELECT | SureTemp Plus 690 |  |  |  | Welch Allyn | Thermometer, Electronic |  | THERMOMETERELECT-Welch Allyn-SureTemp Plus 690 |  |  |  |  | Covered PM Repair - Biomedical | MHHS-Pearland Hospital
NO | NO | [5 empty] | Welch Allyn Inc | SURETEMP PLUS 690 |  |  | PEARLAND - EMERGENCY CENTER | MHHS-Pearland Hospital |  | Thermometer, Electronic |  |  |  | Pearland |  | PEARLAND - EMERGENCY CENTER | [5 empty] | THERMOMETERS, ELECTRONIC, PATIENT |  | THERMOMETERELECT-Welch Allyn-SureTemp Plus 690 | THERMOMETERELECT | SureTemp Plus 690 |  |  |  | Welch Allyn | Thermometer, Electronic |  | THERMOMETERELECT-Welch Allyn-SureTemp Plus 690 |  |  |  |  | Covered PM Repair - Biomedical | MHHS-Pearland Hospital
NO | NO | [5 empty] | Welch Allyn Inc | SURETEMP PLUS 690 |  |  | PEARLAND - EMERGENCY CENTER | MHHS-Pearland Hospital |  | Thermometer, Electronic |  |  |  | Pearland |  | PEARLAND - EMERGENCY CENTER | [5 empty] | THERMOMETERS, ELECTRONIC, PATIENT |  | THERMOMETERELECT-Welch Allyn-SureTemp Plus 690 | THERMOMETERELECT | SureTemp Plus 690 |  |  |  | Welch Allyn | Thermometer, Electronic |  | THERMOMETERELECT-Welch Allyn-SureTemp Plus 690 |  |  |  |  | Covered PM Repair - Biomedical | MHHS-Pearland Hospital
NO | NO | [5 empty] | Welch Allyn Inc | SURETEMP PLUS 690 |  |  | PEARLAND - EMERGENCY CENTER | MHHS-Pearland Hospital |  | Thermometer, Electronic |  |  |  | Pearland |  | PEARLAND - EMERGENCY CENTER | [5 empty] | THERMOMETERS, ELECTRONIC, PATIENT |  | THERMOMETERELECT-Welch Allyn-SureTemp Plus 690 | THERMOMETERELECT | SureTemp Plus 690 |  |  |  | Welch Allyn | Thermometer, Electronic |  | THERMOMETERELECT-Welch Allyn-SureTemp Plus 690 |  |  |  |  | Covered PM Repair - Biomedical | MHHS-Pearland Hospital
NO | NO | [5 empty] | Welch Allyn Inc | SURETEMP PLUS 690 |  |  | PEARLAND - EMERGENCY CENTER | MHHS-Pearland Hospital |  | Thermometer, Electronic |  |  |  | Pearland |  | PEARLAND - EMERGENCY CENTER | [5 empty] | THERMOMETERS, ELECTRONIC, PATIENT |  | THERMOMETERELECT-Welch Allyn-SureTemp Plus 690 | THERMOMETERELECT | SureTemp Plus 690 |  |  |  | Welch Allyn | Thermometer, Electronic |  | THERMOMETERELECT-Welch Allyn-SureTemp Plus 690 |  |  |  |  | Covered PM Repair - Biomedical | MHHS-Pearland Hospital
NO | NO | [5 empty] | Welch Allyn Inc | SURETEMP PLUS 690 |  |  | PEARLAND - EMERGENCY CENTER | MHHS-Pearland Hospital |  | Thermometer, Electronic |  |  |  | Pearland |  | PEARLAND - EMERGENCY CENTER | [5 empty] | THERMOMETERS, ELECTRONIC, PATIENT |  | THERMOMETERELECT-Welch Allyn-SureTemp Plus 690 | THERMOMETERELECT | SureTemp Plus 690 |  |  |  | Welch Allyn | Thermometer, Electronic |  | THERMOMETERELECT-Welch Allyn-SureTemp Plus 690 |  |  |  |  | Covered PM Repair - Biomedical | MHHS-Pearland Hospital
NO | NO | [5 empty] | Welch Allyn Inc | SURETEMP PLUS 690 |  |  | PEARLAND - EMERGENCY CENTER | MHHS-Pearland Hospital |  | Thermometer, Electronic |  |  |  | Pearland |  | PEARLAND - EMERGENCY CENTER | [5 empty] | THERMOMETERS, ELECTRONIC, PATIENT |  | THERMOMETERELECT-Welch Allyn-SureTemp Plus 690 | THERMOMETERELECT | SureTemp Plus 690 |  |  |  | Welch Allyn | Thermometer, Electronic |  | THERMOMETERELECT-Welch Allyn-SureTemp Plus 690 |  |  |  |  | Covered PM Repair - Biomedical | MHHS-Pearland Hospital
NO | NO | [5 empty] | Welch Allyn Inc | SURETEMP PLUS 690 |  |  | PEARLAND - EMERGENCY CENTER | MHHS-Pearland Hospital |  | Thermometer, Electronic |  |  |  | Pearland |  | PEARLAND - EMERGENCY CENTER | [5 empty] | THERMOMETERS, ELECTRONIC, PATIENT |  | THERMOMETERELECT-Welch Allyn-SureTemp Plus 690 | THERMOMETERELECT | SureTemp Plus 690 |  |  |  | Welch Allyn | Thermometer, Electronic |  | THERMOMETERELECT-Welch Allyn-SureTemp Plus 690 |  |  |  |  | Covered PM Repair - Biomedical | MHHS-Pearland Hospital
NO | NO | [5 empty] | Welch Allyn Inc | SURETEMP PLUS 690 |  |  | PEARLAND - EMERGENCY CENTER | MHHS-Pearland Hospital |  | Thermometer, Electronic |  |  |  | Pearland |  | PEARLAND - EMERGENCY CENTER | [5 empty] | THERMOMETERS, ELECTRONIC, PATIENT |  | THERMOMETERELECT-Welch Allyn-SureTemp Plus 690 | THERMOMETERELECT | SureTemp Plus 690 |  |  |  | Welch Allyn | Thermometer, Electronic |  | THERMOMETERELECT-Welch Allyn-SureTemp Plus 690 |  |  |  |  | Covered PM Repair - Biomedical | MHHS-Pearland Hospital
NO | NO | [5 empty] | Welch Allyn Inc | SURETEMP PLUS 690 |  |  | PEARLAND - EMERGENCY CENTER | MHHS-Pearland Hospital |  | Thermometer, Electronic |  |  |  | Pearland |  | PEARLAND - EMERGENCY CENTER | [5 empty] | THERMOMETERS, ELECTRONIC, PATIENT |  | THERMOMETERELECT-Welch Allyn-SureTemp Plus 690 | THERMOMETERELECT | SureTemp Plus 690 |  |  |  | Welch Allyn | Thermometer, Electronic |  | THERMOMETERELECT-Welch Allyn-SureTemp Plus 690 |  |  |  |  | Covered PM Repair - Biomedical | MHHS-Pearland Hospital
NO | NO | [5 empty] | Welch Allyn Inc | SURETEMP PLUS 690 |  |  | PEARLAND - EMERGENCY CENTER | MHHS-Pearland Hospital |  | Thermometer, Electronic |  |  |  | Pearland |  | PEARLAND - EMERGENCY CENTER | [5 empty] | THERMOMETERS, ELECTRONIC, PATIENT |  | THERMOMETERELECT-Welch Allyn-SureTemp Plus 690 | THERMOMETERELECT | SureTemp Plus 690 |  |  |  | Welch Allyn | Thermometer, Electronic |  | THERMOMETERELECT-Welch Allyn-SureTemp Plus 690 |  |  |  |  | Covered PM Repair - Biomedical | MHHS-Pearland Hospital
NO | NO | [5 empty] | Welch Allyn Inc | SURETEMP PLUS 690 |  |  | PEARLAND - EMERGENCY CENTER | MHHS-Pearland Hospital |  | Thermometer, Electronic |  |  |  | Pearland |  | PEARLAND - EMERGENCY CENTER | [5 empty] | THERMOMETERS, ELECTRONIC, PATIENT |  | THERMOMETERELECT-Welch Allyn-SureTemp Plus 690 | THERMOMETERELECT | SureTemp Plus 690 |  |  |  | Welch Allyn | Thermometer, Electronic |  | THERMOMETERELECT-Welch Allyn-SureTemp Plus 690 |  |  |  |  | Covered PM Repair - Biomedical | MHHS-Pearland Hospital
NO | NO | [5 empty] | Welch Allyn Inc | SURETEMP PLUS 690 |  |  | PEARLAND - EMERGENCY CENTER | MHHS-Pearland Hospital |  | Thermometer, Electronic |  |  |  | Pearland |  | PEARLAND - EMERGENCY CENTER | [5 empty] | THERMOMETERS, ELECTRONIC, PATIENT |  | THERMOMETERELECT-Welch Allyn-SureTemp Plus 690 | THERMOMETERELECT | SureTemp Plus 690 |  |  |  | Welch Allyn | Thermometer, Electronic |  | THERMOMETERELECT-Welch Allyn-SureTemp Plus 690 |  |  |  |  | Covered PM Repair - Biomedical | MHHS-Pearland Hospital
NO | NO | [5 empty] | Welch Allyn Inc | SURETEMP PLUS 690 |  |  | PEARLAND - EMERGENCY CENTER | MHHS-Pearland Hospital |  | Thermometer, Electronic |  |  |  | Pearland |  | PEARLAND - EMERGENCY CENTER | [5 empty] | THERMOMETERS, ELECTRONIC, PATIENT |  | THERMOMETERELECT-Welch Allyn-SureTemp Plus 690 | THERMOMETERELECT | SureTemp Plus 690 |  |  |  | Welch Allyn | Thermometer, Electronic |  | THERMOMETERELECT-Welch Allyn-SureTemp Plus 690 |  |  |  |  | Covered PM Repair - Biomedical | MHHS-Pearland Hospital
NO | NO | [5 empty] | Welch Allyn Inc | SURETEMP PLUS 690 |  |  | PEARLAND - EMERGENCY CENTER | MHHS-Pearland Hospital |  | Thermometer, Electronic |  |  |  | Pearland |  | PEARLAND - EMERGENCY CENTER | [5 empty] | THERMOMETERS, ELECTRONIC, PATIENT |  | THERMOMETERELECT-Welch Allyn-SureTemp Plus 690 | THERMOMETERELECT | SureTemp Plus 690 |  |  |  | Welch Allyn | Thermometer, Electronic |  | THERMOMETERELECT-Welch Allyn-SureTemp Plus 690 |  |  |  |  | Covered PM Repair - Biomedical | MHHS-Pearland Hospital
NO | NO | [5 empty] | Welch Allyn Inc | SURETEMP PLUS 690 |  |  | PEARLAND - EMERGENCY CENTER | MHHS-Pearland Hospital |  | Thermometer, Electronic |  |  |  | Pearland |  | PEARLAND - EMERGENCY CENTER | [5 empty] | THERMOMETERS, ELECTRONIC, PATIENT |  | THERMOMETERELECT-Welch Allyn-SureTemp Plus 690 | THERMOMETERELECT | SureTemp Plus 690 |  |  |  | Welch Allyn | Thermometer, Electronic |  | THERMOMETERELECT-Welch Allyn-SureTemp Plus 690 |  |  |  |  | Covered PM Repair - Biomedical | MHHS-Pearland Hospital
NO | NO |  |  |  | 145-01082 |  | Welch Allyn Inc | SURETEMP PLUS 690 |  | 15060007-138 | PEARLAND - ICU/IMCU | MHHS-Pearland Hospital |  | Thermometer, Electronic |  | 145-01082 |  | Pearland |  | PEARLAND - ICU/IMCU | [5 empty] | THERMOMETERS, ELECTRONIC, PATIENT |  | THERMOMETERELECT-Welch Allyn-SureTemp Plus 690 | THERMOMETERELECT | SureTemp Plus 690 |  |  |  | Welch Allyn | Thermometer, Electronic |  | THERMOMETERELECT-Welch Allyn-SureTemp Plus 690 |  |  |  |  | Covered PM Repair - Biomedical | MHHS-Pearland Hospital
NO | NO |  |  |  | 145-01083 |  | Welch Allyn Inc | SURETEMP PLUS 690 |  | 15050157-014 | PEARLAND - ICU/IMCU | MHHS-Pearland Hospital |  | Thermometer, Electronic |  | 145-01083 |  | Pearland |  | PEARLAND - ICU/IMCU | [5 empty] | THERMOMETERS, ELECTRONIC, PATIENT |  | THERMOMETERELECT-Welch Allyn-SureTemp Plus 690 | THERMOMETERELECT | SureTemp Plus 690 |  |  |  | Welch Allyn | Thermometer, Electronic |  | THERMOMETERELECT-Welch Allyn-SureTemp Plus 690 |  |  |  |  | Covered PM Repair - Biomedical | MHHS-Pearland Hospital
NO | NO | [5 empty] | Welch Allyn Inc | SURETEMP PLUS 690 |  |  | PEARLAND - ICU/IMCU | MHHS-Pearland Hospital |  | Thermometer, Electronic |  |  |  | Pearland |  | PEARLAND - ICU/IMCU | [5 empty] | THERMOMETERS, ELECTRONIC, PATIENT |  | THERMOMETERELECT-Welch Allyn-SureTemp Plus 690 | THERMOMETERELECT | SureTemp Plus 690 |  |  |  | Welch Allyn | Thermometer, Electronic |  | THERMOMETERELECT-Welch Allyn-SureTemp Plus 690 |  |  |  |  | Covered PM Repair - Biomedical | MHHS-Pearland Hospital
NO | NO | [5 empty] | Welch Allyn Inc | SURETEMP PLUS 690 |  |  | PEARLAND - ICU/IMCU | MHHS-Pearland Hospital |  | Thermometer, Electronic |  |  |  | Pearland |  | PEARLAND - ICU/IMCU | [5 empty] | THERMOMETERS, ELECTRONIC, PATIENT |  | THERMOMETERELECT-Welch Allyn-SureTemp Plus 690 | THERMOMETERELECT | SureTemp Plus 690 |  |  |  | Welch Allyn | Thermometer, Electronic |  | THERMOMETERELECT-Welch Allyn-SureTemp Plus 690 |  |  |  |  | Covered PM Repair - Biomedical | MHHS-Pearland Hospital
NO | NO |  |  |  | 142-07356 |  | Welch Allyn Inc | SURETEMP PLUS 690 |  |  | SC CCC - (NE) - EMERGENCY ROOM | MHHS-Summer Creek CCC |  | Thermometer, Electronic |  | 142-07356 |  | Katy |  | SC CCC - (NE) - EMERGENCY ROOM | [5 empty] | THERMOMETERS, ELECTRONIC, PATIENT |  | THERMOMETERELECT-Welch Allyn-SureTemp Plus 690 | THERMOMETERELECT | SureTemp Plus 690 |  |  |  | Welch Allyn | Thermometer, Electronic |  | THERMOMETERELECT-Welch Allyn-SureTemp Plus 690 |  |  |  |  | Covered PM Repair - Biomedical | MHHS-Summer Creek CCC
NO | NO | [5 empty] | Welch Allyn Inc | SURETEMP PLUS 690 |  |  | SE - CATH LAB - RECOVERY | MHHS-Southeast |  | Thermometer, Electronic |  |  |  | Southeast & Bay Area |  | SE - CATH LAB - RECOVERY | [5 empty] | THERMOMETERS, ELECTRONIC, PATIENT |  | THERMOMETERELECT-Welch Allyn-SureTemp Plus 690 | THERMOMETERELECT | SureTemp Plus 690 |  |  |  | Welch Allyn | Thermometer, Electronic |  | THERMOMETERELECT-Welch Allyn-SureTemp Plus 690 |  |  |  |  | Covered PM Repair - Biomedical | MHHS-Southeast
NO | NO | [5 empty] | Welch Allyn Inc | SURETEMP PLUS 690 |  |  | SE - NEONATAL ICU | MHHS-Southeast |  | Thermometer, Electronic |  |  |  | Southeast & Bay Area |  | SE - NEONATAL ICU | [5 empty] | THERMOMETERS, ELECTRONIC, PATIENT |  | THERMOMETERELECT-Welch Allyn-SureTemp Plus 690 | THERMOMETERELECT | SureTemp Plus 690 |  |  |  | Welch Allyn | Thermometer, Electronic |  | THERMOMETERELECT-Welch Allyn-SureTemp Plus 690 |  |  |  |  | Not Covered Vendor Only - Biomedical | MHHS-Southeast
NO | NO |  |  |  | 013-38113 |  | Welch Allyn Inc | SURETEMP PLUS 690 |  | (21)17021497 | SW - ER | MHHS-Southwest |  | Thermometer, Electronic |  | 013-38113 |  | Southwest |  | SW - ER | [5 empty] | THERMOMETERS, ELECTRONIC, PATIENT |  | THERMOMETERELECT-Welch Allyn-SureTemp Plus 690 | THERMOMETERELECT | SureTemp Plus 690 |  |  |  | Welch Allyn | Thermometer, Electronic |  | THERMOMETERELECT-Welch Allyn-SureTemp Plus 690 |  |  |  |  | Covered PM Repair - Biomedical | MHHS-Southwest
NO | NO |  |  |  | 013-38114 |  | Welch Allyn Inc | SURETEMP PLUS 690 |  | (21)17023332 | SW - ER | MHHS-Southwest |  | Thermometer, Electronic |  | 013-38114 |  | Southwest |  | SW - ER | [5 empty] | THERMOMETERS, ELECTRONIC, PATIENT |  | THERMOMETERELECT-Welch Allyn-SureTemp Plus 690 | THERMOMETERELECT | SureTemp Plus 690 |  |  |  | Welch Allyn | Thermometer, Electronic |  | THERMOMETERELECT-Welch Allyn-SureTemp Plus 690 |  |  |  |  | Covered PM Repair - Biomedical | MHHS-Southwest
NO | NO |  |  |  | 013-38115 |  | Welch Allyn Inc | SURETEMP PLUS 690 |  | (21)17021602 | SW - ER | MHHS-Southwest |  | Thermometer, Electronic |  | 013-38115 |  | Southwest |  | SW - ER | [5 empty] | THERMOMETERS, ELECTRONIC, PATIENT |  | THERMOMETERELECT-Welch Allyn-SureTemp Plus 690 | THERMOMETERELECT | SureTemp Plus 690 |  |  |  | Welch Allyn | Thermometer, Electronic |  | THERMOMETERELECT-Welch Allyn-SureTemp Plus 690 |  |  |  |  | Covered PM Repair - Biomedical | MHHS-Southwest
NO | NO |  |  |  | 013-38116 |  | Welch Allyn Inc | SURETEMP PLUS 690 |  | (21)17021586 | SW - ER | MHHS-Southwest |  | Thermometer, Electronic |  | 013-38116 |  | Southwest |  | SW - ER | [5 empty] | THERMOMETERS, ELECTRONIC, PATIENT |  | THERMOMETERELECT-Welch Allyn-SureTemp Plus 690 | THERMOMETERELECT | SureTemp Plus 690 |  |  |  | Welch Allyn | Thermometer, Electronic |  | THERMOMETERELECT-Welch Allyn-SureTemp Plus 690 |  |  |  |  | Covered PM Repair - Biomedical | MHHS-Southwest
NO | NO |  |  |  | 013-38117 |  | Welch Allyn Inc | SURETEMP PLUS 690 |  | (21)17021583 | SW - ER | MHHS-Southwest |  | Thermometer, Electronic |  | 013-38117 |  | Southwest |  | SW - ER | [5 empty] | THERMOMETERS, ELECTRONIC, PATIENT |  | THERMOMETERELECT-Welch Allyn-SureTemp Plus 690 | THERMOMETERELECT | SureTemp Plus 690 |  |  |  | Welch Allyn | Thermometer, Electronic |  | THERMOMETERELECT-Welch Allyn-SureTemp Plus 690 |  |  |  |  | Covered PM Repair - Biomedical | MHHS-Southwest
NO | NO |  |  |  | 013-38118 |  | Welch Allyn Inc | SURETEMP PLUS 690 |  | (21)17021592 | SW - ER | MHHS-Southwest |  | Thermometer, Electronic |  | 013-38118 |  | Southwest |  | SW - ER | [5 empty] | THERMOMETERS, ELECTRONIC, PATIENT |  | THERMOMETERELECT-Welch Allyn-SureTemp Plus 690 | THERMOMETERELECT | SureTemp Plus 690 |  |  |  | Welch Allyn | Thermometer, Electronic |  | THERMOMETERELECT-Welch Allyn-SureTemp Plus 690 |  |  |  |  | Covered PM Repair - Biomedical | MHHS-Southwest
NO | NO |  |  |  | 013-38120 |  | Welch Allyn Inc | SURETEMP PLUS 690 |  | (21)17021593 | SW - ER | MHHS-Southwest |  | Thermometer, Electronic |  | 013-38120 |  | Southwest |  | SW - ER | [5 empty] | THERMOMETERS, ELECTRONIC, PATIENT |  | THERMOMETERELECT-Welch Allyn-SureTemp Plus 690 | THERMOMETERELECT | SureTemp Plus 690 |  |  |  | Welch Allyn | Thermometer, Electronic |  | THERMOMETERELECT-Welch Allyn-SureTemp Plus 690 |  |  |  |  | Covered PM Repair - Biomedical | MHHS-Southwest
NO | NO |  |  |  | 013-38121 |  | Welch Allyn Inc | SURETEMP PLUS 690 |  | (21)16522087 | SW - ER | MHHS-Southwest |  | Thermometer, Electronic |  | 013-38121 |  | Southwest |  | SW - ER | [5 empty] | THERMOMETERS, ELECTRONIC, PATIENT |  | THERMOMETERELECT-Welch Allyn-SureTemp Plus 690 | THERMOMETERELECT | SureTemp Plus 690 |  |  |  | Welch Allyn | Thermometer, Electronic |  | THERMOMETERELECT-Welch Allyn-SureTemp Plus 690 |  |  |  |  | Not Covered Vendor Only - Biomedical | MHHS-Southwest
NO | NO |  |  |  | 013-38122 |  | Welch Allyn Inc | SURETEMP PLUS 690 |  | (21)17021499 | SW - ER | MHHS-Southwest |  | Thermometer, Electronic |  | 013-38122 |  | Southwest |  | SW - ER | [5 empty] | THERMOMETERS, ELECTRONIC, PATIENT |  | THERMOMETERELECT-Welch Allyn-SureTemp Plus 690 | THERMOMETERELECT | SureTemp Plus 690 |  |  |  | Welch Allyn | Thermometer, Electronic |  | THERMOMETERELECT-Welch Allyn-SureTemp Plus 690 |  |  |  |  | Covered PM Repair - Biomedical | MHHS-Southwest
NO | NO |  |  |  | 013-39028 |  | Welch Allyn Inc | SURETEMP PLUS 690 |  | (21)18285392 | SW - ICU | MHHS-Southwest |  | Thermometer, Electronic |  | 013-39028 |  | Southwest |  | SW - ICU | [5 empty] | THERMOMETERS, ELECTRONIC, PATIENT |  | THERMOMETERELECT-Welch Allyn-SureTemp Plus 690 | THERMOMETERELECT | SureTemp Plus 690 |  |  |  | Welch Allyn | Thermometer, Electronic |  | THERMOMETERELECT-Welch Allyn-SureTemp Plus 690 |  |  |  |  | Covered PM Repair - Biomedical | MHHS-Southwest
NO | NO |  |  |  | 013-39029 |  | Welch Allyn Inc | SURETEMP PLUS 690 |  | (21)18285445 | SW - ICU | MHHS-Southwest |  | Thermometer, Electronic |  | 013-39029 |  | Southwest |  | SW - ICU | [5 empty] | THERMOMETERS, ELECTRONIC, PATIENT |  | THERMOMETERELECT-Welch Allyn-SureTemp Plus 690 | THERMOMETERELECT | SureTemp Plus 690 |  |  |  | Welch Allyn | Thermometer, Electronic |  | THERMOMETERELECT-Welch Allyn-SureTemp Plus 690 |  |  |  |  | Covered PM Repair - Biomedical | MHHS-Southwest
NO | NO | [5 empty] | Welch Allyn Inc | SURETEMP PLUS 690 |  |  | SUGAR LAND - ICU | MHHS-Sugarland |  | Thermometer, Electronic |  |  |  | Sugar Land |  | SUGAR LAND - ICU | [5 empty] | THERMOMETERS, ELECTRONIC, PATIENT |  | THERMOMETERELECT-Welch Allyn-SureTemp Plus 690 | THERMOMETERELECT | SureTemp Plus 690 |  |  |  | Welch Allyn | Thermometer, Electronic |  | THERMOMETERELECT-Welch Allyn-SureTemp Plus 690 |  |  |  |  | Covered PM Repair - Biomedical | MHHS-Sugarland
NO | NO | [5 empty] | Welch Allyn Inc | SURETEMP PLUS 690 |  |  | SUGAR LAND - ICU | MHHS-Sugarland |  | Thermometer, Electronic |  |  |  | Sugar Land |  | SUGAR LAND - ICU | [5 empty] | THERMOMETERS, ELECTRONIC, PATIENT |  | THERMOMETERELECT-Welch Allyn-SureTemp Plus 690 | THERMOMETERELECT | SureTemp Plus 690 |  |  |  | Welch Allyn | Thermometer, Electronic |  | THERMOMETERELECT-Welch Allyn-SureTemp Plus 690 |  |  |  |  | Covered PM Repair - Biomedical | MHHS-Sugarland
NO | NO | [5 empty] | Welch Allyn Inc | SURETEMP PLUS 690 |  |  | SUGAR LAND - ICU | MHHS-Sugarland |  | Thermometer, Electronic |  |  |  | Sugar Land |  | SUGAR LAND - ICU | [5 empty] | THERMOMETERS, ELECTRONIC, PATIENT |  | THERMOMETERELECT-Welch Allyn-SureTemp Plus 690 | THERMOMETERELECT | SureTemp Plus 690 |  |  |  | Welch Allyn | Thermometer, Electronic |  | THERMOMETERELECT-Welch Allyn-SureTemp Plus 690 |  |  |  |  | Covered PM Repair - Biomedical | MHHS-Sugarland
NO | NO | [5 empty] | Welch Allyn Inc | SURETEMP PLUS 690 |  |  | SUGAR LAND - ICU | MHHS-Sugarland |  | Thermometer, Electronic |  |  |  | Sugar Land |  | SUGAR LAND - ICU | [5 empty] | THERMOMETERS, ELECTRONIC, PATIENT |  | THERMOMETERELECT-Welch Allyn-SureTemp Plus 690 | THERMOMETERELECT | SureTemp Plus 690 |  |  |  | Welch Allyn | Thermometer, Electronic |  | THERMOMETERELECT-Welch Allyn-SureTemp Plus 690 |  |  |  |  | Covered PM Repair - Biomedical | MHHS-Sugarland
NO | NO | [5 empty] | Welch Allyn Inc | SURETEMP PLUS 690 |  |  | SUGAR LAND - ICU | MHHS-Sugarland |  | Thermometer, Electronic |  |  |  | Sugar Land |  | SUGAR LAND - ICU | [5 empty] | THERMOMETERS, ELECTRONIC, PATIENT |  | THERMOMETERELECT-Welch Allyn-SureTemp Plus 690 | THERMOMETERELECT | SureTemp Plus 690 |  |  |  | Welch Allyn | Thermometer, Electronic |  | THERMOMETERELECT-Welch Allyn-SureTemp Plus 690 |  |  |  |  | Covered PM Repair - Biomedical | MHHS-Sugarland
NO | NO | [5 empty] | Welch Allyn Inc | SURETEMP PLUS 690 |  |  | SUGAR LAND - ICU | MHHS-Sugarland |  | Thermometer, Electronic |  |  |  | Sugar Land |  | SUGAR LAND - ICU | [5 empty] | THERMOMETERS, ELECTRONIC, PATIENT |  | THERMOMETERELECT-Welch Allyn-SureTemp Plus 690 | THERMOMETERELECT | SureTemp Plus 690 |  |  |  | Welch Allyn | Thermometer, Electronic |  | THERMOMETERELECT-Welch Allyn-SureTemp Plus 690 |  |  |  |  | Covered PM Repair - Biomedical | MHHS-Sugarland
NO | NO | [5 empty] | Welch Allyn Inc | SURETEMP PLUS 690 |  |  | SUGAR LAND - ICU | MHHS-Sugarland |  | Thermometer, Electronic |  |  |  | Sugar Land |  | SUGAR LAND - ICU | [5 empty] | THERMOMETERS, ELECTRONIC, PATIENT |  | THERMOMETERELECT-Welch Allyn-SureTemp Plus 690 | THERMOMETERELECT | SureTemp Plus 690 |  |  |  | Welch Allyn | Thermometer, Electronic |  | THERMOMETERELECT-Welch Allyn-SureTemp Plus 690 |  |  |  |  | Covered PM Repair - Biomedical | MHHS-Sugarland
NO | NO | [5 empty] | Welch Allyn Inc | SURETEMP PLUS 690 |  |  | SUGAR LAND - ICU | MHHS-Sugarland |  | Thermometer, Electronic |  |  |  | Sugar Land |  | SUGAR LAND - ICU | [5 empty] | THERMOMETERS, ELECTRONIC, PATIENT |  | THERMOMETERELECT-Welch Allyn-SureTemp Plus 690 | THERMOMETERELECT | SureTemp Plus 690 |  |  |  | Welch Allyn | Thermometer, Electronic |  | THERMOMETERELECT-Welch Allyn-SureTemp Plus 690 |  |  |  |  | Covered PM Repair - Biomedical | MHHS-Sugarland
NO | NO | [5 empty] | Welch Allyn Inc | SURETEMP PLUS 690 |  |  | SUGAR LAND - ICU | MHHS-Sugarland |  | Thermometer, Electronic |  |  |  | Sugar Land |  | SUGAR LAND - ICU | [5 empty] | THERMOMETERS, ELECTRONIC, PATIENT |  | THERMOMETERELECT-Welch Allyn-SureTemp Plus 690 | THERMOMETERELECT | SureTemp Plus 690 |  |  |  | Welch Allyn | Thermometer, Electronic |  | THERMOMETERELECT-Welch Allyn-SureTemp Plus 690 |  |  |  |  | Covered PM Repair - Biomedical | MHHS-Sugarland
NO | NO | [5 empty] | Welch Allyn Inc | SURETEMP PLUS 690 |  |  | SUGAR LAND - IMU | MHHS-Sugarland |  | Thermometer, Electronic |  |  |  | Sugar Land |  | SUGAR LAND - IMU | [5 empty] | THERMOMETERS, ELECTRONIC, PATIENT |  | THERMOMETERELECT-Welch Allyn-SureTemp Plus 690 | THERMOMETERELECT | SureTemp Plus 690 |  |  |  | Welch Allyn | Thermometer, Electronic |  | THERMOMETERELECT-Welch Allyn-SureTemp Plus 690 |  |  |  |  | Covered PM Repair - Biomedical | MHHS-Sugarland
NO | NO | [5 empty] | Welch Allyn Inc | SURETEMP PLUS 690 |  |  | SUGAR LAND - IMU | MHHS-Sugarland |  | Thermometer, Electronic |  |  |  | Sugar Land |  | SUGAR LAND - IMU | [5 empty] | THERMOMETERS, ELECTRONIC, PATIENT |  | THERMOMETERELECT-Welch Allyn-SureTemp Plus 690 | THERMOMETERELECT | SureTemp Plus 690 |  |  |  | Welch Allyn | Thermometer, Electronic |  | THERMOMETERELECT-Welch Allyn-SureTemp Plus 690 |  |  |  |  | Not Covered Vendor Only - Biomedical | MHHS-Sugarland
NO | NO | [5 empty] | Welch Allyn Inc | SURETEMP PLUS 690 |  |  | SUGAR LAND - IMU | MHHS-Sugarland |  | Thermometer, Electronic |  |  |  | Sugar Land |  | SUGAR LAND - IMU | [5 empty] | THERMOMETERS, ELECTRONIC, PATIENT |  | THERMOMETERELECT-Welch Allyn-SureTemp Plus 690 | THERMOMETERELECT | SureTemp Plus 690 |  |  |  | Welch Allyn | Thermometer, Electronic |  | THERMOMETERELECT-Welch Allyn-SureTemp Plus 690 |  |  |  |  | Covered PM Repair - Biomedical | MHHS-Sugarland
NO | NO | [5 empty] | Welch Allyn Inc | SURETEMP PLUS 690 |  |  | SUGAR LAND - IMU | MHHS-Sugarland |  | Thermometer, Electronic |  |  |  | Sugar Land |  | SUGAR LAND - IMU | [5 empty] | THERMOMETERS, ELECTRONIC, PATIENT |  | THERMOMETERELECT-Welch Allyn-SureTemp Plus 690 | THERMOMETERELECT | SureTemp Plus 690 |  |  |  | Welch Allyn | Thermometer, Electronic |  | THERMOMETERELECT-Welch Allyn-SureTemp Plus 690 |  |  |  |  | Covered PM Repair - Biomedical | MHHS-Sugarland
NO | NO | [5 empty] | Welch Allyn Inc | SURETEMP PLUS 690 |  |  | SUGAR LAND - IMU | MHHS-Sugarland |  | Thermometer, Electronic |  |  |  | Sugar Land |  | SUGAR LAND - IMU | [5 empty] | THERMOMETERS, ELECTRONIC, PATIENT |  | THERMOMETERELECT-Welch Allyn-SureTemp Plus 690 | THERMOMETERELECT | SureTemp Plus 690 |  |  |  | Welch Allyn | Thermometer, Electronic |  | THERMOMETERELECT-Welch Allyn-SureTemp Plus 690 |  |  |  |  | Covered PM Repair - Biomedical | MHHS-Sugarland
NO | NO | [5 empty] | Welch Allyn Inc | SURETEMP PLUS 690 |  |  | SUGAR LAND - IMU | MHHS-Sugarland |  | Thermometer, Electronic |  |  |  | Sugar Land |  | SUGAR LAND - IMU | [5 empty] | THERMOMETERS, ELECTRONIC, PATIENT |  | THERMOMETERELECT-Welch Allyn-SureTemp Plus 690 | THERMOMETERELECT | SureTemp Plus 690 |  |  |  | Welch Allyn | Thermometer, Electronic |  | THERMOMETERELECT-Welch Allyn-SureTemp Plus 690 |  |  |  |  | Covered PM Repair - Biomedical | MHHS-Sugarland
NO | NO | [5 empty] | Welch Allyn Inc | SURETEMP PLUS 690 |  |  | SUGAR LAND - IMU | MHHS-Sugarland |  | Thermometer, Electronic |  |  |  | Sugar Land |  | SUGAR LAND - IMU | [5 empty] | THERMOMETERS, ELECTRONIC, PATIENT |  | THERMOMETERELECT-Welch Allyn-SureTemp Plus 690 | THERMOMETERELECT | SureTemp Plus 690 |  |  |  | Welch Allyn | Thermometer, Electronic |  | THERMOMETERELECT-Welch Allyn-SureTemp Plus 690 |  |  |  |  | Covered PM Repair - Biomedical | MHHS-Sugarland
NO | NO | [5 empty] | Welch Allyn Inc | SURETEMP PLUS 690 |  |  | SUGAR LAND - IMU | MHHS-Sugarland |  | Thermometer, Electronic |  |  |  | Sugar Land |  | SUGAR LAND - IMU | [5 empty] | THERMOMETERS, ELECTRONIC, PATIENT |  | THERMOMETERELECT-Welch Allyn-SureTemp Plus 690 | THERMOMETERELECT | SureTemp Plus 690 |  |  |  | Welch Allyn | Thermometer, Electronic |  | THERMOMETERELECT-Welch Allyn-SureTemp Plus 690 |  |  |  |  | Covered PM Repair - Biomedical | MHHS-Sugarland
NO | NO | [5 empty] | Welch Allyn Inc | SURETEMP PLUS 690 |  |  | SUGAR LAND - IMU | MHHS-Sugarland |  | Thermometer, Electronic |  |  |  | Sugar Land |  | SUGAR LAND - IMU | [5 empty] | THERMOMETERS, ELECTRONIC, PATIENT |  | THERMOMETERELECT-Welch Allyn-SureTemp Plus 690 | THERMOMETERELECT | SureTemp Plus 690 |  |  |  | Welch Allyn | Thermometer, Electronic |  | THERMOMETERELECT-Welch Allyn-SureTemp Plus 690 |  |  |  |  | Covered PM Repair - Biomedical | MHHS-Sugarland
NO | NO | [5 empty] | Welch Allyn Inc | SURETEMP PLUS 690 |  |  | SUGAR LAND - IMU | MHHS-Sugarland |  | Thermometer, Electronic |  |  |  | Sugar Land |  | SUGAR LAND - IMU | [5 empty] | THERMOMETERS, ELECTRONIC, PATIENT |  | THERMOMETERELECT-Welch Allyn-SureTemp Plus 690 | THERMOMETERELECT | SureTemp Plus 690 |  |  |  | Welch Allyn | Thermometer, Electronic |  | THERMOMETERELECT-Welch Allyn-SureTemp Plus 690 |  |  |  |  | Covered PM Repair - Biomedical | MHHS-Sugarland
NO | NO | [5 empty] | Welch Allyn Inc | SURETEMP PLUS 690 |  |  | SUGAR LAND - IMU | MHHS-Sugarland |  | Thermometer, Electronic |  |  |  | Sugar Land |  | SUGAR LAND - IMU | [5 empty] | THERMOMETERS, ELECTRONIC, PATIENT |  | THERMOMETERELECT-Welch Allyn-SureTemp Plus 690 | THERMOMETERELECT | SureTemp Plus 690 |  |  |  | Welch Allyn | Thermometer, Electronic |  | THERMOMETERELECT-Welch Allyn-SureTemp Plus 690 |  |  |  |  | Covered PM Repair - Biomedical | MHHS-Sugarland
NO | NO | [5 empty] | Welch Allyn Inc | SURETEMP PLUS 690 |  |  | SUGAR LAND - IMU | MHHS-Sugarland |  | Thermometer, Electronic |  |  |  | Sugar Land |  | SUGAR LAND - IMU | [5 empty] | THERMOMETERS, ELECTRONIC, PATIENT |  | THERMOMETERELECT-Welch Allyn-SureTemp Plus 690 | THERMOMETERELECT | SureTemp Plus 690 |  |  |  | Welch Allyn | Thermometer, Electronic |  | THERMOMETERELECT-Welch Allyn-SureTemp Plus 690 |  |  |  |  | Covered PM Repair - Biomedical | MHHS-Sugarland
NO | NO | [5 empty] | Welch Allyn Inc | SURETEMP PLUS 690 |  |  | SUGAR LAND - IMU | MHHS-Sugarland |  | Thermometer, Electronic |  |  |  | Sugar Land |  | SUGAR LAND - IMU | [5 empty] | THERMOMETERS, ELECTRONIC, PATIENT |  | THERMOMETERELECT-Welch Allyn-SureTemp Plus 690 | THERMOMETERELECT | SureTemp Plus 690 |  |  |  | Welch Allyn | Thermometer, Electronic |  | THERMOMETERELECT-Welch Allyn-SureTemp Plus 690 |  |  |  |  | Covered PM Repair - Biomedical | MHHS-Sugarland
NO | NO |  |  |  | 129-06136 |  | Welch Allyn Inc | SURETEMP PLUS 690 |  |  | SUGAR LAND - NURSERY | MHHS-Sugarland |  | Thermometer, Electronic |  | 129-06136 |  | Sugar Land |  | SUGAR LAND - NURSERY | [5 empty] | THERMOMETERS, ELECTRONIC, PATIENT |  | THERMOMETERELECT-Welch Allyn-SureTemp Plus 690 | THERMOMETERELECT | SureTemp Plus 690 |  |  |  | Welch Allyn | Thermometer, Electronic |  | THERMOMETERELECT-Welch Allyn-SureTemp Plus 690 |  |  |  |  | Covered PM Repair - Biomedical | MHHS-Sugarland
NO | NO |  |  |  | 129-06138 |  | Welch Allyn Inc | SURETEMP PLUS 690 |  |  | SUGAR LAND - NURSERY | MHHS-Sugarland |  | Thermometer, Electronic |  | 129-06138 |  | Sugar Land |  | SUGAR LAND - NURSERY | [5 empty] | THERMOMETERS, ELECTRONIC, PATIENT |  | THERMOMETERELECT-Welch Allyn-SureTemp Plus 690 | THERMOMETERELECT | SureTemp Plus 690 |  |  |  | Welch Allyn | Thermometer, Electronic |  | THERMOMETERELECT-Welch Allyn-SureTemp Plus 690 |  |  |  |  | Covered PM Repair - Biomedical | MHHS-Sugarland
NO | NO |  |  |  | 069-41212 |  | Welch Allyn Inc | SURETEMP PLUS 690 |  |  | TMC - CHILDRENS - L&D (5HP) | MHHS-TMC |  | Thermometer, Electronic |  | 069-41212 |  | TMC |  | TMC - CHILDRENS - L&D (5HP) | [5 empty] | THERMOMETERS, ELECTRONIC, PATIENT |  | THERMOMETERELECT-Welch Allyn-SureTemp Plus 690 | THERMOMETERELECT | SureTemp Plus 690 |  |  |  | Welch Allyn | Thermometer, Electronic |  | THERMOMETERELECT-Welch Allyn-SureTemp Plus 690 |  |  |  |  | Covered PM Repair - Biomedical | MHHS-TMC
NO | NO |  |  |  | 069-41216 |  | Welch Allyn Inc | SURETEMP PLUS 690 |  |  | TMC - CHILDRENS - L&D (5HP) | MHHS-TMC |  | Thermometer, Electronic |  | 069-41216 |  | TMC |  | TMC - CHILDRENS - L&D (5HP) | [5 empty] | THERMOMETERS, ELECTRONIC, PATIENT |  | THERMOMETERELECT-Welch Allyn-SureTemp Plus 690 | THERMOMETERELECT | SureTemp Plus 690 |  |  |  | Welch Allyn | Thermometer, Electronic |  | THERMOMETERELECT-Welch Allyn-SureTemp Plus 690 |  |  |  |  | Covered PM Repair - Biomedical | MHHS-TMC
NO | NO |  |  |  | 069-45730 |  | Welch Allyn Inc | SURETEMP PLUS 690 |  |  | TMC - ROBERTSON - CLIN RESEARCH (3R) | MHHS-TMC |  | Thermometer, Electronic |  | 069-45730 |  | TMC |  | TMC - ROBERTSON - CLIN RESEARCH (3R) | [5 empty] | THERMOMETERS, ELECTRONIC, PATIENT |  | THERMOMETERELECT-Welch Allyn-SureTemp Plus 690 | THERMOMETERELECT | SureTemp Plus 690 |  |  |  | Welch Allyn | Thermometer, Electronic |  | THERMOMETERELECT-Welch Allyn-SureTemp Plus 690 |  |  |  |  | Covered PM Repair - Biomedical | MHHS-TMC
NO | NO |  |  |  | CM-07271966 |  | Welch Allyn Inc | SURETEMP PLUS 690 |  |  | TMC - ROBERTSON - CLIN RESEARCH (3R) | MHHS-TMC |  | Thermometer, Electronic |  | CM-07271966 |  | TMC |  | TMC - ROBERTSON - CLIN RESEARCH (3R) | [5 empty] | THERMOMETERS, ELECTRONIC, PATIENT |  | THERMOMETERELECT-Welch Allyn-SureTemp Plus 690 | THERMOMETERELECT | SureTemp Plus 690 |  |  |  | Welch Allyn | Thermometer, Electronic |  | THERMOMETERELECT-Welch Allyn-SureTemp Plus 690 |  |  |  |  | Covered PM Repair - Biomedical | MHHS-TMC
NO | NO |  |  |  | CM-07271970 |  | Welch Allyn Inc | SURETEMP PLUS 690 |  |  | TMC - ROBERTSON - CLIN RESEARCH (3R) | MHHS-TMC |  | Thermometer, Electronic |  | CM-07271970 |  | TMC |  | TMC - ROBERTSON - CLIN RESEARCH (3R) | [5 empty] | THERMOMETERS, ELECTRONIC, PATIENT |  | THERMOMETERELECT-Welch Allyn-SureTemp Plus 690 | THERMOMETERELECT | SureTemp Plus 690 |  |  |  | Welch Allyn | Thermometer, Electronic |  | THERMOMETERELECT-Welch Allyn-SureTemp Plus 690 |  |  |  |  | Covered PM Repair - Biomedical | MHHS-TMC
NO | NO |  |  |  | CM-09160583 |  | Welch Allyn Inc | SURETEMP PLUS 690 |  |  | TMC - ROBERTSON - CLIN RESEARCH (3R) | MHHS-TMC |  | Thermometer, Electronic |  | CM-09160583 |  | TMC |  | TMC - ROBERTSON - CLIN RESEARCH (3R) | [5 empty] | THERMOMETERS, ELECTRONIC, PATIENT |  | THERMOMETERELECT-Welch Allyn-SureTemp Plus 690 | THERMOMETERELECT | SureTemp Plus 690 |  |  |  | Welch Allyn | Thermometer, Electronic |  | THERMOMETERELECT-Welch Allyn-SureTemp Plus 690 |  |  |  |  | Covered PM Repair - Biomedical | MHHS-TMC
NO | NO |  |  |  | CM-09160976 |  | Welch Allyn Inc | SURETEMP PLUS 690 |  |  | TMC - ROBERTSON - CLIN RESEARCH (3R) | MHHS-TMC |  | Thermometer, Electronic |  | CM-09160976 |  | TMC |  | TMC - ROBERTSON - CLIN RESEARCH (3R) | [5 empty] | THERMOMETERS, ELECTRONIC, PATIENT |  | THERMOMETERELECT-Welch Allyn-SureTemp Plus 690 | THERMOMETERELECT | SureTemp Plus 690 |  |  |  | Welch Allyn | Thermometer, Electronic |  | THERMOMETERELECT-Welch Allyn-SureTemp Plus 690 |  |  |  |  | Covered PM Repair - Biomedical | MHHS-TMC
NO | NO |  |  |  | CM-09160984 |  | Welch Allyn Inc | SURETEMP PLUS 690 |  |  | TMC - ROBERTSON - CLIN RESEARCH (3R) | MHHS-TMC |  | Thermometer, Electronic |  | CM-09160984 |  | TMC |  | TMC - ROBERTSON - CLIN RESEARCH (3R) | [5 empty] | THERMOMETERS, ELECTRONIC, PATIENT |  | THERMOMETERELECT-Welch Allyn-SureTemp Plus 690 | THERMOMETERELECT | SureTemp Plus 690 |  |  |  | Welch Allyn | Thermometer, Electronic |  | THERMOMETERELECT-Welch Allyn-SureTemp Plus 690 |  |  |  |  | Covered PM Repair - Biomedical | MHHS-TMC
NO | NO |  |  |  | CM-09160987 |  | Welch Allyn Inc | SURETEMP PLUS 690 |  |  | TMC - ROBERTSON - CLIN RESEARCH (3R) | MHHS-TMC |  | Thermometer, Electronic |  | CM-09160987 |  | TMC |  | TMC - ROBERTSON - CLIN RESEARCH (3R) | [5 empty] | THERMOMETERS, ELECTRONIC, PATIENT |  | THERMOMETERELECT-Welch Allyn-SureTemp Plus 690 | THERMOMETERELECT | SureTemp Plus 690 |  |  |  | Welch Allyn | Thermometer, Electronic |  | THERMOMETERELECT-Welch Allyn-SureTemp Plus 690 |  |  |  |  | Covered PM Repair - Biomedical | MHHS-TMC
NO | NO | [5 empty] | Welch Allyn Inc | SURETEMP PLUS 690 |  |  | WOODLANDS - ER | MHHS-Woodlands |  | Thermometer, Electronic |  |  |  | Woodlands |  | WOODLANDS - ER | [5 empty] | THERMOMETERS, ELECTRONIC, PATIENT |  | THERMOMETERELECT-Welch Allyn-SureTemp Plus 690 | THERMOMETERELECT | SureTemp Plus 690 |  |  |  | Welch Allyn | Thermometer, Electronic |  | THERMOMETERELECT-Welch Allyn-SureTemp Plus 690 |  |  |  |  | Not Covered Vendor Only - Biomedical | MHHS-Woodlands
NO | NO | [5 empty] | Welch Allyn Inc | SURETEMP PLUS 690 |  |  | WOODLANDS - ER | MHHS-Woodlands |  | Thermometer, Electronic |  |  |  | Woodlands |  | WOODLANDS - ER | [5 empty] | THERMOMETERS, ELECTRONIC, PATIENT |  | THERMOMETERELECT-Welch Allyn-SureTemp Plus 690 | THERMOMETERELECT | SureTemp Plus 690 |  |  |  | Welch Allyn | Thermometer, Electronic |  | THERMOMETERELECT-Welch Allyn-SureTemp Plus 690 |  |  |  |  | Covered PM Repair - Biomedical | MHHS-Woodlands
NO | NO | [5 empty] | Welch Allyn Inc | SURETEMP PLUS 690 |  |  | WOODLANDS - ER | MHHS-Woodlands |  | Thermometer, Electronic |  |  |  | Woodlands |  | WOODLANDS - ER | [5 empty] | THERMOMETERS, ELECTRONIC, PATIENT |  | THERMOMETERELECT-Welch Allyn-SureTemp Plus 690 | THERMOMETERELECT | SureTemp Plus 690 |  |  |  | Welch Allyn | Thermometer, Electronic |  | THERMOMETERELECT-Welch Allyn-SureTemp Plus 690 |  |  |  |  | Covered PM Repair - Biomedical | MHHS-Woodlands
NO | NO | [5 empty] | Welch Allyn Inc | SURETEMP PLUS 690 |  |  | WOODLANDS - ER | MHHS-Woodlands |  | Thermometer, Electronic |  |  |  | Woodlands |  | WOODLANDS - ER | [5 empty] | THERMOMETERS, ELECTRONIC, PATIENT |  | THERMOMETERELECT-Welch Allyn-SureTemp Plus 690 | THERMOMETERELECT | SureTemp Plus 690 |  |  |  | Welch Allyn | Thermometer, Electronic |  | THERMOMETERELECT-Welch Allyn-SureTemp Plus 690 |  |  |  |  | Covered PM Repair - Biomedical | MHHS-Woodlands
NO | NO | [5 empty] | Welch Allyn Inc | SURETEMP PLUS 690 |  |  | WOODLANDS - ER | MHHS-Woodlands |  | Thermometer, Electronic |  |  |  | Woodlands |  | WOODLANDS - ER | [5 empty] | THERMOMETERS, ELECTRONIC, PATIENT |  | THERMOMETERELECT-Welch Allyn-SureTemp Plus 690 | THERMOMETERELECT | SureTemp Plus 690 |  |  |  | Welch Allyn | Thermometer, Electronic |  | THERMOMETERELECT-Welch Allyn-SureTemp Plus 690 |  |  |  |  | Not Covered Vendor Only - Biomedical | MHHS-Woodlands
NO | NO | [5 empty] | Welch Allyn Inc | SURETEMP PLUS 690 |  |  | WOODLANDS - ER | MHHS-Woodlands |  | Thermometer, Electronic |  |  |  | Woodlands |  | WOODLANDS - ER | [5 empty] | THERMOMETERS, ELECTRONIC, PATIENT |  | THERMOMETERELECT-Welch Allyn-SureTemp Plus 690 | THERMOMETERELECT | SureTemp Plus 690 |  |  |  | Welch Allyn | Thermometer, Electronic |  | THERMOMETERELECT-Welch Allyn-SureTemp Plus 690 |  |  |  |  | Covered PM Repair - Biomedical | MHHS-Woodlands
NO | NO | [5 empty] | Welch Allyn Inc | SURETEMP PLUS 690 |  |  | WOODLANDS - ER | MHHS-Woodlands |  | Thermometer, Electronic |  |  |  | Woodlands |  | WOODLANDS - ER | [5 empty] | THERMOMETERS, ELECTRONIC, PATIENT |  | THERMOMETERELECT-Welch Allyn-SureTemp Plus 690 | THERMOMETERELECT | SureTemp Plus 690 |  |  |  | Welch Allyn | Thermometer, Electronic |  | THERMOMETERELECT-Welch Allyn-SureTemp Plus 690 |  |  |  |  | Covered PM Repair - Biomedical | MHHS-Woodlands
NO | NO | [5 empty] | Welch Allyn Inc | SURETEMP PLUS 690 |  |  | WOODLANDS - ER | MHHS-Woodlands |  | Thermometer, Electronic |  |  |  | Woodlands |  | WOODLANDS - ER | [5 empty] | THERMOMETERS, ELECTRONIC, PATIENT |  | THERMOMETERELECT-Welch Allyn-SureTemp Plus 690 | THERMOMETERELECT | SureTemp Plus 690 |  |  |  | Welch Allyn | Thermometer, Electronic |  | THERMOMETERELECT-Welch Allyn-SureTemp Plus 690 |  |  |  |  | Covered PM Repair - Biomedical | MHHS-Woodlands
NO | NO | [5 empty] | Welch Allyn Inc | SURETEMP PLUS 690 |  |  | WOODLANDS - ER | MHHS-Woodlands |  | Thermometer, Electronic |  |  |  | Woodlands |  | WOODLANDS - ER | [5 empty] | THERMOMETERS, ELECTRONIC, PATIENT |  | THERMOMETERELECT-Welch Allyn-SureTemp Plus 690 | THERMOMETERELECT | SureTemp Plus 690 |  |  |  | Welch Allyn | Thermometer, Electronic |  | THERMOMETERELECT-Welch Allyn-SureTemp Plus 690 |  |  |  |  | Covered PM Repair - Biomedical | MHHS-Woodlands
NO | NO | [5 empty] | Welch Allyn Inc | SURETEMP PLUS 690 |  |  | WOODLANDS - ER | MHHS-Woodlands |  | Thermometer, Electronic |  |  |  | Woodlands |  | WOODLANDS - ER | [5 empty] | THERMOMETERS, ELECTRONIC, PATIENT |  | THERMOMETERELECT-Welch Allyn-SureTemp Plus 690 | THERMOMETERELECT | SureTemp Plus 690 |  |  |  | Welch Allyn | Thermometer, Electronic |  | THERMOMETERELECT-Welch Allyn-SureTemp Plus 690 |  |  |  |  | Covered PM Repair - Biomedical | MHHS-Woodlands
NO | NO | [5 empty] | Welch Allyn Inc | SURETEMP PLUS 690 |  |  | WOODLANDS - ER | MHHS-Woodlands |  | Thermometer, Electronic |  |  |  | Woodlands |  | WOODLANDS - ER | [5 empty] | THERMOMETERS, ELECTRONIC, PATIENT |  | THERMOMETERELECT-Welch Allyn-SureTemp Plus 690 | THERMOMETERELECT | SureTemp Plus 690 |  |  |  | Welch Allyn | Thermometer, Electronic |  | THERMOMETERELECT-Welch Allyn-SureTemp Plus 690 |  |  |  |  | Not Covered Vendor Only - Biomedical | MHHS-Woodlands
NO | NO | [5 empty] | Welch Allyn Inc | SURETEMP PLUS 690 |  |  | WOODLANDS - ER | MHHS-Woodlands |  | Thermometer, Electronic |  |  |  | Woodlands |  | WOODLANDS - ER | [5 empty] | THERMOMETERS, ELECTRONIC, PATIENT |  | THERMOMETERELECT-Welch Allyn-SureTemp Plus 690 | THERMOMETERELECT | SureTemp Plus 690 |  |  |  | Welch Allyn | Thermometer, Electronic |  | THERMOMETERELECT-Welch Allyn-SureTemp Plus 690 |  |  |  |  | Covered PM Repair - Biomedical | MHHS-Woodlands
NO | NO | [5 empty] | Welch Allyn Inc | SURETEMP PLUS 690 |  |  | WOODLANDS - ER | MHHS-Woodlands |  | Thermometer, Electronic |  |  |  | Woodlands |  | WOODLANDS - ER | [5 empty] | THERMOMETERS, ELECTRONIC, PATIENT |  | THERMOMETERELECT-Welch Allyn-SureTemp Plus 690 | THERMOMETERELECT | SureTemp Plus 690 |  |  |  | Welch Allyn | Thermometer, Electronic |  | THERMOMETERELECT-Welch Allyn-SureTemp Plus 690 |  |  |  |  | Covered PM Repair - Biomedical | MHHS-Woodlands
NO | NO | [5 empty] | Welch Allyn Inc | SURETEMP PLUS 690 |  |  | WOODLANDS - ER | MHHS-Woodlands |  | Thermometer, Electronic |  |  |  | Woodlands |  | WOODLANDS - ER | [5 empty] | THERMOMETERS, ELECTRONIC, PATIENT |  | THERMOMETERELECT-Welch Allyn-SureTemp Plus 690 | THERMOMETERELECT | SureTemp Plus 690 |  |  |  | Welch Allyn | Thermometer, Electronic |  | THERMOMETERELECT-Welch Allyn-SureTemp Plus 690 |  |  |  |  | Not Covered Vendor Only - Biomedical | MHHS-Woodlands
NO | YES |  |  |  | 151-02797 | 151-02797 | Welch Allyn Inc | SURETEMP PLUS 692 |  | (21) 18335889 | Cath lab | MHHS-Cypress |  | Thermometer, Electronic |  | 151-02797 | 151-02797 | Northwest | Memorial Hermann Cypress Hospital | Cath lab | CVR 6 |  |  |  |  | THERMOMETERS, ELECTRONIC, PATIENT | Thermometer, Electronic | THERMOMETERELECT-Welch Allyn-SureTemp Plus 692 | THERMOMETERELECT | SureTemp Plus 692 |  |  |  | Welch Allyn | Thermometer, Electronic |  | THERMOMETERELECT-Welch Allyn-SureTemp Plus 692 |  |  |  |  | Covered PM Repair - Biomedical | MHHS-Cypress | [8 empty] | THERMOMETERELECT | Thermometer, Electronic | Welch Allyn
NO | YES |  |  |  | 151-02798 | 151-02798 | Welch Allyn Inc | SURETEMP PLUS 692 |  | (21) 18335906 | CY-COU | MHHS-Cypress |  | Thermometer, Electronic |  | 151-02798 | 151-02798 | Northwest | MHHS-Cypress | CY-COU | Medication |  |  |  |  | THERMOMETERS, ELECTRONIC, PATIENT | Thermometer, Electronic | THERMOMETERELECT-Welch Allyn-SureTemp Plus 692 | THERMOMETERELECT | SureTemp Plus 692 |  |  |  | Welch Allyn | Thermometer, Electronic |  | THERMOMETERELECT-Welch Allyn-SureTemp Plus 692 |  |  |  |  | Covered PM Repair - Biomedical | MHHS-Cypress | [8 empty] | THERMOMETERELECT | Thermometer, Electronic | Welch Allyn
NO | YES |  |  |  | 151-02329 | 151-02329 | Welch Allyn Inc | SURETEMP PLUS 692 |  | (21) 16494849 | CY-Labor & Delivery | MHHS-Cypress |  | Thermometer, Electronic |  | 151-02329 | 151-02329 | Northwest | MHHS-Cypress | CY-Labor & Delivery | OB ED |  |  |  |  | THERMOMETERS, ELECTRONIC, PATIENT | Thermometer, Electronic | THERMOMETERELECT-Welch Allyn-SureTemp Plus 692 | THERMOMETERELECT | SureTemp Plus 692 |  |  |  | Welch Allyn | Thermometer, Electronic |  | THERMOMETERELECT-Welch Allyn-SureTemp Plus 692 |  |  |  |  | Covered PM Repair - Biomedical | MHHS-Cypress | [8 empty] | THERMOMETERELECT | Thermometer, Electronic | Welch Allyn
NO | YES |  |  |  | 151-02330 | 151-02330 | Welch Allyn Inc | SURETEMP PLUS 692 |  | (21) 16494899 | CY-Labor & Delivery | MHHS-Cypress |  | Thermometer, Electronic |  | 151-02330 | 151-02330 | Northwest | MHHS-Cypress | CY-Labor & Delivery | LDR 9 | 7/1/17 |  |  |  | THERMOMETERS, ELECTRONIC, PATIENT | Thermometer, Electronic | THERMOMETERELECT-Welch Allyn-SureTemp Plus 692 | THERMOMETERELECT | SureTemp Plus 692 |  |  |  | Welch Allyn | Thermometer, Electronic |  | THERMOMETERELECT-Welch Allyn-SureTemp Plus 692 |  |  |  |  | Covered PM Repair - Biomedical | MHHS-Cypress | [8 empty] | THERMOMETERELECT | Thermometer, Electronic | Welch Allyn
NO | YES |  |  |  | 151-02331 | 151-02331 | Welch Allyn Inc | SURETEMP PLUS 692 |  | (21) 16494855 | CY-Labor & Delivery | MHHS-Cypress |  | Thermometer, Electronic |  | 151-02331 | 151-02331 | Northwest | MHHS-Cypress | CY-Labor & Delivery | LDR 5 |  |  |  |  | THERMOMETERS, ELECTRONIC, PATIENT | Thermometer, Electronic | THERMOMETERELECT-Welch Allyn-SureTemp Plus 692 | THERMOMETERELECT | SureTemp Plus 692 |  |  |  | Welch Allyn | Thermometer, Electronic |  | THERMOMETERELECT-Welch Allyn-SureTemp Plus 692 |  |  |  |  | Covered PM Repair - Biomedical | MHHS-Cypress | [8 empty] | THERMOMETERELECT | Thermometer, Electronic | Welch Allyn
NO | YES |  |  |  | 151-02346 | 151-02346 | Welch Allyn Inc | SURETEMP PLUS 692 |  | (21) 16494863 | CY-Labor & Delivery | MHHS-Cypress |  | Thermometer, Electronic |  | 151-02346 | 151-02346 | Northwest | MHHS-Cypress | CY-Labor & Delivery | LDR 8 | 7/1/17 |  |  |  | THERMOMETERS, ELECTRONIC, PATIENT | Thermometer, Electronic | THERMOMETERELECT-Welch Allyn-SureTemp Plus 692 | THERMOMETERELECT | SureTemp Plus 692 |  |  |  | Welch Allyn | Thermometer, Electronic |  | THERMOMETERELECT-Welch Allyn-SureTemp Plus 692 |  |  |  |  | Covered PM Repair - Biomedical | MHHS-Cypress | [8 empty] | THERMOMETERELECT | Thermometer, Electronic | Welch Allyn
NO | YES |  |  |  | 151-02347 | 151-02347 | Welch Allyn Inc | SURETEMP PLUS 692 |  | (21) 16494862 | CY-Labor & Delivery | MHHS-Cypress |  | Thermometer, Electronic |  | 151-02347 | 151-02347 | Northwest | MHHS-Cypress | CY-Labor & Delivery | NICU 4 | 8/1/18 |  |  |  | THERMOMETERS, ELECTRONIC, PATIENT | Thermometer, Electronic | THERMOMETERELECT-Welch Allyn-SureTemp Plus 692 | THERMOMETERELECT | SureTemp Plus 692 |  |  |  | Welch Allyn | Thermometer, Electronic |  | THERMOMETERELECT-Welch Allyn-SureTemp Plus 692 |  | 1/1/01 |  |  | Covered PM Repair - Biomedical | MHHS-Cypress | [8 empty] | THERMOMETERELECT | Thermometer, Electronic | Welch Allyn
NO | YES |  |  |  | 151-02348 | 151-02348 | Welch Allyn Inc | SURETEMP PLUS 692 |  | (21) 16495095 | CY-Labor & Delivery | MHHS-Cypress |  | Thermometer, Electronic |  | 151-02348 | 151-02348 | Northwest | MHHS-Cypress | CY-Labor & Delivery | C-Section1 | 8/1/17 |  |  |  | THERMOMETERS, ELECTRONIC, PATIENT | Thermometer, Electronic | THERMOMETERELECT-Welch Allyn-SureTemp Plus 692 | THERMOMETERELECT | SureTemp Plus 692 |  |  |  | Welch Allyn | Thermometer, Electronic |  | THERMOMETERELECT-Welch Allyn-SureTemp Plus 692 |  | 6/1/13 |  |  | Covered PM Repair - Biomedical | MHHS-Cypress | [8 empty] | THERMOMETERELECT | Thermometer, Electronic | Welch Allyn
NO | YES |  |  |  | 151-03360 | 151-03360 | Welch Allyn Inc | SURETEMP PLUS 692 |  | (21) 19263144 | CY-NICU | MHHS-Cypress |  | Thermometer, Electronic |  | 151-03360 | 151-03360 | Northwest | MHHS-Cypress | CY-NICU | Nursery | 7/1/19 |  |  |  | THERMOMETERS, ELECTRONIC, PATIENT | Thermometer, Electronic | THERMOMETERELECT-Welch Allyn-SureTemp Plus 692 | THERMOMETERELECT | SureTemp Plus 692 |  |  |  | Welch Allyn | Thermometer, Electronic |  | THERMOMETERELECT-Welch Allyn-SureTemp Plus 692 |  | 6/1/12 |  |  | Covered PM Repair - Biomedical | MHHS-Cypress | [8 empty] | THERMOMETERELECT | Thermometer, Electronic | Welch Allyn
NO | YES |  |  |  | 151-03361 | 151-03361 | Welch Allyn Inc | SURETEMP PLUS 692 |  | (21) 19263458 | CY-NICU | MHHS-Cypress |  | Thermometer, Electronic |  | 151-03361 | 151-03361 | Northwest | MHHS-Cypress | CY-NICU | Nursery | 7/1/19 |  |  |  | THERMOMETERS, ELECTRONIC, PATIENT | Thermometer, Electronic | THERMOMETERELECT-Welch Allyn-SureTemp Plus 692 | THERMOMETERELECT | SureTemp Plus 692 |  |  |  | Welch Allyn | Thermometer, Electronic |  | THERMOMETERELECT-Welch Allyn-SureTemp Plus 692 |  |  |  |  | Covered PM Repair - Biomedical | MHHS-Cypress | [8 empty] | THERMOMETERELECT | Thermometer, Electronic | Welch Allyn
NO | YES | Asset Tag 18508091 |  |  |  | 099-00372 | Welch Allyn Inc | SURETEMP PLUS 692 |  |  | Katy-ER | MHHS-Katy |  | Thermometer, Electronic |  |  | 099-00372 | Katy | MHHS-Katy | Katy-ER | EC 19 |  |  |  |  | THERMOMETERS, ELECTRONIC, PATIENT | Thermometer, Electronic | THERMOMETERELECT-Welch Allyn-SureTemp Plus 692 | THERMOMETERELECT | SureTemp Plus 692 |  |  |  | Welch Allyn | Thermometer, Electronic |  | THERMOMETERELECT-Welch Allyn-SureTemp Plus 692 |  | 4/14/17 |  |  | Covered PM Repair - Biomedical | MHHS-Katy | [8 empty] | THERMOMETERELECT | Thermometer, Electronic | Welch Allyn
NO | YES |  |  |  |  | 099-00364 | Welch Allyn Inc | SURETEMP PLUS 692 |  |  | Katy-ER | MHHS-Katy |  | Thermometer, Electronic |  |  | 099-00364 | Katy | MHHS-Katy | Katy-ER | EC 3 |  |  |  |  | THERMOMETERS, ELECTRONIC, PATIENT | Thermometer, Electronic | THERMOMETERELECT-Welch Allyn-SureTemp Plus 692 | THERMOMETERELECT | SureTemp Plus 692 |  |  |  | Welch Allyn | Thermometer, Electronic |  | THERMOMETERELECT-Welch Allyn-SureTemp Plus 692 |  |  |  |  | Covered PM Repair - Biomedical | MHHS-Katy | [8 empty] | THERMOMETERELECT | Thermometer, Electronic | Welch Allyn
NO | YES |  |  |  | 133-09506 | 133-09506 | Welch Allyn Inc | SURETEMP PLUS 692 |  |  | Katy-ER | MHHS-Katy |  | Thermometer, Electronic |  | 133-09506 | 133-09506 | Katy | MHHS-Katy | Katy-ER | Nurses Station | 7/1/17 |  |  |  | THERMOMETERS, ELECTRONIC, PATIENT | Thermometer, Electronic | THERMOMETERELECT-Welch Allyn-SureTemp Plus 692 | THERMOMETERELECT | SureTemp Plus 692 |  |  |  | Welch Allyn | Thermometer, Electronic |  | THERMOMETERELECT-Welch Allyn-SureTemp Plus 692 |  |  |  |  | Covered PM Repair - Biomedical | MHHS-Katy | [8 empty] | THERMOMETERELECT | Thermometer, Electronic | Welch Allyn
NO | YES |  |  |  |  | 099-02580 | Welch Allyn Inc | SURETEMP PLUS 692 |  |  | Katy-Nursery | MHHS-Katy |  | Thermometer, Electronic |  |  | 099-02580 | Katy | MHHS-Katy | Katy-Nursery | 310A | 7/1/17 |  |  |  | THERMOMETERS, ELECTRONIC, PATIENT | Thermometer, Electronic | THERMOMETERELECT-Welch Allyn-SureTemp Plus 692 | THERMOMETERELECT | SureTemp Plus 692 |  |  |  | Welch Allyn | Thermometer, Electronic |  | THERMOMETERELECT-Welch Allyn-SureTemp Plus 692 |  | 8/15/13 |  |  | Covered PM Repair - Biomedical | MHHS-Katy | [8 empty] | THERMOMETERELECT | Thermometer, Electronic | Welch Allyn
NO | YES |  |  |  | 133-09527 | 133-09527 | Welch Allyn Inc | SURETEMP PLUS 692 |  |  | Katy-NICU | MHHS-Katy |  | Thermometer, Electronic |  | 133-09527 | 133-09527 | Katy | MHHS-Katy | Katy-NICU | NICU 310B | 12/1/15 |  |  |  | THERMOMETERS, ELECTRONIC, PATIENT | Thermometer, Electronic | THERMOMETERELECT-Welch Allyn-SureTemp Plus 692 | THERMOMETERELECT | SureTemp Plus 692 |  |  |  | Welch Allyn | Thermometer, Electronic |  | THERMOMETERELECT-Welch Allyn-SureTemp Plus 692 |  |  |  |  | Covered PM Repair - Biomedical | MHHS-Katy | [8 empty] | THERMOMETERELECT | Thermometer, Electronic | Welch Allyn
NO | YES |  |  |  |  | 099-03802 | Welch Allyn Inc | SURETEMP PLUS 692 |  |  | Katy-Labor & Delivery OR | MHHS-Katy |  | Thermometer, Electronic |  |  | 099-03802 | Katy | MHHS-Katy | Katy-Labor & Delivery OR | L and D 5 | 7/1/17 |  |  | One time safety | THERMOMETERS, ELECTRONIC, PATIENT | Thermometer, Electronic | THERMOMETERELECT-Welch Allyn-SureTemp Plus 692 | THERMOMETERELECT | SureTemp Plus 692 |  |  |  | Welch Allyn | Thermometer, Electronic |  | THERMOMETERELECT-Welch Allyn-SureTemp Plus 692 |  |  |  |  | Covered PM Repair - Biomedical | MHHS-Katy | [8 empty] | THERMOMETERELECT | Thermometer, Electronic | Welch Allyn
NO | YES |  |  |  | 041-20804 | 041-20804 | Welch Allyn Inc | SURETEMP PLUS 692 |  |  | MEMORIAL CITY - CARDIOLOGY | MHHS-Mem City |  | Thermometer, Electronic |  | 041-20804 | 041-20804 | West | Memorial Hermann Memorial City Medical Center | MEMORIAL CITY - CARDIOLOGY | E7 Clean Utility |  |  |  |  | THERMOMETERS, ELECTRONIC, PATIENT |  | THERMOMETERELECT-Welch Allyn-SureTemp Plus 692 | THERMOMETERELECT | SureTemp Plus 692 |  |  |  | Welch Allyn | Thermometer, Electronic |  | THERMOMETERELECT-Welch Allyn-SureTemp Plus 692 |  |  |  |  | Covered PM Repair - Biomedical | MHHS-Mem City
NO | YES |  |  |  | 041-20805 | 041-20805 | Welch Allyn Inc | SURETEMP PLUS 692 |  |  | 7E Cardiology | MHHS-Mem City |  | Thermometer, Electronic |  | 041-20805 | 041-20805 | West | Memorial Hermann Memorial City Medical Center | 7E Cardiology | Memorial Hermann cardio 7E |  |  |  |  | THERMOMETERS, ELECTRONIC, PATIENT |  | THERMOMETERELECT-Welch Allyn-SureTemp Plus 692 | THERMOMETERELECT | SureTemp Plus 692 |  |  |  | Welch Allyn | Thermometer, Electronic |  | THERMOMETERELECT-Welch Allyn-SureTemp Plus 692 |  |  |  |  | Covered PM Repair - Biomedical | MHHS-Mem City
NO | YES |  |  |  | 041-20806 | 041-20806 | Welch Allyn Inc | SURETEMP PLUS 692 |  |  | 7E Cardiology | MHHS-Mem City |  | Thermometer, Electronic |  | 041-20806 | 041-20806 | West | Memorial Hermann Memorial City Medical Center | 7E Cardiology | Memorial Hermann cardio 7E |  |  |  |  | THERMOMETERS, ELECTRONIC, PATIENT |  | THERMOMETERELECT-Welch Allyn-SureTemp Plus 692 | THERMOMETERELECT | SureTemp Plus 692 |  |  |  | Welch Allyn | Thermometer, Electronic |  | THERMOMETERELECT-Welch Allyn-SureTemp Plus 692 |  |  |  |  | Covered PM Repair - Biomedical | MHHS-Mem City
NO | YES |  |  |  | 041-20807 | 041-20807 | Welch Allyn Inc | SURETEMP PLUS 692 |  |  | 7E Cardiology | MHHS-Mem City |  | Thermometer, Electronic |  | 041-20807 | 041-20807 | West | Memorial Hermann Memorial City Medical Center | 7E Cardiology | Memorial Hermann cardio 7E |  |  |  |  | THERMOMETERS, ELECTRONIC, PATIENT |  | THERMOMETERELECT-Welch Allyn-SureTemp Plus 692 | THERMOMETERELECT | SureTemp Plus 692 |  |  |  | Welch Allyn | Thermometer, Electronic |  | THERMOMETERELECT-Welch Allyn-SureTemp Plus 692 |  |  |  |  | Covered PM Repair - Biomedical | MHHS-Mem City
NO | YES |  |  |  | 041-20808 | 041-20808 | Welch Allyn Inc | SURETEMP PLUS 692 |  |  | MEMORIAL CITY - CARDIOLOGY | MHHS-Mem City |  | Thermometer, Electronic |  | 041-20808 | 041-20808 | West | Memorial Hermann Memorial City Medical Center | MEMORIAL CITY - CARDIOLOGY | E7- Room 428 |  |  |  |  | THERMOMETERS, ELECTRONIC, PATIENT |  | THERMOMETERELECT-Welch Allyn-SureTemp Plus 692 | THERMOMETERELECT | SureTemp Plus 692 |  |  |  | Welch Allyn | Thermometer, Electronic |  | THERMOMETERELECT-Welch Allyn-SureTemp Plus 692 |  |  |  |  | Covered PM Repair - Biomedical | MHHS-Mem City
NO | YES | [5 empty] | Welch Allyn Inc | SURETEMP PLUS 692 |  |  | Memorial Hermann-JHC | MHHS-Mem City |  | Thermometer, Electronic |  |  |  | West | Memorial Hermann Memorial City Medical Center | Memorial Hermann-JHC | MH8 Medication Room |  |  |  |  | THERMOMETERS, ELECTRONIC, PATIENT |  | THERMOMETERELECT-Welch Allyn-SureTemp Plus 692 | THERMOMETERELECT | SureTemp Plus 692 |  |  |  | Welch Allyn | Thermometer, Electronic |  | THERMOMETERELECT-Welch Allyn-SureTemp Plus 692 |  |  |  |  | Covered PM Repair - Biomedical | MHHS-Mem City
NO | YES | [5 empty] | Welch Allyn Inc | SURETEMP PLUS 692 |  |  | MEMORIAL CITY - ORTHO/PT | MHHS-Mem City |  | Thermometer, Electronic |  |  |  | West | West | MEMORIAL CITY - ORTHO/PT | Jonit Center |  |  |  |  | THERMOMETERS, ELECTRONIC, PATIENT |  | THERMOMETERELECT-Welch Allyn-SureTemp Plus 692 | THERMOMETERELECT | SureTemp Plus 692 |  |  |  | Welch Allyn | Thermometer, Electronic |  | THERMOMETERELECT-Welch Allyn-SureTemp Plus 692 |  |  |  |  | Covered PM Repair - Biomedical | MHHS-Mem City
NO | YES |  |  |  | 041-32210 | 041-32210 | Welch Allyn Inc | SURETEMP PLUS 692 |  |  | Memorial City-Postpartum-Nursery | MHHS-Mem City |  | Thermometer, Electronic |  | 041-32210 | 041-32210 | West | MHHS-Mem City | Memorial City-Postpartum-Nursery | Room 2M 334 |  |  |  |  | THERMOMETERS, ELECTRONIC, PATIENT |  | THERMOMETERELECT-Welch Allyn-SureTemp Plus 692 | THERMOMETERELECT | SureTemp Plus 692 |  |  |  | Welch Allyn | Thermometer, Electronic |  | THERMOMETERELECT-Welch Allyn-SureTemp Plus 692 |  |  |  |  | Covered PM Repair - Biomedical | MHHS-Mem City
NO | YES |  |  |  | 041-32212 | 041-32212 | Welch Allyn Inc | SURETEMP PLUS 692 |  |  | Memorial City-Postpartum-Nursery | MHHS-Mem City |  | Thermometer, Electronic |  | 041-32212 | 041-32212 | West | MHHS-Mem City | Memorial City-Postpartum-Nursery | Room 1 |  |  |  | No pm | THERMOMETERS, ELECTRONIC, PATIENT |  | THERMOMETERELECT-Welch Allyn-SureTemp Plus 692 | THERMOMETERELECT | SureTemp Plus 692 |  |  |  | Welch Allyn | Thermometer, Electronic |  | THERMOMETERELECT-Welch Allyn-SureTemp Plus 692 |  |  |  |  | Covered PM Repair - Biomedical | MHHS-Mem City
NO | YES |  |  |  | 041-32213 | 041-32213 | Welch Allyn Inc | SURETEMP PLUS 692 |  |  | Memorial City-Postpartum | MHHS-Mem City |  | Thermometer, Electronic |  | 041-32213 | 041-32213 | West | MHHS-Mem City | Memorial City-Postpartum | Room 24 |  |  |  | No pm | THERMOMETERS, ELECTRONIC, PATIENT |  | THERMOMETERELECT-Welch Allyn-SureTemp Plus 692 | THERMOMETERELECT | SureTemp Plus 692 |  |  |  | Welch Allyn | Thermometer, Electronic |  | THERMOMETERELECT-Welch Allyn-SureTemp Plus 692 |  |  |  |  | Covered PM Repair - Biomedical | MHHS-Mem City
NO | YES |  |  |  | 041-32656 | 041-32656 | Welch Allyn Inc | SURETEMP PLUS 692 |  | 21 18466428 | Memorial City-Postpartum-Nursery | MHHS-Mem City |  | Thermometer, Electronic |  | 041-32656 | 041-32656 | West | MHHS-Mem City | Memorial City-Postpartum-Nursery | Room 2M 337 | 1/1/19 |  |  |  | THERMOMETERS, ELECTRONIC, PATIENT |  | THERMOMETERELECT-Welch Allyn-SureTemp Plus 692 | THERMOMETERELECT | SureTemp Plus 692 |  |  |  | Welch Allyn | Thermometer, Electronic |  | THERMOMETERELECT-Welch Allyn-SureTemp Plus 692 |  | 10/1/12 |  |  | Covered PM Repair - Biomedical | MHHS-Mem City
NO | YES |  |  |  | 925-01212 | 925-01212 | Welch Allyn Inc | SURETEMP PLUS 692 |  |  | MH MG-(SW)-Bellaire Center | MHHS-MG |  | Thermometer, Electronic |  | 925-01212 | 925-01212 | Southwest | MHHS-MG | MH MG-(SW)-Bellaire Center |  | 4/1/19 |  |  |  | THERMOMETERS, ELECTRONIC, PATIENT | Thermometer, Electronic | THERMOMETERELECT-Welch Allyn-SureTemp Plus 692 | THERMOMETERELECT | SureTemp Plus 692 |  |  |  | Welch Allyn | Thermometer, Electronic |  | THERMOMETERELECT-Welch Allyn-SureTemp Plus 692 |  |  |  |  | Covered PM Repair - Biomedical | MHHS-MG | [8 empty] | THERMOMETERELECT | Thermometer, Electronic | Welch Allyn
NO | YES |  |  |  | 142-06839 | 142-06839 | Welch Allyn Inc | SURETEMP PLUS 692 |  |  | NE-Labor & Delivery | MHHS-Northeast |  | Thermometer, Electronic |  | 142-06839 | 142-06839 | Katy | MHHS-Northeast | NE-Labor & Delivery | Room 2025 | 8/1/18 |  |  |  | THERMOMETERS, ELECTRONIC, PATIENT | Thermometer, Electronic | THERMOMETERELECT-Welch Allyn-SureTemp Plus 692 | THERMOMETERELECT | SureTemp Plus 692 |  |  |  | Welch Allyn | Thermometer, Electronic |  | THERMOMETERELECT-Welch Allyn-SureTemp Plus 692 |  | 1/1/01 |  |  | Covered PM Repair - Biomedical | MHHS-Northeast | [8 empty] | THERMOMETERELECT | Thermometer, Electronic | Welch Allyn
NO | YES |  |  |  | 142-06840 | 142-06840 | Welch Allyn Inc | SURETEMP PLUS 692 |  |  | NE-Labor & Delivery | MHHS-Northeast |  | Thermometer, Electronic |  | 142-06840 | 142-06840 | Katy | MHHS-Northeast | NE-Labor & Delivery | Outside 2013 | 8/1/18 |  |  |  | THERMOMETERS, ELECTRONIC, PATIENT | Thermometer, Electronic | THERMOMETERELECT-Welch Allyn-SureTemp Plus 692 | THERMOMETERELECT | SureTemp Plus 692 |  |  |  | Welch Allyn | Thermometer, Electronic |  | THERMOMETERELECT-Welch Allyn-SureTemp Plus 692 |  |  |  |  | Covered PM Repair - Biomedical | MHHS-Northeast | [8 empty] | THERMOMETERELECT | Thermometer, Electronic | Welch Allyn
NO | YES |  |  |  | 142-06901 | 142-06901 | Welch Allyn Inc | SURETEMP PLUS 692 |  |  | NE-Labor & Delivery | MHHS-Northeast |  | Thermometer, Electronic |  | 142-06901 | 142-06901 | Katy | MHHS-Northeast | NE-Labor & Delivery | Room 2017 | 6/1/17 |  |  | No pm | THERMOMETERS, ELECTRONIC, PATIENT | Thermometer, Electronic | THERMOMETERELECT-Welch Allyn-SureTemp Plus 692 | THERMOMETERELECT | SureTemp Plus 692 |  |  |  | Welch Allyn | Thermometer, Electronic |  | THERMOMETERELECT-Welch Allyn-SureTemp Plus 692 |  |  |  |  | Covered PM Repair - Biomedical | MHHS-Northeast | [8 empty] | THERMOMETERELECT | Thermometer, Electronic | Welch Allyn
NO | YES |  |  |  | 142-06902 | 142-06902 | Welch Allyn Inc | SURETEMP PLUS 692 |  |  | NE-Labor & Delivery | MHHS-Northeast |  | Thermometer, Electronic |  | 142-06902 | 142-06902 | Katy | MHHS-Northeast | NE-Labor & Delivery | Room 2025 | 6/1/17 |  |  |  | THERMOMETERS, ELECTRONIC, PATIENT | Thermometer, Electronic | THERMOMETERELECT-Welch Allyn-SureTemp Plus 692 | THERMOMETERELECT | SureTemp Plus 692 |  |  |  | Welch Allyn | Thermometer, Electronic |  | THERMOMETERELECT-Welch Allyn-SureTemp Plus 692 |  |  |  |  | Covered PM Repair - Biomedical | MHHS-Northeast | [8 empty] | THERMOMETERELECT | Thermometer, Electronic | Welch Allyn
NO | YES |  |  |  | 142-07359 | 142-07359 | Welch Allyn Inc | SURETEMP PLUS 692 |  | (21)17126497 | NE-Labor & Delivery | MHHS-Northeast |  | Thermometer, Electronic |  | 142-07359 | 142-07359 | Katy | MHHS-Northeast | NE-Labor & Delivery | Treatment Room 1 | 5/1/19 | 5/1/20 |  |  | THERMOMETERS, ELECTRONIC, PATIENT | Thermometer, Electronic | THERMOMETERELECT-Welch Allyn-SureTemp Plus 692 | THERMOMETERELECT | SureTemp Plus 692 |  |  |  | Welch Allyn | Thermometer, Electronic |  | THERMOMETERELECT-Welch Allyn-SureTemp Plus 692 |  |  |  |  | Covered PM Repair - Biomedical | MHHS-Northeast | [8 empty] | THERMOMETERELECT | Thermometer, Electronic | Welch Allyn
NO | YES |  |  |  | 142-07390 | 142-07390 | Welch Allyn Inc | SURETEMP PLUS 692 |  | (21)18185252 | NE-NICU | MHHS-Northeast |  | Thermometer, Electronic |  | 142-07390 | 142-07390 | Katy | MHHS-Northeast | NE-NICU | Nursing |  |  |  |  | THERMOMETERS, ELECTRONIC, PATIENT | Thermometer, Electronic | THERMOMETERELECT-Welch Allyn-SureTemp Plus 692 | THERMOMETERELECT | SureTemp Plus 692 |  |  |  | Welch Allyn | Thermometer, Electronic |  | THERMOMETERELECT-Welch Allyn-SureTemp Plus 692 |  |  |  |  | Covered PM Repair - Biomedical | MHHS-Northeast | [8 empty] | THERMOMETERELECT | Thermometer, Electronic | Welch Allyn
NO | YES |  |  |  | 142-07391 | 142-07391 | Welch Allyn Inc | SURETEMP PLUS 692 |  | (21)18174448 | NE-Labor & Delivery | MHHS-Northeast |  | Thermometer, Electronic |  | 142-07391 | 142-07391 | Katy | MHHS-Northeast | NE-Labor & Delivery | Room 2028 | 5/1/19 | 5/1/20 |  |  | THERMOMETERS, ELECTRONIC, PATIENT | Thermometer, Electronic | THERMOMETERELECT-Welch Allyn-SureTemp Plus 692 | THERMOMETERELECT | SureTemp Plus 692 |  |  |  | Welch Allyn | Thermometer, Electronic |  | THERMOMETERELECT-Welch Allyn-SureTemp Plus 692 |  |  |  |  | Covered PM Repair - Biomedical | MHHS-Northeast | [8 empty] | THERMOMETERELECT | Thermometer, Electronic | Welch Allyn
NO | YES |  |  |  | 142-07353 | 142-07353 | Welch Allyn Inc | SURETEMP PLUS 692 |  |  | NE-Labor & Delivery | MHHS-Northeast |  | Thermometer, Electronic |  | 142-07353 | 142-07353 | Katy | MHHS-Northeast | NE-Labor & Delivery | Room 2017 | 5/1/19 |  |  |  | THERMOMETERS, ELECTRONIC, PATIENT | Thermometer, Electronic | THERMOMETERELECT-Welch Allyn-SureTemp Plus 692 | THERMOMETERELECT | SureTemp Plus 692 |  |  |  | Welch Allyn | Thermometer, Electronic |  | THERMOMETERELECT-Welch Allyn-SureTemp Plus 692 |  |  |  |  | Covered PM Repair - Biomedical | MHHS-Northeast | [8 empty] | THERMOMETERELECT | Thermometer, Electronic | Welch Allyn
NO | YES |  |  |  | 145-01074 | 145-01074 | Welch Allyn Inc | SURETEMP PLUS 692 |  | 15050157-043 | Pearland-ICU/IMCU | MHHS-Pearland Hospital |  | Thermometer, Electronic |  | 145-01074 | 145-01074 | Pearland | MHHS-Pearland Hospital | Pearland-ICU/IMCU | Icu 4 | 12/1/18 |  |  |  | THERMOMETERS, ELECTRONIC, PATIENT | Thermometer, Electronic | THERMOMETERELECT-Welch Allyn-SureTemp Plus 692 | THERMOMETERELECT | SureTemp Plus 692 |  |  |  | Welch Allyn | Thermometer, Electronic |  | THERMOMETERELECT-Welch Allyn-SureTemp Plus 692 |  | 6/1/12 |  |  | Covered PM Repair - Biomedical | MHHS-Pearland Hospital | [8 empty] | THERMOMETERELECT | Thermometer, Electronic | Welch Allyn
NO | YES |  |  |  | 142-07355 | 142-07355 | Welch Allyn Inc | SURETEMP PLUS 692 |  |  | SC CCC-(NE)-Emergency Room | MHHS-Summer Creek CCC |  | Thermometer, Electronic |  | 142-07355 | 142-07355 | Katy | MHHS-Others | SC CCC-(NE)-Emergency Room | Nurses Station | 7/1/18 |  |  |  | THERMOMETERS, ELECTRONIC, PATIENT | Thermometer, Electronic | THERMOMETERELECT-Welch Allyn-SureTemp Plus 692 | THERMOMETERELECT | SureTemp Plus 692 |  |  |  | Welch Allyn | Thermometer, Electronic |  | THERMOMETERELECT-Welch Allyn-SureTemp Plus 692 |  |  |  |  | Covered PM Repair - Biomedical | MHHS-Summer Creek CCC | [8 empty] | THERMOMETERELECT | Thermometer, Electronic | Welch Allyn
NO | YES |  |  |  | 005-09524 | 005-09524 | Welch Allyn Inc | SURETEMP PLUS 692 |  |  | SE-Unit 4B (Women'S Services) | MHHS-Southeast |  | Thermometer, Electronic |  | 005-09524 | 005-09524 | Southeast | MHHS-Southeast | SE-Unit 4B (Women'S Services) | Room 415 |  |  |  |  | THERMOMETERS, ELECTRONIC, PATIENT |  | THERMOMETERELECT-Welch Allyn-SureTemp Plus 692 | THERMOMETERELECT | SureTemp Plus 692 |  |  |  | Welch Allyn | Thermometer, Electronic |  | THERMOMETERELECT-Welch Allyn-SureTemp Plus 692 |  | 12/1/19 |  |  | Covered PM Repair - Biomedical | MHHS-Southeast
NO | YES |  |  |  | 013-37956 | 013-37956 | Welch Allyn Inc | SureTemp Plus 692 |  |  | SW - ER | MHHS-Southwest |  | Thermometer, Electronic |  | 013-37956 | 013-37956 | Southwest |  | SW - ER | [5 empty] | THERMOMETERS, ELECTRONIC, LABORATORY |  | THERMOMETERELECT-Welch Allyn-SureTemp Plus | THERMOMETERELECT | SureTemp Plus |  |  |  | Welch Allyn | Thermometer, Electronic |  | THERMOMETERELECT-Welch Allyn-SureTemp Plus |  |  |  |  | Covered PM Repair - Biomedical | MHHS-Southwest
NO | YES |  |  |  |  | 099-13089 | Welch Allyn Inc | SURETEMP PLUS 692 |  |  | SW-Labor | MHHS-Southwest |  | Thermometer, Electronic |  |  | 099-13089 | Southwest | MHHS-Southwest | SW-Labor | LDR 5 |  |  |  |  | THERMOMETERS, ELECTRONIC, PATIENT | Thermometer, Electronic | THERMOMETERELECT-Welch Allyn-SureTemp Plus 692 | THERMOMETERELECT | SureTemp Plus 692 |  |  |  | Welch Allyn | Thermometer, Electronic |  | THERMOMETERELECT-Welch Allyn-SureTemp Plus 692 |  |  |  |  | Not Covered Vendor Only - Biomedical | MHHS-Southwest | [8 empty] | THERMOMETERELECT | Thermometer, Electronic | Welch Allyn
NO | YES |  |  |  | 013-15509 | 013-15509 | Welch Allyn Inc | SURETEMP PLUS 692 |  |  | SW-Nursery | MHHS-Southwest |  | Thermometer, Electronic |  | 013-15509 | 013-15509 | Southwest | MHHS-Southwest | SW-Nursery | Rm 565 |  |  |  |  | THERMOMETERS, ELECTRONIC, PATIENT | Thermometer, Electronic | THERMOMETERELECT-Welch Allyn-SureTemp Plus 692 | THERMOMETERELECT | SureTemp Plus 692 |  |  |  | Welch Allyn | Thermometer, Electronic |  | THERMOMETERELECT-Welch Allyn-SureTemp Plus 692 |  |  |  |  | Covered PM Repair - Biomedical | MHHS-Southwest | [8 empty] | THERMOMETERELECT | Thermometer, Electronic | Welch Allyn
NO | YES |  |  |  | 013-15510 | 013-15510 | Welch Allyn Inc | SURETEMP PLUS 692 |  |  | SW-Nursery | MHHS-Southwest |  | Thermometer, Electronic |  | 013-15510 | 013-15510 | Southwest | MHHS-Southwest | SW-Nursery | 5th Floor - C Wing |  |  |  | No PM Required Sticker | THERMOMETERS, ELECTRONIC, PATIENT | Thermometer, Electronic | THERMOMETERELECT-Welch Allyn-SureTemp Plus 692 | THERMOMETERELECT | SureTemp Plus 692 |  |  |  | Welch Allyn | Thermometer, Electronic |  | THERMOMETERELECT-Welch Allyn-SureTemp Plus 692 |  |  |  |  | Covered PM Repair - Biomedical | MHHS-Southwest | [8 empty] | THERMOMETERELECT | Thermometer, Electronic | Welch Allyn
NO | YES |  |  |  | 013-19132 | 013-19132 | Welch Allyn Inc | SURETEMP PLUS 692 |  |  | SW-Nursery | MHHS-Southwest |  | Thermometer, Electronic |  | 013-19132 | 013-19132 | Southwest | MHHS-Southwest | SW-Nursery | Nursery |  |  |  | One Time Inspection Sticker | THERMOMETERS, ELECTRONIC, PATIENT | Thermometer, Electronic | THERMOMETERELECT-Welch Allyn-SureTemp Plus 692 | THERMOMETERELECT | SureTemp Plus 692 |  |  |  | Welch Allyn | Thermometer, Electronic |  | THERMOMETERELECT-Welch Allyn-SureTemp Plus 692 |  | 8/1/17 |  |  | Covered PM Repair - Biomedical | MHHS-Southwest | [8 empty] | THERMOMETERELECT | Thermometer, Electronic | Welch Allyn
NO | YES |  |  |  | 129-06243 | 129-06243 | Welch Allyn Inc | SURETEMP PLUS 692 |  |  | Sugar Land-Nursery | MHHS-Sugarland |  | Thermometer, Electronic |  | 129-06243 | 129-06243 | Sugar Land | MHHS-Sugarland | Sugar Land-Nursery | Nursery | 9/1/15 |  |  |  | THERMOMETERS, ELECTRONIC, PATIENT | Thermometer, Electronic | THERMOMETERELECT-Welch Allyn-SureTemp Plus 692 | THERMOMETERELECT | SureTemp Plus 692 |  |  |  | Welch Allyn | Thermometer, Electronic |  | THERMOMETERELECT-Welch Allyn-SureTemp Plus 692 |  |  |  |  | Covered PM Repair - Biomedical | MHHS-Sugarland | [8 empty] | THERMOMETERELECT | Thermometer, Electronic | Welch Allyn
NO | YES |  |  |  | 129-06244 | 129-06244 | Welch Allyn Inc | SURETEMP PLUS 692 |  |  | Sugar Land-Nursery | MHHS-Sugarland |  | Thermometer, Electronic |  | 129-06244 | 129-06244 | Sugar Land | MHHS-Sugarland | Sugar Land-Nursery | Nursery | 9/1/15 |  |  |  | THERMOMETERS, ELECTRONIC, PATIENT | Thermometer, Electronic | THERMOMETERELECT-Welch Allyn-SureTemp Plus 692 | THERMOMETERELECT | SureTemp Plus 692 |  |  |  | Welch Allyn | Thermometer, Electronic |  | THERMOMETERELECT-Welch Allyn-SureTemp Plus 692 |  | 6/1/19 |  |  | Covered PM Repair - Biomedical | MHHS-Sugarland | [8 empty] | THERMOMETERELECT | Thermometer, Electronic | Welch Allyn
NO | YES |  |  |  | 129-06247 | 129-06247 | Welch Allyn Inc | SURETEMP PLUS 692 |  |  | Sugar Land-Labor & Delivery | MHHS-Sugarland |  | Thermometer, Electronic |  | 129-06247 | 129-06247 | Sugar Land | MHHS-Sugarland | Sugar Land-Labor & Delivery | OR 1 | 9/1/15 |  |  |  | THERMOMETERS, ELECTRONIC, PATIENT | Thermometer, Electronic | THERMOMETERELECT-Welch Allyn-SureTemp Plus 692 | THERMOMETERELECT | SureTemp Plus 692 |  |  |  | Welch Allyn | Thermometer, Electronic |  | THERMOMETERELECT-Welch Allyn-SureTemp Plus 692 |  |  |  |  | Covered PM Repair - Biomedical | MHHS-Sugarland | [8 empty] | THERMOMETERELECT | Thermometer, Electronic | Welch Allyn
NO | YES |  |  |  | 129-06248 | 129-06248 | Welch Allyn Inc | SURETEMP PLUS 692 |  |  | Sugar Land-Nursery | MHHS-Sugarland |  | Thermometer, Electronic |  | 129-06248 | 129-06248 | Sugar Land | MHHS-Sugarland | Sugar Land-Nursery | Nursery | 9/1/15 |  |  |  | THERMOMETERS, ELECTRONIC, PATIENT | Thermometer, Electronic | THERMOMETERELECT-Welch Allyn-SureTemp Plus 692 | THERMOMETERELECT | SureTemp Plus 692 |  |  |  | Welch Allyn | Thermometer, Electronic |  | THERMOMETERELECT-Welch Allyn-SureTemp Plus 692 |  |  |  |  | Covered PM Repair - Biomedical | MHHS-Sugarland | [8 empty] | THERMOMETERELECT | Thermometer, Electronic | Welch Allyn
NO | YES | Asset Tag 129-07912 |  |  | 129-07912 | 129-07912 | Welch Allyn Inc | SURETEMP PLUS 692 |  |  | SUGAR LAND - OBSERVATION UNIT | MHHS-Sugarland |  | Thermometer, Electronic |  | 129-07912 | 129-07912 | Sugar Land |  | SUGAR LAND - OBSERVATION UNIT |  | 9/12/19 |  |  |  | THERMOMETERS, ELECTRONIC, PATIENT | Thermometer, Electronic | THERMOMETERELECT-Welch Allyn-SureTemp Plus 692 | THERMOMETERELECT | SureTemp Plus 692 |  |  |  | Welch Allyn | Thermometer, Electronic |  | THERMOMETERELECT-Welch Allyn-SureTemp Plus 692 |  |  | Finished from Script 3/27/2020 12:11:52pm (Central) |  | Covered PM Repair - Biomedical | MHHS-Sugarland | [8 empty] | THERMOMETERELECT | Thermometer, Electronic | Welch Allyn
NO | YES |  |  |  | 029-10771 | 029-10771 | Welch Allyn Inc | SURETEMP PLUS 692 |  |  | Woodlands-CVICU | MHHS-Woodlands |  | Thermometer, Electronic |  | 029-10771 | 029-10771 | Woodlands | MHHS-Woodlands | Woodlands-CVICU | Room 633 | 5/1/16 |  |  |  | THERMOMETERS, ELECTRONIC, PATIENT | Thermometer, Electronic | THERMOMETERELECT-Welch Allyn-SureTemp Plus 692 | THERMOMETERELECT | SureTemp Plus 692 |  |  |  | Welch Allyn | Thermometer, Electronic |  | THERMOMETERELECT-Welch Allyn-SureTemp Plus 692 |  |  |  |  | Covered PM Repair - Biomedical | MHHS-Woodlands | [8 empty] | THERMOMETERELECT | Thermometer, Electronic | Welch Allyn
NO | YES |  |  |  | 029-10774 | 029-10774 | Welch Allyn Inc | SURETEMP PLUS 692 |  |  | Woodlands-CVICU | MHHS-Woodlands |  | Thermometer, Electronic |  | 029-10774 | 029-10774 | Woodlands | MHHS-Woodlands | Woodlands-CVICU |  | 12/1/19 |  | 12/1/20 |  | THERMOMETERS, ELECTRONIC, PATIENT | Thermometer, Electronic | THERMOMETERELECT-Welch Allyn-SureTemp Plus 692 | THERMOMETERELECT | SureTemp Plus 692 |  |  |  | Welch Allyn | Thermometer, Electronic |  | THERMOMETERELECT-Welch Allyn-SureTemp Plus 692 |  |  |  |  | Covered PM Repair - Biomedical | MHHS-Woodlands | [8 empty] | THERMOMETERELECT | Thermometer, Electronic | Welch Allyn
YES | YES |  |  |  | 099-00888 | 099-00888 | Welch Allyn Inc | SURETEMP PLUS 692 |  |  | Labor and delivery |  |  |  |  | 099-00888 | 099-00888 | Katy | Memorial Hermann Northeast Hospital | Labor and delivery | Obed triage | [5 empty] | Thermometer, Electronic | THERMOMETERELECT-Welch Allyn-SureTemp Plus 692 | [23 empty] | THERMOMETERELECT | Thermometer, Electronic | Welch Allyn
YES | YES |  |  |  | 099-00889 | 099-00889 | Welch Allyn Inc | SURETEMP PLUS 692 |  |  | Labor and delivery |  |  |  |  | 099-00889 | 099-00889 | Katy | Memorial Hermann Northeast Hospital | Labor and delivery | Obed triage |  |  |  | No pm |  | Thermometer, Electronic | THERMOMETERELECT-Welch Allyn-SureTemp Plus 692 | [23 empty] | THERMOMETERELECT | Thermometer, Electronic | Welch Allyn
YES | YES | Serial Number Cnf |  |  | 099-00678 | 099-00678 | Welch Allyn Inc | SURETEMP PLUS 692 |  | Cnf | NE - LABOR |  |  |  |  | 099-00678 | 099-00678 | Katy | Memorial Hermann Northeast Hospital | NE - LABOR | OR 2 | [5 empty] | Thermometer, Electronic | THERMOMETERELECT-Welch Allyn-SureTemp Plus 692 | [23 empty] | THERMOMETERELECT | Thermometer, Electronic | Welch Allyn
YES | YES |  |  |  | 099-02328 | 099-02328 | Welch Allyn Inc | SURETEMP PLUS 692 |  |  | NE - NICU |  |  |  |  | 099-02328 | 099-02328 | Katy | Memorial Hermann Northeast Hospital | NE - NICU | Nursing | [5 empty] | Thermometer, Electronic | THERMOMETERELECT-Welch Allyn-SureTemp Plus 692 | [23 empty] | THERMOMETERELECT | Thermometer, Electronic | Welch Allyn
YES | YES |  |  |  | 099-00108 | 099-00108 | Welch Allyn Inc | SURETEMP PLUS 692 |  |  | Nursery treatment room 1 |  |  |  |  | 099-00108 | 099-00108 | Katy | Memorial Hermann Northeast Hospital | Nursery treatment room 1 | Continuing care nursery | [5 empty] | Thermometer, Electronic | THERMOMETERELECT-Welch Allyn-SureTemp Plus 692 | [23 empty] | THERMOMETERELECT | Thermometer, Electronic | Welch Allyn
YES | YES |  |  |  | 099-10792 | 099-10792 | Welch Allyn Inc | SURETEMP PLUS 692 |  |  | SW - NURSERY |  |  |  |  | 099-10792 | 099-10792 | Southwest | Memorial Hermann Southwest Hospital | SW - NURSERY | 5th Floor - C Wing |  |  |  | New Add |  |  | THERMOMETERELECT-Welch Allyn-SureTemp Plus 692
YES | YES | [5 empty] | Welch Allyn Inc | SURETEMP PLUS 692 |  |  | SW - LABOR | [6 empty] | Southwest | Memorial Hermann Southwest Hospital | SW - LABOR | OB A2 | [6 empty] | THERMOMETERELECT-Welch Allyn-SureTemp Plus 692
YES | YES | Serial Number 12092162 |  |  |  | 099-13059 | Welch Allyn Inc | SURETEMP PLUS 692 |  |  | SW - LABOR | [5 empty] | 099-13059 | Southwest | Memorial Hermann Southwest Hospital | SW - LABOR | OB A3 | [6 empty] | THERMOMETERELECT-Welch Allyn-SureTemp Plus 692
YES | YES |  |  |  |  | 099-13069 | Welch Allyn Inc | SURETEMP PLUS 692 |  |  | SW - LABOR | [5 empty] | 099-13069 | Southwest | Memorial Hermann Southwest Hospital | SW - LABOR | LDR 11 | [6 empty] | THERMOMETERELECT-Welch Allyn-SureTemp Plus 692
YES | YES | Serial Number Cnf |  |  | 099-06528 | 099-06528 | Welch Allyn Inc | SURETEMP PLUS 692 |  | CNF | SE - UNIT 4B (WOMENS SERVICES) |  |  |  |  | 099-06528 | 099-06528 | Southeast | Memorial Hermann South East | SE - UNIT 4B (WOMENS SERVICES) | Room 417 | [6 empty] | THERMOMETERELECT-Welch Allyn-SureTemp Plus 692
YES | YES | Serial Number Cnf |  |  | 041-33294 | 041-33294 | Welch Allyn Inc | SURETEMP PLUS 692 |  | Cnf | MEMORIAL CITY - POSTPARTUM - NURSERY |  |  |  |  | 041-33294 | 041-33294 | West | Women?s Memorial Hermann Memorial City Hospital | MEMORIAL CITY - POSTPARTUM - NURSERY | Room 1 |  |  |  | Locked in place |  |  | THERMOMETERELECT-Welch Allyn-SureTemp Plus 692
YES | YES | Serial Number Cnf |  |  | 041-33301 | 041-33301 | Welch Allyn Inc | SURETEMP PLUS 692 |  | Cnf | MEMORIAL CITY - POSTPARTUM - NURSERY |  |  |  |  | 041-33301 | 041-33301 | West | Women?s Memorial Hermann Memorial City Hospital | MEMORIAL CITY - POSTPARTUM - NURSERY | Room 6 | [6 empty] | THERMOMETERELECT-Welch Allyn-SureTemp Plus 692
YES | YES | Serial Number Cnf |  |  | 041-33305 | 041-33305 | Welch Allyn Inc | SURETEMP PLUS 692 |  | Cnf | MEMORIAL CITY - POSTPARTUM - NURSERY |  |  |  |  | 041-33305 | 041-33305 | West | Women?s Memorial Hermann Memorial City Hospital | MEMORIAL CITY - POSTPARTUM - NURSERY | Room 11 |  |  |  | No pm |  |  | THERMOMETERELECT-Welch Allyn-SureTemp Plus 692
YES | YES |  |  |  | 041-33114 | 041-33114 | Welch Allyn Inc | Suretemp plus 692 |  | (21) 18144764 | MEMORIAL CITY - LABOR |  |  |  |  | 041-33114 | 041-33114 | West | Womens Memorial Hermann | MEMORIAL CITY - LABOR | Nurse Station | [6 empty] | THERMOMETERELECT-Welch Allyn-SureTemp Plus 692
YES | YES | Serial Number Cnf |  |  | 041-33847 | 041-33847 | Welch Allyn Inc | Suretemp plus 692 |  | CNF | MEMORIAL CITY - POSTPARTUM - NURSERY |  |  |  |  | 041-33847 | 041-33847 | West | Womens Memorial Hermann | MEMORIAL CITY - POSTPARTUM - NURSERY | Room 2M 335 | [6 empty] | THERMOMETERELECT-Welch Allyn-SureTemp Plus 692
YES | YES |  |  |  | 041-33851 | 041-33851 | Welch Allyn Inc | SURETEMP PLUS 692 |  |  | MEMORIAL CITY - POSTPARTUM - NURSERY |  |  |  |  | 041-33851 | 041-33851 | West | Womens Memorial Hermann | MEMORIAL CITY - POSTPARTUM - NURSERY | Medication room | [6 empty] | THERMOMETERELECT-Welch Allyn-SureTemp Plus 692
YES | YES | [5 empty] | Welch Allyn Inc | SURETEMP PLUS 692 |  |  | MEMORIAL CITY - CARDIOLOGY | [6 empty] | West | Memorial Hermann Memorial City Medical Center | MEMORIAL CITY - CARDIOLOGY | E7- Room 428 |  |  |  | CNF pm sticker | THERMOMETERS, ELECTRONIC, PATIENT
YES | YES | [5 empty] | Welch Allyn Inc | SURETEMP PLUS 692 |  |  | 7E Cardiology | [6 empty] | West | Memorial Hermann Memorial City Medical Center | 7E Cardiology | Memorial Hermann cardio 7E
YES | YES | [5 empty] | Welch Allyn Inc | SURETEMP PLUS 692 |  |  | 7E Cardiology | [6 empty] | West | Memorial Hermann Memorial City Medical Center | 7E Cardiology | Memorial Hermann cardio 7E
YES | YES | [5 empty] | Welch Allyn Inc | SURETEMP PLUS 692 |  |  | 7E Cardiology | [6 empty] | West | Memorial Hermann Memorial City Medical Center | 7E Cardiology | Memorial Hermann cardio 7E
YES | YES | [5 empty] | Welch Allyn Inc | SURETEMP PLUS 692 |  |  | Emergency Center | [6 empty] | West | Memorial Hermann Memorial City Medical Center Emergency Center | Emergency Center | ER Nurses Station |  |  |  |  | THERMOMETERS, ELECTRONIC, PATIENT
YES | YES | [5 empty] | Welch Allyn Inc | SURETEMP PLUS 692 |  |  | Emergency Center | [6 empty] | West | Memorial Hermann Memorial City Medical Center Emergency Center | Emergency Center | ER Room 2 |  |  |  |  | THERMOMETERS, ELECTRONIC, PATIENT
YES | YES | [5 empty] | Welch Allyn Inc | SURETEMP PLUS 692 |  |  | Emergency Center | [6 empty] | West | Memorial Hermann Memorial City Medical Center Emergency Center | Emergency Center | ER Room 2 |  |  |  |  | THERMOMETERS, ELECTRONIC, PATIENT
NO | YES |  |  |  | 099-02577 | 099-02577 | Welch Allyn Inc | SURETEMP PLUS 692 |  |  | MEMORIAL CITY - GENERAL SURGERY |  |  |  |  | 099-02577 | 099-02577 | West |  | MEMORIAL CITY - GENERAL SURGERY | Mh-Katy biomed shop |  |  |  |  | THERMOMETERS, ELECTRONIC, PATIENT
YES | YES |  |  |  | 009-33045 | 009-33045 | Welch Allyn Inc | SURETEMP PLUS 692 |  | (21) 16401224 | KATY - NICU |  |  |  |  | 009-33045 | 009-33045 | Katy |  | KATY - NICU | [5 empty] | THERMOMETERS, ELECTRONIC, PATIENT
NO | NO |  |  |  | 151-02461 |  | Welch Allyn Inc | SURETEMP PLUS 692 |  | (21) 17021582 | CY - ER | MHHS-Cypress |  | Thermometer, Electronic |  | 151-02461 |  | Northwest & Cypress |  | CY - ER | [5 empty] | THERMOMETERS, ELECTRONIC, PATIENT |  | THERMOMETERELECT-Welch Allyn-SureTemp Plus 692 | THERMOMETERELECT | SureTemp Plus 692 |  |  |  | Welch Allyn | Thermometer, Electronic |  | THERMOMETERELECT-Welch Allyn-SureTemp Plus 692 |  |  |  |  | Covered PM Repair - Biomedical | MHHS-Cypress
NO | NO |  |  |  | 151-03362 |  | Welch Allyn Inc | SURETEMP PLUS 692 |  | (21) 19263608 | CY - NICU | MHHS-Cypress |  | Thermometer, Electronic |  | 151-03362 |  | Northwest & Cypress |  | CY - NICU | [5 empty] | THERMOMETERS, ELECTRONIC, PATIENT |  | THERMOMETERELECT-Welch Allyn-SureTemp Plus 692 | THERMOMETERELECT | SureTemp Plus 692 |  |  |  | Welch Allyn | Thermometer, Electronic |  | THERMOMETERELECT-Welch Allyn-SureTemp Plus 692 |  |  |  |  | Covered PM Repair - Biomedical | MHHS-Cypress
NO | NO |  |  |  | 151-02918 |  | Welch Allyn Inc | SURETEMP PLUS 692 |  |  | CY - POST PARTUM | MHHS-Cypress |  | Thermometer, Electronic |  | 151-02918 |  | Northwest & Cypress |  | CY - POST PARTUM | [5 empty] | THERMOMETERS, ELECTRONIC, PATIENT |  | THERMOMETERELECT-Welch Allyn-SureTemp Plus 692 | THERMOMETERELECT | SureTemp Plus 692 |  |  |  | Welch Allyn | Thermometer, Electronic |  | THERMOMETERELECT-Welch Allyn-SureTemp Plus 692 |  |  |  |  | Covered PM Repair - Biomedical | MHHS-Cypress
NO | NO | [5 empty] | Welch Allyn Inc | SURETEMP PLUS 692 |  |  | GH - CLINICAL DECISION UNIT (CDU) | MHHS-Greater Heights |  | Thermometer, Electronic |  |  |  | Central & Greater Heights |  | GH - CLINICAL DECISION UNIT (CDU) | [5 empty] | THERMOMETERS, ELECTRONIC, PATIENT |  | THERMOMETERELECT-Welch Allyn-SureTemp Plus 692 | THERMOMETERELECT | SureTemp Plus 692 |  |  |  | Welch Allyn | Thermometer, Electronic |  | THERMOMETERELECT-Welch Allyn-SureTemp Plus 692 |  |  |  |  | Covered PM Repair - Biomedical | MHHS-Greater Heights
NO | NO | [5 empty] | Welch Allyn Inc | SURETEMP PLUS 692 |  |  | GH - CLINICAL DECISION UNIT (CDU) | MHHS-Greater Heights |  | Thermometer, Electronic |  |  |  | Central & Greater Heights |  | GH - CLINICAL DECISION UNIT (CDU) | [5 empty] | THERMOMETERS, ELECTRONIC, PATIENT |  | THERMOMETERELECT-Welch Allyn-SureTemp Plus 692 | THERMOMETERELECT | SureTemp Plus 692 |  |  |  | Welch Allyn | Thermometer, Electronic |  | THERMOMETERELECT-Welch Allyn-SureTemp Plus 692 |  |  |  |  | Covered PM Repair - Biomedical | MHHS-Greater Heights
NO | NO | [5 empty] | Welch Allyn Inc | SURETEMP PLUS 692 |  |  | GH - CLINICAL DECISION UNIT (CDU) | MHHS-Greater Heights |  | Thermometer, Electronic |  |  |  | Central & Greater Heights |  | GH - CLINICAL DECISION UNIT (CDU) | [5 empty] | THERMOMETERS, ELECTRONIC, PATIENT |  | THERMOMETERELECT-Welch Allyn-SureTemp Plus 692 | THERMOMETERELECT | SureTemp Plus 692 |  |  |  | Welch Allyn | Thermometer, Electronic |  | THERMOMETERELECT-Welch Allyn-SureTemp Plus 692 |  |  |  |  | Covered PM Repair - Biomedical | MHHS-Greater Heights
NO | NO | [5 empty] | Welch Allyn Inc | SURETEMP PLUS 692 |  |  | GH - CLINICAL DECISION UNIT (CDU) | MHHS-Greater Heights |  | Thermometer, Electronic |  |  |  | Central & Greater Heights |  | GH - CLINICAL DECISION UNIT (CDU) | [5 empty] | THERMOMETERS, ELECTRONIC, PATIENT |  | THERMOMETERELECT-Welch Allyn-SureTemp Plus 692 | THERMOMETERELECT | SureTemp Plus 692 |  |  |  | Welch Allyn | Thermometer, Electronic |  | THERMOMETERELECT-Welch Allyn-SureTemp Plus 692 |  |  |  |  | Covered PM Repair - Biomedical | MHHS-Greater Heights
NO | NO | [5 empty] | Welch Allyn Inc | SURETEMP PLUS 692 |  |  | GH - CLINICAL DECISION UNIT (CDU) | MHHS-Greater Heights |  | Thermometer, Electronic |  |  |  | Central & Greater Heights |  | GH - CLINICAL DECISION UNIT (CDU) | [5 empty] | THERMOMETERS, ELECTRONIC, PATIENT |  | THERMOMETERELECT-Welch Allyn-SureTemp Plus 692 | THERMOMETERELECT | SureTemp Plus 692 |  |  |  | Welch Allyn | Thermometer, Electronic |  | THERMOMETERELECT-Welch Allyn-SureTemp Plus 692 |  |  |  |  | Covered PM Repair - Biomedical | MHHS-Greater Heights
NO | NO | [5 empty] | Welch Allyn Inc | SURETEMP PLUS 692 |  |  | GH - CLINICAL DECISION UNIT (CDU) | MHHS-Greater Heights |  | Thermometer, Electronic |  |  |  | Central & Greater Heights |  | GH - CLINICAL DECISION UNIT (CDU) | [5 empty] | THERMOMETERS, ELECTRONIC, PATIENT |  | THERMOMETERELECT-Welch Allyn-SureTemp Plus 692 | THERMOMETERELECT | SureTemp Plus 692 |  |  |  | Welch Allyn | Thermometer, Electronic |  | THERMOMETERELECT-Welch Allyn-SureTemp Plus 692 |  |  |  |  | Covered PM Repair - Biomedical | MHHS-Greater Heights
NO | NO | [5 empty] | Welch Allyn Inc | SURETEMP PLUS 692 |  |  | GH - CLINICAL DECISION UNIT (CDU) | MHHS-Greater Heights |  | Thermometer, Electronic |  |  |  | Central & Greater Heights |  | GH - CLINICAL DECISION UNIT (CDU) | [5 empty] | THERMOMETERS, ELECTRONIC, PATIENT |  | THERMOMETERELECT-Welch Allyn-SureTemp Plus 692 | THERMOMETERELECT | SureTemp Plus 692 |  |  |  | Welch Allyn | Thermometer, Electronic |  | THERMOMETERELECT-Welch Allyn-SureTemp Plus 692 |  |  |  |  | Covered PM Repair - Biomedical | MHHS-Greater Heights
NO | NO | [5 empty] | Welch Allyn Inc | SURETEMP PLUS 692 |  |  | GH - CLINICAL DECISION UNIT (CDU) | MHHS-Greater Heights |  | Thermometer, Electronic |  |  |  | Central & Greater Heights |  | GH - CLINICAL DECISION UNIT (CDU) | [5 empty] | THERMOMETERS, ELECTRONIC, PATIENT |  | THERMOMETERELECT-Welch Allyn-SureTemp Plus 692 | THERMOMETERELECT | SureTemp Plus 692 |  |  |  | Welch Allyn | Thermometer, Electronic |  | THERMOMETERELECT-Welch Allyn-SureTemp Plus 692 |  |  |  |  | Covered PM Repair - Biomedical | MHHS-Greater Heights
NO | NO | [5 empty] | Welch Allyn Inc | SURETEMP PLUS 692 |  |  | GH - CLINICAL DECISION UNIT (CDU) | MHHS-Greater Heights |  | Thermometer, Electronic |  |  |  | Central & Greater Heights |  | GH - CLINICAL DECISION UNIT (CDU) | [5 empty] | THERMOMETERS, ELECTRONIC, PATIENT |  | THERMOMETERELECT-Welch Allyn-SureTemp Plus 692 | THERMOMETERELECT | SureTemp Plus 692 |  |  |  | Welch Allyn | Thermometer, Electronic |  | THERMOMETERELECT-Welch Allyn-SureTemp Plus 692 |  |  |  |  | Covered PM Repair - Biomedical | MHHS-Greater Heights
NO | NO | [5 empty] | Welch Allyn Inc | SURETEMP PLUS 692 |  |  | GH - CLINICAL DECISION UNIT (CDU) | MHHS-Greater Heights |  | Thermometer, Electronic |  |  |  | Central & Greater Heights |  | GH - CLINICAL DECISION UNIT (CDU) | [5 empty] | THERMOMETERS, ELECTRONIC, PATIENT |  | THERMOMETERELECT-Welch Allyn-SureTemp Plus 692 | THERMOMETERELECT | SureTemp Plus 692 |  |  |  | Welch Allyn | Thermometer, Electronic |  | THERMOMETERELECT-Welch Allyn-SureTemp Plus 692 |  |  |  |  | Covered PM Repair - Biomedical | MHHS-Greater Heights
NO | NO | [5 empty] | Welch Allyn Inc | SURETEMP PLUS 692 |  |  | GH - CLINICAL DECISION UNIT (CDU) | MHHS-Greater Heights |  | Thermometer, Electronic |  |  |  | Central & Greater Heights |  | GH - CLINICAL DECISION UNIT (CDU) | [5 empty] | THERMOMETERS, ELECTRONIC, PATIENT |  | THERMOMETERELECT-Welch Allyn-SureTemp Plus 692 | THERMOMETERELECT | SureTemp Plus 692 |  |  |  | Welch Allyn | Thermometer, Electronic |  | THERMOMETERELECT-Welch Allyn-SureTemp Plus 692 |  |  |  |  | Covered PM Repair - Biomedical | MHHS-Greater Heights
NO | NO | [5 empty] | Welch Allyn Inc | SURETEMP PLUS 692 |  |  | GH - CLINICAL DECISION UNIT (CDU) | MHHS-Greater Heights |  | Thermometer, Electronic |  |  |  | Central & Greater Heights |  | GH - CLINICAL DECISION UNIT (CDU) | [5 empty] | THERMOMETERS, ELECTRONIC, PATIENT |  | THERMOMETERELECT-Welch Allyn-SureTemp Plus 692 | THERMOMETERELECT | SureTemp Plus 692 |  |  |  | Welch Allyn | Thermometer, Electronic |  | THERMOMETERELECT-Welch Allyn-SureTemp Plus 692 |  |  |  |  | Covered PM Repair - Biomedical | MHHS-Greater Heights
NO | NO | [5 empty] | Welch Allyn Inc | SURETEMP PLUS 692 |  |  | GH - CLINICAL DECISION UNIT (CDU) | MHHS-Greater Heights |  | Thermometer, Electronic |  |  |  | Central & Greater Heights |  | GH - CLINICAL DECISION UNIT (CDU) | [5 empty] | THERMOMETERS, ELECTRONIC, PATIENT |  | THERMOMETERELECT-Welch Allyn-SureTemp Plus 692 | THERMOMETERELECT | SureTemp Plus 692 |  |  |  | Welch Allyn | Thermometer, Electronic |  | THERMOMETERELECT-Welch Allyn-SureTemp Plus 692 |  |  |  |  | Not Covered Vendor Only - Biomedical | MHHS-Greater Heights
NO | NO | [5 empty] | Welch Allyn Inc | SURETEMP PLUS 692 |  |  | GH - CLINICAL DECISION UNIT (CDU) | MHHS-Greater Heights |  | Thermometer, Electronic |  |  |  | Central & Greater Heights |  | GH - CLINICAL DECISION UNIT (CDU) | [5 empty] | THERMOMETERS, ELECTRONIC, PATIENT |  | THERMOMETERELECT-Welch Allyn-SureTemp Plus 692 | THERMOMETERELECT | SureTemp Plus 692 |  |  |  | Welch Allyn | Thermometer, Electronic |  | THERMOMETERELECT-Welch Allyn-SureTemp Plus 692 |  |  |  |  | Covered PM Repair - Biomedical | MHHS-Greater Heights
NO | NO | [5 empty] | Welch Allyn Inc | SURETEMP PLUS 692 |  |  | GH - CLINICAL DECISION UNIT (CDU) | MHHS-Greater Heights |  | Thermometer, Electronic |  |  |  | Central & Greater Heights |  | GH - CLINICAL DECISION UNIT (CDU) | [5 empty] | THERMOMETERS, ELECTRONIC, PATIENT |  | THERMOMETERELECT-Welch Allyn-SureTemp Plus 692 | THERMOMETERELECT | SureTemp Plus 692 |  |  |  | Welch Allyn | Thermometer, Electronic |  | THERMOMETERELECT-Welch Allyn-SureTemp Plus 692 |  |  |  |  | Covered PM Repair - Biomedical | MHHS-Greater Heights
NO | NO | [5 empty] | Welch Allyn Inc | SURETEMP PLUS 692 |  |  | GH - CLINICAL DECISION UNIT (CDU) | MHHS-Greater Heights |  | Thermometer, Electronic |  |  |  | Central & Greater Heights |  | GH - CLINICAL DECISION UNIT (CDU) | [5 empty] | THERMOMETERS, ELECTRONIC, PATIENT |  | THERMOMETERELECT-Welch Allyn-SureTemp Plus 692 | THERMOMETERELECT | SureTemp Plus 692 |  |  |  | Welch Allyn | Thermometer, Electronic |  | THERMOMETERELECT-Welch Allyn-SureTemp Plus 692 |  |  |  |  | Covered PM Repair - Biomedical | MHHS-Greater Heights
NO | NO | [5 empty] | Welch Allyn Inc | SURETEMP PLUS 692 |  |  | GH - CLINICAL DECISION UNIT (CDU) | MHHS-Greater Heights |  | Thermometer, Electronic |  |  |  | Central & Greater Heights |  | GH - CLINICAL DECISION UNIT (CDU) | [5 empty] | THERMOMETERS, ELECTRONIC, PATIENT |  | THERMOMETERELECT-Welch Allyn-SureTemp Plus 692 | THERMOMETERELECT | SureTemp Plus 692 |  |  |  | Welch Allyn | Thermometer, Electronic |  | THERMOMETERELECT-Welch Allyn-SureTemp Plus 692 |  |  |  |  | Covered PM Repair - Biomedical | MHHS-Greater Heights
NO | NO | [5 empty] | Welch Allyn Inc | SURETEMP PLUS 692 |  |  | GH - CLINICAL DECISION UNIT (CDU) | MHHS-Greater Heights |  | Thermometer, Electronic |  |  |  | Central & Greater Heights |  | GH - CLINICAL DECISION UNIT (CDU) | [5 empty] | THERMOMETERS, ELECTRONIC, PATIENT |  | THERMOMETERELECT-Welch Allyn-SureTemp Plus 692 | THERMOMETERELECT | SureTemp Plus 692 |  |  |  | Welch Allyn | Thermometer, Electronic |  | THERMOMETERELECT-Welch Allyn-SureTemp Plus 692 |  |  |  |  | Covered PM Repair - Biomedical | MHHS-Greater Heights
NO | NO | [5 empty] | Welch Allyn Inc | SURETEMP PLUS 692 |  |  | GH - CLINICAL DECISION UNIT (CDU) | MHHS-Greater Heights |  | Thermometer, Electronic |  |  |  | Central & Greater Heights |  | GH - CLINICAL DECISION UNIT (CDU) | [5 empty] | THERMOMETERS, ELECTRONIC, PATIENT |  | THERMOMETERELECT-Welch Allyn-SureTemp Plus 692 | THERMOMETERELECT | SureTemp Plus 692 |  |  |  | Welch Allyn | Thermometer, Electronic |  | THERMOMETERELECT-Welch Allyn-SureTemp Plus 692 |  |  |  |  | Covered PM Repair - Biomedical | MHHS-Greater Heights
NO | NO | [5 empty] | Welch Allyn Inc | SURETEMP PLUS 692 |  |  | GH - CLINICAL DECISION UNIT (CDU) | MHHS-Greater Heights |  | Thermometer, Electronic |  |  |  | Central & Greater Heights |  | GH - CLINICAL DECISION UNIT (CDU) | [5 empty] | THERMOMETERS, ELECTRONIC, PATIENT |  | THERMOMETERELECT-Welch Allyn-SureTemp Plus 692 | THERMOMETERELECT | SureTemp Plus 692 |  |  |  | Welch Allyn | Thermometer, Electronic |  | THERMOMETERELECT-Welch Allyn-SureTemp Plus 692 |  |  |  |  | Covered PM Repair - Biomedical | MHHS-Greater Heights
NO | NO | [5 empty] | Welch Allyn Inc | SURETEMP PLUS 692 |  |  | GH - CLINICAL DECISION UNIT (CDU) | MHHS-Greater Heights |  | Thermometer, Electronic |  |  |  | Central & Greater Heights |  | GH - CLINICAL DECISION UNIT (CDU) | [5 empty] | THERMOMETERS, ELECTRONIC, PATIENT |  | THERMOMETERELECT-Welch Allyn-SureTemp Plus 692 | THERMOMETERELECT | SureTemp Plus 692 |  |  |  | Welch Allyn | Thermometer, Electronic |  | THERMOMETERELECT-Welch Allyn-SureTemp Plus 692 |  |  |  |  | Covered PM Repair - Biomedical | MHHS-Greater Heights
NO | NO | [5 empty] | Welch Allyn Inc | SURETEMP PLUS 692 |  |  | GH - CLINICAL DECISION UNIT (CDU) | MHHS-Greater Heights |  | Thermometer, Electronic |  |  |  | Central & Greater Heights |  | GH - CLINICAL DECISION UNIT (CDU) | [5 empty] | THERMOMETERS, ELECTRONIC, PATIENT |  | THERMOMETERELECT-Welch Allyn-SureTemp Plus 692 | THERMOMETERELECT | SureTemp Plus 692 |  |  |  | Welch Allyn | Thermometer, Electronic |  | THERMOMETERELECT-Welch Allyn-SureTemp Plus 692 |  |  |  |  | Covered PM Repair - Biomedical | MHHS-Greater Heights
NO | NO | [5 empty] | Welch Allyn Inc | SURETEMP PLUS 692 |  |  | GH - CLINICAL DECISION UNIT (CDU) | MHHS-Greater Heights |  | Thermometer, Electronic |  |  |  | Central & Greater Heights |  | GH - CLINICAL DECISION UNIT (CDU) | [5 empty] | THERMOMETERS, ELECTRONIC, PATIENT |  | THERMOMETERELECT-Welch Allyn-SureTemp Plus 692 | THERMOMETERELECT | SureTemp Plus 692 |  |  |  | Welch Allyn | Thermometer, Electronic |  | THERMOMETERELECT-Welch Allyn-SureTemp Plus 692 |  |  |  |  | Covered PM Repair - Biomedical | MHHS-Greater Heights
NO | NO | [5 empty] | Welch Allyn Inc | SURETEMP PLUS 692 |  |  | GH - CLINICAL DECISION UNIT (CDU) | MHHS-Greater Heights |  | Thermometer, Electronic |  |  |  | Central & Greater Heights |  | GH - CLINICAL DECISION UNIT (CDU) | [5 empty] | THERMOMETERS, ELECTRONIC, PATIENT |  | THERMOMETERELECT-Welch Allyn-SureTemp Plus 692 | THERMOMETERELECT | SureTemp Plus 692 |  |  |  | Welch Allyn | Thermometer, Electronic |  | THERMOMETERELECT-Welch Allyn-SureTemp Plus 692 |  |  |  |  | Covered PM Repair - Biomedical | MHHS-Greater Heights
NO | NO |  |  |  | (21) 17059085 |  | Welch Allyn Inc | SURETEMP PLUS 692 |  | (21) 17059085 | GH - ER | MHHS-Greater Heights |  | Thermometer, Electronic |  | (21) 17059085 |  | Central & Greater Heights |  | GH - ER | [5 empty] | THERMOMETERS, ELECTRONIC, PATIENT |  | THERMOMETERELECT-Welch Allyn-SureTemp Plus 692 | THERMOMETERELECT | SureTemp Plus 692 |  |  |  | Welch Allyn | Thermometer, Electronic |  | THERMOMETERELECT-Welch Allyn-SureTemp Plus 692 |  |  |  |  | Covered PM Repair - Biomedical | MHHS-Greater Heights
NO | NO | [5 empty] | Welch Allyn Inc | SURETEMP PLUS 692 |  |  | GH - LABOR & DELIVERY | MHHS-Greater Heights |  | Thermometer, Electronic |  |  |  | Central & Greater Heights |  | GH - LABOR & DELIVERY | [5 empty] | THERMOMETERS, ELECTRONIC, PATIENT |  | THERMOMETERELECT-Welch Allyn-SureTemp Plus 692 | THERMOMETERELECT | SureTemp Plus 692 |  |  |  | Welch Allyn | Thermometer, Electronic |  | THERMOMETERELECT-Welch Allyn-SureTemp Plus 692 |  |  |  |  | Covered PM Repair - Biomedical | MHHS-Greater Heights
NO | NO | [5 empty] | Welch Allyn Inc | SURETEMP PLUS 692 |  |  | GH - LABOR & DELIVERY | MHHS-Greater Heights |  | Thermometer, Electronic |  |  |  | Central & Greater Heights |  | GH - LABOR & DELIVERY | [5 empty] | THERMOMETERS, ELECTRONIC, PATIENT |  | THERMOMETERELECT-Welch Allyn-SureTemp Plus 692 | THERMOMETERELECT | SureTemp Plus 692 |  |  |  | Welch Allyn | Thermometer, Electronic |  | THERMOMETERELECT-Welch Allyn-SureTemp Plus 692 |  |  |  |  | Covered PM Repair - Biomedical | MHHS-Greater Heights
NO | NO | [5 empty] | Welch Allyn Inc | SURETEMP PLUS 692 |  |  | GH - LABOR & DELIVERY | MHHS-Greater Heights |  | Thermometer, Electronic |  |  |  | Central & Greater Heights |  | GH - LABOR & DELIVERY | [5 empty] | THERMOMETERS, ELECTRONIC, PATIENT |  | THERMOMETERELECT-Welch Allyn-SureTemp Plus 692 | THERMOMETERELECT | SureTemp Plus 692 |  |  |  | Welch Allyn | Thermometer, Electronic |  | THERMOMETERELECT-Welch Allyn-SureTemp Plus 692 |  |  |  |  | Covered PM Repair - Biomedical | MHHS-Greater Heights
NO | NO | [5 empty] | Welch Allyn Inc | SURETEMP PLUS 692 |  |  | GH - NEURO 5N | MHHS-Greater Heights |  | Thermometer, Electronic |  |  |  | Central & Greater Heights |  | GH - NEURO 5N | [5 empty] | THERMOMETERS, ELECTRONIC, PATIENT |  | THERMOMETERELECT-Welch Allyn-SureTemp Plus 692 | THERMOMETERELECT | SureTemp Plus 692 |  |  |  | Welch Allyn | Thermometer, Electronic |  | THERMOMETERELECT-Welch Allyn-SureTemp Plus 692 |  |  |  |  | Covered PM Repair - Biomedical | MHHS-Greater Heights
NO | NO | [5 empty] | Welch Allyn Inc | SURETEMP PLUS 692 |  |  | KATY - ER | MHHS-Katy |  | Thermometer, Electronic |  |  |  | Katy |  | KATY - ER | [5 empty] | THERMOMETERS, ELECTRONIC, PATIENT |  | THERMOMETERELECT-Welch Allyn-SureTemp Plus 692 | THERMOMETERELECT | SureTemp Plus 692 |  |  |  | Welch Allyn | Thermometer, Electronic |  | THERMOMETERELECT-Welch Allyn-SureTemp Plus 692 |  |  |  |  | Covered PM Repair - Biomedical | MHHS-Katy
NO | NO | [5 empty] | Welch Allyn Inc | SURETEMP PLUS 692 |  |  | KATY - ER | MHHS-Katy |  | Thermometer, Electronic |  |  |  | Katy |  | KATY - ER | [5 empty] | THERMOMETERS, ELECTRONIC, PATIENT |  | THERMOMETERELECT-Welch Allyn-SureTemp Plus 692 | THERMOMETERELECT | SureTemp Plus 692 |  |  |  | Welch Allyn | Thermometer, Electronic |  | THERMOMETERELECT-Welch Allyn-SureTemp Plus 692 |  |  |  |  | Covered PM Repair - Biomedical | MHHS-Katy
NO | NO | [5 empty] | Welch Allyn Inc | SURETEMP PLUS 692 |  |  | KATY - ER | MHHS-Katy |  | Thermometer, Electronic |  |  |  | Katy |  | KATY - ER | [5 empty] | THERMOMETERS, ELECTRONIC, PATIENT |  | THERMOMETERELECT-Welch Allyn-SureTemp Plus 692 | THERMOMETERELECT | SureTemp Plus 692 |  |  |  | Welch Allyn | Thermometer, Electronic |  | THERMOMETERELECT-Welch Allyn-SureTemp Plus 692 |  |  |  |  | Covered PM Repair - Biomedical | MHHS-Katy
NO | NO | [5 empty] | Welch Allyn Inc | SURETEMP PLUS 692 |  |  | KATY - ER | MHHS-Katy |  | Thermometer, Electronic |  |  |  | Katy |  | KATY - ER | [5 empty] | THERMOMETERS, ELECTRONIC, PATIENT |  | THERMOMETERELECT-Welch Allyn-SureTemp Plus 692 | THERMOMETERELECT | SureTemp Plus 692 |  |  |  | Welch Allyn | Thermometer, Electronic |  | THERMOMETERELECT-Welch Allyn-SureTemp Plus 692 |  |  |  |  | Covered PM Repair - Biomedical | MHHS-Katy
NO | NO | [5 empty] | Welch Allyn Inc | SURETEMP PLUS 692 |  |  | KATY - ER | MHHS-Katy |  | Thermometer, Electronic |  |  |  | Katy |  | KATY - ER | [5 empty] | THERMOMETERS, ELECTRONIC, PATIENT |  | THERMOMETERELECT-Welch Allyn-SureTemp Plus 692 | THERMOMETERELECT | SureTemp Plus 692 |  |  |  | Welch Allyn | Thermometer, Electronic |  | THERMOMETERELECT-Welch Allyn-SureTemp Plus 692 |  |  |  |  | Covered PM Repair - Biomedical | MHHS-Katy
NO | NO | [5 empty] | Welch Allyn Inc | SURETEMP PLUS 692 |  |  | KATY - ER | MHHS-Katy |  | Thermometer, Electronic |  |  |  | Katy |  | KATY - ER | [5 empty] | THERMOMETERS, ELECTRONIC, PATIENT |  | THERMOMETERELECT-Welch Allyn-SureTemp Plus 692 | THERMOMETERELECT | SureTemp Plus 692 |  |  |  | Welch Allyn | Thermometer, Electronic |  | THERMOMETERELECT-Welch Allyn-SureTemp Plus 692 |  |  |  |  | Covered PM Repair - Biomedical | MHHS-Katy
NO | NO | [5 empty] | Welch Allyn Inc | SURETEMP PLUS 692 |  |  | KATY - ER | MHHS-Katy |  | Thermometer, Electronic |  |  |  | Katy |  | KATY - ER | [5 empty] | THERMOMETERS, ELECTRONIC, PATIENT |  | THERMOMETERELECT-Welch Allyn-SureTemp Plus 692 | THERMOMETERELECT | SureTemp Plus 692 |  |  |  | Welch Allyn | Thermometer, Electronic |  | THERMOMETERELECT-Welch Allyn-SureTemp Plus 692 |  |  |  |  | Covered PM Repair - Biomedical | MHHS-Katy
NO | NO | [5 empty] | Welch Allyn Inc | SURETEMP PLUS 692 |  |  | KATY - ER | MHHS-Katy |  | Thermometer, Electronic |  |  |  | Katy |  | KATY - ER | [5 empty] | THERMOMETERS, ELECTRONIC, PATIENT |  | THERMOMETERELECT-Welch Allyn-SureTemp Plus 692 | THERMOMETERELECT | SureTemp Plus 692 |  |  |  | Welch Allyn | Thermometer, Electronic |  | THERMOMETERELECT-Welch Allyn-SureTemp Plus 692 |  |  |  |  | Covered PM Repair - Biomedical | MHHS-Katy
NO | NO | [5 empty] | Welch Allyn Inc | SURETEMP PLUS 692 |  |  | KATY - ER | MHHS-Katy |  | Thermometer, Electronic |  |  |  | Katy |  | KATY - ER | [5 empty] | THERMOMETERS, ELECTRONIC, PATIENT |  | THERMOMETERELECT-Welch Allyn-SureTemp Plus 692 | THERMOMETERELECT | SureTemp Plus 692 |  |  |  | Welch Allyn | Thermometer, Electronic |  | THERMOMETERELECT-Welch Allyn-SureTemp Plus 692 |  |  |  |  | Covered PM Repair - Biomedical | MHHS-Katy
NO | NO | [5 empty] | Welch Allyn Inc | SURETEMP PLUS 692 |  |  | KATY - ER | MHHS-Katy |  | Thermometer, Electronic |  |  |  | Katy |  | KATY - ER | [5 empty] | THERMOMETERS, ELECTRONIC, PATIENT |  | THERMOMETERELECT-Welch Allyn-SureTemp Plus 692 | THERMOMETERELECT | SureTemp Plus 692 |  |  |  | Welch Allyn | Thermometer, Electronic |  | THERMOMETERELECT-Welch Allyn-SureTemp Plus 692 |  |  |  |  | Covered PM Repair - Biomedical | MHHS-Katy
NO | NO | [5 empty] | Welch Allyn Inc | SURETEMP PLUS 692 |  |  | KATY - ER | MHHS-Katy |  | Thermometer, Electronic |  |  |  | Katy |  | KATY - ER | [5 empty] | THERMOMETERS, ELECTRONIC, PATIENT |  | THERMOMETERELECT-Welch Allyn-SureTemp Plus 692 | THERMOMETERELECT | SureTemp Plus 692 |  |  |  | Welch Allyn | Thermometer, Electronic |  | THERMOMETERELECT-Welch Allyn-SureTemp Plus 692 |  |  |  |  | Covered PM Repair - Biomedical | MHHS-Katy
NO | NO | [5 empty] | Welch Allyn Inc | SURETEMP PLUS 692 |  |  | KATY - ER | MHHS-Katy |  | Thermometer, Electronic |  |  |  | Katy |  | KATY - ER | [5 empty] | THERMOMETERS, ELECTRONIC, PATIENT |  | THERMOMETERELECT-Welch Allyn-SureTemp Plus 692 | THERMOMETERELECT | SureTemp Plus 692 |  |  |  | Welch Allyn | Thermometer, Electronic |  | THERMOMETERELECT-Welch Allyn-SureTemp Plus 692 |  |  |  |  | Covered PM Repair - Biomedical | MHHS-Katy
NO | NO | [5 empty] | Welch Allyn Inc | SURETEMP PLUS 692 |  |  | KATY - ER | MHHS-Katy |  | Thermometer, Electronic |  |  |  | Katy |  | KATY - ER | [5 empty] | THERMOMETERS, ELECTRONIC, PATIENT |  | THERMOMETERELECT-Welch Allyn-SureTemp Plus 692 | THERMOMETERELECT | SureTemp Plus 692 |  |  |  | Welch Allyn | Thermometer, Electronic |  | THERMOMETERELECT-Welch Allyn-SureTemp Plus 692 |  |  |  |  | Covered PM Repair - Biomedical | MHHS-Katy
NO | NO | [5 empty] | Welch Allyn Inc | SURETEMP PLUS 692 |  |  | KATY - ER | MHHS-Katy |  | Thermometer, Electronic |  |  |  | Katy |  | KATY - ER | [5 empty] | THERMOMETERS, ELECTRONIC, PATIENT |  | THERMOMETERELECT-Welch Allyn-SureTemp Plus 692 | THERMOMETERELECT | SureTemp Plus 692 |  |  |  | Welch Allyn | Thermometer, Electronic |  | THERMOMETERELECT-Welch Allyn-SureTemp Plus 692 |  |  |  |  | Covered PM Repair - Biomedical | MHHS-Katy
NO | NO | [5 empty] | Welch Allyn Inc | SURETEMP PLUS 692 |  |  | KATY - ER | MHHS-Katy |  | Thermometer, Electronic |  |  |  | Katy |  | KATY - ER | [5 empty] | THERMOMETERS, ELECTRONIC, PATIENT |  | THERMOMETERELECT-Welch Allyn-SureTemp Plus 692 | THERMOMETERELECT | SureTemp Plus 692 |  |  |  | Welch Allyn | Thermometer, Electronic |  | THERMOMETERELECT-Welch Allyn-SureTemp Plus 692 |  |  |  |  | Covered PM Repair - Biomedical | MHHS-Katy
NO | NO | [5 empty] | Welch Allyn Inc | SURETEMP PLUS 692 |  |  | KATY - ER | MHHS-Katy |  | Thermometer, Electronic |  |  |  | Katy |  | KATY - ER | [5 empty] | THERMOMETERS, ELECTRONIC, PATIENT |  | THERMOMETERELECT-Welch Allyn-SureTemp Plus 692 | THERMOMETERELECT | SureTemp Plus 692 |  |  |  | Welch Allyn | Thermometer, Electronic |  | THERMOMETERELECT-Welch Allyn-SureTemp Plus 692 |  |  |  |  | Covered PM Repair - Biomedical | MHHS-Katy
NO | NO | [5 empty] | Welch Allyn Inc | SURETEMP PLUS 692 |  |  | KATY - ER | MHHS-Katy |  | Thermometer, Electronic |  |  |  | Katy |  | KATY - ER | [5 empty] | THERMOMETERS, ELECTRONIC, PATIENT |  | THERMOMETERELECT-Welch Allyn-SureTemp Plus 692 | THERMOMETERELECT | SureTemp Plus 692 |  |  |  | Welch Allyn | Thermometer, Electronic |  | THERMOMETERELECT-Welch Allyn-SureTemp Plus 692 |  |  |  |  | Covered PM Repair - Biomedical | MHHS-Katy
NO | NO | [5 empty] | Welch Allyn Inc | SURETEMP PLUS 692 |  |  | KATY - ER | MHHS-Katy |  | Thermometer, Electronic |  |  |  | Katy |  | KATY - ER | [5 empty] | THERMOMETERS, ELECTRONIC, PATIENT |  | THERMOMETERELECT-Welch Allyn-SureTemp Plus 692 | THERMOMETERELECT | SureTemp Plus 692 |  |  |  | Welch Allyn | Thermometer, Electronic |  | THERMOMETERELECT-Welch Allyn-SureTemp Plus 692 |  |  |  |  | Covered PM Repair - Biomedical | MHHS-Katy
NO | NO | [5 empty] | Welch Allyn Inc | SURETEMP PLUS 692 |  |  | KATY - ER | MHHS-Katy |  | Thermometer, Electronic |  |  |  | Katy |  | KATY - ER | [5 empty] | THERMOMETERS, ELECTRONIC, PATIENT |  | THERMOMETERELECT-Welch Allyn-SureTemp Plus 692 | THERMOMETERELECT | SureTemp Plus 692 |  |  |  | Welch Allyn | Thermometer, Electronic |  | THERMOMETERELECT-Welch Allyn-SureTemp Plus 692 |  |  |  |  | Covered PM Repair - Biomedical | MHHS-Katy
NO | NO |  |  |  | 133-09504 |  | Welch Allyn Inc | SURETEMP PLUS 692 |  |  | KATY - ICU | MHHS-Katy |  | Thermometer, Electronic |  | 133-09504 |  | Katy |  | KATY - ICU | [5 empty] | THERMOMETERS, ELECTRONIC, PATIENT |  | THERMOMETERELECT-Welch Allyn-SureTemp Plus 692 | THERMOMETERELECT | SureTemp Plus 692 |  |  |  | Welch Allyn | Thermometer, Electronic |  | THERMOMETERELECT-Welch Allyn-SureTemp Plus 692 |  |  |  |  | Covered PM Repair - Biomedical | MHHS-Katy
NO | NO |  |  |  | 133-09505 |  | Welch Allyn Inc | SURETEMP PLUS 692 |  |  | KATY - ICU | MHHS-Katy |  | Thermometer, Electronic |  | 133-09505 |  | Katy |  | KATY - ICU | [5 empty] | THERMOMETERS, ELECTRONIC, PATIENT |  | THERMOMETERELECT-Welch Allyn-SureTemp Plus 692 | THERMOMETERELECT | SureTemp Plus 692 |  |  |  | Welch Allyn | Thermometer, Electronic |  | THERMOMETERELECT-Welch Allyn-SureTemp Plus 692 |  |  |  |  | Covered PM Repair - Biomedical | MHHS-Katy
NO | NO |  |  |  | 133-09507 |  | Welch Allyn Inc | SURETEMP PLUS 692 |  |  | KATY - ICU | MHHS-Katy |  | Thermometer, Electronic |  | 133-09507 |  | Katy |  | KATY - ICU | [5 empty] | THERMOMETERS, ELECTRONIC, PATIENT |  | THERMOMETERELECT-Welch Allyn-SureTemp Plus 692 | THERMOMETERELECT | SureTemp Plus 692 |  |  |  | Welch Allyn | Thermometer, Electronic |  | THERMOMETERELECT-Welch Allyn-SureTemp Plus 692 |  |  |  |  | Covered PM Repair - Biomedical | MHHS-Katy
NO | NO |  |  |  | 133-09528 |  | Welch Allyn Inc | SURETEMP PLUS 692 |  |  | KATY - ICU | MHHS-Katy |  | Thermometer, Electronic |  | 133-09528 |  | Katy |  | KATY - ICU | [5 empty] | THERMOMETERS, ELECTRONIC, PATIENT |  | THERMOMETERELECT-Welch Allyn-SureTemp Plus 692 | THERMOMETERELECT | SureTemp Plus 692 |  |  |  | Welch Allyn | Thermometer, Electronic |  | THERMOMETERELECT-Welch Allyn-SureTemp Plus 692 |  |  |  |  | Covered PM Repair - Biomedical | MHHS-Katy
NO | NO | [5 empty] | Welch Allyn Inc | SURETEMP PLUS 692 |  |  | KATY - ICU | MHHS-Katy |  | Thermometer, Electronic |  |  |  | Katy |  | KATY - ICU | [5 empty] | THERMOMETERS, ELECTRONIC, PATIENT |  | THERMOMETERELECT-Welch Allyn-SureTemp Plus 692 | THERMOMETERELECT | SureTemp Plus 692 |  |  |  | Welch Allyn | Thermometer, Electronic |  | THERMOMETERELECT-Welch Allyn-SureTemp Plus 692 |  |  |  |  | Covered PM Repair - Biomedical | MHHS-Katy
NO | NO | [5 empty] | Welch Allyn Inc | SURETEMP PLUS 692 |  |  | KATY - ICU | MHHS-Katy |  | Thermometer, Electronic |  |  |  | Katy |  | KATY - ICU | [5 empty] | THERMOMETERS, ELECTRONIC, PATIENT |  | THERMOMETERELECT-Welch Allyn-SureTemp Plus 692 | THERMOMETERELECT | SureTemp Plus 692 |  |  |  | Welch Allyn | Thermometer, Electronic |  | THERMOMETERELECT-Welch Allyn-SureTemp Plus 692 |  |  |  |  | Covered PM Repair - Biomedical | MHHS-Katy
NO | NO | [5 empty] | Welch Allyn Inc | SURETEMP PLUS 692 |  |  | KATY - ICU | MHHS-Katy |  | Thermometer, Electronic |  |  |  | Katy |  | KATY - ICU | [5 empty] | THERMOMETERS, ELECTRONIC, PATIENT |  | THERMOMETERELECT-Welch Allyn-SureTemp Plus 692 | THERMOMETERELECT | SureTemp Plus 692 |  |  |  | Welch Allyn | Thermometer, Electronic |  | THERMOMETERELECT-Welch Allyn-SureTemp Plus 692 |  |  |  |  | Covered PM Repair - Biomedical | MHHS-Katy
NO | NO | [5 empty] | Welch Allyn Inc | SURETEMP PLUS 692 |  |  | KATY - ICU | MHHS-Katy |  | Thermometer, Electronic |  |  |  | Katy |  | KATY - ICU | [5 empty] | THERMOMETERS, ELECTRONIC, PATIENT |  | THERMOMETERELECT-Welch Allyn-SureTemp Plus 692 | THERMOMETERELECT | SureTemp Plus 692 |  |  |  | Welch Allyn | Thermometer, Electronic |  | THERMOMETERELECT-Welch Allyn-SureTemp Plus 692 |  |  |  |  | Covered PM Repair - Biomedical | MHHS-Katy
NO | NO | [5 empty] | Welch Allyn Inc | SURETEMP PLUS 692 |  |  | KATY - ICU | MHHS-Katy |  | Thermometer, Electronic |  |  |  | Katy |  | KATY - ICU | [5 empty] | THERMOMETERS, ELECTRONIC, PATIENT |  | THERMOMETERELECT-Welch Allyn-SureTemp Plus 692 | THERMOMETERELECT | SureTemp Plus 692 |  |  |  | Welch Allyn | Thermometer, Electronic |  | THERMOMETERELECT-Welch Allyn-SureTemp Plus 692 |  |  |  |  | Covered PM Repair - Biomedical | MHHS-Katy
NO | NO | [5 empty] | Welch Allyn Inc | SURETEMP PLUS 692 |  |  | KATY - ICU | MHHS-Katy |  | Thermometer, Electronic |  |  |  | Katy |  | KATY - ICU | [5 empty] | THERMOMETERS, ELECTRONIC, PATIENT |  | THERMOMETERELECT-Welch Allyn-SureTemp Plus 692 | THERMOMETERELECT | SureTemp Plus 692 |  |  |  | Welch Allyn | Thermometer, Electronic |  | THERMOMETERELECT-Welch Allyn-SureTemp Plus 692 |  |  |  |  | Covered PM Repair - Biomedical | MHHS-Katy
NO | NO | [5 empty] | Welch Allyn Inc | SURETEMP PLUS 692 |  |  | KATY - ICU | MHHS-Katy |  | Thermometer, Electronic |  |  |  | Katy |  | KATY - ICU | [5 empty] | THERMOMETERS, ELECTRONIC, PATIENT |  | THERMOMETERELECT-Welch Allyn-SureTemp Plus 692 | THERMOMETERELECT | SureTemp Plus 692 |  |  |  | Welch Allyn | Thermometer, Electronic |  | THERMOMETERELECT-Welch Allyn-SureTemp Plus 692 |  |  |  |  | Covered PM Repair - Biomedical | MHHS-Katy
NO | NO | [5 empty] | Welch Allyn Inc | SURETEMP PLUS 692 |  |  | KATY - ICU | MHHS-Katy |  | Thermometer, Electronic |  |  |  | Katy |  | KATY - ICU | [5 empty] | THERMOMETERS, ELECTRONIC, PATIENT |  | THERMOMETERELECT-Welch Allyn-SureTemp Plus 692 | THERMOMETERELECT | SureTemp Plus 692 |  |  |  | Welch Allyn | Thermometer, Electronic |  | THERMOMETERELECT-Welch Allyn-SureTemp Plus 692 |  |  |  |  | Covered PM Repair - Biomedical | MHHS-Katy
NO | NO | [5 empty] | Welch Allyn Inc | SURETEMP PLUS 692 |  |  | KATY - ICU | MHHS-Katy |  | Thermometer, Electronic |  |  |  | Katy |  | KATY - ICU | [5 empty] | THERMOMETERS, ELECTRONIC, PATIENT |  | THERMOMETERELECT-Welch Allyn-SureTemp Plus 692 | THERMOMETERELECT | SureTemp Plus 692 |  |  |  | Welch Allyn | Thermometer, Electronic |  | THERMOMETERELECT-Welch Allyn-SureTemp Plus 692 |  |  |  |  | Covered PM Repair - Biomedical | MHHS-Katy
NO | NO | [5 empty] | Welch Allyn Inc | SURETEMP PLUS 692 |  |  | KATY - ICU | MHHS-Katy |  | Thermometer, Electronic |  |  |  | Katy |  | KATY - ICU | [5 empty] | THERMOMETERS, ELECTRONIC, PATIENT |  | THERMOMETERELECT-Welch Allyn-SureTemp Plus 692 | THERMOMETERELECT | SureTemp Plus 692 |  |  |  | Welch Allyn | Thermometer, Electronic |  | THERMOMETERELECT-Welch Allyn-SureTemp Plus 692 |  |  |  |  | Covered PM Repair - Biomedical | MHHS-Katy
NO | NO | [5 empty] | Welch Allyn Inc | SURETEMP PLUS 692 |  |  | KATY - ICU | MHHS-Katy |  | Thermometer, Electronic |  |  |  | Katy |  | KATY - ICU | [5 empty] | THERMOMETERS, ELECTRONIC, PATIENT |  | THERMOMETERELECT-Welch Allyn-SureTemp Plus 692 | THERMOMETERELECT | SureTemp Plus 692 |  |  |  | Welch Allyn | Thermometer, Electronic |  | THERMOMETERELECT-Welch Allyn-SureTemp Plus 692 |  |  |  |  | Covered PM Repair - Biomedical | MHHS-Katy
NO | NO | [5 empty] | Welch Allyn Inc | SURETEMP PLUS 692 |  |  | KATY - ICU | MHHS-Katy |  | Thermometer, Electronic |  |  |  | Katy |  | KATY - ICU | [5 empty] | THERMOMETERS, ELECTRONIC, PATIENT |  | THERMOMETERELECT-Welch Allyn-SureTemp Plus 692 | THERMOMETERELECT | SureTemp Plus 692 |  |  |  | Welch Allyn | Thermometer, Electronic |  | THERMOMETERELECT-Welch Allyn-SureTemp Plus 692 |  |  |  |  | Covered PM Repair - Biomedical | MHHS-Katy
NO | NO |  |  |  | 133-08327 |  | Welch Allyn Inc | SURETEMP PLUS 692 |  |  | KATY - IMU | MHHS-Katy |  | Thermometer, Electronic |  | 133-08327 |  | Katy |  | KATY - IMU | [5 empty] | THERMOMETERS, ELECTRONIC, PATIENT |  | THERMOMETERELECT-Welch Allyn-SureTemp Plus 692 | THERMOMETERELECT | SureTemp Plus 692 |  |  |  | Welch Allyn | Thermometer, Electronic |  | THERMOMETERELECT-Welch Allyn-SureTemp Plus 692 |  |  |  |  | Covered PM Repair - Biomedical | MHHS-Katy
NO | NO | [5 empty] | Welch Allyn Inc | SURETEMP PLUS 692 |  |  | KATY - MED/SURG 7TH FLOOR | MHHS-Katy |  | Thermometer, Electronic |  |  |  | Katy |  | KATY - MED/SURG 7TH FLOOR | [5 empty] | THERMOMETERS, ELECTRONIC, PATIENT |  | THERMOMETERELECT-Welch Allyn-SureTemp Plus 692 | THERMOMETERELECT | SureTemp Plus 692 |  |  |  | Welch Allyn | Thermometer, Electronic |  | THERMOMETERELECT-Welch Allyn-SureTemp Plus 692 |  |  |  |  | Covered PM Repair - Biomedical | MHHS-Katy
NO | NO |  |  |  | 133-09508 |  | Welch Allyn Inc | SURETEMP PLUS 692 |  |  | KATY - NEW TOWER | MHHS-Katy |  | Thermometer, Electronic |  | 133-09508 |  | Katy |  | KATY - NEW TOWER | [5 empty] | THERMOMETERS, ELECTRONIC, PATIENT |  | THERMOMETERELECT-Welch Allyn-SureTemp Plus 692 | THERMOMETERELECT | SureTemp Plus 692 |  |  |  | Welch Allyn | Thermometer, Electronic |  | THERMOMETERELECT-Welch Allyn-SureTemp Plus 692 |  |  |  |  | Covered PM Repair - Biomedical | MHHS-Katy
NO | NO |  |  |  | (21)19432138 |  | Welch Allyn Inc | SURETEMP PLUS 692 |  | (21)19432154 | KATY - NICU | MHHS-Katy |  | Thermometer, Electronic |  | (21)19432138 |  | Katy |  | KATY - NICU | [5 empty] | THERMOMETERS, ELECTRONIC, PATIENT |  | THERMOMETERELECT-Welch Allyn-SureTemp Plus 692 | THERMOMETERELECT | SureTemp Plus 692 |  |  |  | Welch Allyn | Thermometer, Electronic |  | THERMOMETERELECT-Welch Allyn-SureTemp Plus 692 |  |  |  |  | Covered PM Repair - Biomedical | MHHS-Katy
NO | NO |  |  |  | (21)19432149 |  | Welch Allyn Inc | SURETEMP PLUS 692 |  | (21)19432149 | KATY - NICU | MHHS-Katy |  | Thermometer, Electronic |  | (21)19432149 |  | Katy |  | KATY - NICU | [5 empty] | THERMOMETERS, ELECTRONIC, PATIENT |  | THERMOMETERELECT-Welch Allyn-SureTemp Plus 692 | THERMOMETERELECT | SureTemp Plus 692 |  |  |  | Welch Allyn | Thermometer, Electronic |  | THERMOMETERELECT-Welch Allyn-SureTemp Plus 692 |  |  |  |  | Covered PM Repair - Biomedical | MHHS-Katy
NO | NO |  |  |  | (21)19432154 |  | Welch Allyn Inc | SURETEMP PLUS 692 |  | (21)19432154 | KATY - NICU | MHHS-Katy |  | Thermometer, Electronic |  | (21)19432154 |  | Katy |  | KATY - NICU | [5 empty] | THERMOMETERS, ELECTRONIC, PATIENT |  | THERMOMETERELECT-Welch Allyn-SureTemp Plus 692 | THERMOMETERELECT | SureTemp Plus 692 |  |  |  | Welch Allyn | Thermometer, Electronic |  | THERMOMETERELECT-Welch Allyn-SureTemp Plus 692 |  |  |  |  | Covered PM Repair - Biomedical | MHHS-Katy
NO | NO | [5 empty] | Welch Allyn Inc | SURETEMP PLUS 692 |  |  | KATY - NICU | MHHS-Katy |  | Thermometer, Electronic |  |  |  | Katy |  | KATY - NICU | [5 empty] | THERMOMETERS, ELECTRONIC, PATIENT |  | THERMOMETERELECT-Welch Allyn-SureTemp Plus 692 | THERMOMETERELECT | SureTemp Plus 692 |  |  |  | Welch Allyn | Thermometer, Electronic |  | THERMOMETERELECT-Welch Allyn-SureTemp Plus 692 |  |  |  |  | Covered PM Repair - Biomedical | MHHS-Katy
NO | NO | [5 empty] | Welch Allyn Inc | SURETEMP PLUS 692 |  |  | KATY - NICU | MHHS-Katy |  | Thermometer, Electronic |  |  |  | Katy |  | KATY - NICU | [5 empty] | THERMOMETERS, ELECTRONIC, PATIENT |  | THERMOMETERELECT-Welch Allyn-SureTemp Plus 692 | THERMOMETERELECT | SureTemp Plus 692 |  |  |  | Welch Allyn | Thermometer, Electronic |  | THERMOMETERELECT-Welch Allyn-SureTemp Plus 692 |  |  |  |  | Covered PM Repair - Biomedical | MHHS-Katy
NO | NO | [5 empty] | Welch Allyn Inc | SURETEMP PLUS 692 |  |  | KATY - NICU | MHHS-Katy |  | Thermometer, Electronic |  |  |  | Katy |  | KATY - NICU | [5 empty] | THERMOMETERS, ELECTRONIC, PATIENT |  | THERMOMETERELECT-Welch Allyn-SureTemp Plus 692 | THERMOMETERELECT | SureTemp Plus 692 |  |  |  | Welch Allyn | Thermometer, Electronic |  | THERMOMETERELECT-Welch Allyn-SureTemp Plus 692 |  |  |  |  | Covered PM Repair - Biomedical | MHHS-Katy
NO | NO | [5 empty] | Welch Allyn Inc | SURETEMP PLUS 692 |  |  | KATY - NICU | MHHS-Katy |  | Thermometer, Electronic |  |  |  | Katy |  | KATY - NICU | [5 empty] | THERMOMETERS, ELECTRONIC, PATIENT |  | THERMOMETERELECT-Welch Allyn-SureTemp Plus 692 | THERMOMETERELECT | SureTemp Plus 692 |  |  |  | Welch Allyn | Thermometer, Electronic |  | THERMOMETERELECT-Welch Allyn-SureTemp Plus 692 |  |  |  |  | Covered PM Repair - Biomedical | MHHS-Katy
NO | NO | [5 empty] | Welch Allyn Inc | SURETEMP PLUS 692 |  |  | KATY - NICU | MHHS-Katy |  | Thermometer, Electronic |  |  |  | Katy |  | KATY - NICU | [5 empty] | THERMOMETERS, ELECTRONIC, PATIENT |  | THERMOMETERELECT-Welch Allyn-SureTemp Plus 692 | THERMOMETERELECT | SureTemp Plus 692 |  |  |  | Welch Allyn | Thermometer, Electronic |  | THERMOMETERELECT-Welch Allyn-SureTemp Plus 692 |  |  |  |  | Covered PM Repair - Biomedical | MHHS-Katy
NO | NO |  |  |  | (21) 17083054 |  | Welch Allyn Inc | SURETEMP PLUS 692 |  | (21) 17083054 | KATY - POSTPARTUM - 2W | MHHS-Katy |  | Thermometer, Electronic |  | (21) 17083054 |  | Katy |  | KATY - POSTPARTUM - 2W | [5 empty] | THERMOMETERS, ELECTRONIC, PATIENT |  | THERMOMETERELECT-Welch Allyn-SureTemp Plus 692 | THERMOMETERELECT | SureTemp Plus 692 |  |  |  | Welch Allyn | Thermometer, Electronic |  | THERMOMETERELECT-Welch Allyn-SureTemp Plus 692 |  |  |  |  | Covered PM Repair - Biomedical | MHHS-Katy
NO | NO |  |  |  | (21) 17083648 |  | Welch Allyn Inc | SURETEMP PLUS 692 |  | (21) 17083648 | KATY - POSTPARTUM - 2W | MHHS-Katy |  | Thermometer, Electronic |  | (21) 17083648 |  | Katy |  | KATY - POSTPARTUM - 2W | [5 empty] | THERMOMETERS, ELECTRONIC, PATIENT |  | THERMOMETERELECT-Welch Allyn-SureTemp Plus 692 | THERMOMETERELECT | SureTemp Plus 692 |  |  |  | Welch Allyn | Thermometer, Electronic |  | THERMOMETERELECT-Welch Allyn-SureTemp Plus 692 |  |  |  |  | Covered PM Repair - Biomedical | MHHS-Katy
NO | NO |  |  |  | 133-09696 |  | Welch Allyn Inc | SURETEMP PLUS 692 |  |  | KATY - POSTPARTUM - 2W | MHHS-Katy |  | Thermometer, Electronic |  | 133-09696 |  | Katy |  | KATY - POSTPARTUM - 2W | [5 empty] | THERMOMETERS, ELECTRONIC, PATIENT |  | THERMOMETERELECT-Welch Allyn-SureTemp Plus 692 | THERMOMETERELECT | SureTemp Plus 692 |  |  |  | Welch Allyn | Thermometer, Electronic |  | THERMOMETERELECT-Welch Allyn-SureTemp Plus 692 |  |  |  |  | Covered PM Repair - Biomedical | MHHS-Katy
NO | NO |  |  |  | 133-09697 |  | Welch Allyn Inc | SURETEMP PLUS 692 |  |  | KATY - POSTPARTUM - 2W | MHHS-Katy |  | Thermometer, Electronic |  | 133-09697 |  | Katy |  | KATY - POSTPARTUM - 2W | [5 empty] | THERMOMETERS, ELECTRONIC, PATIENT |  | THERMOMETERELECT-Welch Allyn-SureTemp Plus 692 | THERMOMETERELECT | SureTemp Plus 692 |  |  |  | Welch Allyn | Thermometer, Electronic |  | THERMOMETERELECT-Welch Allyn-SureTemp Plus 692 |  |  |  |  | Covered PM Repair - Biomedical | MHHS-Katy
NO | NO | [5 empty] | Welch Allyn Inc | SURETEMP PLUS 692 |  |  | KATY - POSTPARTUM - 2W | MHHS-Katy |  | Thermometer, Electronic |  |  |  | Katy |  | KATY - POSTPARTUM - 2W | [5 empty] | THERMOMETERS, ELECTRONIC, PATIENT |  | THERMOMETERELECT-Welch Allyn-SureTemp Plus 692 | THERMOMETERELECT | SureTemp Plus 692 |  |  |  | Welch Allyn | Thermometer, Electronic |  | THERMOMETERELECT-Welch Allyn-SureTemp Plus 692 |  |  |  |  | Covered PM Repair - Biomedical | MHHS-Katy
NO | NO | [5 empty] | Welch Allyn Inc | SURETEMP PLUS 692 |  |  | KATY - POSTPARTUM - 2W | MHHS-Katy |  | Thermometer, Electronic |  |  |  | Katy |  | KATY - POSTPARTUM - 2W | [5 empty] | THERMOMETERS, ELECTRONIC, PATIENT |  | THERMOMETERELECT-Welch Allyn-SureTemp Plus 692 | THERMOMETERELECT | SureTemp Plus 692 |  |  |  | Welch Allyn | Thermometer, Electronic |  | THERMOMETERELECT-Welch Allyn-SureTemp Plus 692 |  |  |  |  | Covered PM Repair - Biomedical | MHHS-Katy
NO | NO | [5 empty] | Welch Allyn Inc | SURETEMP PLUS 692 |  |  | MH MG - (MC) - MEMORIAL CITY (MP3) | MHHS-MG |  | Thermometer, Electronic |  |  |  | West & Memorial City |  | MH MG - (MC) - MEMORIAL CITY (MP3) | [5 empty] | THERMOMETERS, ELECTRONIC, PATIENT |  | THERMOMETERELECT-Welch Allyn-SureTemp Plus 692 | THERMOMETERELECT | SureTemp Plus 692 |  |  |  | Welch Allyn | Thermometer, Electronic |  | THERMOMETERELECT-Welch Allyn-SureTemp Plus 692 |  |  |  |  | Covered PM Repair - Biomedical | MHHS-MG
NO | NO | [5 empty] | Welch Allyn Inc | SURETEMP PLUS 692 |  |  | MH MG - (MC) - P&RC INPATIENT | MHHS-MG |  | Thermometer, Electronic |  |  |  | West & Memorial City |  | MH MG - (MC) - P&RC INPATIENT | [5 empty] | THERMOMETERS, ELECTRONIC, PATIENT |  | THERMOMETERELECT-Welch Allyn-SureTemp Plus 692 | THERMOMETERELECT | SureTemp Plus 692 |  |  |  | Welch Allyn | Thermometer, Electronic |  | THERMOMETERELECT-Welch Allyn-SureTemp Plus 692 |  |  |  |  | Covered PM Repair - Biomedical | MHHS-MG
NO | NO | [5 empty] | Welch Allyn Inc | SURETEMP PLUS 692 |  |  | MEMORIAL CITY - MHT - JHC OR | MHHS-Mem City |  | Thermometer, Electronic |  |  |  | West & Memorial City |  | MEMORIAL CITY - MHT - JHC OR | [5 empty] | THERMOMETERS, ELECTRONIC, PATIENT |  | THERMOMETERELECT-Welch Allyn-SureTemp Plus 692 | THERMOMETERELECT | SureTemp Plus 692 |  |  |  | Welch Allyn | Thermometer, Electronic |  | THERMOMETERELECT-Welch Allyn-SureTemp Plus 692 |  |  |  |  | Covered PM Repair - Biomedical | MHHS-Mem City
NO | NO | [5 empty] | Welch Allyn Inc | SURETEMP PLUS 692 |  |  | MEMORIAL CITY - MHT - JHC OR | MHHS-Mem City |  | Thermometer, Electronic |  |  |  | West & Memorial City |  | MEMORIAL CITY - MHT - JHC OR | [5 empty] | THERMOMETERS, ELECTRONIC, PATIENT |  | THERMOMETERELECT-Welch Allyn-SureTemp Plus 692 | THERMOMETERELECT | SureTemp Plus 692 |  |  |  | Welch Allyn | Thermometer, Electronic |  | THERMOMETERELECT-Welch Allyn-SureTemp Plus 692 |  |  |  |  | Covered PM Repair - Biomedical | MHHS-Mem City
NO | NO |  |  |  | 041-32968 |  | Welch Allyn Inc | SURETEMP PLUS 692 |  | (21)19251755 | MEMORIAL CITY - MHT - ONCOLOGY | MHHS-Mem City |  | Thermometer, Electronic |  | 041-32968 |  | West & Memorial City |  | MEMORIAL CITY - MHT - ONCOLOGY | [5 empty] | THERMOMETERS, ELECTRONIC, PATIENT |  | THERMOMETERELECT-Welch Allyn-SureTemp Plus 692 | THERMOMETERELECT | SureTemp Plus 692 |  |  |  | Welch Allyn | Thermometer, Electronic |  | THERMOMETERELECT-Welch Allyn-SureTemp Plus 692 |  |  |  |  | Covered PM Repair - Biomedical | MHHS-Mem City
NO | NO |  |  |  | 041-32211 |  | Welch Allyn Inc | SURETEMP PLUS 692 |  |  | MEMORIAL CITY - POSTPARTUM | MHHS-Mem City |  | Thermometer, Electronic |  | 041-32211 |  | West & Memorial City |  | MEMORIAL CITY - POSTPARTUM | [5 empty] | THERMOMETERS, ELECTRONIC, PATIENT |  | THERMOMETERELECT-Welch Allyn-SureTemp Plus 692 | THERMOMETERELECT | SureTemp Plus 692 |  |  |  | Welch Allyn | Thermometer, Electronic |  | THERMOMETERELECT-Welch Allyn-SureTemp Plus 692 |  |  |  |  | Covered PM Repair - Biomedical | MHHS-Mem City
NO | NO |  |  |  | 041-32649 |  | Welch Allyn Inc | SURETEMP PLUS 692 |  | 21 18347215 | MEMORIAL CITY - POSTPARTUM | MHHS-Mem City |  | Thermometer, Electronic |  | 041-32649 |  | West & Memorial City |  | MEMORIAL CITY - POSTPARTUM | [5 empty] | THERMOMETERS, ELECTRONIC, PATIENT |  | THERMOMETERELECT-Welch Allyn-SureTemp Plus 692 | THERMOMETERELECT | SureTemp Plus 692 |  |  |  | Welch Allyn | Thermometer, Electronic |  | THERMOMETERELECT-Welch Allyn-SureTemp Plus 692 |  |  |  |  | Covered PM Repair - Biomedical | MHHS-Mem City
NO | NO |  |  |  | 041-32650 |  | Welch Allyn Inc | SURETEMP PLUS 692 |  | (21)18334317 | MEMORIAL CITY - POSTPARTUM | MHHS-Mem City |  | Thermometer, Electronic |  | 041-32650 |  | West & Memorial City |  | MEMORIAL CITY - POSTPARTUM | [5 empty] | THERMOMETERS, ELECTRONIC, PATIENT |  | THERMOMETERELECT-Welch Allyn-SureTemp Plus 692 | THERMOMETERELECT | SureTemp Plus 692 |  |  |  | Welch Allyn | Thermometer, Electronic |  | THERMOMETERELECT-Welch Allyn-SureTemp Plus 692 |  |  |  |  | Covered PM Repair - Biomedical | MHHS-Mem City
NO | NO |  |  |  | 041-32651 |  | Welch Allyn Inc | SURETEMP PLUS 692 |  | (21)18398340 | MEMORIAL CITY - POSTPARTUM | MHHS-Mem City |  | Thermometer, Electronic |  | 041-32651 |  | West & Memorial City |  | MEMORIAL CITY - POSTPARTUM | [5 empty] | THERMOMETERS, ELECTRONIC, PATIENT |  | THERMOMETERELECT-Welch Allyn-SureTemp Plus 692 | THERMOMETERELECT | SureTemp Plus 692 |  |  |  | Welch Allyn | Thermometer, Electronic |  | THERMOMETERELECT-Welch Allyn-SureTemp Plus 692 |  |  |  |  | Covered PM Repair - Biomedical | MHHS-Mem City
NO | NO |  |  |  | 041-32652 |  | Welch Allyn Inc | SURETEMP PLUS 692 |  | (21)18334301 | MEMORIAL CITY - POSTPARTUM | MHHS-Mem City |  | Thermometer, Electronic |  | 041-32652 |  | West & Memorial City |  | MEMORIAL CITY - POSTPARTUM | [5 empty] | THERMOMETERS, ELECTRONIC, PATIENT |  | THERMOMETERELECT-Welch Allyn-SureTemp Plus 692 | THERMOMETERELECT | SureTemp Plus 692 |  |  |  | Welch Allyn | Thermometer, Electronic |  | THERMOMETERELECT-Welch Allyn-SureTemp Plus 692 |  |  |  |  | Covered PM Repair - Biomedical | MHHS-Mem City
NO | NO |  |  |  | 041-32654 |  | Welch Allyn Inc | SURETEMP PLUS 692 |  | 21 18465376 | MEMORIAL CITY - POSTPARTUM | MHHS-Mem City |  | Thermometer, Electronic |  | 041-32654 |  | West & Memorial City |  | MEMORIAL CITY - POSTPARTUM | [5 empty] | THERMOMETERS, ELECTRONIC, PATIENT |  | THERMOMETERELECT-Welch Allyn-SureTemp Plus 692 | THERMOMETERELECT | SureTemp Plus 692 |  |  |  | Welch Allyn | Thermometer, Electronic |  | THERMOMETERELECT-Welch Allyn-SureTemp Plus 692 |  |  |  |  | Covered PM Repair - Biomedical | MHHS-Mem City
NO | NO |  |  |  | 041-32655 |  | Welch Allyn Inc | SURETEMP PLUS 692 |  | 21 18451857 | MEMORIAL CITY - POSTPARTUM | MHHS-Mem City |  | Thermometer, Electronic |  | 041-32655 |  | West & Memorial City |  | MEMORIAL CITY - POSTPARTUM | [5 empty] | THERMOMETERS, ELECTRONIC, PATIENT |  | THERMOMETERELECT-Welch Allyn-SureTemp Plus 692 | THERMOMETERELECT | SureTemp Plus 692 |  |  |  | Welch Allyn | Thermometer, Electronic |  | THERMOMETERELECT-Welch Allyn-SureTemp Plus 692 |  |  |  |  | Covered PM Repair - Biomedical | MHHS-Mem City
NO | NO |  |  |  | 041-32773 |  | Welch Allyn Inc | SURETEMP PLUS 692 |  |  | MEMORIAL CITY - POSTPARTUM | MHHS-Mem City |  | Thermometer, Electronic |  | 041-32773 |  | West & Memorial City |  | MEMORIAL CITY - POSTPARTUM | [5 empty] | THERMOMETERS, ELECTRONIC, PATIENT |  | THERMOMETERELECT-Welch Allyn-SureTemp Plus 692 | THERMOMETERELECT | SureTemp Plus 692 |  |  |  | Welch Allyn | Thermometer, Electronic |  | THERMOMETERELECT-Welch Allyn-SureTemp Plus 692 |  |  |  |  | Covered PM Repair - Biomedical | MHHS-Mem City
NO | NO |  |  |  | 041-32774 |  | Welch Allyn Inc | SURETEMP PLUS 692 |  |  | MEMORIAL CITY - POSTPARTUM | MHHS-Mem City |  | Thermometer, Electronic |  | 041-32774 |  | West & Memorial City |  | MEMORIAL CITY - POSTPARTUM | [5 empty] | THERMOMETERS, ELECTRONIC, PATIENT |  | THERMOMETERELECT-Welch Allyn-SureTemp Plus 692 | THERMOMETERELECT | SureTemp Plus 692 |  |  |  | Welch Allyn | Thermometer, Electronic |  | THERMOMETERELECT-Welch Allyn-SureTemp Plus 692 |  |  |  |  | Covered PM Repair - Biomedical | MHHS-Mem City
NO | NO |  |  |  | 041-32775 |  | Welch Allyn Inc | SURETEMP PLUS 692 |  |  | MEMORIAL CITY - POSTPARTUM | MHHS-Mem City |  | Thermometer, Electronic |  | 041-32775 |  | West & Memorial City |  | MEMORIAL CITY - POSTPARTUM | [5 empty] | THERMOMETERS, ELECTRONIC, PATIENT |  | THERMOMETERELECT-Welch Allyn-SureTemp Plus 692 | THERMOMETERELECT | SureTemp Plus 692 |  |  |  | Welch Allyn | Thermometer, Electronic |  | THERMOMETERELECT-Welch Allyn-SureTemp Plus 692 |  |  |  |  | Covered PM Repair - Biomedical | MHHS-Mem City
NO | NO |  |  |  | 041-32777 |  | Welch Allyn Inc | SURETEMP PLUS 692 |  |  | MEMORIAL CITY - POSTPARTUM | MHHS-Mem City |  | Thermometer, Electronic |  | 041-32777 |  | West & Memorial City |  | MEMORIAL CITY - POSTPARTUM | [5 empty] | THERMOMETERS, ELECTRONIC, PATIENT |  | THERMOMETERELECT-Welch Allyn-SureTemp Plus 692 | THERMOMETERELECT | SureTemp Plus 692 |  |  |  | Welch Allyn | Thermometer, Electronic |  | THERMOMETERELECT-Welch Allyn-SureTemp Plus 692 |  |  |  |  | Covered PM Repair - Biomedical | MHHS-Mem City
NO | NO |  |  |  | 041-32777 |  | Welch Allyn Inc | SURETEMP PLUS 692 |  |  | MEMORIAL CITY - POSTPARTUM | MHHS-Mem City |  | Thermometer, Electronic |  | 041-32777 |  | West & Memorial City |  | MEMORIAL CITY - POSTPARTUM | [5 empty] | THERMOMETERS, ELECTRONIC, PATIENT |  | THERMOMETERELECT-Welch Allyn-SureTemp Plus 692 | THERMOMETERELECT | SureTemp Plus 692 |  |  |  | Welch Allyn | Thermometer, Electronic |  | THERMOMETERELECT-Welch Allyn-SureTemp Plus 692 |  |  |  |  | Covered PM Repair - Biomedical | MHHS-Mem City
NO | NO |  |  |  | 041-32794 |  | Welch Allyn Inc | SURETEMP PLUS 692 |  | 21 18466204 | MEMORIAL CITY - POSTPARTUM | MHHS-Mem City |  | Thermometer, Electronic |  | 041-32794 |  | West & Memorial City |  | MEMORIAL CITY - POSTPARTUM | [5 empty] | THERMOMETERS, ELECTRONIC, PATIENT |  | THERMOMETERELECT-Welch Allyn-SureTemp Plus 692 | THERMOMETERELECT | SureTemp Plus 692 |  |  |  | Welch Allyn | Thermometer, Electronic |  | THERMOMETERELECT-Welch Allyn-SureTemp Plus 692 |  |  |  |  | Covered PM Repair - Biomedical | MHHS-Mem City
NO | NO |  |  |  | 041-34065 |  | Welch Allyn Inc | SURETEMP PLUS 692 |  | 21 18510719 | MEMORIAL CITY - POSTPARTUM - NURSERY | MHHS-Mem City |  | Thermometer, Electronic |  | 041-34065 |  | West & Memorial City |  | MEMORIAL CITY - POSTPARTUM - NURSERY | [5 empty] | THERMOMETERS, ELECTRONIC, PATIENT |  | THERMOMETERELECT-Welch Allyn-SureTemp Plus 692 | THERMOMETERELECT | SureTemp Plus 692 |  |  |  | Welch Allyn | Thermometer, Electronic |  | THERMOMETERELECT-Welch Allyn-SureTemp Plus 692 |  |  |  |  | Covered PM Repair - Biomedical | MHHS-Mem City
NO | NO |  |  |  | 041-34066 |  | Welch Allyn Inc | SURETEMP PLUS 692 |  | 21 18510702 | MEMORIAL CITY - POSTPARTUM - NURSERY | MHHS-Mem City |  | Thermometer, Electronic |  | 041-34066 |  | West & Memorial City |  | MEMORIAL CITY - POSTPARTUM - NURSERY | [5 empty] | THERMOMETERS, ELECTRONIC, PATIENT |  | THERMOMETERELECT-Welch Allyn-SureTemp Plus 692 | THERMOMETERELECT | SureTemp Plus 692 |  |  |  | Welch Allyn | Thermometer, Electronic |  | THERMOMETERELECT-Welch Allyn-SureTemp Plus 692 |  |  |  |  | Covered PM Repair - Biomedical | MHHS-Mem City
NO | NO |  |  |  | 041-34067 |  | Welch Allyn Inc | SURETEMP PLUS 692 |  | 21 18510706 | MEMORIAL CITY - POSTPARTUM - NURSERY | MHHS-Mem City |  | Thermometer, Electronic |  | 041-34067 |  | West & Memorial City |  | MEMORIAL CITY - POSTPARTUM - NURSERY | [5 empty] | THERMOMETERS, ELECTRONIC, PATIENT |  | THERMOMETERELECT-Welch Allyn-SureTemp Plus 692 | THERMOMETERELECT | SureTemp Plus 692 |  |  |  | Welch Allyn | Thermometer, Electronic |  | THERMOMETERELECT-Welch Allyn-SureTemp Plus 692 |  |  |  |  | Covered PM Repair - Biomedical | MHHS-Mem City
NO | NO |  |  |  | 041-34068 |  | Welch Allyn Inc | SURETEMP PLUS 692 |  | 21 18510720 | MEMORIAL CITY - POSTPARTUM - NURSERY | MHHS-Mem City |  | Thermometer, Electronic |  | 041-34068 |  | West & Memorial City |  | MEMORIAL CITY - POSTPARTUM - NURSERY | [5 empty] | THERMOMETERS, ELECTRONIC, PATIENT |  | THERMOMETERELECT-Welch Allyn-SureTemp Plus 692 | THERMOMETERELECT | SureTemp Plus 692 |  |  |  | Welch Allyn | Thermometer, Electronic |  | THERMOMETERELECT-Welch Allyn-SureTemp Plus 692 |  |  |  |  | Not Covered Vendor Only - Biomedical | MHHS-Mem City
NO | NO |  |  |  | 583-00782 |  | Welch Allyn Inc | SURETEMP PLUS 692 |  |  | MH MG - (KY) - KATY UROLOGY (MP2) | MHHS-MG |  | Thermometer, Electronic |  | 583-00782 |  | Katy |  | MH MG - (KY) - KATY UROLOGY (MP2) | [5 empty] | THERMOMETERS, ELECTRONIC, PATIENT |  | THERMOMETERELECT-Welch Allyn-SureTemp Plus 692 | THERMOMETERELECT | SureTemp Plus 692 |  |  |  | Welch Allyn | Thermometer, Electronic |  | THERMOMETERELECT-Welch Allyn-SureTemp Plus 692 |  |  |  |  | Covered PM Repair - Biomedical | MHHS-MG
NO | NO | [5 empty] | Welch Allyn Inc | SURETEMP PLUS 692 |  |  | MH MG - (NE) - MENTAL HEALTH CRISIS CLINIC - NORTHEAST | MHHS-MG |  | Thermometer, Electronic |  |  |  | Katy |  | MH MG - (NE) - MENTAL HEALTH CRISIS CLINIC - NORTHEAST | [5 empty] | THERMOMETERS, ELECTRONIC, PATIENT |  | THERMOMETERELECT-Welch Allyn-SureTemp Plus 692 | THERMOMETERELECT | SureTemp Plus 692 |  |  |  | Welch Allyn | Thermometer, Electronic |  | THERMOMETERELECT-Welch Allyn-SureTemp Plus 692 |  |  |  |  | Covered PM Repair - Biomedical | MHHS-MG
NO | NO | [5 empty] | Welch Allyn Inc | SURETEMP PLUS 692 |  |  | MH MG - (NE) - MENTAL HEALTH CRISIS CLINIC - NORTHEAST | MHHS-MG |  | Thermometer, Electronic |  |  |  | Katy |  | MH MG - (NE) - MENTAL HEALTH CRISIS CLINIC - NORTHEAST | [5 empty] | THERMOMETERS, ELECTRONIC, PATIENT |  | THERMOMETERELECT-Welch Allyn-SureTemp Plus 692 | THERMOMETERELECT | SureTemp Plus 692 |  |  |  | Welch Allyn | Thermometer, Electronic |  | THERMOMETERELECT-Welch Allyn-SureTemp Plus 692 |  |  |  |  | Covered PM Repair - Biomedical | MHHS-MG
NO | NO |  |  |  | 929-01270 |  | Welch Allyn Inc | SURETEMP PLUS 692 |  |  | MH MG - (WDLS) - TWL PINECROFT (100/101) | MHHS-MG |  | Thermometer, Electronic |  | 929-01270 |  | Woodlands |  | MH MG - (WDLS) - TWL PINECROFT (100/101) | [5 empty] | THERMOMETERS, ELECTRONIC, PATIENT |  | THERMOMETERELECT-Welch Allyn-SureTemp Plus 692 | THERMOMETERELECT | SureTemp Plus 692 |  |  |  | Welch Allyn | Thermometer, Electronic |  | THERMOMETERELECT-Welch Allyn-SureTemp Plus 692 |  |  |  |  | Covered PM Repair - Biomedical | MHHS-MG
NO | NO |  |  |  | 142-07351 |  | Welch Allyn Inc | SURETEMP PLUS 692 |  | (21)18088425 | NE - LABOR & DELIVERY | MHHS-Northeast |  | Thermometer, Electronic |  | 142-07351 |  | Katy |  | NE - LABOR & DELIVERY | [5 empty] | THERMOMETERS, ELECTRONIC, PATIENT |  | THERMOMETERELECT-Welch Allyn-SureTemp Plus 692 | THERMOMETERELECT | SureTemp Plus 692 |  |  |  | Welch Allyn | Thermometer, Electronic |  | THERMOMETERELECT-Welch Allyn-SureTemp Plus 692 |  |  |  |  | Covered PM Repair - Biomedical | MHHS-Northeast
NO | NO | [5 empty] | Welch Allyn Inc | SURETEMP PLUS 692 |  |  | NE - MOTHER & BABY | MHHS-Northeast |  | Thermometer, Electronic |  |  |  | Katy |  | NE - MOTHER & BABY | [5 empty] | THERMOMETERS, ELECTRONIC, PATIENT |  | THERMOMETERELECT-Welch Allyn-SureTemp Plus 692 | THERMOMETERELECT | SureTemp Plus 692 |  |  |  | Welch Allyn | Thermometer, Electronic |  | THERMOMETERELECT-Welch Allyn-SureTemp Plus 692 |  |  |  |  | Covered PM Repair - Biomedical | MHHS-Northeast
NO | NO | [5 empty] | Welch Allyn Inc | SURETEMP PLUS 692 |  |  | PEARLAND - EMERGENCY CENTER | MHHS-Pearland Hospital |  | Thermometer, Electronic |  |  |  | Pearland |  | PEARLAND - EMERGENCY CENTER | [5 empty] | THERMOMETERS, ELECTRONIC, PATIENT |  | THERMOMETERELECT-Welch Allyn-SureTemp Plus 692 | THERMOMETERELECT | SureTemp Plus 692 |  |  |  | Welch Allyn | Thermometer, Electronic |  | THERMOMETERELECT-Welch Allyn-SureTemp Plus 692 |  |  |  |  | Covered PM Repair - Biomedical | MHHS-Pearland Hospital
NO | NO |  |  |  | 145-01072 |  | Welch Allyn Inc | SURETEMP PLUS 692 |  | 15070170-045 | PEARLAND - ICU/IMCU | MHHS-Pearland Hospital |  | Thermometer, Electronic |  | 145-01072 |  | Pearland |  | PEARLAND - ICU/IMCU | [5 empty] | THERMOMETERS, ELECTRONIC, PATIENT |  | THERMOMETERELECT-Welch Allyn-SureTemp Plus 692 | THERMOMETERELECT | SureTemp Plus 692 |  |  |  | Welch Allyn | Thermometer, Electronic |  | THERMOMETERELECT-Welch Allyn-SureTemp Plus 692 |  |  |  |  | Covered PM Repair - Biomedical | MHHS-Pearland Hospital
NO | NO | [5 empty] | Welch Allyn Inc | SURETEMP PLUS 692 |  |  | PEARLAND - ICU/IMCU | MHHS-Pearland Hospital |  | Thermometer, Electronic |  |  |  | Pearland |  | PEARLAND - ICU/IMCU | [5 empty] | THERMOMETERS, ELECTRONIC, PATIENT |  | THERMOMETERELECT-Welch Allyn-SureTemp Plus 692 | THERMOMETERELECT | SureTemp Plus 692 |  |  |  | Welch Allyn | Thermometer, Electronic |  | THERMOMETERELECT-Welch Allyn-SureTemp Plus 692 |  |  |  |  | Covered PM Repair - Biomedical | MHHS-Pearland Hospital
NO | NO | [5 empty] | Welch Allyn Inc | SURETEMP PLUS 692 |  |  | PEARLAND - ICU/IMCU | MHHS-Pearland Hospital |  | Thermometer, Electronic |  |  |  | Pearland |  | PEARLAND - ICU/IMCU | [5 empty] | THERMOMETERS, ELECTRONIC, PATIENT |  | THERMOMETERELECT-Welch Allyn-SureTemp Plus 692 | THERMOMETERELECT | SureTemp Plus 692 |  |  |  | Welch Allyn | Thermometer, Electronic |  | THERMOMETERELECT-Welch Allyn-SureTemp Plus 692 |  |  |  |  | Covered PM Repair - Biomedical | MHHS-Pearland Hospital
NO | NO | [5 empty] | Welch Allyn Inc | SURETEMP PLUS 692 |  |  | PEARLAND - LABOR & DELIVERY | MHHS-Pearland Hospital |  | Thermometer, Electronic |  |  |  | Pearland |  | PEARLAND - LABOR & DELIVERY | [5 empty] | THERMOMETERS, ELECTRONIC, PATIENT |  | THERMOMETERELECT-Welch Allyn-SureTemp Plus 692 | THERMOMETERELECT | SureTemp Plus 692 |  |  |  | Welch Allyn | Thermometer, Electronic |  | THERMOMETERELECT-Welch Allyn-SureTemp Plus 692 |  |  |  |  | Covered PM Repair - Biomedical | MHHS-Pearland Hospital
NO | NO | [5 empty] | Welch Allyn Inc | SURETEMP PLUS 692 |  |  | PEARLAND - LABOR & DELIVERY | MHHS-Pearland Hospital |  | Thermometer, Electronic |  |  |  | Pearland |  | PEARLAND - LABOR & DELIVERY | [5 empty] | THERMOMETERS, ELECTRONIC, PATIENT |  | THERMOMETERELECT-Welch Allyn-SureTemp Plus 692 | THERMOMETERELECT | SureTemp Plus 692 |  |  |  | Welch Allyn | Thermometer, Electronic |  | THERMOMETERELECT-Welch Allyn-SureTemp Plus 692 |  |  |  |  | Covered PM Repair - Biomedical | MHHS-Pearland Hospital
NO | NO | [5 empty] | Welch Allyn Inc | SURETEMP PLUS 692 |  |  | PEARLAND - LABOR & DELIVERY | MHHS-Pearland Hospital |  | Thermometer, Electronic |  |  |  | Pearland |  | PEARLAND - LABOR & DELIVERY | [5 empty] | THERMOMETERS, ELECTRONIC, PATIENT |  | THERMOMETERELECT-Welch Allyn-SureTemp Plus 692 | THERMOMETERELECT | SureTemp Plus 692 |  |  |  | Welch Allyn | Thermometer, Electronic |  | THERMOMETERELECT-Welch Allyn-SureTemp Plus 692 |  |  |  |  | Covered PM Repair - Biomedical | MHHS-Pearland Hospital
NO | NO | [5 empty] | Welch Allyn Inc | SURETEMP PLUS 692 |  |  | PEARLAND - LABOR & DELIVERY | MHHS-Pearland Hospital |  | Thermometer, Electronic |  |  |  | Pearland |  | PEARLAND - LABOR & DELIVERY | [5 empty] | THERMOMETERS, ELECTRONIC, PATIENT |  | THERMOMETERELECT-Welch Allyn-SureTemp Plus 692 | THERMOMETERELECT | SureTemp Plus 692 |  |  |  | Welch Allyn | Thermometer, Electronic |  | THERMOMETERELECT-Welch Allyn-SureTemp Plus 692 |  |  |  |  | Covered PM Repair - Biomedical | MHHS-Pearland Hospital
NO | NO | [5 empty] | Welch Allyn Inc | SURETEMP PLUS 692 |  |  | PEARLAND - LABOR & DELIVERY | MHHS-Pearland Hospital |  | Thermometer, Electronic |  |  |  | Pearland |  | PEARLAND - LABOR & DELIVERY | [5 empty] | THERMOMETERS, ELECTRONIC, PATIENT |  | THERMOMETERELECT-Welch Allyn-SureTemp Plus 692 | THERMOMETERELECT | SureTemp Plus 692 |  |  |  | Welch Allyn | Thermometer, Electronic |  | THERMOMETERELECT-Welch Allyn-SureTemp Plus 692 |  |  |  |  | Covered PM Repair - Biomedical | MHHS-Pearland Hospital
NO | NO |  |  |  | 925-01978 |  | Welch Allyn Inc | SURETEMP PLUS 692 |  |  | SMR - (MHOSH) - BELLAIRE | MHHS-SMR |  | Thermometer, Electronic |  | 925-01978 |  | Central & Greater Heights |  | SMR - (MHOSH) - BELLAIRE | [5 empty] | THERMOMETERS, ELECTRONIC, PATIENT |  | THERMOMETERELECT-Welch Allyn-SureTemp Plus 692 | THERMOMETERELECT | SureTemp Plus 692 |  |  |  | Welch Allyn | Thermometer, Electronic |  | THERMOMETERELECT-Welch Allyn-SureTemp Plus 692 |  |  |  |  | Covered PM Repair - Biomedical | MHHS-SMR
NO | NO | [5 empty] | Welch Allyn Inc | SURETEMP PLUS 692 |  |  | SE - NEONATAL ICU | MHHS-Southeast |  | Thermometer, Electronic |  |  |  | Southeast & Bay Area |  | SE - NEONATAL ICU | [5 empty] | THERMOMETERS, ELECTRONIC, PATIENT |  | THERMOMETERELECT-Welch Allyn-SureTemp Plus 692 | THERMOMETERELECT | SureTemp Plus 692 |  |  |  | Welch Allyn | Thermometer, Electronic |  | THERMOMETERELECT-Welch Allyn-SureTemp Plus 692 |  |  |  |  | Covered PM Repair - Biomedical | MHHS-Southeast
NO | NO | [5 empty] | Welch Allyn Inc | SURETEMP PLUS 692 |  |  | SE - NEONATAL ICU | MHHS-Southeast |  | Thermometer, Electronic |  |  |  | Southeast & Bay Area |  | SE - NEONATAL ICU | [5 empty] | THERMOMETERS, ELECTRONIC, PATIENT |  | THERMOMETERELECT-Welch Allyn-SureTemp Plus 692 | THERMOMETERELECT | SureTemp Plus 692 |  |  |  | Welch Allyn | Thermometer, Electronic |  | THERMOMETERELECT-Welch Allyn-SureTemp Plus 692 |  |  |  |  | Covered PM Repair - Biomedical | MHHS-Southeast
NO | NO | [5 empty] | Welch Allyn Inc | SURETEMP PLUS 692 |  |  | SE - NEONATAL ICU | MHHS-Southeast |  | Thermometer, Electronic |  |  |  | Southeast & Bay Area |  | SE - NEONATAL ICU | [5 empty] | THERMOMETERS, ELECTRONIC, PATIENT |  | THERMOMETERELECT-Welch Allyn-SureTemp Plus 692 | THERMOMETERELECT | SureTemp Plus 692 |  |  |  | Welch Allyn | Thermometer, Electronic |  | THERMOMETERELECT-Welch Allyn-SureTemp Plus 692 |  |  |  |  | Covered PM Repair - Biomedical | MHHS-Southeast
NO | NO | [5 empty] | Welch Allyn Inc | SURETEMP PLUS 692 |  |  | SE - NEONATAL ICU | MHHS-Southeast |  | Thermometer, Electronic |  |  |  | Southeast & Bay Area |  | SE - NEONATAL ICU | [5 empty] | THERMOMETERS, ELECTRONIC, PATIENT |  | THERMOMETERELECT-Welch Allyn-SureTemp Plus 692 | THERMOMETERELECT | SureTemp Plus 692 |  |  |  | Welch Allyn | Thermometer, Electronic |  | THERMOMETERELECT-Welch Allyn-SureTemp Plus 692 |  |  |  |  | Covered PM Repair - Biomedical | MHHS-Southeast
NO | NO |  |  |  | 013-19010 |  | Welch Allyn Inc | SURETEMP PLUS 692 |  |  | SW - NURSERY | MHHS-Southwest |  | Thermometer, Electronic |  | 013-19010 |  | Southwest |  | SW - NURSERY | [5 empty] | THERMOMETERS, ELECTRONIC, PATIENT |  | THERMOMETERELECT-Welch Allyn-SureTemp Plus 692 | THERMOMETERELECT | SureTemp Plus 692 |  |  |  | Welch Allyn | Thermometer, Electronic |  | THERMOMETERELECT-Welch Allyn-SureTemp Plus 692 |  |  |  |  | Covered PM Repair - Biomedical | MHHS-Southwest
NO | NO |  |  |  | 013-19131 |  | Welch Allyn Inc | SURETEMP PLUS 692 |  |  | SW - NURSERY | MHHS-Southwest |  | Thermometer, Electronic |  | 013-19131 |  | Southwest |  | SW - NURSERY | [5 empty] | THERMOMETERS, ELECTRONIC, PATIENT |  | THERMOMETERELECT-Welch Allyn-SureTemp Plus 692 | THERMOMETERELECT | SureTemp Plus 692 |  |  |  | Welch Allyn | Thermometer, Electronic |  | THERMOMETERELECT-Welch Allyn-SureTemp Plus 692 |  |  |  |  | Covered PM Repair - Biomedical | MHHS-Southwest
NO | NO | [5 empty] | Welch Allyn Inc | SURETEMP PLUS 692 |  |  | SW - NURSERY | MHHS-Southwest |  | Thermometer, Electronic |  |  |  | Southwest |  | SW - NURSERY | [5 empty] | THERMOMETERS, ELECTRONIC, PATIENT |  | THERMOMETERELECT-Welch Allyn-SureTemp Plus 692 | THERMOMETERELECT | SureTemp Plus 692 |  |  |  | Welch Allyn | Thermometer, Electronic |  | THERMOMETERELECT-Welch Allyn-SureTemp Plus 692 |  |  |  |  | Covered PM Repair - Biomedical | MHHS-Southwest
NO | NO |  |  |  | 013-37648 |  | Welch Allyn Inc | SURETEMP PLUS 692 |  |  | SW - RADIOLOGY | MHHS-Southwest |  | Thermometer, Electronic |  | 013-37648 |  | Southwest |  | SW - RADIOLOGY | [5 empty] | THERMOMETERS, ELECTRONIC, PATIENT |  | THERMOMETERELECT-Welch Allyn-SureTemp Plus 692 | THERMOMETERELECT | SureTemp Plus 692 |  |  |  | Welch Allyn | Thermometer, Electronic |  | THERMOMETERELECT-Welch Allyn-SureTemp Plus 692 |  |  |  |  | Covered PM Repair - Biomedical | MHHS-Southwest
NO | NO |  |  |  | 013-37649 |  | Welch Allyn Inc | SURETEMP PLUS 692 |  |  | SW - RADIOLOGY | MHHS-Southwest |  | Thermometer, Electronic |  | 013-37649 |  | Southwest |  | SW - RADIOLOGY | [5 empty] | THERMOMETERS, ELECTRONIC, PATIENT |  | THERMOMETERELECT-Welch Allyn-SureTemp Plus 692 | THERMOMETERELECT | SureTemp Plus 692 |  |  |  | Welch Allyn | Thermometer, Electronic |  | THERMOMETERELECT-Welch Allyn-SureTemp Plus 692 |  |  |  |  | Covered PM Repair - Biomedical | MHHS-Southwest
NO | NO | [5 empty] | Welch Allyn Inc | SURETEMP PLUS 692 |  |  | SUGAR LAND - LABOR & DELIVERY | MHHS-Sugarland |  | Thermometer, Electronic |  |  |  | Sugar Land |  | SUGAR LAND - LABOR & DELIVERY | [5 empty] | THERMOMETERS, ELECTRONIC, PATIENT |  | THERMOMETERELECT-Welch Allyn-SureTemp Plus 692 | THERMOMETERELECT | SureTemp Plus 692 |  |  |  | Welch Allyn | Thermometer, Electronic |  | THERMOMETERELECT-Welch Allyn-SureTemp Plus 692 |  |  |  |  | Covered PM Repair - Biomedical | MHHS-Sugarland
NO | NO | [5 empty] | Welch Allyn Inc | SURETEMP PLUS 692 |  |  | SUGAR LAND - MED/SURG - WEST 4TH | MHHS-Sugarland |  | Thermometer, Electronic |  |  |  | Sugar Land |  | SUGAR LAND - MED/SURG - WEST 4TH | [5 empty] | THERMOMETERS, ELECTRONIC, PATIENT |  | THERMOMETERELECT-Welch Allyn-SureTemp Plus 692 | THERMOMETERELECT | SureTemp Plus 692 |  |  |  | Welch Allyn | Thermometer, Electronic |  | THERMOMETERELECT-Welch Allyn-SureTemp Plus 692 |  |  |  |  | Covered PM Repair - Biomedical | MHHS-Sugarland
NO | NO | [5 empty] | Welch Allyn Inc | SURETEMP PLUS 692 |  |  | SUGAR LAND - NURSERY | MHHS-Sugarland |  | Thermometer, Electronic |  |  |  | Sugar Land |  | SUGAR LAND - NURSERY | [5 empty] | THERMOMETERS, ELECTRONIC, PATIENT |  | THERMOMETERELECT-Welch Allyn-SureTemp Plus 692 | THERMOMETERELECT | SureTemp Plus 692 |  |  |  | Welch Allyn | Thermometer, Electronic |  | THERMOMETERELECT-Welch Allyn-SureTemp Plus 692 |  |  |  |  | Covered PM Repair - Biomedical | MHHS-Sugarland
NO | NO |  |  |  | 129-06245 |  | Welch Allyn Inc | SURETEMP PLUS 692 |  |  | SUGAR LAND - NURSERY | MHHS-Sugarland |  | Thermometer, Electronic |  | 129-06245 |  | Sugar Land |  | SUGAR LAND - NURSERY | [5 empty] | THERMOMETERS, ELECTRONIC, PATIENT |  | THERMOMETERELECT-Welch Allyn-SureTemp Plus 692 | THERMOMETERELECT | SureTemp Plus 692 |  |  |  | Welch Allyn | Thermometer, Electronic |  | THERMOMETERELECT-Welch Allyn-SureTemp Plus 692 |  |  |  |  | Covered PM Repair - Biomedical | MHHS-Sugarland
NO | NO |  |  |  | 129-06246 |  | Welch Allyn Inc | SURETEMP PLUS 692 |  |  | SUGAR LAND - NURSERY | MHHS-Sugarland |  | Thermometer, Electronic |  | 129-06246 |  | Sugar Land |  | SUGAR LAND - NURSERY | [5 empty] | THERMOMETERS, ELECTRONIC, PATIENT |  | THERMOMETERELECT-Welch Allyn-SureTemp Plus 692 | THERMOMETERELECT | SureTemp Plus 692 |  |  |  | Welch Allyn | Thermometer, Electronic |  | THERMOMETERELECT-Welch Allyn-SureTemp Plus 692 |  |  |  |  | Covered PM Repair - Biomedical | MHHS-Sugarland
NO | NO |  |  |  | 129-07911 |  | Welch Allyn Inc | SURETEMP PLUS 692 |  |  | SUGAR LAND - OBSERVATION UNIT | MHHS-Sugarland |  | Thermometer, Electronic |  | 129-07911 |  | Sugar Land |  | SUGAR LAND - OBSERVATION UNIT | [5 empty] | THERMOMETERS, ELECTRONIC, PATIENT |  | THERMOMETERELECT-Welch Allyn-SureTemp Plus 692 | THERMOMETERELECT | SureTemp Plus 692 |  |  |  | Welch Allyn | Thermometer, Electronic |  | THERMOMETERELECT-Welch Allyn-SureTemp Plus 692 |  |  |  |  | Covered PM Repair - Biomedical | MHHS-Sugarland
NO | NO | [5 empty] | Welch Allyn Inc | SURETEMP PLUS 692 |  |  | TMC - HERMANN - ADULT ER (1HP) | MHHS-TMC |  | Thermometer, Electronic |  |  |  | TMC |  | TMC - HERMANN - ADULT ER (1HP) | [5 empty] | THERMOMETERS, ELECTRONIC, PATIENT |  | THERMOMETERELECT-Welch Allyn-SureTemp Plus 692 | THERMOMETERELECT | SureTemp Plus 692 |  |  |  | Welch Allyn | Thermometer, Electronic |  | THERMOMETERELECT-Welch Allyn-SureTemp Plus 692 |  |  |  |  | Covered PM Repair - Biomedical | MHHS-TMC
NO | NO |  |  |  | 029-10772 |  | Welch Allyn Inc | SURETEMP PLUS 692 |  |  | WOODLANDS - CVICU | MHHS-Woodlands |  | Thermometer, Electronic |  | 029-10772 |  | Woodlands |  | WOODLANDS - CVICU | [5 empty] | THERMOMETERS, ELECTRONIC, PATIENT |  | THERMOMETERELECT-Welch Allyn-SureTemp Plus 692 | THERMOMETERELECT | SureTemp Plus 692 |  |  |  | Welch Allyn | Thermometer, Electronic |  | THERMOMETERELECT-Welch Allyn-SureTemp Plus 692 |  |  |  |  | Covered PM Repair - Biomedical | MHHS-Woodlands
NO | NO |  |  |  | 029-10775 |  | Welch Allyn Inc | SURETEMP PLUS 692 |  |  | WOODLANDS - CVICU | MHHS-Woodlands |  | Thermometer, Electronic |  | 029-10775 |  | Woodlands |  | WOODLANDS - CVICU | [5 empty] | THERMOMETERS, ELECTRONIC, PATIENT |  | THERMOMETERELECT-Welch Allyn-SureTemp Plus 692 | THERMOMETERELECT | SureTemp Plus 692 |  |  |  | Welch Allyn | Thermometer, Electronic |  | THERMOMETERELECT-Welch Allyn-SureTemp Plus 692 |  |  |  |  | Covered PM Repair - Biomedical | MHHS-Woodlands
NO | NO |  |  |  | 029-10217 |  | Welch Allyn Inc | SURETEMP PLUS 692 |  |  | WOODLANDS - ER | MHHS-Woodlands |  | Thermometer, Electronic |  | 029-10217 |  | Woodlands |  | WOODLANDS - ER | [5 empty] | THERMOMETERS, ELECTRONIC, PATIENT |  | THERMOMETERELECT-Welch Allyn-SureTemp Plus 692 | THERMOMETERELECT | SureTemp Plus 692 |  |  |  | Welch Allyn | Thermometer, Electronic |  | THERMOMETERELECT-Welch Allyn-SureTemp Plus 692 |  |  |  |  | Covered PM Repair - Biomedical | MHHS-Woodlands
NO | NO |  |  |  | 029-10218 |  | Welch Allyn Inc | SURETEMP PLUS 692 |  |  | WOODLANDS - ER | MHHS-Woodlands |  | Thermometer, Electronic |  | 029-10218 |  | Woodlands |  | WOODLANDS - ER | [5 empty] | THERMOMETERS, ELECTRONIC, PATIENT |  | THERMOMETERELECT-Welch Allyn-SureTemp Plus 692 | THERMOMETERELECT | SureTemp Plus 692 |  |  |  | Welch Allyn | Thermometer, Electronic |  | THERMOMETERELECT-Welch Allyn-SureTemp Plus 692 |  |  |  |  | Covered PM Repair - Biomedical | MHHS-Woodlands
NO | NO | [5 empty] | Welch Allyn Inc | THERMOSCAN PRO 4000 |  | LOT# 33213K00428 | MH MG - (MC) - MEMORIAL CITY (MP3) | MHHS-MG |  | Thermometer, Electronic |  |  |  | West & Memorial City |  | MH MG - (MC) - MEMORIAL CITY (MP3) | [5 empty] | THERMOMETERS, ELECTRONIC, PATIENT |  | THERMOMETERELECT-Welch Allyn-Thermo Scan Pro 4000 | THERMOMETERELECT | Thermo Scan Pro 4000 |  |  |  | Welch Allyn | Thermometer, Electronic |  |  | THERMOMETERELECT-Welch Allyn-Thermo Scan Pro 4000 |  |  |  | Covered PM Repair - Biomedical | MHHS-MG
NO | NO | [5 empty] | Welch Allyn Inc | THERMOSCAN PRO 4000 |  | LOT# 19915K00257 | MH MG - (CY) - CY-FAIR MED PLAZA | MHHS-MG |  | Thermometer, Electronic |  |  |  | Northwest & Cypress |  | MH MG - (CY) - CY-FAIR MED PLAZA | [5 empty] | THERMOMETERS, ELECTRONIC, PATIENT |  | THERMOMETERELECT-Welch Allyn-Thermo Scan Pro 4000 | THERMOMETERELECT | Thermo Scan Pro 4000 |  |  |  | Welch Allyn | Thermometer, Electronic |  |  | THERMOMETERELECT-Welch Allyn-Thermo Scan Pro 4000 |  |  |  | Covered PM Repair - Biomedical | MHHS-MG
NO | NO |  |  |  | LOT# 04315K01645 |  | Welch Allyn Inc | THERMOSCAN PRO 4000 |  | LOT# 04315K01645 | MH MG - (TMC) - DOWNTOWN | MHHS-MG |  | Thermometer, Electronic |  | LOT# 04315K01645 |  | TMC |  | MH MG - (TMC) - DOWNTOWN | [5 empty] | THERMOMETERS, ELECTRONIC, PATIENT |  | THERMOMETERELECT-Welch Allyn-Thermo Scan Pro 4000 | THERMOMETERELECT | Thermo Scan Pro 4000 |  |  |  | Welch Allyn | Thermometer, Electronic |  |  | THERMOMETERELECT-Welch Allyn-Thermo Scan Pro 4000 |  |  |  | Covered PM Repair - Biomedical | MHHS-MG
NO | NO | [5 empty] | Welch Allyn Inc | THERMOSCAN PRO 4000 |  |  | SUGAR LAND - MED/SURG - WEST 4TH | MHHS-Sugarland |  | Thermometer, Electronic |  |  |  | Sugar Land |  | SUGAR LAND - MED/SURG - WEST 4TH | [5 empty] | THERMOMETERS, ELECTRONIC, PATIENT |  | THERMOMETERELECT-Welch Allyn-Thermo Scan Pro 4000 | THERMOMETERELECT | Thermo Scan Pro 4000 |  |  |  | Welch Allyn | Thermometer, Electronic |  |  | THERMOMETERELECT-Welch Allyn-Thermo Scan Pro 4000 |  |  |  | Covered PM Repair - Biomedical | MHHS-Sugarland
NO | YES |  |  |  | 129-07394 | 129-07394 | Welch Allyn Inc | TM262 |  |  | MH MG-(STX)-South Texas-Wharton | MHHS-MG |  | Audiometer, Screener |  | 129-07394 | 129-07394 | South | MHHS-MG | MH MG-(STX)-South Texas-Wharton | Exam 1 | 10/1/19 |  |  |  | ANALYZERS, PHYSIOLOGIC, MIDDLE EAR, IMPEDANCE TYMP | Audiometer, Screener | AUDIOMETERSCREENER-Welch Allyn-TM262 | AUDIOMETERSCREENER | TM262 |  |  |  | Welch Allyn | Audiometer, Screener |  | AUDIOMETERSCREENER-Welch Allyn-TM262 |  | 4/1/18 |  | A-A | Covered PM Repair - Biomedical | MHHS-MG | [8 empty] | AUDIOMETERSCREENER | Audiometer, Screener | Welch Allyn
NO | NO |  |  |  | 000-05132 |  | Welch Allyn Inc | TRIMLINE |  |  | MH MG - (SL) - SUGAR LAND PEDIATRICS | MHHS-MG |  | Viewer, X-Ray Film |  | 000-05132 |  | Sugar Land |  | MH MG - (SL) - SUGAR LAND PEDIATRICS | [5 empty] | SPHYGMOMANOMETERS |  | VIEWERXRAYFILM-Wolf X-Ray-TRIMLINE | VIEWERXRAYFILM | TRIMLINE |  |  |  | Wolf X-Ray | Viewer, X-Ray Film |  |  | VIEWERXRAYFILM-Wolf X-Ray-TRIMLINE |  |  |  | Covered PM Repair - Biomedical | MHHS-MG
NO | NO |  |  |  | 000-05133 |  | Welch Allyn Inc | TRIMLINE |  |  | MH MG - (SL) - SUGAR LAND PEDIATRICS | MHHS-MG |  | Viewer, X-Ray Film |  | 000-05133 |  | Sugar Land |  | MH MG - (SL) - SUGAR LAND PEDIATRICS | [5 empty] | SPHYGMOMANOMETERS |  | VIEWERXRAYFILM-Wolf X-Ray-TRIMLINE | VIEWERXRAYFILM | TRIMLINE |  |  |  | Wolf X-Ray | Viewer, X-Ray Film |  |  | VIEWERXRAYFILM-Wolf X-Ray-TRIMLINE |  |  |  | Covered PM Repair - Biomedical | MHHS-MG
NO | NO | [5 empty] | Welch Allyn Inc | TYCO |  |  | SE - ESOPHAGEAL DISEASE CENTER | MHHS-Southeast | [5 empty] | Southeast & Bay Area |  | SE - ESOPHAGEAL DISEASE CENTER | [5 empty] | SPHYGMOMANOMETERS |  | .needs class | [5 empty] | Welch Allyn | [7 empty] | Clinical Miscellaneous | MHHS-Southeast
NO | YES |  |  |  | 583-00891 | 583-00891 | Welch Allyn Inc | VS-100 |  |  | MH MG-(KY)-Katy Peds (Mp2) | MHHS-MG |  |  |  | 583-00891 | 583-00891 | Katy | MHHS-MG | MH MG-(KY)-Katy Peds (Mp2) | Katy - Peds | 10/1/16 |  |  |  | ENDOSCOPES, FLEXIBLE |  | .needs class | [5 empty] | Welch Allyn | [7 empty] | Not Covered Vendor Only - Lab Ana/Anes | MHHS-MG
NO | NO |  |  |  | 009-10725 |  | Welch Allyn Inc | VS100 |  |  | MH MG - (SL) - SUGAR LAND PEDIATRICS | MHHS-MG |  |  |  | 009-10725 |  | Sugar Land |  | MH MG - (SL) - SUGAR LAND PEDIATRICS | [5 empty] | ANALYZERS, PHYSIOLOGIC, VISUAL FUNCTION |  | .needs class | [5 empty] | Welch Allyn | [7 empty] | Not Covered Vendor Only - Lab Ana/Anes | MHHS-MG
NO | YES | [5 empty] | Welch Allyn Inc | VSM 300 - 53NOO |  | JA056672 | CBC - (SW) - ELROD ELEMENTARY SCHOOL CLINIC | MHHS-Neighborhood Clinics | [5 empty] | Southwest |  | CBC - (SW) - ELROD ELEMENTARY SCHOOL CLINIC |  | 08/12/2019 |  |  |  | MONITORS, PHYSIOLOGIC, VITAL SIGNS |  | .needs class | [5 empty] | Welch Allyn | [7 empty] | Not Covered Vendor Only - Lab Ana/Anes | MHHS-Neighborhood Clinics
NO | NO |  |  |  | 041-15972 |  | Welch Allyn Inc | VSM 300 - 53NOO |  | JA091202 | MEMORIAL CITY - EXPRESS ADMITTING | MHHS-Mem City |  |  |  | 041-15972 |  | West & Memorial City |  | MEMORIAL CITY - EXPRESS ADMITTING | [5 empty] | MONITORS, PHYSIOLOGIC, VITAL SIGNS |  | .needs class | [5 empty] | Welch Allyn | [7 empty] | Not Covered Vendor Only - Lab Ana/Anes | MHHS-Mem City
NO | NO |  |  |  | 129-06513 |  | Welch Allyn Inc | WALLMOUNT |  |  | MH MG - (SL) - SUGAR LAND MULTI-SPECIALTY (MP1) | MHHS-MG |  |  |  | 129-06513 |  | Sugar Land |  | MH MG - (SL) - SUGAR LAND MULTI-SPECIALTY (MP1) | [5 empty] | OPHTHALMOSCOPE/OTOSCOPES |  | .needs class | [5 empty] | Welch Allyn | [7 empty] | Covered PM Repair - Biomedical | MHHS-MG
NO | NO | [5 empty] | Welch Allyn Inc | WALLMOUNT |  |  | SE - CLINICAL DECISION UNIT | MHHS-Southeast | [5 empty] | Southeast & Bay Area |  | SE - CLINICAL DECISION UNIT | [5 empty] | SPHYGMOMANOMETERS |  | .needs class | [5 empty] | Welch Allyn | [7 empty] | Covered PM Repair - Biomedical | MHHS-Southeast
NO | YES |  |  |  | 029-06471 | 029-06471 | Welch Allyn Inc I | 53STP-E1 |  | JA089339 | WOODLANDS - PCU5 | MHHS-Woodlands |  |  |  | 029-06471 | 029-06471 | Woodlands | MOB1 240 | WOODLANDS - PCU5 | Suite 240 | 3/1/19 |  | 3/1/20 |  | MONITORS, BEDSIDE, BLOOD PRESSURE | Monitor, Vital Signs | MONITORVITALSIGNS-Welch Allyn-53S00 |  |  |  |  | MONITORVITALSIGNS-Welch Allyn-53S00 | Welch Allyn | [6 empty] | MVS-A | Covered PM Repair - Biomedical | MHHS-Woodlands | [8 empty] | MONITORVITALSIGNS | Monitor, Vital Signs | Welch Allyn
YES | YES |  |  |  | 099-09773 | 099-09773 | Welch Allyn, Inc | CE0297 |  |  | SE - CLINICAL DECISION UNIT |  |  |  |  | 099-09773 | 099-09773 | Southeast | Memorial Hermann Southeast Hospital | SE - CLINICAL DECISION UNIT |  | 4/1/20 |  | 4/1/20 |  |  |  | SPHYGMOMANOMETERANER-Welch Allyn-ANEROID
NO | YES |  |  |  | 099-09771 | 099-09771 | Welch Allyn, Inc | CE0297 |  |  | SE-CDU (Old) |  |  |  |  | 099-09771 | 099-09771 | Southeast | MHHS-Southeast | SE-CDU (Old)
YES | YES |  |  |  | 099-07548 | 099-07548 | Welch Allyn, Inc | CE0297 |  |  | SE - CLINICAL DECISION UNIT |  |  |  |  | 099-07548 | 099-07548 | Southeast | Memorial Hermann Southeast Hospital | SE - CLINICAL DECISION UNIT | [7 empty] | SPHYGMOMANOMETERANER-Welch Allyn-ANEROID
YES | YES |  |  |  | 029-12424 | 029-12424 | Welch Allyn, Inc. |  |  |  | ER |  |  |  |  | 029-12424 | 029-12424 | Woodlands | Memorial Hermann The Woodlands Medical Center | ER | ER | 9/1/19 |  | 9/1/20
YES | YES |  |  |  | 074-06166 | 074-06166 | Welch Allyn, Inc. |  |  |  | West Tower 6 Floor |  |  |  |  | 074-06166 | 074-06166 | Woodlands | Herman memorial hospital Woodlands | West Tower 6 Floor | Nurse Station |  |  |  | No p.m.
NO | YES |  |  |  | 029-09614 | 029-09614 | Welch Allyn, Inc. |  |  |  | Woodlands-PACU |  |  |  |  | 029-09614 | 029-09614 | Woodlands | MHHS-Woodlands | Woodlands-PACU | PCU 5 | 7/1/19 |  | 7/1/20
NO | YES |  |  |  | 029-12500 | 029-12500 | Welch Allyn, Inc. |  |  |  | Woodlands-Neurology |  |  |  |  | 029-12500 | 029-12500 | Woodlands | MHHS-Woodlands | Woodlands-Neurology | E466 | 3/1/20 |  | 3/1/20
YES | YES |  |  |  | 074-06189 | 074-06189 | Welch Allyn, Inc. |  |  |  | West Tower 4 |  |  |  |  | 074-06189 | 074-06189 | Woodlands | Memorial Hermann Hospital Woodlands | West Tower 4 | Medication Room |  |  |  | No p.m.
YES | YES |  |  |  | 029-05539 | 029-05539 | Welch Allyn, Inc. |  |  |  | WOODLANDS - PEDS |  |  |  |  | 029-05539 | 029-05539 |  |  | WOODLANDS - PEDS | Hallway
YES | YES |  |  |  | 074-06373 | 074-06373 | Welch Allyn, Inc. |  |  |  | West Tower 3 |  |  |  |  | 074-06373 | 074-06373 | Woodlands | Memorial Hermann Hospital Woodlands | West Tower 3 | Nurse Station
NO | YES |  |  |  | 009-05314 | 009-05314 | Welch Allyn, Inc. |  |  |  | Tower 3 Suite 30 |  |  |  |  | 009-05314 | 009-05314 | Greater heights | Memorial Hermann greater heights | Tower 3 Suite 30 | Exam Room 1
NO | YES |  |  |  | 009-05315 | 009-05315 | Welch Allyn, Inc. |  |  |  | Tower 3 Suite 30 |  |  |  |  | 009-05315 | 009-05315 | Greater heights | Memorial Hermann greater heights | Tower 3 Suite 30 | Exam Room 2
NO | YES |  |  |  | 017-01264 | 017-01264 | Welch Allyn, Inc. |  |  |  | Tower 3 Suite 30 |  |  |  |  | 017-01264 | 017-01264 | Greater heights | Memorial Hermann greater heights | Tower 3 Suite 30 | Exam Room 3
NO | YES |  |  |  | 009-05317 | 009-05317 | Welch Allyn, Inc. |  |  |  | Tower 3. Suite 30 |  |  |  |  | 009-05317 | 009-05317 | Greater heights | Memorial Hermann Hospital | Tower 3. Suite 30 | Room 4
YES | YES |  |  |  | 099-08070 | 099-08070 | Welch Allyn, Inc. |  |  |  | Tower 3. Suite 30 |  |  |  |  | 099-08070 | 099-08070 | Greater heights | Memorial Hermann Hospital | Tower 3. Suite 30 | Room 6
YES | YES |  |  |  | 099-08071 | 099-08071 | Welch Allyn, Inc. |  |  |  | Tower 3. Suite 30 |  |  |  |  | 099-08071 | 099-08071 | Greater heights | Memorial Hermann Hospital | Tower 3. Suite 30 | Room 11
YES | YES |  |  |  | 099-08072 | 099-08072 | Welch Allyn, Inc. |  |  |  | Tower 3. Suite 30 |  |  |  |  | 099-08072 | 099-08072 | Greater heights | Memorial Hermann Hospital | Tower 3. Suite 30 | Room 10
YES | YES |  |  |  | 099-08074 | 099-08074 | Welch Allyn, Inc. |  |  |  | Tower 3. Suite 30 |  |  |  |  | 099-08074 | 099-08074 | Greater heights | Memorial Hermann Hospital | Tower 3. Suite 30 | Room 9
NO | YES |  |  |  | 000-03826 | 000-03826 | Welch Allyn, Inc. |  |  |  | Tower 3. Suite 30 |  |  |  |  | 000-03826 | 000-03826 | Greater heights | Memorial Hermann Hospital | Tower 3. Suite 30 | Room 9 | 10/1/19 |  | 10/1/20
YES | YES |  |  |  | 099-08075 | 099-08075 | Welch Allyn, Inc. |  |  |  | Tower 3. Suite 30 |  |  |  |  | 099-08075 | 099-08075 | Greater heights | Memorial Hermann Hospital | Tower 3. Suite 30 | Room 8
NO | YES |  |  |  | 009-05316 | 009-05316 | Welch Allyn, Inc. |  |  |  | Tower 3. Suite 30 |  |  |  |  | 009-05316 | 009-05316 | Greater heights | Memorial Hermann Hospital | Tower 3. Suite 30 | Room 12
YES | YES |  |  |  | 074-06376 | 074-06376 | Welch Allyn, Inc. |  |  |  | Tower 3. Suite 30 |  |  |  |  | 074-06376 | 074-06376 | Greater heights | Memorial Hermann Hospital | Tower 3. Suite 30 | Room 7
NO | YES |  |  |  | 017-01257 | 017-01257 | Welch Allyn, Inc. |  |  |  | Tower 3. Suite 30 |  |  |  |  | 017-01257 | 017-01257 | Greater heights | Memorial Hermann Hospital | Tower 3. Suite 30 | Room 5
YES | YES |  |  |  | 099-08259 | 099-08259 | Welch Allyn, Inc. |  |  |  | CDU |  |  |  |  | 099-08259 | 099-08259 | Central | Memorial Hermann Hospital greater heights | CDU
YES | YES |  |  |  | 099-08262 | 099-08262 | Welch Allyn, Inc. |  |  |  | CDU |  |  |  |  | 099-08262 | 099-08262 | Central | Memorial Hermann Hospital greater heights | CDU
YES | YES |  |  |  | 099-08261 | 099-08261 | Welch Allyn, Inc. |  |  |  | CDU |  |  |  |  | 099-08261 | 099-08261 | Central | Memorial Hermann Hospital greater heights | CDU
YES | YES |  |  |  | 099-08437 | 099-08437 | Welch Allyn, Inc. |  |  |  | GH - CLINICAL DECISION UNIT (CDU) |  |  |  |  | 099-08437 | 099-08437 | Central | Memorial Hermann Hospital | GH - CLINICAL DECISION UNIT (CDU) | Room 24
YES | YES |  |  |  | 099-08266 | 099-08266 | Welch Allyn, Inc. |  |  |  | CDU |  |  |  |  | 099-08266 | 099-08266 | Central | Memorial Hermann Hospital greater heights | CDU
YES | YES |  |  |  | 009-34091 | 009-34091 | Welch Allyn, Inc. |  |  |  | GH - CLINICAL DECISION UNIT (CDU) |  |  |  |  | 009-34091 | 009-34091 | Central | Memorial Hermann Hospital | GH - CLINICAL DECISION UNIT (CDU) | Room 20
YES | YES |  |  |  | 099-08267 | 099-08267 | Welch Allyn, Inc. |  |  |  | CDU |  |  |  |  | 099-08267 | 099-08267 | Central | Memorial Hermann Hospital greater heights | CDU
YES | YES |  |  |  | 009-34095 | 009-34095 | Welch Allyn, Inc. |  |  |  | GH - CLINICAL DECISION UNIT (CDU) |  |  |  |  | 009-34095 | 009-34095 | Central | Memorial Hermann Hospital | GH - CLINICAL DECISION UNIT (CDU) | Room 19
YES | YES |  |  |  | 099-08288 | 099-08288 | Welch Allyn, Inc. |  |  |  | CDU |  |  |  |  | 099-08288 | 099-08288 | Central | Memorial Hermann Hospital greater heights | CDU
YES | YES |  |  |  | 099-08289 | 099-08289 | Welch Allyn, Inc. |  |  |  | CDU |  |  |  |  | 099-08289 | 099-08289 | Central | Memorial Hermann Hospital greater heights | CDU
YES | YES |  |  |  | 099-08291 | 099-08291 | Welch Allyn, Inc. |  |  |  | CDU |  |  |  |  | 099-08291 | 099-08291 | Central | Memorial Hermann Hospital greater heights | CDU
YES | YES |  |  |  | 099-08292 | 099-08292 | Welch Allyn, Inc. |  |  |  | CDU |  |  |  |  | 099-08292 | 099-08292 | Central | Memorial Hermann Hospital greater heights | CDU
YES | YES |  |  |  | 099-08232 | 099-08232 | Welch Allyn, Inc. |  |  |  | GH - CLINICAL DECISION UNIT (CDU) |  |  |  |  | 099-08232 | 099-08232 | Central | Memorial Hermann Hospital | GH - CLINICAL DECISION UNIT (CDU) | Room 18
YES | YES |  |  |  | 099-08346 | 099-08346 | Welch Allyn, Inc. |  |  |  | Ermergency Center |  |  |  |  | 099-08346 | 099-08346 | Central | Memorial hermann greater heights hospital | Ermergency Center | Rm 36
YES | YES |  |  |  | 099-08368 | 099-08368 | Welch Allyn, Inc. |  |  |  | GH - ER |  |  |  |  | 099-08368 | 099-08368 | Central | Memorial Hermann greater heights ER | GH - ER
YES | YES |  |  |  | 099-08351 | 099-08351 | Welch Allyn, Inc. |  |  |  | Ermergency Center |  |  |  |  | 099-08351 | 099-08351 | Central | Memorial hermann greater heights hospital | Ermergency Center | Rm 36
YES | YES |  |  |  | 099-08370 | 099-08370 | Welch Allyn, Inc. |  |  |  | GH - ER |  |  |  |  | 099-08370 | 099-08370 | Central | Memorial Hermann greater heights ER | GH - ER
YES | YES |  |  |  | 099-08371 | 099-08371 | Welch Allyn, Inc. |  |  |  | GH - ER |  |  |  |  | 099-08371 | 099-08371 | Central | Memorial Hermann greater heights ER | GH - ER | Nurse Station
YES | YES |  |  |  | 099-08354 | 099-08354 | Welch Allyn, Inc. |  |  |  | GH - ER |  |  |  |  | 099-08354 | 099-08354 | Central | Memorial Hermann Greater Heights Hospital | GH - ER | Rm 35
YES | YES |  |  |  | 099-08374 | 099-08374 | Welch Allyn, Inc. |  |  |  | GH - ER |  |  |  |  | 099-08374 | 099-08374 | Central | Memorial Hermann greater heights ER | GH - ER
YES | YES |  |  |  | 099-08376 | 099-08376 | Welch Allyn, Inc. |  |  |  | GH - ER |  |  |  |  | 099-08376 | 099-08376 | Central | Memorial Hermann greater heights ER | GH - ER
YES | YES |  |  |  | 099-08377 | 099-08377 | Welch Allyn, Inc. |  |  |  | GH - ER |  |  |  |  | 099-08377 | 099-08377 | Central | Memorial Hermann greater heights ER | GH - ER
YES | YES |  |  |  | 099-08379 | 099-08379 | Welch Allyn, Inc. |  |  |  | GH - ER |  |  |  |  | 099-08379 | 099-08379 | Central | Memorial Hermann greater heights ER | GH - ER
YES | YES |  |  |  | 099-08363 | 099-08363 | Welch Allyn, Inc. |  |  |  | GH - ER |  |  |  |  | 099-08363 | 099-08363 | Central | Memorial Hermann Greater Heights Hospital | GH - ER | Rm 21
YES | YES |  |  |  | 099-08121 | 099-08121 | Welch Allyn, Inc. |  |  |  | GH - ER |  |  |  |  | 099-08121 | 099-08121 | Central | Memorial Hermann Greater Heights Hospital | GH - ER | Rm 12
YES | YES |  |  |  | 099-08342 | 099-08342 | Welch Allyn, Inc. |  |  |  | GH - ER |  |  |  |  | 099-08342 | 099-08342 | Central | Memorial Hermann greater heights ER | GH - ER | Triage B
NO | YES |  |  |  | 013-35540 | 013-35540 | Welch Allyn, Inc. |  |  |  | MH MG-(STX)-South Texas-Rosenberg |  |  |  |  | 013-35540 | 013-35540 | South | MHHS-MG | MH MG-(STX)-South Texas-Rosenberg | Exam 5
NO | YES |  |  |  | 013-35538 | 013-35538 | Welch Allyn, Inc. |  |  |  | MH MG-(STX)-South Texas-Rosenberg |  |  |  |  | 013-35538 | 013-35538 | South | MHHS-MG | MH MG-(STX)-South Texas-Rosenberg | Exam 2
YES | YES |  |  |  | 099-08753 | 099-08753 | Welch Allyn, Inc. |  |  |  | MH MG - (SW) - SW MEDICAL PLAZA 4 (MP4) |  |  |  |  | 099-08753 | 099-08753 | Southwest | Memorial Hermann Medical Group Southwest (#350) | MH MG - (SW) - SW MEDICAL PLAZA 4 (MP4) | Exam room 21
YES | YES |  |  |  | 099-08754 | 099-08754 | Welch Allyn, Inc. |  |  |  | MH MG - (SW) - SW MEDICAL PLAZA 4 (MP4) |  |  |  |  | 099-08754 | 099-08754 | Southwest | Memorial Hermann Medical Group Southwest (#350) | MH MG - (SW) - SW MEDICAL PLAZA 4 (MP4) | Exam room 19
YES | YES |  |  |  | 099-08755 | 099-08755 | Welch Allyn, Inc. |  |  |  | MH MG - (SW) - SW MEDICAL PLAZA 4 (MP4) |  |  |  |  | 099-08755 | 099-08755 | Southwest | Memorial Hermann Medical Group Southwest (#350) | MH MG - (SW) - SW MEDICAL PLAZA 4 (MP4) | Exam room 18
YES | YES |  |  |  | 099-08756 | 099-08756 | Welch Allyn, Inc. |  |  |  | MH MG - (SW) - SW MEDICAL PLAZA 4 (MP4) |  |  |  |  | 099-08756 | 099-08756 | Southwest | Memorial Hermann Medical Group Southwest (#350) | MH MG - (SW) - SW MEDICAL PLAZA 4 (MP4) | Exam room 17
YES | YES |  |  |  | 099-08757 | 099-08757 | Welch Allyn, Inc. |  |  |  | MH MG - (SW) - SW MEDICAL PLAZA 4 (MP4) |  |  |  |  | 099-08757 | 099-08757 | Southwest | Memorial Hermann Medical Group Southwest (#350) | MH MG - (SW) - SW MEDICAL PLAZA 4 (MP4) | Exam rm 15
YES | YES |  |  |  | 099-08758 | 099-08758 | Welch Allyn, Inc. |  |  |  | MH MG - (SW) - SW MEDICAL PLAZA 4 (MP4) |  |  |  |  | 099-08758 | 099-08758 | Southwest | Memorial Hermann Medical Group Southwest (#350) | MH MG - (SW) - SW MEDICAL PLAZA 4 (MP4) | Exam rm 25
YES | YES |  |  |  | 099-08759 | 099-08759 | Welch Allyn, Inc. |  |  |  | MH MG - (SW) - SW MEDICAL PLAZA 4 (MP4) |  |  |  |  | 099-08759 | 099-08759 | Southwest | Memorial Hermann Medical Group Southwest (#350) | MH MG - (SW) - SW MEDICAL PLAZA 4 (MP4) | Exam rm 26
YES | YES |  |  |  | 099-08760 | 099-08760 | Welch Allyn, Inc. |  |  |  | MH MG - (SW) - SW MEDICAL PLAZA 4 (MP4) |  |  |  |  | 099-08760 | 099-08760 | Southwest | Memorial Hermann Medical Group Southwest (#350) | MH MG - (SW) - SW MEDICAL PLAZA 4 (MP4) | Exam rm 4
YES | YES |  |  |  | 099-08761 | 099-08761 | Welch Allyn, Inc. |  |  |  | MH MG - (SW) - SW MEDICAL PLAZA 4 (MP4) |  |  |  |  | 099-08761 | 099-08761 | Southwest | Memorial Hermann Medical Group Southwest (#350) | MH MG - (SW) - SW MEDICAL PLAZA 4 (MP4) | Exam rm 6
YES | YES |  |  |  | 099-08762 | 099-08762 | Welch Allyn, Inc. |  |  |  | MH MG - (SW) - SW MEDICAL PLAZA 4 (MP4) |  |  |  |  | 099-08762 | 099-08762 | Southwest | Memorial Hermann Medical Group Southwest (#350) | MH MG - (SW) - SW MEDICAL PLAZA 4 (MP4) | Exam rm 9
YES | YES |  |  |  | 925-01914 | 925-01914 | Welch Allyn, Inc. |  |  |  | MH MG - (SW) - SW MEDICAL PLAZA 4 (MP4) |  |  |  |  | 925-01914 | 925-01914 | Southwest | Memorial Hermann Medical Group Southwest (#350) | MH MG - (SW) - SW MEDICAL PLAZA 4 (MP4) | Exam rm 11
YES | YES |  |  |  | 009-34059 | 009-34059 | Welch Allyn, Inc. |  |  |  | 3rd floor |  |  |  |  | 009-34059 | 009-34059 | Southwest | Memorial Hermann Medical Group Southwest (#350) | 3rd floor | Exam room 12
YES | YES |  |  |  | 074-06353 | 074-06353 | Welch Allyn, Inc. |  |  |  | 3rd floor |  |  |  |  | 074-06353 | 074-06353 | Southwest | Memorial Hermann Medical Group Southwest (#350) | 3rd floor | Exam room 12
YES | YES |  |  |  | 099-08518 | 099-08518 | Welch Allyn, Inc. |  |  |  | CVA |  |  |  |  | 099-08518 | 099-08518 | Southwest | Memorial Hermann Southwest Hospital - HVI | CVA | CVA
YES | YES |  |  |  | 013-18356 | 013-18356 | Welch Allyn, Inc. |  |  |  | Floor 9 |  |  |  |  | 013-18356 | 013-18356 | Southwest | Memorial Hermann Southwest Hospital | Floor 9 | Floor 9
YES | YES |  |  |  | 099-10255 | 099-10255 | Welch Allyn, Inc. |  |  |  | 6th floor |  |  |  |  | 099-10255 | 099-10255 | Southwest | Memorial Hermann Southwest Hospital | 6th floor | B wing storage
YES | YES |  |  |  | 013-12334 | 013-12334 | Welch Allyn, Inc. |  |  |  | Floor 5 |  |  |  |  | 013-12334 | 013-12334 | Southwest | Memorial Hermann Southwest Hospital | Floor 5 | Floor 5
YES | YES |  |  |  | 099-10827 | 099-10827 | Welch Allyn, Inc. |  |  |  | Floor 7 |  |  |  |  | 099-10827 | 099-10827 | Southwest | Memorial Hermann Southwest Hospital | Floor 7 | Floor 7
YES | YES |  |  |  | 099-10364 | 099-10364 | Welch Allyn, Inc. |  |  |  | ICU |  |  |  |  | 099-10364 | 099-10364 | Southwest | Memorial Hermann Southwest Hospital | ICU | ICU42
YES | YES |  |  |  | 099-10362 | 099-10362 | Welch Allyn, Inc. |  |  |  | ICU |  |  |  |  | 099-10362 | 099-10362 | Southwest | Memorial Hermann Southwest Hospital | ICU | ICU42
YES | YES |  |  |  | 099-10438 | 099-10438 | Welch Allyn, Inc. |  |  |  | SW - 7th floor ICU |  |  |  |  | 099-10438 | 099-10438 | Southwest | Memorial Hermann Southwest Hospital | SW - 7th floor ICU | Rm 45
YES | YES |  |  |  | 099-10439 | 099-10439 | Welch Allyn, Inc. |  |  |  | SW - 7th floor ICU |  |  |  |  | 099-10439 | 099-10439 | Southwest | Memorial Hermann Southwest Hospital | SW - 7th floor ICU | Rm 45
YES | YES |  |  |  | 069-47659 | 069-47659 | Welch Allyn, Inc. |  |  |  | TWC |  |  |  |  | 069-47659 | 069-47659 | TMC | Memorial Hermann-Texas Medical Center | TWC | Pedi-Triage EC705
NO | YES | Asset Tag 069-35078 |  |  | 069-35078 | 069-35078 | Welch Allyn, Inc. |  |  |  | ACE |  |  |  |  | 069-35078 | 069-35078 | TMC | Memorial Hermann-Texas Medical Center | ACE | ACE | 1/1/20 |  | 1/1/21
YES | YES |  |  |  | 099-11429 | 099-11429 | Welch Allyn, Inc. |  |  |  | TWC |  |  |  |  | 099-11429 | 099-11429 | TMC | Memorial Hermann-Texas Medical Center | TWC | 5 West Cullen
NO | YES |  |  |  | 069-33098 | 069-33098 | Welch Allyn, Inc. |  |  | JA091774 | TMC-Jones-Hyperbaric/Wound Care (Jg) |  |  |  |  | 069-33098 | 069-33098 | TMC | MHHS-TMC | TMC-Jones-Hyperbaric/Wound Care (Jg) | Crash Cart | 1/1/20 |  | 1/1/21
YES | YES |  |  |  | 069-46993 | 069-46993 | Welch Allyn, Inc. |  |  |  | TMC - JONES - HYPERBARIC/WOUND CARE (JG) |  |  |  |  | 069-46993 | 069-46993 | TMC | Memorial Hermann-Texas Medical Center | TMC - JONES - HYPERBARIC/WOUND CARE (JG) | TMC - JONES - HYPERBARIC/WOUND CARE (JG) | 1/1/20 |  | 1/1/21
YES | YES |  |  |  |  | 099-09821 | Welch Allyn, Inc. |  |  |  | TMC - JONES - HYPERBARIC/WOUND CARE (JG) | [5 empty] | 099-09821 | TMC | Memorial Hermann-Texas Medical Center | TMC - JONES - HYPERBARIC/WOUND CARE (JG) | TMC - JONES - HYPERBARIC/WOUND CARE (JG) | 1/1/20 |  | 1/1/21
YES | YES |  |  |  | 005-11987 | 005-11987 | Welch Allyn, Inc. |  |  |  | SE - EMERGENCY CENTER |  |  |  |  | 005-11987 | 005-11987 | Southeast | Memorial Hermann Southeast Hospital | SE - EMERGENCY CENTER
YES | YES | [5 empty] | Welch Allyn, Inc. |  |  |  | MEMORIAL CITY - CARDIOLOGY | [6 empty] | West | Memorial Hermann Memorial City Medical Center | MEMORIAL CITY - CARDIOLOGY | E7- Room 428 |  |  |  | CNF pm Sticker
YES | YES | [5 empty] | Welch Allyn, Inc. |  |  |  | MEMORIAL CITY - CARDIOLOGY | [6 empty] | West | Memorial Hermann Memorial City Medical Center | MEMORIAL CITY - CARDIOLOGY | E7- Room 428 |  |  |  | CNF pm sticker
YES | YES |  |  |  | 583-01587 | 583-01587 | Welch Allyn, Inc. |  |  |  | General Surgery |  |  |  |  | 583-01587 | 583-01587 | West | Memorial Hermann Memorial city medical center emergency center | General Surgery | Storage |  |  |  | No p.m.
YES | YES |  |  |  | 583-01588 | 583-01588 | Welch Allyn, Inc. |  |  |  | General Surgery |  |  |  |  | 583-01588 | 583-01588 | West | Memorial Hermann Memorial city medical center emergency center | General Surgery | Storage |  |  |  | No p.m.
YES | YES |  |  |  | 583-01589 | 583-01589 | Welch Allyn, Inc. |  |  |  | General Surgery |  |  |  |  | 583-01589 | 583-01589 | West | Memorial Hermann Memorial city medical center emergency center | General Surgery | Storage |  |  |  | No p.m.
YES | YES |  |  |  | 583-01590 | 583-01590 | Welch Allyn, Inc. |  |  |  | General Surgery |  |  |  |  | 583-01590 | 583-01590 | West | Memorial Hermann Memorial city medical center emergency center | General Surgery | Storage |  |  |  | No p.m.
YES | YES | Serial Number 110609105616 |  |  | 583-01591 | 583-01591 | Welch Allyn, Inc. |  |  |  | General Surgery |  |  |  |  | 583-01591 | 583-01591 | West | Memorial Hermann Memorial city medical center emergency center | General Surgery | Storage |  |  |  | No p.m.
YES | YES |  |  |  | 583-01597 | 583-01597 | Welch Allyn, Inc. |  |  |  | E7 Med Surg |  |  |  |  | 583-01597 | 583-01597 | West | Memorial Hermann Medical Group Memorial City (#100) | E7 Med Surg | Room 702 |  |  |  | No p.m.
YES | YES |  |  |  | 583-01602 | 583-01602 | Welch Allyn, Inc. |  |  |  | E7 Med Surg |  |  |  |  | 583-01602 | 583-01602 | West | Memorial Hermann Medical Group Memorial City (#100) | E7 Med Surg | Room 33 |  |  |  | No p.m.
NO | YES |  |  |  | 029-10106 | 029-10106 | Welch Allyn, Inc. |  |  |  | MH MG-(EDLS)-Imperial Oaks |  |  |  |  | 029-10106 | 029-10106 | Woodland | MHMG Imperial Oaks Suite 100 | MH MG-(EDLS)-Imperial Oaks | MHMG Imperial Oaks
NO | YES |  |  |  | 029-10105 | 029-10105 | Welch Allyn, Inc. |  |  |  | MH MG-(EDLS)-Imperial Oaks |  |  |  |  | 029-10105 | 029-10105 | Woodland | MHMG Imperial Oaks Suite 100 | MH MG-(EDLS)-Imperial Oaks | MHMG Imperial Oaks
NO | YES |  |  |  | 029-06338 | 029-06338 | Welch Allyn, Inc. | 007-0432-00 |  | JA089337 | Woodlands-PCU6 |  |  |  |  | 029-06338 | 029-06338 | Woodlands | MHHS-Woodlands | Woodlands-PCU6 | Nurse Station | 7/1/19 |  | 7/1/20
NO | YES | Asset Tag 129-07912 |  |  | 129-07912 | 129-07912 | Welch Allyn, Inc. | 01690-000 |  |  | Obs |  |  |  |  | 129-07912 | 129-07912 | Sugar Land | Memorial Hermann - Sugar Land Hospital | Obs | Nurses station
YES | YES |  |  |  | 074-06499 | 074-06499 | Welch Allyn, Inc. | 01692 000 |  |  | ICU |  |  |  |  | 074-06499 | 074-06499 | Woodlands | Memorial Hermann Hospital Woodlands | ICU | ICU E433 hallway
YES | YES | Serial Number 23810 |  |  | 099-01700 | 099-01700 | Welch Allyn, Inc. |  |  |  | SC CCC - (NE) - EMERGENCY ROOM |  |  |  |  | 099-01700 | 099-01700 | northeast |  | SC CCC - (NE) - EMERGENCY ROOM |  |  |  |  | No pm
YES | YES | [5 empty] | Welch Allyn, Inc. |  |  | E7 400.4 | East Tower Cardiology Floor | [6 empty] | West | Memorial Hermann - Memorial City | East Tower Cardiology Floor | Physician?Aos Dictation E7 400.4
YES | YES |  |  |  | 099-11275 | 099-11275 | Welch Allyn, Inc. |  |  |  | TMC - JONES - TX TRAUMA (6J) |  |  |  |  | 099-11275 | 099-11275 | TMC | Memorial Hermann-Texas Medical Center | TMC - JONES - TX TRAUMA (6J) | J4/473
YES | YES |  |  |  | 099-11276 | 099-11276 | Welch Allyn, Inc. |  |  |  | TMC - JONES - TX TRAUMA (6J) |  |  |  |  | 099-11276 | 099-11276 | TMC | Memorial Hermann-Texas Medical Center | TMC - JONES - TX TRAUMA (6J) | J4/473
YES | YES |  |  |  | 099-09436 | 099-09436 | Welch Allyn, Inc. |  |  |  | TMC - JONES - HYPERBARIC/WOUND CARE (JG) |  |  |  |  | 099-09436 | 099-09436 | TMC | Memorial Hermann-TMC | TMC - JONES - HYPERBARIC/WOUND CARE (JG) | Crash Cart
YES | YES |  |  |  | 099-09435 | 099-09435 | Welch Allyn, Inc. |  |  |  | TMC - JONES - HYPERBARIC/WOUND CARE (JG) |  |  |  |  | 099-09435 | 099-09435 | TMC | Memorial Hermann-TMC | TMC - JONES - HYPERBARIC/WOUND CARE (JG) | Crash Cart
YES | YES | Serial Number Cnf |  |  | 145-01154 | 145-01154 | Welch Allyn, Inc. |  |  | Cnf | Pearland |  |  |  |  | 145-01154 | 145-01154 | Pearland | Memorial Hermann Pearland Hospital | Pearland | ICU nurses station
YES | YES |  |  |  | 099-01841 | 099-01841 | Welch Allyn, Inc. |  |  |  | MH MG - (NE) - SUMMER CREEK CCC |  |  |  |  | 099-01841 | 099-01841 | Katy | Memorial Hermann Summer Creek OBGYN | MH MG - (NE) - SUMMER CREEK CCC | Exam 17
YES | YES | Serial Number Cnf |  |  | 000-03960 | 000-03960 | Welch Allyn, Inc. |  |  | CNF | ER |  |  |  |  | 000-03960 | 000-03960 | Southeast | Memorial Hermann Convenient Care Center in League City (League City CCC) | ER | Triage C1 126 |  |  |  | No PM required
YES | YES |  |  |  | 005-02120 | 005-02120 | Welch Allyn, Inc. |  |  |  | SE - Storage |  |  |  |  | 005-02120 | 005-02120 | Southeast | Memorial Hermann Southeast Hospital | SE - Storage | Storage 4th
YES | YES | Serial Number Cnf |  |  | 929-01166 | 929-01166 | Welch Allyn, Inc. |  |  | Cnf | MH MG - (STX) - SOUTH TEXAS - WHARTON |  |  |  |  | 929-01166 | 929-01166 | MH Med Grp Wharton | Primary Care | MH MG - (STX) - SOUTH TEXAS - WHARTON | Exam 13 | [5 empty] | Audiometer, Screener | AUDIOMETERSCREENER-Welch Allyn-23300 | [12 empty] | A-A | [10 empty] | AUDIOMETERSCREENER | Audiometer, Screener | Welch Allyn
YES | YES | Serial Number Cnf |  |  | 099-02653 | 099-02653 | Welch Allyn, Inc. |  |  | CNF | MH MG - (NE) - KINGWOOD CCC - TIMESHARE |  |  |  |  | 099-02653 | 099-02653 | Katy | Memorial Hermann Medical Group Kingwood (located in the CCC) - Level 2 (#500) | MH MG - (NE) - KINGWOOD CCC - TIMESHARE | Vaccine room
YES | YES | Serial Number Cnf |  |  | 017-00669 | 017-00669 | Welch Allyn, Inc. |  |  | Cnf | SUGAR LAND - EDUCATION |  |  |  |  | 017-00669 | 017-00669 | Sugar Land |  | SUGAR LAND - EDUCATION |  |  |  |  | No pm
YES | YES | Serial Number Cnf |  |  | 129-06591 | 129-06591 | Welch Allyn, Inc. |  |  | Cnf | [5 empty] | 129-06591 | 129-06591 | TMC | Memorial Hermann-Texas Medical Center |  | Storage room
YES | YES | Serial Number Cnf |  |  | 099-14186 | 099-14186 | Welch Allyn, Inc. |  |  | Cnf | [5 empty] | 099-14186 | 099-14186 | TMC | Memorial Hermann-Texas Medical Center |  | Storage room
YES | YES |  |  |  | 099-00264 | 099-00264 | Welch Allyn, Inc. |  |  |  | 1st floor |  |  |  |  | 099-00264 | 099-00264 | Katy | Katy | 1st floor | ER |  |  |  | No pm
YES | YES |  |  |  | 099-13377 | 099-13377 | Welch Allyn, Inc. |  |  |  | ER |  |  |  |  | 099-13377 | 099-13377 | Southeast | Memorial Hermann Convenient Care Center in League City (League City CCC) | ER | Treatment 6 C1 106
YES | YES |  |  |  | 099-13386 | 099-13386 | Welch Allyn, Inc. |  |  |  | Family Medicine |  |  |  |  | 099-13386 | 099-13386 | Southeast | Memorial Hermann Convenient Care Center in League City (League City CCC) | Family Medicine | C1 605 Exam 5
YES | YES |  |  |  | 099-13388 | 099-13388 | Welch Allyn, Inc. |  |  |  | Suite 600 |  |  |  |  | 099-13388 | 099-13388 | Southeast | Memorial Hermann Convenient Care Center in League City (League City CCC) | Suite 600 | Recovery
YES | YES |  |  |  | 099-13389 | 099-13389 | Welch Allyn, Inc. |  |  |  | Suite 600 |  |  |  |  | 099-13389 | 099-13389 | Southeast | Memorial Hermann Convenient Care Center in League City (League City CCC) | Suite 600 | Recovery
YES | YES |  |  |  | 099-08519 | 099-08519 | Welch Allyn, Inc. |  |  |  | CVA |  |  |  |  | 099-08519 | 099-08519 | Southwest | Memorial Hermann Southwest Hospital - HVI | CVA | CVA
YES | YES |  |  |  | 099-10098 | 099-10098 | Welch Allyn, Inc. |  |  |  | SW - TELEMETRY |  |  |  |  | 099-10098 | 099-10098 | Southwest | Memorial Hermann Southwest Hospital | SW - TELEMETRY | 10th Floor nurse store
YES | YES |  |  |  | 099-13361 | 099-13361 | Welch Allyn, Inc. |  |  |  | ER |  |  |  |  | 099-13361 | 099-13361 | Southeast | Memorial Hermann Convenient Care Center in League City (League City CCC) | ER | Triage C1 126 |  |  |  | No PM required
YES | YES |  |  |  | 099-13364 | 099-13364 | Welch Allyn, Inc. |  |  |  | ER |  |  |  |  | 099-13364 | 099-13364 | Southeast | Memorial Hermann Convenient Care Center in League City (League City CCC) | ER | Treatment 10 C1 117 |  |  |  | No PM required
YES | YES |  |  |  | 099-13367 | 099-13367 | Welch Allyn, Inc. |  |  |  | ER |  |  |  |  | 099-13367 | 099-13367 | Southeast | Memorial Hermann Convenient Care Center in League City (League City CCC) | ER | Storage |  |  |  | No PM required
YES | YES |  |  |  | 099-13375 | 099-13375 | Welch Allyn, Inc. |  |  |  | ER |  |  |  |  | 099-13375 | 099-13375 | Southeast | Memorial Hermann Convenient Care Center in League City (League City CCC) | ER | Treatment 7 C1 107 |  |  |  | No PM reuqired
YES | YES |  |  |  | 099-13384 | 099-13384 | Welch Allyn, Inc. |  |  |  | ER |  |  |  |  | 099-13384 | 099-13384 | Southeast | Memorial Hermann Convenient Care Center in League City (League City CCC) | ER | Treatment 1 C1 101
YES | YES |  |  |  | 099-13394 | 099-13394 | Welch Allyn, Inc. |  |  |  | Urgent care |  |  |  |  | 099-13394 | 099-13394 | Southeast | Memorial Hermann Urgent Care Friendswood (#112) | Urgent care | Nurse station
YES | YES |  |  |  | 099-14207 | 099-14207 | Welch Allyn, Inc. |  |  |  | TMC - SAROFIM 1 - ADULT ER |  |  |  |  | 099-14207 | 099-14207 | TMC | Memorial Hermann-Texas Medical Center | TMC - SAROFIM 1 - ADULT ER | 9A
YES | YES |  |  |  | 099-14210 | 099-14210 | Welch Allyn, Inc. |  |  |  | TMC - ADULT ER |  |  |  |  | 099-14210 | 099-14210 | TMC | Memorial Hermann-Texas Medical Center | TMC - ADULT ER | Hallway
YES | YES |  |  |  | 099-13898 | 099-13898 | Welch Allyn, Inc. |  |  |  | MH MG - (SE) - UROLOGY ASSOCIATES - SOUTHEAST |  |  |  |  | 099-13898 | 099-13898 | TMC | Memorial Hermann-Texas Medical Center | MH MG - (SE) - UROLOGY ASSOCIATES - SOUTHEAST | Exam room 2 | 3/1/20 |  |  | No PM Sticker
YES | YES |  |  |  | 099-13897 | 099-13897 | Welch Allyn, Inc. |  |  |  | MH MG - (SE) - UROLOGY ASSOCIATES - SOUTHEAST |  |  |  |  | 099-13897 | 099-13897 | TMC | Memorial Hermann-Texas Medical Center | MH MG - (SE) - UROLOGY ASSOCIATES - SOUTHEAST | Exam room 5 | 3/1/20 |  |  | No PM Sticker
YES | YES |  |  |  | 099-13896 | 099-13896 | Welch Allyn, Inc. |  |  |  | MH MG - (SE) - UROLOGY ASSOCIATES - SOUTHEAST |  |  |  |  | 099-13896 | 099-13896 | TMC | Memorial Hermann-Texas Medical Center | MH MG - (SE) - UROLOGY ASSOCIATES - SOUTHEAST | Exam room 10 | 3/1/20 |  |  | No PM Sticker
YES | YES |  |  |  | 099-14500 | 099-14500 | Welch Allyn, Inc. |  |  |  | MH MG - (TMC) - INT MED/ENDOCRINOLOGY (STE 2015) |  |  |  |  | 099-14500 | 099-14500 | TMC | Memorial Hermann-Texas Medical Center | MH MG - (TMC) - INT MED/ENDOCRINOLOGY (STE 2015) | Room 13
YES | YES |  |  |  | 099-14497 | 099-14497 | Welch Allyn, Inc. |  |  |  | MH MG - (TMC) - INT MED/ENDOCRINOLOGY (STE 2015) |  |  |  |  | 099-14497 | 099-14497 | TMC | Memorial Hermann-Texas Medical Center | MH MG - (TMC) - INT MED/ENDOCRINOLOGY (STE 2015) | Room 14
YES | YES |  |  |  | 099-13741 | 099-13741 | Welch Allyn, Inc. |  |  |  | MH MG - (TMC) - INT MED/ENDOCRINOLOGY (STE 2015) |  |  |  |  | 099-13741 | 099-13741 | TMC | Memorial Hermann-Texas Medical Center | MH MG - (TMC) - INT MED/ENDOCRINOLOGY (STE 2015) | Room 7
YES | YES |  |  |  | 099-12134 | 099-12134 | Welch Allyn, Inc. |  |  |  | TMC - HVI - HEART FAILURE ICU (5HVI) |  |  |  |  | 099-12134 | 099-12134 | TMC | Memorial Hermann-Texas Medical Center | TMC - HVI - HEART FAILURE ICU (5HVI)
YES | YES |  |  |  | 099-12350 | 099-12350 | Welch Allyn, Inc. |  |  |  | TMC - HVI - HEART FAILURE ICU (5HVI) |  |  |  |  | 099-12350 | 099-12350 | TMC | Memorial Hermann-Texas Medical Center | TMC - HVI - HEART FAILURE ICU (5HVI)
YES | YES |  |  |  | 099-12368 | 099-12368 | Welch Allyn, Inc. |  |  |  | TMC - HVI - HEART FAILURE ICU (5HVI) |  |  |  |  | 099-12368 | 099-12368 | TMC | Memorial Hermann-Texas Medical Center | TMC - HVI - HEART FAILURE ICU (5HVI)
YES | YES |  |  |  | 099-14002 | 099-14002 | Welch Allyn, Inc. |  |  |  | ICU |  |  |  |  | 099-14002 | 099-14002 | TMC | Memorial Hermann-Texas Medical Center | ICU | Suite 520
YES | YES |  |  |  | 099-14005 | 099-14005 | Welch Allyn, Inc. |  |  |  | ICU |  |  |  |  | 099-14005 | 099-14005 | TMC | Memorial Hermann-Texas Medical Center | ICU | Suite 519
YES | YES |  |  |  | 099-13328 | 099-13328 | Welch Allyn, Inc. |  |  |  | Cardiovascular Imaging |  |  |  |  | 099-13328 | 099-13328 | TMC | Memorial Hermann-Texas Medical Center | Cardiovascular Imaging | Echo 3
YES | YES |  |  |  | 099-12381 | 099-12381 | Welch Allyn, Inc. |  |  |  | TMC - HVI - CATH Lab |  |  |  |  | 099-12381 | 099-12381 | TMC | Memorial Hermann- Texas Medical Center | TMC - HVI - CATH Lab | Room 122 |  |  |  | No PM Sticker
YES | YES |  |  |  | 099-12385 | 099-12385 | Welch Allyn, Inc. |  |  |  | TMC - HVI - CATH Lab |  |  |  |  | 099-12385 | 099-12385 | TMC | Memorial Hermann- Texas Medical Center | TMC - HVI - CATH Lab | Room 120 |  |  |  | No PM Sticker
YES | YES |  |  |  | 099-12388 | 099-12388 | Welch Allyn, Inc. |  |  |  | TMC - HVI - CATH Lab |  |  |  |  | 099-12388 | 099-12388 | TMC | Memorial Hermann- Texas Medical Center | TMC - HVI - CATH Lab | Room 117 |  |  |  | No PM Sticker
YES | YES |  |  |  | 099-12391 | 099-12391 | Welch Allyn, Inc. |  |  |  | TMC - HVI - CATH Lab |  |  |  |  | 099-12391 | 099-12391 | TMC | Memorial Hermann- Texas Medical Center | TMC - HVI - CATH Lab | Room 115 |  |  |  | No PM Sticker
YES | YES |  |  |  | 099-12544 | 099-12544 | Welch Allyn, Inc. |  |  |  | TMC - HVI - CATH Lab |  |  |  |  | 099-12544 | 099-12544 | TMC | Memorial Hermann- Texas Medical Center | TMC - HVI - CATH Lab | Room 115 |  |  |  | No PM Sticker
YES | YES |  |  |  | 099-12589 | 099-12589 | Welch Allyn, Inc. |  |  |  | ER |  |  |  |  | 099-12589 | 099-12589 | TMC | Memorial Hermann-Texas Medical Center | ER | Room 15 | 3/1/20 |  | 3/1/20
YES | YES |  |  |  | 099-11311 | 099-11311 | Welch Allyn, Inc. |  |  |  | Ace |  |  |  |  | 099-11311 | 099-11311 | TMC | Memorial Hermann-Texas Medical Center | Ace | Hallway
YES | YES |  |  |  | 099-12943 | 099-12943 | Welch Allyn, Inc. |  |  |  | Cullen 5 |  |  |  |  | 099-12943 | 099-12943 | TMC | Memorial Hermann-Texas Medical Center | Cullen 5 | Room 524
YES | YES |  |  |  | 099-11377 | 099-11377 | Welch Allyn, Inc. |  |  |  | TMC - DIALYSIS - ADULT (9J) |  |  |  |  | 099-11377 | 099-11377 | TMC | Memorial Hermann-Texas Medical Center | TMC - DIALYSIS - ADULT (9J) | Storage closet
YES | YES |  |  |  | 099-11562 | 099-11562 | Welch Allyn, Inc. |  |  |  | J9473 |  |  |  |  | 099-11562 | 099-11562 |  | Memorial Hermann-Texas Medical Center | J9473 | 9Johns TMC | 3/1/20 |  |  | No PM Sticker
YES | YES |  |  |  | 099-11724 | 099-11724 | Welch Allyn, Inc. |  |  |  | TMC - 9J |  |  |  |  | 099-11724 | 099-11724 | TMC | Memorial Hermann-Texas Medical Center | TMC - 9J | Storage
NO | YES |  |  |  | 099-05967 | 099-05967 | Welch Allyn, Inc. |  |  |  | TMC-Hermann-COU (1R) |  |  |  |  | 099-05967 | 099-05967 | TMC | MHHS-TMC | TMC-Hermann-COU (1R) | Clinical observation
YES | YES |  |  |  | 099-09785 | 099-09785 | Welch Allyn, Inc. |  |  |  | TMC - OR - ANESTHESIA (OLD) |  |  |  |  | 099-09785 | 099-09785 | TMC | Memorial Hermann Texas Medical Center | TMC - OR - ANESTHESIA (OLD) | J2 430 equip room | 4/1/20
YES | YES |  |  |  | 069-44835 | 069-44835 | Welch Allyn, Inc. |  |  |  | SE - EMERGENCY CENTER |  |  |  |  | 069-44835 | 069-44835 | Southeast |  | SE - EMERGENCY CENTER |  |  |  | 4/1/20
YES | YES |  |  |  | 099-07351 | 099-07351 | Welch Allyn, Inc. |  |  |  | SE - Clinical Decision Unit |  |  |  |  | 099-07351 | 099-07351 | Southeast | Memorial Hermman South East | SE - Clinical Decision Unit | CDU room 13
YES | YES |  |  |  | 099-07355 | 099-07355 | Welch Allyn, Inc. |  |  |  | SE - Clinical Decision Unit |  |  |  |  | 099-07355 | 099-07355 | Southeast | Memorial Hermman South East | SE - Clinical Decision Unit | CDU room 13
YES | YES |  |  |  | 099-06124 | 099-06124 | Welch Allyn, Inc. |  |  |  | SE - Clinical Decision Unit |  |  |  |  | 099-06124 | 099-06124 | Southeast | Memorial Hermman South East | SE - Clinical Decision Unit | CDU room 20
YES | YES |  |  |  | 099-07005 | 099-07005 | Welch Allyn, Inc. |  |  |  | 5 Floor |  |  |  |  | 099-07005 | 099-07005 |  | Memorial Hermann- Texas Medical Center- S3 | 5 Floor | Storage S3622 |  |  |  | No PM Sticker
YES | YES |  |  |  | 041-33483 | 041-33483 | Welch Allyn, Inc. |  |  | 1-109-270-4041 | 5 Floor |  |  |  |  | 041-33483 | 041-33483 |  | Memorial Hermann- Texas Medical Center Plaza- cancer center | 5 Floor | Floor 29 hallway | 4/1/20 |  |  | PM Not Required
YES | YES |  |  |  | 041-33488 | 041-33488 | Welch Allyn, Inc. |  |  |  | MH MG - (MC) - MC CARDIOLOGY (MP4) STE400 |  |  |  |  | 041-33488 | 041-33488 |  | Memorial Hermann City - suite 400 | MH MG - (MC) - MC CARDIOLOGY (MP4) STE400 | Echo Room 2 | 4/1/20 |  |  | No PM Sticker
YES | YES |  |  |  | 041-33491 | 041-33491 | Welch Allyn, Inc. |  |  |  | MH MG - (MC) - MC CARDIOLOGY (MP4) STE400 |  |  |  |  | 041-33491 | 041-33491 |  | Memorial Hermann City - suite 400 | MH MG - (MC) - MC CARDIOLOGY (MP4) STE400 | Echo stress test | 4/1/20 |  |  | No PM Sticker
YES | YES |  |  |  | 041-33492 | 041-33492 | Welch Allyn, Inc. |  |  |  | MH MG - (MC) - MC CARDIOLOGY (MP4) STE400 |  |  |  |  | 041-33492 | 041-33492 |  | Memorial Hermann City - suite 400 | MH MG - (MC) - MC CARDIOLOGY (MP4) STE400 | Echo stress test | 4/1/20 |  | 4/1/20 | No PM Sticker
NO | YES |  |  |  | 099-00247 | 099-00247 | Welch Allyn, Inc. | 300 Series |  | JA091330 | Katy-Central Supply |  |  |  |  | 099-00247 | 099-00247 | Katy | MHHS-Katy | Katy-Central Supply | Pediatrics | 1/1/20 | 1/1/21
YES | YES |  |  |  |  | 069-20993 | Welch Allyn, Inc. | 300 Series |  |  | TMC - RADIOLOGY - JONES PAVILION | [5 empty] | 069-20993 | TMC | Memorial Hermann-Texas Medical Center | TMC - RADIOLOGY - JONES PAVILION | Ultrasound - JONES PAVILION | 12/1/19 |  | 12/1/20
NO | YES |  |  |  | 069-47661 | 069-47661 | Welch Allyn, Inc. |  |  | 069-47661 | TMC-Hermann-Adult ER (1Hp) | MHHS-TMC |  | Oto/Ophthalmoscope |  | 069-47661 | 069-47661 | TMC | MHHS-TMC | TMC-Hermann-Adult ER (1Hp) | Er 18 |  |  |  | PM Not Required | OPHTHALMOSCOPE/OTOSCOPES | Oto/Ophthalmoscope | OTOOPHTHALMOSCOPE-Welch Allyn-Green Series 777 | OTOOPHTHALMOSCOPE | Green Series 777 |  |  |  | Welch Allyn | Oto/Ophthalmoscope |  | OTOOPHTHALMOSCOPE-Welch Allyn-Green Series 777 |  | 1/28/20 |  |  | Not Covered Vendor Only - Biomedical | MHHS-TMC | [8 empty] | OTOOPHTHALMOSCOPE | Oto/Ophthalmoscope | Welch Allyn
NO | YES |  |  |  | 151-02611 | 151-02611 | Welch Allyn, Inc. |  |  |  | L |  |  |  |  | 151-02611 | 151-02611 | Northwest | Memorial Hermann Cypress Hospital | L | Med room
YES | YES | Serial Number Cnf |  |  | 146 01340 | 145-01340 | Welch Allyn, Inc. |  |  | CNF | Er |  |  |  |  | 146 01340 | 145-01340 | Pearland | Memorial Hermann Pearland Hospital | Er | Triage 2
YES | YES |  |  |  | 099-04774 | 099-04774 | Welch Allyn, Inc. |  |  |  | Er |  |  |  |  | 099-04774 | 099-04774 | Pearland | Memorial Hermann Pearland Hospital | Er | ER 22
YES | YES | Serial Number Cnf |  |  | 099-04778 | 099-04778 | Welch Allyn, Inc. |  |  | Cnf | Surgery center |  |  |  |  | 099-04778 | 099-04778 | Pearland | Memorial Hermann Pearland Hospital | Surgery center | Cdu 1 |  |  |  | Coupd not get to serial
YES | YES | Serial Number Cnf |  |  | 099-00288 | 099-00288 | Welch Allyn, Inc. |  |  | Cnf | KATY - ER |  |  |  |  | 099-00288 | 099-00288 | Katy | Memorial Hermann Katy Hospital | KATY - ER | MSE 2
YES | YES | Serial Number Cnf |  |  | 133-03823 | 133-03823 | Welch Allyn, Inc. |  |  | Cnf | KATY - ER |  |  |  |  | 133-03823 | 133-03823 | Katy | Memorial Hermann Katy Hospital | KATY - ER | ER room 14 |  |  |  | No pm
YES | YES | Serial Number Cnf |  |  | 133-03820 | 133-03820 | Welch Allyn, Inc. |  |  | Cnf | KATY - ER |  |  |  |  | 133-03820 | 133-03820 | Katy | Memorial Hermann Katy Hospital | KATY - ER | ER room 15 |  |  |  | One time safety
YES | YES | Serial Number Cnf |  |  | 133-06635 | 133-06635 | Welch Allyn, Inc. |  |  | Cnf | KATY - ER |  |  |  |  | 133-06635 | 133-06635 | Katy | Memorial Hermann Katy Hospital | KATY - ER | ER room 12
YES | YES | Serial Number Cnf |  |  | 099-01849 | 099-01849 | Welch Allyn, Inc. |  |  | Cnf | SC CCC - (NE) - EMERGENCY ROOM |  |  |  |  | 099-01849 | 099-01849 | Katy | Memorial Hermann Convenient Care Center in Summer Creek (Summer Creek CCC) | SC CCC - (NE) - EMERGENCY ROOM | Nurses station |  |  |  | No serial
YES | YES | Serial Number Cnf |  |  | 000-04400 | 000-04400 | Welch Allyn, Inc. |  |  | Cnf | SC CCC - (NE) - EMERGENCY ROOM |  |  |  |  | 000-04400 | 000-04400 | Katy | Memorial Hermann Convenient Care Center in Summer Creek (Summer Creek CCC) | SC CCC - (NE) - EMERGENCY ROOM | Treatment room 8 |  |  |  | One time safety
YES | YES | Serial Number Cnf |  |  | 000-04397 | 000-04397 | Welch Allyn, Inc. |  |  | Cnf | Summer creek er |  |  |  |  | 000-04397 | 000-04397 | Katy | Memorial Hermann Convenient Care Center in Summer Creek (Summer Creek CCC) | Summer creek er | Treatment room 4
YES | YES | Serial Number Cnf |  |  | 000-04398 | 000-04398 | Welch Allyn, Inc. |  |  | Cnf | Summer creek er |  |  |  |  | 000-04398 | 000-04398 | Katy | Memorial Hermann Convenient Care Center in Summer Creek (Summer Creek CCC) | Summer creek er | Treatment room 5
YES | YES |  |  |  | 129-07221 | 129-07221 | Welch Allyn, Inc. |  |  | Lot 16182 | SUGAR LAND - MED/SURG - EAST 4TH |  |  |  |  | 129-07221 | 129-07221 | Sugar Land | Memorial Hermann Sugar Land Hospital | SUGAR LAND - MED/SURG - EAST 4TH | Nurses Station storage
YES | YES |  |  |  | 129-07913 | 129-07913 | Welch Allyn, Inc. |  |  | Lot: 1019158 | SUGAR LAND - Observation |  |  |  |  | 129-07913 | 129-07913 | Sugar Land | Memorial Hermann Sugar Land Hospital | SUGAR LAND - Observation | Clean Supply
YES | YES |  |  |  | 142-09289 | 142-09289 | Welch Allyn, Inc. |  |  |  | Pediatric ER |  |  |  |  | 142-09289 | 142-09289 | Sugar Land | Memorial Hermann Sugar Land Hospital | Pediatric ER | Room 2
YES | YES |  |  |  | 013-39303 | 013-39303 | Welch Allyn, Inc. |  |  | Nsn | SW - ER |  |  |  |  | 013-39303 | 013-39303 | Southwest | Memorial Hermann Southwest Hospital Emergency Center | SW - ER | ER Hallway Pod A |  |  |  | PM Not Required
YES | YES | Serial Number Nan |  |  | 013-39310 | 013-39310 | Welch Allyn, Inc. |  |  | Nan | SW - ER |  |  |  |  | 013-39310 | 013-39310 | Southwest | Memorial Hermann Southwest Hospital Emergency Center | SW - ER | Pod C hallway |  |  |  | No PM Sticker
YES | YES |  |  |  | 099-14196 | 099-14196 | Welch Allyn, Inc. |  |  | Nsn | SW - ICU - NEURO |  |  |  |  | 099-14196 | 099-14196 | Southwest | Memorial Hermann Southwest Hospital | SW - ICU - NEURO | ICU 43 |  |  |  | No pm required
YES | YES |  |  |  | 099-13312 | 099-13312 | Welch Allyn, Inc. |  |  | Nsn | SW - ER |  |  |  |  | 099-13312 | 099-13312 | Southwest | Memorial Hermann Southwest Hospital | SW - ER | Pod B 25 |  |  |  | No PM Sticker
YES | YES |  |  |  | 099-12060 | 099-12060 | Welch Allyn, Inc. |  |  |  | Biomed shop |  |  |  |  | 099-12060 | 099-12060 | TMC | Memorial Hermann-Texas Medical Center | Biomed shop | Biomed shop
YES | YES |  |  |  | 099-14469 | 099-14469 | Welch Allyn, Inc. |  |  | Nsn | Tmc |  |  |  |  | 099-14469 | 099-14469 | TMC | Memorial Hermann-Texas Medical Center | Tmc | Biomed Shop |  |  |  | No PM Sticker
YES | YES |  |  |  | 069-47376 | 069-47376 | Welch Allyn, Inc. |  |  |  | ER |  |  |  |  | 069-47376 | 069-47376 | TMC | Memorial Hermann-Texas Medical Center | ER | Triage | 3/1/20 |  |  | No PM Sticker
YES | YES |  |  |  | 069-44066 | 069-44066 | Welch Allyn, Inc. |  |  | Nsn | Er |  |  |  |  | 069-44066 | 069-44066 | TMC | Memorial Hermann-Texas Medical Center | Er | Med room |  |  |  | PM Not Required
YES | YES |  |  |  | 069-47373 | 069-47373 | Welch Allyn, Inc. |  |  |  | TMC - HERMANN - ADULT ER (1HP) |  |  |  |  | 069-47373 | 069-47373 | TMC | Memorial Hermann-Texas Medical Center | TMC - HERMANN - ADULT ER (1HP) | Xray |  |  |  | PM Not Required
YES | YES |  |  |  | 069-47516 | 069-47516 | Welch Allyn, Inc. |  |  | nsn | TMC - HERMANN - RTA |  |  |  |  | 069-47516 | 069-47516 | TMC | Memorial Hermann-Texas Medical Center | TMC - HERMANN - RTA | Pedi pacu |  |  |  | PM Not Required
YES | YES |  |  |  | 069-40294 | 069-40294 | Welch Allyn, Inc. |  |  | Nsn | MH MG - (TMC) - INT MED/ENDOCRINOLOGY (STE 2015) |  |  |  |  | 069-40294 | 069-40294 | TMC | Memorial Hermann-Texas Medical Center | MH MG - (TMC) - INT MED/ENDOCRINOLOGY (STE 2015) | Exam 2
YES | YES |  |  |  | 099-12962 | 099-12962 | Welch Allyn, Inc. |  |  | Nsn | Gen med |  |  |  |  | 099-12962 | 099-12962 | Memorial Hermann- | Tmc | Gen med | Nurse station
YES | YES |  |  |  | 099-12875 | 099-12875 | Welch Allyn, Inc. |  |  | Nsn | Gen med |  |  |  |  | 099-12875 | 099-12875 | Memorial Hermann- | Tmc | Gen med | Nurse station
YES | YES | Serial Number Cnf |  |  | 099-07835 | 099-07835 | Welch Allyn, Inc. |  |  | Cnf | SE - Emergancy Center |  |  |  |  | 099-07835 | 099-07835 | Southeast | Memorial Hermann Southeast Hospital | SE - Emergancy Center | Room 11
YES | YES |  |  |  | 929-00897 | 929-00897 | Welch Allyn, Inc. | 420 Series |  |  | 1st floor |  |  |  |  | 929-00897 | 929-00897 | Southwest | University Place Senior Living | 1st floor | Nursing
YES | YES |  |  |  | 929-00896 | 929-00896 | Welch Allyn, Inc. | 420 Series |  |  | 1st floor |  |  |  |  | 929-00896 | 929-00896 | Southwest | University Place Senior Living | 1st floor | Nursing
YES | YES |  |  |  |  | 069-46820 | Welch Allyn, Inc. | 420TB |  |  | TMC - Jones - Hyper | [5 empty] | 069-46820 | TMC | Memorial Hermann-Texas Medical Center | TMC - Jones - Hyper
YES | YES |  |  |  | 145-01381 | 145-01381 | Welch Allyn, Inc. | 4302-EX |  |  | Operating room |  |  |  |  | 145-01381 | 145-01381 | Pearland | Memorial Hermann Pearland Hospital | Operating room | Office
YES | YES |  |  |  | 929-01162 | 929-01162 | Welch Allyn, Inc. |  |  | NSN | ENT |  |  |  |  | 929-01162 | 929-01162 | South | Memorial Hermann Medical Group Wharton | ENT | Exam room 6 | 10/1/18 | 10/1/19
YES | YES | Serial Number Cnf |  |  | 099-06752 | 099-06752 | Welch Allyn, Inc. |  |  | Cnf | MH MG - (MC) - MEMORIAL CITY (MP3) |  |  |  |  | 099-06752 | 099-06752 | West | Memorial Hermann Medical Group Memorial City (#100) | MH MG - (MC) - MEMORIAL CITY (MP3)
YES | YES | Serial Number Cnf |  |  | 005-07826 | 005-07826 | Welch Allyn, Inc. |  |  | Cnf | MH MG - (SE) - SOUTHEAST GENERAL SURGERY (MP2) |  |  |  |  | 005-07826 | 005-07826 | Southeast | Memorial Hermann Medical Group Southeast General Surgery Medical Plaza 1 (#350) | MH MG - (SE) - SOUTHEAST GENERAL SURGERY (MP2) | Procedure Room
YES | YES |  |  |  | 029-32495 | 029-32495 | Welch Allyn, Inc. | 4802D |  | U107251193944 | WOODLANDS - BIRTH CENTER |  |  |  |  | 029-32495 | 029-32495 | Woodlands |  | WOODLANDS - BIRTH CENTER | Storage room |  |  | 1/1/21
YES | YES |  |  |  | 029-12922 | 029-12922 | Welch Allyn, Inc. | 4802D |  | 21U107249193679 | WOODLANDS - CENTRAL SUPPLY |  |  |  |  | 029-12922 | 029-12922 | Woodlands | Memorial Hermann The Woodlands Medical Center | WOODLANDS - CENTRAL SUPPLY | PACU L | 1/1/20 |  | 2/1/21
YES | YES |  |  |  | 069-49115 | 069-49115 | Welch Allyn, Inc. | 4802D |  | 21U107244193213 | TMC - ER |  |  |  |  | 069-49115 | 069-49115 | TMC | Memorial Hermann-Texas Medical Center | TMC - ER | ER Peds Triage | 3/1/20 |  | 1/1/21 | Ppl
YES | YES |  |  |  | 099-06698 | 099-06698 | Welch Allyn, Inc. | 4802D-AX |  | 21U107244193221 | TMC - SAROFIM 2 - OR |  |  |  |  | 099-06698 | 099-06698 | TMC | Memorial Hermann-Texas Medical Center | TMC - SAROFIM 2 - OR | Biomed S3622
YES | YES |  |  |  | 099-06697 | 099-06697 | Welch Allyn, Inc. | 4802D-AX |  | 21U107244193220 | TMC - SAROFIM 2 - OR |  |  |  |  | 099-06697 | 099-06697 | TMC | Memorial Hermann-Texas Medical Center | TMC - SAROFIM 2 - OR | Biomed S3622
YES | YES |  |  |  | 013-02666 | 013-02666 | Welch Allyn, Inc. |  |  |  | 9th floor |  |  |  |  | 013-02666 | 013-02666 | Southwest | Memorial Hermann Southwest Hospital | 9th floor | S wing storage
YES | YES |  |  |  | 129-31334 | 129-31334 | Welch Allyn, Inc. | 5002-XX |  | 21U107242193139 | 5 East MedSurg |  |  |  |  | 129-31334 | 129-31334 | Sugar Land | Memorial Hermann Sugar Land Hospital | 5 East MedSurg | Outside 521 | 11/1/19 |  | 11/1/20
YES | YES |  |  |  | 069-49117 | 069-49117 | Welch Allyn, Inc. | 5002-xx |  | 21U107245193375 | ER |  |  |  |  | 069-49117 | 069-49117 | TMC | Memorial Hermann-Texas Medical Center | ER | Pediatric Triage | 1/1/20 |  | 1/1/21
YES | YES |  |  |  | 069-49118 | 069-49118 | Welch Allyn, Inc. | 5002-xx |  |  | TMC - HERMANN - Ped ER |  |  |  |  | 069-49118 | 069-49118 | TMC | Memorial Hermann-Texas Medical Center | TMC - HERMANN - Ped ER | Nursing | 1/1/20 |  | 1/1/21
YES | YES |  |  |  | 041-33558 | 041-33558 | Welch Allyn, Inc. | 5002-xx |  | 21U107245193360 | Biomed |  |  |  |  | 041-33558 | 041-33558 | TMC | Memorial Hermann-Texas Medical Center | Biomed | S3622
YES | YES |  |  |  | 099-06702 | 099-06702 | Welch Allyn, Inc. | 5002-xx |  | 21U107245193372 | Biomed |  |  |  |  | 099-06702 | 099-06702 | TMC | Memorial Hermann-Texas Medical Center | Biomed | S3622
YES | YES |  |  |  | 041-33587 | 041-33587 | Welch Allyn, Inc. | 5002-XX |  | 21U107245193377 | Biomed |  |  |  |  | 041-33587 | 041-33587 | TMC | Memorial Hermann-Texas Medical Center | Biomed | S3622 |  |  |  | No pm found
YES | YES |  |  |  | 151-05042 | 151-05042 | Welch Allyn, Inc. | 5098-31 |  |  | MH MG - (CY) - CYPRESS MULTI SPECIALTY |  |  |  |  | 151-05042 | 151-05042 | Northwest | Memorial Hermann Medical Group Cypress Multi-Specialty (#600) | MH MG - (CY) - CYPRESS MULTI SPECIALTY | Mutispecialty
YES | YES |  |  |  |  | 013-09531 | Welch Allyn, Inc. | 52000 SERIES |  | 200305X. | SW - NURSERY | [5 empty] | 013-09531 | Southwest | Memorial Hermann Southwest Hospital | SW - NURSERY | Equipment Room | 9/1/17 |  | 9/1/18 | New Add
YES | YES |  |  |  | 013-18360 | 013-18360 | Welch Allyn, Inc. | 53st0 |  | JA090770 | Stress test |  |  |  |  | 013-18360 | 013-18360 | Southwest | Memorial Hermann Southwest Hospital | Stress test | Storage room
NO | YES |  |  |  | 013-18350 | 013-18350 | Welch Allyn, Inc. | 53ST0 |  | JA090748 | SW-Med/Surg Floors |  |  |  |  | 013-18350 | 013-18350 | Southwest | MHHS-Southwest | SW-Med/Surg Floors | E Wing hallway | 9/1/19 |  | 9/1/20
NO | YES | Serial Number JA090772 |  |  |  | 013-18367 | Welch Allyn, Inc. | 53ST0 |  | JA090772 | SW-HVI-Holding | [5 empty] | 013-18367 | Southwest | MHHS-Southwest | SW-HVI-Holding | Main entrance | 9/1/19 |  | 9/1/20
YES | YES |  |  |  | 029-07946 | 029-07946 | Welch Allyn, Inc. | 53sto |  | JA093151 | [5 empty] | 029-07946 | 029-07946 | Woodlands | Memorial Hermann The Woodlands Medical Center | [5 empty] | Missing Pieces |  | Monitor, Vital Signs | MONITORVITALSIGNS-Welch Allyn-53S00 | [12 empty] | MVS-A | [10 empty] | MONITORVITALSIGNS | Monitor, Vital Signs | Welch Allyn
NO | YES |  |  |  | 029-06495 | 029-06495 | Welch Allyn, Inc. | 53STP |  | JA091338 | Woodlands-Birth Center |  |  |  |  | 029-06495 | 029-06495 | Woodlands | MHHS-Woodlands | Woodlands-Birth Center | Nurse Station | 7/1/19 |  | 7/1/20 |  |  | Monitor, Vital Signs | MONITORVITALSIGNS-Welch Allyn-53S00 | [12 empty] | MVS-A | [10 empty] | MONITORVITALSIGNS | Monitor, Vital Signs | Welch Allyn
YES | YES |  |  |  | 009-06709 | 009-06709 | Welch Allyn, Inc. | 53STP |  | JA089189 | GH - LABOR |  |  |  |  | 009-06709 | 009-06709 | Central | Greater heights | GH - LABOR | GH - LABOR
YES | YES |  |  |  | 013-03710 | 013-03710 | Welch Allyn, Inc. |  |  |  | SW-OR |  |  |  |  | 013-03710 | 013-03710 | Southwest | Memorial Hermann Southwest Hospital | SW-OR | Entrance
YES | YES | Serial Number 103004472312 |  |  | 142-05420 | 142-05420 | Welch Allyn, Inc. | 6000 series | [7 empty] | 142-05420 | 142-05420 | Northwest | Memorial Hermann Cypress Hospital |  | Biomed shop
NO | YES |  |  |  | 099-04896 | 099-04896 | Welch Allyn, Inc. | 6000 series |  |  | Med sug |  |  |  |  | 099-04896 | 099-04896 | Katy | Memorial Hermann Katy Hospital | Med sug | 6floor | 5/1/20 | 2/1/20
NO | YES |  |  |  | 133-08865 | 133-08865 | Welch Allyn, Inc. | 6000 series |  |  | Katy-ER |  |  |  |  | 133-08865 | 133-08865 | Katy | MHHS-Katy | Katy-ER | RN 2 | 6/1/19 | 6/1/20
YES | YES |  |  |  | 009-10491 | 009-10491 | Welch Allyn, Inc. | 6000 Series |  |  | Emergency Center |  |  |  |  | 009-10491 | 009-10491 | Central | Memorial Hermann Urgent Care Greater Heights (#100) | Emergency Center | Treatment Room 1 | 4/1/19 | 4/1/20
YES | YES |  |  |  | 009-10493 | 009-10493 | Welch Allyn, Inc. | 6000 Series |  |  | Emergency Center |  |  |  |  | 009-10493 | 009-10493 | Central | Memorial Hermann Urgent Care Greater Heights (#100) | Emergency Center | Treatment Room 5 | 4/1/19 | 4/1/20
YES | YES |  |  |  | 009-10660 | 009-10660 | Welch Allyn, Inc. | 6000 Series |  |  | Imaging |  |  |  |  | 009-10660 | 009-10660 | Central | Memorial Hermann Imaging | Imaging | CT Room | 11/1/18 | 11/1/19
YES | YES |  |  |  | 009-10778 | 009-10778 | Welch Allyn, Inc. | 6000 Series |  |  | MH MG - (GH) - GH CCC |  |  |  |  | 009-10778 | 009-10778 | Central | Memorial Hermann Medical Group Greater Heights Primary Care (located in the CCC) | MH MG - (GH) - GH CCC | Exam 6 | 4/1/19 | 4/1/20
YES | YES |  |  |  | 029-11469 | 029-11469 | Welch Allyn, Inc. | 6000 series |  |  | CCC in spring |  |  |  |  | 029-11469 | 029-11469 | ccc spring |  | CCC in spring |  |  |  | 11/1/20
YES | YES |  |  |  | 029-11434 | 029-11434 | Welch Allyn, Inc. | 6000 series |  |  | CCC in spring |  |  |  |  | 029-11434 | 029-11434 | ccc spring |  | CCC in spring |  |  |  | 11/1/20
NO | YES |  |  |  | 013-36081 |  | Welch Allyn, Inc. | 6000 series |  |  | SW-Med/Surg 6 |  |  |  |  | 013-36081 |  | Southwest | MHHS-Southwest | SW-Med/Surg 6 | Hallway | 12/1/19 | 12/1/20
NO | YES | Asset Tag 069-41577 |  |  | 069-41577 | 069-41577 | Welch Allyn, Inc. | 6000 Series |  | (21)100079533916 | TMC 6 Floor |  |  |  |  | 069-41577 | 069-41577 |  | TMC | TMC 6 Floor | HP67- | 3/1/20 |  | 12/1/20
YES | YES |  |  |  | 069-49451 | 069-49451 | Welch Allyn, Inc. | 6000 Series |  | (21)100005870320 | Memorial Hermann- Texas Medical - Robertson Pavilion - Patient room |  |  |  |  | 069-49451 | 069-49451 |  | TMC | Memorial Hermann- Texas Medical - Robertson Pavilion - Patient room | Hyperbarics 04 | 3/1/20 |  | 3/1/21
YES | YES | Serial Number Cnf |  |  | 142-00078 | 142-00078 | Welch Allyn, Inc. |  |  | CNF | [5 empty] | 142-00078 | 142-00078 | Katy | Memorial Hermann Northeast Hospital |  | PACU | 2/1/20 | 2/1/20
YES | YES |  |  |  | 099-11898 | 099-11898 | Welch Allyn, Inc. |  |  |  | J5 |  |  |  |  | 099-11898 | 099-11898 | TMC | Memorial Hermann-Texas Medical Center | J5 | J531
YES | YES | Serial Number Cnf |  |  | 099-02504 | 099-02504 | Welch Allyn, Inc. |  |  | Cnf | NE - OR HOLDING |  |  |  |  | 099-02504 | 099-02504 | Katy | Memorial Hermann Northeast Hospital | NE - OR HOLDING | Nurses station | 2/1/20 |  |  | Serial worn off
YES | YES |  |  |  | 151-03008 | 151-03008 | Welch Allyn, Inc. |  |  | None | MH MG-(WDLS)-Imperial Oaks |  |  |  |  | 151-03008 | 151-03008 | Woodlands | Memorial herman Imperial Oaks suite 100 | MH MG-(WDLS)-Imperial Oaks | Room 1 |  |  |  | No pm
YES | YES |  |  |  | 151-03009 |  | Welch Allyn, Inc. |  |  | None | MH MG-(WDLS)-Imperial Oaks |  |  |  |  | 151-03009 |  | Woodlands | Memorial herman Imperial Oaks suite 100 | MH MG-(WDLS)-Imperial Oaks | Room 1 |  |  |  | No pm
YES | YES |  |  |  | 142-09559 |  | Welch Allyn, Inc. |  |  | None | MH MG-(WDLS)-Imperial Oaks |  |  |  |  | 142-09559 |  | Woodlands | Memorial herman Imperial Oaks suite 100 | MH MG-(WDLS)-Imperial Oaks | Room 3 |  |  |  | No pm
YES | YES |  |  |  | 029-08082 |  | Welch Allyn, Inc. |  |  | None | MH MG-(WDLS)-Imperial Oaks |  |  |  |  | 029-08082 |  | Woodlands | Memorial herman Imperial Oaks suite 100 | MH MG-(WDLS)-Imperial Oaks | Room 4 |  |  |  | No pm
YES | YES |  |  |  | 029-08080 | 029-08080 | Welch Allyn, Inc. |  |  | None | MH MG-(WDLS)-Imperial Oaks |  |  |  |  | 029-08080 | 029-08080 | Woodlands | Memorial herman Imperial Oaks suite 100 | MH MG-(WDLS)-Imperial Oaks | Room 6 |  |  |  | No pm
YES | YES |  |  |  | 013-36098 | 013-36098 | Welch Allyn, Inc. |  |  |  | Telemetry |  |  |  |  | 013-36098 | 013-36098 | Southwest | Memorial Hermann Heart | Telemetry |  | 11/1/19 |  | 11/1/20
YES | YES |  |  |  | 099-06971 | 099-06971 | Welch Allyn, Inc. |  |  |  | MH MG - (MC) - MEMORIAL CITY (MP3) |  |  |  |  | 099-06971 | 099-06971 | West | Memorial Hermann Medical Group Memorial City | MH MG - (MC) - MEMORIAL CITY (MP3) | Suite 100
YES | YES |  |  |  | 005-12315 | 005-12315 | Welch Allyn, Inc. | 6102-XXE-B |  |  | ER |  |  |  |  | 005-12315 | 005-12315 | Southeast | Memorial Hermann Convenient Care Center in League City (League City CCC) | ER | Triage C1 126
NO | YES |  |  |  | 013-37566 | 013-37566 | Welch Allyn, Inc. | 64MTXX-B |  |  | SW-ER | MHHS-Southwest |  |  |  | 013-37566 | 013-37566 | Southwest | MHHS-Southwest | SW-ER | Pod b |  |  |  |  | MONITORS, PHYSIOLOGIC, VITAL SIGNS | Monitor, Vital Signs | MONITORVITALSIGNS-Welch Allyn-64MTXX-B |  |  |  |  | MONITORVITALSIGNS-Welch Allyn-64MTXX-B | Welch Allyn |  |  |  |  | 10/4/20 |  | MVS-A | Not Covered Vendor Only - Biomedical | MHHS-Southwest | [8 empty] | MONITORVITALSIGNS | Monitor, Vital Signs | Welch Allyn
NO | YES |  |  |  | 013-19396 | 013-19396 | Welch Allyn, Inc. | 64MTXX-B |  |  | SW-Med/Surg 6 |  |  |  |  | 013-19396 | 013-19396 | Southwest | MHHS-Southwest | SW-Med/Surg 6 | Hallway
NO | YES | Asset Tag 013-36080 |  |  | 013-36080 | 013-36080 | Welch Allyn, Inc. | 64MTXX-B |  |  | SW-Med/Surg 6 |  |  |  |  | 013-36080 | 013-36080 | Southwest | MHHS-Southwest | SW-Med/Surg 6 | Hallway | 10/1/19 |  | 10/1/20
NO | YES |  |  |  | 013-36094 | 013-36094 | Welch Allyn, Inc. | 64MTXX-B |  |  | SW-Telemetry |  |  |  |  | 013-36094 | 013-36094 | Southwest | MHHS-Southwest | SW-Telemetry | Hallway A Wing | 9/1/19 |  | 9/1/20
NO | YES |  |  |  |  | 013-36089 | Welch Allyn, Inc. | 64MTXX-B |  |  | SW-Telemetry | [5 empty] | 013-36089 | Southwest | MHHS-Southwest | SW-Telemetry | B Wing hallway | 3/1/20 |  | 3/1/21
YES | YES |  |  |  | 013-36046 | 013-36046 | Welch Allyn, Inc. | 64MTXX-B |  |  | Emergency Room |  |  |  |  | 013-36046 | 013-36046 | Southwest | Memorial Hermann Southwest Hospital | Emergency Room | Employee entrance
YES | YES |  |  |  | 041-18732 | 041-18732 | Welch Allyn, Inc. | 64NTXX-B |  |  | MH MG - (GH) - URGENT CARE - WASHINGTON AVE |  |  |  |  | 041-18732 | 041-18732 | Central | Memorial Hermann Urgent Care Washington Avenue (#100) | MH MG - (GH) - URGENT CARE - WASHINGTON AVE | Nurses station | 4/1/19 | 4/1/20 |  | Low battery alarm, nurses aay battery does not hold charge |  | Monitor, Vital Signs | MONITORVITALSIGNS-Welch Allyn-64NTXX-B | [12 empty] | MVS-A | [10 empty] | MONITORVITALSIGNS | Monitor, Vital Signs | Welch Allyn
NO | YES |  |  |  | 029-12037 | 029-12037 | Welch Allyn, Inc. | 64NTXX-B |  |  | MH MG-(STX)-South Texas-Rosenberg |  |  |  |  | 029-12037 | 029-12037 | South | MHHS-MG | MH MG-(STX)-South Texas-Rosenberg | Hallway | 10/1/19 |  | 10/1/20
NO | YES |  |  |  | 241-04584 | 241-04584 | Welch Allyn, Inc. | 66XTXX |  |  | TIRR-Sleep Lab |  |  |  |  | 241-04584 | 241-04584 | TMC | MHHS-Others | TIRR-Sleep Lab | TIRR - SLEEP LAB | 3/1/20 |  | 3/1/21
YES | YES |  |  |  | 099-04442 | 099-04442 | Welch Allyn, Inc. |  |  | Nsn | PEARLAND - 4N - MED/SURG |  |  |  |  | 099-04442 | 099-04442 | Pearland | Memorial Hermann Pearland Hospital | PEARLAND - 4N - MED/SURG | Icu 10 | [5 empty] | Oto/Ophthalmoscope | OTOOPHTHALMOSCOPE-Welch Allyn-670 | [23 empty] | OTOOPHTHALMOSCOPE | Oto/Ophthalmoscope | Welch Allyn
YES | YES |  |  |  | 099-04440 | 099-04440 | Welch Allyn, Inc. |  |  |  | PEARLAND - ICU/IMCU |  |  |  |  | 099-04440 | 099-04440 | Pearland | Memorial Hermann Pearland Hospital | PEARLAND - ICU/IMCU | Icu 8 | [5 empty] | Oto/Ophthalmoscope | OTOOPHTHALMOSCOPE-Welch Allyn-670 | [23 empty] | OTOOPHTHALMOSCOPE | Oto/Ophthalmoscope | Welch Allyn
YES | YES |  |  |  | 099-04437 | 099-04437 | Welch Allyn, Inc. |  |  |  | PEARLAND - ICU/IMCU |  |  |  |  | 099-04437 | 099-04437 | Pearland | Memorial Hermann Pearland Hospital | PEARLAND - ICU/IMCU | Icu 3 | [5 empty] | Oto/Ophthalmoscope | OTOOPHTHALMOSCOPE-Welch Allyn-670 | [23 empty] | OTOOPHTHALMOSCOPE | Oto/Ophthalmoscope | Welch Allyn
YES | YES |  |  |  | 099-04069 | 099-04069 | Welch Allyn, Inc. |  |  |  | Pearland - Med/Ser |  |  |  |  | 099-04069 | 099-04069 | Pearland | Memorial Hermann Pearland Hospital | Pearland - Med/Ser | [6 empty] | Oto/Ophthalmoscope | OTOOPHTHALMOSCOPE-Welch Allyn-670 | [23 empty] | OTOOPHTHALMOSCOPE | Oto/Ophthalmoscope | Welch Allyn
YES | YES |  |  |  | 099-04457 | 099-04457 | Welch Allyn, Inc. |  |  |  | PEARLAND - EMERGENCY CENTER |  |  |  |  | 099-04457 | 099-04457 | Pearland | Memorial Hermann Pearland Hospital | PEARLAND - EMERGENCY CENTER | Treatment 9 | [5 empty] | Oto/Ophthalmoscope | OTOOPHTHALMOSCOPE-Welch Allyn-670 | [23 empty] | OTOOPHTHALMOSCOPE | Oto/Ophthalmoscope | Welch Allyn
YES | YES |  |  |  | 099-04461 | 099-04461 | Welch Allyn, Inc. |  |  |  | PEARLAND - EMERGENCY CENTER |  |  |  |  | 099-04461 | 099-04461 | Pearland | Memorial Hermann Pearland Hospital | PEARLAND - EMERGENCY CENTER | Treatment 12 | [5 empty] | Oto/Ophthalmoscope | OTOOPHTHALMOSCOPE-Welch Allyn-670 | [23 empty] | OTOOPHTHALMOSCOPE | Oto/Ophthalmoscope | Welch Allyn
YES | YES |  |  |  | 099-04088 | 099-04088 | Welch Allyn, Inc. |  |  |  | PEARLAND - EMERGENCY CENTER |  |  |  |  | 099-04088 | 099-04088 | Pearland | Memorial Hermann Pearland Hospital | PEARLAND - EMERGENCY CENTER | Treatment 2 | [5 empty] | Oto/Ophthalmoscope | OTOOPHTHALMOSCOPE-Welch Allyn-670 | [23 empty] | OTOOPHTHALMOSCOPE | Oto/Ophthalmoscope | Welch Allyn
YES | YES |  |  |  | 099-04096 | 099-04096 | Welch Allyn, Inc. |  |  |  | PEARLAND - EMERGENCY CENTER |  |  |  |  | 099-04096 | 099-04096 | Pearland | Memorial Hermann Pearland Hospital | PEARLAND - EMERGENCY CENTER | Treatment 3 | [5 empty] | Oto/Ophthalmoscope | OTOOPHTHALMOSCOPE-Welch Allyn-670 | [23 empty] | OTOOPHTHALMOSCOPE | Oto/Ophthalmoscope | Welch Allyn
YES | YES |  |  |  | 069-49110 | 069-49110 | Welch Allyn, Inc. | 6702W |  | 21U107252194065 | Biomed |  |  |  |  | 069-49110 | 069-49110 | TMC | Memorial Hermann-Texas Medical Center | Biomed | S3622 | 1/1/20 |  | 1/1/21
YES | YES |  |  |  | 069-49109 | 069-49109 | Welch Allyn, Inc. | 6702W |  | 21U107252194063 | Biomed |  |  |  |  | 069-49109 | 069-49109 | TMC | Memorial Hermann-Texas Medical Center | Biomed | S3622 | 1/1/20 |  | 1/1/21
YES | YES |  |  |  | 074-06125 | 074-06125 | Welch Allyn, Inc. | 67NXTX |  |  | OPID - (WDLS) - WOODLANDS - 430 (MP3) |  |  |  |  | 074-06125 | 074-06125 | Woodlands | OPID - (WDLS) - WOODLANDS - 430 (MP3) | OPID - (WDLS) - WOODLANDS - 430 (MP3) | Behind Nurse Station | 3/1/20 |  |  | No p.m. sticker found |  | Monitor, Vital Signs | MONITORVITALSIGNS-Welch Allyn-Connex 6700 | [12 empty] | MVS-A | [10 empty] | MONITORVITALSIGNS | Monitor, Vital Signs | Welch Allyn
NO | YES |  |  |  | 000-05034 | 000-05034 | Welch Allyn, Inc. | 67NXTX |  |  | MH MG-(STX)-South Texas-Rosenberg |  |  |  |  | 000-05034 | 000-05034 | South | MHHS-MG | MH MG-(STX)-South Texas-Rosenberg | Hallway | 10/1/19 |  | 10/1/20
YES | YES |  |  |  | 151-05020 | 151-05020 | Welch Allyn, Inc. |  |  |  | CY - ER |  |  |  |  | 151-05020 | 151-05020 | Northwest | Memorial Hermann Cypress Hospital | CY - ER | Er | [5 empty] | Thermometer, Electronic | THERMOMETERELECT-Welch Allyn-SureTemp Plus 690 | [23 empty] | THERMOMETERELECT | Thermometer, Electronic | Welch Allyn
YES | YES |  |  |  | 129-05088 | 129-05088 | Welch Allyn, Inc. |  |  |  | Peds |  |  |  |  | 129-05088 | 129-05088 | South | Memorial Hermann Medical Group Wharton | Peds | Nurses station | 2/1/20 |  |  |  |  | Thermometer, Electronic | THERMOMETERELECT-Welch Allyn-SureTemp Plus 690 | [23 empty] | THERMOMETERELECT | Thermometer, Electronic | Welch Allyn
YES | YES |  |  |  | 029-11200 | 029-11200 | Welch Allyn, Inc. |  |  |  | ER |  |  |  |  | 029-11200 | 029-11200 | Woodlands | 24 Hour Emergency Room - Convenient Care Center in Spring | ER | ER | [5 empty] | Thermometer, Electronic | THERMOMETERELECT-Welch Allyn-SureTemp Plus 690 | [23 empty] | THERMOMETERELECT | Thermometer, Electronic | Welch Allyn
YES | YES |  |  |  | 029-11495 | 029-11495 | Welch Allyn, Inc. |  |  |  | ER |  |  |  |  | 029-11495 | 029-11495 | Woodlands | 24 Hour Emergency Room - Convenient Care Center in Spring | ER | ER | [5 empty] | Thermometer, Electronic | THERMOMETERELECT-Welch Allyn-SureTemp Plus 690 | [23 empty] | THERMOMETERELECT | Thermometer, Electronic | Welch Allyn
YES | YES |  |  |  | 029-13550 | 029-13550 | Welch Allyn, Inc. |  |  |  | ER |  |  |  |  | 029-13550 | 029-13550 | Woodlands | 24 Hour Emergency Room - Convenient Care Center in Spring | ER | ER | [5 empty] | Thermometer, Electronic | THERMOMETERELECT-Welch Allyn-SureTemp Plus 690 | [23 empty] | THERMOMETERELECT | Thermometer, Electronic | Welch Allyn
YES | YES |  |  |  | 029-11202 | 029-11202 | Welch Allyn, Inc. |  |  |  | ER |  |  |  |  | 029-11202 | 029-11202 | Woodlands | 24 Hour Emergency Room - Convenient Care Center in Spring | ER | ER | [5 empty] | Thermometer, Electronic | THERMOMETERELECT-Welch Allyn-SureTemp Plus 690 | [23 empty] | THERMOMETERELECT | Thermometer, Electronic | Welch Allyn
YES | YES |  |  |  | 029-11500 | 029-11500 | Welch Allyn, Inc. |  |  |  | SMR - (WDLS) - SPRING CCC |  |  |  |  | 029-11500 | 029-11500 | Woodlands | 24 Hour Emergency Room - Convenient Care Center in Spring | SMR - (WDLS) - SPRING CCC | ER | [5 empty] | Thermometer, Electronic | THERMOMETERELECT-Welch Allyn-SureTemp Plus 690 | [23 empty] | THERMOMETERELECT | Thermometer, Electronic | Welch Allyn
YES | YES |  |  |  | 029-13543 | 029-13543 | Welch Allyn, Inc. |  |  |  | ER |  |  |  |  | 029-13543 | 029-13543 | Woodlands | Memorial Hermann The Woodlands Medical Center | ER | ER | [6 empty] | THERMOMETERELECT-Welch Allyn-SureTemp Plus 690
YES | YES |  |  |  | 005-04605 | 005-04605 | Welch Allyn, Inc. |  |  |  | SE - OR - PACU |  |  |  |  | 005-04605 | 005-04605 | Southeast | Memorial Hermann Southeast Hospital | SE - OR - PACU | Nurse station | [6 empty] | THERMOMETERELECT-Welch Allyn-SureTemp Plus 690
YES | YES |  |  |  | 151-04769 | 151-04769 | Welch Allyn, Inc. |  |  |  | ER |  |  |  |  | 151-04769 | 151-04769 | Northwest | Memorial Hermann Cypress Hospital | ER | Trauma three | 2/1/20 | 2/1/20 |  |  |  | Thermometer, Electronic | THERMOMETERELECT-Welch Allyn-SureTemp Plus 692 | [23 empty] | THERMOMETERELECT | Thermometer, Electronic | Welch Allyn
YES | YES |  |  |  | 029-13380 | 029-13380 | Welch Allyn, Inc. |  |  |  | Women?Aos center |  |  |  |  | 029-13380 | 029-13380 | Woodlands | Morial Herman hospital Woodlands | Women?Aos center | OB w213 | 3/1/20 |  |  |  |  | Thermometer, Electronic | THERMOMETERELECT-Welch Allyn-SureTemp Plus 692 | [23 empty] | THERMOMETERELECT | Thermometer, Electronic | Welch Allyn
YES | YES |  |  |  | 029-13383 | 029-13383 | Welch Allyn, Inc. |  |  |  | Women?Aos center |  |  |  |  | 029-13383 | 029-13383 | Woodlands | Morial Herman hospital Woodlands | Women?Aos center | Ob ED 1 | [5 empty] | Thermometer, Electronic | THERMOMETERELECT-Welch Allyn-SureTemp Plus 692 | [23 empty] | THERMOMETERELECT | Thermometer, Electronic | Welch Allyn
YES | YES |  |  |  | 029-13386 | 029-13386 | Welch Allyn, Inc. |  |  |  | Women?Aos center |  |  |  |  | 029-13386 | 029-13386 | Woodlands | Morial Herman hospital Woodlands | Women?Aos center | NICU 27 | 3/1/20 |  |  |  |  | Thermometer, Electronic | THERMOMETERELECT-Welch Allyn-SureTemp Plus 692 | [23 empty] | THERMOMETERELECT | Thermometer, Electronic | Welch Allyn
YES | YES |  |  |  | 029-13391 | 029-13391 | Welch Allyn, Inc. |  |  |  | WOODLANDS - NICU |  |  |  |  | 029-13391 | 029-13391 | Woodlands | MH Hospital woodlands | WOODLANDS - NICU | NICU 26 | [5 empty] | Thermometer, Electronic | THERMOMETERELECT-Welch Allyn-SureTemp Plus 692 | [23 empty] | THERMOMETERELECT | Thermometer, Electronic | Welch Allyn
YES | YES |  |  |  | 074-06425 | 074-06425 | Welch Allyn, Inc. |  |  |  | Icu neuroscience |  |  |  |  | 074-06425 | 074-06425 | Woodlands | Memorial herman hospital | Icu neuroscience | Memorial herman woodlandl | 3/1/20 |  | 3/1/20 |  |  |  | THERMOMETERELECT-Welch Allyn-SureTemp Plus 692
YES | YES |  |  |  | 013-38150 | 013-38150 | Welch Allyn, Inc. |  |  |  | Trauma |  |  |  |  | 013-38150 | 013-38150 | Southwest | Memorial Hermann Southwest Hospital Emergency Center | Trauma | Trauma | [6 empty] | THERMOMETERELECT-Welch Allyn-SureTemp Plus 690
YES | YES | Serial Number Cnf |  |  | 099-13098 | 099-13098 | Welch Allyn, Inc. |  |  | Cnf | SW - RESPIRATORY |  |  |  |  | 099-13098 | 099-13098 | Southwest | Memorial Hermann Southwest Hospital Emergency Center | SW - RESPIRATORY | Trauma 5 | [6 empty] | THERMOMETERELECT-Welch Allyn-SureTemp Plus 692
YES | YES |  |  |  | 151-04753 | 151-04753 | Welch Allyn, Inc. | 692 suretemp |  |  | Labor and delivery |  |  |  |  | 151-04753 | 151-04753 | Northwest | Memorial Hermann Cypress Hospital | Labor and delivery | Ldr 7 | 2/1/20
YES | YES |  |  |  | 041-32229 | 041-32229 | Welch Allyn, Inc. | 692 Thermometer |  |  | MEMORIAL CITY - MHT - MED/SURG 6 |  |  |  |  | 041-32229 | 041-32229 | West | Memorial Hermann Memorial City Medical Center | MEMORIAL CITY - MHT - MED/SURG 6 | MEMORIAL CITY - MHT - MED/SURG 6 Nursestation
YES | YES |  |  |  | 151-03003 | 151-03003 | Welch Allyn, Inc. |  |  |  | MH MG NE SUMMER CREEK |  |  |  |  | 151-03003 | 151-03003 | KATY | Memorial Hermann Summer Creek | MH MG NE SUMMER CREEK | Hall
YES | YES |  |  |  | 142-09563 | 142-09563 | Welch Allyn, Inc. |  |  | N/A | MH MG NE SUMMER CREEK |  |  |  |  | 142-09563 | 142-09563 | KATY | Memorial Hermann Summer Creek | MH MG NE SUMMER CREEK | Hall
YES | YES |  |  |  | 151-03830 | 151-03830 | Welch Allyn, Inc. | 71040; 71032;71034;71036 |  |  | MH MG - (PL) - CENTRAL PEARLAND |  |  |  |  | 151-03830 | 151-03830 | Pearland |  | MH MG - (PL) - CENTRAL PEARLAND | Nurses station
YES | YES | Serial Number Cnf |  |  | 041-08406 | 041-08406 | Welch Allyn, Inc. |  |  | CNF | East Tower Cardiology Floor |  |  |  |  | 041-08406 | 041-08406 | West | Memorial Hermann - Memorial City | East Tower Cardiology Floor | Physician?Aos Dictation E7 400.4
YES | YES | Serial Number Cnf |  |  | 000-02686 | 000-02686 | Welch Allyn, Inc. |  |  | Cnf | MH MG - (STX) - SOUTH TEXAS - WHARTON |  |  |  |  | 000-02686 | 000-02686 | MH Med Grp Wharton | Primary Care | MH MG - (STX) - SOUTH TEXAS - WHARTON | Exam 13
YES | YES |  |  |  | 000-02695 | 000-02695 | Welch Allyn, Inc. |  |  | NSN | Primary care |  |  |  |  | 000-02695 | 000-02695 | Southwest | Memorial Hermann medical group Wharton | Primary care | Exam room 11 primary care | 10/1/20 | 10/1/19
YES | YES | Serial Number Cnf |  |  | 000-02684 | 000-02684 | Welch Allyn, Inc. |  |  | Cnf | MH MG - (STX) - SOUTH TEXAS - WHARTON |  |  |  |  | 000-02684 | 000-02684 | MH Med Grp Wharton | Wharton primary care | MH MG - (STX) - SOUTH TEXAS - WHARTON | Exam 5
YES | YES | Serial Number Cnf |  |  | 099-02716 | 099-02716 | Welch Allyn, Inc. |  |  | CNF | University place Senior |  |  |  |  | 099-02716 | 099-02716 | Southwest | University Place Senior Living | University place Senior | Nurses station
YES | YES |  |  |  | 013-08324 | 013-08324 | Welch Allyn, Inc. |  |  | March 30, 1999 | SW - NURSERY |  |  |  |  | 013-08324 | 013-08324 | Southwest | Memorial Hermann Southwest Hospital | SW - NURSERY | 5th Floor - C Wing Nurses Station |  |  |  | New Add - One Time Inspection Sticker
YES | YES | Serial Number Cnf |  |  | E12196 | E12196 | Welch Allyn, Inc. |  |  | Cnf | SW-NICU |  |  |  |  | E12196 | E12196 | Southwest | Memorial Hermann Southwest Hospital | SW-NICU | Nicu
YES | YES |  |  |  | 013-02827 | 013-02827 | Welch Allyn, Inc. |  |  | 013-02827 | Nicu |  |  |  |  | 013-02827 | 013-02827 | Southwest | Memorial Hermann Southwest Hospital | Nicu | Nicu
YES | YES | Serial Number Cnf |  |  | 013-02800 | 013-02800 | Welch Allyn, Inc. |  |  | Cnf | SW - NICU |  |  |  |  | 013-02800 | 013-02800 | Southwest | Memorial Hermann Southwest Hospital | SW - NICU | Nicu level 3
YES | YES | Serial Number Cnf |  |  | 013-02915 | 013-02915 | Welch Allyn, Inc. |  |  | Cnf | SW - NICU |  |  |  |  | 013-02915 | 013-02915 | Southwest | Memorial Hermann Southwest Hospital | SW - NICU | Nicu level 3
YES | YES |  |  |  | 013-02862 | 013-02862 | Welch Allyn, Inc. |  |  |  | SW - NICU |  |  |  |  | 013-02862 | 013-02862 | Southwest | Memorial Hermann Southwest Hospital | SW - NICU | Nicu level 3
YES | YES |  |  |  | 069-05530 | 069-05530 | Welch Allyn, Inc. |  |  |  | HVI - CVIMU |  |  |  |  | 069-05530 | 069-05530 | TMC | Memorial Hermann- TEXAS Medica Center | HVI - CVIMU | CVIMU | 3/1/20 |  |  | No PM Sticker
YES | YES |  |  |  | H31660 | H31660 | Welch Allyn, Inc. |  |  |  | TMC - HVI - CIMU |  |  |  |  | H31660 | H31660 | TMC | Memorial Hermann- Texas Medical Center | TMC - HVI - CIMU | Medication | 3/1/20 |  |  | No PM Sticker
YES | YES |  |  |  | 099-12285 | 099-12285 | Welch Allyn, Inc. |  |  |  | TMC - HVI - CIMU |  |  |  |  | 099-12285 | 099-12285 | TMC | Memorial Hermann- Texas Medical Center | TMC - HVI - CIMU | Medication |  |  |  | No PM Sticker
YES | YES |  |  |  | 069-05526 | 069-05526 | Welch Allyn, Inc. |  |  |  | TMC - HVI - CIMU |  |  |  |  | 069-05526 | 069-05526 | TMC | Memorial Hermann- Texas Medical Center | TMC - HVI - CIMU | Medication |  |  |  | No PM Sticker
YES | YES | Serial Number Cnf |  |  | 041-00165 | 041-00165 | Welch Allyn, Inc. |  |  | CNF | MEMORIAL CITY - POSTPARTUM - NURSERY |  |  |  |  | 041-00165 | 041-00165 | West | Women?s Memorial Hermann Memorial City Hospital | MEMORIAL CITY - POSTPARTUM - NURSERY
YES | YES |  |  |  | 013-08323 | 013-08323 | Welch Allyn, Inc. | 71110C |  |  | Floor 5 |  |  |  |  | 013-08323 | 013-08323 | Southwest | Memorial Hermann Southwest Hospital | Floor 5 | Floor 5
YES | YES | Serial Number Cnf |  |  | 151-03921 | 151-03921 | Welch Allyn, Inc. | 7111X |  | Cnf | Er |  |  |  |  | 151-03921 | 151-03921 | Northwest | Memorial Hermann Cypress Hospital | Er | Treatment room er
YES | YES | Serial Number Cnf |  |  | 151-03853 | 151-03853 | Welch Allyn, Inc. |  |  | Cnf | Copperfield |  |  |  |  | 151-03853 | 151-03853 | North cypress | Copperfield | Copperfield | Lab | 2/1/20 |  |  | No pm sticker. No serial |  | Charger, Battery | CHARGERBATTERY-Welch Allyn-71123 | [23 empty] | CHARGERBATTERY | Charger, Battery | Welch Allyn
YES | YES | Serial Number Cnf |  |  | 099-02784 | 099-02784 | Welch Allyn, Inc. |  |  | Cnf | MH MG - (GH) - URGENT CARE - WASHINGTON AVE |  |  |  |  | 099-02784 | 099-02784 | Central | Memorial Hermann Urgent Care Washington Avenue (#100) | MH MG - (GH) - URGENT CARE - WASHINGTON AVE | Nurses station |  |  |  | No pm |  | Charger, Battery | CHARGERBATTERY-Welch Allyn-71123 | [23 empty] | CHARGERBATTERY | Charger, Battery | Welch Allyn
YES | YES |  |  |  | 099-02801 | 099-02801 | Welch Allyn, Inc. |  |  | NSN | Urgent care |  |  |  |  | 099-02801 | 099-02801 | Katy | Memorial Hermann Urgent Care Fulshear (#1200) | Urgent care | Exam room 4 | [5 empty] | Charger, Battery | CHARGERBATTERY-Welch Allyn-71123 | [23 empty] | CHARGERBATTERY | Charger, Battery | Welch Allyn
YES | YES | Serial Number Cnf |  |  | 099-02133 | 099-02133 | Welch Allyn, Inc. |  |  | Cnf | MH MG - (KY) - KATY [MP2-STE400] |  |  |  |  | 099-02133 | 099-02133 | Katy | Katy | MH MG - (KY) - KATY [MP2-STE400] |  | 2/1/20 |  |  |  |  | Charger, Battery | CHARGERBATTERY-Welch Allyn-71123 | [23 empty] | CHARGERBATTERY | Charger, Battery | Welch Allyn
YES | YES |  |  |  | 099-02171 | 099-02171 | Welch Allyn, Inc. |  |  | Cn | MH MG - (SW) - BELLAIRE CENTER |  |  |  |  | 099-02171 | 099-02171 | Southwest |  | MH MG - (SW) - BELLAIRE CENTER |  |  | 2/1/20 |  |  |  | Charger, Battery | CHARGERBATTERY-Welch Allyn-71123 | [23 empty] | CHARGERBATTERY | Charger, Battery | Welch Allyn
YES | YES | Serial Number Cnf |  |  | 142-09336 | 142-09336 | Welch Allyn, Inc. |  |  | Cnf | MH MG - (SL) - PHYSICIANS AT SUGAR CREEK |  |  |  |  | 142-09336 | 142-09336 | Sugar Land | Memorial Hermann Surgery Center Sugar Land (#200) | MH MG - (SL) - PHYSICIANS AT SUGAR CREEK | Procedure room 3 | [5 empty] | Charger, Battery | CHARGERBATTERY-Welch Allyn-71123 | [23 empty] | CHARGERBATTERY | Charger, Battery | Welch Allyn
YES | YES | Serial Number Cnf |  |  | 142-08870 | 142-08870 | Welch Allyn, Inc. |  |  | Cnf | MH MG - (SL) - PHYSICIANS AT SUGAR CREEK |  |  |  |  | 142-08870 | 142-08870 | Sugar Land |  | MH MG - (SL) - PHYSICIANS AT SUGAR CREEK | Green Procedure 1 | [5 empty] | Charger, Battery | CHARGERBATTERY-Welch Allyn-71123 | [23 empty] | CHARGERBATTERY | Charger, Battery | Welch Allyn
YES | YES |  |  |  | 029-10110 | 029-10110 | Welch Allyn, Inc. |  |  |  | Family practice |  |  |  |  | 029-10110 | 029-10110 | Woodlands | Memorial Hermann The Woodlands Medical Center | Family practice | Family practice | [5 empty] | Charger, Battery | CHARGERBATTERY-Welch Allyn-71123 | [23 empty] | CHARGERBATTERY | Charger, Battery | Welch Allyn
YES | YES | Serial Number CLN |  |  | 000-03636 | 000-03636 | Welch Allyn, Inc. |  |  | CLN | MH-MG- (SE)- urgent care clear lake #3 |  |  |  |  | 000-03636 | 000-03636 | Southeast | PaRC Clear Lake Intensive Outpatient Program (B-145) | MH-MG- (SE)- urgent care clear lake #3 | Storage
YES | YES | Serial Number Cnf |  |  | 099-14185 | 099-14185 | Welch Allyn, Inc. |  |  | Cnf | [5 empty] | 099-14185 | 099-14185 | TMC | Memorial Hermann-Texas Medical Center |  | Storage room | [6 empty] | CHARGERBATTERY-Welch Allyn-71123
YES | YES |  |  |  | 099-14480 | 099-14480 | Welch Allyn, Inc. |  |  | Nsn | MH MG - (TMC) - FANNIN PEDIATRICS (STE 2110) |  |  |  |  | 099-14480 | 099-14480 | TMC | Memorial Hermann-Texas Medical Center | MH MG - (TMC) - FANNIN PEDIATRICS (STE 2110) | Hallway | [6 empty] | CHARGERBATTERY-Welch Allyn-71123
YES | YES | Serial Number Cnf |  |  | 099-14189 | 099-14189 | Welch Allyn, Inc. |  |  | Cnf | [5 empty] | 099-14189 | 099-14189 | TMC | Memorial Hermann-Texas Medical Center |  | Storage room | [6 empty] | CHARGERBATTERY-Welch Allyn-71123
YES | YES | Serial Number Cnf |  |  | 099-06460 | 099-06460 | Welch Allyn, Inc. |  |  | CNF | Suite 100 |  |  |  |  | 099-06460 | 099-06460 | West | Memorial Hermann Medical Group Memorial City (#100) | Suite 100 | Nurses Station | [6 empty] | CHARGERBATTERY-Welch Allyn-71123
YES | YES | Serial Number 12314 (cnf) |  |  | 099-02136 | 099-02136 | Welch Allyn, Inc. | 7113x (cnf) |  | 12314 (cnf) | MH MG - (KY) - KATY [MP2-STE400] |  |  |  |  | 099-02136 | 099-02136 | Katy | Katy | MH MG - (KY) - KATY [MP2-STE400] |  |  | 2/1/20 |  |  |  | Oto/Ophthalmoscope | OTOOPHTHALMOSCOPE-Welch Allyn-7114X | [23 empty] | OTOOPHTHALMOSCOPE | Oto/Ophthalmoscope | Welch Allyn
YES | YES | Serial Number Cnf |  |  | 099-01310 | 099-01310 | Welch Allyn, Inc. |  |  | Cnf | NE - 4 WEST TOWER |  |  |  |  | 099-01310 | 099-01310 | Northeast |  | NE - 4 WEST TOWER |  |  |  |  | No pm |  |  | OTOOPHTHALMOSCOPE-Welch Allyn-7114
YES | YES |  |  |  | 142-01395 | 142-01395 | Welch Allyn, Inc. |  |  |  | NEIGHBORHOOD CLINIC - (NE) - NORTHEAST |  |  |  |  | 142-01395 | 142-01395 | Katy | Memorial Hermann Neighborhood Health Center - Northeast (#280) | NEIGHBORHOOD CLINIC - (NE) - NORTHEAST | Lab | [6 empty] | OTOOPHTHALMOSCOPE-Welch Allyn-7114
YES | YES |  |  |  | 129-06578 | 129-06578 | Welch Allyn, Inc. |  |  |  | MH MG - (SL) - SWEETWATER |  |  |  |  | 129-06578 | 129-06578 | Sugar Land | Memorial Hermann Medical Group Sweetwater (#B) | MH MG - (SL) - SWEETWATER | [6 empty] | Oto/Ophthalmoscope | OTOOPHTHALMOSCOPE-Welch Allyn-7114 | [23 empty] | OTOOPHTHALMOSCOPE | Oto/Ophthalmoscope | Welch Allyn
YES | YES |  |  |  | 129-02862 | 129-02862 | Welch Allyn, Inc. |  |  | Lot 08249 | SUGAR LAND - MED/SURG - WEST 4TH |  |  |  |  | 129-02862 | 129-02862 | Sugar Land | Memorial Hermann Sugar Land Hospital | SUGAR LAND - MED/SURG - WEST 4TH | Nurses Station A |  | 3/1/20 |  |  |  | Oto/Ophthalmoscope | OTOOPHTHALMOSCOPE-Welch Allyn-7114 | [23 empty] | OTOOPHTHALMOSCOPE | Oto/Ophthalmoscope | Welch Allyn
YES | YES |  |  |  | 129-02260 | 129-02260 | Welch Allyn, Inc. |  |  |  | ED |  |  |  |  | 129-02260 | 129-02260 | Sugar Land | Memorial Hermann Sugar Land Hospital | ED | Room 2 | [6 empty] | OTOOPHTHALMOSCOPE-Welch Allyn-7114
YES | YES |  |  |  | 129-02263 | 129-02263 | Welch Allyn, Inc. |  |  |  | ED |  |  |  |  | 129-02263 | 129-02263 | Sugar Land | Memorial Hermann Sugar Land Hospital | ED | Room 12 | [6 empty] | OTOOPHTHALMOSCOPE-Welch Allyn-7114
YES | YES |  |  |  | 129-02259 | 129-02259 | Welch Allyn, Inc. |  |  |  | ED |  |  |  |  | 129-02259 | 129-02259 | Sugar Land | Memorial Hermann Sugar Land Hospital | ED | Room 4 | [6 empty] | OTOOPHTHALMOSCOPE-Welch Allyn-7114
YES | YES |  |  |  | 129-03357 | 129-03357 | Welch Allyn, Inc. |  |  |  | ED |  |  |  |  | 129-03357 | 129-03357 | Sugar Land | Memorial Hermann Sugar Land Hospital | ED | Room 9 | [6 empty] | OTOOPHTHALMOSCOPE-Welch Allyn-7114
YES | YES |  |  |  | 142-09480 | 142-09480 | Welch Allyn, Inc. |  |  |  | MH MG - (WDLS) - OB/GYN (MP3) |  |  |  |  | 142-09480 | 142-09480 | Woodlands | Woodlands | MH MG - (WDLS) - OB/GYN (MP3) | OB | [6 empty] | OTOOPHTHALMOSCOPE-Welch Allyn-7114
YES | YES |  |  |  | 029-05862 | 029-05862 | Welch Allyn, Inc. |  |  |  | ER |  |  |  |  | 029-05862 | 029-05862 | Woodlands | Memorial Hermann 24-Hour Emergency Care | ER | ER | [6 empty] | OTOOPHTHALMOSCOPE-Welch Allyn-7114
YES | YES |  |  |  | 029-05864 | 029-05864 | Welch Allyn, Inc. |  |  |  | ER |  |  |  |  | 029-05864 | 029-05864 | Woodlands | Memorial Hermann 24-Hour Emergency Care | ER | ER | [6 empty] | OTOOPHTHALMOSCOPE-Welch Allyn-7114
YES | YES |  |  |  | 099-08546 | 099-08546 | Welch Allyn, Inc. |  |  | Lot: 13170 | MH MG - (SW) - SOUTHWEST CARDIOLOGY (MP2) |  |  |  |  | 099-08546 | 099-08546 | Southwest | Memorial Hermann Medical Group Southwest Cardiology (#700) | MH MG - (SW) - SOUTHWEST CARDIOLOGY (MP2) | Office Storage |  |  |  | New Add |  |  | OTOOPHTHALMOSCOPE-Welch Allyn-7114
YES | YES |  |  |  | 013-38462 | 013-38462 | Welch Allyn, Inc. |  |  | Lot 08014 | SW - NURSERY |  |  |  |  | 013-38462 | 013-38462 | Southwest | Memorial Hermann Southwest Hospital | SW - NURSERY | 5th Floor - C Wing Nurses Station |  |  |  | New Add - One Time Inspection Sticker |  |  | OTOOPHTHALMOSCOPE-Welch Allyn-7114
YES | YES |  |  |  | 013-38874 | 013-38874 | Welch Allyn, Inc. |  |  | Lot 06014 | SW - Women?Aos Health |  |  |  |  | 013-38874 | 013-38874 | Southwest | Memorial Hermann Southwest Hospital | SW - Women?Aos Health | 5th Floor - D Wing - Nurses Station |  |  |  | New Add - No PM Sticker |  |  | OTOOPHTHALMOSCOPE-Welch Allyn-7114
YES | YES | Serial Number CNL |  |  | 133-10021 | 133-10021 | Welch Allyn, Inc. |  |  | CNL | Urgent care |  |  |  |  | 133-10021 | 133-10021 | Southeast | Memorial Hermann Urgent Care Friendswood (#112) | Urgent care | Nurse station | [6 empty] | OTOOPHTHALMOSCOPE-Welch Allyn-7114
YES | YES |  |  |  | 099-13514 | 099-13514 | Welch Allyn, Inc. |  |  |  | MH MG - (TMC) - INT MED/ENDOCRINOLOGY (STE 2015) |  |  |  |  | 099-13514 | 099-13514 | TMC | Memorial Hermann Medical Group Texas Medical Center Internal Medicine | MH MG - (TMC) - INT MED/ENDOCRINOLOGY (STE 2015) | Room 5 | [6 empty] | OTOOPHTHALMOSCOPE-Welch Allyn-7114
YES | YES |  |  |  | 099-13529 | 099-13529 | Welch Allyn, Inc. |  |  |  | MH MG - (TMC) - INT MED/ENDOCRINOLOGY (STE 2015) |  |  |  |  | 099-13529 | 099-13529 | TMC | Memorial Hermann Medical Group Texas Medical Center Internal Medicine | MH MG - (TMC) - INT MED/ENDOCRINOLOGY (STE 2015) | Room 8 | [6 empty] | OTOOPHTHALMOSCOPE-Welch Allyn-7114
YES | YES |  |  |  | 099-13515 | 099-13515 | Welch Allyn, Inc. | [8 empty] | 099-13515 | 099-13515 | TMC | Memorial Hermann Medical Group Texas Medical Center Internal Medicine | [8 empty] | OTOOPHTHALMOSCOPE-Welch Allyn-7114
YES | YES |  |  |  | 041-07335 | 041-07335 | Welch Allyn, Inc. |  |  | Nsn | Memorial city-general surgery |  |  |  |  | 041-07335 | 041-07335 | West | Memorial Hermann Memorial City Medical Center | Memorial city-general surgery | E5 nurse station |  |  |  | One time inspection sticker
YES | YES | Serial Number Cnf |  |  | 151-05093 | 151-05093 | Welch Allyn, Inc. |  |  | Cnf | Occupational health |  |  |  |  | 151-05093 | 151-05093 | Northwest | Memorial Hermann Occupational Medicine Cypress (#180) | Occupational health | C1 711 |  |  |  | No pm required sticker |  | Charger, Battery | CHARGERBATTERY-Welch Allyn-71140 | [23 empty] | CHARGERBATTERY | Charger, Battery | Welch Allyn
YES | YES | Serial Number Cnf |  |  | 151-05095 | 151-05095 | Welch Allyn, Inc. |  |  | Cnf | Occupational health |  |  |  |  | 151-05095 | 151-05095 | Northwest | Memorial Hermann Cypress Hospital | Occupational health | C1 706 | 2/1/20 |  |  | No pm sticker, no serial number |  | Charger, Battery | CHARGERBATTERY-Welch Allyn-71140 | [23 empty] | CHARGERBATTERY | Charger, Battery | Welch Allyn
YES | YES |  |  |  | 151-05213 | 151-05213 | Welch Allyn, Inc. |  |  |  | CY - ER |  |  |  |  | 151-05213 | 151-05213 | Northwest | Memorial Hermann Cypress Hospital | CY - ER | NURSES STATION | [5 empty] | Charger, Battery | CHARGERBATTERY-Welch Allyn-71140 | [23 empty] | CHARGERBATTERY | Charger, Battery | Welch Allyn
YES | YES |  |  |  | 151-03809 | 151-03809 | Welch Allyn, Inc. |  |  |  | CY - POST PARTUM |  |  |  |  | 151-03809 | 151-03809 | Northwest | Memorial Hermann Cypress Hospital | CY - POST PARTUM | Nurses station | [5 empty] | Charger, Battery | CHARGERBATTERY-Welch Allyn-71140 | [23 empty] | CHARGERBATTERY | Charger, Battery | Welch Allyn
YES | YES | Serial Number 19164 |  |  | 151-04810 | 151-04810 | Welch Allyn, Inc. |  |  |  | MH MG - (PL) - PEARLAND CLINIC |  |  |  |  | 151-04810 | 151-04810 | Pearland | Memorial Hermann Medical Group Central Pearland | MH MG - (PL) - PEARLAND CLINIC | Suite 100 exam room 5 | [5 empty] | Charger, Battery | CHARGERBATTERY-Welch Allyn-71140 | [23 empty] | CHARGERBATTERY | Charger, Battery | Welch Allyn
YES | YES | Serial Number Cnf |  |  | 583-01478 | 583-01478 | Welch Allyn, Inc. |  |  | Cnf | [5 empty] | 583-01478 | 583-01478 | Katy | Memorial Hermann Urgent Care Fulshear (#1200) |  | Exam 3 |  |  |  | Could not get a serial |  | Charger, Battery | CHARGERBATTERY-Welch Allyn-71140 | [23 empty] | CHARGERBATTERY | Charger, Battery | Welch Allyn
YES | YES |  |  |  | 583-01477 | 583-01477 | Welch Allyn, Inc. |  |  | NSN | Urgent care |  |  |  |  | 583-01477 | 583-01477 | Katy | Memorial Hermann Urgent Care Fulshear (#1200) | Urgent care | Exam room 4 | [5 empty] | Charger, Battery | CHARGERBATTERY-Welch Allyn-71140 | [23 empty] | CHARGERBATTERY | Charger, Battery | Welch Allyn
YES | YES |  |  |  | 583-01479 | 583-01479 | Welch Allyn, Inc. |  |  |  | MH MG - (KY) - URGENT CARE - FULSHEAR |  |  |  |  | 583-01479 | 583-01479 | Katy | Memorial Hermann Urgent Care Fulshear (#1200) | MH MG - (KY) - URGENT CARE - FULSHEAR | Urgent care |  |  |  | No pm |  | Charger, Battery | CHARGERBATTERY-Welch Allyn-71140 | [23 empty] | CHARGERBATTERY | Charger, Battery | Welch Allyn
YES | YES |  |  |  | 099-02799 | 099-02799 | Welch Allyn, Inc. |  |  | NSN | Urgent care |  |  |  |  | 099-02799 | 099-02799 | Katy | Memorial Hermann Urgent Care Fulshear (#1200) | Urgent care | Exam room 4 | [5 empty] | Charger, Battery | CHARGERBATTERY-Welch Allyn-71140 | [23 empty] | CHARGERBATTERY | Charger, Battery | Welch Allyn
YES | YES |  |  |  | 129-06574 | 129-06574 | Welch Allyn, Inc. |  |  |  | Urgent care |  |  |  |  | 129-06574 | 129-06574 |  | Memorial Hermann Urgent Care Fulshear (#1200) | Urgent care | Exam room 4 | [5 empty] | Charger, Battery | CHARGERBATTERY-Welch Allyn-71140 | [23 empty] | CHARGERBATTERY | Charger, Battery | Welch Allyn
YES | YES |  |  |  | 000-04113 | 000-04113 | Welch Allyn, Inc. |  |  |  | ER |  |  |  |  | 000-04113 | 000-04113 | Katy | Memorial Hermann Convenient Care Center in Kingwood (Kingwood CCC) | ER | Triage | [5 empty] | Charger, Battery | CHARGERBATTERY-Welch Allyn-71140 | [23 empty] | CHARGERBATTERY | Charger, Battery | Welch Allyn
YES | YES |  |  |  | 583-01480 | 583-01480 | Welch Allyn, Inc. |  |  | NSN | MH MG - (KY) - FIRETHORNE |  |  |  |  | 583-01480 | 583-01480 | Katy | Katy | MH MG - (KY) - FIRETHORNE | Nurses ststion | [5 empty] | Charger, Battery | CHARGERBATTERY-Welch Allyn-71140 | [23 empty] | CHARGERBATTERY | Charger, Battery | Welch Allyn
YES | YES |  |  |  | 142-09326 | 142-09326 | Welch Allyn, Inc. |  |  |  | MH MG - (SL) - URGENT CARE - TELFAIR |  |  |  |  | 142-09326 | 142-09326 | Sugar Land | Memorial Hermann Urgent Care Telfair (#A) | MH MG - (SL) - URGENT CARE - TELFAIR | Exam 4 | [5 empty] | Charger, Battery | CHARGERBATTERY-Welch Allyn-71140 | [23 empty] | CHARGERBATTERY | Charger, Battery | Welch Allyn
YES | YES |  |  |  | 000-03758 | 000-03758 | Welch Allyn, Inc. |  |  |  | MH MG - (WDLS) - OB/GYN (MP3) |  |  |  |  | 000-03758 | 000-03758 | Woodlands |  | MH MG - (WDLS) - OB/GYN (MP3) | OBGYN | [5 empty] | Charger, Battery | CHARGERBATTERY-Welch Allyn-71140 | [23 empty] | CHARGERBATTERY | Charger, Battery | Welch Allyn
NO | YES |  |  |  | 000-04041 | 000-04041 | Welch Allyn, Inc. |  |  | NSN | MH MG - (SE) - LC CCC - TIMESHARE |  |  |  |  | 000-04041 | 000-04041 | Southeast | MHHS-MG | MH MG - (SE) - LC CCC - TIMESHARE | C1 601 Exam 1
YES | YES |  |  |  | 005-04329 | 005-04329 | Welch Allyn, Inc. |  |  | 005-04329 | SE - EMERGENCY CENTER |  |  |  |  | 005-04329 | 005-04329 | Southeast | Memorial Hermann Southeast Hospital | SE - EMERGENCY CENTER | Major 1 | [6 empty] | CHARGERBATTERY-Welch Allyn-71140
NO | YES | Serial Number Lot 08161 |  |  | 929-01178 | 929-01178 | Welch Allyn, Inc. | 7114X |  | Lot 08161 | MH MG - (MC) - MEMORIAL CITY (MP3) | MHHS-MG |  | Oto/Ophthalmoscope |  | 929-01178 | 929-01178 | West | MHHS-MG | MH MG - (MC) - MEMORIAL CITY (MP3) | RM 108 Exam A3 |  |  |  |  | BATTERIES |  | OTOOPHTHALMOSCOPE-Welch Allyn-7114X | OTOOPHTHALMOSCOPE | 7114X |  |  |  | Welch Allyn | Oto/Ophthalmoscope |  | OTOOPHTHALMOSCOPE-Welch Allyn-7114X |  |  |  |  | Covered PM Repair - Biomedical | MHHS-MG
YES | YES | Serial Number Cnf |  |  | 005-11703 | 005-11703 | Welch Allyn, Inc. | 7114X |  | Cnf | Sports medicine east |  |  |  |  | 005-11703 | 005-11703 | Pearland | Memorial Hermann Sports Medicine | Sports medicine east | Exam 7 |  |  |  | No pm |  | Oto/Ophthalmoscope | OTOOPHTHALMOSCOPE-Welch Allyn-7114X | [23 empty] | OTOOPHTHALMOSCOPE | Oto/Ophthalmoscope | Welch Allyn
YES | YES | Serial Number Cnf |  |  | 005-11702 | 005-11702 | Welch Allyn, Inc. | 7114X |  | Cnf | Sports medicine east |  |  |  |  | 005-11702 | 005-11702 | Pearland | Memorial Hermann Sports Medicine | Sports medicine east | By exam 8 | 2/1/20 |  |  | One time safety |  | Oto/Ophthalmoscope | OTOOPHTHALMOSCOPE-Welch Allyn-7114X | [23 empty] | OTOOPHTHALMOSCOPE | Oto/Ophthalmoscope | Welch Allyn
YES | YES | Serial Number Cnf |  |  | 099-04119 | 099-04119 | Welch Allyn, Inc. | 7114X |  | Cnf | Er |  |  |  |  | 099-04119 | 099-04119 | Pearland | Memorial Hermann Pearland Hospital | Er | Triage 1 | 2/1/20 |  |  | No pm |  | Oto/Ophthalmoscope | OTOOPHTHALMOSCOPE-Welch Allyn-7114X | [23 empty] | OTOOPHTHALMOSCOPE | Oto/Ophthalmoscope | Welch Allyn
YES | YES |  |  |  | 133-04104 | 133-04104 | Welch Allyn, Inc. | 7114X |  |  | KATY - OB SPECIAL OBSERVATION - 3E |  |  |  |  | 133-04104 | 133-04104 | Katy | Memorial Hermann Katy Hospital | KATY - OB SPECIAL OBSERVATION - 3E | Treatment room | [5 empty] | Oto/Ophthalmoscope | OTOOPHTHALMOSCOPE-Welch Allyn-7114X | [23 empty] | OTOOPHTHALMOSCOPE | Oto/Ophthalmoscope | Welch Allyn
YES | YES | Serial Number Cnf |  |  | 009-03301 | 009-03301 | Welch Allyn, Inc. | 7114x |  | Cnf | Emergency Center |  |  |  |  | 009-03301 | 009-03301 | Central | Memorial Hermann Urgent Care Greater Heights (#100) | Emergency Center | Nurses Station | [5 empty] | Oto/Ophthalmoscope | OTOOPHTHALMOSCOPE-Welch Allyn-7114X | [23 empty] | OTOOPHTHALMOSCOPE | Oto/Ophthalmoscope | Welch Allyn
YES | YES |  |  |  | 142-00895 | 142-00895 | Welch Allyn, Inc. | 7114X |  |  | NE - Biomed |  |  |  |  | 142-00895 | 142-00895 | Katy | Memorial Hermann Northeast Hospital | NE - Biomed | Biomed | 2/1/20 |  |  |  |  | Oto/Ophthalmoscope | OTOOPHTHALMOSCOPE-Welch Allyn-7114X | [23 empty] | OTOOPHTHALMOSCOPE | Oto/Ophthalmoscope | Welch Allyn
YES | YES | Serial Number Cnf |  |  | 142-00326 | 142-00326 | Welch Allyn, Inc. | 7114X |  | Cnf | NE - ANESTHESIA |  |  |  |  | 142-00326 | 142-00326 | Katy | Memorial Hermann Northeast Hospital | NE - ANESTHESIA | Procedure 3 | [5 empty] | Oto/Ophthalmoscope | OTOOPHTHALMOSCOPE-Welch Allyn-7114X | [23 empty] | OTOOPHTHALMOSCOPE | Oto/Ophthalmoscope | Welch Allyn
YES | YES |  |  |  | 099-01663 | 099-01663 | Welch Allyn, Inc. | 7114X | [7 empty] | 099-01663 | 099-01663 | Katy | Memorial Hermann Northeast Hospital |  | 2 South |  |  |  | N/A |  | Oto/Ophthalmoscope | OTOOPHTHALMOSCOPE-Welch Allyn-7114X | [23 empty] | OTOOPHTHALMOSCOPE | Oto/Ophthalmoscope | Welch Allyn
YES | YES |  |  |  | 099-01828 | 099-01828 | Welch Allyn, Inc. | 7114x |  |  | SC CCC - (NE) - EMERGENCY ROOM |  |  |  |  | 099-01828 | 099-01828 | Katy | Memorial Hermann Convenient Care Center in Summer Creek (Summer Creek CCC) | SC CCC - (NE) - EMERGENCY ROOM | Physician Work/PACS Reafing Room | [5 empty] | Oto/Ophthalmoscope | OTOOPHTHALMOSCOPE-Welch Allyn-7114X | [23 empty] | OTOOPHTHALMOSCOPE | Oto/Ophthalmoscope | Welch Allyn
YES | YES |  |  |  | 099-01843 | 099-01843 | Welch Allyn, Inc. | 7114X |  |  | MH MG - (NE) - SUMMER CREEK CCC |  |  |  |  | 099-01843 | 099-01843 | Katy | Memorial Hermann Summer Creek Primary Care | MH MG - (NE) - SUMMER CREEK CCC | Exam 20 | [5 empty] | Oto/Ophthalmoscope | OTOOPHTHALMOSCOPE-Welch Allyn-7114X | [23 empty] | OTOOPHTHALMOSCOPE | Oto/Ophthalmoscope | Welch Allyn
YES | YES | Serial Number Cnf |  |  |  |  | Welch Allyn, Inc. | 7114X |  | Cnf | MH MG - (NE) - SUMMER CREEK CCC | [6 empty] | Katy | Memorial Hermann Summer Creek Primary Care | MH MG - (NE) - SUMMER CREEK CCC | Nurses station |  |  |  | Out of asset tags |  | Oto/Ophthalmoscope | OTOOPHTHALMOSCOPE-Welch Allyn-7114X | [23 empty] | OTOOPHTHALMOSCOPE | Oto/Ophthalmoscope | Welch Allyn
YES | YES | Serial Number Cnf |  |  |  |  | Welch Allyn, Inc. | 7114X |  | Cnf | MH MG - (NE) - SUMMER CREEK CCC | [6 empty] | Katy | Memorial Hermann Summer Creek Primary Care | MH MG - (NE) - SUMMER CREEK CCC | Storage |  |  |  | Out of asset tags |  | Oto/Ophthalmoscope | OTOOPHTHALMOSCOPE-Welch Allyn-7114X | [23 empty] | OTOOPHTHALMOSCOPE | Oto/Ophthalmoscope | Welch Allyn
YES | YES | [5 empty] | Welch Allyn, Inc. | 7114X |  |  | MH MG - (NE) - SUMMER CREEK CCC | [6 empty] | Katy | Memorial Hermann Summer Creek Primary Care | MH MG - (NE) - SUMMER CREEK CCC | Exam 2 | [5 empty] | Oto/Ophthalmoscope | OTOOPHTHALMOSCOPE-Welch Allyn-7114X | [23 empty] | OTOOPHTHALMOSCOPE | Oto/Ophthalmoscope | Welch Allyn
YES | YES | Serial Number Cnf |  |  | 129-06581 | 129-06581 | Welch Allyn, Inc. | 7114X |  | Cnf | Medical group |  |  |  |  | 129-06581 | 129-06581 | Sugar Land | Memorial Hermann Medical Group Sugar Land (#300) | Medical group | Exam room 3 | [5 empty] | Oto/Ophthalmoscope | OTOOPHTHALMOSCOPE-Welch Allyn-7114X | [23 empty] | OTOOPHTHALMOSCOPE | Oto/Ophthalmoscope | Welch Allyn
YES | YES | Serial Number Cnf |  |  | 099-00730 | 099-00730 | Welch Allyn, Inc. | 7114X |  | Cnf | MH MG - (SL) - SWEETWATER |  |  |  |  | 099-00730 | 099-00730 | Katy | Memorial Hermann Medical Group Sweetwater (#B) | MH MG - (SL) - SWEETWATER | Exam room 8 | [5 empty] | Oto/Ophthalmoscope | OTOOPHTHALMOSCOPE-Welch Allyn-7114X | [23 empty] | OTOOPHTHALMOSCOPE | Oto/Ophthalmoscope | Welch Allyn
YES | YES |  |  |  | 129-06577 | 129-06577 | Welch Allyn, Inc. | 7114x |  | 129-06577 | MH MG - (SL) - SWEETWATER |  |  |  |  | 129-06577 | 129-06577 | Sugar Land | Memorial Hermann Medical Group Sugar Land (#300) | MH MG - (SL) - SWEETWATER | Exam 12 | [5 empty] | Oto/Ophthalmoscope | OTOOPHTHALMOSCOPE-Welch Allyn-7114X | [23 empty] | OTOOPHTHALMOSCOPE | Oto/Ophthalmoscope | Welch Allyn
YES | YES | Serial Number Cnf |  |  | 142-09247 | 142-09247 | Welch Allyn, Inc. | 7114X |  | Cnf | MH MG - (SL) - SWEETWATER |  |  |  |  | 142-09247 | 142-09247 | Sugar Land | Memorial Hermann Medical Group Sweetwater (#B) | MH MG - (SL) - SWEETWATER | Lab | [5 empty] | Oto/Ophthalmoscope | OTOOPHTHALMOSCOPE-Welch Allyn-7114X | [23 empty] | OTOOPHTHALMOSCOPE | Oto/Ophthalmoscope | Welch Allyn
YES | YES | Serial Number Cnf |  |  | 129-04890 | 129-04890 | Welch Allyn, Inc. | 7114X |  | Cnf | MH MG - (SL) - SWEETWATER |  |  |  |  | 129-04890 | 129-04890 | Sugar Land | Memorial Hermann Medical Group Sweetwater (#B) | MH MG - (SL) - SWEETWATER | Exam room 9 | [5 empty] | Oto/Ophthalmoscope | OTOOPHTHALMOSCOPE-Welch Allyn-7114X | [23 empty] | OTOOPHTHALMOSCOPE | Oto/Ophthalmoscope | Welch Allyn
YES | YES |  |  |  | 013-09670 | 013-09670 | Welch Allyn, Inc. | 7114X |  | 013-09670 | SW - NICU |  |  |  |  | 013-09670 | 013-09670 | Southwest | Memorial Hermann Southwest Hospital | SW - NICU | NICU 1 | [6 empty] | OTOOPHTHALMOSCOPE-Welch Allyn-7114X
YES | YES |  |  |  | 013-09671 | 013-09671 | Welch Allyn, Inc. | 7114x |  | 013-09671 | Nicu |  |  |  |  | 013-09671 | 013-09671 | Southwest | Memorial Hermann Southwest Hospital | Nicu | Nicu | [6 empty] | OTOOPHTHALMOSCOPE-Welch Allyn-7114X
YES | YES |  |  |  | 013-09673 | 013-09673 | Welch Allyn, Inc. | 7114x |  | 013-09673 | Nicu |  |  |  |  | 013-09673 | 013-09673 | Southwest | Memorial Hermann Southwest Hospital | Nicu | Nicu | [6 empty] | OTOOPHTHALMOSCOPE-Welch Allyn-7114X
YES | YES | Serial Number Cnf |  |  | 013-09669 | 013-09669 | Welch Allyn, Inc. | 7114x |  | Cnf | SW - NICU |  |  |  |  | 013-09669 | 013-09669 | Southwest | Memorial Hermann Southwest Hospital | SW - NICU | NICU | 3/1/20 |  | 3/1/17 |  |  |  | OTOOPHTHALMOSCOPE-Welch Allyn-7114X
YES | YES |  |  |  | 099-13507 | 099-13507 | Welch Allyn, Inc. | 7114X |  | Nsn | TMC - CULLEN - MICU (2C) |  |  |  |  | 099-13507 | 099-13507 |  | Memorial Hermann-tmc | TMC - CULLEN - MICU (2C) | Clean utility |  |  |  | No PM Sticker |  |  | OTOOPHTHALMOSCOPE-Welch Allyn-7114X
YES | YES |  |  |  | 099-07720 | 099-07720 | Welch Allyn, Inc. | 7114X |  |  | TMC - OR - ROBERTSON (2R) |  |  |  |  | 099-07720 | 099-07720 | TMC | Memorial Hermann-Texas Medical Center | TMC - OR - ROBERTSON (2R) | TMC - OR - ROBERTSON (2R) | [6 empty] | OTOOPHTHALMOSCOPE-Welch Allyn-7114X
YES | YES |  |  |  | 099-06059 | 099-06059 | Welch Allyn, Inc. | 7114X |  |  | SE - CDU |  |  |  |  | 099-06059 | 099-06059 | Southeast | Memorial Hermann Southeast Hospital | SE - CDU | SE - CDU | [6 empty] | OTOOPHTHALMOSCOPE-Welch Allyn-7114X
YES | YES | Serial Number Cnf |  |  | 099-06472 | 099-06472 | Welch Allyn, Inc. | 7114X |  | CNF | Memorial City Suite 100 |  |  |  |  | 099-06472 | 099-06472 | West | Memorial Hermann Medical Group Memorial City (#100) | Memorial City Suite 100 | RM 108 Exam A1 | [6 empty] | OTOOPHTHALMOSCOPE-Welch Allyn-7114X
YES | YES |  |  |  | 099-06474 | 099-06474 | Welch Allyn, Inc. | 7114X |  |  | Memorial City Suite 100 |  |  |  |  | 099-06474 | 099-06474 | West | Memorial Hermann Medical Group Memorial City (#100) | Memorial City Suite 100 | RM 108 Exam B2 | [6 empty] | OTOOPHTHALMOSCOPE-Welch Allyn-7114X
YES | YES |  |  |  | 099-06478 | 099-06478 | Welch Allyn, Inc. | 7114X |  |  | Memorial City Suite 100 |  |  |  |  | 099-06478 | 099-06478 | West | Memorial Hermann Medical Group Memorial City (#100) | Memorial City Suite 100 | Treatment RM 116 | [6 empty] | OTOOPHTHALMOSCOPE-Welch Allyn-7114X
YES | YES |  |  |  | 099-06482 | 099-06482 | Welch Allyn, Inc. | 7114X |  |  | Memorial City Suite 100 |  |  |  |  | 099-06482 | 099-06482 | West | Memorial Hermann Medical Group Memorial City (#100) | Memorial City Suite 100 | Storage room RM 120 | [6 empty] | OTOOPHTHALMOSCOPE-Welch Allyn-7114X
YES | YES |  |  |  | 099-06448 | 099-06448 | Welch Allyn, Inc. | 7114X |  |  | Memorial City Suite 100 |  |  |  |  | 099-06448 | 099-06448 | West | Memorial Hermann Medical Group Memorial City (#100) | Memorial City Suite 100 | Storage room RM 120 | [6 empty] | OTOOPHTHALMOSCOPE-Welch Allyn-7114X
YES | YES |  |  |  | 099-06449 | 099-06449 | Welch Allyn, Inc. | 7114X |  |  | Memorial City Suite 100 |  |  |  |  | 099-06449 | 099-06449 | West | Memorial Hermann Medical Group Memorial City (#100) | Memorial City Suite 100 | Storage room RM 120 | [6 empty] | OTOOPHTHALMOSCOPE-Welch Allyn-7114X
YES | YES |  |  |  | 099-06450 | 099-06450 | Welch Allyn, Inc. | 7114X |  |  | Memorial City Suite 100 |  |  |  |  | 099-06450 | 099-06450 | West | Memorial Hermann Medical Group Memorial City (#100) | Memorial City Suite 100 | Storage room RM 120 | [6 empty] | OTOOPHTHALMOSCOPE-Welch Allyn-7114X
YES | YES |  |  |  | 099-06451 | 099-06451 | Welch Allyn, Inc. | 7114X |  |  | Memorial City Suite 100 |  |  |  |  | 099-06451 | 099-06451 | West | Memorial Hermann Medical Group Memorial City (#100) | Memorial City Suite 100 | Storage room RM 120 | [6 empty] | OTOOPHTHALMOSCOPE-Welch Allyn-7114X
YES | YES | Serial Number Cnf |  |  | 041-14018 | 041-14018 | Welch Allyn, Inc. | 7114X |  | CNF | MEMORIAL CITY - POSTPARTUM - NURSERY |  |  |  |  | 041-14018 | 041-14018 | West | Women?s Memorial Hermann Memorial City Hospital | MEMORIAL CITY - POSTPARTUM - NURSERY | [7 empty] | OTOOPHTHALMOSCOPE-Welch Allyn-7114X
YES | YES | Serial Number Cnf |  |  | 151-04814 | 151-04814 | Welch Allyn, Inc. | 7114X |  | CNF | ER |  |  |  |  | 151-04814 | 151-04814 | West | Memorial Hermann Memorial City Medical Center Emergency Center | ER | Nurses Station
YES | YES | Serial Number Cnf |  |  | 041-32230 | 041-32230 | Welch Allyn, Inc. | 7114X |  | CNF | Memorial City -MHT - Med/Surg |  |  |  |  | 041-32230 | 041-32230 | West | Memorial Hermann Memorial City Medical Center | Memorial City -MHT - Med/Surg | MH 6 Medication Room
YES | YES |  |  |  | 041-07343 | 041-07343 | Welch Allyn, Inc. | 7114x |  |  | MEMORIAL CITY - EAST TOWER - NEUROLOGY |  |  |  |  | 041-07343 | 041-07343 | West |  | MEMORIAL CITY - EAST TOWER - NEUROLOGY
YES | YES | Serial Number 12314 (cnf) |  |  | 099-02137 | 099-02137 | Welch Allyn, Inc. | 7114x (cnf) |  | 12314 (cnf) | MH MG - (KY) - KATY [MP2-STE400] |  |  |  |  | 099-02137 | 099-02137 | Katy | Katy | MH MG - (KY) - KATY [MP2-STE400] |  |  | 2/1/20 |  |  |  | Oto/Ophthalmoscope | OTOOPHTHALMOSCOPE-Welch Allyn-7114X | [23 empty] | OTOOPHTHALMOSCOPE | Oto/Ophthalmoscope | Welch Allyn
YES | YES | Serial Number Cnf |  |  | 099-01163 | 099-01163 | Welch Allyn, Inc. |  |  | Cnf | NE - ER |  |  |  |  | 099-01163 | 099-01163 | Katy | Memorial Hermann Northeast Hospital | NE - ER | Nurses Station
YES | YES | Serial Number Cnf |  |  | 145-00903 | 145-00903 | Welch Allyn, Inc. |  |  | Cnf | PEARLAND - PROJECTS |  |  |  |  | 145-00903 | 145-00903 | Pearland | Memorial Hermann Medical Group Central Pearland | PEARLAND - PROJECTS | Exam 5 | [5 empty] | Thermometer, Electronic | THERMOMETERELECT-Fluke Biomed-51 | [23 empty] | THERMOMETERELECT | Thermometer, Electronic | Fluke Biomed
YES | YES |  |  |  | PS4506 | PS4506 | Welch Allyn, Inc. |  |  | PS4506 | MH MG - (PL) - CENTRAL PEARLAND |  |  |  |  | PS4506 | PS4506 | Pearland | Memorial Hermann Sports Medicine | MH MG - (PL) - CENTRAL PEARLAND | Lab
YES | YES | [5 empty] | Welch Allyn, Inc. |  |  |  | MH MG - (SL) - PHYSICIANS AT SUGAR CREEK | [6 empty] | Sugar Land | Memorial Hermann Surgery Center Sugar Land (#200) | MH MG - (SL) - PHYSICIANS AT SUGAR CREEK | Purple nurses station
YES | YES |  |  |  | 151-03674 | 151-03674 | Welch Allyn, Inc. |  |  |  | Sports medicine east |  |  |  |  | 151-03674 | 151-03674 | Pearland | Memorial Hermann Sports Medicine | Sports medicine east | Exam 2 | 2/1/20 |  |  | No pm |  | Charger, Battery | CHARGERBATTERY-Welch Allyn-739 | [23 empty] | CHARGERBATTERY | Charger, Battery | Welch Allyn
YES | YES |  |  |  | 099-02800 | 099-02800 | Welch Allyn, Inc. |  |  | NSN | Urgent care |  |  |  |  | 099-02800 | 099-02800 | Katy | Memorial Hermann Urgent Care Fulshear (#1200) | Urgent care | Exam room 4 | [5 empty] | Charger, Battery | CHARGERBATTERY-Welch Allyn-739 | [23 empty] | CHARGERBATTERY | Charger, Battery | Welch Allyn
YES | YES |  |  |  | 099-02832 | 099-02832 | Welch Allyn, Inc. |  |  |  | MH MG - (KY) - FIRETHORNE |  |  |  |  | 099-02832 | 099-02832 | Katy | Memorial Hermann Summer Creek Primary Care | MH MG - (KY) - FIRETHORNE | Exam 3 |  |  |  | No pm |  | Charger, Battery | CHARGERBATTERY-Welch Allyn-739 | [23 empty] | CHARGERBATTERY | Charger, Battery | Welch Allyn
YES | YES | Serial Number Cnf |  |  | 099-02836 | 099-02836 | Welch Allyn, Inc. |  |  | Cnf | MH MG - (KY) - FIRETHORNE |  |  |  |  | 099-02836 | 099-02836 | Katy | Memorial Hermann Summer Creek Primary Care | MH MG - (KY) - FIRETHORNE | Nurses station |  |  |  | No serial or pm |  | Charger, Battery | CHARGERBATTERY-Welch Allyn-739 | [23 empty] | CHARGERBATTERY | Charger, Battery | Welch Allyn
YES | YES | Serial Number Cnf |  |  | 099-02837 | 099-02837 | Welch Allyn, Inc. |  |  | Cnf | MH MG - (KY) - URGENT CARE - FULSHEAR |  |  |  |  | 099-02837 | 099-02837 | Katy | Memorial Hermann Urgent Care Fulshear (#1200) | MH MG - (KY) - URGENT CARE - FULSHEAR | Exam room 1 |  |  |  | No pm. No serial |  | Charger, Battery | CHARGERBATTERY-Welch Allyn-739 | [23 empty] | CHARGERBATTERY | Charger, Battery | Welch Allyn
YES | YES |  |  |  | 099-00013 | 099-00013 | Welch Allyn, Inc. |  |  |  | NEIGHBORHOOD CLINIC - (GH) - NORTHWEST CC |  |  |  |  | 099-00013 | 099-00013 | Central Greater Heights | Memorial Hermann Neighborhood Health Center - Greater Heights (#103) | NEIGHBORHOOD CLINIC - (GH) - NORTHWEST CC | Hall | 2/1/20 |  |  |  |  | Charger, Battery | CHARGERBATTERY-Welch Allyn-739 | [23 empty] | CHARGERBATTERY | Charger, Battery | Welch Allyn
YES | YES | Serial Number Cnf |  |  |  |  | Welch Allyn, Inc. |  |  | Cnf | MH MG - (NE) - SUMMER CREEK CCC | [6 empty] | Katy | Memorial Hermann Summer Creek Primary Care | MH MG - (NE) - SUMMER CREEK CCC | Nurses station |  |  |  | No pm Out of asset tags |  | Charger, Battery | CHARGERBATTERY-Welch Allyn-739 | [23 empty] | CHARGERBATTERY | Charger, Battery | Welch Allyn
YES | YES | Serial Number Cnf |  |  | 142-09248 | 142-09248 | Welch Allyn, Inc. |  |  | Cnf | MH MG - (SL) - URGENT CARE - TELFAIR |  |  |  |  | 142-09248 | 142-09248 | Sugar Land | Memorial Hermann Urgent Care Telfair (#A) | MH MG - (SL) - URGENT CARE - TELFAIR | Exam room 1 | [5 empty] | Charger, Battery | CHARGERBATTERY-Welch Allyn-739 | [23 empty] | CHARGERBATTERY | Charger, Battery | Welch Allyn
YES | YES | Serial Number Cnf |  |  | 099-00729 | 099-00729 | Welch Allyn, Inc. |  |  | Cnf | MH MG - (SL) - SWEETWATER |  |  |  |  | 099-00729 | 099-00729 | Sugar Land | Memorial Hermann Medical Group Sweetwater (#B) | MH MG - (SL) - SWEETWATER | Exam room 8 |  |  |  | No pm |  | Charger, Battery | CHARGERBATTERY-Welch Allyn-739 | [23 empty] | CHARGERBATTERY | Charger, Battery | Welch Allyn
YES | YES | Serial Number Cnf |  |  | 099-02405 | 099-02405 | Welch Allyn, Inc. |  |  | Cnf | MH MG - (SL) - SWEETWATER |  |  |  |  | 099-02405 | 099-02405 | Sugar Land | Memorial Hermann Medical Group Sweetwater (#B) | MH MG - (SL) - SWEETWATER | Lab | [5 empty] | Charger, Battery | CHARGERBATTERY-Welch Allyn-739 | [23 empty] | CHARGERBATTERY | Charger, Battery | Welch Allyn
YES | YES | Serial Number Cnf |  |  | 099-02406 | 099-02406 | Welch Allyn, Inc. |  |  | Cnf | MH MG - (SL) - SWEETWATER |  |  |  |  | 099-02406 | 099-02406 | Sugar Land | Memorial Hermann Medical Group Sweetwater (#B) | MH MG - (SL) - SWEETWATER | Exam room 9 | [5 empty] | Charger, Battery | CHARGERBATTERY-Welch Allyn-739 | [23 empty] | CHARGERBATTERY | Charger, Battery | Welch Allyn
YES | YES | Serial Number Cnf |  |  | 142-09062 | 142-09062 | Welch Allyn, Inc. |  |  | Cnf | MH MG - (SL) - SUGAR LAND PRIMARY CARE (MP1) |  |  |  |  | 142-09062 | 142-09062 | Sugar Land | Memorial Hermann Medical Group Sugar Land (#300) | MH MG - (SL) - SUGAR LAND PRIMARY CARE (MP1) | Exam 6 | [5 empty] | Charger, Battery | CHARGERBATTERY-Welch Allyn-739 | [23 empty] | CHARGERBATTERY | Charger, Battery | Welch Allyn
YES | YES | Serial Number Cnf |  |  |  |  | Welch Allyn, Inc. |  |  | Cnf | MH MG - (SL) - SUGAR LAND MULTI-SPECIALTY (MP1) | [6 empty] | Sugar Land | Memorial Hermann Medical Group Sugar Land Multi-Specialty (#350) | MH MG - (SL) - SUGAR LAND MULTI-SPECIALTY (MP1) | Exam 13 |  |  |  | No pm required. Asset is reference number |  | Charger, Battery | CHARGERBATTERY-Welch Allyn-739 | [23 empty] | CHARGERBATTERY | Charger, Battery | Welch Allyn
YES | YES | Serial Number Cnf |  |  |  |  | Welch
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